## ComputerRoomAirCo_1986-2023
Manufacturer | Brand | Model Number | Economizer Present | Net Sensible Cooling Capacity (BTUH) | SCOP | SCOP Std | Regulatory Status | Add Date | Reference Number | Net Cooling Capacity | Rated Airflow (SCFM) | Configuration | Condenser Medium | Modified Date
Air Technology Systems | Ceilair | OHS-018-AHU/RCU |  |  |  |  | Non Federally-Regulated | 1994-02-15 | [5 empty] | 2009-03-12
Data Aire, Inc. | Data Aire | DAME 0832/4/5 AIS-D |  |  |  |  | Non Federally-Regulated | 1992-12-01 | [5 empty] | 1992-12-21
Pomona Air | Pomona Air | SACC 400-U&D-208V |  |  |  |  | Non Federally-Regulated | 1989-01-01 | [5 empty] | 1990-05-17
Vertiv Corporation | Liebert | PX018DA1*D* |  | 57372 | 2.67 | 2.2 | Federally-Regulated Commercial & Industrial Equipment | 2015-07-08 | [5 empty] | 2016-02-05
Vertiv Corporation | Liebert | PX018DA1*S* |  | 57372 | 2.77 | 2.2 | Federally-Regulated Commercial & Industrial Equipment | 2015-07-08 | [5 empty] | 2016-02-05
Vertiv Corporation | Liebert | PX018HA1*D* |  | 57372 | 2.67 | 2.2 | Federally-Regulated Commercial & Industrial Equipment | 2015-07-08 | [5 empty] | 2016-02-05
Vertiv Corporation | Liebert | PX018HA1*S* |  | 57372 | 2.77 | 2.2 | Federally-Regulated Commercial & Industrial Equipment | 2015-07-08 | [5 empty] | 2016-02-05
Vertiv Corporation | Liebert | PX0181A1*D* |  | 57372 | 2.67 | 2.2 | Federally-Regulated Commercial & Industrial Equipment | 2015-07-08 | [5 empty] | 2016-02-05
Vertiv Corporation | Liebert | PX0181A1*S* |  | 57372 | 2.77 | 2.2 | Federally-Regulated Commercial & Industrial Equipment | 2015-07-08 | [5 empty] | 2016-02-05
Vertiv Corporation | Liebert | PX0182A1*D* |  | 57372 | 2.67 | 2.2 | Federally-Regulated Commercial & Industrial Equipment | 2015-07-08 | [5 empty] | 2016-02-05
Vertiv Corporation | Liebert | PX0182A1*S* |  | 57372 | 2.77 | 2.2 | Federally-Regulated Commercial & Industrial Equipment | 2015-07-08 | [5 empty] | 2016-02-05
Vertiv Corporation | Liebert | PX0183A1*D* |  | 57372 | 2.67 | 2.2 | Federally-Regulated Commercial & Industrial Equipment | 2015-07-08 | [5 empty] | 2016-02-05
Vertiv Corporation | Liebert | PX0183A1*S* |  | 57372 | 2.77 | 2.2 | Federally-Regulated Commercial & Industrial Equipment | 2015-07-08 | [5 empty] | 2016-02-05
Vertiv Corporation | Liebert | PX018DA1*8* |  | 57372 | 2.67 | 2.2 | Federally-Regulated Commercial & Industrial Equipment | 2015-07-08 | [5 empty] | 2016-02-05
Vertiv Corporation | Liebert | PX018HA1*8* |  | 57372 | 2.67 | 2.2 | Federally-Regulated Commercial & Industrial Equipment | 2015-07-08 | [5 empty] | 2016-02-05
Vertiv Corporation | Liebert | PX0181A1*8* |  | 57372 | 2.67 | 2.2 | Federally-Regulated Commercial & Industrial Equipment | 2015-07-08 | [5 empty] | 2016-02-05
Vertiv Corporation | Liebert | PX0182A1*8* |  | 57372 | 2.67 | 2.2 | Federally-Regulated Commercial & Industrial Equipment | 2015-07-08 | [5 empty] | 2016-02-05
Vertiv Corporation | Liebert | PX0183A1*8* |  | 57372 | 2.67 | 2.2 | Federally-Regulated Commercial & Industrial Equipment | 2015-07-08 | [5 empty] | 2016-02-05
Vertiv Corporation | Liebert | PX023DA1*D* |  | 70349 | 2.34 | 2.1 | Federally-Regulated Commercial & Industrial Equipment | 2015-07-08 | [5 empty] | 2016-02-05
Vertiv Corporation | Liebert | PX023DA1*S* |  | 70691 | 2.44 | 2.1 | Federally-Regulated Commercial & Industrial Equipment | 2015-07-08 | [5 empty] | 2016-02-05
Vertiv Corporation | Liebert | PX023HA1*D* |  | 70349 | 2.34 | 2.1 | Federally-Regulated Commercial & Industrial Equipment | 2015-07-08 | [5 empty] | 2016-02-05
Vertiv Corporation | Liebert | PX023HA1*S* |  | 70691 | 2.44 | 2.1 | Federally-Regulated Commercial & Industrial Equipment | 2015-07-08 | [5 empty] | 2016-02-05
Vertiv Corporation | Liebert | PX0231A1*D* |  | 70349 | 2.34 | 2.1 | Federally-Regulated Commercial & Industrial Equipment | 2015-07-08 | [5 empty] | 2016-02-05
Vertiv Corporation | Liebert | PX0231A1*S* |  | 70691 | 2.44 | 2.1 | Federally-Regulated Commercial & Industrial Equipment | 2015-07-08 | [5 empty] | 2016-02-05
Vertiv Corporation | Liebert | PX0232A1*D* |  | 70349 | 2.34 | 2.1 | Federally-Regulated Commercial & Industrial Equipment | 2015-07-08 | [5 empty] | 2016-02-05
Vertiv Corporation | Liebert | PX0232A1*S* |  | 70691 | 2.44 | 2.1 | Federally-Regulated Commercial & Industrial Equipment | 2015-07-08 | [5 empty] | 2016-02-05
Vertiv Corporation | Liebert | PX0233A1*D* |  | 70349 | 2.34 | 2.1 | Federally-Regulated Commercial & Industrial Equipment | 2015-07-08 | [5 empty] | 2016-02-05
Vertiv Corporation | Liebert | PX0233A1*S* |  | 70691 | 2.44 | 2.1 | Federally-Regulated Commercial & Industrial Equipment | 2015-07-08 | [5 empty] | 2016-02-05
Vertiv Corporation | Liebert | PX023DA1*8* |  | 70349 | 2.34 | 2.1 | Federally-Regulated Commercial & Industrial Equipment | 2015-07-08 | [5 empty] | 2016-02-05
Vertiv Corporation | Liebert | PX023HA1*8* |  | 70349 | 2.34 | 2.1 | Federally-Regulated Commercial & Industrial Equipment | 2015-07-08 | [5 empty] | 2016-02-05
Vertiv Corporation | Liebert | PX0231A1*8* |  | 70349 | 2.34 | 2.1 | Federally-Regulated Commercial & Industrial Equipment | 2015-07-08 | [5 empty] | 2016-02-05
Vertiv Corporation | Liebert | PX0232A1*8* |  | 70349 | 2.34 | 2.1 | Federally-Regulated Commercial & Industrial Equipment | 2015-07-08 | [5 empty] | 2016-02-05
Vertiv Corporation | Liebert | PX0233A1*8* |  | 70349 | 2.34 | 2.1 | Federally-Regulated Commercial & Industrial Equipment | 2015-07-08 | [5 empty] | 2016-02-05
Vertiv Corporation | Liebert | PX029DA1*D* |  | 88449 | 2.17 | 2.1 | Federally-Regulated Commercial & Industrial Equipment | 2015-07-08 | [5 empty] | 2016-02-05
Vertiv Corporation | Liebert | PX029DA1*S* |  | 88790 | 2.23 | 2.1 | Federally-Regulated Commercial & Industrial Equipment | 2015-07-08 | [5 empty] | 2016-02-05
Vertiv Corporation | Liebert | PX029HA1*D* |  | 88449 | 2.17 | 2.1 | Federally-Regulated Commercial & Industrial Equipment | 2015-07-08 | [5 empty] | 2016-02-05
Vertiv Corporation | Liebert | PX029HA1*S* |  | 88790 | 2.23 | 2.1 | Federally-Regulated Commercial & Industrial Equipment | 2015-07-08 | [5 empty] | 2016-02-05
Vertiv Corporation | Liebert | PX0291A1*D* |  | 88449 | 2.17 | 2.1 | Federally-Regulated Commercial & Industrial Equipment | 2015-07-08 | [5 empty] | 2016-02-05
Vertiv Corporation | Liebert | PX0291A1*S* |  | 88790 | 2.23 | 2.1 | Federally-Regulated Commercial & Industrial Equipment | 2015-07-08 | [5 empty] | 2016-02-05
Vertiv Corporation | Liebert | PX0292A1*D* |  | 88449 | 2.17 | 2.1 | Federally-Regulated Commercial & Industrial Equipment | 2015-07-08 | [5 empty] | 2016-02-05
Vertiv Corporation | Liebert | PX0292A1*S* |  | 88790 | 2.23 | 2.1 | Federally-Regulated Commercial & Industrial Equipment | 2015-07-08 | [5 empty] | 2016-02-05
Vertiv Corporation | Liebert | PX0293A1*D* |  | 88449 | 2.17 | 2.1 | Federally-Regulated Commercial & Industrial Equipment | 2015-07-08 | [5 empty] | 2016-02-05
Vertiv Corporation | Liebert | PX0293A1*S* |  | 88790 | 2.23 | 2.1 | Federally-Regulated Commercial & Industrial Equipment | 2015-07-08 | [5 empty] | 2016-02-05
Vertiv Corporation | Liebert | PX029DA1*8* |  | 88449 | 2.17 | 2.1 | Federally-Regulated Commercial & Industrial Equipment | 2015-07-08 | [5 empty] | 2016-02-05
Vertiv Corporation | Liebert | PX029HA1*8* |  | 88449 | 2.17 | 2.1 | Federally-Regulated Commercial & Industrial Equipment | 2015-07-08 | [5 empty] | 2016-02-05
Vertiv Corporation | Liebert | PX0291A1*8* |  | 88449 | 2.17 | 2.1 | Federally-Regulated Commercial & Industrial Equipment | 2015-07-08 | [5 empty] | 2016-02-05
Vertiv Corporation | Liebert | PX0292A1*8* |  | 88449 | 2.17 | 2.1 | Federally-Regulated Commercial & Industrial Equipment | 2015-07-08 | [5 empty] | 2016-02-05
Vertiv Corporation | Liebert | PX0293A1*8* |  | 88449 | 2.17 | 2.1 | Federally-Regulated Commercial & Industrial Equipment | 2015-07-08 | [5 empty] | 2016-02-05
Vertiv Corporation | Liebert | PX018DA1*D* |  | 58397 | 2.75 | 2.2 | Federally-Regulated Commercial & Industrial Equipment | 2015-07-08 | [5 empty] | 2016-02-05
Vertiv Corporation | Liebert | PX018DA1*D* |  | 58738 | 2.43 | 2.2 | Federally-Regulated Commercial & Industrial Equipment | 2015-07-08 | [5 empty] | 2016-02-05
Vertiv Corporation | Liebert | PX018DA1*S* |  | 58397 | 2.84 | 2.2 | Federally-Regulated Commercial & Industrial Equipment | 2015-07-08 | [5 empty] | 2016-02-05
Vertiv Corporation | Liebert | PX018DA1*S* |  | 58738 | 2.5 | 2.2 | Federally-Regulated Commercial & Industrial Equipment | 2015-07-08 | [5 empty] | 2016-02-05
Vertiv Corporation | Liebert | PX018HA1*D* |  | 58397 | 2.75 | 2.2 | Federally-Regulated Commercial & Industrial Equipment | 2015-07-08 | [5 empty] | 2016-02-05
Vertiv Corporation | Liebert | PX018HA1*D* |  | 58738 | 2.43 | 2.2 | Federally-Regulated Commercial & Industrial Equipment | 2015-07-08 | [5 empty] | 2016-02-05
Vertiv Corporation | Liebert | PX018HA1*S* |  | 58397 | 2.84 | 2.2 | Federally-Regulated Commercial & Industrial Equipment | 2015-07-08 | [5 empty] | 2016-02-05
Vertiv Corporation | Liebert | PX018HA1*S* |  | 58738 | 2.5 | 2.2 | Federally-Regulated Commercial & Industrial Equipment | 2015-07-08 | [5 empty] | 2016-02-05
Vertiv Corporation | Liebert | PX0181A1*D* |  | 58397 | 2.75 | 2.2 | Federally-Regulated Commercial & Industrial Equipment | 2015-07-08 | [5 empty] | 2016-02-05
Vertiv Corporation | Liebert | PX0181A1*D* |  | 58738 | 2.43 | 2.2 | Federally-Regulated Commercial & Industrial Equipment | 2015-07-08 | [5 empty] | 2016-02-05
Vertiv Corporation | Liebert | PX0181A1*S* |  | 58397 | 2.84 | 2.2 | Federally-Regulated Commercial & Industrial Equipment | 2015-07-08 | [5 empty] | 2016-02-05
Vertiv Corporation | Liebert | PX0181A1*S* |  | 58738 | 2.5 | 2.2 | Federally-Regulated Commercial & Industrial Equipment | 2015-07-08 | [5 empty] | 2016-02-05
Vertiv Corporation | Liebert | PX0182A1*D* |  | 58397 | 2.75 | 2.2 | Federally-Regulated Commercial & Industrial Equipment | 2015-07-08 | [5 empty] | 2016-02-05
Vertiv Corporation | Liebert | PX0182A1*D* |  | 58738 | 2.43 | 2.2 | Federally-Regulated Commercial & Industrial Equipment | 2015-07-08 | [5 empty] | 2016-02-05
Vertiv Corporation | Liebert | PX0182A1*S* |  | 58397 | 2.84 | 2.2 | Federally-Regulated Commercial & Industrial Equipment | 2015-07-08 | [5 empty] | 2016-02-05
Vertiv Corporation | Liebert | PX0182A1*S* |  | 58738 | 2.5 | 2.2 | Federally-Regulated Commercial & Industrial Equipment | 2015-07-08 | [5 empty] | 2016-02-05
Vertiv Corporation | Liebert | PX0183A1*D* |  | 58397 | 2.75 | 2.2 | Federally-Regulated Commercial & Industrial Equipment | 2015-07-08 | [5 empty] | 2016-02-05
Vertiv Corporation | Liebert | PX0183A1*D* |  | 58738 | 2.43 | 2.2 | Federally-Regulated Commercial & Industrial Equipment | 2015-07-08 | [5 empty] | 2016-02-05
Vertiv Corporation | Liebert | PX0183A1*S* |  | 58397 | 2.84 | 2.2 | Federally-Regulated Commercial & Industrial Equipment | 2015-07-08 | [5 empty] | 2016-02-05
Vertiv Corporation | Liebert | PX0183A1*S* |  | 58738 | 2.5 | 2.2 | Federally-Regulated Commercial & Industrial Equipment | 2015-07-08 | [5 empty] | 2016-02-05
Vertiv Corporation | Liebert | PX018DA1*8* |  | 58397 | 2.75 | 2.2 | Federally-Regulated Commercial & Industrial Equipment | 2015-07-08 | [5 empty] | 2016-02-05
Vertiv Corporation | Liebert | PX018DA1*8* |  | 58738 | 2.43 | 2.2 | Federally-Regulated Commercial & Industrial Equipment | 2015-07-08 | [5 empty] | 2016-02-05
Vertiv Corporation | Liebert | PX018HA1*8* |  | 58397 | 2.75 | 2.2 | Federally-Regulated Commercial & Industrial Equipment | 2015-07-08 | [5 empty] | 2016-02-05
Vertiv Corporation | Liebert | PX018HA1*8* |  | 58738 | 2.43 | 2.2 | Federally-Regulated Commercial & Industrial Equipment | 2015-07-08 | [5 empty] | 2016-02-05
Vertiv Corporation | Liebert | PX0181A1*8* |  | 58397 | 2.75 | 2.2 | Federally-Regulated Commercial & Industrial Equipment | 2015-07-08 | [5 empty] | 2016-02-05
Vertiv Corporation | Liebert | PX0181A1*8* |  | 58738 | 2.43 | 2.2 | Federally-Regulated Commercial & Industrial Equipment | 2015-07-08 | [5 empty] | 2016-02-05
Vertiv Corporation | Liebert | PX0182A1*8* |  | 58397 | 2.75 | 2.2 | Federally-Regulated Commercial & Industrial Equipment | 2015-07-08 | [5 empty] | 2016-02-05
Vertiv Corporation | Liebert | PX0182A1*8* |  | 58738 | 2.43 | 2.2 | Federally-Regulated Commercial & Industrial Equipment | 2015-07-08 | [5 empty] | 2016-02-05
Vertiv Corporation | Liebert | PX0183A1*8* |  | 58397 | 2.75 | 2.2 | Federally-Regulated Commercial & Industrial Equipment | 2015-07-08 | [5 empty] | 2016-02-05
Vertiv Corporation | Liebert | PX0183A1*8* |  | 58738 | 2.43 | 2.2 | Federally-Regulated Commercial & Industrial Equipment | 2015-07-08 | [5 empty] | 2016-02-05
Vertiv Corporation | Liebert | PX023DA1*D* |  | 71715 | 2.21 | 2.1 | Federally-Regulated Commercial & Industrial Equipment | 2015-07-08 | [5 empty] | 2016-02-05
Vertiv Corporation | Liebert | PX023DA1*D* |  | 71715 | 2.33 | 2.1 | Federally-Regulated Commercial & Industrial Equipment | 2015-07-08 | [5 empty] | 2016-02-05
Vertiv Corporation | Liebert | PX023DA1*S* |  | 71715 | 2.3 | 2.1 | Federally-Regulated Commercial & Industrial Equipment | 2015-07-08 | [5 empty] | 2016-02-05
Vertiv Corporation | Liebert | PX023DA1*S* |  | 71715 | 2.43 | 2.1 | Federally-Regulated Commercial & Industrial Equipment | 2015-07-08 | [5 empty] | 2016-02-05
Vertiv Corporation | Liebert | PX023HA1*D* |  | 71715 | 2.21 | 2.1 | Federally-Regulated Commercial & Industrial Equipment | 2015-07-08 | [5 empty] | 2016-02-05
Vertiv Corporation | Liebert | PX023HA1*D* |  | 71715 | 2.33 | 2.1 | Federally-Regulated Commercial & Industrial Equipment | 2015-07-08 | [5 empty] | 2016-02-05
Vertiv Corporation | Liebert | PX023HA1*S* |  | 71715 | 2.3 | 2.1 | Federally-Regulated Commercial & Industrial Equipment | 2015-07-08 | [5 empty] | 2016-02-05
Vertiv Corporation | Liebert | PX023HA1*S* |  | 71715 | 2.43 | 2.1 | Federally-Regulated Commercial & Industrial Equipment | 2015-07-08 | [5 empty] | 2016-02-05
Vertiv Corporation | Liebert | PX0231A1*D* |  | 71715 | 2.21 | 2.1 | Federally-Regulated Commercial & Industrial Equipment | 2015-07-08 | [5 empty] | 2016-02-05
Vertiv Corporation | Liebert | PX0231A1*D* |  | 71715 | 2.33 | 2.1 | Federally-Regulated Commercial & Industrial Equipment | 2015-07-08 | [5 empty] | 2016-02-05
Vertiv Corporation | Liebert | PX0231A1*S* |  | 71715 | 2.3 | 2.1 | Federally-Regulated Commercial & Industrial Equipment | 2015-07-08 | [5 empty] | 2016-02-05
Vertiv Corporation | Liebert | PX0231A1*S* |  | 71715 | 2.43 | 2.1 | Federally-Regulated Commercial & Industrial Equipment | 2015-07-08 | [5 empty] | 2016-02-05
Vertiv Corporation | Liebert | PX0232A1*D* |  | 71715 | 2.21 | 2.1 | Federally-Regulated Commercial & Industrial Equipment | 2015-07-08 | [5 empty] | 2016-02-05
Vertiv Corporation | Liebert | PX0232A1*D* |  | 71715 | 2.33 | 2.1 | Federally-Regulated Commercial & Industrial Equipment | 2015-07-08 | [5 empty] | 2016-02-05
Vertiv Corporation | Liebert | PX0232A1*S* |  | 71715 | 2.3 | 2.1 | Federally-Regulated Commercial & Industrial Equipment | 2015-07-08 | [5 empty] | 2016-02-05
Vertiv Corporation | Liebert | PX0232A1*S* |  | 71715 | 2.43 | 2.1 | Federally-Regulated Commercial & Industrial Equipment | 2015-07-08 | [5 empty] | 2016-02-05
Vertiv Corporation | Liebert | PX0233A1*D* |  | 71715 | 2.21 | 2.1 | Federally-Regulated Commercial & Industrial Equipment | 2015-07-08 | [5 empty] | 2016-02-05
Vertiv Corporation | Liebert | PX0233A1*D* |  | 71715 | 2.33 | 2.1 | Federally-Regulated Commercial & Industrial Equipment | 2015-07-08 | [5 empty] | 2016-02-05
Vertiv Corporation | Liebert | PX0233A1*S* |  | 71715 | 2.3 | 2.1 | Federally-Regulated Commercial & Industrial Equipment | 2015-07-08 | [5 empty] | 2016-02-05
Vertiv Corporation | Liebert | PX0233A1*S* |  | 71715 | 2.43 | 2.1 | Federally-Regulated Commercial & Industrial Equipment | 2015-07-08 | [5 empty] | 2016-02-05
Vertiv Corporation | Liebert | PX023DA1*8* |  | 71715 | 2.21 | 2.1 | Federally-Regulated Commercial & Industrial Equipment | 2015-07-08 | [5 empty] | 2016-02-05
Vertiv Corporation | Liebert | PX023DA1*8* |  | 71715 | 2.33 | 2.1 | Federally-Regulated Commercial & Industrial Equipment | 2015-07-08 | [5 empty] | 2016-02-05
Vertiv Corporation | Liebert | PX023HA1*8* |  | 71715 | 2.21 | 2.1 | Federally-Regulated Commercial & Industrial Equipment | 2015-07-08 | [5 empty] | 2016-02-05
Vertiv Corporation | Liebert | PX023HA1*8* |  | 71715 | 2.33 | 2.1 | Federally-Regulated Commercial & Industrial Equipment | 2015-07-08 | [5 empty] | 2016-02-05
Vertiv Corporation | Liebert | PX0231A1*8* |  | 71715 | 2.21 | 2.1 | Federally-Regulated Commercial & Industrial Equipment | 2015-07-08 | [5 empty] | 2016-02-05
Vertiv Corporation | Liebert | PX0231A1*8* |  | 71715 | 2.33 | 2.1 | Federally-Regulated Commercial & Industrial Equipment | 2015-07-08 | [5 empty] | 2016-02-05
Vertiv Corporation | Liebert | PX0232A1*8* |  | 71715 | 2.21 | 2.1 | Federally-Regulated Commercial & Industrial Equipment | 2015-07-08 | [5 empty] | 2016-02-05
Vertiv Corporation | Liebert | PX0232A1*8* |  | 71715 | 2.33 | 2.1 | Federally-Regulated Commercial & Industrial Equipment | 2015-07-08 | [5 empty] | 2016-02-05
Vertiv Corporation | Liebert | PX0233A1*8* |  | 71715 | 2.21 | 2.1 | Federally-Regulated Commercial & Industrial Equipment | 2015-07-08 | [5 empty] | 2016-02-05
Vertiv Corporation | Liebert | PX0233A1*8* |  | 71715 | 2.33 | 2.1 | Federally-Regulated Commercial & Industrial Equipment | 2015-07-08 | [5 empty] | 2016-02-05
Vertiv Corporation | Liebert | PX029DA1*D* |  | 90498 | 2.16 | 2.1 | Federally-Regulated Commercial & Industrial Equipment | 2015-07-08 | [5 empty] | 2016-02-05
Vertiv Corporation | Liebert | PX029DA1*D* |  | 90839 | 2.28 | 2.1 | Federally-Regulated Commercial & Industrial Equipment | 2015-07-08 | [5 empty] | 2016-02-05
Vertiv Corporation | Liebert | PX029DA1*S* |  | 90839 | 2.22 | 2.1 | Federally-Regulated Commercial & Industrial Equipment | 2015-07-08 | [5 empty] | 2016-02-05
Vertiv Corporation | Liebert | PX029DA1*S* |  | 91181 | 2.35 | 2.1 | Federally-Regulated Commercial & Industrial Equipment | 2015-07-08 | [5 empty] | 2016-02-05
Vertiv Corporation | Liebert | PX029HA1*D* |  | 90498 | 2.16 | 2.1 | Federally-Regulated Commercial & Industrial Equipment | 2015-07-08 | [5 empty] | 2016-02-05
Vertiv Corporation | Liebert | PX029HA1*D* |  | 90839 | 2.28 | 2.1 | Federally-Regulated Commercial & Industrial Equipment | 2015-07-08 | [5 empty] | 2016-02-05
Vertiv Corporation | Liebert | PX029HA1*S* |  | 90839 | 2.22 | 2.1 | Federally-Regulated Commercial & Industrial Equipment | 2015-07-08 | [5 empty] | 2016-02-05
Vertiv Corporation | Liebert | PX029HA1*S* |  | 91181 | 2.35 | 2.1 | Federally-Regulated Commercial & Industrial Equipment | 2015-07-08 | [5 empty] | 2016-02-05
Vertiv Corporation | Liebert | PX0291A1*D* |  | 90498 | 2.16 | 2.1 | Federally-Regulated Commercial & Industrial Equipment | 2015-07-08 | [5 empty] | 2016-02-05
Vertiv Corporation | Liebert | PX0291A1*D* |  | 90839 | 2.28 | 2.1 | Federally-Regulated Commercial & Industrial Equipment | 2015-07-08 | [5 empty] | 2016-02-05
Vertiv Corporation | Liebert | PX0291A1*S* |  | 90839 | 2.22 | 2.1 | Federally-Regulated Commercial & Industrial Equipment | 2015-07-08 | [5 empty] | 2016-02-05
Vertiv Corporation | Liebert | PX0291A1*S* |  | 91181 | 2.35 | 2.1 | Federally-Regulated Commercial & Industrial Equipment | 2015-07-08 | [5 empty] | 2016-02-05
Vertiv Corporation | Liebert | PX0292A1*D* |  | 90498 | 2.16 | 2.1 | Federally-Regulated Commercial & Industrial Equipment | 2015-07-08 | [5 empty] | 2016-02-05
Vertiv Corporation | Liebert | PX0292A1*D* |  | 90839 | 2.28 | 2.1 | Federally-Regulated Commercial & Industrial Equipment | 2015-07-08 | [5 empty] | 2016-02-05
Vertiv Corporation | Liebert | PX0292A1*S* |  | 90839 | 2.22 | 2.1 | Federally-Regulated Commercial & Industrial Equipment | 2015-07-08 | [5 empty] | 2016-02-05
Vertiv Corporation | Liebert | PX0292A1*S* |  | 91181 | 2.35 | 2.1 | Federally-Regulated Commercial & Industrial Equipment | 2015-07-08 | [5 empty] | 2016-02-05
Vertiv Corporation | Liebert | PX0293A1*D* |  | 90498 | 2.16 | 2.1 | Federally-Regulated Commercial & Industrial Equipment | 2015-07-08 | [5 empty] | 2016-02-05
Vertiv Corporation | Liebert | PX0293A1*D* |  | 90839 | 2.28 | 2.1 | Federally-Regulated Commercial & Industrial Equipment | 2015-07-08 | [5 empty] | 2016-02-05
Vertiv Corporation | Liebert | PX0293A1*S* |  | 90839 | 2.22 | 2.1 | Federally-Regulated Commercial & Industrial Equipment | 2015-07-08 | [5 empty] | 2016-02-05
Vertiv Corporation | Liebert | PX0293A1*S* |  | 91181 | 2.35 | 2.1 | Federally-Regulated Commercial & Industrial Equipment | 2015-07-08 | [5 empty] | 2016-02-05
Vertiv Corporation | Liebert | PX029DA1*8* |  | 90498 | 2.16 | 2.1 | Federally-Regulated Commercial & Industrial Equipment | 2015-07-08 | [5 empty] | 2016-02-05
Vertiv Corporation | Liebert | PX029DA1*8* |  | 90839 | 2.28 | 2.1 | Federally-Regulated Commercial & Industrial Equipment | 2015-07-08 | [5 empty] | 2016-02-05
Vertiv Corporation | Liebert | PX029HA1*8* |  | 90498 | 2.16 | 2.1 | Federally-Regulated Commercial & Industrial Equipment | 2015-07-08 | [5 empty] | 2016-02-05
Vertiv Corporation | Liebert | PX029HA1*8* |  | 90839 | 2.28 | 2.1 | Federally-Regulated Commercial & Industrial Equipment | 2015-07-08 | [5 empty] | 2016-02-05
Vertiv Corporation | Liebert | PX0291A1*8* |  | 90498 | 2.16 | 2.1 | Federally-Regulated Commercial & Industrial Equipment | 2015-07-08 | [5 empty] | 2016-02-05
Vertiv Corporation | Liebert | PX0291A1*8* |  | 90839 | 2.28 | 2.1 | Federally-Regulated Commercial & Industrial Equipment | 2015-07-08 | [5 empty] | 2016-02-05
Vertiv Corporation | Liebert | PX0292A1*8* |  | 90498 | 2.16 | 2.1 | Federally-Regulated Commercial & Industrial Equipment | 2015-07-08 | [5 empty] | 2016-02-05
Vertiv Corporation | Liebert | PX0292A1*8* |  | 90839 | 2.28 | 2.1 | Federally-Regulated Commercial & Industrial Equipment | 2015-07-08 | [5 empty] | 2016-02-05
Vertiv Corporation | Liebert | PX0293A1*8* |  | 90498 | 2.16 | 2.1 | Federally-Regulated Commercial & Industrial Equipment | 2015-07-08 | [5 empty] | 2016-02-05
Vertiv Corporation | Liebert | PX0293A1*8* |  | 90839 | 2.28 | 2.1 | Federally-Regulated Commercial & Industrial Equipment | 2015-07-08 | [5 empty] | 2016-02-05
Vertiv Corporation | Liebert | CR019RA1*7*** |  | 55957 | 2.32 | 2.2 | Federally-Regulated Commercial & Industrial Equipment | 2015-01-29 | [5 empty] | 2016-05-13
Vertiv Corporation | Liebert | CR035RW1A7**0 | TRUE | 92465 | 2.34 | 2.1 | Federally-Regulated Commercial & Industrial Equipment | 2015-01-29 | [5 empty] | 2016-05-13
Vertiv Corporation | Liebert | CR035RA1*7*** |  | 94854 | 2.42 | 2.1 | Federally-Regulated Commercial & Industrial Equipment | 2015-01-29 | [5 empty] | 2016-05-13
Vertiv Corporation | Liebert | CR020RA1*7*** |  | 60392 | 2.44 | 2.2 | Federally-Regulated Commercial & Industrial Equipment | 2015-01-29 | [5 empty] | 2016-05-13
Vertiv Corporation | Liebert | CR020RW1A7**0 | TRUE | 62098 | 3.13 | 2.55 | Federally-Regulated Commercial & Industrial Equipment | 2015-01-29 | [5 empty] | 2016-05-13
Vertiv Corporation | Liebert | CR035RW1A7**0 | TRUE | 92465 | 2.34 | 2.1 | Federally-Regulated Commercial & Industrial Equipment | 2015-01-29 | [5 empty] | 2016-05-13
Vertiv Corporation | Liebert | CR020RW1A7**0 | TRUE | 62098 | 3.13 | 2.55 | Federally-Regulated Commercial & Industrial Equipment | 2015-01-29 | [5 empty] | 2016-05-13
Data Aire, Inc. | Data Aire | GIAX-02234 |  | 50181 | 2.25 | 2.09 | Federally-Regulated Commercial & Industrial Equipment | 2016-05-10 | [5 empty] | 2016-05-20
Data Aire, Inc. | Data Aire | GIAX-02232 |  | 50181 | 2.25 | 2.09 | Federally-Regulated Commercial & Industrial Equipment | 2016-05-10 | [5 empty] | 2016-05-20
Data Aire, Inc. | Data Aire | DALA-0632-CO-D |  |  |  |  | Non Federally-Regulated | 2010-11-29 | [5 empty] | 2016-06-03
Data Aire, Inc. | Data Aire | DALA-0632-CO-S |  |  |  |  | Non Federally-Regulated | 2010-11-29 | [5 empty] | 2016-06-03
Data Aire, Inc. | Data Aire | DALA-0634-CO-D |  |  |  |  | Non Federally-Regulated | 2010-11-29 | [5 empty] | 2016-06-03
Data Aire, Inc. | Data Aire | DALA-0634-CO-S |  |  |  |  | Non Federally-Regulated | 2010-11-29 | [5 empty] | 2016-06-03
Data Aire, Inc. | Data Aire | DALA-0832-CO-D |  |  |  |  | Non Federally-Regulated | 2010-11-29 | [5 empty] | 2016-06-03
Data Aire, Inc. | Data Aire | DALA-0832-CO-S |  |  |  |  | Non Federally-Regulated | 2010-11-29 | [5 empty] | 2016-06-03
Data Aire, Inc. | Data Aire | DALA-0834-CO-D |  |  |  |  | Non Federally-Regulated | 2010-11-29 | [5 empty] | 2016-06-03
Data Aire, Inc. | Data Aire | DALA-0834-CO-S |  |  |  |  | Non Federally-Regulated | 2010-11-29 | [5 empty] | 2016-06-03
Data Aire, Inc. | Data Aire | GFAD-02132 |  |  |  |  | Non Federally-Regulated | 2010-11-01 | [5 empty] | 2016-06-14
Data Aire, Inc. | Data Aire | GFAD-02134 |  |  |  |  | Non Federally-Regulated | 2010-11-01 | [5 empty] | 2016-06-14
Data Aire, Inc. | Data Aire | GFAU-02132 |  |  |  |  | Non Federally-Regulated | 2010-11-01 | [5 empty] | 2016-06-14
Data Aire, Inc. | Data Aire | GFAU-02134 |  |  |  |  | Non Federally-Regulated | 2010-11-01 | [5 empty] | 2016-06-14
Data Aire, Inc. | Data Aire | GFAD-02832 |  |  |  |  | Non Federally-Regulated | 2010-11-01 | [5 empty] | 2016-06-14
Data Aire, Inc. | Data Aire | GFAD-02834 |  |  |  |  | Non Federally-Regulated | 2010-11-01 | [5 empty] | 2016-06-14
Data Aire, Inc. | Data Aire | GFAU-02832 |  |  |  |  | Non Federally-Regulated | 2010-11-01 | [5 empty] | 2016-06-14
Data Aire, Inc. | Data Aire | GFAU-02834 |  |  |  |  | Non Federally-Regulated | 2010-11-01 | [5 empty] | 2016-06-14
Data Aire, Inc. | Data Aire | GFAD-03532 |  |  |  |  | Non Federally-Regulated | 2010-11-01 | [5 empty] | 2016-06-14
Data Aire, Inc. | Data Aire | GFAD-03534 |  |  |  |  | Non Federally-Regulated | 2010-11-01 | [5 empty] | 2016-06-14
Data Aire, Inc. | Data Aire | GFAU-03532 |  |  |  |  | Non Federally-Regulated | 2010-11-01 | [5 empty] | 2016-06-14
Data Aire, Inc. | Data Aire | GFAU-03534 |  |  |  |  | Non Federally-Regulated | 2010-11-01 | [5 empty] | 2016-06-14
Data Aire, Inc. | Data Aire | GFAD-04632 |  |  |  |  | Non Federally-Regulated | 2010-11-01 | [5 empty] | 2016-06-14
Data Aire, Inc. | Data Aire | GFAD-04634 |  |  |  |  | Non Federally-Regulated | 2010-11-01 | [5 empty] | 2016-06-14
Data Aire, Inc. | Data Aire | GFAU-04632 |  |  |  |  | Non Federally-Regulated | 2010-11-01 | [5 empty] | 2016-06-14
Data Aire, Inc. | Data Aire | GFAU-04634 |  |  |  |  | Non Federally-Regulated | 2010-11-01 | [5 empty] | 2016-06-14
Data Aire, Inc. | Data Aire | GFAD-05632 |  |  |  |  | Non Federally-Regulated | 2010-11-01 | [5 empty] | 2016-06-14
Data Aire, Inc. | Data Aire | GFAD-05634 |  |  |  |  | Non Federally-Regulated | 2010-11-01 | [5 empty] | 2016-06-14
Data Aire, Inc. | Data Aire | GFAU-05632 |  |  |  |  | Non Federally-Regulated | 2010-11-01 | [5 empty] | 2016-06-14
Data Aire, Inc. | Data Aire | GFAU-05634 |  |  |  |  | Non Federally-Regulated | 2010-11-01 | [5 empty] | 2016-06-14
Data Aire, Inc. | Data Aire | GFAD-07032 |  |  |  |  | Non Federally-Regulated | 2010-11-01 | [5 empty] | 2016-06-14
Data Aire, Inc. | Data Aire | GFAD-07034 |  |  |  |  | Non Federally-Regulated | 2010-11-01 | [5 empty] | 2016-06-14
Data Aire, Inc. | Data Aire | GFAU-07032 |  |  |  |  | Non Federally-Regulated | 2010-11-01 | [5 empty] | 2016-06-14
Data Aire, Inc. | Data Aire | GFAU-07034 |  |  |  |  | Non Federally-Regulated | 2010-11-01 | [5 empty] | 2016-06-14
Data Aire, Inc. | Data Aire | GFAD-09132 |  |  |  |  | Non Federally-Regulated | 2010-11-01 | [5 empty] | 2016-06-14
Data Aire, Inc. | Data Aire | GFAD-09134 |  |  |  |  | Non Federally-Regulated | 2010-11-01 | [5 empty] | 2016-06-14
Data Aire, Inc. | Data Aire | GFAU-09132 |  |  |  |  | Non Federally-Regulated | 2010-11-01 | [5 empty] | 2016-06-14
Data Aire, Inc. | Data Aire | GFAU-09134 |  |  |  |  | Non Federally-Regulated | 2010-11-01 | [5 empty] | 2016-06-14
Data Aire, Inc. | Data Aire | GFWD-02132 |  |  |  |  | Non Federally-Regulated | 2010-11-01 | [5 empty] | 2016-06-14
Data Aire, Inc. | Data Aire | GFWD-02134 |  |  |  |  | Non Federally-Regulated | 2010-11-01 | [5 empty] | 2016-06-14
Data Aire, Inc. | Data Aire | GFWU-02132 |  |  |  |  | Non Federally-Regulated | 2010-11-01 | [5 empty] | 2016-06-14
Data Aire, Inc. | Data Aire | GFWU-02134 |  |  |  |  | Non Federally-Regulated | 2010-11-01 | [5 empty] | 2016-06-14
Data Aire, Inc. | Data Aire | GFWD-02832 |  |  |  |  | Non Federally-Regulated | 2010-11-01 | [5 empty] | 2016-06-14
Data Aire, Inc. | Data Aire | GFWD-02834 |  |  |  |  | Non Federally-Regulated | 2010-11-01 | [5 empty] | 2016-06-14
Data Aire, Inc. | Data Aire | GFWU-02832 |  |  |  |  | Non Federally-Regulated | 2010-11-01 | [5 empty] | 2016-06-14
Data Aire, Inc. | Data Aire | GFWU-02834 |  |  |  |  | Non Federally-Regulated | 2010-11-01 | [5 empty] | 2016-06-14
Data Aire, Inc. | Data Aire | GFWD-03532 |  |  |  |  | Non Federally-Regulated | 2010-11-01 | [5 empty] | 2016-06-14
Data Aire, Inc. | Data Aire | GFWD-03534 |  |  |  |  | Non Federally-Regulated | 2010-11-01 | [5 empty] | 2016-06-14
Data Aire, Inc. | Data Aire | GFWU-03532 |  |  |  |  | Non Federally-Regulated | 2010-11-01 | [5 empty] | 2016-06-14
Data Aire, Inc. | Data Aire | GFWU-03534 |  |  |  |  | Non Federally-Regulated | 2010-11-01 | [5 empty] | 2016-06-14
Data Aire, Inc. | Data Aire | GFWD-04632 |  |  |  |  | Non Federally-Regulated | 2010-11-01 | [5 empty] | 2016-06-14
Data Aire, Inc. | Data Aire | GFWD-04634 |  |  |  |  | Non Federally-Regulated | 2010-11-01 | [5 empty] | 2016-06-14
Data Aire, Inc. | Data Aire | GFWU-04632 |  |  |  |  | Non Federally-Regulated | 2010-11-01 | [5 empty] | 2016-06-14
Data Aire, Inc. | Data Aire | GFWU-04634 |  |  |  |  | Non Federally-Regulated | 2010-11-01 | [5 empty] | 2016-06-14
Data Aire, Inc. | Data Aire | GFWD-05632 |  |  |  |  | Non Federally-Regulated | 2010-11-01 | [5 empty] | 2016-06-14
Data Aire, Inc. | Data Aire | GFWD-05634 |  |  |  |  | Non Federally-Regulated | 2010-11-01 | [5 empty] | 2016-06-14
Data Aire, Inc. | Data Aire | GFWU-05632 |  |  |  |  | Non Federally-Regulated | 2010-11-01 | [5 empty] | 2016-06-14
Data Aire, Inc. | Data Aire | GFWU-05634 |  |  |  |  | Non Federally-Regulated | 2010-11-01 | [5 empty] | 2016-06-14
Data Aire, Inc. | Data Aire | GFWD-07032 |  |  |  |  | Non Federally-Regulated | 2010-11-01 | [5 empty] | 2016-06-14
Data Aire, Inc. | Data Aire | GFWD-07034 |  |  |  |  | Non Federally-Regulated | 2010-11-01 | [5 empty] | 2016-06-14
Data Aire, Inc. | Data Aire | GFWU-07032 |  |  |  |  | Non Federally-Regulated | 2010-11-01 | [5 empty] | 2016-06-14
Data Aire, Inc. | Data Aire | GFWU-07034 |  |  |  |  | Non Federally-Regulated | 2010-11-01 | [5 empty] | 2016-06-14
Data Aire, Inc. | Data Aire | GTAD-01132 |  |  |  |  | Non Federally-Regulated | 2010-11-01 | [5 empty] | 2016-06-14
Data Aire, Inc. | Data Aire | GTAD-01134 |  |  |  |  | Non Federally-Regulated | 2010-11-01 | [5 empty] | 2016-06-14
Data Aire, Inc. | Data Aire | GTAU-01132 |  |  |  |  | Non Federally-Regulated | 2010-11-01 | [5 empty] | 2016-06-14
Data Aire, Inc. | Data Aire | GTAU-01134 |  |  |  |  | Non Federally-Regulated | 2010-11-01 | [5 empty] | 2016-06-14
Data Aire, Inc. | Data Aire | GTAD-01432 |  |  |  |  | Non Federally-Regulated | 2010-11-01 | [5 empty] | 2016-06-14
Data Aire, Inc. | Data Aire | GTAD-01434 |  |  |  |  | Non Federally-Regulated | 2010-11-01 | [5 empty] | 2016-06-14
Data Aire, Inc. | Data Aire | GTAU-01432 |  |  |  |  | Non Federally-Regulated | 2010-11-01 | [5 empty] | 2016-06-14
Data Aire, Inc. | Data Aire | GTAU-01434 |  |  |  |  | Non Federally-Regulated | 2010-11-01 | [5 empty] | 2016-06-14
Data Aire, Inc. | Data Aire | GTAD-01832 |  |  |  |  | Non Federally-Regulated | 2010-11-01 | [5 empty] | 2016-06-14
Data Aire, Inc. | Data Aire | GTAD-01834 |  |  |  |  | Non Federally-Regulated | 2010-11-01 | [5 empty] | 2016-06-14
Data Aire, Inc. | Data Aire | GTAU-01832 |  |  |  |  | Non Federally-Regulated | 2010-11-01 | [5 empty] | 2016-06-14
Data Aire, Inc. | Data Aire | GTAU-01834 |  |  |  |  | Non Federally-Regulated | 2010-11-01 | [5 empty] | 2016-06-14
Data Aire, Inc. | Data Aire | GTAD-02832 |  |  |  |  | Non Federally-Regulated | 2010-11-01 | [5 empty] | 2016-06-14
Data Aire, Inc. | Data Aire | GTAD-02834 |  |  |  |  | Non Federally-Regulated | 2010-11-01 | [5 empty] | 2016-06-14
Data Aire, Inc. | Data Aire | GTAU-02832 |  |  |  |  | Non Federally-Regulated | 2010-11-01 | [5 empty] | 2016-06-14
Data Aire, Inc. | Data Aire | GTAU-02834 |  |  |  |  | Non Federally-Regulated | 2010-11-01 | [5 empty] | 2016-06-14
Data Aire, Inc. | Data Aire | GTAD-03532 |  |  |  |  | Non Federally-Regulated | 2010-11-01 | [5 empty] | 2016-06-14
Data Aire, Inc. | Data Aire | GTAD-03534 |  |  |  |  | Non Federally-Regulated | 2010-11-01 | [5 empty] | 2016-06-14
Data Aire, Inc. | Data Aire | GTAU-03532 |  |  |  |  | Non Federally-Regulated | 2010-11-01 | [5 empty] | 2016-06-14
Data Aire, Inc. | Data Aire | GTAU-03534 |  |  |  |  | Non Federally-Regulated | 2010-11-01 | [5 empty] | 2016-06-14
Data Aire, Inc. | Data Aire | GTAD-04632 |  |  |  |  | Non Federally-Regulated | 2010-11-01 | [5 empty] | 2016-06-14
Data Aire, Inc. | Data Aire | GTAD-04634 |  |  |  |  | Non Federally-Regulated | 2010-11-01 | [5 empty] | 2016-06-14
Data Aire, Inc. | Data Aire | GTAU-04632 |  |  |  |  | Non Federally-Regulated | 2010-11-01 | [5 empty] | 2016-06-14
Data Aire, Inc. | Data Aire | GTAU-04634 |  |  |  |  | Non Federally-Regulated | 2010-11-01 | [5 empty] | 2016-06-14
Data Aire, Inc. | Data Aire | GTWD-01132 |  |  |  |  | Non Federally-Regulated | 2010-11-01 | [5 empty] | 2016-06-14
Data Aire, Inc. | Data Aire | GTWD-01134 |  |  |  |  | Non Federally-Regulated | 2010-11-01 | [5 empty] | 2016-06-14
Data Aire, Inc. | Data Aire | GTWU-01132 |  |  |  |  | Non Federally-Regulated | 2010-11-01 | [5 empty] | 2016-06-14
Data Aire, Inc. | Data Aire | GTWU-01134 |  |  |  |  | Non Federally-Regulated | 2010-11-01 | [5 empty] | 2016-06-14
Data Aire, Inc. | Data Aire | GTWD-01432 |  |  |  |  | Non Federally-Regulated | 2010-11-01 | [5 empty] | 2016-06-14
Data Aire, Inc. | Data Aire | GTWD-01434 |  |  |  |  | Non Federally-Regulated | 2010-11-01 | [5 empty] | 2016-06-14
Data Aire, Inc. | Data Aire | GTWU-01432 |  |  |  |  | Non Federally-Regulated | 2010-11-01 | [5 empty] | 2016-06-14
Data Aire, Inc. | Data Aire | GTWU-01434 |  |  |  |  | Non Federally-Regulated | 2010-11-01 | [5 empty] | 2016-06-14
Data Aire, Inc. | Data Aire | GTWD-01832 |  |  |  |  | Non Federally-Regulated | 2010-11-01 | [5 empty] | 2016-06-14
Data Aire, Inc. | Data Aire | GTWD-01834 |  |  |  |  | Non Federally-Regulated | 2010-11-01 | [5 empty] | 2016-06-14
Data Aire, Inc. | Data Aire | GTWU-01832 |  |  |  |  | Non Federally-Regulated | 2010-11-01 | [5 empty] | 2016-06-14
Data Aire, Inc. | Data Aire | GTWU-01834 |  |  |  |  | Non Federally-Regulated | 2010-11-01 | [5 empty] | 2016-06-14
Data Aire, Inc. | Data Aire | GTWD-02832 |  |  |  |  | Non Federally-Regulated | 2010-11-01 | [5 empty] | 2016-06-14
Data Aire, Inc. | Data Aire | GTWD-02834 |  |  |  |  | Non Federally-Regulated | 2010-11-01 | [5 empty] | 2016-06-14
Data Aire, Inc. | Data Aire | GTWU-02832 |  |  |  |  | Non Federally-Regulated | 2010-11-01 | [5 empty] | 2016-06-14
Data Aire, Inc. | Data Aire | GTWU-02834 |  |  |  |  | Non Federally-Regulated | 2010-11-01 | [5 empty] | 2016-06-14
Data Aire, Inc. | Data Aire | GTWD-03532 |  |  |  |  | Non Federally-Regulated | 2010-11-01 | [5 empty] | 2016-06-14
Data Aire, Inc. | Data Aire | GTWD-03534 |  |  |  |  | Non Federally-Regulated | 2010-11-01 | [5 empty] | 2016-06-14
Data Aire, Inc. | Data Aire | GTWU-03532 |  |  |  |  | Non Federally-Regulated | 2010-11-01 | [5 empty] | 2016-06-14
Data Aire, Inc. | Data Aire | GTWU-03534 |  |  |  |  | Non Federally-Regulated | 2010-11-01 | [5 empty] | 2016-06-14
Data Aire, Inc. | Data Aire | GTWD-04632 |  |  |  |  | Non Federally-Regulated | 2010-11-01 | [5 empty] | 2016-06-14
Data Aire, Inc. | Data Aire | GTWD-04634 |  |  |  |  | Non Federally-Regulated | 2010-11-01 | [5 empty] | 2016-06-14
Data Aire, Inc. | Data Aire | GTWU-04632 |  |  |  |  | Non Federally-Regulated | 2010-11-01 | [5 empty] | 2016-06-14
Data Aire, Inc. | Data Aire | GTWU-04634 |  |  |  |  | Non Federally-Regulated | 2010-11-01 | [5 empty] | 2016-06-14
Data Aire, Inc. | Data Aire | DALW-0632-CO-D |  |  |  |  | Non Federally-Regulated | 2010-11-29 | [5 empty] | 2016-06-21
Data Aire, Inc. | Data Aire | DALW-0632-CO-S |  |  |  |  | Non Federally-Regulated | 2010-11-29 | [5 empty] | 2016-06-21
Data Aire, Inc. | Data Aire | DALW-0634-CO-D |  |  |  |  | Non Federally-Regulated | 2010-11-29 | [5 empty] | 2016-06-21
Data Aire, Inc. | Data Aire | DALW-0634-CO-S |  |  |  |  | Non Federally-Regulated | 2010-11-29 | [5 empty] | 2016-06-21
Data Aire, Inc. | Data Aire | DALW-0832-CO-D |  |  |  |  | Non Federally-Regulated | 2010-11-29 | [5 empty] | 2016-06-21
Data Aire, Inc. | Data Aire | DALW-0832-CO-S |  |  |  |  | Non Federally-Regulated | 2010-11-29 | [5 empty] | 2016-06-21
Data Aire, Inc. | Data Aire | DALW-0834-CO-D |  |  |  |  | Non Federally-Regulated | 2010-11-29 | [5 empty] | 2016-06-21
Data Aire, Inc. | Data Aire | DALW-0834-CO-S |  |  |  |  | Non Federally-Regulated | 2010-11-29 | [5 empty] | 2016-06-21
Data Aire, Inc. | Data Aire | DALW-1032-CO-D |  |  |  |  | Non Federally-Regulated | 2010-11-29 | [5 empty] | 2016-06-21
Data Aire, Inc. | Data Aire | DALW-1032-CO-S |  |  |  |  | Non Federally-Regulated | 2010-11-29 | [5 empty] | 2016-06-21
Data Aire, Inc. | Data Aire | DALW-1034-CO-D |  |  |  |  | Non Federally-Regulated | 2010-11-29 | [5 empty] | 2016-06-21
Data Aire, Inc. | Data Aire | DALW-1034-CO-S |  |  |  |  | Non Federally-Regulated | 2010-11-29 | [5 empty] | 2016-06-21
Vertiv Corporation | Liebert | CR020RW1A7**0 | TRUE | 58345 | 2.45 | 2.45 | Federally-Regulated Commercial & Industrial Equipment | 2015-01-29 | [5 empty] | 2016-07-12
Vertiv Corporation | Liebert | CR035RW1A7**0 | TRUE | 98266 | 2.97 | 2.45 | Federally-Regulated Commercial & Industrial Equipment | 2015-01-29 | [5 empty] | 2016-07-12
Vertiv Corporation | Liebert | VS028AU*1* |  | 106113 | 2.4 | 1.99 | Federally-Regulated Commercial & Industrial Equipment | 2015-01-29 | [5 empty] | 2016-07-13
Vertiv Corporation | Liebert | VS028AU*0* |  | 105090 | 2.31 | 1.99 | Federally-Regulated Commercial & Industrial Equipment | 2015-01-29 | [5 empty] | 2016-07-13
Vertiv Corporation | Liebert | VS028AD*1* |  | 96218 | 2.45 | 1.99 | Federally-Regulated Commercial & Industrial Equipment | 2015-01-29 | [5 empty] | 2016-07-13
Vertiv Corporation | Liebert | VS028AD*0* |  | 95195 | 2.35 | 1.99 | Federally-Regulated Commercial & Industrial Equipment | 2015-01-29 | [5 empty] | 2016-07-13
Vertiv Corporation | Liebert | VS028AS*1* |  | 95877 | 2.63 | 1.99 | Federally-Regulated Commercial & Industrial Equipment | 2015-01-29 | [5 empty] | 2016-07-13
Vertiv Corporation | Liebert | VS028AS*0* |  | 94854 | 2.52 | 1.99 | Federally-Regulated Commercial & Industrial Equipment | 2015-01-29 | [5 empty] | 2016-07-13
Vertiv Corporation | Liebert | VS035AU*1* |  | 113961 | 2.44 | 1.99 | Federally-Regulated Commercial & Industrial Equipment | 2015-01-29 | [5 empty] | 2016-07-13
Vertiv Corporation | Liebert | VS035AU*0* |  | 111914 | 2.3 | 1.99 | Federally-Regulated Commercial & Industrial Equipment | 2015-01-29 | [5 empty] | 2016-07-13
Vertiv Corporation | Liebert | VS035AD*1* |  | 110890 | 2.35 | 1.99 | Federally-Regulated Commercial & Industrial Equipment | 2015-01-29 | [5 empty] | 2016-07-13
Vertiv Corporation | Liebert | VS035AD*0* |  | 108843 | 2.21 | 1.99 | Federally-Regulated Commercial & Industrial Equipment | 2015-01-29 | [5 empty] | 2016-07-13
Vertiv Corporation | Liebert | VS035AS*1* |  | 112937 | 2.49 | 1.99 | Federally-Regulated Commercial & Industrial Equipment | 2015-01-29 | [5 empty] | 2016-07-13
Vertiv Corporation | Liebert | VS035AS*0* |  | 103042 | 2.17 | 1.99 | Federally-Regulated Commercial & Industrial Equipment | 2015-01-29 | [5 empty] | 2016-07-13
Vertiv Corporation | Liebert | VS042AU*1* |  | 129997 | 2.23 | 1.99 | Federally-Regulated Commercial & Industrial Equipment | 2015-01-29 | [5 empty] | 2016-07-13
Vertiv Corporation | Liebert | VS042AU*0* |  | 126585 | 2.05 | 1.99 | Federally-Regulated Commercial & Industrial Equipment | 2015-01-29 | [5 empty] | 2016-07-13
Vertiv Corporation | Liebert | VS042AD*1* |  | 125903 | 2.19 | 1.99 | Federally-Regulated Commercial & Industrial Equipment | 2015-01-29 | [5 empty] | 2016-07-13
Vertiv Corporation | Liebert | VS042AD*0* |  | 122491 | 2.01 | 1.99 | Federally-Regulated Commercial & Industrial Equipment | 2015-01-29 | [5 empty] | 2016-07-13
Vertiv Corporation | Liebert | VS042AS*1* |  | 126244 | 2.33 | 1.99 | Federally-Regulated Commercial & Industrial Equipment | 2015-01-29 | [5 empty] | 2016-07-13
Vertiv Corporation | Liebert | VS042AS*0* |  | 122832 | 2.13 | 1.99 | Federally-Regulated Commercial & Industrial Equipment | 2015-01-29 | [5 empty] | 2016-07-13
Vertiv Corporation | Liebert | VS053AU*1* |  | 172647 | 2.52 | 1.99 | Federally-Regulated Commercial & Industrial Equipment | 2015-01-29 | [5 empty] | 2016-07-13
Vertiv Corporation | Liebert | VS053AU*0* |  | 171965 | 2.49 | 1.99 | Federally-Regulated Commercial & Industrial Equipment | 2015-01-29 | [5 empty] | 2016-07-13
Vertiv Corporation | Liebert | VS053AD*1* |  | 173671 | 2.47 | 1.99 | Federally-Regulated Commercial & Industrial Equipment | 2015-01-29 | [5 empty] | 2016-07-13
Vertiv Corporation | Liebert | VS053AD*0* |  | 172988 | 2.45 | 1.99 | Federally-Regulated Commercial & Industrial Equipment | 2015-01-29 | [5 empty] | 2016-07-13
Vertiv Corporation | Liebert | VS053AS*1* |  | 177083 | 2.48 | 1.99 | Federally-Regulated Commercial & Industrial Equipment | 2015-01-29 | [5 empty] | 2016-07-13
Vertiv Corporation | Liebert | VS053AS*0* |  | 176400 | 2.45 | 1.99 | Federally-Regulated Commercial & Industrial Equipment | 2015-01-29 | [5 empty] | 2016-07-13
Vertiv Corporation | Liebert | VS070AU*1* |  | 203355 | 2.3 | 1.99 | Federally-Regulated Commercial & Industrial Equipment | 2015-01-29 | [5 empty] | 2016-07-13
Vertiv Corporation | Liebert | VS070AU*0* |  | 202332 | 2.26 | 1.99 | Federally-Regulated Commercial & Industrial Equipment | 2015-01-29 | [5 empty] | 2016-07-13
Vertiv Corporation | Liebert | VS070AD*1* |  | 208473 | 2.2 | 1.99 | Federally-Regulated Commercial & Industrial Equipment | 2015-01-29 | [5 empty] | 2016-07-13
Vertiv Corporation | Liebert | VS070AD*0* |  | 207450 | 2.16 | 1.99 | Federally-Regulated Commercial & Industrial Equipment | 2015-01-29 | [5 empty] | 2016-07-13
Vertiv Corporation | Liebert | VS070AS*1* |  | 210862 | 2.21 | 1.99 | Federally-Regulated Commercial & Industrial Equipment | 2015-01-29 | [5 empty] | 2016-07-13
Vertiv Corporation | Liebert | VS070AS*0* |  | 209838 | 2.18 | 1.99 | Federally-Regulated Commercial & Industrial Equipment | 2015-01-29 | [5 empty] | 2016-07-13
Vertiv Corporation | Liebert | VS077AU*1* |  | 220210 | 2.08 | 1.99 | Federally-Regulated Commercial & Industrial Equipment | 2015-01-29 | [5 empty] | 2016-07-13
Vertiv Corporation | Liebert | VS077AU*0* |  | 219050 | 2.05 | 1.99 | Federally-Regulated Commercial & Industrial Equipment | 2015-01-29 | [5 empty] | 2016-07-13
Vertiv Corporation | Liebert | VS077AS*1* |  | 224510 | 2.02 | 1.99 | Federally-Regulated Commercial & Industrial Equipment | 2015-01-29 | [5 empty] | 2016-07-13
Vertiv Corporation | Liebert | VS105AU*1* |  | 273984 | 1.84 | 1.79 | Federally-Regulated Commercial & Industrial Equipment | 2015-01-29 | [5 empty] | 2016-07-13
Vertiv Corporation | Liebert | VS105AU*0* |  | 276031 | 1.81 | 1.79 | Federally-Regulated Commercial & Industrial Equipment | 2015-01-29 | [5 empty] | 2016-07-13
Vertiv Corporation | Liebert | VS105AS*1* |  | 275007 | 1.87 | 1.79 | Federally-Regulated Commercial & Industrial Equipment | 2015-01-29 | [5 empty] | 2016-07-13
Vertiv Corporation | Liebert | VS105AS*0* |  | 277054 | 1.84 | 1.79 | Federally-Regulated Commercial & Industrial Equipment | 2015-01-29 | [5 empty] | 2016-07-13
Vertiv Corporation | Liebert | VS028DU*1* |  | 105772 | 2.37 | 1.99 | Federally-Regulated Commercial & Industrial Equipment | 2015-01-29 | [5 empty] | 2016-07-13
Vertiv Corporation | Liebert | VS028DU*0* |  | 104748 | 2.29 | 1.99 | Federally-Regulated Commercial & Industrial Equipment | 2015-01-29 | [5 empty] | 2016-07-13
Vertiv Corporation | Liebert | VS028DD*1* |  | 95877 | 2.42 | 1.99 | Federally-Regulated Commercial & Industrial Equipment | 2015-01-29 | [5 empty] | 2016-07-13
Vertiv Corporation | Liebert | VS028DD*0* |  | 94854 | 2.32 | 1.99 | Federally-Regulated Commercial & Industrial Equipment | 2015-01-29 | [5 empty] | 2016-07-13
Vertiv Corporation | Liebert | VS035DU*1* |  | 113278 | 2.4 | 1.99 | Federally-Regulated Commercial & Industrial Equipment | 2015-01-29 | [5 empty] | 2016-07-13
Vertiv Corporation | Liebert | VS035DU*0* |  | 113278 | 2.24 | 1.99 | Federally-Regulated Commercial & Industrial Equipment | 2015-01-29 | [5 empty] | 2016-07-13
Vertiv Corporation | Liebert | VS035DD*1* |  | 110208 | 2.31 | 1.99 | Federally-Regulated Commercial & Industrial Equipment | 2015-01-29 | [5 empty] | 2016-07-13
Vertiv Corporation | Liebert | VS035DD*0* |  | 110208 | 2.16 | 1.99 | Federally-Regulated Commercial & Industrial Equipment | 2015-01-29 | [5 empty] | 2016-07-13
Vertiv Corporation | Liebert | VS042DU*1* |  | 129315 | 2.18 | 1.99 | Federally-Regulated Commercial & Industrial Equipment | 2015-01-29 | [5 empty] | 2016-07-13
Vertiv Corporation | Liebert | VS042DU*0* |  | 125903 | 2.01 | 1.99 | Federally-Regulated Commercial & Industrial Equipment | 2015-01-29 | [5 empty] | 2016-07-13
Vertiv Corporation | Liebert | VS042DD*1* |  | 125220 | 2.15 | 1.99 | Federally-Regulated Commercial & Industrial Equipment | 2015-01-29 | [5 empty] | 2016-07-13
Vertiv Corporation | Liebert | VS053DU*1* |  | 172647 | 2.43 | 1.99 | Federally-Regulated Commercial & Industrial Equipment | 2015-01-29 | [5 empty] | 2016-07-13
Vertiv Corporation | Liebert | VS053DU*0* |  | 170600 | 2.41 | 1.99 | Federally-Regulated Commercial & Industrial Equipment | 2015-01-29 | [5 empty] | 2016-07-13
Vertiv Corporation | Liebert | VS053DD*1* |  | 171624 | 2.47 | 1.99 | Federally-Regulated Commercial & Industrial Equipment | 2015-01-29 | [5 empty] | 2016-07-13
Vertiv Corporation | Liebert | VS053DD*0* |  | 171624 | 2.37 | 1.99 | Federally-Regulated Commercial & Industrial Equipment | 2015-01-29 | [5 empty] | 2016-07-13
Vertiv Corporation | Liebert | VS070DU*1* |  | 201990 | 2.25 | 1.99 | Federally-Regulated Commercial & Industrial Equipment | 2015-01-29 | [5 empty] | 2016-07-13
Vertiv Corporation | Liebert | VS070DU*0* |  | 200967 | 2.21 | 1.99 | Federally-Regulated Commercial & Industrial Equipment | 2015-01-29 | [5 empty] | 2016-07-13
Vertiv Corporation | Liebert | VS070DD*1* |  | 206767 | 2.15 | 1.99 | Federally-Regulated Commercial & Industrial Equipment | 2015-01-29 | [5 empty] | 2016-07-13
Vertiv Corporation | Liebert | VS070DD*0* |  | 205744 | 2.11 | 1.99 | Federally-Regulated Commercial & Industrial Equipment | 2015-01-29 | [5 empty] | 2016-07-13
Vertiv Corporation | Liebert | VS077DU*1* |  | 215980 | 2.05 | 1.99 | Federally-Regulated Commercial & Industrial Equipment | 2015-01-29 | [5 empty] | 2016-07-13
Vertiv Corporation | Liebert | VS077DU*0* |  | 217003 | 2 | 1.99 | Federally-Regulated Commercial & Industrial Equipment | 2015-01-29 | [5 empty] | 2016-07-13
Vertiv Corporation | Liebert | VS105DU*1* |  | 269548 | 1.81 | 1.79 | Federally-Regulated Commercial & Industrial Equipment | 2015-01-29 | [5 empty] | 2016-07-13
Vertiv Corporation | Liebert | DS028AU*1* |  | 106113 | 2.54 | 2.1 | Federally-Regulated Commercial & Industrial Equipment | 2015-01-29 | [5 empty] | 2016-07-13
Vertiv Corporation | Liebert | DS028AU*0* |  | 103725 | 2.37 | 2.1 | Federally-Regulated Commercial & Industrial Equipment | 2015-01-29 | [5 empty] | 2016-07-13
Vertiv Corporation | Liebert | DS028AD*1* |  | 96218 | 2.62 | 2.1 | Federally-Regulated Commercial & Industrial Equipment | 2015-01-29 | [5 empty] | 2016-07-13
Vertiv Corporation | Liebert | DS028AD*0* |  | 94171 | 2.42 | 2.1 | Federally-Regulated Commercial & Industrial Equipment | 2015-01-29 | [5 empty] | 2016-07-13
Vertiv Corporation | Liebert | DS028AS*1* |  | 95877 | 2.83 | 2.1 | Federally-Regulated Commercial & Industrial Equipment | 2015-01-29 | [5 empty] | 2016-07-13
Vertiv Corporation | Liebert | DS028AS*0* |  | 93830 | 2.6 | 2.1 | Federally-Regulated Commercial & Industrial Equipment | 2015-01-29 | [5 empty] | 2016-07-13
Vertiv Corporation | Liebert | DS035AU*1* |  | 113620 | 2.59 | 2.1 | Federally-Regulated Commercial & Industrial Equipment | 2015-01-29 | [5 empty] | 2016-07-13
Vertiv Corporation | Liebert | DS035AU*0* |  | 109866 | 2.33 | 2.1 | Federally-Regulated Commercial & Industrial Equipment | 2015-01-29 | [5 empty] | 2016-07-13
Vertiv Corporation | Liebert | DS035AD*1* |  | 110549 | 2.5 | 2.1 | Federally-Regulated Commercial & Industrial Equipment | 2015-01-29 | [5 empty] | 2016-07-13
Vertiv Corporation | Liebert | DS035AD*0* |  | 107137 | 2.24 | 2.1 | Federally-Regulated Commercial & Industrial Equipment | 2015-01-29 | [5 empty] | 2016-07-13
Vertiv Corporation | Liebert | DS035AS*1* |  | 112596 | 2.66 | 2.1 | Federally-Regulated Commercial & Industrial Equipment | 2015-01-29 | [5 empty] | 2016-07-13
Vertiv Corporation | Liebert | DS035AS*0* |  | 109184 | 2.38 | 2.1 | Federally-Regulated Commercial & Industrial Equipment | 2015-01-29 | [5 empty] | 2016-07-13
Vertiv Corporation | Liebert | DS042AU*1* |  | 129315 | 2.35 | 2.1 | Federally-Regulated Commercial & Industrial Equipment | 2015-01-29 | [5 empty] | 2016-07-13
Vertiv Corporation | Liebert | DS042AD*1* |  | 125220 | 2.32 | 2.1 | Federally-Regulated Commercial & Industrial Equipment | 2015-01-29 | [5 empty] | 2016-07-13
Vertiv Corporation | Liebert | DS042AS*1* |  | 125903 | 2.46 | 2.1 | Federally-Regulated Commercial & Industrial Equipment | 2015-01-29 | [5 empty] | 2016-07-13
Vertiv Corporation | Liebert | DS053AU*1* |  | 172306 | 2.68 | 2.1 | Federally-Regulated Commercial & Industrial Equipment | 2015-01-29 | [5 empty] | 2016-07-13
Vertiv Corporation | Liebert | DS053AU*0* |  | 165482 | 2.54 | 2.1 | Federally-Regulated Commercial & Industrial Equipment | 2015-01-29 | [5 empty] | 2016-07-13
Vertiv Corporation | Liebert | DS053AD*1* |  | 173671 | 2.63 | 2.1 | Federally-Regulated Commercial & Industrial Equipment | 2015-01-29 | [5 empty] | 2016-07-13
Vertiv Corporation | Liebert | DS053AD*0* |  | 166506 | 2.49 | 2.1 | Federally-Regulated Commercial & Industrial Equipment | 2015-01-29 | [5 empty] | 2016-07-13
Vertiv Corporation | Liebert | DS053AS*1* |  | 177083 | 2.63 | 2.1 | Federally-Regulated Commercial & Industrial Equipment | 2015-01-29 | [5 empty] | 2016-07-13
Vertiv Corporation | Liebert | DS053AS*0* |  | 169918 | 2.5 | 2.1 | Federally-Regulated Commercial & Industrial Equipment | 2015-01-29 | [5 empty] | 2016-07-13
Vertiv Corporation | Liebert | DS070AU*1* |  | 202332 | 2.43 | 2.1 | Federally-Regulated Commercial & Industrial Equipment | 2015-01-29 | [5 empty] | 2016-07-13
Vertiv Corporation | Liebert | DS070AU*0* |  | 193460 | 2.27 | 2.1 | Federally-Regulated Commercial & Industrial Equipment | 2015-01-29 | [5 empty] | 2016-07-13
Vertiv Corporation | Liebert | DS070AD*1* |  | 207450 | 2.3 | 2.1 | Federally-Regulated Commercial & Industrial Equipment | 2015-01-29 | [5 empty] | 2016-07-13
Vertiv Corporation | Liebert | DS070AD*0* |  | 198237 | 2.16 | 2.1 | Federally-Regulated Commercial & Industrial Equipment | 2015-01-29 | [5 empty] | 2016-07-13
Vertiv Corporation | Liebert | DS070AS*1* |  | 209497 | 2.32 | 2.1 | Federally-Regulated Commercial & Industrial Equipment | 2015-01-29 | [5 empty] | 2016-07-13
Vertiv Corporation | Liebert | DS070AS*0* |  | 200626 | 2.18 | 2.1 | Federally-Regulated Commercial & Industrial Equipment | 2015-01-29 | [5 empty] | 2016-07-13
Vertiv Corporation | Liebert | DS077AU*1* |  | 221780 | 2.15 | 2.1 | Federally-Regulated Commercial & Industrial Equipment | 2015-01-29 | [5 empty] | 2016-07-13
Vertiv Corporation | Liebert | DS105AU*1* |  | 283878 | 1.97 | 1.9 | Federally-Regulated Commercial & Industrial Equipment | 2015-01-29 | [5 empty] | 2016-07-13
Vertiv Corporation | Liebert | DS105AS*1* |  | 276372 | 1.92 | 1.9 | Federally-Regulated Commercial & Industrial Equipment | 2015-01-29 | [5 empty] | 2016-07-13
Vertiv Corporation | Liebert | DS028DU*1* |  | 105431 | 2.48 | 2.1 | Federally-Regulated Commercial & Industrial Equipment | 2015-01-29 | [5 empty] | 2016-07-13
Vertiv Corporation | Liebert | DS028DU*0* |  | 103384 | 2.32 | 2.1 | Federally-Regulated Commercial & Industrial Equipment | 2015-01-29 | [5 empty] | 2016-07-13
Vertiv Corporation | Liebert | DS028DD*1* |  | 95536 | 2.56 | 2.1 | Federally-Regulated Commercial & Industrial Equipment | 2015-01-29 | [5 empty] | 2016-07-13
Vertiv Corporation | Liebert | DS028DD*0* |  | 93489 | 2.36 | 2.1 | Federally-Regulated Commercial & Industrial Equipment | 2015-01-29 | [5 empty] | 2016-07-13
Vertiv Corporation | Liebert | DS035DU*1* |  | 112596 | 2.51 | 2.1 | Federally-Regulated Commercial & Industrial Equipment | 2015-01-29 | [5 empty] | 2016-07-13
Vertiv Corporation | Liebert | DS035DU*0* |  | 108843 | 2.26 | 2.1 | Federally-Regulated Commercial & Industrial Equipment | 2015-01-29 | [5 empty] | 2016-07-13
Vertiv Corporation | Liebert | DS035DD*1* |  | 109525 | 2.42 | 2.1 | Federally-Regulated Commercial & Industrial Equipment | 2015-01-29 | [5 empty] | 2016-07-13
Vertiv Corporation | Liebert | DS035DD*0* |  | 106113 | 2.18 | 2.1 | Federally-Regulated Commercial & Industrial Equipment | 2015-01-29 | [5 empty] | 2016-07-13
Vertiv Corporation | Liebert | DS042DU*1* |  | 128632 | 2.26 | 2.1 | Federally-Regulated Commercial & Industrial Equipment | 2015-01-29 | [5 empty] | 2016-07-13
Vertiv Corporation | Liebert | DS042DD*1* |  | 124538 | 2.22 | 2.1 | Federally-Regulated Commercial & Industrial Equipment | 2015-01-29 | [5 empty] | 2016-07-13
Vertiv Corporation | Liebert | DS053DU*1* |  | 170600 | 2.59 | 2.1 | Federally-Regulated Commercial & Industrial Equipment | 2015-01-29 | [5 empty] | 2016-07-13
Vertiv Corporation | Liebert | DS053DU*0* |  | 163776 | 2.46 | 2.1 | Federally-Regulated Commercial & Industrial Equipment | 2015-01-29 | [5 empty] | 2016-07-13
Vertiv Corporation | Liebert | DS053DD*1* |  | 171965 | 2.54 | 2.1 | Federally-Regulated Commercial & Industrial Equipment | 2015-01-29 | [5 empty] | 2016-07-13
Vertiv Corporation | Liebert | DS053DD*0* |  | 164800 | 2.41 | 2.1 | Federally-Regulated Commercial & Industrial Equipment | 2015-01-29 | [5 empty] | 2016-07-13
Vertiv Corporation | Liebert | DS070DU*1* |  | 199943 | 2.32 | 2.1 | Federally-Regulated Commercial & Industrial Equipment | 2015-01-29 | [5 empty] | 2016-07-13
Vertiv Corporation | Liebert | DS070DU*0* |  | 190731 | 2.18 | 2.1 | Federally-Regulated Commercial & Industrial Equipment | 2015-01-29 | [5 empty] | 2016-07-13
Vertiv Corporation | Liebert | DS070DD*1* |  | 204720 | 2.21 | 2.1 | Federally-Regulated Commercial & Industrial Equipment | 2015-01-29 | [5 empty] | 2016-07-13
Vertiv Corporation | Liebert | DA080DA1**** |  | 222121 | 2.71 | 2.1 | Federally-Regulated Commercial & Industrial Equipment | 2015-01-29 | [5 empty] | 2016-07-13
Vertiv Corporation | Liebert | DA085DA1**** |  | 239181 | 2.43 | 2.1 | Federally-Regulated Commercial & Industrial Equipment | 2015-01-29 | [5 empty] | 2016-07-13
Vertiv Corporation | Liebert | DA125DA1**** |  | 381803 | 2.82 | 1.9 | Federally-Regulated Commercial & Industrial Equipment | 2015-01-29 | [5 empty] | 2016-07-13
Vertiv Corporation | Liebert | DA150DA1**** |  | 464714 | 2.61 | 1.9 | Federally-Regulated Commercial & Industrial Equipment | 2015-01-29 | [5 empty] | 2016-07-13
Vertiv Corporation | Liebert | DA165DA1**** |  | 485869 | 2.44 | 1.9 | Federally-Regulated Commercial & Industrial Equipment | 2015-01-29 | [5 empty] | 2016-07-13
Vertiv Corporation | Liebert | VS028WU*1* | FALSE | 98948 | 2.26 | 2.04 | Federally-Regulated Commercial & Industrial Equipment | 2015-01-29 | [5 empty] | 2016-07-13
Vertiv Corporation | Liebert | VS028WU*0* | FALSE | 107478 | 2.78 | 2.39 | Federally-Regulated Commercial & Industrial Equipment | 2015-01-29 | [5 empty] | 2016-07-13
Vertiv Corporation | Liebert | VS028WD*1* | FALSE | 98266 | 2.99 | 2.39 | Federally-Regulated Commercial & Industrial Equipment | 2015-01-29 | [5 empty] | 2016-07-13
Vertiv Corporation | Liebert | VS028WD*0* | FALSE | 90077 | 2.2 | 2.04 | Federally-Regulated Commercial & Industrial Equipment | 2015-01-29 | [5 empty] | 2016-07-13
Vertiv Corporation | Liebert | VS028WS*1* | FALSE | 97242 | 3.24 | 2.39 | Federally-Regulated Commercial & Industrial Equipment | 2015-01-29 | [5 empty] | 2016-07-13
Vertiv Corporation | Liebert | VS028WS*0* | FALSE | 88712 | 2.26 | 2.04 | Federally-Regulated Commercial & Industrial Equipment | 2015-01-29 | [5 empty] | 2016-07-13
Vertiv Corporation | Liebert | VS035WU*1* | FALSE | 106454 | 2.3 | 2.04 | Federally-Regulated Commercial & Industrial Equipment | 2015-01-29 | [5 empty] | 2016-07-13
Vertiv Corporation | Liebert | VS035WU*0* | FALSE | 104407 | 2.17 | 2.04 | Federally-Regulated Commercial & Industrial Equipment | 2015-01-29 | [5 empty] | 2016-07-13
Vertiv Corporation | Liebert | VS035WD*1* | FALSE | 114643 | 2.72 | 2.39 | Federally-Regulated Commercial & Industrial Equipment | 2015-01-29 | [5 empty] | 2016-07-13
Vertiv Corporation | Liebert | VS035WD*0* | FALSE | 112937 | 2.56 | 2.39 | Federally-Regulated Commercial & Industrial Equipment | 2015-01-29 | [5 empty] | 2016-07-13
Vertiv Corporation | Liebert | VS035WS*1* | FALSE | 104407 | 2.21 | 2.04 | Federally-Regulated Commercial & Industrial Equipment | 2015-01-29 | [5 empty] | 2016-07-13
Vertiv Corporation | Liebert | VS035WS*0* | FALSE | 110549 | 2.85 | 2.39 | Federally-Regulated Commercial & Industrial Equipment | 2015-01-29 | [5 empty] | 2016-07-13
Vertiv Corporation | Liebert | VS042WU*1* | FALSE | 122832 | 2.1 | 2.04 | Federally-Regulated Commercial & Industrial Equipment | 2015-01-29 | [5 empty] | 2016-07-13
Vertiv Corporation | Liebert | VS042WU*0* | FALSE | 130680 | 2.41 | 2.39 | Federally-Regulated Commercial & Industrial Equipment | 2015-01-29 | [5 empty] | 2016-07-13
Vertiv Corporation | Liebert | VS042WD*1* | FALSE | 130680 | 2.62 | 2.39 | Federally-Regulated Commercial & Industrial Equipment | 2015-01-29 | [5 empty] | 2016-07-13
Vertiv Corporation | Liebert | VS042WD*0* | FALSE | 127268 | 2.39 | 2.39 | Federally-Regulated Commercial & Industrial Equipment | 2015-01-29 | [5 empty] | 2016-07-13
Vertiv Corporation | Liebert | VS042WS*1* | FALSE | 129656 | 2.78 | 2.39 | Federally-Regulated Commercial & Industrial Equipment | 2015-01-29 | [5 empty] | 2016-07-13
Vertiv Corporation | Liebert | VS042WS*0* | FALSE | 126585 | 2.53 | 2.39 | Federally-Regulated Commercial & Industrial Equipment | 2015-01-29 | [5 empty] | 2016-07-13
Vertiv Corporation | Liebert | VS053WU*1* | FALSE | 174694 | 3.09 | 2.39 | Federally-Regulated Commercial & Industrial Equipment | 2015-01-29 | [5 empty] | 2016-07-13
Vertiv Corporation | Liebert | VS053WU*0* | FALSE | 162411 | 2.47 | 2.04 | Federally-Regulated Commercial & Industrial Equipment | 2015-01-29 | [5 empty] | 2016-07-13
Vertiv Corporation | Liebert | VS053WD*1* | FALSE | 166164 | 2.43 | 2.04 | Federally-Regulated Commercial & Industrial Equipment | 2015-01-29 | [5 empty] | 2016-07-13
Vertiv Corporation | Liebert | VS053WD*0* | FALSE | 165823 | 2.4 | 2.04 | Federally-Regulated Commercial & Industrial Equipment | 2015-01-29 | [5 empty] | 2016-07-13
Vertiv Corporation | Liebert | VS053WS*1* | FALSE | 178106 | 3.1 | 2.39 | Federally-Regulated Commercial & Industrial Equipment | 2015-01-29 | [5 empty] | 2016-07-13
Vertiv Corporation | Liebert | VS053WS*0* | FALSE | 177765 | 3.07 | 2.39 | Federally-Regulated Commercial & Industrial Equipment | 2015-01-29 | [5 empty] | 2016-07-13
Vertiv Corporation | Liebert | VS070WU*1* | FALSE | 207791 | 2.76 | 2.39 | Federally-Regulated Commercial & Industrial Equipment | 2015-01-29 | [5 empty] | 2016-07-13
Vertiv Corporation | Liebert | VS070WU*0* | FALSE | 192096 | 2.21 | 2.04 | Federally-Regulated Commercial & Industrial Equipment | 2015-01-29 | [5 empty] | 2016-07-13
Vertiv Corporation | Liebert | VS070WD*1* | FALSE | 212226 | 2.73 | 2.39 | Federally-Regulated Commercial & Industrial Equipment | 2015-01-29 | [5 empty] | 2016-07-13
Vertiv Corporation | Liebert | VS070WD*0* | FALSE | 197214 | 2.1 | 2.04 | Federally-Regulated Commercial & Industrial Equipment | 2015-01-29 | [5 empty] | 2016-07-13
Vertiv Corporation | Liebert | VS070WS*1* | FALSE | 213932 | 2.74 | 2.39 | Federally-Regulated Commercial & Industrial Equipment | 2015-01-29 | [5 empty] | 2016-07-13
Vertiv Corporation | Liebert | VS070WS*0* | FALSE | 200967 | 2.15 | 2.04 | Federally-Regulated Commercial & Industrial Equipment | 2015-01-29 | [5 empty] | 2016-07-13
Vertiv Corporation | Liebert | VS077WU*1* | FALSE | 211885 | 2.08 | 2.04 | Federally-Regulated Commercial & Industrial Equipment | 2015-01-29 | [5 empty] | 2016-07-13
Vertiv Corporation | Liebert | VS077WU*0* | FALSE | 225533 | 2.49 | 2.39 | Federally-Regulated Commercial & Industrial Equipment | 2015-01-29 | [5 empty] | 2016-07-13
Vertiv Corporation | Liebert | VS077WS*1* | FALSE | 229969 | 2.56 | 2.39 | Federally-Regulated Commercial & Industrial Equipment | 2015-01-29 | [5 empty] | 2016-07-13
Vertiv Corporation | Liebert | VS077WS*0* | FALSE | 228945 | 2.51 | 2.39 | Federally-Regulated Commercial & Industrial Equipment | 2015-01-29 | [5 empty] | 2016-07-13
Vertiv Corporation | Liebert | VS105WS*1* | FALSE | 283537 | 2.32 | 2.29 | Federally-Regulated Commercial & Industrial Equipment | 2015-01-29 | [5 empty] | 2016-07-13
Vertiv Corporation | Liebert | VS028*U*1* | TRUE | 98607 | 2.24 | 1.99 | Federally-Regulated Commercial & Industrial Equipment | 2015-01-29 | [5 empty] | 2016-07-13
Vertiv Corporation | Liebert | VS028*U*0* | TRUE | 107137 | 2.75 | 2.34 | Federally-Regulated Commercial & Industrial Equipment | 2015-01-29 | [5 empty] | 2016-07-13
Vertiv Corporation | Liebert | VS028*D*1* | TRUE | 91100 | 2.26 | 1.99 | Federally-Regulated Commercial & Industrial Equipment | 2015-01-29 | [5 empty] | 2016-07-13
Vertiv Corporation | Liebert | VS028*D*0* | TRUE | 96901 | 2.82 | 2.34 | Federally-Regulated Commercial & Industrial Equipment | 2015-01-29 | [5 empty] | 2016-07-13
Vertiv Corporation | Liebert | VS035*U*1* | TRUE | 102701 | 2.19 | 1.99 | Federally-Regulated Commercial & Industrial Equipment | 2015-01-29 | [5 empty] | 2016-07-13
Vertiv Corporation | Liebert | VS035*U*0* | TRUE | 103384 | 2.12 | 1.99 | Federally-Regulated Commercial & Industrial Equipment | 2015-01-29 | [5 empty] | 2016-07-13
Vertiv Corporation | Liebert | VS035*D*1* | TRUE | 105431 | 2.03 | 1.99 | Federally-Regulated Commercial & Industrial Equipment | 2015-01-29 | [5 empty] | 2016-07-13
Vertiv Corporation | Liebert | VS035*D*0* | TRUE | 112255 | 2.52 | 2.34 | Federally-Regulated Commercial & Industrial Equipment | 2015-01-29 | [5 empty] | 2016-07-13
Vertiv Corporation | Liebert | VS042*U*1* | TRUE | 121467 | 2.05 | 1.99 | Federally-Regulated Commercial & Industrial Equipment | 2015-01-29 | [5 empty] | 2016-07-13
Vertiv Corporation | Liebert | VS042*U*0* | TRUE | 129997 | 2.37 | 2.34 | Federally-Regulated Commercial & Industrial Equipment | 2015-01-29 | [5 empty] | 2016-07-13
Vertiv Corporation | Liebert | VS042*D*1* | TRUE | 129315 | 2.54 | 2.34 | Federally-Regulated Commercial & Industrial Equipment | 2015-01-29 | [5 empty] | 2016-07-13
Vertiv Corporation | Liebert | VS042*D*0* | TRUE | 126585 | 2.34 | 2.34 | Federally-Regulated Commercial & Industrial Equipment | 2015-01-29 | [5 empty] | 2016-07-13
Vertiv Corporation | Liebert | VS053*U*1* | TRUE | 162070 | 2.44 | 1.99 | Federally-Regulated Commercial & Industrial Equipment | 2015-01-29 | [5 empty] | 2016-07-13
Vertiv Corporation | Liebert | VS053*U*0* | TRUE | 160705 | 2.38 | 1.99 | Federally-Regulated Commercial & Industrial Equipment | 2015-01-29 | [5 empty] | 2016-07-13
Vertiv Corporation | Liebert | VS053*D*1* | TRUE | 165141 | 2.38 | 1.99 | Federally-Regulated Commercial & Industrial Equipment | 2015-01-29 | [5 empty] | 2016-07-13
Vertiv Corporation | Liebert | VS053*D*0* | TRUE | 175036 | 2.93 | 2.34 | Federally-Regulated Commercial & Industrial Equipment | 2015-01-29 | [5 empty] | 2016-07-13
Vertiv Corporation | Liebert | VS070*U*1* | TRUE | 191754 | 2.19 | 1.99 | Federally-Regulated Commercial & Industrial Equipment | 2015-01-29 | [5 empty] | 2016-07-13
Vertiv Corporation | Liebert | VS070*U*0* | TRUE | 190731 | 2.16 | 1.99 | Federally-Regulated Commercial & Industrial Equipment | 2015-01-29 | [5 empty] | 2016-07-13
Vertiv Corporation | Liebert | VS070*D*1* | TRUE | 196531 | 2.08 | 1.99 | Federally-Regulated Commercial & Industrial Equipment | 2015-01-29 | [5 empty] | 2016-07-13
Vertiv Corporation | Liebert | VS070*D*0* | TRUE | 195508 | 2.05 | 1.99 | Federally-Regulated Commercial & Industrial Equipment | 2015-01-29 | [5 empty] | 2016-07-13
Vertiv Corporation | Liebert | VS077*U*1* | TRUE | 207450 | 2.05 | 1.99 | Federally-Regulated Commercial & Industrial Equipment | 2015-01-29 | [5 empty] | 2016-07-13
Vertiv Corporation | Liebert | VS077*U*0* | TRUE | 208814 | 1.99 | 1.99 | Federally-Regulated Commercial & Industrial Equipment | 2015-01-29 | [5 empty] | 2016-07-13
Vertiv Corporation | Liebert | DS028WU*1* | FALSE | 109866 | 3.14 | 2.5 | Federally-Regulated Commercial & Industrial Equipment | 2015-01-29 | [5 empty] | 2016-07-13
Vertiv Corporation | Liebert | DS028WU*0* | FALSE | 107478 | 2.89 | 2.5 | Federally-Regulated Commercial & Industrial Equipment | 2015-01-29 | [5 empty] | 2016-07-13
Vertiv Corporation | Liebert | DS028WD*1* | FALSE | 91442 | 2.45 | 2.15 | Federally-Regulated Commercial & Industrial Equipment | 2015-01-29 | [5 empty] | 2016-07-13
Vertiv Corporation | Liebert | DS028WD*0* | FALSE | 89394 | 2.26 | 2.15 | Federally-Regulated Commercial & Industrial Equipment | 2015-01-29 | [5 empty] | 2016-07-13
Vertiv Corporation | Liebert | DS028WS*1* | FALSE | 90418 | 2.54 | 2.15 | Federally-Regulated Commercial & Industrial Equipment | 2015-01-29 | [5 empty] | 2016-07-13
Vertiv Corporation | Liebert | DS028WS*0* | FALSE | 88030 | 2.34 | 2.15 | Federally-Regulated Commercial & Industrial Equipment | 2015-01-29 | [5 empty] | 2016-07-13
Vertiv Corporation | Liebert | DS035WU*1* | FALSE | 106454 | 2.47 | 2.15 | Federally-Regulated Commercial & Industrial Equipment | 2015-01-29 | [5 empty] | 2016-07-13
Vertiv Corporation | Liebert | DS035WU*0* | FALSE | 114302 | 2.83 | 2.5 | Federally-Regulated Commercial & Industrial Equipment | 2015-01-29 | [5 empty] | 2016-07-13
Vertiv Corporation | Liebert | DS035WD*1* | FALSE | 116008 | 2.96 | 2.5 | Federally-Regulated Commercial & Industrial Equipment | 2015-01-29 | [5 empty] | 2016-07-13
Vertiv Corporation | Liebert | DS035WD*0* | FALSE | 112596 | 2.63 | 2.5 | Federally-Regulated Commercial & Industrial Equipment | 2015-01-29 | [5 empty] | 2016-07-13
Vertiv Corporation | Liebert | DS035WS*1* | FALSE | 104407 | 2.35 | 2.15 | Federally-Regulated Commercial & Industrial Equipment | 2015-01-29 | [5 empty] | 2016-07-13
Vertiv Corporation | Liebert | DS035WS*0* | FALSE | 110549 | 2.83 | 2.5 | Federally-Regulated Commercial & Industrial Equipment | 2015-01-29 | [5 empty] | 2016-07-13
Vertiv Corporation | Liebert | DS042WU*1* | FALSE | 122150 | 2.22 | 2.15 | Federally-Regulated Commercial & Industrial Equipment | 2015-01-29 | [5 empty] | 2016-07-13
Vertiv Corporation | Liebert | DS042WD*1* | FALSE | 132044 | 2.83 | 2.5 | Federally-Regulated Commercial & Industrial Equipment | 2015-01-29 | [5 empty] | 2016-07-13
Vertiv Corporation | Liebert | DS042WS*1* | FALSE | 119761 | 2.18 | 2.15 | Federally-Regulated Commercial & Industrial Equipment | 2015-01-29 | [5 empty] | 2016-07-13
Vertiv Corporation | Liebert | DS042WS*0* | FALSE | 125903 | 2.52 | 2.5 | Federally-Regulated Commercial & Industrial Equipment | 2015-01-29 | [5 empty] | 2016-07-13
Vertiv Corporation | Liebert | DS053WU*1* | FALSE | 177083 | 3.37 | 2.5 | Federally-Regulated Commercial & Industrial Equipment | 2015-01-29 | [5 empty] | 2016-07-13
Vertiv Corporation | Liebert | DS053WU*0* | FALSE | 156952 | 2.54 | 2.15 | Federally-Regulated Commercial & Industrial Equipment | 2015-01-29 | [5 empty] | 2016-07-13
Vertiv Corporation | Liebert | DS053WD*1* | FALSE | 166506 | 2.58 | 2.15 | Federally-Regulated Commercial & Industrial Equipment | 2015-01-29 | [5 empty] | 2016-07-13
Vertiv Corporation | Liebert | DS053WD*0* | FALSE | 172647 | 3.19 | 2.5 | Federally-Regulated Commercial & Industrial Equipment | 2015-01-29 | [5 empty] | 2016-07-13
Vertiv Corporation | Liebert | DS053WS*1* | FALSE | 180495 | 3.38 | 2.5 | Federally-Regulated Commercial & Industrial Equipment | 2015-01-29 | [5 empty] | 2016-07-13
Vertiv Corporation | Liebert | DS053WS*0* | FALSE | 162070 | 2.47 | 2.15 | Federally-Regulated Commercial & Industrial Equipment | 2015-01-29 | [5 empty] | 2016-07-13
Vertiv Corporation | Liebert | DS070WU*1* | FALSE | 192778 | 2.37 | 2.15 | Federally-Regulated Commercial & Industrial Equipment | 2015-01-29 | [5 empty] | 2016-07-13
Vertiv Corporation | Liebert | DS070WU*0* | FALSE | 184589 | 2.23 | 2.15 | Federally-Regulated Commercial & Industrial Equipment | 2015-01-29 | [5 empty] | 2016-07-13
Vertiv Corporation | Liebert | DS070WD*1* | FALSE | 197214 | 2.23 | 2.15 | Federally-Regulated Commercial & Industrial Equipment | 2015-01-29 | [5 empty] | 2016-07-13
Vertiv Corporation | Liebert | DS070WD*0* | FALSE | 205402 | 2.74 | 2.5 | Federally-Regulated Commercial & Industrial Equipment | 2015-01-29 | [5 empty] | 2016-07-13
Vertiv Corporation | Liebert | DS070WS*1* | FALSE | 201308 | 2.28 | 2.15 | Federally-Regulated Commercial & Industrial Equipment | 2015-01-29 | [5 empty] | 2016-07-13
Vertiv Corporation | Liebert | DS070WS*0* | FALSE | 192778 | 2.15 | 2.15 | Federally-Regulated Commercial & Industrial Equipment | 2015-01-29 | [5 empty] | 2016-07-13
Vertiv Corporation | Liebert | DS077WU*1* | FALSE | 232016 | 2.65 | 2.5 | Federally-Regulated Commercial & Industrial Equipment | 2015-01-29 | [5 empty] | 2016-07-13
Vertiv Corporation | Liebert | DS077WS*1* | FALSE | 235428 | 2.67 | 2.5 | Federally-Regulated Commercial & Industrial Equipment | 2015-01-29 | [5 empty] | 2016-07-13
Vertiv Corporation | Liebert | DS105WS*1* | FALSE | 288314 | 2.43 | 2.4 | Federally-Regulated Commercial & Industrial Equipment | 2015-01-29 | [5 empty] | 2016-07-13
Vertiv Corporation | Liebert | DS028*U*1* | TRUE | 98607 | 2.36 | 2.1 | Federally-Regulated Commercial & Industrial Equipment | 2015-01-29 | [5 empty] | 2016-07-13
Vertiv Corporation | Liebert | DS028*U*0* | TRUE | 106796 | 2.82 | 2.45 | Federally-Regulated Commercial & Industrial Equipment | 2015-01-29 | [5 empty] | 2016-07-13
Vertiv Corporation | Liebert | DS028*D*1* | TRUE | 99289 | 3.2 | 2.45 | Federally-Regulated Commercial & Industrial Equipment | 2015-01-29 | [5 empty] | 2016-07-13
Vertiv Corporation | Liebert | DS028*D*0* | TRUE | 88712 | 2.21 | 2.1 | Federally-Regulated Commercial & Industrial Equipment | 2015-01-29 | [5 empty] | 2016-07-13
Vertiv Corporation | Liebert | DS035*U*1* | TRUE | 105431 | 2.39 | 2.1 | Federally-Regulated Commercial & Industrial Equipment | 2015-01-29 | [5 empty] | 2016-07-13
Vertiv Corporation | Liebert | DS035*U*0* | TRUE | 113278 | 2.74 | 2.45 | Federally-Regulated Commercial & Industrial Equipment | 2015-01-29 | [5 empty] | 2016-07-13
Vertiv Corporation | Liebert | DS035*D*1* | TRUE | 115326 | 2.86 | 2.45 | Federally-Regulated Commercial & Industrial Equipment | 2015-01-29 | [5 empty] | 2016-07-13
Vertiv Corporation | Liebert | DS035*D*0* | TRUE | 111572 | 2.55 | 2.45 | Federally-Regulated Commercial & Industrial Equipment | 2015-01-29 | [5 empty] | 2016-07-13
Vertiv Corporation | Liebert | DS042*U*1* | TRUE | 120785 | 2.11 | 2.1 | Federally-Regulated Commercial & Industrial Equipment | 2015-01-29 | [5 empty] | 2016-07-13
Vertiv Corporation | Liebert | DS042*D*1* | TRUE | 131362 | 2.7 | 2.45 | Federally-Regulated Commercial & Industrial Equipment | 2015-01-29 | [5 empty] | 2016-07-13
Vertiv Corporation | Liebert | DS053*U*1* | TRUE | 161388 | 2.57 | 2.1 | Federally-Regulated Commercial & Industrial Equipment | 2015-01-29 | [5 empty] | 2016-07-13
Vertiv Corporation | Liebert | DS053*U*0* | TRUE | 168553 | 3.06 | 2.45 | Federally-Regulated Commercial & Industrial Equipment | 2015-01-29 | [5 empty] | 2016-07-13
Vertiv Corporation | Liebert | DS053*D*1* | TRUE | 177765 | 3.25 | 2.45 | Federally-Regulated Commercial & Industrial Equipment | 2015-01-29 | [5 empty] | 2016-07-13
Vertiv Corporation | Liebert | DS053*D*0* | TRUE | 170941 | 3.07 | 2.45 | Federally-Regulated Commercial & Industrial Equipment | 2015-01-29 | [5 empty] | 2016-07-13
Vertiv Corporation | Liebert | DS070*U*1* | TRUE | 207450 | 2.82 | 2.45 | Federally-Regulated Commercial & Industrial Equipment | 2015-01-29 | [5 empty] | 2016-07-13
Vertiv Corporation | Liebert | DS070*U*0* | TRUE | 181860 | 2.13 | 2.1 | Federally-Regulated Commercial & Industrial Equipment | 2015-01-29 | [5 empty] | 2016-07-13
Vertiv Corporation | Liebert | DS070*D*1* | TRUE | 211544 | 2.79 | 2.45 | Federally-Regulated Commercial & Industrial Equipment | 2015-01-29 | [5 empty] | 2016-07-13
Vertiv Corporation | Liebert | DS070*D*0* | TRUE | 203014 | 2.62 | 2.45 | Federally-Regulated Commercial & Industrial Equipment | 2015-01-29 | [5 empty] | 2016-07-13
Vertiv Corporation | Liebert | DS077*U*1* | TRUE | 208814 | 2.13 | 2.1 | Federally-Regulated Commercial & Industrial Equipment | 2015-01-29 | [5 empty] | 2016-07-13
Vertiv Corporation | Liebert | VS028WU*1* | FALSE | 108502 | 2.89 | 2.39 | Federally-Regulated Commercial & Industrial Equipment | 2015-01-29 | [5 empty] | 2016-07-13
Vertiv Corporation | Liebert | VS028WU*0* | FALSE | 97924 | 2.18 | 2.04 | Federally-Regulated Commercial & Industrial Equipment | 2015-01-29 | [5 empty] | 2016-07-13
Vertiv Corporation | Liebert | VS028WD*1* | FALSE | 91442 | 2.29 | 2.04 | Federally-Regulated Commercial & Industrial Equipment | 2015-01-29 | [5 empty] | 2016-07-13
Vertiv Corporation | Liebert | VS028WD*0* | FALSE | 97242 | 2.86 | 2.39 | Federally-Regulated Commercial & Industrial Equipment | 2015-01-29 | [5 empty] | 2016-07-13
Vertiv Corporation | Liebert | VS028WS*1* | FALSE | 89736 | 2.36 | 2.04 | Federally-Regulated Commercial & Industrial Equipment | 2015-01-29 | [5 empty] | 2016-07-13
Vertiv Corporation | Liebert | VS028WS*0* | FALSE | 96218 | 3.09 | 2.39 | Federally-Regulated Commercial & Industrial Equipment | 2015-01-29 | [5 empty] | 2016-07-13
Vertiv Corporation | Liebert | VS035WU*1* | FALSE | 116349 | 2.93 | 2.39 | Federally-Regulated Commercial & Industrial Equipment | 2015-01-29 | [5 empty] | 2016-07-13
Vertiv Corporation | Liebert | VS035WU*0* | FALSE | 114643 | 2.75 | 2.39 | Federally-Regulated Commercial & Industrial Equipment | 2015-01-29 | [5 empty] | 2016-07-13
Vertiv Corporation | Liebert | VS035WD*1* | FALSE | 106454 | 2.08 | 2.04 | Federally-Regulated Commercial & Industrial Equipment | 2015-01-29 | [5 empty] | 2016-07-13
Vertiv Corporation | Liebert | VS035WS*1* | FALSE | 112596 | 2.94 | 2.39 | Federally-Regulated Commercial & Industrial Equipment | 2015-01-29 | [5 empty] | 2016-07-13
Vertiv Corporation | Liebert | VS035WS*0* | FALSE | 102360 | 2.08 | 2.04 | Federally-Regulated Commercial & Industrial Equipment | 2015-01-29 | [5 empty] | 2016-07-13
Vertiv Corporation | Liebert | VS042WU*1* | FALSE | 134092 | 2.64 | 2.39 | Federally-Regulated Commercial & Industrial Equipment | 2015-01-29 | [5 empty] | 2016-07-13
Vertiv Corporation | Liebert | VS042WS*1* | FALSE | 120102 | 2.07 | 2.04 | Federally-Regulated Commercial & Industrial Equipment | 2015-01-29 | [5 empty] | 2016-07-13
Vertiv Corporation | Liebert | VS053WU*1* | FALSE | 163094 | 2.5 | 2.04 | Federally-Regulated Commercial & Industrial Equipment | 2015-01-29 | [5 empty] | 2016-07-13
Vertiv Corporation | Liebert | VS053WU*0* | FALSE | 174353 | 3.05 | 2.39 | Federally-Regulated Commercial & Industrial Equipment | 2015-01-29 | [5 empty] | 2016-07-13
Vertiv Corporation | Liebert | VS053WD*1* | FALSE | 177424 | 3.11 | 2.39 | Federally-Regulated Commercial & Industrial Equipment | 2015-01-29 | [5 empty] | 2016-07-13
Vertiv Corporation | Liebert | VS053WD*0* | FALSE | 177083 | 3.07 | 2.39 | Federally-Regulated Commercial & Industrial Equipment | 2015-01-29 | [5 empty] | 2016-07-13
Vertiv Corporation | Liebert | VS053WS*1* | FALSE | 168212 | 2.45 | 2.04 | Federally-Regulated Commercial & Industrial Equipment | 2015-01-29 | [5 empty] | 2016-07-13
Vertiv Corporation | Liebert | VS053WS*0* | FALSE | 167529 | 2.42 | 2.04 | Federally-Regulated Commercial & Industrial Equipment | 2015-01-29 | [5 empty] | 2016-07-13
Vertiv Corporation | Liebert | VS070WU*1* | FALSE | 193119 | 2.25 | 2.04 | Federally-Regulated Commercial & Industrial Equipment | 2015-01-29 | [5 empty] | 2016-07-13
Vertiv Corporation | Liebert | VS070WU*0* | FALSE | 207108 | 2.71 | 2.39 | Federally-Regulated Commercial & Industrial Equipment | 2015-01-29 | [5 empty] | 2016-07-13
Vertiv Corporation | Liebert | VS070WD*1* | FALSE | 198237 | 2.13 | 2.04 | Federally-Regulated Commercial & Industrial Equipment | 2015-01-29 | [5 empty] | 2016-07-13
Vertiv Corporation | Liebert | VS070WD*0* | FALSE | 211544 | 2.69 | 2.39 | Federally-Regulated Commercial & Industrial Equipment | 2015-01-29 | [5 empty] | 2016-07-13
Vertiv Corporation | Liebert | VS070WS*1* | FALSE | 201990 | 2.18 | 2.04 | Federally-Regulated Commercial & Industrial Equipment | 2015-01-29 | [5 empty] | 2016-07-13
Vertiv Corporation | Liebert | VS070WS*0* | FALSE | 213250 | 2.7 | 2.39 | Federally-Regulated Commercial & Industrial Equipment | 2015-01-29 | [5 empty] | 2016-07-13
Vertiv Corporation | Liebert | VS077WU*1* | FALSE | 226216 | 2.53 | 2.39 | Federally-Regulated Commercial & Industrial Equipment | 2015-01-29 | [5 empty] | 2016-07-13
Vertiv Corporation | Liebert | VS077WU*0* | FALSE | 210520 | 2.05 | 2.04 | Federally-Regulated Commercial & Industrial Equipment | 2015-01-29 | [5 empty] | 2016-07-13
Vertiv Corporation | Liebert | VS028*U*1* | TRUE | 108160 | 2.86 | 2.34 | Federally-Regulated Commercial & Industrial Equipment | 2015-01-29 | [5 empty] | 2016-07-13
Vertiv Corporation | Liebert | VS028*U*0* | TRUE | 97583 | 2.16 | 1.99 | Federally-Regulated Commercial & Industrial Equipment | 2015-01-29 | [5 empty] | 2016-07-13
Vertiv Corporation | Liebert | VS028*D*1* | TRUE | 97924 | 2.94 | 2.34 | Federally-Regulated Commercial & Industrial Equipment | 2015-01-29 | [5 empty] | 2016-07-13
Vertiv Corporation | Liebert | VS028*D*0* | TRUE | 89736 | 2.17 | 1.99 | Federally-Regulated Commercial & Industrial Equipment | 2015-01-29 | [5 empty] | 2016-07-13
Vertiv Corporation | Liebert | VS035*U*1* | TRUE | 116008 | 2.88 | 2.34 | Federally-Regulated Commercial & Industrial Equipment | 2015-01-29 | [5 empty] | 2016-07-13
Vertiv Corporation | Liebert | VS035*U*0* | TRUE | 114302 | 2.71 | 2.34 | Federally-Regulated Commercial & Industrial Equipment | 2015-01-29 | [5 empty] | 2016-07-13
Vertiv Corporation | Liebert | VS035*D*1* | TRUE | 113961 | 2.67 | 2.34 | Federally-Regulated Commercial & Industrial Equipment | 2015-01-29 | [5 empty] | 2016-07-13
Vertiv Corporation | Liebert | VS042*U*1* | TRUE | 133068 | 2.56 | 2.34 | Federally-Regulated Commercial & Industrial Equipment | 2015-01-29 | [5 empty] | 2016-07-13
Vertiv Corporation | Liebert | VS053*U*1* | TRUE | 174012 | 3.02 | 2.34 | Federally-Regulated Commercial & Industrial Equipment | 2015-01-29 | [5 empty] | 2016-07-13
Vertiv Corporation | Liebert | VS053*U*0* | TRUE | 172306 | 2.91 | 2.34 | Federally-Regulated Commercial & Industrial Equipment | 2015-01-29 | [5 empty] | 2016-07-13
Vertiv Corporation | Liebert | VS053*D*1* | TRUE | 176400 | 3.05 | 2.34 | Federally-Regulated Commercial & Industrial Equipment | 2015-01-29 | [5 empty] | 2016-07-13
Vertiv Corporation | Liebert | VS053*D*0* | TRUE | 164117 | 2.32 | 1.99 | Federally-Regulated Commercial & Industrial Equipment | 2015-01-29 | [5 empty] | 2016-07-13
Vertiv Corporation | Liebert | VS070*U*1* | TRUE | 206426 | 2.68 | 2.34 | Federally-Regulated Commercial & Industrial Equipment | 2015-01-29 | [5 empty] | 2016-07-13
Vertiv Corporation | Liebert | VS070*U*0* | TRUE | 205744 | 2.64 | 2.34 | Federally-Regulated Commercial & Industrial Equipment | 2015-01-29 | [5 empty] | 2016-07-13
Vertiv Corporation | Liebert | VS070*D*1* | TRUE | 210862 | 2.66 | 2.34 | Federally-Regulated Commercial & Industrial Equipment | 2015-01-29 | [5 empty] | 2016-07-13
Vertiv Corporation | Liebert | VS070*D*0* | TRUE | 210179 | 2.62 | 2.34 | Federally-Regulated Commercial & Industrial Equipment | 2015-01-29 | [5 empty] | 2016-07-13
Vertiv Corporation | Liebert | VS077*U*1* | TRUE | 222121 | 2.49 | 2.34 | Federally-Regulated Commercial & Industrial Equipment | 2015-01-29 | [5 empty] | 2016-07-13
Vertiv Corporation | Liebert | VS077*U*0* | TRUE | 223486 | 2.42 | 2.34 | Federally-Regulated Commercial & Industrial Equipment | 2015-01-29 | [5 empty] | 2016-07-13
Vertiv Corporation | Liebert | DS028WU*1* | FALSE | 99289 | 2.42 | 2.15 | Federally-Regulated Commercial & Industrial Equipment | 2015-01-29 | [5 empty] | 2016-07-13
Vertiv Corporation | Liebert | DS028WU*0* | FALSE | 96901 | 2.24 | 2.15 | Federally-Regulated Commercial & Industrial Equipment | 2015-01-29 | [5 empty] | 2016-07-13
Vertiv Corporation | Liebert | DS028WD*1* | FALSE | 99972 | 3.29 | 2.5 | Federally-Regulated Commercial & Industrial Equipment | 2015-01-29 | [5 empty] | 2016-07-13
Vertiv Corporation | Liebert | DS028WD*0* | FALSE | 97583 | 3 | 2.5 | Federally-Regulated Commercial & Industrial Equipment | 2015-01-29 | [5 empty] | 2016-07-13
Vertiv Corporation | Liebert | DS028WS*1* | FALSE | 98948 | 3.59 | 2.5 | Federally-Regulated Commercial & Industrial Equipment | 2015-01-29 | [5 empty] | 2016-07-13
Vertiv Corporation | Liebert | DS028WS*0* | FALSE | 96560 | 3.25 | 2.5 | Federally-Regulated Commercial & Industrial Equipment | 2015-01-29 | [5 empty] | 2016-07-13
Vertiv Corporation | Liebert | DS035WU*1* | FALSE | 118055 | 3.2 | 2.5 | Federally-Regulated Commercial & Industrial Equipment | 2015-01-29 | [5 empty] | 2016-07-13
Vertiv Corporation | Liebert | DS035WU*0* | FALSE | 102701 | 2.2 | 2.15 | Federally-Regulated Commercial & Industrial Equipment | 2015-01-29 | [5 empty] | 2016-07-13
Vertiv Corporation | Liebert | DS035WD*1* | FALSE | 106454 | 2.21 | 2.15 | Federally-Regulated Commercial & Industrial Equipment | 2015-01-29 | [5 empty] | 2016-07-13
Vertiv Corporation | Liebert | DS035WS*1* | FALSE | 113961 | 3.22 | 2.5 | Federally-Regulated Commercial & Industrial Equipment | 2015-01-29 | [5 empty] | 2016-07-13
Vertiv Corporation | Liebert | DS042WU*1* | FALSE | 135456 | 2.84 | 2.5 | Federally-Regulated Commercial & Industrial Equipment | 2015-01-29 | [5 empty] | 2016-07-13
Vertiv Corporation | Liebert | DS042WS*1* | FALSE | 131362 | 3.02 | 2.5 | Federally-Regulated Commercial & Industrial Equipment | 2015-01-29 | [5 empty] | 2016-07-13
Vertiv Corporation | Liebert | DS053WU*1* | FALSE | 163435 | 2.68 | 2.15 | Federally-Regulated Commercial & Industrial Equipment | 2015-01-29 | [5 empty] | 2016-07-13
Vertiv Corporation | Liebert | DS053WU*0* | FALSE | 170259 | 3.18 | 2.5 | Federally-Regulated Commercial & Industrial Equipment | 2015-01-29 | [5 empty] | 2016-07-13
Vertiv Corporation | Liebert | DS053WD*1* | FALSE | 179471 | 3.38 | 2.5 | Federally-Regulated Commercial & Industrial Equipment | 2015-01-29 | [5 empty] | 2016-07-13
Vertiv Corporation | Liebert | DS053WD*0* | FALSE | 160364 | 2.45 | 2.15 | Federally-Regulated Commercial & Industrial Equipment | 2015-01-29 | [5 empty] | 2016-07-13
Vertiv Corporation | Liebert | DS053WS*1* | FALSE | 168212 | 2.58 | 2.15 | Federally-Regulated Commercial & Industrial Equipment | 2015-01-29 | [5 empty] | 2016-07-13
Vertiv Corporation | Liebert | DS053WS*0* | FALSE | 173671 | 3.19 | 2.5 | Federally-Regulated Commercial & Industrial Equipment | 2015-01-29 | [5 empty] | 2016-07-13
Vertiv Corporation | Liebert | DS070WU*1* | FALSE | 209838 | 2.96 | 2.5 | Federally-Regulated Commercial & Industrial Equipment | 2015-01-29 | [5 empty] | 2016-07-13
Vertiv Corporation | Liebert | DS070WU*0* | FALSE | 201308 | 2.77 | 2.5 | Federally-Regulated Commercial & Industrial Equipment | 2015-01-29 | [5 empty] | 2016-07-13
Vertiv Corporation | Liebert | DS070WD*1* | FALSE | 214274 | 2.92 | 2.5 | Federally-Regulated Commercial & Industrial Equipment | 2015-01-29 | [5 empty] | 2016-07-13
Vertiv Corporation | Liebert | DS070WS*1* | FALSE | 215980 | 2.94 | 2.5 | Federally-Regulated Commercial & Industrial Equipment | 2015-01-29 | [5 empty] | 2016-07-13
Vertiv Corporation | Liebert | DS070WS*0* | FALSE | 207108 | 2.75 | 2.5 | Federally-Regulated Commercial & Industrial Equipment | 2015-01-29 | [5 empty] | 2016-07-13
Vertiv Corporation | Liebert | DS028*U*1* | TRUE | 109184 | 3.06 | 2.45 | Federally-Regulated Commercial & Industrial Equipment | 2015-01-29 | [5 empty] | 2016-07-13
Vertiv Corporation | Liebert | DS028*U*0* | TRUE | 96218 | 2.2 | 2.1 | Federally-Regulated Commercial & Industrial Equipment | 2015-01-29 | [5 empty] | 2016-07-13
Vertiv Corporation | Liebert | DS028*D*1* | TRUE | 90759 | 2.39 | 2.1 | Federally-Regulated Commercial & Industrial Equipment | 2015-01-29 | [5 empty] | 2016-07-13
Vertiv Corporation | Liebert | DS028*D*0* | TRUE | 96901 | 2.92 | 2.45 | Federally-Regulated Commercial & Industrial Equipment | 2015-01-29 | [5 empty] | 2016-07-13
Vertiv Corporation | Liebert | DS035*U*1* | TRUE | 117032 | 3.09 | 2.45 | Federally-Regulated Commercial & Industrial Equipment | 2015-01-29 | [5 empty] | 2016-07-13
Vertiv Corporation | Liebert | DS035*U*0* | TRUE | 101678 | 2.14 | 2.1 | Federally-Regulated Commercial & Industrial Equipment | 2015-01-29 | [5 empty] | 2016-07-13
Vertiv Corporation | Liebert | DS035*D*1* | TRUE | 105431 | 2.15 | 2.1 | Federally-Regulated Commercial & Industrial Equipment | 2015-01-29 | [5 empty] | 2016-07-13
Vertiv Corporation | Liebert | DS042*U*1* | TRUE | 134774 | 2.72 | 2.45 | Federally-Regulated Commercial & Industrial Equipment | 2015-01-29 | [5 empty] | 2016-07-13
Vertiv Corporation | Liebert | DS053*U*1* | TRUE | 175377 | 3.23 | 2.45 | Federally-Regulated Commercial & Industrial Equipment | 2015-01-29 | [5 empty] | 2016-07-13
Vertiv Corporation | Liebert | DS053*U*0* | TRUE | 155246 | 2.44 | 2.1 | Federally-Regulated Commercial & Industrial Equipment | 2015-01-29 | [5 empty] | 2016-07-13
Vertiv Corporation | Liebert | DS053*D*1* | TRUE | 164800 | 2.49 | 2.1 | Federally-Regulated Commercial & Industrial Equipment | 2015-01-29 | [5 empty] | 2016-07-13
Vertiv Corporation | Liebert | DS053*D*0* | TRUE | 158658 | 2.36 | 2.1 | Federally-Regulated Commercial & Industrial Equipment | 2015-01-29 | [5 empty] | 2016-07-13
Vertiv Corporation | Liebert | DS070*U*1* | TRUE | 190048 | 2.26 | 2.1 | Federally-Regulated Commercial & Industrial Equipment | 2015-01-29 | [5 empty] | 2016-07-13
Vertiv Corporation | Liebert | DS070*U*0* | TRUE | 198578 | 2.65 | 2.45 | Federally-Regulated Commercial & Industrial Equipment | 2015-01-29 | [5 empty] | 2016-07-13
Vertiv Corporation | Liebert | DS070*D*1* | TRUE | 194825 | 2.14 | 2.1 | Federally-Regulated Commercial & Industrial Equipment | 2015-01-29 | [5 empty] | 2016-07-13
Vertiv Corporation | Liebert | DS077*U*1* | TRUE | 224851 | 2.56 | 2.45 | Federally-Regulated Commercial & Industrial Equipment | 2015-01-29 | [5 empty] | 2016-07-13
Stulz | Stulz | OHS-012-W-* | TRUE | 13280 | 2.59 | 2.44 | Federally-Regulated Commercial & Industrial Equipment | 2017-03-01 | [5 empty] | 2017-03-01
Stulz | Stulz | COS-096-AR-EC-* |  | 68978 | 2.26 | 2.1 | Federally-Regulated Commercial & Industrial Equipment | 2017-03-01 | [5 empty] | 2017-03-01
Stulz | Stulz | COS-042-W-U-EC | FALSE | 40747 | 2.95 | 2.49 | Federally-Regulated Commercial & Industrial Equipment | 2017-03-01 | [5 empty] | 2017-03-01
Stulz | Stulz | OHS-040-W-* |  |  |  |  | Non Federally-Regulated | 2017-03-01 | [5 empty] | 2017-03-01
Stulz | Stulz | COS-120-W-* |  |  |  |  | Non Federally-Regulated | 2017-03-01 | [5 empty] | 2017-03-01
Stulz | Stulz | VFS-360-DAR-EC-* |  | 252295 | 2.05 | 1.9 | Federally-Regulated Commercial & Industrial Equipment | 2017-03-01 | [5 empty] | 2017-03-01
Stulz | Stulz | VFS-120-DW-*-*-EC | TRUE | 100044 | 2.65 | 2.45 | Federally-Regulated Commercial & Industrial Equipment | 2017-03-01 | [5 empty] | 2017-03-01
Stulz | Stulz | VFS-072-DW-FC-EC-U |  |  |  |  | Non Federally-Regulated | 2017-03-01 | [5 empty] | 2017-03-01
Stulz | Stulz | OHS-040-W-* |  |  |  |  | Non Federally-Regulated | 2017-03-01 | [5 empty] | 2017-03-01
Stulz | Stulz | COS-060-W-*-EC |  |  |  |  | Non Federally-Regulated | 2017-03-01 | [5 empty] | 2017-03-01
Vertiv Corporation | Liebert | BF042A-******** |  |  |  |  | Non Federally-Regulated | 2012-09-20 | [5 empty] | 2018-03-06
Vertiv Corporation | Liebert | BF067A-******** |  |  |  |  | Non Federally-Regulated | 2012-09-20 | [5 empty] | 2018-03-06
Vertiv Corporation | Liebert | BU042A-******** |  |  |  |  | Non Federally-Regulated | 2012-09-20 | [5 empty] | 2018-03-06
Vertiv Corporation | Liebert | BU067A-******** |  |  |  |  | Non Federally-Regulated | 2012-09-20 | [5 empty] | 2018-03-06
Vertiv Corporation | Liebert | BF046WG******** |  |  |  |  | Non Federally-Regulated | 2012-09-27 | [5 empty] | 2018-03-06
Vertiv Corporation | Liebert | BF071WG******** |  |  |  |  | Non Federally-Regulated | 2012-09-27 | [5 empty] | 2018-03-06
Vertiv Corporation | Liebert | BU046WG******** |  |  |  |  | Non Federally-Regulated | 2012-09-27 | [5 empty] | 2018-03-06
Vertiv Corporation | Liebert | BU071WG******** |  |  |  |  | Non Federally-Regulated | 2012-09-27 | [5 empty] | 2018-03-06
Vertiv Corporation | Liebert | DS028AD******** |  |  |  |  | Non Federally-Regulated | 2005-01-11 | [5 empty] | 2018-03-06
Vertiv Corporation | Liebert | DS028AG******* |  |  |  |  | Non Federally-Regulated | 2005-01-11 | [5 empty] | 2018-03-06
Vertiv Corporation | Liebert | DS028AM******** |  |  |  |  | Non Federally-Regulated | 2005-01-11 | [5 empty] | 2018-03-06
Vertiv Corporation | Liebert | DS028AR******** |  |  |  |  | Non Federally-Regulated | 2005-01-11 | [5 empty] | 2018-03-06
Vertiv Corporation | Liebert | DS028AS******** |  |  |  |  | Non Federally-Regulated | 2005-01-11 | [5 empty] | 2018-03-06
Vertiv Corporation | Liebert | DS028AU******** |  |  |  |  | Non Federally-Regulated | 2005-01-11 | [5 empty] | 2018-03-06
Vertiv Corporation | Liebert | DS035AD******** |  |  |  |  | Non Federally-Regulated | 2005-01-11 | [5 empty] | 2018-03-06
Vertiv Corporation | Liebert | DS035AG******** |  |  |  |  | Non Federally-Regulated | 2005-01-11 | [5 empty] | 2018-03-06
Vertiv Corporation | Liebert | DS035AM******** |  |  |  |  | Non Federally-Regulated | 2005-01-11 | [5 empty] | 2018-03-06
Vertiv Corporation | Liebert | DS035AR******** |  |  |  |  | Non Federally-Regulated | 2005-01-11 | [5 empty] | 2018-03-06
Vertiv Corporation | Liebert | DS035AS******** |  |  |  |  | Non Federally-Regulated | 2005-01-11 | [5 empty] | 2018-03-06
Vertiv Corporation | Liebert | DS035AU******** |  |  |  |  | Non Federally-Regulated | 2005-01-11 | [5 empty] | 2018-03-06
Vertiv Corporation | Liebert | DS042AD******** |  |  |  |  | Non Federally-Regulated | 2005-01-11 | [5 empty] | 2018-03-06
Vertiv Corporation | Liebert | DS042AG******** |  |  |  |  | Non Federally-Regulated | 2005-01-11 | [5 empty] | 2018-03-06
Vertiv Corporation | Liebert | DS042AM******** |  |  |  |  | Non Federally-Regulated | 2005-01-11 | [5 empty] | 2018-03-06
Vertiv Corporation | Liebert | DS042AR******** |  |  |  |  | Non Federally-Regulated | 2005-01-11 | [5 empty] | 2018-03-06
Vertiv Corporation | Liebert | DS042AS******** |  |  |  |  | Non Federally-Regulated | 2005-01-11 | [5 empty] | 2018-03-06
Vertiv Corporation | Liebert | DS042AU******** |  |  |  |  | Non Federally-Regulated | 2005-01-11 | [5 empty] | 2018-03-06
Vertiv Corporation | Liebert | PFH027A-*H**** |  |  |  |  | Non Federally-Regulated | 2005-01-11 | [5 empty] | 2018-03-06
Vertiv Corporation | Liebert | PFH037A-*H**** |  |  |  |  | Non Federally-Regulated | 2005-01-11 | [5 empty] | 2018-03-06
Vertiv Corporation | Liebert | PFH037A-*LS*** |  |  |  |  | Non Federally-Regulated | 2005-01-11 | [5 empty] | 2018-03-06
Vertiv Corporation | Liebert | PFH037A-*LS*** |  |  |  |  | Non Federally-Regulated | 2005-01-11 | [5 empty] | 2018-03-06
Vertiv Corporation | Liebert | PFH042A-*H**** |  |  |  |  | Non Federally-Regulated | 2005-01-11 | [5 empty] | 2018-03-06
Vertiv Corporation | Liebert | PFH067A-*H**** |  |  |  |  | Non Federally-Regulated | 2005-01-11 | [5 empty] | 2018-03-06
Vertiv Corporation | Liebert | PFH067A-*H**** |  |  |  |  | Non Federally-Regulated | 2005-01-11 | [5 empty] | 2018-03-06
Vertiv Corporation | Liebert | PFH096A-*L**** |  |  |  |  | Non Federally-Regulated | 2005-01-11 | [5 empty] | 2018-03-06
Vertiv Corporation | Liebert | DS028WD******** |  |  |  |  | Non Federally-Regulated | 2005-10-17 | [5 empty] | 2018-03-06
Vertiv Corporation | Liebert | DS028WG******** |  |  |  |  | Non Federally-Regulated | 2005-10-17 | [5 empty] | 2018-03-06
Vertiv Corporation | Liebert | DS028WM******** |  |  |  |  | Non Federally-Regulated | 2005-10-17 | [5 empty] | 2018-03-06
Vertiv Corporation | Liebert | DS028WR******** |  |  |  |  | Non Federally-Regulated | 2005-10-17 | [5 empty] | 2018-03-06
Vertiv Corporation | Liebert | DS028WS******** |  |  |  |  | Non Federally-Regulated | 2005-10-17 | [5 empty] | 2018-03-06
Vertiv Corporation | Liebert | DS028WU******** |  |  |  |  | Non Federally-Regulated | 2005-10-17 | [5 empty] | 2018-03-06
Vertiv Corporation | Liebert | DS035WD******** |  |  |  |  | Non Federally-Regulated | 2005-10-17 | [5 empty] | 2018-03-06
Vertiv Corporation | Liebert | DS035WG******** |  |  |  |  | Non Federally-Regulated | 2005-10-17 | [5 empty] | 2018-03-06
Vertiv Corporation | Liebert | DS035WM******** |  |  |  |  | Non Federally-Regulated | 2005-10-17 | [5 empty] | 2018-03-06
Vertiv Corporation | Liebert | DS035WR******** |  |  |  |  | Non Federally-Regulated | 2005-10-17 | [5 empty] | 2018-03-06
Vertiv Corporation | Liebert | DS035WS******** |  |  |  |  | Non Federally-Regulated | 2005-10-17 | [5 empty] | 2018-03-06
Vertiv Corporation | Liebert | DS035WU******** |  |  |  |  | Non Federally-Regulated | 2005-10-17 | [5 empty] | 2018-03-06
Vertiv Corporation | Liebert | DS042WD******** |  |  |  |  | Non Federally-Regulated | 2005-10-17 | [5 empty] | 2018-03-06
Vertiv Corporation | Liebert | DS042WG******** |  |  |  |  | Non Federally-Regulated | 2005-10-17 | [5 empty] | 2018-03-06
Vertiv Corporation | Liebert | DS042WM******** |  |  |  |  | Non Federally-Regulated | 2005-10-17 | [5 empty] | 2018-03-06
Vertiv Corporation | Liebert | DS042WR******** |  |  |  |  | Non Federally-Regulated | 2005-10-17 | [5 empty] | 2018-03-06
Vertiv Corporation | Liebert | DS042WS******** |  |  |  |  | Non Federally-Regulated | 2005-10-17 | [5 empty] | 2018-03-06
Vertiv Corporation | Liebert | DS042WU******** |  |  |  |  | Non Federally-Regulated | 2005-10-17 | [5 empty] | 2018-03-06
Vertiv Corporation | Liebert | DS053AD******** |  |  |  |  | Non Federally-Regulated | 2005-10-17 | [5 empty] | 2018-03-06
Vertiv Corporation | Liebert | DS053AG******* |  |  |  |  | Non Federally-Regulated | 2005-10-17 | [5 empty] | 2018-03-06
Vertiv Corporation | Liebert | DS053AM******** |  |  |  |  | Non Federally-Regulated | 2005-10-17 | [5 empty] | 2018-03-06
Vertiv Corporation | Liebert | DS053AR******** |  |  |  |  | Non Federally-Regulated | 2005-10-17 | [5 empty] | 2018-03-06
Vertiv Corporation | Liebert | DS053AS******** |  |  |  |  | Non Federally-Regulated | 2005-10-17 | [5 empty] | 2018-03-06
Vertiv Corporation | Liebert | DS053AU******** |  |  |  |  | Non Federally-Regulated | 2005-10-17 | [5 empty] | 2018-03-06
Vertiv Corporation | Liebert | DS053WD******** |  |  |  |  | Non Federally-Regulated | 2005-10-17 | [5 empty] | 2018-03-06
Vertiv Corporation | Liebert | DS053WG******** |  |  |  |  | Non Federally-Regulated | 2005-10-17 | [5 empty] | 2018-03-06
Vertiv Corporation | Liebert | DS053WM******** |  |  |  |  | Non Federally-Regulated | 2005-10-17 | [5 empty] | 2018-03-06
Vertiv Corporation | Liebert | DS053WR******** |  |  |  |  | Non Federally-Regulated | 2005-10-17 | [5 empty] | 2018-03-06
Vertiv Corporation | Liebert | DS053WS******** |  |  |  |  | Non Federally-Regulated | 2005-10-17 | [5 empty] | 2018-03-06
Vertiv Corporation | Liebert | DS053WU******** |  |  |  |  | Non Federally-Regulated | 2005-10-17 | [5 empty] | 2018-03-06
Vertiv Corporation | Liebert | DS070AD******** |  |  |  |  | Non Federally-Regulated | 2005-10-17 | [5 empty] | 2018-03-06
Vertiv Corporation | Liebert | DS070AG******** |  |  |  |  | Non Federally-Regulated | 2005-10-17 | [5 empty] | 2018-03-06
Vertiv Corporation | Liebert | DS070AM******** |  |  |  |  | Non Federally-Regulated | 2005-10-17 | [5 empty] | 2018-03-06
Vertiv Corporation | Liebert | DS070AR******** |  |  |  |  | Non Federally-Regulated | 2005-10-17 | [5 empty] | 2018-03-06
Vertiv Corporation | Liebert | DS070AS******** |  |  |  |  | Non Federally-Regulated | 2005-10-17 | [5 empty] | 2018-03-06
Vertiv Corporation | Liebert | DS070AU******** |  |  |  |  | Non Federally-Regulated | 2005-10-17 | [5 empty] | 2018-03-06
Vertiv Corporation | Liebert | DS070WD******** |  |  |  |  | Non Federally-Regulated | 2005-10-17 | [5 empty] | 2018-03-06
Vertiv Corporation | Liebert | DS070WG******** |  |  |  |  | Non Federally-Regulated | 2005-10-17 | [5 empty] | 2018-03-06
Vertiv Corporation | Liebert | DS070WM******** |  |  |  |  | Non Federally-Regulated | 2005-10-17 | [5 empty] | 2018-03-06
Vertiv Corporation | Liebert | DS070WR******** |  |  |  |  | Non Federally-Regulated | 2005-10-17 | [5 empty] | 2018-03-06
Vertiv Corporation | Liebert | DS070WS******** |  |  |  |  | Non Federally-Regulated | 2005-10-17 | [5 empty] | 2018-03-06
Vertiv Corporation | Liebert | DS070WU******** |  |  |  |  | Non Federally-Regulated | 2005-10-17 | [5 empty] | 2018-03-06
Vertiv Corporation | Liebert | MCD26W**** |  |  |  |  | Non Federally-Regulated | 2009-02-26 | [5 empty] | 2018-03-06
Vertiv Corporation | Liebert | MCD38W**** |  |  |  |  | Non Federally-Regulated | 2009-02-26 | [5 empty] | 2018-03-06
Vertiv Corporation | Liebert | MCD69W**** |  |  |  |  | Non Federally-Regulated | 2009-02-26 | [5 empty] | 2018-03-06
Vertiv Corporation | Liebert | MCD98W**** |  |  |  |  | Non Federally-Regulated | 2009-02-26 | [5 empty] | 2018-03-06
Vertiv Corporation | Liebert | MMD14W****** |  |  |  |  | Non Federally-Regulated | 2009-02-26 | [5 empty] | 2018-03-06
Vertiv Corporation | Liebert | MMD20W****** |  |  |  |  | Non Federally-Regulated | 2009-02-26 | [5 empty] | 2018-03-06
Vertiv Corporation | Liebert | VS028AD******** |  |  |  |  | Non Federally-Regulated | 2009-02-26 | [5 empty] | 2018-03-06
Vertiv Corporation | Liebert | VS028AG******* |  |  |  |  | Non Federally-Regulated | 2009-02-26 | [5 empty] | 2018-03-06
Vertiv Corporation | Liebert | VS028AM******** |  |  |  |  | Non Federally-Regulated | 2009-02-26 | [5 empty] | 2018-03-06
Vertiv Corporation | Liebert | VS028AR******** |  |  |  |  | Non Federally-Regulated | 2009-02-26 | [5 empty] | 2018-03-06
Vertiv Corporation | Liebert | VS028AS******** |  |  |  |  | Non Federally-Regulated | 2009-02-26 | [5 empty] | 2018-03-06
Vertiv Corporation | Liebert | VS028AU******** |  |  |  |  | Non Federally-Regulated | 2009-02-26 | [5 empty] | 2018-03-06
Vertiv Corporation | Liebert | VS028WD******** |  |  |  |  | Non Federally-Regulated | 2009-02-26 | [5 empty] | 2018-03-06
Vertiv Corporation | Liebert | VS028WG******** |  |  |  |  | Non Federally-Regulated | 2009-02-26 | [5 empty] | 2018-03-06
Vertiv Corporation | Liebert | VS028WM******** |  |  |  |  | Non Federally-Regulated | 2009-02-26 | [5 empty] | 2018-03-06
Vertiv Corporation | Liebert | VS028WR******** |  |  |  |  | Non Federally-Regulated | 2009-02-26 | [5 empty] | 2018-03-06
Vertiv Corporation | Liebert | VS028WS******** |  |  |  |  | Non Federally-Regulated | 2009-02-26 | [5 empty] | 2018-03-06
Vertiv Corporation | Liebert | VS028WU******** |  |  |  |  | Non Federally-Regulated | 2009-02-26 | [5 empty] | 2018-03-06
Vertiv Corporation | Liebert | VS035AD******** |  |  |  |  | Non Federally-Regulated | 2009-02-26 | [5 empty] | 2018-03-06
Vertiv Corporation | Liebert | VS035AG******** |  |  |  |  | Non Federally-Regulated | 2009-02-26 | [5 empty] | 2018-03-06
Vertiv Corporation | Liebert | VS035AM******** |  |  |  |  | Non Federally-Regulated | 2009-02-26 | [5 empty] | 2018-03-06
Vertiv Corporation | Liebert | VS035AR******** |  |  |  |  | Non Federally-Regulated | 2009-02-26 | [5 empty] | 2018-03-06
Vertiv Corporation | Liebert | VS035AS******** |  |  |  |  | Non Federally-Regulated | 2009-02-26 | [5 empty] | 2018-03-06
Vertiv Corporation | Liebert | VS035AU******** |  |  |  |  | Non Federally-Regulated | 2009-02-26 | [5 empty] | 2018-03-06
Vertiv Corporation | Liebert | VS035WD******** |  |  |  |  | Non Federally-Regulated | 2009-02-26 | [5 empty] | 2018-03-06
Vertiv Corporation | Liebert | VS035WG******** |  |  |  |  | Non Federally-Regulated | 2009-02-26 | [5 empty] | 2018-03-06
Vertiv Corporation | Liebert | VS035WM******** |  |  |  |  | Non Federally-Regulated | 2009-02-26 | [5 empty] | 2018-03-06
Vertiv Corporation | Liebert | VS035WR******** |  |  |  |  | Non Federally-Regulated | 2009-02-26 | [5 empty] | 2018-03-06
Vertiv Corporation | Liebert | VS035WS******** |  |  |  |  | Non Federally-Regulated | 2009-02-26 | [5 empty] | 2018-03-06
Vertiv Corporation | Liebert | VS035WU******** |  |  |  |  | Non Federally-Regulated | 2009-02-26 | [5 empty] | 2018-03-06
Vertiv Corporation | Liebert | VS042AD******** |  |  |  |  | Non Federally-Regulated | 2009-02-26 | [5 empty] | 2018-03-06
Vertiv Corporation | Liebert | VS042AG******** |  |  |  |  | Non Federally-Regulated | 2009-02-26 | [5 empty] | 2018-03-06
Vertiv Corporation | Liebert | VS042AM******** |  |  |  |  | Non Federally-Regulated | 2009-02-26 | [5 empty] | 2018-03-06
Vertiv Corporation | Liebert | VS042AR******** |  |  |  |  | Non Federally-Regulated | 2009-02-26 | [5 empty] | 2018-03-06
Vertiv Corporation | Liebert | VS042AS******** |  |  |  |  | Non Federally-Regulated | 2009-02-26 | [5 empty] | 2018-03-06
Vertiv Corporation | Liebert | VS042AU******** |  |  |  |  | Non Federally-Regulated | 2009-02-26 | [5 empty] | 2018-03-06
Vertiv Corporation | Liebert | VS042WD******** |  |  |  |  | Non Federally-Regulated | 2009-02-26 | [5 empty] | 2018-03-06
Vertiv Corporation | Liebert | VS042WG******** |  |  |  |  | Non Federally-Regulated | 2009-02-26 | [5 empty] | 2018-03-06
Vertiv Corporation | Liebert | VS042WM******** |  |  |  |  | Non Federally-Regulated | 2009-02-26 | [5 empty] | 2018-03-06
Vertiv Corporation | Liebert | VS042WR******** |  |  |  |  | Non Federally-Regulated | 2009-02-26 | [5 empty] | 2018-03-06
Vertiv Corporation | Liebert | VS042WS******** |  |  |  |  | Non Federally-Regulated | 2009-02-26 | [5 empty] | 2018-03-06
Vertiv Corporation | Liebert | VS042WU******** |  |  |  |  | Non Federally-Regulated | 2009-02-26 | [5 empty] | 2018-03-06
Vertiv Corporation | Liebert | VS053AD******** |  |  |  |  | Non Federally-Regulated | 2009-02-26 | [5 empty] | 2018-03-06
Vertiv Corporation | Liebert | VS053AG******* |  |  |  |  | Non Federally-Regulated | 2009-02-26 | [5 empty] | 2018-03-06
Vertiv Corporation | Liebert | VS053AM******** |  |  |  |  | Non Federally-Regulated | 2009-02-26 | [5 empty] | 2018-03-06
Vertiv Corporation | Liebert | VS053AR******** |  |  |  |  | Non Federally-Regulated | 2009-02-26 | [5 empty] | 2018-03-06
Vertiv Corporation | Liebert | VS053AS******** |  |  |  |  | Non Federally-Regulated | 2009-02-26 | [5 empty] | 2018-03-06
Vertiv Corporation | Liebert | VS053AU******** |  |  |  |  | Non Federally-Regulated | 2009-02-26 | [5 empty] | 2018-03-06
Vertiv Corporation | Liebert | VS053WD******** |  |  |  |  | Non Federally-Regulated | 2009-02-26 | [5 empty] | 2018-03-06
Vertiv Corporation | Liebert | VS053WG******** |  |  |  |  | Non Federally-Regulated | 2009-02-26 | [5 empty] | 2018-03-06
Vertiv Corporation | Liebert | VS053WM******** |  |  |  |  | Non Federally-Regulated | 2009-02-26 | [5 empty] | 2018-03-06
Vertiv Corporation | Liebert | VS053WR******** |  |  |  |  | Non Federally-Regulated | 2009-02-26 | [5 empty] | 2018-03-06
Vertiv Corporation | Liebert | VS053WS******** |  |  |  |  | Non Federally-Regulated | 2009-02-26 | [5 empty] | 2018-03-06
Vertiv Corporation | Liebert | VS053WU******** |  |  |  |  | Non Federally-Regulated | 2009-02-26 | [5 empty] | 2018-03-06
Vertiv Corporation | Liebert | VS070AD******** |  |  |  |  | Non Federally-Regulated | 2009-02-26 | [5 empty] | 2018-03-06
Vertiv Corporation | Liebert | VS070AG******** |  |  |  |  | Non Federally-Regulated | 2009-02-26 | [5 empty] | 2018-03-06
Vertiv Corporation | Liebert | VS070AM******** |  |  |  |  | Non Federally-Regulated | 2009-02-26 | [5 empty] | 2018-03-06
Vertiv Corporation | Liebert | VS070AR******** |  |  |  |  | Non Federally-Regulated | 2009-02-26 | [5 empty] | 2018-03-06
Vertiv Corporation | Liebert | VS070AS******** |  |  |  |  | Non Federally-Regulated | 2009-02-26 | [5 empty] | 2018-03-06
Vertiv Corporation | Liebert | VS070AU******** |  |  |  |  | Non Federally-Regulated | 2009-02-26 | [5 empty] | 2018-03-06
Vertiv Corporation | Liebert | VS070WD******** |  |  |  |  | Non Federally-Regulated | 2009-02-26 | [5 empty] | 2018-03-06
Vertiv Corporation | Liebert | VS070WG******** |  |  |  |  | Non Federally-Regulated | 2009-02-26 | [5 empty] | 2018-03-06
Vertiv Corporation | Liebert | VS070WM******** |  |  |  |  | Non Federally-Regulated | 2009-02-26 | [5 empty] | 2018-03-06
Vertiv Corporation | Liebert | VS070WR******** |  |  |  |  | Non Federally-Regulated | 2009-02-26 | [5 empty] | 2018-03-06
Vertiv Corporation | Liebert | VS070WS******** |  |  |  |  | Non Federally-Regulated | 2009-02-26 | [5 empty] | 2018-03-06
Vertiv Corporation | Liebert | VS070WU******** |  |  |  |  | Non Federally-Regulated | 2009-02-26 | [5 empty] | 2018-03-06
Liebert | Liebert | PX018DW1*D* | FALSE | 58200 | 3.29 | 2.6 | Federally-Regulated Commercial & Industrial Equipment | 2016-01-20 | [5 empty] | 2018-09-05
Liebert | Liebert | PX018HW1*D* | FALSE | 58200 | 3.29 | 2.6 | Federally-Regulated Commercial & Industrial Equipment | 2016-01-20 | [5 empty] | 2018-09-05
Liebert | Liebert | PX0181W1*D* | FALSE | 58200 | 3.29 | 2.6 | Federally-Regulated Commercial & Industrial Equipment | 2016-01-20 | [5 empty] | 2018-09-05
Liebert | Liebert | PX0182W1*D* | FALSE | 58200 | 3.29 | 2.6 | Federally-Regulated Commercial & Industrial Equipment | 2016-01-20 | [5 empty] | 2018-09-05
Liebert | Liebert | PX0183W1*D* | FALSE | 58200 | 3.29 | 2.6 | Federally-Regulated Commercial & Industrial Equipment | 2016-01-20 | [5 empty] | 2018-09-05
Liebert | Liebert | PX018DW1*8* | FALSE | 58200 | 3.29 | 2.6 | Federally-Regulated Commercial & Industrial Equipment | 2016-01-20 | [5 empty] | 2018-09-05
Liebert | Liebert | PX018HW1*8* | FALSE | 58200 | 3.29 | 2.6 | Federally-Regulated Commercial & Industrial Equipment | 2016-01-20 | [5 empty] | 2018-09-05
Liebert | Liebert | PX0181W1*8* | FALSE | 58200 | 3.29 | 2.6 | Federally-Regulated Commercial & Industrial Equipment | 2016-01-20 | [5 empty] | 2018-09-05
Liebert | Liebert | PX0182W1*8* | FALSE | 58200 | 3.29 | 2.6 | Federally-Regulated Commercial & Industrial Equipment | 2016-01-20 | [5 empty] | 2018-09-05
Liebert | Liebert | PX0183W1*8* | FALSE | 58200 | 3.29 | 2.6 | Federally-Regulated Commercial & Industrial Equipment | 2016-01-20 | [5 empty] | 2018-09-05
Liebert | Liebert | PX018DW1*S* | FALSE | 58200 | 3.41 | 2.6 | Federally-Regulated Commercial & Industrial Equipment | 2016-01-20 | [5 empty] | 2018-09-05
Liebert | Liebert | PX018HW1*S* | FALSE | 58200 | 3.41 | 2.6 | Federally-Regulated Commercial & Industrial Equipment | 2016-01-20 | [5 empty] | 2018-09-05
Liebert | Liebert | PX0181W1*S* | FALSE | 58200 | 3.41 | 2.6 | Federally-Regulated Commercial & Industrial Equipment | 2016-01-20 | [5 empty] | 2018-09-05
Liebert | Liebert | PX0182W1*S* | FALSE | 58200 | 3.41 | 2.6 | Federally-Regulated Commercial & Industrial Equipment | 2016-01-20 | [5 empty] | 2018-09-05
Liebert | Liebert | PX0183W1*S* | FALSE | 58200 | 3.41 | 2.6 | Federally-Regulated Commercial & Industrial Equipment | 2016-01-20 | [5 empty] | 2018-09-05
Liebert | Liebert | PX023DW1*D* | FALSE | 70800 | 2.79 | 2.5 | Federally-Regulated Commercial & Industrial Equipment | 2016-01-20 | [5 empty] | 2018-09-05
Liebert | Liebert | PX023HW1*D* | FALSE | 70800 | 2.79 | 2.5 | Federally-Regulated Commercial & Industrial Equipment | 2016-01-20 | [5 empty] | 2018-09-05
Liebert | Liebert | PX0231W1*D* | FALSE | 70800 | 2.79 | 2.5 | Federally-Regulated Commercial & Industrial Equipment | 2016-01-20 | [5 empty] | 2018-09-05
Liebert | Liebert | PX0232W1*D* | FALSE | 70800 | 2.79 | 2.5 | Federally-Regulated Commercial & Industrial Equipment | 2016-01-20 | [5 empty] | 2018-09-05
Liebert | Liebert | PX0233W1*D* | FALSE | 70800 | 2.79 | 2.5 | Federally-Regulated Commercial & Industrial Equipment | 2016-01-20 | [5 empty] | 2018-09-05
Liebert | Liebert | PX023DW1*8* | FALSE | 70800 | 2.79 | 2.5 | Federally-Regulated Commercial & Industrial Equipment | 2016-01-20 | [5 empty] | 2018-09-05
Liebert | Liebert | PX023HW1*8* | FALSE | 70800 | 2.79 | 2.5 | Federally-Regulated Commercial & Industrial Equipment | 2016-01-20 | [5 empty] | 2018-09-05
Liebert | Liebert | PX0231W1*8* | FALSE | 70800 | 2.79 | 2.5 | Federally-Regulated Commercial & Industrial Equipment | 2016-01-20 | [5 empty] | 2018-09-05
Liebert | Liebert | PX0232W1*8* | FALSE | 70800 | 2.79 | 2.5 | Federally-Regulated Commercial & Industrial Equipment | 2016-01-20 | [5 empty] | 2018-09-05
Liebert | Liebert | PX0233W1*8* | FALSE | 70800 | 2.79 | 2.5 | Federally-Regulated Commercial & Industrial Equipment | 2016-01-20 | [5 empty] | 2018-09-05
Liebert | Liebert | PX023DW1*S* | FALSE | 70900 | 2.94 | 2.5 | Federally-Regulated Commercial & Industrial Equipment | 2016-01-20 | [5 empty] | 2018-09-05
Liebert | Liebert | PX023HW1*S* | FALSE | 70900 | 2.94 | 2.5 | Federally-Regulated Commercial & Industrial Equipment | 2016-01-20 | [5 empty] | 2018-09-05
Liebert | Liebert | PX0231W1*S* | FALSE | 70900 | 2.94 | 2.5 | Federally-Regulated Commercial & Industrial Equipment | 2016-01-20 | [5 empty] | 2018-09-05
Liebert | Liebert | PX0232W1*S* | FALSE | 70900 | 2.94 | 2.5 | Federally-Regulated Commercial & Industrial Equipment | 2016-01-20 | [5 empty] | 2018-09-05
Liebert | Liebert | PX0233W1*S* | FALSE | 70900 | 2.94 | 2.5 | Federally-Regulated Commercial & Industrial Equipment | 2016-01-20 | [5 empty] | 2018-09-05
Liebert | Liebert | PX029DW1*D* | FALSE | 91900 | 2.72 | 2.5 | Federally-Regulated Commercial & Industrial Equipment | 2016-01-20 | [5 empty] | 2018-09-05
Liebert | Liebert | PX029HW1*D* | FALSE | 91900 | 2.72 | 2.5 | Federally-Regulated Commercial & Industrial Equipment | 2016-01-20 | [5 empty] | 2018-09-05
Liebert | Liebert | PX0291W1*D* | FALSE | 91900 | 2.72 | 2.5 | Federally-Regulated Commercial & Industrial Equipment | 2016-01-20 | [5 empty] | 2018-09-05
Liebert | Liebert | PX0292W1*D* | FALSE | 91900 | 2.72 | 2.5 | Federally-Regulated Commercial & Industrial Equipment | 2016-01-20 | [5 empty] | 2018-09-05
Liebert | Liebert | PX0293W1*D* | FALSE | 91900 | 2.72 | 2.5 | Federally-Regulated Commercial & Industrial Equipment | 2016-01-20 | [5 empty] | 2018-09-05
Liebert | Liebert | PX029DW1*8* | FALSE | 91900 | 2.72 | 2.5 | Federally-Regulated Commercial & Industrial Equipment | 2016-01-20 | [5 empty] | 2018-09-05
Liebert | Liebert | PX029HW1*8* | FALSE | 91900 | 2.72 | 2.5 | Federally-Regulated Commercial & Industrial Equipment | 2016-01-20 | [5 empty] | 2018-09-05
Liebert | Liebert | PX0291W1*8* | FALSE | 91900 | 2.72 | 2.5 | Federally-Regulated Commercial & Industrial Equipment | 2016-01-20 | [5 empty] | 2018-09-05
Liebert | Liebert | PX0292W1*8* | FALSE | 91900 | 2.72 | 2.5 | Federally-Regulated Commercial & Industrial Equipment | 2016-01-20 | [5 empty] | 2018-09-05
Liebert | Liebert | PX0293W1*8* | FALSE | 91900 | 2.72 | 2.5 | Federally-Regulated Commercial & Industrial Equipment | 2016-01-20 | [5 empty] | 2018-09-05
Liebert | Liebert | PX029DW1*S* | FALSE | 91900 | 2.82 | 2.5 | Federally-Regulated Commercial & Industrial Equipment | 2016-01-20 | [5 empty] | 2018-09-05
Liebert | Liebert | PX029HW1*S* | FALSE | 91900 | 2.82 | 2.5 | Federally-Regulated Commercial & Industrial Equipment | 2016-01-20 | [5 empty] | 2018-09-05
Liebert | Liebert | PX0291W1*S* | FALSE | 91900 | 2.82 | 2.5 | Federally-Regulated Commercial & Industrial Equipment | 2016-01-20 | [5 empty] | 2018-09-05
Liebert | Liebert | PX0292W1*S* | FALSE | 91900 | 2.82 | 2.5 | Federally-Regulated Commercial & Industrial Equipment | 2016-01-20 | [5 empty] | 2018-09-05
Liebert | Liebert | PX0293W1*S* | FALSE | 91900 | 2.82 | 2.5 | Federally-Regulated Commercial & Industrial Equipment | 2016-01-20 | [5 empty] | 2018-09-05
Liebert | Liebert | PX018UW1*D* | FALSE | 62300 | 3.28 | 2.49 | Federally-Regulated Commercial & Industrial Equipment | 2016-01-20 | [5 empty] | 2018-09-05
Liebert | Liebert | PX023UW1*D* | FALSE | 76300 | 2.78 | 2.39 | Federally-Regulated Commercial & Industrial Equipment | 2016-01-20 | [5 empty] | 2018-09-05
Liebert | Liebert | PX029UW1*D* | FALSE | 92000 | 2.55 | 2.39 | Federally-Regulated Commercial & Industrial Equipment | 2016-01-20 | [5 empty] | 2018-09-05
Liebert | Liebert | PX018UW1*S* | FALSE | 62300 | 3.4 | 2.49 | Federally-Regulated Commercial & Industrial Equipment | 2016-01-20 | [5 empty] | 2018-09-05
Liebert | Liebert | PX023UW1*S* | FALSE | 76400 | 2.91 | 2.39 | Federally-Regulated Commercial & Industrial Equipment | 2016-01-20 | [5 empty] | 2018-09-05
Liebert | Liebert | PX029UW1*S* | FALSE | 92000 | 2.63 | 2.39 | Federally-Regulated Commercial & Industrial Equipment | 2016-01-20 | [5 empty] | 2018-09-05
Liebert | Liebert | PX018UW1*8* | FALSE | 62300 | 3.28 | 2.49 | Federally-Regulated Commercial & Industrial Equipment | 2016-01-20 | [5 empty] | 2018-09-05
Liebert | Liebert | PX023UW1*8* | FALSE | 76300 | 2.78 | 2.39 | Federally-Regulated Commercial & Industrial Equipment | 2016-01-20 | [5 empty] | 2018-09-05
Liebert | Liebert | PX029UW1*8* | FALSE | 92000 | 2.55 | 2.39 | Federally-Regulated Commercial & Industrial Equipment | 2016-01-20 | [5 empty] | 2018-09-05
Liebert | Liebert | PX018DH1*D* | TRUE | 58700 | 3.25 | 2.55 | Federally-Regulated Commercial & Industrial Equipment | 2016-01-20 | [5 empty] | 2018-09-05
Liebert | Liebert | PX018HH1*D* | TRUE | 58700 | 3.25 | 2.55 | Federally-Regulated Commercial & Industrial Equipment | 2016-01-20 | [5 empty] | 2018-09-05
Liebert | Liebert | PX0181H1*D* | TRUE | 58700 | 3.25 | 2.55 | Federally-Regulated Commercial & Industrial Equipment | 2016-01-20 | [5 empty] | 2018-09-05
Liebert | Liebert | PX0182H1*D* | TRUE | 58700 | 3.25 | 2.55 | Federally-Regulated Commercial & Industrial Equipment | 2016-01-20 | [5 empty] | 2018-09-05
Liebert | Liebert | PX0183H1*D* | TRUE | 58700 | 3.25 | 2.55 | Federally-Regulated Commercial & Industrial Equipment | 2016-01-20 | [5 empty] | 2018-09-05
Liebert | Liebert | PX018D31*D* | TRUE | 58700 | 3.25 | 2.55 | Federally-Regulated Commercial & Industrial Equipment | 2016-01-20 | [5 empty] | 2018-09-05
Liebert | Liebert | PX018H31*D* | TRUE | 58700 | 3.25 | 2.55 | Federally-Regulated Commercial & Industrial Equipment | 2016-01-20 | [5 empty] | 2018-09-05
Liebert | Liebert | PX018131*D* | TRUE | 58700 | 3.25 | 2.55 | Federally-Regulated Commercial & Industrial Equipment | 2016-01-20 | [5 empty] | 2018-09-05
Liebert | Liebert | PX018231*D* | TRUE | 58700 | 3.25 | 2.55 | Federally-Regulated Commercial & Industrial Equipment | 2016-01-20 | [5 empty] | 2018-09-05
Liebert | Liebert | PX018331*D* | TRUE | 58700 | 3.25 | 2.55 | Federally-Regulated Commercial & Industrial Equipment | 2016-01-20 | [5 empty] | 2018-09-05
Liebert | Liebert | PX018DG1*D* | TRUE | 58700 | 3.25 | 2.55 | Federally-Regulated Commercial & Industrial Equipment | 2016-01-20 | [5 empty] | 2018-09-05
Liebert | Liebert | PX018HG1*D* | TRUE | 58700 | 3.25 | 2.55 | Federally-Regulated Commercial & Industrial Equipment | 2016-01-20 | [5 empty] | 2018-09-05
Liebert | Liebert | PX0181G1*D* | TRUE | 58700 | 3.25 | 2.55 | Federally-Regulated Commercial & Industrial Equipment | 2016-01-20 | [5 empty] | 2018-09-05
Liebert | Liebert | PX0182G1*D* | TRUE | 58700 | 3.25 | 2.55 | Federally-Regulated Commercial & Industrial Equipment | 2016-01-20 | [5 empty] | 2018-09-05
Liebert | Liebert | PX0183G1*D* | TRUE | 58700 | 3.25 | 2.55 | Federally-Regulated Commercial & Industrial Equipment | 2016-01-20 | [5 empty] | 2018-09-05
Liebert | Liebert | PX018DH1*8* | TRUE | 58700 | 3.25 | 2.55 | Federally-Regulated Commercial & Industrial Equipment | 2016-01-20 | [5 empty] | 2018-09-05
Liebert | Liebert | PX018HH1*8* | TRUE | 58700 | 3.25 | 2.55 | Federally-Regulated Commercial & Industrial Equipment | 2016-01-20 | [5 empty] | 2018-09-05
Liebert | Liebert | PX0181H1*8* | TRUE | 58700 | 3.25 | 2.55 | Federally-Regulated Commercial & Industrial Equipment | 2016-01-20 | [5 empty] | 2018-09-05
Liebert | Liebert | PX0182H1*8* | TRUE | 58700 | 3.25 | 2.55 | Federally-Regulated Commercial & Industrial Equipment | 2016-01-20 | [5 empty] | 2018-09-05
Liebert | Liebert | PX0183H1*8* | TRUE | 58700 | 3.25 | 2.55 | Federally-Regulated Commercial & Industrial Equipment | 2016-01-20 | [5 empty] | 2018-09-05
Liebert | Liebert | PX018D31*8* | TRUE | 58700 | 3.25 | 2.55 | Federally-Regulated Commercial & Industrial Equipment | 2016-01-20 | [5 empty] | 2018-09-05
Liebert | Liebert | PX018H31*8* | TRUE | 58700 | 3.25 | 2.55 | Federally-Regulated Commercial & Industrial Equipment | 2016-01-20 | [5 empty] | 2018-09-05
Liebert | Liebert | PX018131*8* | TRUE | 58700 | 3.25 | 2.55 | Federally-Regulated Commercial & Industrial Equipment | 2016-01-20 | [5 empty] | 2018-09-05
Liebert | Liebert | PX018231*8* | TRUE | 58700 | 3.25 | 2.55 | Federally-Regulated Commercial & Industrial Equipment | 2016-01-20 | [5 empty] | 2018-09-05
Liebert | Liebert | PX018331*8* | TRUE | 58700 | 3.25 | 2.55 | Federally-Regulated Commercial & Industrial Equipment | 2016-01-20 | [5 empty] | 2018-09-05
Liebert | Liebert | PX018DG1*8* | TRUE | 58700 | 3.25 | 2.55 | Federally-Regulated Commercial & Industrial Equipment | 2016-01-20 | [5 empty] | 2018-09-05
Liebert | Liebert | PX018HG1*8* | TRUE | 58700 | 3.25 | 2.55 | Federally-Regulated Commercial & Industrial Equipment | 2016-01-20 | [5 empty] | 2018-09-05
Liebert | Liebert | PX0181G1*8* | TRUE | 58700 | 3.25 | 2.55 | Federally-Regulated Commercial & Industrial Equipment | 2016-01-20 | [5 empty] | 2018-09-05
Liebert | Liebert | PX0182G1*8* | TRUE | 58700 | 3.25 | 2.55 | Federally-Regulated Commercial & Industrial Equipment | 2016-01-20 | [5 empty] | 2018-09-05
Liebert | Liebert | PX0183G1*8* | TRUE | 58700 | 3.25 | 2.55 | Federally-Regulated Commercial & Industrial Equipment | 2016-01-20 | [5 empty] | 2018-09-05
Liebert | Liebert | PX018DH1*S* | TRUE | 58700 | 3.37 | 2.55 | Federally-Regulated Commercial & Industrial Equipment | 2016-01-20 | [5 empty] | 2018-09-05
Liebert | Liebert | PX018HH1*S* | TRUE | 58700 | 3.37 | 2.55 | Federally-Regulated Commercial & Industrial Equipment | 2016-01-20 | [5 empty] | 2018-09-05
Liebert | Liebert | PX0181H1*S* | TRUE | 58700 | 3.37 | 2.55 | Federally-Regulated Commercial & Industrial Equipment | 2016-01-20 | [5 empty] | 2018-09-05
Liebert | Liebert | PX0182H1*S* | TRUE | 58700 | 3.37 | 2.55 | Federally-Regulated Commercial & Industrial Equipment | 2016-01-20 | [5 empty] | 2018-09-05
Liebert | Liebert | PX0183H1*S* | TRUE | 58700 | 3.37 | 2.55 | Federally-Regulated Commercial & Industrial Equipment | 2016-01-20 | [5 empty] | 2018-09-05
Liebert | Liebert | PX018D31*S* | TRUE | 58700 | 3.37 | 2.55 | Federally-Regulated Commercial & Industrial Equipment | 2016-01-20 | [5 empty] | 2018-09-05
Liebert | Liebert | PX018H31*S* | TRUE | 58700 | 3.37 | 2.55 | Federally-Regulated Commercial & Industrial Equipment | 2016-01-20 | [5 empty] | 2018-09-05
Liebert | Liebert | PX018131*S* | TRUE | 58700 | 3.37 | 2.55 | Federally-Regulated Commercial & Industrial Equipment | 2016-01-20 | [5 empty] | 2018-09-05
Liebert | Liebert | PX018231*S* | TRUE | 58700 | 3.37 | 2.55 | Federally-Regulated Commercial & Industrial Equipment | 2016-01-20 | [5 empty] | 2018-09-05
Liebert | Liebert | PX018331*S* | TRUE | 58700 | 3.37 | 2.55 | Federally-Regulated Commercial & Industrial Equipment | 2016-01-20 | [5 empty] | 2018-09-05
Liebert | Liebert | PX018DG1*S* | TRUE | 58700 | 3.37 | 2.55 | Federally-Regulated Commercial & Industrial Equipment | 2016-01-20 | [5 empty] | 2018-09-05
Liebert | Liebert | PX018HG1*S* | TRUE | 58700 | 3.37 | 2.55 | Federally-Regulated Commercial & Industrial Equipment | 2016-01-20 | [5 empty] | 2018-09-05
Liebert | Liebert | PX0181G1*S* | TRUE | 58700 | 3.37 | 2.55 | Federally-Regulated Commercial & Industrial Equipment | 2016-01-20 | [5 empty] | 2018-09-05
Liebert | Liebert | PX0182G1*S* | TRUE | 58700 | 3.37 | 2.55 | Federally-Regulated Commercial & Industrial Equipment | 2016-01-20 | [5 empty] | 2018-09-05
Liebert | Liebert | PX0183G1*S* | TRUE | 58700 | 3.37 | 2.55 | Federally-Regulated Commercial & Industrial Equipment | 2016-01-20 | [5 empty] | 2018-09-05
Liebert | Liebert | PX023DH1*D* | TRUE | 70700 | 2.71 | 2.45 | Federally-Regulated Commercial & Industrial Equipment | 2016-01-20 | [5 empty] | 2018-09-05
Liebert | Liebert | PX023HH1*D* | TRUE | 70700 | 2.71 | 2.45 | Federally-Regulated Commercial & Industrial Equipment | 2016-01-20 | [5 empty] | 2018-09-05
Liebert | Liebert | PX0231H1*D* | TRUE | 70700 | 2.71 | 2.45 | Federally-Regulated Commercial & Industrial Equipment | 2016-01-20 | [5 empty] | 2018-09-05
Liebert | Liebert | PX0232H1*D* | TRUE | 70700 | 2.71 | 2.45 | Federally-Regulated Commercial & Industrial Equipment | 2016-01-20 | [5 empty] | 2018-09-05
Liebert | Liebert | PX0233H1*D* | TRUE | 70700 | 2.71 | 2.45 | Federally-Regulated Commercial & Industrial Equipment | 2016-01-20 | [5 empty] | 2018-09-05
Liebert | Liebert | PX023D31*D* | TRUE | 70700 | 2.71 | 2.45 | Federally-Regulated Commercial & Industrial Equipment | 2016-01-20 | [5 empty] | 2018-09-05
Liebert | Liebert | PX023H31*D* | TRUE | 70700 | 2.71 | 2.45 | Federally-Regulated Commercial & Industrial Equipment | 2016-01-20 | [5 empty] | 2018-09-05
Liebert | Liebert | PX023131*D* | TRUE | 70700 | 2.71 | 2.45 | Federally-Regulated Commercial & Industrial Equipment | 2016-01-20 | [5 empty] | 2018-09-05
Liebert | Liebert | PX023231*D* | TRUE | 70700 | 2.71 | 2.45 | Federally-Regulated Commercial & Industrial Equipment | 2016-01-20 | [5 empty] | 2018-09-05
Liebert | Liebert | PX023331*D* | TRUE | 70700 | 2.71 | 2.45 | Federally-Regulated Commercial & Industrial Equipment | 2016-01-20 | [5 empty] | 2018-09-05
Liebert | Liebert | PX023DG1*D* | TRUE | 70700 | 2.71 | 2.45 | Federally-Regulated Commercial & Industrial Equipment | 2016-01-20 | [5 empty] | 2018-09-05
Liebert | Liebert | PX023HG1*D* | TRUE | 70700 | 2.71 | 2.45 | Federally-Regulated Commercial & Industrial Equipment | 2016-01-20 | [5 empty] | 2018-09-05
Liebert | Liebert | PX0231G1*D* | TRUE | 70700 | 2.71 | 2.45 | Federally-Regulated Commercial & Industrial Equipment | 2016-01-20 | [5 empty] | 2018-09-05
Liebert | Liebert | PX0232G1*D* | TRUE | 70700 | 2.71 | 2.45 | Federally-Regulated Commercial & Industrial Equipment | 2016-01-20 | [5 empty] | 2018-09-05
Liebert | Liebert | PX0233G1*D* | TRUE | 70700 | 2.71 | 2.45 | Federally-Regulated Commercial & Industrial Equipment | 2016-01-20 | [5 empty] | 2018-09-05
Liebert | Liebert | PX023DH1*8* | TRUE | 70700 | 2.71 | 2.45 | Federally-Regulated Commercial & Industrial Equipment | 2016-01-20 | [5 empty] | 2018-09-05
Liebert | Liebert | PX023HH1*8* | TRUE | 70700 | 2.71 | 2.45 | Federally-Regulated Commercial & Industrial Equipment | 2016-01-20 | [5 empty] | 2018-09-05
Liebert | Liebert | PX0231H1*8* | TRUE | 70700 | 2.71 | 2.45 | Federally-Regulated Commercial & Industrial Equipment | 2016-01-20 | [5 empty] | 2018-09-05
Liebert | Liebert | PX0232H1*8* | TRUE | 70700 | 2.71 | 2.45 | Federally-Regulated Commercial & Industrial Equipment | 2016-01-20 | [5 empty] | 2018-09-05
Liebert | Liebert | PX0233H1*8* | TRUE | 70700 | 2.71 | 2.45 | Federally-Regulated Commercial & Industrial Equipment | 2016-01-20 | [5 empty] | 2018-09-05
Liebert | Liebert | PX023D31*8* | TRUE | 70700 | 2.71 | 2.45 | Federally-Regulated Commercial & Industrial Equipment | 2016-01-20 | [5 empty] | 2018-09-05
Liebert | Liebert | PX023H31*8* | TRUE | 70700 | 2.71 | 2.45 | Federally-Regulated Commercial & Industrial Equipment | 2016-01-20 | [5 empty] | 2018-09-05
Liebert | Liebert | PX023131*8* | TRUE | 70700 | 2.71 | 2.45 | Federally-Regulated Commercial & Industrial Equipment | 2016-01-20 | [5 empty] | 2018-09-05
Liebert | Liebert | PX023231*8* | TRUE | 70700 | 2.71 | 2.45 | Federally-Regulated Commercial & Industrial Equipment | 2016-01-20 | [5 empty] | 2018-09-05
Liebert | Liebert | PX023331*8* | TRUE | 70700 | 2.71 | 2.45 | Federally-Regulated Commercial & Industrial Equipment | 2016-01-20 | [5 empty] | 2018-09-05
Liebert | Liebert | PX023DG1*8* | TRUE | 70700 | 2.71 | 2.45 | Federally-Regulated Commercial & Industrial Equipment | 2016-01-20 | [5 empty] | 2018-09-05
Liebert | Liebert | PX023HG1*8* | TRUE | 70700 | 2.71 | 2.45 | Federally-Regulated Commercial & Industrial Equipment | 2016-01-20 | [5 empty] | 2018-09-05
Liebert | Liebert | PX0231G1*8* | TRUE | 70700 | 2.71 | 2.45 | Federally-Regulated Commercial & Industrial Equipment | 2016-01-20 | [5 empty] | 2018-09-05
Liebert | Liebert | PX0232G1*8* | TRUE | 70700 | 2.71 | 2.45 | Federally-Regulated Commercial & Industrial Equipment | 2016-01-20 | [5 empty] | 2018-09-05
Liebert | Liebert | PX0233G1*8* | TRUE | 70700 | 2.71 | 2.45 | Federally-Regulated Commercial & Industrial Equipment | 2016-01-20 | [5 empty] | 2018-09-05
Liebert | Liebert | PX023DH1*S* | TRUE | 70700 | 2.84 | 2.45 | Federally-Regulated Commercial & Industrial Equipment | 2016-01-20 | [5 empty] | 2018-09-05
Liebert | Liebert | PX023HH1*S* | TRUE | 70700 | 2.84 | 2.45 | Federally-Regulated Commercial & Industrial Equipment | 2016-01-20 | [5 empty] | 2018-09-05
Liebert | Liebert | PX0231H1*S* | TRUE | 70700 | 2.84 | 2.45 | Federally-Regulated Commercial & Industrial Equipment | 2016-01-20 | [5 empty] | 2018-09-05
Liebert | Liebert | PX0232H1*S* | TRUE | 70700 | 2.84 | 2.45 | Federally-Regulated Commercial & Industrial Equipment | 2016-01-20 | [5 empty] | 2018-09-05
Liebert | Liebert | PX0233H1*S* | TRUE | 70700 | 2.84 | 2.45 | Federally-Regulated Commercial & Industrial Equipment | 2016-01-20 | [5 empty] | 2018-09-05
Liebert | Liebert | PX023D31*S* | TRUE | 70700 | 2.84 | 2.45 | Federally-Regulated Commercial & Industrial Equipment | 2016-01-20 | [5 empty] | 2018-09-05
Liebert | Liebert | PX023H31*S* | TRUE | 70700 | 2.84 | 2.45 | Federally-Regulated Commercial & Industrial Equipment | 2016-01-20 | [5 empty] | 2018-09-05
Liebert | Liebert | PX023131*S* | TRUE | 70700 | 2.84 | 2.45 | Federally-Regulated Commercial & Industrial Equipment | 2016-01-20 | [5 empty] | 2018-09-05
Liebert | Liebert | PX023231*S* | TRUE | 70700 | 2.84 | 2.45 | Federally-Regulated Commercial & Industrial Equipment | 2016-01-20 | [5 empty] | 2018-09-05
Liebert | Liebert | PX023331*S* | TRUE | 70700 | 2.84 | 2.45 | Federally-Regulated Commercial & Industrial Equipment | 2016-01-20 | [5 empty] | 2018-09-05
Liebert | Liebert | PX023DG1*S* | TRUE | 70700 | 2.84 | 2.45 | Federally-Regulated Commercial & Industrial Equipment | 2016-01-20 | [5 empty] | 2018-09-05
Liebert | Liebert | PX023HG1*S* | TRUE | 70700 | 2.84 | 2.45 | Federally-Regulated Commercial & Industrial Equipment | 2016-01-20 | [5 empty] | 2018-09-05
Liebert | Liebert | PX0231G1*S* | TRUE | 70700 | 2.84 | 2.45 | Federally-Regulated Commercial & Industrial Equipment | 2016-01-20 | [5 empty] | 2018-09-05
Liebert | Liebert | PX0232G1*S* | TRUE | 70700 | 2.84 | 2.45 | Federally-Regulated Commercial & Industrial Equipment | 2016-01-20 | [5 empty] | 2018-09-05
Liebert | Liebert | PX0233G1*S* | TRUE | 70700 | 2.84 | 2.45 | Federally-Regulated Commercial & Industrial Equipment | 2016-01-20 | [5 empty] | 2018-09-05
Liebert | Liebert | PX029DH1*D* | TRUE | 89500 | 2.55 | 2.45 | Federally-Regulated Commercial & Industrial Equipment | 2016-01-20 | [5 empty] | 2018-09-05
Liebert | Liebert | PX029HH1*D* | TRUE | 89500 | 2.55 | 2.45 | Federally-Regulated Commercial & Industrial Equipment | 2016-01-20 | [5 empty] | 2018-09-05
Liebert | Liebert | PX0291H1*D* | TRUE | 89500 | 2.55 | 2.45 | Federally-Regulated Commercial & Industrial Equipment | 2016-01-20 | [5 empty] | 2018-09-05
Liebert | Liebert | PX0292H1*D* | TRUE | 89500 | 2.55 | 2.45 | Federally-Regulated Commercial & Industrial Equipment | 2016-01-20 | [5 empty] | 2018-09-05
Liebert | Liebert | PX0293H1*D* | TRUE | 89500 | 2.55 | 2.45 | Federally-Regulated Commercial & Industrial Equipment | 2016-01-20 | [5 empty] | 2018-09-05
Liebert | Liebert | PX029D31*D* | TRUE | 89500 | 2.55 | 2.45 | Federally-Regulated Commercial & Industrial Equipment | 2016-01-20 | [5 empty] | 2018-09-05
Liebert | Liebert | PX029H31*D* | TRUE | 89500 | 2.55 | 2.45 | Federally-Regulated Commercial & Industrial Equipment | 2016-01-20 | [5 empty] | 2018-09-05
Liebert | Liebert | PX029131*D* | TRUE | 89500 | 2.55 | 2.45 | Federally-Regulated Commercial & Industrial Equipment | 2016-01-20 | [5 empty] | 2018-09-05
Liebert | Liebert | PX029231*D* | TRUE | 89500 | 2.55 | 2.45 | Federally-Regulated Commercial & Industrial Equipment | 2016-01-20 | [5 empty] | 2018-09-05
Liebert | Liebert | PX029331*D* | TRUE | 89500 | 2.55 | 2.45 | Federally-Regulated Commercial & Industrial Equipment | 2016-01-20 | [5 empty] | 2018-09-05
Liebert | Liebert | PX029DG1*D* | TRUE | 89500 | 2.55 | 2.45 | Federally-Regulated Commercial & Industrial Equipment | 2016-01-20 | [5 empty] | 2018-09-05
Liebert | Liebert | PX029HG1*D* | TRUE | 89500 | 2.55 | 2.45 | Federally-Regulated Commercial & Industrial Equipment | 2016-01-20 | [5 empty] | 2018-09-05
Liebert | Liebert | PX0291G1*D* | TRUE | 89500 | 2.55 | 2.45 | Federally-Regulated Commercial & Industrial Equipment | 2016-01-20 | [5 empty] | 2018-09-05
Liebert | Liebert | PX0292G1*D* | TRUE | 89500 | 2.55 | 2.45 | Federally-Regulated Commercial & Industrial Equipment | 2016-01-20 | [5 empty] | 2018-09-05
Liebert | Liebert | PX0293G1*D* | TRUE | 89500 | 2.55 | 2.45 | Federally-Regulated Commercial & Industrial Equipment | 2016-01-20 | [5 empty] | 2018-09-05
Liebert | Liebert | PX029DH1*8* | TRUE | 89500 | 2.55 | 2.45 | Federally-Regulated Commercial & Industrial Equipment | 2016-01-20 | [5 empty] | 2018-09-05
Liebert | Liebert | PX029HH1*8* | TRUE | 89500 | 2.55 | 2.45 | Federally-Regulated Commercial & Industrial Equipment | 2016-01-20 | [5 empty] | 2018-09-05
Liebert | Liebert | PX0291H1*8* | TRUE | 89500 | 2.55 | 2.45 | Federally-Regulated Commercial & Industrial Equipment | 2016-01-20 | [5 empty] | 2018-09-05
Liebert | Liebert | PX0292H1*8* | TRUE | 89500 | 2.55 | 2.45 | Federally-Regulated Commercial & Industrial Equipment | 2016-01-20 | [5 empty] | 2018-09-05
Liebert | Liebert | PX0293H1*8* | TRUE | 89500 | 2.55 | 2.45 | Federally-Regulated Commercial & Industrial Equipment | 2016-01-20 | [5 empty] | 2018-09-05
Liebert | Liebert | PX029D31*8* | TRUE | 89500 | 2.55 | 2.45 | Federally-Regulated Commercial & Industrial Equipment | 2016-01-20 | [5 empty] | 2018-09-05
Liebert | Liebert | PX029H31*8* | TRUE | 89500 | 2.55 | 2.45 | Federally-Regulated Commercial & Industrial Equipment | 2016-01-20 | [5 empty] | 2018-09-05
Liebert | Liebert | PX029131*8* | TRUE | 89500 | 2.55 | 2.45 | Federally-Regulated Commercial & Industrial Equipment | 2016-01-20 | [5 empty] | 2018-09-05
Liebert | Liebert | PX029231*8* | TRUE | 89500 | 2.55 | 2.45 | Federally-Regulated Commercial & Industrial Equipment | 2016-01-20 | [5 empty] | 2018-09-05
Liebert | Liebert | PX029331*8* | TRUE | 89500 | 2.55 | 2.45 | Federally-Regulated Commercial & Industrial Equipment | 2016-01-20 | [5 empty] | 2018-09-05
Liebert | Liebert | PX029DG1*8* | TRUE | 89500 | 2.55 | 2.45 | Federally-Regulated Commercial & Industrial Equipment | 2016-01-20 | [5 empty] | 2018-09-05
Liebert | Liebert | PX029HG1*8* | TRUE | 89500 | 2.55 | 2.45 | Federally-Regulated Commercial & Industrial Equipment | 2016-01-20 | [5 empty] | 2018-09-05
Liebert | Liebert | PX0291G1*8* | TRUE | 89500 | 2.55 | 2.45 | Federally-Regulated Commercial & Industrial Equipment | 2016-01-20 | [5 empty] | 2018-09-05
Liebert | Liebert | PX0292G1*8* | TRUE | 89500 | 2.55 | 2.45 | Federally-Regulated Commercial & Industrial Equipment | 2016-01-20 | [5 empty] | 2018-09-05
Liebert | Liebert | PX0293G1*8* | TRUE | 89500 | 2.55 | 2.45 | Federally-Regulated Commercial & Industrial Equipment | 2016-01-20 | [5 empty] | 2018-09-05
Liebert | Liebert | PX029DH1*S* | TRUE | 89600 | 2.64 | 2.45 | Federally-Regulated Commercial & Industrial Equipment | 2016-01-20 | [5 empty] | 2018-09-05
Liebert | Liebert | PX029HH1*S* | TRUE | 89600 | 2.64 | 2.45 | Federally-Regulated Commercial & Industrial Equipment | 2016-01-20 | [5 empty] | 2018-09-05
Liebert | Liebert | PX0291H1*S* | TRUE | 89600 | 2.64 | 2.45 | Federally-Regulated Commercial & Industrial Equipment | 2016-01-20 | [5 empty] | 2018-09-05
Liebert | Liebert | PX0292H1*S* | TRUE | 89600 | 2.64 | 2.45 | Federally-Regulated Commercial & Industrial Equipment | 2016-01-20 | [5 empty] | 2018-09-05
Liebert | Liebert | PX0293H1*S* | TRUE | 89600 | 2.64 | 2.45 | Federally-Regulated Commercial & Industrial Equipment | 2016-01-20 | [5 empty] | 2018-09-05
Liebert | Liebert | PX029D31*S* | TRUE | 89600 | 2.64 | 2.45 | Federally-Regulated Commercial & Industrial Equipment | 2016-01-20 | [5 empty] | 2018-09-05
Liebert | Liebert | PX029H31*S* | TRUE | 89600 | 2.64 | 2.45 | Federally-Regulated Commercial & Industrial Equipment | 2016-01-20 | [5 empty] | 2018-09-05
Liebert | Liebert | PX029131*S* | TRUE | 89600 | 2.64 | 2.45 | Federally-Regulated Commercial & Industrial Equipment | 2016-01-20 | [5 empty] | 2018-09-05
Liebert | Liebert | PX029231*S* | TRUE | 89600 | 2.64 | 2.45 | Federally-Regulated Commercial & Industrial Equipment | 2016-01-20 | [5 empty] | 2018-09-05
Liebert | Liebert | PX029331*S* | TRUE | 89600 | 2.64 | 2.45 | Federally-Regulated Commercial & Industrial Equipment | 2016-01-20 | [5 empty] | 2018-09-05
Liebert | Liebert | PX029DG1*S* | TRUE | 89600 | 2.64 | 2.45 | Federally-Regulated Commercial & Industrial Equipment | 2016-01-20 | [5 empty] | 2018-09-05
Liebert | Liebert | PX029HG1*S* | TRUE | 89600 | 2.64 | 2.45 | Federally-Regulated Commercial & Industrial Equipment | 2016-01-20 | [5 empty] | 2018-09-05
Liebert | Liebert | PX0291G1*S* | TRUE | 89600 | 2.64 | 2.45 | Federally-Regulated Commercial & Industrial Equipment | 2016-01-20 | [5 empty] | 2018-09-05
Liebert | Liebert | PX0292G1*S* | TRUE | 89600 | 2.64 | 2.45 | Federally-Regulated Commercial & Industrial Equipment | 2016-01-20 | [5 empty] | 2018-09-05
Liebert | Liebert | PX0293G1*S* | TRUE | 89600 | 2.64 | 2.45 | Federally-Regulated Commercial & Industrial Equipment | 2016-01-20 | [5 empty] | 2018-09-05
Liebert | Liebert | PX018UH1*D* | TRUE | 62900 | 3.23 | 2.44 | Federally-Regulated Commercial & Industrial Equipment | 2016-01-20 | [5 empty] | 2018-09-05
Liebert | Liebert | PX018U31*D* | TRUE | 62900 | 3.23 | 2.44 | Federally-Regulated Commercial & Industrial Equipment | 2016-01-20 | [5 empty] | 2018-09-05
Liebert | Liebert | PX018UG1*D* | TRUE | 62900 | 3.23 | 2.44 | Federally-Regulated Commercial & Industrial Equipment | 2016-01-20 | [5 empty] | 2018-09-05
Liebert | Liebert | PX018UH1*8* | TRUE | 62900 | 3.23 | 2.44 | Federally-Regulated Commercial & Industrial Equipment | 2016-01-20 | [5 empty] | 2018-09-05
Liebert | Liebert | PX018U31*8* | TRUE | 62900 | 3.23 | 2.44 | Federally-Regulated Commercial & Industrial Equipment | 2016-01-20 | [5 empty] | 2018-09-05
Liebert | Liebert | PX018UG1*8* | TRUE | 62900 | 3.23 | 2.44 | Federally-Regulated Commercial & Industrial Equipment | 2016-01-20 | [5 empty] | 2018-09-05
Liebert | Liebert | PX018UH1*S* | TRUE | 62900 | 3.36 | 2.44 | Federally-Regulated Commercial & Industrial Equipment | 2016-01-20 | [5 empty] | 2018-09-05
Liebert | Liebert | PX018U31*S* | TRUE | 62900 | 3.36 | 2.44 | Federally-Regulated Commercial & Industrial Equipment | 2016-01-20 | [5 empty] | 2018-09-05
Liebert | Liebert | PX018UG1*S* | TRUE | 62900 | 3.36 | 2.44 | Federally-Regulated Commercial & Industrial Equipment | 2016-01-20 | [5 empty] | 2018-09-05
Liebert | Liebert | PX023UH1*D* | TRUE | 76600 | 2.7 | 2.34 | Federally-Regulated Commercial & Industrial Equipment | 2016-01-20 | [5 empty] | 2018-09-05
Liebert | Liebert | PX023U31*D* | TRUE | 76600 | 2.7 | 2.34 | Federally-Regulated Commercial & Industrial Equipment | 2016-01-20 | [5 empty] | 2018-09-05
Liebert | Liebert | PX023UG1*D* | TRUE | 76600 | 2.7 | 2.34 | Federally-Regulated Commercial & Industrial Equipment | 2016-01-20 | [5 empty] | 2018-09-05
Liebert | Liebert | PX023UH1*8* | TRUE | 76600 | 2.7 | 2.34 | Federally-Regulated Commercial & Industrial Equipment | 2016-01-20 | [5 empty] | 2018-09-05
Liebert | Liebert | PX023U31*8* | TRUE | 76600 | 2.7 | 2.34 | Federally-Regulated Commercial & Industrial Equipment | 2016-01-20 | [5 empty] | 2018-09-05
Liebert | Liebert | PX023UG1*8* | TRUE | 76600 | 2.7 | 2.34 | Federally-Regulated Commercial & Industrial Equipment | 2016-01-20 | [5 empty] | 2018-09-05
Liebert | Liebert | PX023UH1*S* | TRUE | 76700 | 2.83 | 2.34 | Federally-Regulated Commercial & Industrial Equipment | 2016-01-20 | [5 empty] | 2018-09-05
Liebert | Liebert | PX023U31*S* | TRUE | 76700 | 2.83 | 2.34 | Federally-Regulated Commercial & Industrial Equipment | 2016-01-20 | [5 empty] | 2018-09-05
Liebert | Liebert | PX023UG1*S* | TRUE | 76700 | 2.83 | 2.34 | Federally-Regulated Commercial & Industrial Equipment | 2016-01-20 | [5 empty] | 2018-09-05
Liebert | Liebert | PX029UH1*D* | TRUE | 89000 | 2.52 | 2.34 | Federally-Regulated Commercial & Industrial Equipment | 2016-01-20 | [5 empty] | 2018-09-05
Liebert | Liebert | PX029U31*D* | TRUE | 89000 | 2.52 | 2.34 | Federally-Regulated Commercial & Industrial Equipment | 2016-01-20 | [5 empty] | 2018-09-05
Liebert | Liebert | PX029UG1*D* | TRUE | 89000 | 2.52 | 2.34 | Federally-Regulated Commercial & Industrial Equipment | 2016-01-20 | [5 empty] | 2018-09-05
Liebert | Liebert | PX029UH1*8* | TRUE | 89000 | 2.52 | 2.34 | Federally-Regulated Commercial & Industrial Equipment | 2016-01-20 | [5 empty] | 2018-09-05
Liebert | Liebert | PX029U31*8* | TRUE | 89000 | 2.52 | 2.34 | Federally-Regulated Commercial & Industrial Equipment | 2016-01-20 | [5 empty] | 2018-09-05
Liebert | Liebert | PX029UG1*8* | TRUE | 89000 | 2.52 | 2.34 | Federally-Regulated Commercial & Industrial Equipment | 2016-01-20 | [5 empty] | 2018-09-05
Liebert | Liebert | PX029UH1*S* | TRUE | 89000 | 2.61 | 2.34 | Federally-Regulated Commercial & Industrial Equipment | 2016-01-20 | [5 empty] | 2018-09-05
Liebert | Liebert | PX029U31*S* | TRUE | 89000 | 2.61 | 2.34 | Federally-Regulated Commercial & Industrial Equipment | 2016-01-20 | [5 empty] | 2018-09-05
Liebert | Liebert | PX029UG1*S* | TRUE | 89000 | 2.61 | 2.34 | Federally-Regulated Commercial & Industrial Equipment | 2016-01-20 | [5 empty] | 2018-09-05
Liebert | Liebert | PX018DW1*D* | FALSE | 55400 | 2.56 | 2.5 | Federally-Regulated Commercial & Industrial Equipment | 2016-01-20 | [5 empty] | 2018-09-05
Liebert | Liebert | PX018HW1*D* | FALSE | 55400 | 2.56 | 2.5 | Federally-Regulated Commercial & Industrial Equipment | 2016-01-20 | [5 empty] | 2018-09-05
Liebert | Liebert | PX0181W1*D* | FALSE | 55400 | 2.56 | 2.5 | Federally-Regulated Commercial & Industrial Equipment | 2016-01-20 | [5 empty] | 2018-09-05
Liebert | Liebert | PX0182W1*D* | FALSE | 55400 | 2.56 | 2.5 | Federally-Regulated Commercial & Industrial Equipment | 2016-01-20 | [5 empty] | 2018-09-05
Liebert | Liebert | PX0183W1*D* | FALSE | 55400 | 2.56 | 2.5 | Federally-Regulated Commercial & Industrial Equipment | 2016-01-20 | [5 empty] | 2018-09-05
Liebert | Liebert | PX018DW1*8* | FALSE | 55400 | 2.56 | 2.5 | Federally-Regulated Commercial & Industrial Equipment | 2016-01-20 | [5 empty] | 2018-09-05
Liebert | Liebert | PX018HW1*8* | FALSE | 55400 | 2.56 | 2.5 | Federally-Regulated Commercial & Industrial Equipment | 2016-01-20 | [5 empty] | 2018-09-05
Liebert | Liebert | PX0181W1*8* | FALSE | 55400 | 2.56 | 2.5 | Federally-Regulated Commercial & Industrial Equipment | 2016-01-20 | [5 empty] | 2018-09-05
Liebert | Liebert | PX0182W1*8* | FALSE | 55400 | 2.56 | 2.5 | Federally-Regulated Commercial & Industrial Equipment | 2016-01-20 | [5 empty] | 2018-09-05
Liebert | Liebert | PX0183W1*8* | FALSE | 55400 | 2.56 | 2.5 | Federally-Regulated Commercial & Industrial Equipment | 2016-01-20 | [5 empty] | 2018-09-05
Liebert | Liebert | PX018DW1*S* | FALSE | 55500 | 2.68 | 2.5 | Federally-Regulated Commercial & Industrial Equipment | 2016-01-20 | [5 empty] | 2018-09-05
Liebert | Liebert | PX018HW1*S* | FALSE | 55500 | 2.68 | 2.5 | Federally-Regulated Commercial & Industrial Equipment | 2016-01-20 | [5 empty] | 2018-09-05
Liebert | Liebert | PX0181W1*S* | FALSE | 55500 | 2.68 | 2.5 | Federally-Regulated Commercial & Industrial Equipment | 2016-01-20 | [5 empty] | 2018-09-05
Liebert | Liebert | PX0182W1*S* | FALSE | 55500 | 2.68 | 2.5 | Federally-Regulated Commercial & Industrial Equipment | 2016-01-20 | [5 empty] | 2018-09-05
Liebert | Liebert | PX0183W1*S* | FALSE | 55500 | 2.68 | 2.5 | Federally-Regulated Commercial & Industrial Equipment | 2016-01-20 | [5 empty] | 2018-09-05
Liebert | Liebert | PX023DW1*D* | FALSE | 67200 | 2.21 | 2.15 | Federally-Regulated Commercial & Industrial Equipment | 2016-01-20 | [5 empty] | 2018-09-05
Liebert | Liebert | PX023HW1*D* | FALSE | 67200 | 2.21 | 2.15 | Federally-Regulated Commercial & Industrial Equipment | 2016-01-20 | [5 empty] | 2018-09-05
Liebert | Liebert | PX0231W1*D* | FALSE | 67200 | 2.21 | 2.15 | Federally-Regulated Commercial & Industrial Equipment | 2016-01-20 | [5 empty] | 2018-09-05
Liebert | Liebert | PX0232W1*D* | FALSE | 67200 | 2.21 | 2.15 | Federally-Regulated Commercial & Industrial Equipment | 2016-01-20 | [5 empty] | 2018-09-05
Liebert | Liebert | PX0233W1*D* | FALSE | 67200 | 2.21 | 2.15 | Federally-Regulated Commercial & Industrial Equipment | 2016-01-20 | [5 empty] | 2018-09-05
Liebert | Liebert | PX023DW1*8* | FALSE | 67200 | 2.21 | 2.15 | Federally-Regulated Commercial & Industrial Equipment | 2016-01-20 | [5 empty] | 2018-09-05
Liebert | Liebert | PX023HW1*8* | FALSE | 67200 | 2.21 | 2.15 | Federally-Regulated Commercial & Industrial Equipment | 2016-01-20 | [5 empty] | 2018-09-05
Liebert | Liebert | PX0231W1*8* | FALSE | 67200 | 2.21 | 2.15 | Federally-Regulated Commercial & Industrial Equipment | 2016-01-20 | [5 empty] | 2018-09-05
Liebert | Liebert | PX0232W1*8* | FALSE | 67200 | 2.21 | 2.15 | Federally-Regulated Commercial & Industrial Equipment | 2016-01-20 | [5 empty] | 2018-09-05
Liebert | Liebert | PX0233W1*8* | FALSE | 67200 | 2.21 | 2.15 | Federally-Regulated Commercial & Industrial Equipment | 2016-01-20 | [5 empty] | 2018-09-05
Liebert | Liebert | PX023DW1*S* | FALSE | 67300 | 2.3 | 2.15 | Federally-Regulated Commercial & Industrial Equipment | 2016-01-20 | [5 empty] | 2018-09-05
Liebert | Liebert | PX023HW1*S* | FALSE | 67300 | 2.3 | 2.15 | Federally-Regulated Commercial & Industrial Equipment | 2016-01-20 | [5 empty] | 2018-09-05
Liebert | Liebert | PX0231W1*S* | FALSE | 67300 | 2.3 | 2.15 | Federally-Regulated Commercial & Industrial Equipment | 2016-01-20 | [5 empty] | 2018-09-05
Liebert | Liebert | PX0232W1*S* | FALSE | 67300 | 2.3 | 2.15 | Federally-Regulated Commercial & Industrial Equipment | 2016-01-20 | [5 empty] | 2018-09-05
Liebert | Liebert | PX0233W1*S* | FALSE | 67300 | 2.3 | 2.15 | Federally-Regulated Commercial & Industrial Equipment | 2016-01-20 | [5 empty] | 2018-09-05
Liebert | Liebert | PX029DW1*D* | FALSE | 86900 | 2.17 | 2.15 | Federally-Regulated Commercial & Industrial Equipment | 2016-01-20 | [5 empty] | 2018-09-05
Liebert | Liebert | PX029HW1*D* | FALSE | 86900 | 2.17 | 2.15 | Federally-Regulated Commercial & Industrial Equipment | 2016-01-20 | [5 empty] | 2018-09-05
Liebert | Liebert | PX0291W1*D* | FALSE | 86900 | 2.17 | 2.15 | Federally-Regulated Commercial & Industrial Equipment | 2016-01-20 | [5 empty] | 2018-09-05
Liebert | Liebert | PX0292W1*D* | FALSE | 86900 | 2.17 | 2.15 | Federally-Regulated Commercial & Industrial Equipment | 2016-01-20 | [5 empty] | 2018-09-05
Liebert | Liebert | PX0293W1*D* | FALSE | 86900 | 2.17 | 2.15 | Federally-Regulated Commercial & Industrial Equipment | 2016-01-20 | [5 empty] | 2018-09-05
Liebert | Liebert | PX029DW1*8* | FALSE | 86900 | 2.17 | 2.15 | Federally-Regulated Commercial & Industrial Equipment | 2016-01-20 | [5 empty] | 2018-09-05
Liebert | Liebert | PX029HW1*8* | FALSE | 86900 | 2.17 | 2.15 | Federally-Regulated Commercial & Industrial Equipment | 2016-01-20 | [5 empty] | 2018-09-05
Liebert | Liebert | PX0291W1*8* | FALSE | 86900 | 2.17 | 2.15 | Federally-Regulated Commercial & Industrial Equipment | 2016-01-20 | [5 empty] | 2018-09-05
Liebert | Liebert | PX0292W1*8* | FALSE | 86900 | 2.17 | 2.15 | Federally-Regulated Commercial & Industrial Equipment | 2016-01-20 | [5 empty] | 2018-09-05
Liebert | Liebert | PX0293W1*8* | FALSE | 86900 | 2.17 | 2.15 | Federally-Regulated Commercial & Industrial Equipment | 2016-01-20 | [5 empty] | 2018-09-05
Liebert | Liebert | PX029DW1*S* | FALSE | 87200 | 2.23 | 2.15 | Federally-Regulated Commercial & Industrial Equipment | 2016-01-20 | [5 empty] | 2018-09-05
Liebert | Liebert | PX029HW1*S* | FALSE | 87200 | 2.23 | 2.15 | Federally-Regulated Commercial & Industrial Equipment | 2016-01-20 | [5 empty] | 2018-09-05
Liebert | Liebert | PX0291W1*S* | FALSE | 87200 | 2.23 | 2.15 | Federally-Regulated Commercial & Industrial Equipment | 2016-01-20 | [5 empty] | 2018-09-05
Liebert | Liebert | PX0292W1*S* | FALSE | 87200 | 2.23 | 2.15 | Federally-Regulated Commercial & Industrial Equipment | 2016-01-20 | [5 empty] | 2018-09-05
Liebert | Liebert | PX0293W1*S* | FALSE | 87200 | 2.23 | 2.15 | Federally-Regulated Commercial & Industrial Equipment | 2016-01-20 | [5 empty] | 2018-09-05
Liebert | Liebert | PX018UW1*D* | FALSE | 58600 | 2.55 | 2.39 | Federally-Regulated Commercial & Industrial Equipment | 2016-01-20 | [5 empty] | 2018-09-05
Liebert | Liebert | PX023UW1*D* | FALSE | 71900 | 2.21 | 2.04 | Federally-Regulated Commercial & Industrial Equipment | 2016-01-20 | [5 empty] | 2018-09-05
Liebert | Liebert | PX029UW1*D* | FALSE | 86500 | 2.04 | 2.04 | Federally-Regulated Commercial & Industrial Equipment | 2016-01-20 | [5 empty] | 2018-09-05
Liebert | Liebert | PX018UW1*S* | FALSE | 58700 | 2.67 | 2.39 | Federally-Regulated Commercial & Industrial Equipment | 2016-01-20 | [5 empty] | 2018-09-05
Liebert | Liebert | PX023UW1*S* | FALSE | 72100 | 2.3 | 2.04 | Federally-Regulated Commercial & Industrial Equipment | 2016-01-20 | [5 empty] | 2018-09-05
Liebert | Liebert | PX029UW1*S* | FALSE | 86800 | 2.1 | 2.04 | Federally-Regulated Commercial & Industrial Equipment | 2016-01-20 | [5 empty] | 2018-09-05
Liebert | Liebert | PX018UW1*8* | FALSE | 58600 | 2.55 | 2.39 | Federally-Regulated Commercial & Industrial Equipment | 2016-01-20 | [5 empty] | 2018-09-05
Liebert | Liebert | PX023UW1*8* | FALSE | 71900 | 2.21 | 2.04 | Federally-Regulated Commercial & Industrial Equipment | 2016-01-20 | [5 empty] | 2018-09-05
Liebert | Liebert | PX029UW1*8* | FALSE | 86500 | 2.04 | 2.04 | Federally-Regulated Commercial & Industrial Equipment | 2016-01-20 | [5 empty] | 2018-09-05
Liebert | Liebert | PX018DH1*D* | TRUE | 55400 | 2.51 | 2.45 | Federally-Regulated Commercial & Industrial Equipment | 2016-01-20 | [5 empty] | 2018-09-05
Liebert | Liebert | PX018HH1*D* | TRUE | 55400 | 2.51 | 2.45 | Federally-Regulated Commercial & Industrial Equipment | 2016-01-20 | [5 empty] | 2018-09-05
Liebert | Liebert | PX0181H1*D* | TRUE | 55400 | 2.51 | 2.45 | Federally-Regulated Commercial & Industrial Equipment | 2016-01-20 | [5 empty] | 2018-09-05
Liebert | Liebert | PX0182H1*D* | TRUE | 55400 | 2.51 | 2.45 | Federally-Regulated Commercial & Industrial Equipment | 2016-01-20 | [5 empty] | 2018-09-05
Liebert | Liebert | PX0183H1*D* | TRUE | 55400 | 2.51 | 2.45 | Federally-Regulated Commercial & Industrial Equipment | 2016-01-20 | [5 empty] | 2018-09-05
Liebert | Liebert | PX018D31*D* | TRUE | 55400 | 2.51 | 2.45 | Federally-Regulated Commercial & Industrial Equipment | 2016-01-20 | [5 empty] | 2018-09-05
Liebert | Liebert | PX018H31*D* | TRUE | 55400 | 2.51 | 2.45 | Federally-Regulated Commercial & Industrial Equipment | 2016-01-20 | [5 empty] | 2018-09-05
Liebert | Liebert | PX018131*D* | TRUE | 55400 | 2.51 | 2.45 | Federally-Regulated Commercial & Industrial Equipment | 2016-01-20 | [5 empty] | 2018-09-05
Liebert | Liebert | PX018231*D* | TRUE | 55400 | 2.51 | 2.45 | Federally-Regulated Commercial & Industrial Equipment | 2016-01-20 | [5 empty] | 2018-09-05
Liebert | Liebert | PX018331*D* | TRUE | 55400 | 2.51 | 2.45 | Federally-Regulated Commercial & Industrial Equipment | 2016-01-20 | [5 empty] | 2018-09-05
Liebert | Liebert | PX018DG1*D* | TRUE | 55400 | 2.51 | 2.45 | Federally-Regulated Commercial & Industrial Equipment | 2016-01-20 | [5 empty] | 2018-09-05
Liebert | Liebert | PX018HG1*D* | TRUE | 55400 | 2.51 | 2.45 | Federally-Regulated Commercial & Industrial Equipment | 2016-01-20 | [5 empty] | 2018-09-05
Liebert | Liebert | PX0181G1*D* | TRUE | 55400 | 2.51 | 2.45 | Federally-Regulated Commercial & Industrial Equipment | 2016-01-20 | [5 empty] | 2018-09-05
Liebert | Liebert | PX0182G1*D* | TRUE | 55400 | 2.51 | 2.45 | Federally-Regulated Commercial & Industrial Equipment | 2016-01-20 | [5 empty] | 2018-09-05
Liebert | Liebert | PX0183G1*D* | TRUE | 55400 | 2.51 | 2.45 | Federally-Regulated Commercial & Industrial Equipment | 2016-01-20 | [5 empty] | 2018-09-05
Liebert | Liebert | PX018DH1*8* | TRUE | 55400 | 2.51 | 2.45 | Federally-Regulated Commercial & Industrial Equipment | 2016-01-20 | [5 empty] | 2018-09-05
Liebert | Liebert | PX018HH1*8* | TRUE | 55400 | 2.51 | 2.45 | Federally-Regulated Commercial & Industrial Equipment | 2016-01-20 | [5 empty] | 2018-09-05
Liebert | Liebert | PX0181H1*8* | TRUE | 55400 | 2.51 | 2.45 | Federally-Regulated Commercial & Industrial Equipment | 2016-01-20 | [5 empty] | 2018-09-05
Liebert | Liebert | PX0182H1*8* | TRUE | 55400 | 2.51 | 2.45 | Federally-Regulated Commercial & Industrial Equipment | 2016-01-20 | [5 empty] | 2018-09-05
Liebert | Liebert | PX0183H1*8* | TRUE | 55400 | 2.51 | 2.45 | Federally-Regulated Commercial & Industrial Equipment | 2016-01-20 | [5 empty] | 2018-09-05
Liebert | Liebert | PX018D31*8* | TRUE | 55400 | 2.51 | 2.45 | Federally-Regulated Commercial & Industrial Equipment | 2016-01-20 | [5 empty] | 2018-09-05
Liebert | Liebert | PX018H31*8* | TRUE | 55400 | 2.51 | 2.45 | Federally-Regulated Commercial & Industrial Equipment | 2016-01-20 | [5 empty] | 2018-09-05
Liebert | Liebert | PX018131*8* | TRUE | 55400 | 2.51 | 2.45 | Federally-Regulated Commercial & Industrial Equipment | 2016-01-20 | [5 empty] | 2018-09-05
Liebert | Liebert | PX018231*8* | TRUE | 55400 | 2.51 | 2.45 | Federally-Regulated Commercial & Industrial Equipment | 2016-01-20 | [5 empty] | 2018-09-05
Liebert | Liebert | PX018331*8* | TRUE | 55400 | 2.51 | 2.45 | Federally-Regulated Commercial & Industrial Equipment | 2016-01-20 | [5 empty] | 2018-09-05
Liebert | Liebert | PX018DG1*8* | TRUE | 55400 | 2.51 | 2.45 | Federally-Regulated Commercial & Industrial Equipment | 2016-01-20 | [5 empty] | 2018-09-05
Liebert | Liebert | PX018HG1*8* | TRUE | 55400 | 2.51 | 2.45 | Federally-Regulated Commercial & Industrial Equipment | 2016-01-20 | [5 empty] | 2018-09-05
Liebert | Liebert | PX0181G1*8* | TRUE | 55400 | 2.51 | 2.45 | Federally-Regulated Commercial & Industrial Equipment | 2016-01-20 | [5 empty] | 2018-09-05
Liebert | Liebert | PX0182G1*8* | TRUE | 55400 | 2.51 | 2.45 | Federally-Regulated Commercial & Industrial Equipment | 2016-01-20 | [5 empty] | 2018-09-05
Liebert | Liebert | PX0183G1*8* | TRUE | 55400 | 2.51 | 2.45 | Federally-Regulated Commercial & Industrial Equipment | 2016-01-20 | [5 empty] | 2018-09-05
Liebert | Liebert | PX018DH1*S* | TRUE | 55400 | 2.63 | 2.45 | Federally-Regulated Commercial & Industrial Equipment | 2016-01-20 | [5 empty] | 2018-09-05
Liebert | Liebert | PX018HH1*S* | TRUE | 55400 | 2.63 | 2.45 | Federally-Regulated Commercial & Industrial Equipment | 2016-01-20 | [5 empty] | 2018-09-05
Liebert | Liebert | PX0181H1*S* | TRUE | 55400 | 2.63 | 2.45 | Federally-Regulated Commercial & Industrial Equipment | 2016-01-20 | [5 empty] | 2018-09-05
Liebert | Liebert | PX0182H1*S* | TRUE | 55400 | 2.63 | 2.45 | Federally-Regulated Commercial & Industrial Equipment | 2016-01-20 | [5 empty] | 2018-09-05
Liebert | Liebert | PX0183H1*S* | TRUE | 55400 | 2.63 | 2.45 | Federally-Regulated Commercial & Industrial Equipment | 2016-01-20 | [5 empty] | 2018-09-05
Liebert | Liebert | PX018D31*S* | TRUE | 55400 | 2.63 | 2.45 | Federally-Regulated Commercial & Industrial Equipment | 2016-01-20 | [5 empty] | 2018-09-05
Liebert | Liebert | PX018H31*S* | TRUE | 55400 | 2.63 | 2.45 | Federally-Regulated Commercial & Industrial Equipment | 2016-01-20 | [5 empty] | 2018-09-05
Liebert | Liebert | PX018131*S* | TRUE | 55400 | 2.63 | 2.45 | Federally-Regulated Commercial & Industrial Equipment | 2016-01-20 | [5 empty] | 2018-09-05
Liebert | Liebert | PX018231*S* | TRUE | 55400 | 2.63 | 2.45 | Federally-Regulated Commercial & Industrial Equipment | 2016-01-20 | [5 empty] | 2018-09-05
Liebert | Liebert | PX018331*S* | TRUE | 55400 | 2.63 | 2.45 | Federally-Regulated Commercial & Industrial Equipment | 2016-01-20 | [5 empty] | 2018-09-05
Liebert | Liebert | PX018DG1*S* | TRUE | 55400 | 2.63 | 2.45 | Federally-Regulated Commercial & Industrial Equipment | 2016-01-20 | [5 empty] | 2018-09-05
Liebert | Liebert | PX018HG1*S* | TRUE | 55400 | 2.63 | 2.45 | Federally-Regulated Commercial & Industrial Equipment | 2016-01-20 | [5 empty] | 2018-09-05
Liebert | Liebert | PX0181G1*S* | TRUE | 55400 | 2.63 | 2.45 | Federally-Regulated Commercial & Industrial Equipment | 2016-01-20 | [5 empty] | 2018-09-05
Liebert | Liebert | PX0182G1*S* | TRUE | 55400 | 2.63 | 2.45 | Federally-Regulated Commercial & Industrial Equipment | 2016-01-20 | [5 empty] | 2018-09-05
Liebert | Liebert | PX0183G1*S* | TRUE | 55400 | 2.63 | 2.45 | Federally-Regulated Commercial & Industrial Equipment | 2016-01-20 | [5 empty] | 2018-09-05
Liebert | Liebert | PX023DH1*D* | TRUE | 66600 | 2.13 | 2.1 | Federally-Regulated Commercial & Industrial Equipment | 2016-01-20 | [5 empty] | 2018-09-05
Liebert | Liebert | PX023HH1*D* | TRUE | 66600 | 2.13 | 2.1 | Federally-Regulated Commercial & Industrial Equipment | 2016-01-20 | [5 empty] | 2018-09-05
Liebert | Liebert | PX0231H1*D* | TRUE | 66600 | 2.13 | 2.1 | Federally-Regulated Commercial & Industrial Equipment | 2016-01-20 | [5 empty] | 2018-09-05
Liebert | Liebert | PX0232H1*D* | TRUE | 66600 | 2.13 | 2.1 | Federally-Regulated Commercial & Industrial Equipment | 2016-01-20 | [5 empty] | 2018-09-05
Liebert | Liebert | PX0233H1*D* | TRUE | 66600 | 2.13 | 2.1 | Federally-Regulated Commercial & Industrial Equipment | 2016-01-20 | [5 empty] | 2018-09-05
Liebert | Liebert | PX023D31*D* | TRUE | 66600 | 2.13 | 2.1 | Federally-Regulated Commercial & Industrial Equipment | 2016-01-20 | [5 empty] | 2018-09-05
Liebert | Liebert | PX023H31*D* | TRUE | 66600 | 2.13 | 2.1 | Federally-Regulated Commercial & Industrial Equipment | 2016-01-20 | [5 empty] | 2018-09-05
Liebert | Liebert | PX023131*D* | TRUE | 66600 | 2.13 | 2.1 | Federally-Regulated Commercial & Industrial Equipment | 2016-01-20 | [5 empty] | 2018-09-05
Liebert | Liebert | PX023231*D* | TRUE | 66600 | 2.13 | 2.1 | Federally-Regulated Commercial & Industrial Equipment | 2016-01-20 | [5 empty] | 2018-09-05
Liebert | Liebert | PX023331*D* | TRUE | 66600 | 2.13 | 2.1 | Federally-Regulated Commercial & Industrial Equipment | 2016-01-20 | [5 empty] | 2018-09-05
Liebert | Liebert | PX023DG1*D* | TRUE | 66600 | 2.13 | 2.1 | Federally-Regulated Commercial & Industrial Equipment | 2016-01-20 | [5 empty] | 2018-09-05
Liebert | Liebert | PX023HG1*D* | TRUE | 66600 | 2.13 | 2.1 | Federally-Regulated Commercial & Industrial Equipment | 2016-01-20 | [5 empty] | 2018-09-05
Liebert | Liebert | PX0231G1*D* | TRUE | 66600 | 2.13 | 2.1 | Federally-Regulated Commercial & Industrial Equipment | 2016-01-20 | [5 empty] | 2018-09-05
Liebert | Liebert | PX0232G1*D* | TRUE | 66600 | 2.13 | 2.1 | Federally-Regulated Commercial & Industrial Equipment | 2016-01-20 | [5 empty] | 2018-09-05
Liebert | Liebert | PX0233G1*D* | TRUE | 66600 | 2.13 | 2.1 | Federally-Regulated Commercial & Industrial Equipment | 2016-01-20 | [5 empty] | 2018-09-05
Liebert | Liebert | PX023DH1*8* | TRUE | 66600 | 2.13 | 2.1 | Federally-Regulated Commercial & Industrial Equipment | 2016-01-20 | [5 empty] | 2018-09-05
Liebert | Liebert | PX023HH1*8* | TRUE | 66600 | 2.13 | 2.1 | Federally-Regulated Commercial & Industrial Equipment | 2016-01-20 | [5 empty] | 2018-09-05
Liebert | Liebert | PX0231H1*8* | TRUE | 66600 | 2.13 | 2.1 | Federally-Regulated Commercial & Industrial Equipment | 2016-01-20 | [5 empty] | 2018-09-05
Liebert | Liebert | PX0232H1*8* | TRUE | 66600 | 2.13 | 2.1 | Federally-Regulated Commercial & Industrial Equipment | 2016-01-20 | [5 empty] | 2018-09-05
Liebert | Liebert | PX0233H1*8* | TRUE | 66600 | 2.13 | 2.1 | Federally-Regulated Commercial & Industrial Equipment | 2016-01-20 | [5 empty] | 2018-09-05
Liebert | Liebert | PX023D31*8* | TRUE | 66600 | 2.13 | 2.1 | Federally-Regulated Commercial & Industrial Equipment | 2016-01-20 | [5 empty] | 2018-09-05
Liebert | Liebert | PX023H31*8* | TRUE | 66600 | 2.13 | 2.1 | Federally-Regulated Commercial & Industrial Equipment | 2016-01-20 | [5 empty] | 2018-09-05
Liebert | Liebert | PX023131*8* | TRUE | 66600 | 2.13 | 2.1 | Federally-Regulated Commercial & Industrial Equipment | 2016-01-20 | [5 empty] | 2018-09-05
Liebert | Liebert | PX023231*8* | TRUE | 66600 | 2.13 | 2.1 | Federally-Regulated Commercial & Industrial Equipment | 2016-01-20 | [5 empty] | 2018-09-05
Liebert | Liebert | PX023331*8* | TRUE | 66600 | 2.13 | 2.1 | Federally-Regulated Commercial & Industrial Equipment | 2016-01-20 | [5 empty] | 2018-09-05
Liebert | Liebert | PX023DG1*8* | TRUE | 66600 | 2.13 | 2.1 | Federally-Regulated Commercial & Industrial Equipment | 2016-01-20 | [5 empty] | 2018-09-05
Liebert | Liebert | PX023HG1*8* | TRUE | 66600 | 2.13 | 2.1 | Federally-Regulated Commercial & Industrial Equipment | 2016-01-20 | [5 empty] | 2018-09-05
Liebert | Liebert | PX0231G1*8* | TRUE | 66600 | 2.13 | 2.1 | Federally-Regulated Commercial & Industrial Equipment | 2016-01-20 | [5 empty] | 2018-09-05
Liebert | Liebert | PX0232G1*8* | TRUE | 66600 | 2.13 | 2.1 | Federally-Regulated Commercial & Industrial Equipment | 2016-01-20 | [5 empty] | 2018-09-05
Liebert | Liebert | PX0233G1*8* | TRUE | 66600 | 2.13 | 2.1 | Federally-Regulated Commercial & Industrial Equipment | 2016-01-20 | [5 empty] | 2018-09-05
Liebert | Liebert | PX023DH1*S* | TRUE | 66700 | 2.22 | 2.1 | Federally-Regulated Commercial & Industrial Equipment | 2016-01-20 | [5 empty] | 2018-09-05
Liebert | Liebert | PX023HH1*S* | TRUE | 66700 | 2.22 | 2.1 | Federally-Regulated Commercial & Industrial Equipment | 2016-01-20 | [5 empty] | 2018-09-05
Liebert | Liebert | PX0231H1*S* | TRUE | 66700 | 2.22 | 2.1 | Federally-Regulated Commercial & Industrial Equipment | 2016-01-20 | [5 empty] | 2018-09-05
Liebert | Liebert | PX0232H1*S* | TRUE | 66700 | 2.22 | 2.1 | Federally-Regulated Commercial & Industrial Equipment | 2016-01-20 | [5 empty] | 2018-09-05
Liebert | Liebert | PX0233H1*S* | TRUE | 66700 | 2.22 | 2.1 | Federally-Regulated Commercial & Industrial Equipment | 2016-01-20 | [5 empty] | 2018-09-05
Liebert | Liebert | PX023D31*S* | TRUE | 66700 | 2.22 | 2.1 | Federally-Regulated Commercial & Industrial Equipment | 2016-01-20 | [5 empty] | 2018-09-05
Liebert | Liebert | PX023H31*S* | TRUE | 66700 | 2.22 | 2.1 | Federally-Regulated Commercial & Industrial Equipment | 2016-01-20 | [5 empty] | 2018-09-05
Liebert | Liebert | PX023131*S* | TRUE | 66700 | 2.22 | 2.1 | Federally-Regulated Commercial & Industrial Equipment | 2016-01-20 | [5 empty] | 2018-09-05
Liebert | Liebert | PX023231*S* | TRUE | 66700 | 2.22 | 2.1 | Federally-Regulated Commercial & Industrial Equipment | 2016-01-20 | [5 empty] | 2018-09-05
Liebert | Liebert | PX023331*S* | TRUE | 66700 | 2.22 | 2.1 | Federally-Regulated Commercial & Industrial Equipment | 2016-01-20 | [5 empty] | 2018-09-05
Liebert | Liebert | PX023DG1*S* | TRUE | 66700 | 2.22 | 2.1 | Federally-Regulated Commercial & Industrial Equipment | 2016-01-20 | [5 empty] | 2018-09-05
Liebert | Liebert | PX023HG1*S* | TRUE | 66700 | 2.22 | 2.1 | Federally-Regulated Commercial & Industrial Equipment | 2016-01-20 | [5 empty] | 2018-09-05
Liebert | Liebert | PX0231G1*S* | TRUE | 66700 | 2.22 | 2.1 | Federally-Regulated Commercial & Industrial Equipment | 2016-01-20 | [5 empty] | 2018-09-05
Liebert | Liebert | PX0232G1*S* | TRUE | 66700 | 2.22 | 2.1 | Federally-Regulated Commercial & Industrial Equipment | 2016-01-20 | [5 empty] | 2018-09-05
Liebert | Liebert | PX0233G1*S* | TRUE | 66700 | 2.22 | 2.1 | Federally-Regulated Commercial & Industrial Equipment | 2016-01-20 | [5 empty] | 2018-09-05
Liebert | Liebert | PX029DH1*D* | TRUE | 81900 | 2.11 | 2.1 | Federally-Regulated Commercial & Industrial Equipment | 2016-01-20 | [5 empty] | 2018-09-05
Liebert | Liebert | PX029HH1*D* | TRUE | 81900 | 2.11 | 2.1 | Federally-Regulated Commercial & Industrial Equipment | 2016-01-20 | [5 empty] | 2018-09-05
Liebert | Liebert | PX0291H1*D* | TRUE | 81900 | 2.11 | 2.1 | Federally-Regulated Commercial & Industrial Equipment | 2016-01-20 | [5 empty] | 2018-09-05
Liebert | Liebert | PX0292H1*D* | TRUE | 81900 | 2.11 | 2.1 | Federally-Regulated Commercial & Industrial Equipment | 2016-01-20 | [5 empty] | 2018-09-05
Liebert | Liebert | PX0293H1*D* | TRUE | 81900 | 2.11 | 2.1 | Federally-Regulated Commercial & Industrial Equipment | 2016-01-20 | [5 empty] | 2018-09-05
Liebert | Liebert | PX029D31*D* | TRUE | 81900 | 2.11 | 2.1 | Federally-Regulated Commercial & Industrial Equipment | 2016-01-20 | [5 empty] | 2018-09-05
Liebert | Liebert | PX029H31*D* | TRUE | 81900 | 2.11 | 2.1 | Federally-Regulated Commercial & Industrial Equipment | 2016-01-20 | [5 empty] | 2018-09-05
Liebert | Liebert | PX029131*D* | TRUE | 81900 | 2.11 | 2.1 | Federally-Regulated Commercial & Industrial Equipment | 2016-01-20 | [5 empty] | 2018-09-05
Liebert | Liebert | PX029231*D* | TRUE | 81900 | 2.11 | 2.1 | Federally-Regulated Commercial & Industrial Equipment | 2016-01-20 | [5 empty] | 2018-09-05
Liebert | Liebert | PX029331*D* | TRUE | 81900 | 2.11 | 2.1 | Federally-Regulated Commercial & Industrial Equipment | 2016-01-20 | [5 empty] | 2018-09-05
Liebert | Liebert | PX029DG1*D* | TRUE | 81900 | 2.11 | 2.1 | Federally-Regulated Commercial & Industrial Equipment | 2016-01-20 | [5 empty] | 2018-09-05
Liebert | Liebert | PX029HG1*D* | TRUE | 81900 | 2.11 | 2.1 | Federally-Regulated Commercial & Industrial Equipment | 2016-01-20 | [5 empty] | 2018-09-05
Liebert | Liebert | PX0291G1*D* | TRUE | 81900 | 2.11 | 2.1 | Federally-Regulated Commercial & Industrial Equipment | 2016-01-20 | [5 empty] | 2018-09-05
Liebert | Liebert | PX0292G1*D* | TRUE | 81900 | 2.11 | 2.1 | Federally-Regulated Commercial & Industrial Equipment | 2016-01-20 | [5 empty] | 2018-09-05
Liebert | Liebert | PX0293G1*D* | TRUE | 81900 | 2.11 | 2.1 | Federally-Regulated Commercial & Industrial Equipment | 2016-01-20 | [5 empty] | 2018-09-05
Liebert | Liebert | PX029DH1*8* | TRUE | 81900 | 2.11 | 2.1 | Federally-Regulated Commercial & Industrial Equipment | 2016-01-20 | [5 empty] | 2018-09-05
Liebert | Liebert | PX029HH1*8* | TRUE | 81900 | 2.11 | 2.1 | Federally-Regulated Commercial & Industrial Equipment | 2016-01-20 | [5 empty] | 2018-09-05
Liebert | Liebert | PX0291H1*8* | TRUE | 81900 | 2.11 | 2.1 | Federally-Regulated Commercial & Industrial Equipment | 2016-01-20 | [5 empty] | 2018-09-05
Liebert | Liebert | PX0292H1*8* | TRUE | 81900 | 2.11 | 2.1 | Federally-Regulated Commercial & Industrial Equipment | 2016-01-20 | [5 empty] | 2018-09-05
Liebert | Liebert | PX0293H1*8* | TRUE | 81900 | 2.11 | 2.1 | Federally-Regulated Commercial & Industrial Equipment | 2016-01-20 | [5 empty] | 2018-09-05
Liebert | Liebert | PX029D31*8* | TRUE | 81900 | 2.11 | 2.1 | Federally-Regulated Commercial & Industrial Equipment | 2016-01-20 | [5 empty] | 2018-09-05
Liebert | Liebert | PX029H31*8* | TRUE | 81900 | 2.11 | 2.1 | Federally-Regulated Commercial & Industrial Equipment | 2016-01-20 | [5 empty] | 2018-09-05
Liebert | Liebert | PX029131*8* | TRUE | 81900 | 2.11 | 2.1 | Federally-Regulated Commercial & Industrial Equipment | 2016-01-20 | [5 empty] | 2018-09-05
Liebert | Liebert | PX029231*8* | TRUE | 81900 | 2.11 | 2.1 | Federally-Regulated Commercial & Industrial Equipment | 2016-01-20 | [5 empty] | 2018-09-05
Liebert | Liebert | PX029331*8* | TRUE | 81900 | 2.11 | 2.1 | Federally-Regulated Commercial & Industrial Equipment | 2016-01-20 | [5 empty] | 2018-09-05
Liebert | Liebert | PX029DG1*8* | TRUE | 81900 | 2.11 | 2.1 | Federally-Regulated Commercial & Industrial Equipment | 2016-01-20 | [5 empty] | 2018-09-05
Liebert | Liebert | PX029HG1*8* | TRUE | 81900 | 2.11 | 2.1 | Federally-Regulated Commercial & Industrial Equipment | 2016-01-20 | [5 empty] | 2018-09-05
Liebert | Liebert | PX0291G1*8* | TRUE | 81900 | 2.11 | 2.1 | Federally-Regulated Commercial & Industrial Equipment | 2016-01-20 | [5 empty] | 2018-09-05
Liebert | Liebert | PX0292G1*8* | TRUE | 81900 | 2.11 | 2.1 | Federally-Regulated Commercial & Industrial Equipment | 2016-01-20 | [5 empty] | 2018-09-05
Liebert | Liebert | PX0293G1*8* | TRUE | 81900 | 2.11 | 2.1 | Federally-Regulated Commercial & Industrial Equipment | 2016-01-20 | [5 empty] | 2018-09-05
Liebert | Liebert | PX029DH1*S* | TRUE | 82100 | 2.17 | 2.1 | Federally-Regulated Commercial & Industrial Equipment | 2016-01-20 | [5 empty] | 2018-09-05
Liebert | Liebert | PX029HH1*S* | TRUE | 82100 | 2.17 | 2.1 | Federally-Regulated Commercial & Industrial Equipment | 2016-01-20 | [5 empty] | 2018-09-05
Liebert | Liebert | PX0291H1*S* | TRUE | 82100 | 2.17 | 2.1 | Federally-Regulated Commercial & Industrial Equipment | 2016-01-20 | [5 empty] | 2018-09-05
Liebert | Liebert | PX0292H1*S* | TRUE | 82100 | 2.17 | 2.1 | Federally-Regulated Commercial & Industrial Equipment | 2016-01-20 | [5 empty] | 2018-09-05
Liebert | Liebert | PX0293H1*S* | TRUE | 82100 | 2.17 | 2.1 | Federally-Regulated Commercial & Industrial Equipment | 2016-01-20 | [5 empty] | 2018-09-05
Liebert | Liebert | PX029D31*S* | TRUE | 82100 | 2.17 | 2.1 | Federally-Regulated Commercial & Industrial Equipment | 2016-01-20 | [5 empty] | 2018-09-05
Liebert | Liebert | PX029H31*S* | TRUE | 82100 | 2.17 | 2.1 | Federally-Regulated Commercial & Industrial Equipment | 2016-01-20 | [5 empty] | 2018-09-05
Liebert | Liebert | PX029131*S* | TRUE | 82100 | 2.17 | 2.1 | Federally-Regulated Commercial & Industrial Equipment | 2016-01-20 | [5 empty] | 2018-09-05
Liebert | Liebert | PX029231*S* | TRUE | 82100 | 2.17 | 2.1 | Federally-Regulated Commercial & Industrial Equipment | 2016-01-20 | [5 empty] | 2018-09-05
Liebert | Liebert | PX029331*S* | TRUE | 82100 | 2.17 | 2.1 | Federally-Regulated Commercial & Industrial Equipment | 2016-01-20 | [5 empty] | 2018-09-05
Liebert | Liebert | PX029DG1*S* | TRUE | 82100 | 2.17 | 2.1 | Federally-Regulated Commercial & Industrial Equipment | 2016-01-20 | [5 empty] | 2018-09-05
Liebert | Liebert | PX029HG1*S* | TRUE | 82100 | 2.17 | 2.1 | Federally-Regulated Commercial & Industrial Equipment | 2016-01-20 | [5 empty] | 2018-09-05
Liebert | Liebert | PX0291G1*S* | TRUE | 82100 | 2.17 | 2.1 | Federally-Regulated Commercial & Industrial Equipment | 2016-01-20 | [5 empty] | 2018-09-05
Liebert | Liebert | PX0292G1*S* | TRUE | 82100 | 2.17 | 2.1 | Federally-Regulated Commercial & Industrial Equipment | 2016-01-20 | [5 empty] | 2018-09-05
Liebert | Liebert | PX0293G1*S* | TRUE | 82100 | 2.17 | 2.1 | Federally-Regulated Commercial & Industrial Equipment | 2016-01-20 | [5 empty] | 2018-09-05
Liebert | Liebert | PX018UH1*D* | TRUE | 58600 | 2.55 | 2.34 | Federally-Regulated Commercial & Industrial Equipment | 2016-01-20 | [5 empty] | 2018-09-05
Liebert | Liebert | PX018U31*D* | TRUE | 58600 | 2.55 | 2.34 | Federally-Regulated Commercial & Industrial Equipment | 2016-01-20 | [5 empty] | 2018-09-05
Liebert | Liebert | PX018UG1*D* | TRUE | 58600 | 2.55 | 2.34 | Federally-Regulated Commercial & Industrial Equipment | 2016-01-20 | [5 empty] | 2018-09-05
Liebert | Liebert | PX018UH1*8* | TRUE | 58600 | 2.55 | 2.34 | Federally-Regulated Commercial & Industrial Equipment | 2016-01-20 | [5 empty] | 2018-09-05
Liebert | Liebert | PX018U31*8* | TRUE | 58600 | 2.55 | 2.34 | Federally-Regulated Commercial & Industrial Equipment | 2016-01-20 | [5 empty] | 2018-09-05
Liebert | Liebert | PX018UG1*8* | TRUE | 58600 | 2.55 | 2.34 | Federally-Regulated Commercial & Industrial Equipment | 2016-01-20 | [5 empty] | 2018-09-05
Liebert | Liebert | PX018UH1*S* | TRUE | 59000 | 2.64 | 2.34 | Federally-Regulated Commercial & Industrial Equipment | 2016-01-20 | [5 empty] | 2018-09-05
Liebert | Liebert | PX018U31*S* | TRUE | 59000 | 2.64 | 2.34 | Federally-Regulated Commercial & Industrial Equipment | 2016-01-20 | [5 empty] | 2018-09-05
Liebert | Liebert | PX018UG1*S* | TRUE | 59000 | 2.64 | 2.34 | Federally-Regulated Commercial & Industrial Equipment | 2016-01-20 | [5 empty] | 2018-09-05
Liebert | Liebert | PX023UH1*D* | TRUE | 71800 | 2.15 | 1.99 | Federally-Regulated Commercial & Industrial Equipment | 2016-01-20 | [5 empty] | 2018-09-05
Liebert | Liebert | PX023U31*D* | TRUE | 71800 | 2.15 | 1.99 | Federally-Regulated Commercial & Industrial Equipment | 2016-01-20 | [5 empty] | 2018-09-05
Liebert | Liebert | PX023UG1*D* | TRUE | 71800 | 2.15 | 1.99 | Federally-Regulated Commercial & Industrial Equipment | 2016-01-20 | [5 empty] | 2018-09-05
Liebert | Liebert | PX023UH1*8* | TRUE | 71800 | 2.15 | 1.99 | Federally-Regulated Commercial & Industrial Equipment | 2016-01-20 | [5 empty] | 2018-09-05
Liebert | Liebert | PX023U31*8* | TRUE | 71800 | 2.15 | 1.99 | Federally-Regulated Commercial & Industrial Equipment | 2016-01-20 | [5 empty] | 2018-09-05
Liebert | Liebert | PX023UG1*8* | TRUE | 71800 | 2.15 | 1.99 | Federally-Regulated Commercial & Industrial Equipment | 2016-01-20 | [5 empty] | 2018-09-05
Liebert | Liebert | PX023UH1*S* | TRUE | 72000 | 2.23 | 1.99 | Federally-Regulated Commercial & Industrial Equipment | 2016-01-20 | [5 empty] | 2018-09-05
Liebert | Liebert | PX023U31*S* | TRUE | 72000 | 2.23 | 1.99 | Federally-Regulated Commercial & Industrial Equipment | 2016-01-20 | [5 empty] | 2018-09-05
Liebert | Liebert | PX023UG1*S* | TRUE | 72000 | 2.23 | 1.99 | Federally-Regulated Commercial & Industrial Equipment | 2016-01-20 | [5 empty] | 2018-09-05
Liebert | Liebert | PX029UH1*D* | TRUE | 83200 | 2 | 1.99 | Federally-Regulated Commercial & Industrial Equipment | 2016-01-20 | [5 empty] | 2018-09-05
Liebert | Liebert | PX029U31*D* | TRUE | 83200 | 2 | 1.99 | Federally-Regulated Commercial & Industrial Equipment | 2016-01-20 | [5 empty] | 2018-09-05
Liebert | Liebert | PX029UG1*D* | TRUE | 83200 | 2 | 1.99 | Federally-Regulated Commercial & Industrial Equipment | 2016-01-20 | [5 empty] | 2018-09-05
Liebert | Liebert | PX029UH1*8* | TRUE | 83200 | 2 | 1.99 | Federally-Regulated Commercial & Industrial Equipment | 2016-01-20 | [5 empty] | 2018-09-05
Liebert | Liebert | PX029U31*8* | TRUE | 83200 | 2 | 1.99 | Federally-Regulated Commercial & Industrial Equipment | 2016-01-20 | [5 empty] | 2018-09-05
Liebert | Liebert | PX029UG1*8* | TRUE | 83200 | 2 | 1.99 | Federally-Regulated Commercial & Industrial Equipment | 2016-01-20 | [5 empty] | 2018-09-05
Liebert | Liebert | PX029UH1*S* | TRUE | 83500 | 2.06 | 1.99 | Federally-Regulated Commercial & Industrial Equipment | 2016-01-20 | [5 empty] | 2018-09-05
Liebert | Liebert | PX029U31*S* | TRUE | 83500 | 2.06 | 1.99 | Federally-Regulated Commercial & Industrial Equipment | 2016-01-20 | [5 empty] | 2018-09-05
Liebert | Liebert | PX029UG1*S* | TRUE | 83500 | 2.06 | 1.99 | Federally-Regulated Commercial & Industrial Equipment | 2016-01-20 | [5 empty] | 2018-09-05
Liebert | Liebert | PX018UA1*D* |  | 59500 | 2.55 | 2.09 | Federally-Regulated Commercial & Industrial Equipment | 2016-02-03 | [5 empty] | 2018-09-05
Liebert | Liebert | PX018UA1*S* |  | 59600 | 2.66 | 2.09 | Federally-Regulated Commercial & Industrial Equipment | 2016-02-03 | [5 empty] | 2018-09-05
Liebert | Liebert | PX018UA1*8* |  | 59500 | 2.55 | 2.09 | Federally-Regulated Commercial & Industrial Equipment | 2016-02-03 | [5 empty] | 2018-09-05
Liebert | Liebert | PX023UA1*D* |  | 73600 | 2.25 | 1.99 | Federally-Regulated Commercial & Industrial Equipment | 2016-02-03 | [5 empty] | 2018-09-05
Liebert | Liebert | PX023UA1*S* |  | 73700 | 2.34 | 1.99 | Federally-Regulated Commercial & Industrial Equipment | 2016-02-03 | [5 empty] | 2018-09-05
Liebert | Liebert | PX023UA1*8* |  | 73600 | 2.25 | 1.99 | Federally-Regulated Commercial & Industrial Equipment | 2016-02-03 | [5 empty] | 2018-09-05
Liebert | Liebert | PX029UA1*D* |  | 86600 | 1.99 | 1.99 | Federally-Regulated Commercial & Industrial Equipment | 2016-02-03 | [5 empty] | 2018-09-05
Liebert | Liebert | PX029UA1*S* |  | 86800 | 2.04 | 1.99 | Federally-Regulated Commercial & Industrial Equipment | 2016-02-03 | [5 empty] | 2018-09-05
Liebert | Liebert | PX029UA1*8* |  | 86600 | 1.99 | 1.99 | Federally-Regulated Commercial & Industrial Equipment | 2016-02-03 | [5 empty] | 2018-09-05
Liebert | Liebert | PX018UA1*D* |  | 60500 | 2.63 | 2.09 | Federally-Regulated Commercial & Industrial Equipment | 2016-02-03 | [5 empty] | 2018-09-05
Liebert | Liebert | PX018UA1*D* |  | 61200 | 2.36 | 2.09 | Federally-Regulated Commercial & Industrial Equipment | 2016-02-03 | [5 empty] | 2018-09-05
Liebert | Liebert | PX018UA1*S* |  | 60600 | 2.73 | 2.09 | Federally-Regulated Commercial & Industrial Equipment | 2016-02-03 | [5 empty] | 2018-09-05
Liebert | Liebert | PX018UA1*S* |  | 61200 | 2.43 | 2.09 | Federally-Regulated Commercial & Industrial Equipment | 2016-02-03 | [5 empty] | 2018-09-05
Liebert | Liebert | PX018UA1*8* |  | 60500 | 2.63 | 2.09 | Federally-Regulated Commercial & Industrial Equipment | 2016-02-03 | [5 empty] | 2018-09-05
Liebert | Liebert | PX018UA1*8* |  | 61200 | 2.36 | 2.09 | Federally-Regulated Commercial & Industrial Equipment | 2016-02-03 | [5 empty] | 2018-09-05
Liebert | Liebert | PX023UA1*D* |  | 74800 | 2.14 | 1.99 | Federally-Regulated Commercial & Industrial Equipment | 2016-02-03 | [5 empty] | 2018-09-05
Liebert | Liebert | PX023UA1*D* |  | 75000 | 2.26 | 1.99 | Federally-Regulated Commercial & Industrial Equipment | 2016-02-03 | [5 empty] | 2018-09-05
Liebert | Liebert | PX023UA1*S* |  | 74900 | 2.23 | 1.99 | Federally-Regulated Commercial & Industrial Equipment | 2016-02-03 | [5 empty] | 2018-09-05
Liebert | Liebert | PX023UA1*S* |  | 75100 | 2.35 | 1.99 | Federally-Regulated Commercial & Industrial Equipment | 2016-02-03 | [5 empty] | 2018-09-05
Liebert | Liebert | PX023UA1*8* |  | 74800 | 2.14 | 1.99 | Federally-Regulated Commercial & Industrial Equipment | 2016-02-03 | [5 empty] | 2018-09-05
Liebert | Liebert | PX023UA1*8* |  | 75000 | 2.26 | 1.99 | Federally-Regulated Commercial & Industrial Equipment | 2016-02-03 | [5 empty] | 2018-09-05
Liebert | Liebert | PX029UA1*D* |  | 88800 | 1.99 | 1.99 | Federally-Regulated Commercial & Industrial Equipment | 2016-02-03 | [5 empty] | 2018-09-05
Liebert | Liebert | PX029UA1*D* |  | 89100 | 2.09 | 1.99 | Federally-Regulated Commercial & Industrial Equipment | 2016-02-03 | [5 empty] | 2018-09-05
Liebert | Liebert | PX029UA1*S* |  | 88900 | 2.04 | 1.99 | Federally-Regulated Commercial & Industrial Equipment | 2016-02-03 | [5 empty] | 2018-09-05
Liebert | Liebert | PX029UA1*S* |  | 89300 | 2.15 | 1.99 | Federally-Regulated Commercial & Industrial Equipment | 2016-02-03 | [5 empty] | 2018-09-05
Liebert | Liebert | PX029UA1*8* |  | 88800 | 1.99 | 1.99 | Federally-Regulated Commercial & Industrial Equipment | 2016-02-03 | [5 empty] | 2018-09-05
Liebert | Liebert | PX029UA1*8* |  | 89100 | 2.09 | 1.99 | Federally-Regulated Commercial & Industrial Equipment | 2016-02-03 | [5 empty] | 2018-09-05
Liebert | Liebert | PFH020A**L* |  | 16100 | 2.31 | 2.09 | Federally-Regulated Commercial & Industrial Equipment | 2016-02-03 | [5 empty] | 2018-09-05
Liebert | Liebert | PFH027A**L* |  | 20800 | 2.42 | 2.09 | Federally-Regulated Commercial & Industrial Equipment | 2016-02-03 | [5 empty] | 2018-09-05
Liebert | Liebert | PFHZ27A**L* |  | 21600 | 2.92 | 2.09 | Federally-Regulated Commercial & Industrial Equipment | 2016-02-03 | [5 empty] | 2018-09-05
Liebert | Liebert | PFH027A**H* |  | 21900 | 2.81 | 2.09 | Federally-Regulated Commercial & Industrial Equipment | 2016-02-03 | [5 empty] | 2018-09-05
Liebert | Liebert | PFH037A**L* |  | 27600 | 2.33 | 2.09 | Federally-Regulated Commercial & Industrial Equipment | 2016-02-03 | [5 empty] | 2018-09-05
Liebert | Liebert | PFHZ37A**L* |  | 28200 | 2.71 | 2.09 | Federally-Regulated Commercial & Industrial Equipment | 2016-02-03 | [5 empty] | 2018-09-05
Liebert | Liebert | PFH037A**H* |  | 28600 | 2.57 | 2.09 | Federally-Regulated Commercial & Industrial Equipment | 2016-02-03 | [5 empty] | 2018-09-05
Liebert | Liebert | DMC022WG*** | FALSE | 18500 | 3.39 | 2.49 | Federally-Regulated Commercial & Industrial Equipment | 2016-02-03 | [5 empty] | 2018-09-05
Liebert | Liebert | DMC029WG*** | FALSE | 22700 | 3.7 | 2.49 | Federally-Regulated Commercial & Industrial Equipment | 2016-02-03 | [5 empty] | 2018-09-05
Liebert | Liebert | DMC040WG*** | FALSE | 31700 | 3.46 | 2.49 | Federally-Regulated Commercial & Industrial Equipment | 2016-02-03 | [5 empty] | 2018-09-05
Liebert | Liebert | DMC022WG*** | FALSE | 17300 | 2.43 | 2.39 | Federally-Regulated Commercial & Industrial Equipment | 2016-02-03 | [5 empty] | 2018-09-05
Liebert | Liebert | DMC029WG*** | FALSE | 20700 | 2.57 | 2.39 | Federally-Regulated Commercial & Industrial Equipment | 2016-02-03 | [5 empty] | 2018-09-05
Liebert | Liebert | DMC040WG*** | FALSE | 29700 | 2.5 | 2.39 | Federally-Regulated Commercial & Industrial Equipment | 2016-02-03 | [5 empty] | 2018-09-05
Liebert | Liebert | PX018DA1*D* |  | 57500 | 2.62 | 2.2 | Federally-Regulated Commercial & Industrial Equipment | 2016-02-05 | [5 empty] | 2018-09-05
Liebert | Liebert | PX018DA1*S* |  | 58100 | 2.63 | 2.2 | Federally-Regulated Commercial & Industrial Equipment | 2016-02-05 | [5 empty] | 2018-09-05
Liebert | Liebert | PX018HA1*D* |  | 57500 | 2.62 | 2.2 | Federally-Regulated Commercial & Industrial Equipment | 2016-02-05 | [5 empty] | 2018-09-05
Liebert | Liebert | PX018HA1*S* |  | 58100 | 2.63 | 2.2 | Federally-Regulated Commercial & Industrial Equipment | 2016-02-05 | [5 empty] | 2018-09-05
Liebert | Liebert | PX0181A1*D* |  | 57500 | 2.62 | 2.2 | Federally-Regulated Commercial & Industrial Equipment | 2016-02-05 | [5 empty] | 2018-09-05
Liebert | Liebert | PX0181A1*S* |  | 58100 | 2.63 | 2.2 | Federally-Regulated Commercial & Industrial Equipment | 2016-02-05 | [5 empty] | 2018-09-05
Liebert | Liebert | PX0182A1*D* |  | 57500 | 2.62 | 2.2 | Federally-Regulated Commercial & Industrial Equipment | 2016-02-05 | [5 empty] | 2018-09-05
Liebert | Liebert | PX0182A1*S* |  | 58100 | 2.63 | 2.2 | Federally-Regulated Commercial & Industrial Equipment | 2016-02-05 | [5 empty] | 2018-09-05
Liebert | Liebert | PX0183A1*D* |  | 57500 | 2.62 | 2.2 | Federally-Regulated Commercial & Industrial Equipment | 2016-02-05 | [5 empty] | 2018-09-05
Liebert | Liebert | PX0183A1*S* |  | 58100 | 2.63 | 2.2 | Federally-Regulated Commercial & Industrial Equipment | 2016-02-05 | [5 empty] | 2018-09-05
Liebert | Liebert | PX018DA1*8* |  | 57500 | 2.62 | 2.2 | Federally-Regulated Commercial & Industrial Equipment | 2016-02-05 | [5 empty] | 2018-09-05
Liebert | Liebert | PX018HA1*8* |  | 57500 | 2.62 | 2.2 | Federally-Regulated Commercial & Industrial Equipment | 2016-02-05 | [5 empty] | 2018-09-05
Liebert | Liebert | PX0181A1*8* |  | 57500 | 2.62 | 2.2 | Federally-Regulated Commercial & Industrial Equipment | 2016-02-05 | [5 empty] | 2018-09-05
Liebert | Liebert | PX0182A1*8* |  | 57500 | 2.62 | 2.2 | Federally-Regulated Commercial & Industrial Equipment | 2016-02-05 | [5 empty] | 2018-09-05
Liebert | Liebert | PX0183A1*8* |  | 57500 | 2.62 | 2.2 | Federally-Regulated Commercial & Industrial Equipment | 2016-02-05 | [5 empty] | 2018-09-05
Liebert | Liebert | PX023DA1*D* |  | 70800 | 2.33 | 2.1 | Federally-Regulated Commercial & Industrial Equipment | 2016-02-05 | [5 empty] | 2018-09-05
Liebert | Liebert | PX023DA1*S* |  | 70900 | 2.43 | 2.1 | Federally-Regulated Commercial & Industrial Equipment | 2016-02-05 | [5 empty] | 2018-09-05
Liebert | Liebert | PX023HA1*D* |  | 70800 | 2.33 | 2.1 | Federally-Regulated Commercial & Industrial Equipment | 2016-02-05 | [5 empty] | 2018-09-05
Liebert | Liebert | PX023HA1*S* |  | 70900 | 2.43 | 2.1 | Federally-Regulated Commercial & Industrial Equipment | 2016-02-05 | [5 empty] | 2018-09-05
Liebert | Liebert | PX0231A1*D* |  | 70800 | 2.33 | 2.1 | Federally-Regulated Commercial & Industrial Equipment | 2016-02-05 | [5 empty] | 2018-09-05
Liebert | Liebert | PX0231A1*S* |  | 70900 | 2.43 | 2.1 | Federally-Regulated Commercial & Industrial Equipment | 2016-02-05 | [5 empty] | 2018-09-05
Liebert | Liebert | PX0232A1*D* |  | 70800 | 2.33 | 2.1 | Federally-Regulated Commercial & Industrial Equipment | 2016-02-05 | [5 empty] | 2018-09-05
Liebert | Liebert | PX0232A1*S* |  | 70900 | 2.43 | 2.1 | Federally-Regulated Commercial & Industrial Equipment | 2016-02-05 | [5 empty] | 2018-09-05
Liebert | Liebert | PX0233A1*D* |  | 70800 | 2.33 | 2.1 | Federally-Regulated Commercial & Industrial Equipment | 2016-02-05 | [5 empty] | 2018-09-05
Liebert | Liebert | PX0233A1*S* |  | 70900 | 2.43 | 2.1 | Federally-Regulated Commercial & Industrial Equipment | 2016-02-05 | [5 empty] | 2018-09-05
Liebert | Liebert | PX023DA1*8* |  | 70800 | 2.33 | 2.1 | Federally-Regulated Commercial & Industrial Equipment | 2016-02-05 | [5 empty] | 2018-09-05
Liebert | Liebert | PX023HA1*8* |  | 70800 | 2.33 | 2.1 | Federally-Regulated Commercial & Industrial Equipment | 2016-02-05 | [5 empty] | 2018-09-05
Liebert | Liebert | PX0231A1*8* |  | 70800 | 2.33 | 2.1 | Federally-Regulated Commercial & Industrial Equipment | 2016-02-05 | [5 empty] | 2018-09-05
Liebert | Liebert | PX0232A1*8* |  | 70800 | 2.33 | 2.1 | Federally-Regulated Commercial & Industrial Equipment | 2016-02-05 | [5 empty] | 2018-09-05
Liebert | Liebert | PX0233A1*8* |  | 70800 | 2.33 | 2.1 | Federally-Regulated Commercial & Industrial Equipment | 2016-02-05 | [5 empty] | 2018-09-05
Liebert | Liebert | PX029DA1*D* |  | 90100 | 2.18 | 2.1 | Federally-Regulated Commercial & Industrial Equipment | 2016-02-05 | [5 empty] | 2018-09-05
Liebert | Liebert | PX029DA1*S* |  | 90400 | 2.24 | 2.1 | Federally-Regulated Commercial & Industrial Equipment | 2016-02-05 | [5 empty] | 2018-09-05
Liebert | Liebert | PX029HA1*D* |  | 90100 | 2.18 | 2.1 | Federally-Regulated Commercial & Industrial Equipment | 2016-02-05 | [5 empty] | 2018-09-05
Liebert | Liebert | PX029HA1*S* |  | 90400 | 2.24 | 2.1 | Federally-Regulated Commercial & Industrial Equipment | 2016-02-05 | [5 empty] | 2018-09-05
Liebert | Liebert | PX0291A1*D* |  | 90100 | 2.18 | 2.1 | Federally-Regulated Commercial & Industrial Equipment | 2016-02-05 | [5 empty] | 2018-09-05
Liebert | Liebert | PX0291A1*S* |  | 90400 | 2.24 | 2.1 | Federally-Regulated Commercial & Industrial Equipment | 2016-02-05 | [5 empty] | 2018-09-05
Liebert | Liebert | PX0292A1*D* |  | 90100 | 2.18 | 2.1 | Federally-Regulated Commercial & Industrial Equipment | 2016-02-05 | [5 empty] | 2018-09-05
Liebert | Liebert | PX0292A1*S* |  | 90400 | 2.24 | 2.1 | Federally-Regulated Commercial & Industrial Equipment | 2016-02-05 | [5 empty] | 2018-09-05
Liebert | Liebert | PX0293A1*D* |  | 90100 | 2.18 | 2.1 | Federally-Regulated Commercial & Industrial Equipment | 2016-02-05 | [5 empty] | 2018-09-05
Liebert | Liebert | PX0293A1*S* |  | 90400 | 2.24 | 2.1 | Federally-Regulated Commercial & Industrial Equipment | 2016-02-05 | [5 empty] | 2018-09-05
Liebert | Liebert | PX029DA1*8* |  | 90100 | 2.18 | 2.1 | Federally-Regulated Commercial & Industrial Equipment | 2016-02-05 | [5 empty] | 2018-09-05
Liebert | Liebert | PX029HA1*8* |  | 90100 | 2.18 | 2.1 | Federally-Regulated Commercial & Industrial Equipment | 2016-02-05 | [5 empty] | 2018-09-05
Liebert | Liebert | PX0291A1*8* |  | 90100 | 2.18 | 2.1 | Federally-Regulated Commercial & Industrial Equipment | 2016-02-05 | [5 empty] | 2018-09-05
Liebert | Liebert | PX0292A1*8* |  | 90100 | 2.18 | 2.1 | Federally-Regulated Commercial & Industrial Equipment | 2016-02-05 | [5 empty] | 2018-09-05
Liebert | Liebert | PX0293A1*8* |  | 90100 | 2.18 | 2.1 | Federally-Regulated Commercial & Industrial Equipment | 2016-02-05 | [5 empty] | 2018-09-05
Liebert | Liebert | PX018DA1*D* |  | 58400 | 2.7 | 2.2 | Federally-Regulated Commercial & Industrial Equipment | 2016-02-05 | [5 empty] | 2018-09-05
Liebert | Liebert | PX018DA1*D* |  | 59000 | 2.4 | 2.2 | Federally-Regulated Commercial & Industrial Equipment | 2016-02-05 | [5 empty] | 2018-09-05
Liebert | Liebert | PX018DA1*S* |  | 58500 | 2.79 | 2.2 | Federally-Regulated Commercial & Industrial Equipment | 2016-02-05 | [5 empty] | 2018-09-05
Liebert | Liebert | PX018DA1*S* |  | 59000 | 2.47 | 2.2 | Federally-Regulated Commercial & Industrial Equipment | 2016-02-05 | [5 empty] | 2018-09-05
Liebert | Liebert | PX018HA1*D* |  | 58400 | 2.7 | 2.2 | Federally-Regulated Commercial & Industrial Equipment | 2016-02-05 | [5 empty] | 2018-09-05
Liebert | Liebert | PX018HA1*D* |  | 59000 | 2.4 | 2.2 | Federally-Regulated Commercial & Industrial Equipment | 2016-02-05 | [5 empty] | 2018-09-05
Liebert | Liebert | PX018HA1*S* |  | 58500 | 2.79 | 2.2 | Federally-Regulated Commercial & Industrial Equipment | 2016-02-05 | [5 empty] | 2018-09-05
Liebert | Liebert | PX018HA1*S* |  | 59000 | 2.47 | 2.2 | Federally-Regulated Commercial & Industrial Equipment | 2016-02-05 | [5 empty] | 2018-09-05
Liebert | Liebert | PX0181A1*D* |  | 58400 | 2.7 | 2.2 | Federally-Regulated Commercial & Industrial Equipment | 2016-02-05 | [5 empty] | 2018-09-05
Liebert | Liebert | PX0181A1*D* |  | 59000 | 2.4 | 2.2 | Federally-Regulated Commercial & Industrial Equipment | 2016-02-05 | [5 empty] | 2018-09-05
Liebert | Liebert | PX0181A1*S* |  | 58500 | 2.79 | 2.2 | Federally-Regulated Commercial & Industrial Equipment | 2016-02-05 | [5 empty] | 2018-09-05
Liebert | Liebert | PX0181A1*S* |  | 59000 | 2.47 | 2.2 | Federally-Regulated Commercial & Industrial Equipment | 2016-02-05 | [5 empty] | 2018-09-05
Liebert | Liebert | PX0182A1*D* |  | 58400 | 2.7 | 2.2 | Federally-Regulated Commercial & Industrial Equipment | 2016-02-05 | [5 empty] | 2018-09-05
Liebert | Liebert | PX0182A1*D* |  | 59000 | 2.4 | 2.2 | Federally-Regulated Commercial & Industrial Equipment | 2016-02-05 | [5 empty] | 2018-09-05
Liebert | Liebert | PX0182A1*S* |  | 58500 | 2.79 | 2.2 | Federally-Regulated Commercial & Industrial Equipment | 2016-02-05 | [5 empty] | 2018-09-05
Liebert | Liebert | PX0182A1*S* |  | 59000 | 2.47 | 2.2 | Federally-Regulated Commercial & Industrial Equipment | 2016-02-05 | [5 empty] | 2018-09-05
Liebert | Liebert | PX0183A1*D* |  | 58400 | 2.7 | 2.2 | Federally-Regulated Commercial & Industrial Equipment | 2016-02-05 | [5 empty] | 2018-09-05
Liebert | Liebert | PX0183A1*D* |  | 59000 | 2.4 | 2.2 | Federally-Regulated Commercial & Industrial Equipment | 2016-02-05 | [5 empty] | 2018-09-05
Liebert | Liebert | PX0183A1*S* |  | 58500 | 2.79 | 2.2 | Federally-Regulated Commercial & Industrial Equipment | 2016-02-05 | [5 empty] | 2018-09-05
Liebert | Liebert | PX0183A1*S* |  | 59000 | 2.47 | 2.2 | Federally-Regulated Commercial & Industrial Equipment | 2016-02-05 | [5 empty] | 2018-09-05
Liebert | Liebert | PX018DA1*8* |  | 58400 | 2.7 | 2.2 | Federally-Regulated Commercial & Industrial Equipment | 2016-02-05 | [5 empty] | 2018-09-05
Liebert | Liebert | PX018DA1*8* |  | 59000 | 2.4 | 2.2 | Federally-Regulated Commercial & Industrial Equipment | 2016-02-05 | [5 empty] | 2018-09-05
Liebert | Liebert | PX018HA1*8* |  | 58400 | 2.7 | 2.2 | Federally-Regulated Commercial & Industrial Equipment | 2016-02-05 | [5 empty] | 2018-09-05
Liebert | Liebert | PX018HA1*8* |  | 59000 | 2.4 | 2.2 | Federally-Regulated Commercial & Industrial Equipment | 2016-02-05 | [5 empty] | 2018-09-05
Liebert | Liebert | PX0181A1*8* |  | 58400 | 2.7 | 2.2 | Federally-Regulated Commercial & Industrial Equipment | 2016-02-05 | [5 empty] | 2018-09-05
Liebert | Liebert | PX0181A1*8* |  | 59000 | 2.4 | 2.2 | Federally-Regulated Commercial & Industrial Equipment | 2016-02-05 | [5 empty] | 2018-09-05
Liebert | Liebert | PX0182A1*8* |  | 58400 | 2.7 | 2.2 | Federally-Regulated Commercial & Industrial Equipment | 2016-02-05 | [5 empty] | 2018-09-05
Liebert | Liebert | PX0182A1*8* |  | 59000 | 2.4 | 2.2 | Federally-Regulated Commercial & Industrial Equipment | 2016-02-05 | [5 empty] | 2018-09-05
Liebert | Liebert | PX0183A1*8* |  | 58400 | 2.7 | 2.2 | Federally-Regulated Commercial & Industrial Equipment | 2016-02-05 | [5 empty] | 2018-09-05
Liebert | Liebert | PX0183A1*8* |  | 59000 | 2.4 | 2.2 | Federally-Regulated Commercial & Industrial Equipment | 2016-02-05 | [5 empty] | 2018-09-05
Liebert | Liebert | PX023DA1*D* |  | 71900 | 2.2 | 2.1 | Federally-Regulated Commercial & Industrial Equipment | 2016-02-05 | [5 empty] | 2018-09-05
Liebert | Liebert | PX023DA1*D* |  | 72100 | 2.32 | 2.1 | Federally-Regulated Commercial & Industrial Equipment | 2016-02-05 | [5 empty] | 2018-09-05
Liebert | Liebert | PX023DA1*S* |  | 72000 | 2.29 | 2.1 | Federally-Regulated Commercial & Industrial Equipment | 2016-02-05 | [5 empty] | 2018-09-05
Liebert | Liebert | PX023DA1*S* |  | 72200 | 2.42 | 2.1 | Federally-Regulated Commercial & Industrial Equipment | 2016-02-05 | [5 empty] | 2018-09-05
Liebert | Liebert | PX023HA1*D* |  | 71900 | 2.2 | 2.1 | Federally-Regulated Commercial & Industrial Equipment | 2016-02-05 | [5 empty] | 2018-09-05
Liebert | Liebert | PX023HA1*D* |  | 72100 | 2.32 | 2.1 | Federally-Regulated Commercial & Industrial Equipment | 2016-02-05 | [5 empty] | 2018-09-05
Liebert | Liebert | PX023HA1*S* |  | 72000 | 2.29 | 2.1 | Federally-Regulated Commercial & Industrial Equipment | 2016-02-05 | [5 empty] | 2018-09-05
Liebert | Liebert | PX023HA1*S* |  | 72200 | 2.42 | 2.1 | Federally-Regulated Commercial & Industrial Equipment | 2016-02-05 | [5 empty] | 2018-09-05
Liebert | Liebert | PX0231A1*D* |  | 71900 | 2.2 | 2.1 | Federally-Regulated Commercial & Industrial Equipment | 2016-02-05 | [5 empty] | 2018-09-05
Liebert | Liebert | PX0231A1*D* |  | 72100 | 2.32 | 2.1 | Federally-Regulated Commercial & Industrial Equipment | 2016-02-05 | [5 empty] | 2018-09-05
Liebert | Liebert | PX0231A1*S* |  | 72000 | 2.29 | 2.1 | Federally-Regulated Commercial & Industrial Equipment | 2016-02-05 | [5 empty] | 2018-09-05
Liebert | Liebert | PX0231A1*S* |  | 72200 | 2.42 | 2.1 | Federally-Regulated Commercial & Industrial Equipment | 2016-02-05 | [5 empty] | 2018-09-05
Liebert | Liebert | PX0232A1*D* |  | 71900 | 2.2 | 2.1 | Federally-Regulated Commercial & Industrial Equipment | 2016-02-05 | [5 empty] | 2018-09-05
Liebert | Liebert | PX0232A1*D* |  | 72100 | 2.32 | 2.1 | Federally-Regulated Commercial & Industrial Equipment | 2016-02-05 | [5 empty] | 2018-09-05
Liebert | Liebert | PX0232A1*S* |  | 72000 | 2.29 | 2.1 | Federally-Regulated Commercial & Industrial Equipment | 2016-02-05 | [5 empty] | 2018-09-05
Liebert | Liebert | PX0232A1*S* |  | 72200 | 2.42 | 2.1 | Federally-Regulated Commercial & Industrial Equipment | 2016-02-05 | [5 empty] | 2018-09-05
Liebert | Liebert | PX0233A1*D* |  | 71900 | 2.2 | 2.1 | Federally-Regulated Commercial & Industrial Equipment | 2016-02-05 | [5 empty] | 2018-09-05
Liebert | Liebert | PX0233A1*D* |  | 72100 | 2.32 | 2.1 | Federally-Regulated Commercial & Industrial Equipment | 2016-02-05 | [5 empty] | 2018-09-05
Liebert | Liebert | PX0233A1*S* |  | 72000 | 2.29 | 2.1 | Federally-Regulated Commercial & Industrial Equipment | 2016-02-05 | [5 empty] | 2018-09-05
Liebert | Liebert | PX0233A1*S* |  | 72200 | 2.42 | 2.1 | Federally-Regulated Commercial & Industrial Equipment | 2016-02-05 | [5 empty] | 2018-09-05
Liebert | Liebert | PX023DA1*8* |  | 71900 | 2.2 | 2.1 | Federally-Regulated Commercial & Industrial Equipment | 2016-02-05 | [5 empty] | 2018-09-05
Liebert | Liebert | PX023DA1*8* |  | 72100 | 2.32 | 2.1 | Federally-Regulated Commercial & Industrial Equipment | 2016-02-05 | [5 empty] | 2018-09-05
Liebert | Liebert | PX023HA1*8* |  | 71900 | 2.2 | 2.1 | Federally-Regulated Commercial & Industrial Equipment | 2016-02-05 | [5 empty] | 2018-09-05
Liebert | Liebert | PX023HA1*8* |  | 72100 | 2.32 | 2.1 | Federally-Regulated Commercial & Industrial Equipment | 2016-02-05 | [5 empty] | 2018-09-05
Liebert | Liebert | PX0231A1*8* |  | 71900 | 2.2 | 2.1 | Federally-Regulated Commercial & Industrial Equipment | 2016-02-05 | [5 empty] | 2018-09-05
Liebert | Liebert | PX0231A1*8* |  | 72100 | 2.32 | 2.1 | Federally-Regulated Commercial & Industrial Equipment | 2016-02-05 | [5 empty] | 2018-09-05
Liebert | Liebert | PX0232A1*8* |  | 71900 | 2.2 | 2.1 | Federally-Regulated Commercial & Industrial Equipment | 2016-02-05 | [5 empty] | 2018-09-05
Liebert | Liebert | PX0232A1*8* |  | 72100 | 2.32 | 2.1 | Federally-Regulated Commercial & Industrial Equipment | 2016-02-05 | [5 empty] | 2018-09-05
Liebert | Liebert | PX0233A1*8* |  | 71900 | 2.2 | 2.1 | Federally-Regulated Commercial & Industrial Equipment | 2016-02-05 | [5 empty] | 2018-09-05
Liebert | Liebert | PX0233A1*8* |  | 72100 | 2.32 | 2.1 | Federally-Regulated Commercial & Industrial Equipment | 2016-02-05 | [5 empty] | 2018-09-05
Liebert | Liebert | PX029DA1*D* |  | 92200 | 2.17 | 2.1 | Federally-Regulated Commercial & Industrial Equipment | 2016-02-05 | [5 empty] | 2018-09-05
Liebert | Liebert | PX029DA1*D* |  | 92500 | 2.29 | 2.1 | Federally-Regulated Commercial & Industrial Equipment | 2016-02-05 | [5 empty] | 2018-09-05
Liebert | Liebert | PX029DA1*S* |  | 92300 | 2.23 | 2.1 | Federally-Regulated Commercial & Industrial Equipment | 2016-02-05 | [5 empty] | 2018-09-05
Liebert | Liebert | PX029DA1*S* |  | 92700 | 2.36 | 2.1 | Federally-Regulated Commercial & Industrial Equipment | 2016-02-05 | [5 empty] | 2018-09-05
Liebert | Liebert | PX029HA1*D* |  | 92200 | 2.17 | 2.1 | Federally-Regulated Commercial & Industrial Equipment | 2016-02-05 | [5 empty] | 2018-09-05
Liebert | Liebert | PX029HA1*D* |  | 92500 | 2.29 | 2.1 | Federally-Regulated Commercial & Industrial Equipment | 2016-02-05 | [5 empty] | 2018-09-05
Liebert | Liebert | PX029HA1*S* |  | 92300 | 2.23 | 2.1 | Federally-Regulated Commercial & Industrial Equipment | 2016-02-05 | [5 empty] | 2018-09-05
Liebert | Liebert | PX029HA1*S* |  | 92700 | 2.36 | 2.1 | Federally-Regulated Commercial & Industrial Equipment | 2016-02-05 | [5 empty] | 2018-09-05
Liebert | Liebert | PX0291A1*D* |  | 92200 | 2.17 | 2.1 | Federally-Regulated Commercial & Industrial Equipment | 2016-02-05 | [5 empty] | 2018-09-05
Liebert | Liebert | PX0291A1*D* |  | 92500 | 2.29 | 2.1 | Federally-Regulated Commercial & Industrial Equipment | 2016-02-05 | [5 empty] | 2018-09-05
Liebert | Liebert | PX0291A1*S* |  | 92300 | 2.23 | 2.1 | Federally-Regulated Commercial & Industrial Equipment | 2016-02-05 | [5 empty] | 2018-09-05
Liebert | Liebert | PX0291A1*S* |  | 92700 | 2.36 | 2.1 | Federally-Regulated Commercial & Industrial Equipment | 2016-02-05 | [5 empty] | 2018-09-05
Liebert | Liebert | PX0292A1*D* |  | 92200 | 2.17 | 2.1 | Federally-Regulated Commercial & Industrial Equipment | 2016-02-05 | [5 empty] | 2018-09-05
Liebert | Liebert | PX0292A1*D* |  | 92500 | 2.29 | 2.1 | Federally-Regulated Commercial & Industrial Equipment | 2016-02-05 | [5 empty] | 2018-09-05
Liebert | Liebert | PX0292A1*S* |  | 92300 | 2.23 | 2.1 | Federally-Regulated Commercial & Industrial Equipment | 2016-02-05 | [5 empty] | 2018-09-05
Liebert | Liebert | PX0292A1*S* |  | 92700 | 2.36 | 2.1 | Federally-Regulated Commercial & Industrial Equipment | 2016-02-05 | [5 empty] | 2018-09-05
Liebert | Liebert | PX0293A1*D* |  | 92200 | 2.17 | 2.1 | Federally-Regulated Commercial & Industrial Equipment | 2016-02-05 | [5 empty] | 2018-09-05
Liebert | Liebert | PX0293A1*D* |  | 92500 | 2.29 | 2.1 | Federally-Regulated Commercial & Industrial Equipment | 2016-02-05 | [5 empty] | 2018-09-05
Liebert | Liebert | PX0293A1*S* |  | 92300 | 2.23 | 2.1 | Federally-Regulated Commercial & Industrial Equipment | 2016-02-05 | [5 empty] | 2018-09-05
Liebert | Liebert | PX0293A1*S* |  | 92700 | 2.36 | 2.1 | Federally-Regulated Commercial & Industrial Equipment | 2016-02-05 | [5 empty] | 2018-09-05
Liebert | Liebert | PX029DA1*8* |  | 92200 | 2.17 | 2.1 | Federally-Regulated Commercial & Industrial Equipment | 2016-02-05 | [5 empty] | 2018-09-05
Liebert | Liebert | PX029DA1*8* |  | 92500 | 2.29 | 2.1 | Federally-Regulated Commercial & Industrial Equipment | 2016-02-05 | [5 empty] | 2018-09-05
Liebert | Liebert | PX029HA1*8* |  | 92200 | 2.17 | 2.1 | Federally-Regulated Commercial & Industrial Equipment | 2016-02-05 | [5 empty] | 2018-09-05
Liebert | Liebert | PX029HA1*8* |  | 92500 | 2.29 | 2.1 | Federally-Regulated Commercial & Industrial Equipment | 2016-02-05 | [5 empty] | 2018-09-05
Liebert | Liebert | PX0291A1*8* |  | 92200 | 2.17 | 2.1 | Federally-Regulated Commercial & Industrial Equipment | 2016-02-05 | [5 empty] | 2018-09-05
Liebert | Liebert | PX0291A1*8* |  | 92500 | 2.29 | 2.1 | Federally-Regulated Commercial & Industrial Equipment | 2016-02-05 | [5 empty] | 2018-09-05
Liebert | Liebert | PX0292A1*8* |  | 92200 | 2.17 | 2.1 | Federally-Regulated Commercial & Industrial Equipment | 2016-02-05 | [5 empty] | 2018-09-05
Liebert | Liebert | PX0292A1*8* |  | 92500 | 2.29 | 2.1 | Federally-Regulated Commercial & Industrial Equipment | 2016-02-05 | [5 empty] | 2018-09-05
Liebert | Liebert | PX0293A1*8* |  | 92200 | 2.17 | 2.1 | Federally-Regulated Commercial & Industrial Equipment | 2016-02-05 | [5 empty] | 2018-09-05
Liebert | Liebert | PX0293A1*8* |  | 92500 | 2.29 | 2.1 | Federally-Regulated Commercial & Industrial Equipment | 2016-02-05 | [5 empty] | 2018-09-05
Liebert | Liebert | DS105KV*1* | TRUE | 280300 | 2.46 | 2.35 | Federally-Regulated Commercial & Industrial Equipment | 2016-05-24 | [5 empty] | 2018-09-05
Liebert | Liebert | DS105KV*1* | TRUE | 263400 | 2.06 | 2.05 | Federally-Regulated Commercial & Industrial Equipment | 2016-05-24 | [5 empty] | 2018-09-05
Liebert | Liebert | DA080DA1**** |  | 222120 | 2.71 | 2.1 | Federally-Regulated Commercial & Industrial Equipment | 2016-07-13 | [5 empty] | 2018-09-05
Liebert | Liebert | DA085DA1**** |  | 239180 | 2.43 | 2.1 | Federally-Regulated Commercial & Industrial Equipment | 2016-07-13 | [5 empty] | 2018-09-05
Liebert | Liebert | DA125DA1**** |  | 381800 | 2.82 | 1.9 | Federally-Regulated Commercial & Industrial Equipment | 2016-07-13 | [5 empty] | 2018-09-05
Liebert | Liebert | DA150DA1**** |  | 464710 | 2.61 | 1.9 | Federally-Regulated Commercial & Industrial Equipment | 2016-07-13 | [5 empty] | 2018-09-05
Liebert | Liebert | DA165DA1**** |  | 485860 | 2.44 | 1.9 | Federally-Regulated Commercial & Industrial Equipment | 2016-07-13 | [5 empty] | 2018-09-05
Liebert | Liebert | DS028AD*1* |  | 96210 | 2.62 | 2.1 | Federally-Regulated Commercial & Industrial Equipment | 2016-07-13 | [5 empty] | 2018-09-05
Liebert | Liebert | DS028AS*1* |  | 95870 | 2.83 | 2.1 | Federally-Regulated Commercial & Industrial Equipment | 2016-07-13 | [5 empty] | 2018-09-05
Liebert | Liebert | DS028AU*1* |  | 106110 | 2.54 | 2.1 | Federally-Regulated Commercial & Industrial Equipment | 2016-07-13 | [5 empty] | 2018-09-05
Liebert | Liebert | DS035AD*1* |  | 110540 | 2.5 | 2.1 | Federally-Regulated Commercial & Industrial Equipment | 2016-07-13 | [5 empty] | 2018-09-05
Liebert | Liebert | DS035AS*1* |  | 112590 | 2.66 | 2.1 | Federally-Regulated Commercial & Industrial Equipment | 2016-07-13 | [5 empty] | 2018-09-05
Liebert | Liebert | DS035AU*1* |  | 113610 | 2.59 | 2.1 | Federally-Regulated Commercial & Industrial Equipment | 2016-07-13 | [5 empty] | 2018-09-05
Liebert | Liebert | DS042AD*1* |  | 125220 | 2.32 | 2.1 | Federally-Regulated Commercial & Industrial Equipment | 2016-07-13 | [5 empty] | 2018-09-05
Liebert | Liebert | DS042AS*1* |  | 125900 | 2.46 | 2.1 | Federally-Regulated Commercial & Industrial Equipment | 2016-07-13 | [5 empty] | 2018-09-05
Liebert | Liebert | DS042AU*1* |  | 129310 | 2.35 | 2.1 | Federally-Regulated Commercial & Industrial Equipment | 2016-07-13 | [5 empty] | 2018-09-05
Liebert | Liebert | DS053AD*1* |  | 173670 | 2.63 | 2.1 | Federally-Regulated Commercial & Industrial Equipment | 2016-07-13 | [5 empty] | 2018-09-05
Liebert | Liebert | DS053AS*1* |  | 177080 | 2.63 | 2.1 | Federally-Regulated Commercial & Industrial Equipment | 2016-07-13 | [5 empty] | 2018-09-05
Liebert | Liebert | DS053AU*1* |  | 172300 | 2.68 | 2.1 | Federally-Regulated Commercial & Industrial Equipment | 2016-07-13 | [5 empty] | 2018-09-05
Liebert | Liebert | DS070AD*1* |  | 207440 | 2.3 | 2.1 | Federally-Regulated Commercial & Industrial Equipment | 2016-07-13 | [5 empty] | 2018-09-05
Liebert | Liebert | DS070AS*1* |  | 209490 | 2.32 | 2.1 | Federally-Regulated Commercial & Industrial Equipment | 2016-07-13 | [5 empty] | 2018-09-05
Liebert | Liebert | DS070AU*1* |  | 202330 | 2.43 | 2.1 | Federally-Regulated Commercial & Industrial Equipment | 2016-07-13 | [5 empty] | 2018-09-05
Liebert | Liebert | DS077AS*1* |  | 226210 | 2.1 | 2.1 | Federally-Regulated Commercial & Industrial Equipment | 2016-07-13 | [5 empty] | 2018-09-05
Liebert | Liebert | DS077AU*1* |  | 221780 | 2.15 | 2.1 | Federally-Regulated Commercial & Industrial Equipment | 2016-07-13 | [5 empty] | 2018-09-05
Liebert | Liebert | DS105AS*1* |  | 276370 | 1.92 | 1.9 | Federally-Regulated Commercial & Industrial Equipment | 2016-07-13 | [5 empty] | 2018-09-05
Liebert | Liebert | DS105AU*1* |  | 283870 | 1.9 | 1.9 | Federally-Regulated Commercial & Industrial Equipment | 2016-07-13 | [5 empty] | 2018-09-05
Liebert | Liebert | VS028AD*0* |  | 95190 | 2.35 | 1.99 | Federally-Regulated Commercial & Industrial Equipment | 2016-07-13 | [5 empty] | 2018-09-05
Liebert | Liebert | VS028AD*1* |  | 96210 | 2.45 | 1.99 | Federally-Regulated Commercial & Industrial Equipment | 2016-07-13 | [5 empty] | 2018-09-05
Liebert | Liebert | VS028AS*0* |  | 94850 | 2.52 | 1.99 | Federally-Regulated Commercial & Industrial Equipment | 2016-07-13 | [5 empty] | 2018-09-05
Liebert | Liebert | VS028AS*1* |  | 95870 | 2.63 | 1.99 | Federally-Regulated Commercial & Industrial Equipment | 2016-07-13 | [5 empty] | 2018-09-05
Liebert | Liebert | VS028AU*0* |  | 105080 | 2.31 | 1.99 | Federally-Regulated Commercial & Industrial Equipment | 2016-07-13 | [5 empty] | 2018-09-05
Liebert | Liebert | VS028AU*1* |  | 106110 | 2.4 | 1.99 | Federally-Regulated Commercial & Industrial Equipment | 2016-07-13 | [5 empty] | 2018-09-05
Liebert | Liebert | VS035AD*0* |  | 108840 | 2.21 | 1.99 | Federally-Regulated Commercial & Industrial Equipment | 2016-07-13 | [5 empty] | 2018-09-05
Liebert | Liebert | VS035AD*1* |  | 110890 | 2.35 | 1.99 | Federally-Regulated Commercial & Industrial Equipment | 2016-07-13 | [5 empty] | 2018-09-05
Liebert | Liebert | VS035AS*0* |  | 103040 | 2.17 | 1.99 | Federally-Regulated Commercial & Industrial Equipment | 2016-07-13 | [5 empty] | 2018-09-05
Liebert | Liebert | VS035AS*1* |  | 112930 | 2.49 | 1.99 | Federally-Regulated Commercial & Industrial Equipment | 2016-07-13 | [5 empty] | 2018-09-05
Liebert | Liebert | VS035AU*0* |  | 111910 | 2.3 | 1.99 | Federally-Regulated Commercial & Industrial Equipment | 2016-07-13 | [5 empty] | 2018-09-05
Liebert | Liebert | VS035AU*1* |  | 113960 | 2.44 | 1.99 | Federally-Regulated Commercial & Industrial Equipment | 2016-07-13 | [5 empty] | 2018-09-05
Liebert | Liebert | VS042AD*0* |  | 122490 | 2.01 | 1.99 | Federally-Regulated Commercial & Industrial Equipment | 2016-07-13 | [5 empty] | 2018-09-05
Liebert | Liebert | VS042AD*1* |  | 125900 | 2.19 | 1.99 | Federally-Regulated Commercial & Industrial Equipment | 2016-07-13 | [5 empty] | 2018-09-05
Liebert | Liebert | VS042AS*0* |  | 122830 | 2.13 | 1.99 | Federally-Regulated Commercial & Industrial Equipment | 2016-07-13 | [5 empty] | 2018-09-05
Liebert | Liebert | VS042AS*1* |  | 126240 | 2.33 | 1.99 | Federally-Regulated Commercial & Industrial Equipment | 2016-07-13 | [5 empty] | 2018-09-05
Liebert | Liebert | VS042AU*0* |  | 126580 | 2.05 | 1.99 | Federally-Regulated Commercial & Industrial Equipment | 2016-07-13 | [5 empty] | 2018-09-05
Liebert | Liebert | VS042AU*1* |  | 129990 | 2.23 | 1.99 | Federally-Regulated Commercial & Industrial Equipment | 2016-07-13 | [5 empty] | 2018-09-05
Liebert | Liebert | VS053AD*0* |  | 172980 | 2.45 | 1.99 | Federally-Regulated Commercial & Industrial Equipment | 2016-07-13 | [5 empty] | 2018-09-05
Liebert | Liebert | VS053AD*1* |  | 173670 | 2.47 | 1.99 | Federally-Regulated Commercial & Industrial Equipment | 2016-07-13 | [5 empty] | 2018-09-05
Liebert | Liebert | VS053AS*0* |  | 176400 | 2.45 | 1.99 | Federally-Regulated Commercial & Industrial Equipment | 2016-07-13 | [5 empty] | 2018-09-05
Liebert | Liebert | VS053AS*1* |  | 177080 | 2.48 | 1.99 | Federally-Regulated Commercial & Industrial Equipment | 2016-07-13 | [5 empty] | 2018-09-05
Liebert | Liebert | VS053AU*0* |  | 171960 | 2.49 | 1.99 | Federally-Regulated Commercial & Industrial Equipment | 2016-07-13 | [5 empty] | 2018-09-05
Liebert | Liebert | VS053AU*1* |  | 172640 | 2.52 | 1.99 | Federally-Regulated Commercial & Industrial Equipment | 2016-07-13 | [5 empty] | 2018-09-05
Liebert | Liebert | VS070AD*0* |  | 207440 | 2.16 | 1.99 | Federally-Regulated Commercial & Industrial Equipment | 2016-07-13 | [5 empty] | 2018-09-05
Liebert | Liebert | VS070AD*1* |  | 208470 | 2.2 | 1.99 | Federally-Regulated Commercial & Industrial Equipment | 2016-07-13 | [5 empty] | 2018-09-05
Liebert | Liebert | VS070AS*0* |  | 209830 | 2.18 | 1.99 | Federally-Regulated Commercial & Industrial Equipment | 2016-07-13 | [5 empty] | 2018-09-05
Liebert | Liebert | VS070AS*1* |  | 210860 | 2.21 | 1.99 | Federally-Regulated Commercial & Industrial Equipment | 2016-07-13 | [5 empty] | 2018-09-05
Liebert | Liebert | VS070AU*0* |  | 202330 | 2.26 | 1.99 | Federally-Regulated Commercial & Industrial Equipment | 2016-07-13 | [5 empty] | 2018-09-05
Liebert | Liebert | VS070AU*1* |  | 203350 | 2.3 | 1.99 | Federally-Regulated Commercial & Industrial Equipment | 2016-07-13 | [5 empty] | 2018-09-05
Liebert | Liebert | VS077AS*0* |  | 223480 | 1.99 | 1.99 | Federally-Regulated Commercial & Industrial Equipment | 2016-07-13 | [5 empty] | 2018-09-05
Liebert | Liebert | VS077AS*1* |  | 224500 | 2.02 | 1.99 | Federally-Regulated Commercial & Industrial Equipment | 2016-07-13 | [5 empty] | 2018-09-05
Liebert | Liebert | VS077AU*0* |  | 219050 | 2.05 | 1.99 | Federally-Regulated Commercial & Industrial Equipment | 2016-07-13 | [5 empty] | 2018-09-05
Liebert | Liebert | VS077AU*1* |  | 220210 | 2.08 | 1.99 | Federally-Regulated Commercial & Industrial Equipment | 2016-07-13 | [5 empty] | 2018-09-05
Liebert | Liebert | VS105AS*0* |  | 277050 | 1.84 | 1.79 | Federally-Regulated Commercial & Industrial Equipment | 2016-07-13 | [5 empty] | 2018-09-05
Liebert | Liebert | VS105AS*1* |  | 275000 | 1.87 | 1.79 | Federally-Regulated Commercial & Industrial Equipment | 2016-07-13 | [5 empty] | 2018-09-05
Liebert | Liebert | VS105AU*0* |  | 276030 | 1.81 | 1.79 | Federally-Regulated Commercial & Industrial Equipment | 2016-07-13 | [5 empty] | 2018-09-05
Liebert | Liebert | VS105AU*1* |  | 273980 | 1.84 | 1.79 | Federally-Regulated Commercial & Industrial Equipment | 2016-07-13 | [5 empty] | 2018-09-05
Liebert | Liebert | DA080DP1**** |  | 222120 | 2.71 | 2.1 | Federally-Regulated Commercial & Industrial Equipment | 2016-07-13 | [5 empty] | 2018-09-05
Liebert | Liebert | DA080UA1**** |  | 191800 | 2.29 | 1.99 | Federally-Regulated Commercial & Industrial Equipment | 2016-07-13 | [5 empty] | 2018-09-05
Liebert | Liebert | DA080UP1**** |  | 191800 | 2.29 | 1.99 | Federally-Regulated Commercial & Industrial Equipment | 2016-07-13 | [5 empty] | 2018-09-05
Liebert | Liebert | DA085DP1**** |  | 239180 | 2.43 | 2.1 | Federally-Regulated Commercial & Industrial Equipment | 2016-07-13 | [5 empty] | 2018-09-05
Liebert | Liebert | DA085UA1**** |  | 206200 | 2.07 | 1.99 | Federally-Regulated Commercial & Industrial Equipment | 2016-07-13 | [5 empty] | 2018-09-05
Liebert | Liebert | DA085UP1**** |  | 206200 | 2.07 | 1.99 | Federally-Regulated Commercial & Industrial Equipment | 2016-07-13 | [5 empty] | 2018-09-05
Liebert | Liebert | DA125DP1**** |  | 381800 | 2.82 | 1.9 | Federally-Regulated Commercial & Industrial Equipment | 2016-07-13 | [5 empty] | 2018-09-05
Liebert | Liebert | DA150DP1**** |  | 464710 | 2.61 | 1.9 | Federally-Regulated Commercial & Industrial Equipment | 2016-07-13 | [5 empty] | 2018-09-05
Liebert | Liebert | DA165DP1**** |  | 485860 | 2.44 | 1.9 | Federally-Regulated Commercial & Industrial Equipment | 2016-07-13 | [5 empty] | 2018-09-05
Liebert | Liebert | DS028WD*1* | FALSE | 99970 | 3.29 | 2.5 | Federally-Regulated Commercial & Industrial Equipment | 2016-07-13 | [5 empty] | 2018-09-05
Liebert | Liebert | DS028WS*1* | FALSE | 98940 | 3.59 | 2.5 | Federally-Regulated Commercial & Industrial Equipment | 2016-07-13 | [5 empty] | 2018-09-05
Liebert | Liebert | DS028WU*1* | FALSE | 109860 | 3.14 | 2.5 | Federally-Regulated Commercial & Industrial Equipment | 2016-07-13 | [5 empty] | 2018-09-05
Liebert | Liebert | DS035WD*1* | FALSE | 116000 | 2.96 | 2.5 | Federally-Regulated Commercial & Industrial Equipment | 2016-07-13 | [5 empty] | 2018-09-05
Liebert | Liebert | DS035WS*1* | FALSE | 113960 | 3.22 | 2.5 | Federally-Regulated Commercial & Industrial Equipment | 2016-07-13 | [5 empty] | 2018-09-05
Liebert | Liebert | DS035WU*1* | FALSE | 118050 | 3.2 | 2.5 | Federally-Regulated Commercial & Industrial Equipment | 2016-07-13 | [5 empty] | 2018-09-05
Liebert | Liebert | DS042WD*1* | FALSE | 132200 | 2.86 | 2.5 | Federally-Regulated Commercial & Industrial Equipment | 2016-07-13 | [5 empty] | 2018-09-05
Liebert | Liebert | DS042WS*1* | FALSE | 132800 | 3.11 | 2.5 | Federally-Regulated Commercial & Industrial Equipment | 2016-07-13 | [5 empty] | 2018-09-05
Liebert | Liebert | DS042WU*1* | FALSE | 137500 | 2.92 | 2.5 | Federally-Regulated Commercial & Industrial Equipment | 2016-07-13 | [5 empty] | 2018-09-05
Liebert | Liebert | DS053WD*1* | FALSE | 179470 | 3.38 | 2.5 | Federally-Regulated Commercial & Industrial Equipment | 2016-07-13 | [5 empty] | 2018-09-05
Liebert | Liebert | DS053WS*1* | FALSE | 180490 | 3.38 | 2.5 | Federally-Regulated Commercial & Industrial Equipment | 2016-07-13 | [5 empty] | 2018-09-05
Liebert | Liebert | DS053WU*1* | FALSE | 177080 | 3.37 | 2.5 | Federally-Regulated Commercial & Industrial Equipment | 2016-07-13 | [5 empty] | 2018-09-05
Liebert | Liebert | DS070WD*1* | FALSE | 214270 | 2.92 | 2.5 | Federally-Regulated Commercial & Industrial Equipment | 2016-07-13 | [5 empty] | 2018-09-05
Liebert | Liebert | DS070WS*1* | FALSE | 215970 | 2.94 | 2.5 | Federally-Regulated Commercial & Industrial Equipment | 2016-07-13 | [5 empty] | 2018-09-05
Liebert | Liebert | DS070WU*1* | FALSE | 209830 | 2.96 | 2.5 | Federally-Regulated Commercial & Industrial Equipment | 2016-07-13 | [5 empty] | 2018-09-05
Liebert | Liebert | DS077WU*1* | FALSE | 232010 | 2.65 | 2.5 | Federally-Regulated Commercial & Industrial Equipment | 2016-07-13 | [5 empty] | 2018-09-05
Liebert | Liebert | VS028WD*0* | FALSE | 97240 | 2.86 | 2.39 | Federally-Regulated Commercial & Industrial Equipment | 2016-07-13 | [5 empty] | 2018-09-05
Liebert | Liebert | VS028WD*1* | FALSE | 98260 | 2.99 | 2.39 | Federally-Regulated Commercial & Industrial Equipment | 2016-07-13 | [5 empty] | 2018-09-05
Liebert | Liebert | VS028WS*0* | FALSE | 96210 | 3.09 | 2.39 | Federally-Regulated Commercial & Industrial Equipment | 2016-07-13 | [5 empty] | 2018-09-05
Liebert | Liebert | VS028WS*1* | FALSE | 97240 | 3.24 | 2.39 | Federally-Regulated Commercial & Industrial Equipment | 2016-07-13 | [5 empty] | 2018-09-05
Liebert | Liebert | VS028WU*0* | FALSE | 107470 | 2.78 | 2.39 | Federally-Regulated Commercial & Industrial Equipment | 2016-07-13 | [5 empty] | 2018-09-05
Liebert | Liebert | VS028WU*1* | FALSE | 108500 | 2.89 | 2.39 | Federally-Regulated Commercial & Industrial Equipment | 2016-07-13 | [5 empty] | 2018-09-05
Liebert | Liebert | VS035WD*0* | FALSE | 112930 | 2.55 | 2.39 | Federally-Regulated Commercial & Industrial Equipment | 2016-07-13 | [5 empty] | 2018-09-05
Liebert | Liebert | VS035WD*1* | FALSE | 114640 | 2.72 | 2.39 | Federally-Regulated Commercial & Industrial Equipment | 2016-07-13 | [5 empty] | 2018-09-05
Liebert | Liebert | VS035WS*0* | FALSE | 110540 | 2.85 | 2.39 | Federally-Regulated Commercial & Industrial Equipment | 2016-07-13 | [5 empty] | 2018-09-05
Liebert | Liebert | VS035WS*1* | FALSE | 112590 | 2.94 | 2.39 | Federally-Regulated Commercial & Industrial Equipment | 2016-07-13 | [5 empty] | 2018-09-05
Liebert | Liebert | VS035WU*0* | FALSE | 114640 | 2.75 | 2.39 | Federally-Regulated Commercial & Industrial Equipment | 2016-07-13 | [5 empty] | 2018-09-05
Liebert | Liebert | VS035WU*1* | FALSE | 116340 | 2.93 | 2.39 | Federally-Regulated Commercial & Industrial Equipment | 2016-07-13 | [5 empty] | 2018-09-05
Liebert | Liebert | VS042WD*0* | FALSE | 128300 | 2.43 | 2.39 | Federally-Regulated Commercial & Industrial Equipment | 2016-07-13 | [5 empty] | 2018-09-05
Liebert | Liebert | VS042WD*1* | FALSE | 131800 | 2.67 | 2.39 | Federally-Regulated Commercial & Industrial Equipment | 2016-07-13 | [5 empty] | 2018-09-05
Liebert | Liebert | VS042WS*0* | FALSE | 128900 | 2.62 | 2.39 | Federally-Regulated Commercial & Industrial Equipment | 2016-07-13 | [5 empty] | 2018-09-05
Liebert | Liebert | VS042WS*1* | FALSE | 132400 | 2.89 | 2.39 | Federally-Regulated Commercial & Industrial Equipment | 2016-07-13 | [5 empty] | 2018-09-05
Liebert | Liebert | VS042WU*0* | FALSE | 134000 | 2.5 | 2.39 | Federally-Regulated Commercial & Industrial Equipment | 2016-07-13 | [5 empty] | 2018-09-05
Liebert | Liebert | VS042WU*1* | FALSE | 137500 | 2.74 | 2.39 | Federally-Regulated Commercial & Industrial Equipment | 2016-07-13 | [5 empty] | 2018-09-05
Liebert | Liebert | VS053WD*0* | FALSE | 177080 | 3.07 | 2.39 | Federally-Regulated Commercial & Industrial Equipment | 2016-07-13 | [5 empty] | 2018-09-05
Liebert | Liebert | VS053WD*1* | FALSE | 177420 | 3.11 | 2.39 | Federally-Regulated Commercial & Industrial Equipment | 2016-07-13 | [5 empty] | 2018-09-05
Liebert | Liebert | VS053WS*0* | FALSE | 177760 | 3.06 | 2.39 | Federally-Regulated Commercial & Industrial Equipment | 2016-07-13 | [5 empty] | 2018-09-05
Liebert | Liebert | VS053WS*1* | FALSE | 178100 | 3.1 | 2.39 | Federally-Regulated Commercial & Industrial Equipment | 2016-07-13 | [5 empty] | 2018-09-05
Liebert | Liebert | VS053WU*0* | FALSE | 174350 | 3.05 | 2.39 | Federally-Regulated Commercial & Industrial Equipment | 2016-07-13 | [5 empty] | 2018-09-05
Liebert | Liebert | VS053WU*1* | FALSE | 174690 | 3.09 | 2.39 | Federally-Regulated Commercial & Industrial Equipment | 2016-07-13 | [5 empty] | 2018-09-05
Liebert | Liebert | VS070WD*0* | FALSE | 211540 | 2.69 | 2.39 | Federally-Regulated Commercial & Industrial Equipment | 2016-07-13 | [5 empty] | 2018-09-05
Liebert | Liebert | VS070WD*1* | FALSE | 212220 | 2.73 | 2.39 | Federally-Regulated Commercial & Industrial Equipment | 2016-07-13 | [5 empty] | 2018-09-05
Liebert | Liebert | VS070WS*0* | FALSE | 213250 | 2.7 | 2.39 | Federally-Regulated Commercial & Industrial Equipment | 2016-07-13 | [5 empty] | 2018-09-05
Liebert | Liebert | VS070WS*1* | FALSE | 213930 | 2.74 | 2.39 | Federally-Regulated Commercial & Industrial Equipment | 2016-07-13 | [5 empty] | 2018-09-05
Liebert | Liebert | VS070WU*0* | FALSE | 207100 | 2.71 | 2.39 | Federally-Regulated Commercial & Industrial Equipment | 2016-07-13 | [5 empty] | 2018-09-05
Liebert | Liebert | VS070WU*1* | FALSE | 207790 | 2.76 | 2.39 | Federally-Regulated Commercial & Industrial Equipment | 2016-07-13 | [5 empty] | 2018-09-05
Liebert | Liebert | VS077WU*0* | FALSE | 225530 | 2.49 | 2.39 | Federally-Regulated Commercial & Industrial Equipment | 2016-07-13 | [5 empty] | 2018-09-05
Liebert | Liebert | VS077WU*1* | FALSE | 226210 | 2.53 | 2.39 | Federally-Regulated Commercial & Industrial Equipment | 2016-07-13 | [5 empty] | 2018-09-05
Liebert | Liebert | DS028HD*1* | TRUE | 90750 | 2.39 | 2.1 | Federally-Regulated Commercial & Industrial Equipment | 2016-07-13 | [5 empty] | 2018-09-05
Liebert | Liebert | DS028HU*1* | TRUE | 98600 | 2.36 | 2.1 | Federally-Regulated Commercial & Industrial Equipment | 2016-07-13 | [5 empty] | 2018-09-05
Liebert | Liebert | DS028KD*1* | TRUE | 90750 | 2.39 | 2.1 | Federally-Regulated Commercial & Industrial Equipment | 2016-07-13 | [5 empty] | 2018-09-05
Liebert | Liebert | DS028KU*1* | TRUE | 98600 | 2.36 | 2.1 | Federally-Regulated Commercial & Industrial Equipment | 2016-07-13 | [5 empty] | 2018-09-05
Liebert | Liebert | DS028WD*1* | FALSE | 91440 | 2.45 | 2.15 | Federally-Regulated Commercial & Industrial Equipment | 2016-07-13 | [5 empty] | 2018-09-05
Liebert | Liebert | DS028WS*1* | FALSE | 90410 | 2.54 | 2.15 | Federally-Regulated Commercial & Industrial Equipment | 2016-07-13 | [5 empty] | 2018-09-05
Liebert | Liebert | DS028WU*1* | FALSE | 99280 | 2.42 | 2.15 | Federally-Regulated Commercial & Industrial Equipment | 2016-07-13 | [5 empty] | 2018-09-05
Liebert | Liebert | DS035HD*1* | TRUE | 105430 | 2.15 | 2.1 | Federally-Regulated Commercial & Industrial Equipment | 2016-07-13 | [5 empty] | 2018-09-05
Liebert | Liebert | DS035HU*1* | TRUE | 105430 | 2.39 | 2.1 | Federally-Regulated Commercial & Industrial Equipment | 2016-07-13 | [5 empty] | 2018-09-05
Liebert | Liebert | DS035KD*1* | TRUE | 105430 | 2.15 | 2.1 | Federally-Regulated Commercial & Industrial Equipment | 2016-07-13 | [5 empty] | 2018-09-05
Liebert | Liebert | DS035KU*1* | TRUE | 105430 | 2.39 | 2.1 | Federally-Regulated Commercial & Industrial Equipment | 2016-07-13 | [5 empty] | 2018-09-05
Liebert | Liebert | DS035WD*1* | FALSE | 106450 | 2.21 | 2.15 | Federally-Regulated Commercial & Industrial Equipment | 2016-07-13 | [5 empty] | 2018-09-05
Liebert | Liebert | DS035WS*1* | FALSE | 104400 | 2.35 | 2.15 | Federally-Regulated Commercial & Industrial Equipment | 2016-07-13 | [5 empty] | 2018-09-05
Liebert | Liebert | DS035WU*1* | FALSE | 106450 | 2.47 | 2.15 | Federally-Regulated Commercial & Industrial Equipment | 2016-07-13 | [5 empty] | 2018-09-05
Liebert | Liebert | DS042HD*1* | TRUE | 121500 | 2.11 | 2.1 | Federally-Regulated Commercial & Industrial Equipment | 2016-07-13 | [5 empty] | 2018-09-05
Liebert | Liebert | DS042HU*1* | TRUE | 124900 | 2.22 | 2.1 | Federally-Regulated Commercial & Industrial Equipment | 2016-07-13 | [5 empty] | 2018-09-05
Liebert | Liebert | DS042KD*1* | TRUE | 121500 | 2.11 | 2.1 | Federally-Regulated Commercial & Industrial Equipment | 2016-07-13 | [5 empty] | 2018-09-05
Liebert | Liebert | DS042KU*1* | TRUE | 124900 | 2.22 | 2.1 | Federally-Regulated Commercial & Industrial Equipment | 2016-07-13 | [5 empty] | 2018-09-05
Liebert | Liebert | DS042WD*1* | FALSE | 123100 | 2.2 | 2.15 | Federally-Regulated Commercial & Industrial Equipment | 2016-07-13 | [5 empty] | 2018-09-05
Liebert | Liebert | DS042WS*1* | FALSE | 123500 | 2.33 | 2.15 | Federally-Regulated Commercial & Industrial Equipment | 2016-07-13 | [5 empty] | 2018-09-05
Liebert | Liebert | DS042WU*1* | FALSE | 126300 | 2.31 | 2.15 | Federally-Regulated Commercial & Industrial Equipment | 2016-07-13 | [5 empty] | 2018-09-05
Liebert | Liebert | DS053HD*1* | TRUE | 164790 | 2.49 | 2.1 | Federally-Regulated Commercial & Industrial Equipment | 2016-07-13 | [5 empty] | 2018-09-05
Liebert | Liebert | DS053HU*1* | TRUE | 161380 | 2.57 | 2.1 | Federally-Regulated Commercial & Industrial Equipment | 2016-07-13 | [5 empty] | 2018-09-05
Liebert | Liebert | DS053KD*1* | TRUE | 164790 | 2.49 | 2.1 | Federally-Regulated Commercial & Industrial Equipment | 2016-07-13 | [5 empty] | 2018-09-05
Liebert | Liebert | DS053KU*1* | TRUE | 161380 | 2.57 | 2.1 | Federally-Regulated Commercial & Industrial Equipment | 2016-07-13 | [5 empty] | 2018-09-05
Liebert | Liebert | DS053WD*1* | FALSE | 166500 | 2.58 | 2.15 | Federally-Regulated Commercial & Industrial Equipment | 2016-07-13 | [5 empty] | 2018-09-05
Liebert | Liebert | DS053WS*1* | FALSE | 168210 | 2.58 | 2.15 | Federally-Regulated Commercial & Industrial Equipment | 2016-07-13 | [5 empty] | 2018-09-05
Liebert | Liebert | DS053WU*1* | FALSE | 163430 | 2.68 | 2.15 | Federally-Regulated Commercial & Industrial Equipment | 2016-07-13 | [5 empty] | 2018-09-05
Liebert | Liebert | DS070HD*1* | TRUE | 194820 | 2.14 | 2.1 | Federally-Regulated Commercial & Industrial Equipment | 2016-07-13 | [5 empty] | 2018-09-05
Liebert | Liebert | DS070HU*1* | TRUE | 190040 | 2.26 | 2.1 | Federally-Regulated Commercial & Industrial Equipment | 2016-07-13 | [5 empty] | 2018-09-05
Liebert | Liebert | DS070KD*1* | TRUE | 194820 | 2.14 | 2.1 | Federally-Regulated Commercial & Industrial Equipment | 2016-07-13 | [5 empty] | 2018-09-05
Liebert | Liebert | DS070KU*1* | TRUE | 190040 | 2.26 | 2.1 | Federally-Regulated Commercial & Industrial Equipment | 2016-07-13 | [5 empty] | 2018-09-05
Liebert | Liebert | DS070WD*1* | FALSE | 197210 | 2.23 | 2.15 | Federally-Regulated Commercial & Industrial Equipment | 2016-07-13 | [5 empty] | 2018-09-05
Liebert | Liebert | DS070WS*1* | FALSE | 201300 | 2.28 | 2.15 | Federally-Regulated Commercial & Industrial Equipment | 2016-07-13 | [5 empty] | 2018-09-05
Liebert | Liebert | DS070WU*1* | FALSE | 192770 | 2.37 | 2.15 | Federally-Regulated Commercial & Industrial Equipment | 2016-07-13 | [5 empty] | 2018-09-05
Liebert | Liebert | DS077HU*1* | TRUE | 208810 | 2.13 | 2.1 | Federally-Regulated Commercial & Industrial Equipment | 2016-07-13 | [5 empty] | 2018-09-05
Liebert | Liebert | DS077KU*1* | TRUE | 208810 | 2.13 | 2.1 | Federally-Regulated Commercial & Industrial Equipment | 2016-07-13 | [5 empty] | 2018-09-05
Liebert | Liebert | DS077WU*1* | FALSE | 209600 | 2.15 | 2.15 | Federally-Regulated Commercial & Industrial Equipment | 2016-07-13 | [5 empty] | 2018-09-05
Liebert | Liebert | DS105HV*1* | TRUE | 263400 | 2.06 | 2.05 | Federally-Regulated Commercial & Industrial Equipment | 2016-07-13 | [5 empty] | 2018-09-05
Liebert | Liebert | DS105WV*1* | FALSE | 268200 | 2.15 | 2.1 | Federally-Regulated Commercial & Industrial Equipment | 2016-07-13 | [5 empty] | 2018-09-05
Liebert | Liebert | VS028HD*0* | TRUE | 89730 | 2.17 | 1.99 | Federally-Regulated Commercial & Industrial Equipment | 2016-07-13 | [5 empty] | 2018-09-05
Liebert | Liebert | VS028HD*1* | TRUE | 91100 | 2.26 | 1.99 | Federally-Regulated Commercial & Industrial Equipment | 2016-07-13 | [5 empty] | 2018-09-05
Liebert | Liebert | VS028HU*0* | TRUE | 97580 | 2.16 | 1.99 | Federally-Regulated Commercial & Industrial Equipment | 2016-07-13 | [5 empty] | 2018-09-05
Liebert | Liebert | VS028HU*1* | TRUE | 98600 | 2.24 | 1.99 | Federally-Regulated Commercial & Industrial Equipment | 2016-07-13 | [5 empty] | 2018-09-05
Liebert | Liebert | VS028KD*0* | TRUE | 89730 | 2.17 | 1.99 | Federally-Regulated Commercial & Industrial Equipment | 2016-07-13 | [5 empty] | 2018-09-05
Liebert | Liebert | VS028KD*1* | TRUE | 91100 | 2.26 | 1.99 | Federally-Regulated Commercial & Industrial Equipment | 2016-07-13 | [5 empty] | 2018-09-05
Liebert | Liebert | VS028KU*0* | TRUE | 97580 | 2.16 | 1.99 | Federally-Regulated Commercial & Industrial Equipment | 2016-07-13 | [5 empty] | 2018-09-05
Liebert | Liebert | VS028KU*1* | TRUE | 98600 | 2.24 | 1.99 | Federally-Regulated Commercial & Industrial Equipment | 2016-07-13 | [5 empty] | 2018-09-05
Liebert | Liebert | VS028WD*0* | FALSE | 90070 | 2.2 | 2.04 | Federally-Regulated Commercial & Industrial Equipment | 2016-07-13 | [5 empty] | 2018-09-05
Liebert | Liebert | VS028WD*1* | FALSE | 91440 | 2.29 | 2.04 | Federally-Regulated Commercial & Industrial Equipment | 2016-07-13 | [5 empty] | 2018-09-05
Liebert | Liebert | VS028WS*0* | FALSE | 88710 | 2.26 | 2.04 | Federally-Regulated Commercial & Industrial Equipment | 2016-07-13 | [5 empty] | 2018-09-05
Liebert | Liebert | VS028WS*1* | FALSE | 89730 | 2.36 | 2.04 | Federally-Regulated Commercial & Industrial Equipment | 2016-07-13 | [5 empty] | 2018-09-05
Liebert | Liebert | VS028WU*0* | FALSE | 97920 | 2.18 | 2.04 | Federally-Regulated Commercial & Industrial Equipment | 2016-07-13 | [5 empty] | 2018-09-05
Liebert | Liebert | VS028WU*1* | FALSE | 98940 | 2.26 | 2.04 | Federally-Regulated Commercial & Industrial Equipment | 2016-07-13 | [5 empty] | 2018-09-05
Liebert | Liebert | VS035HD*0* | TRUE | 106800 | 1.99 | 1.99 | Federally-Regulated Commercial & Industrial Equipment | 2016-07-13 | [5 empty] | 2018-09-05
Liebert | Liebert | VS035HD*1* | TRUE | 105430 | 2.03 | 1.99 | Federally-Regulated Commercial & Industrial Equipment | 2016-07-13 | [5 empty] | 2018-09-05
Liebert | Liebert | VS035HU*0* | TRUE | 103380 | 2.12 | 1.99 | Federally-Regulated Commercial & Industrial Equipment | 2016-07-13 | [5 empty] | 2018-09-05
Liebert | Liebert | VS035HU*1* | TRUE | 102700 | 2.19 | 1.99 | Federally-Regulated Commercial & Industrial Equipment | 2016-07-13 | [5 empty] | 2018-09-05
Liebert | Liebert | VS035KD*0* | TRUE | 106800 | 1.99 | 1.99 | Federally-Regulated Commercial & Industrial Equipment | 2016-07-13 | [5 empty] | 2018-09-05
Liebert | Liebert | VS035KD*1* | TRUE | 105430 | 2.03 | 1.99 | Federally-Regulated Commercial & Industrial Equipment | 2016-07-13 | [5 empty] | 2018-09-05
Liebert | Liebert | VS035KU*0* | TRUE | 103380 | 2.12 | 1.99 | Federally-Regulated Commercial & Industrial Equipment | 2016-07-13 | [5 empty] | 2018-09-05
Liebert | Liebert | VS035KU*1* | TRUE | 102700 | 2.19 | 1.99 | Federally-Regulated Commercial & Industrial Equipment | 2016-07-13 | [5 empty] | 2018-09-05
Liebert | Liebert | VS035WD*0* | FALSE | 108300 | 2.04 | 2.04 | Federally-Regulated Commercial & Industrial Equipment | 2016-07-13 | [5 empty] | 2018-09-05
Liebert | Liebert | VS035WD*1* | FALSE | 106450 | 2.08 | 2.04 | Federally-Regulated Commercial & Industrial Equipment | 2016-07-13 | [5 empty] | 2018-09-05
Liebert | Liebert | VS035WS*0* | FALSE | 102360 | 2.08 | 2.04 | Federally-Regulated Commercial & Industrial Equipment | 2016-07-13 | [5 empty] | 2018-09-05
Liebert | Liebert | VS035WS*1* | FALSE | 104400 | 2.21 | 2.04 | Federally-Regulated Commercial & Industrial Equipment | 2016-07-13 | [5 empty] | 2018-09-05
Liebert | Liebert | VS035WU*0* | FALSE | 104400 | 2.17 | 2.04 | Federally-Regulated Commercial & Industrial Equipment | 2016-07-13 | [5 empty] | 2018-09-05
Liebert | Liebert | VS035WU*1* | FALSE | 106450 | 2.3 | 2.04 | Federally-Regulated Commercial & Industrial Equipment | 2016-07-13 | [5 empty] | 2018-09-05
Liebert | Liebert | VS042HD*0* | TRUE | 121300 | 1.99 | 1.99 | Federally-Regulated Commercial & Industrial Equipment | 2016-07-13 | [5 empty] | 2018-09-05
Liebert | Liebert | VS042HD*1* | TRUE | 121500 | 2.02 | 1.99 | Federally-Regulated Commercial & Industrial Equipment | 2016-07-13 | [5 empty] | 2018-09-05
Liebert | Liebert | VS042HU*0* | TRUE | 120500 | 1.99 | 1.99 | Federally-Regulated Commercial & Industrial Equipment | 2016-07-13 | [5 empty] | 2018-09-05
Liebert | Liebert | VS042HU*1* | TRUE | 125100 | 2.13 | 1.99 | Federally-Regulated Commercial & Industrial Equipment | 2016-07-13 | [5 empty] | 2018-09-05
Liebert | Liebert | VS042KD*0* | TRUE | 121300 | 1.99 | 1.99 | Federally-Regulated Commercial & Industrial Equipment | 2016-07-13 | [5 empty] | 2018-09-05
Liebert | Liebert | VS042KD*1* | TRUE | 121500 | 2.02 | 1.99 | Federally-Regulated Commercial & Industrial Equipment | 2016-07-13 | [5 empty] | 2018-09-05
Liebert | Liebert | VS042KU*0* | TRUE | 120500 | 1.99 | 1.99 | Federally-Regulated Commercial & Industrial Equipment | 2016-07-13 | [5 empty] | 2018-09-05
Liebert | Liebert | VS042KU*1* | TRUE | 125100 | 2.13 | 1.99 | Federally-Regulated Commercial & Industrial Equipment | 2016-07-13 | [5 empty] | 2018-09-05
Liebert | Liebert | VS042WD*0* | FALSE | 122100 | 2.04 | 2.04 | Federally-Regulated Commercial & Industrial Equipment | 2016-07-13 | [5 empty] | 2018-09-05
Liebert | Liebert | VS042WD*1* | FALSE | 122400 | 2.07 | 2.04 | Federally-Regulated Commercial & Industrial Equipment | 2016-07-13 | [5 empty] | 2018-09-05
Liebert | Liebert | VS042WS*0* | FALSE | 118400 | 2.07 | 2.04 | Federally-Regulated Commercial & Industrial Equipment | 2016-07-13 | [5 empty] | 2018-09-05
Liebert | Liebert | VS042WS*1* | FALSE | 122800 | 2.19 | 2.04 | Federally-Regulated Commercial & Industrial Equipment | 2016-07-13 | [5 empty] | 2018-09-05
Liebert | Liebert | VS042WU*0* | FALSE | 120000 | 2.04 | 2.04 | Federally-Regulated Commercial & Industrial Equipment | 2016-07-13 | [5 empty] | 2018-09-05
Liebert | Liebert | VS042WU*1* | FALSE | 126000 | 2.17 | 2.04 | Federally-Regulated Commercial & Industrial Equipment | 2016-07-13 | [5 empty] | 2018-09-05
Liebert | Liebert | VS053HD*0* | TRUE | 164110 | 2.32 | 1.99 | Federally-Regulated Commercial & Industrial Equipment | 2016-07-13 | [5 empty] | 2018-09-05
Liebert | Liebert | VS053HD*1* | TRUE | 165140 | 2.38 | 1.99 | Federally-Regulated Commercial & Industrial Equipment | 2016-07-13 | [5 empty] | 2018-09-05
Liebert | Liebert | VS053HU*0* | TRUE | 160700 | 2.38 | 1.99 | Federally-Regulated Commercial & Industrial Equipment | 2016-07-13 | [5 empty] | 2018-09-05
Liebert | Liebert | VS053HU*1* | TRUE | 162070 | 2.44 | 1.99 | Federally-Regulated Commercial & Industrial Equipment | 2016-07-13 | [5 empty] | 2018-09-05
Liebert | Liebert | VS053KD*0* | TRUE | 164110 | 2.32 | 1.99 | Federally-Regulated Commercial & Industrial Equipment | 2016-07-13 | [5 empty] | 2018-09-05
Liebert | Liebert | VS053KD*1* | TRUE | 165140 | 2.38 | 1.99 | Federally-Regulated Commercial & Industrial Equipment | 2016-07-13 | [5 empty] | 2018-09-05
Liebert | Liebert | VS053KU*0* | TRUE | 160700 | 2.38 | 1.99 | Federally-Regulated Commercial & Industrial Equipment | 2016-07-13 | [5 empty] | 2018-09-05
Liebert | Liebert | VS053KU*1* | TRUE | 162070 | 2.44 | 1.99 | Federally-Regulated Commercial & Industrial Equipment | 2016-07-13 | [5 empty] | 2018-09-05
Liebert | Liebert | VS053WD*0* | FALSE | 165820 | 2.4 | 2.04 | Federally-Regulated Commercial & Industrial Equipment | 2016-07-13 | [5 empty] | 2018-09-05
Liebert | Liebert | VS053WD*1* | FALSE | 166160 | 2.43 | 2.04 | Federally-Regulated Commercial & Industrial Equipment | 2016-07-13 | [5 empty] | 2018-09-05
Liebert | Liebert | VS053WS*0* | FALSE | 167520 | 2.42 | 2.04 | Federally-Regulated Commercial & Industrial Equipment | 2016-07-13 | [5 empty] | 2018-09-05
Liebert | Liebert | VS053WS*1* | FALSE | 168210 | 2.45 | 2.04 | Federally-Regulated Commercial & Industrial Equipment | 2016-07-13 | [5 empty] | 2018-09-05
Liebert | Liebert | VS053WU*0* | FALSE | 162410 | 2.47 | 2.04 | Federally-Regulated Commercial & Industrial Equipment | 2016-07-13 | [5 empty] | 2018-09-05
Liebert | Liebert | VS053WU*1* | FALSE | 163090 | 2.5 | 2.04 | Federally-Regulated Commercial & Industrial Equipment | 2016-07-13 | [5 empty] | 2018-09-05
Liebert | Liebert | VS070HD*0* | TRUE | 195500 | 2.05 | 1.99 | Federally-Regulated Commercial & Industrial Equipment | 2016-07-13 | [5 empty] | 2018-09-05
Liebert | Liebert | VS070HD*1* | TRUE | 196530 | 2.08 | 1.99 | Federally-Regulated Commercial & Industrial Equipment | 2016-07-13 | [5 empty] | 2018-09-05
Liebert | Liebert | VS070HU*0* | TRUE | 190730 | 2.16 | 1.99 | Federally-Regulated Commercial & Industrial Equipment | 2016-07-13 | [5 empty] | 2018-09-05
Liebert | Liebert | VS070HU*1* | TRUE | 191750 | 2.19 | 1.99 | Federally-Regulated Commercial & Industrial Equipment | 2016-07-13 | [5 empty] | 2018-09-05
Liebert | Liebert | VS070KD*0* | TRUE | 195500 | 2.05 | 1.99 | Federally-Regulated Commercial & Industrial Equipment | 2016-07-13 | [5 empty] | 2018-09-05
Liebert | Liebert | VS070KD*1* | TRUE | 196530 | 2.08 | 1.99 | Federally-Regulated Commercial & Industrial Equipment | 2016-07-13 | [5 empty] | 2018-09-05
Liebert | Liebert | VS070KU*0* | TRUE | 190730 | 2.16 | 1.99 | Federally-Regulated Commercial & Industrial Equipment | 2016-07-13 | [5 empty] | 2018-09-05
Liebert | Liebert | VS070KU*1* | TRUE | 191750 | 2.19 | 1.99 | Federally-Regulated Commercial & Industrial Equipment | 2016-07-13 | [5 empty] | 2018-09-05
Liebert | Liebert | VS070WD*0* | FALSE | 197210 | 2.1 | 2.04 | Federally-Regulated Commercial & Industrial Equipment | 2016-07-13 | [5 empty] | 2018-09-05
Liebert | Liebert | VS070WD*1* | FALSE | 198230 | 2.13 | 2.04 | Federally-Regulated Commercial & Industrial Equipment | 2016-07-13 | [5 empty] | 2018-09-05
Liebert | Liebert | VS070WS*0* | FALSE | 200960 | 2.15 | 2.04 | Federally-Regulated Commercial & Industrial Equipment | 2016-07-13 | [5 empty] | 2018-09-05
Liebert | Liebert | VS070WS*1* | FALSE | 201990 | 2.18 | 2.04 | Federally-Regulated Commercial & Industrial Equipment | 2016-07-13 | [5 empty] | 2018-09-05
Liebert | Liebert | VS070WU*0* | FALSE | 192090 | 2.21 | 2.04 | Federally-Regulated Commercial & Industrial Equipment | 2016-07-13 | [5 empty] | 2018-09-05
Liebert | Liebert | VS070WU*1* | FALSE | 193110 | 2.25 | 2.04 | Federally-Regulated Commercial & Industrial Equipment | 2016-07-13 | [5 empty] | 2018-09-05
Liebert | Liebert | VS077HU*0* | TRUE | 208810 | 1.99 | 1.99 | Federally-Regulated Commercial & Industrial Equipment | 2016-07-13 | [5 empty] | 2018-09-05
Liebert | Liebert | VS077HU*1* | TRUE | 207440 | 2.05 | 1.99 | Federally-Regulated Commercial & Industrial Equipment | 2016-07-13 | [5 empty] | 2018-09-05
Liebert | Liebert | VS077KU*0* | TRUE | 208810 | 1.99 | 1.99 | Federally-Regulated Commercial & Industrial Equipment | 2016-07-13 | [5 empty] | 2018-09-05
Liebert | Liebert | VS077KU*1* | TRUE | 207440 | 2.05 | 1.99 | Federally-Regulated Commercial & Industrial Equipment | 2016-07-13 | [5 empty] | 2018-09-05
Liebert | Liebert | VS077WU*0* | FALSE | 210520 | 2.05 | 2.04 | Federally-Regulated Commercial & Industrial Equipment | 2016-07-13 | [5 empty] | 2018-09-05
Liebert | Liebert | VS077WU*1* | FALSE | 211880 | 2.08 | 2.04 | Federally-Regulated Commercial & Industrial Equipment | 2016-07-13 | [5 empty] | 2018-09-05
Liebert | Liebert | VS105HV*0* | TRUE | 253700 | 1.95 | 1.94 | Federally-Regulated Commercial & Industrial Equipment | 2016-07-13 | [5 empty] | 2018-09-05
Liebert | Liebert | VS105HV*1* | TRUE | 250900 | 1.98 | 1.94 | Federally-Regulated Commercial & Industrial Equipment | 2016-07-13 | [5 empty] | 2018-09-05
Liebert | Liebert | VS105KV*0* | TRUE | 253700 | 1.95 | 1.94 | Federally-Regulated Commercial & Industrial Equipment | 2016-07-13 | [5 empty] | 2018-09-05
Liebert | Liebert | VS105KV*1* | TRUE | 250900 | 1.98 | 1.94 | Federally-Regulated Commercial & Industrial Equipment | 2016-07-13 | [5 empty] | 2018-09-05
Liebert | Liebert | VS105WV*0* | FALSE | 255700 | 2 | 1.99 | Federally-Regulated Commercial & Industrial Equipment | 2016-07-13 | [5 empty] | 2018-09-05
Liebert | Liebert | VS105WV*1* | FALSE | 256300 | 2.01 | 1.99 | Federally-Regulated Commercial & Industrial Equipment | 2016-07-13 | [5 empty] | 2018-09-05
Liebert | Liebert | DS028HD*1* | TRUE | 99280 | 3.2 | 2.45 | Federally-Regulated Commercial & Industrial Equipment | 2016-07-13 | [5 empty] | 2018-09-05
Liebert | Liebert | DS028HU*1* | TRUE | 109180 | 3.06 | 2.45 | Federally-Regulated Commercial & Industrial Equipment | 2016-07-13 | [5 empty] | 2018-09-05
Liebert | Liebert | DS028KD*1* | TRUE | 99280 | 3.2 | 2.45 | Federally-Regulated Commercial & Industrial Equipment | 2016-07-13 | [5 empty] | 2018-09-05
Liebert | Liebert | DS028KU*1* | TRUE | 109180 | 3.06 | 2.45 | Federally-Regulated Commercial & Industrial Equipment | 2016-07-13 | [5 empty] | 2018-09-05
Liebert | Liebert | DS035HD*1* | TRUE | 115320 | 2.86 | 2.45 | Federally-Regulated Commercial & Industrial Equipment | 2016-07-13 | [5 empty] | 2018-09-05
Liebert | Liebert | DS035HU*1* | TRUE | 117030 | 3.09 | 2.45 | Federally-Regulated Commercial & Industrial Equipment | 2016-07-13 | [5 empty] | 2018-09-05
Liebert | Liebert | DS035KD*1* | TRUE | 115320 | 2.86 | 2.45 | Federally-Regulated Commercial & Industrial Equipment | 2016-07-13 | [5 empty] | 2018-09-05
Liebert | Liebert | DS035KU*1* | TRUE | 117030 | 3.09 | 2.45 | Federally-Regulated Commercial & Industrial Equipment | 2016-07-13 | [5 empty] | 2018-09-05
Liebert | Liebert | DS042HD*1* | TRUE | 130700 | 2.74 | 2.45 | Federally-Regulated Commercial & Industrial Equipment | 2016-07-13 | [5 empty] | 2018-09-05
Liebert | Liebert | DS042HU*1* | TRUE | 136000 | 2.8 | 2.45 | Federally-Regulated Commercial & Industrial Equipment | 2016-07-13 | [5 empty] | 2018-09-05
Liebert | Liebert | DS042KD*1* | TRUE | 130700 | 2.74 | 2.45 | Federally-Regulated Commercial & Industrial Equipment | 2016-07-13 | [5 empty] | 2018-09-05
Liebert | Liebert | DS042KU*1* | TRUE | 136000 | 2.8 | 2.45 | Federally-Regulated Commercial & Industrial Equipment | 2016-07-13 | [5 empty] | 2018-09-05
Liebert | Liebert | DS053HD*1* | TRUE | 177760 | 3.25 | 2.45 | Federally-Regulated Commercial & Industrial Equipment | 2016-07-13 | [5 empty] | 2018-09-05
Liebert | Liebert | DS053HU*1* | TRUE | 175370 | 3.23 | 2.45 | Federally-Regulated Commercial & Industrial Equipment | 2016-07-13 | [5 empty] | 2018-09-05
Liebert | Liebert | DS053KD*1* | TRUE | 177760 | 3.25 | 2.45 | Federally-Regulated Commercial & Industrial Equipment | 2016-07-13 | [5 empty] | 2018-09-05
Liebert | Liebert | DS053KU*1* | TRUE | 175370 | 3.23 | 2.45 | Federally-Regulated Commercial & Industrial Equipment | 2016-07-13 | [5 empty] | 2018-09-05
Liebert | Liebert | DS070HD*1* | TRUE | 211540 | 2.79 | 2.45 | Federally-Regulated Commercial & Industrial Equipment | 2016-07-13 | [5 empty] | 2018-09-05
Liebert | Liebert | DS070HU*1* | TRUE | 207440 | 2.82 | 2.45 | Federally-Regulated Commercial & Industrial Equipment | 2016-07-13 | [5 empty] | 2018-09-05
Liebert | Liebert | DS070KD*1* | TRUE | 211540 | 2.79 | 2.45 | Federally-Regulated Commercial & Industrial Equipment | 2016-07-13 | [5 empty] | 2018-09-05
Liebert | Liebert | DS070KU*1* | TRUE | 207440 | 2.82 | 2.45 | Federally-Regulated Commercial & Industrial Equipment | 2016-07-13 | [5 empty] | 2018-09-05
Liebert | Liebert | DS077HU*1* | TRUE | 224850 | 2.56 | 2.45 | Federally-Regulated Commercial & Industrial Equipment | 2016-07-13 | [5 empty] | 2018-09-05
Liebert | Liebert | DS077KU*1* | TRUE | 224850 | 2.56 | 2.45 | Federally-Regulated Commercial & Industrial Equipment | 2016-07-13 | [5 empty] | 2018-09-05
Liebert | Liebert | DS105HV*1* | TRUE | 280300 | 2.46 | 2.35 | Federally-Regulated Commercial & Industrial Equipment | 2016-07-13 | [5 empty] | 2018-09-05
Liebert | Liebert | DS105WV*1* | FALSE | 285400 | 2.57 | 2.4 | Federally-Regulated Commercial & Industrial Equipment | 2016-07-13 | [5 empty] | 2018-09-05
Liebert | Liebert | VS028HD*0* | TRUE | 96900 | 2.82 | 2.34 | Federally-Regulated Commercial & Industrial Equipment | 2016-07-13 | [5 empty] | 2018-09-05
Liebert | Liebert | VS028HD*1* | TRUE | 97920 | 2.94 | 2.34 | Federally-Regulated Commercial & Industrial Equipment | 2016-07-13 | [5 empty] | 2018-09-05
Liebert | Liebert | VS028HU*0* | TRUE | 107130 | 2.75 | 2.34 | Federally-Regulated Commercial & Industrial Equipment | 2016-07-13 | [5 empty] | 2018-09-05
Liebert | Liebert | VS028HU*1* | TRUE | 108160 | 2.86 | 2.34 | Federally-Regulated Commercial & Industrial Equipment | 2016-07-13 | [5 empty] | 2018-09-05
Liebert | Liebert | VS028KD*0* | TRUE | 96900 | 2.82 | 2.34 | Federally-Regulated Commercial & Industrial Equipment | 2016-07-13 | [5 empty] | 2018-09-05
Liebert | Liebert | VS028KD*1* | TRUE | 97920 | 2.94 | 2.34 | Federally-Regulated Commercial & Industrial Equipment | 2016-07-13 | [5 empty] | 2018-09-05
Liebert | Liebert | VS028KU*0* | TRUE | 107130 | 2.75 | 2.34 | Federally-Regulated Commercial & Industrial Equipment | 2016-07-13 | [5 empty] | 2018-09-05
Liebert | Liebert | VS028KU*1* | TRUE | 108160 | 2.86 | 2.34 | Federally-Regulated Commercial & Industrial Equipment | 2016-07-13 | [5 empty] | 2018-09-05
Liebert | Liebert | VS035HD*0* | TRUE | 112250 | 2.52 | 2.34 | Federally-Regulated Commercial & Industrial Equipment | 2016-07-13 | [5 empty] | 2018-09-05
Liebert | Liebert | VS035HD*1* | TRUE | 113960 | 2.67 | 2.34 | Federally-Regulated Commercial & Industrial Equipment | 2016-07-13 | [5 empty] | 2018-09-05
Liebert | Liebert | VS035HU*0* | TRUE | 114300 | 2.71 | 2.34 | Federally-Regulated Commercial & Industrial Equipment | 2016-07-13 | [5 empty] | 2018-09-05
Liebert | Liebert | VS035HU*1* | TRUE | 116000 | 2.88 | 2.34 | Federally-Regulated Commercial & Industrial Equipment | 2016-07-13 | [5 empty] | 2018-09-05
Liebert | Liebert | VS035KD*0* | TRUE | 112250 | 2.52 | 2.34 | Federally-Regulated Commercial & Industrial Equipment | 2016-07-13 | [5 empty] | 2018-09-05
Liebert | Liebert | VS035KD*1* | TRUE | 113960 | 2.67 | 2.34 | Federally-Regulated Commercial & Industrial Equipment | 2016-07-13 | [5 empty] | 2018-09-05
Liebert | Liebert | VS035KU*0* | TRUE | 114300 | 2.71 | 2.34 | Federally-Regulated Commercial & Industrial Equipment | 2016-07-13 | [5 empty] | 2018-09-05
Liebert | Liebert | VS035KU*1* | TRUE | 116000 | 2.88 | 2.34 | Federally-Regulated Commercial & Industrial Equipment | 2016-07-13 | [5 empty] | 2018-09-05
Liebert | Liebert | VS042HD*0* | TRUE | 127500 | 2.38 | 2.34 | Federally-Regulated Commercial & Industrial Equipment | 2016-07-13 | [5 empty] | 2018-09-05
Liebert | Liebert | VS042HD*1* | TRUE | 130900 | 2.61 | 2.34 | Federally-Regulated Commercial & Industrial Equipment | 2016-07-13 | [5 empty] | 2018-09-05
Liebert | Liebert | VS042HU*0* | TRUE | 133200 | 2.45 | 2.34 | Federally-Regulated Commercial & Industrial Equipment | 2016-07-13 | [5 empty] | 2018-09-05
Liebert | Liebert | VS042HU*1* | TRUE | 136600 | 2.68 | 2.34 | Federally-Regulated Commercial & Industrial Equipment | 2016-07-13 | [5 empty] | 2018-09-05
Liebert | Liebert | VS042KD*0* | TRUE | 127500 | 2.38 | 2.34 | Federally-Regulated Commercial & Industrial Equipment | 2016-07-13 | [5 empty] | 2018-09-05
Liebert | Liebert | VS042KD*1* | TRUE | 130900 | 2.61 | 2.34 | Federally-Regulated Commercial & Industrial Equipment | 2016-07-13 | [5 empty] | 2018-09-05
Liebert | Liebert | VS042KU*0* | TRUE | 133200 | 2.45 | 2.34 | Federally-Regulated Commercial & Industrial Equipment | 2016-07-13 | [5 empty] | 2018-09-05
Liebert | Liebert | VS042KU*1* | TRUE | 136600 | 2.68 | 2.34 | Federally-Regulated Commercial & Industrial Equipment | 2016-07-13 | [5 empty] | 2018-09-05
Liebert | Liebert | VS053HD*0* | TRUE | 175030 | 2.93 | 2.34 | Federally-Regulated Commercial & Industrial Equipment | 2016-07-13 | [5 empty] | 2018-09-05
Liebert | Liebert | VS053HD*1* | TRUE | 176400 | 3.05 | 2.34 | Federally-Regulated Commercial & Industrial Equipment | 2016-07-13 | [5 empty] | 2018-09-05
Liebert | Liebert | VS053HU*0* | TRUE | 172300 | 2.91 | 2.34 | Federally-Regulated Commercial & Industrial Equipment | 2016-07-13 | [5 empty] | 2018-09-05
Liebert | Liebert | VS053HU*1* | TRUE | 174010 | 3.02 | 2.34 | Federally-Regulated Commercial & Industrial Equipment | 2016-07-13 | [5 empty] | 2018-09-05
Liebert | Liebert | VS053KD*0* | TRUE | 175030 | 2.93 | 2.34 | Federally-Regulated Commercial & Industrial Equipment | 2016-07-13 | [5 empty] | 2018-09-05
Liebert | Liebert | VS053KD*1* | TRUE | 176400 | 3.05 | 2.34 | Federally-Regulated Commercial & Industrial Equipment | 2016-07-13 | [5 empty] | 2018-09-05
Liebert | Liebert | VS053KU*0* | TRUE | 172300 | 2.91 | 2.34 | Federally-Regulated Commercial & Industrial Equipment | 2016-07-13 | [5 empty] | 2018-09-05
Liebert | Liebert | VS053KU*1* | TRUE | 174010 | 3.02 | 2.34 | Federally-Regulated Commercial & Industrial Equipment | 2016-07-13 | [5 empty] | 2018-09-05
Liebert | Liebert | VS070HD*0* | TRUE | 210170 | 2.62 | 2.34 | Federally-Regulated Commercial & Industrial Equipment | 2016-07-13 | [5 empty] | 2018-09-05
Liebert | Liebert | VS070HD*1* | TRUE | 210860 | 2.66 | 2.34 | Federally-Regulated Commercial & Industrial Equipment | 2016-07-13 | [5 empty] | 2018-09-05
Liebert | Liebert | VS070HU*0* | TRUE | 205740 | 2.64 | 2.34 | Federally-Regulated Commercial & Industrial Equipment | 2016-07-13 | [5 empty] | 2018-09-05
Liebert | Liebert | VS070HU*1* | TRUE | 206420 | 2.68 | 2.34 | Federally-Regulated Commercial & Industrial Equipment | 2016-07-13 | [5 empty] | 2018-09-05
Liebert | Liebert | VS070KD*0* | TRUE | 210170 | 2.62 | 2.34 | Federally-Regulated Commercial & Industrial Equipment | 2016-07-13 | [5 empty] | 2018-09-05
Liebert | Liebert | VS070KD*1* | TRUE | 210860 | 2.66 | 2.34 | Federally-Regulated Commercial & Industrial Equipment | 2016-07-13 | [5 empty] | 2018-09-05
Liebert | Liebert | VS070KU*0* | TRUE | 205740 | 2.64 | 2.34 | Federally-Regulated Commercial & Industrial Equipment | 2016-07-13 | [5 empty] | 2018-09-05
Liebert | Liebert | VS070KU*1* | TRUE | 206420 | 2.68 | 2.34 | Federally-Regulated Commercial & Industrial Equipment | 2016-07-13 | [5 empty] | 2018-09-05
Liebert | Liebert | VS077HU*0* | TRUE | 223480 | 2.42 | 2.34 | Federally-Regulated Commercial & Industrial Equipment | 2016-07-13 | [5 empty] | 2018-09-05
Liebert | Liebert | VS077HU*1* | TRUE | 222120 | 2.49 | 2.34 | Federally-Regulated Commercial & Industrial Equipment | 2016-07-13 | [5 empty] | 2018-09-05
Liebert | Liebert | VS077KU*0* | TRUE | 223480 | 2.42 | 2.34 | Federally-Regulated Commercial & Industrial Equipment | 2016-07-13 | [5 empty] | 2018-09-05
Liebert | Liebert | VS077KU*1* | TRUE | 222120 | 2.49 | 2.34 | Federally-Regulated Commercial & Industrial Equipment | 2016-07-13 | [5 empty] | 2018-09-05
Liebert | Liebert | VS105HV*0* | TRUE | 269900 | 2.32 | 2.24 | Federally-Regulated Commercial & Industrial Equipment | 2016-07-13 | [5 empty] | 2018-09-05
Liebert | Liebert | VS105HV*1* | TRUE | 266600 | 2.36 | 2.24 | Federally-Regulated Commercial & Industrial Equipment | 2016-07-13 | [5 empty] | 2018-09-05
Liebert | Liebert | VS105KV*0* | TRUE | 269900 | 2.32 | 2.24 | Federally-Regulated Commercial & Industrial Equipment | 2016-07-13 | [5 empty] | 2018-09-05
Liebert | Liebert | VS105KV*1* | TRUE | 266600 | 2.36 | 2.24 | Federally-Regulated Commercial & Industrial Equipment | 2016-07-13 | [5 empty] | 2018-09-05
Liebert | Liebert | VS105WV*0* | FALSE | 274700 | 2.34 | 2.29 | Federally-Regulated Commercial & Industrial Equipment | 2016-07-13 | [5 empty] | 2018-09-05
Liebert | Liebert | VS105WV*1* | FALSE | 272500 | 2.39 | 2.29 | Federally-Regulated Commercial & Industrial Equipment | 2016-07-13 | [5 empty] | 2018-09-05
Liebert | Liebert | DA050DA1**** |  | 140500 | 2.38 | 2.1 | Federally-Regulated Commercial & Industrial Equipment | 2016-07-27 | [5 empty] | 2018-09-05
Liebert | Liebert | DA050DA1**** |  | 143100 | 2.25 | 2.1 | Federally-Regulated Commercial & Industrial Equipment | 2016-07-27 | [5 empty] | 2018-09-05
Liebert | Liebert | DA050DA1**** |  | 144200 | 2.32 | 2.1 | Federally-Regulated Commercial & Industrial Equipment | 2016-07-27 | [5 empty] | 2018-09-05
Liebert | Liebert | DA050DP1**** |  | 140500 | 2.38 | 2.1 | Federally-Regulated Commercial & Industrial Equipment | 2016-07-27 | [5 empty] | 2018-09-05
Liebert | Liebert | DA050DP1**** |  | 143100 | 2.25 | 2.1 | Federally-Regulated Commercial & Industrial Equipment | 2016-07-27 | [5 empty] | 2018-09-05
Liebert | Liebert | DA050DP1**** |  | 144200 | 2.32 | 2.1 | Federally-Regulated Commercial & Industrial Equipment | 2016-07-27 | [5 empty] | 2018-09-05
Data Aire, Inc. | Data Aire | DTWD/U 1032/34/35 |  |  |  |  | Non Federally-Regulated | 1992-12-21 | [5 empty] | 2019-11-22
Data Aire, Inc. | Data Aire | DAMA-0212-CI |  |  |  |  | Non Federally-Regulated | 2010-11-01 | [5 empty] | 2020-03-16
Data Aire, Inc. | Data Aire | DAWC-0312 |  |  |  |  | Non Federally-Regulated | 2010-11-29 | [5 empty] | 2020-03-16
Data Aire, Inc. | Data Aire | DRCU-0412-4 |  |  |  |  | Non Federally-Regulated | 2010-11-29 | [5 empty] | 2020-03-16
Data Aire, Inc. | Data Aire | DRCU-0412-3 |  |  |  |  | Non Federally-Regulated | 2010-11-29 | [5 empty] | 2020-03-16
Data Aire, Inc. | Data Aire | DRCU-0432-4 |  |  |  |  | Non Federally-Regulated | 2010-11-29 | [5 empty] | 2020-03-16
Data Aire, Inc. | Data Aire | DAPA-0432-CO |  |  |  |  | Non Federally-Regulated | 2010-11-29 | [5 empty] | 2020-03-16
Data Aire, Inc. | Data Aire | DAPW-0332-P |  |  |  |  | Non Federally-Regulated | 2010-11-29 | [5 empty] | 2020-03-16
Data Aire, Inc. | Data Aire | DAWC-0412 |  |  |  |  | Non Federally-Regulated | 2010-11-29 | [5 empty] | 2020-03-16
Data Aire, Inc. | Data Aire | DAMW-1.512 |  |  |  |  | Non Federally-Regulated | 2010-11-01 | [5 empty] | 2020-03-16
Data Aire, Inc. | Data Aire | DAPA-2.532-CO |  |  |  |  | Non Federally-Regulated | 2010-11-29 | [5 empty] | 2020-03-16
Data Aire, Inc. | Data Aire | DAMW-2.512 |  |  |  |  | Non Federally-Regulated | 2010-11-01 | [5 empty] | 2020-03-16
Data Aire, Inc. | Data Aire | DAWC-2.512 |  |  |  |  | Non Federally-Regulated | 2010-11-29 | [5 empty] | 2020-03-16
Data Aire, Inc. | Data Aire | DAPA-0412-CO |  |  |  |  | Non Federally-Regulated | 2010-11-29 | [5 empty] | 2020-03-16
Data Aire, Inc. | Data Aire | DAWC-0432 |  |  |  |  | Non Federally-Regulated | 2010-11-29 | [5 empty] | 2020-03-16
Data Aire, Inc. | Data Aire | DAPA-2.512-CO |  |  |  |  | Non Federally-Regulated | 2010-11-29 | [5 empty] | 2020-03-16
Data Aire, Inc. | Data Aire | DAMA-0112-CI |  |  |  |  | Non Federally-Regulated | 2010-11-29 | [5 empty] | 2020-03-16
Data Aire, Inc. | Data Aire | DAPW-0312-P |  |  |  |  | Non Federally-Regulated | 2010-11-29 | [5 empty] | 2020-03-16
Data Aire, Inc. | Data Aire | DAMA-0212-CO |  |  |  |  | Non Federally-Regulated | 2010-11-01 | [5 empty] | 2020-03-16
Data Aire, Inc. | Data Aire | DRCU-0312-2.5 |  |  |  |  | Non Federally-Regulated | 2010-11-29 | [5 empty] | 2020-03-16
Data Aire, Inc. | Data Aire | DRCU-0312-1 |  |  |  |  | Non Federally-Regulated | 2010-11-29 | [5 empty] | 2020-03-16
Data Aire, Inc. | Data Aire | DAPW-2.532-P |  |  |  |  | Non Federally-Regulated | 2010-11-29 | [5 empty] | 2020-03-16
Data Aire, Inc. | Data Aire | DAWC-2.532 |  |  |  |  | Non Federally-Regulated | 2010-11-29 | [5 empty] | 2020-03-16
Data Aire, Inc. | Data Aire | DAWC-0332 |  |  |  |  | Non Federally-Regulated | 2010-11-29 | [5 empty] | 2020-03-16
Data Aire, Inc. | Data Aire | DRCU-0312-2 |  |  |  |  | Non Federally-Regulated | 2010-11-29 | [5 empty] | 2020-03-16
Data Aire, Inc. | Data Aire | DRCU-0432-3 |  |  |  |  | Non Federally-Regulated | 2010-11-29 | [5 empty] | 2020-03-16
Data Aire, Inc. | Data Aire | DAMW-0212 |  |  |  |  | Non Federally-Regulated | 2010-11-01 | [5 empty] | 2020-03-16
Data Aire, Inc. | Data Aire | DAMA-2.512-CI |  |  |  |  | Non Federally-Regulated | 2010-11-01 | [5 empty] | 2020-03-16
Data Aire, Inc. | Data Aire | DAMA-2.512-CO |  |  |  |  | Non Federally-Regulated | 2010-11-01 | [5 empty] | 2020-03-16
Data Aire, Inc. | Data Aire | DAPA-0312-CO |  |  |  |  | Non Federally-Regulated | 2010-11-29 | [5 empty] | 2020-03-16
Data Aire, Inc. | Data Aire | DRCU-0312-1.5 |  |  |  |  | Non Federally-Regulated | 2010-11-29 | [5 empty] | 2020-03-16
Data Aire, Inc. | Data Aire | DAPW-0412-P |  |  |  |  | Non Federally-Regulated | 2010-11-29 | [5 empty] | 2020-03-16
Data Aire, Inc. | Data Aire | DRCU-0332-2.5 |  |  |  |  | Non Federally-Regulated | 2010-11-29 | [5 empty] | 2020-03-16
Data Aire, Inc. | Data Aire | DAMW-0112 |  |  |  |  | Non Federally-Regulated | 2010-11-29 | [5 empty] | 2020-03-16
Data Aire, Inc. | Data Aire | DAPA-0332-CO |  |  |  |  | Non Federally-Regulated | 2010-11-29 | [5 empty] | 2020-03-16
Data Aire, Inc. | Data Aire | DAMA-1.512-CI |  |  |  |  | Non Federally-Regulated | 2010-11-01 | [5 empty] | 2020-03-16
Data Aire, Inc. | Data Aire | DAMA-0112-CO |  |  |  |  | Non Federally-Regulated | 2010-11-29 | [5 empty] | 2020-03-16
Data Aire, Inc. | Data Aire | DAPW-2.512-P |  |  |  |  | Non Federally-Regulated | 2010-11-29 | [5 empty] | 2020-03-16
Data Aire, Inc. | Data Aire | DAMA-1.512-CO |  |  |  |  | Non Federally-Regulated | 2010-11-01 | [5 empty] | 2020-03-16
Data Aire, Inc. | Data Aire | DAPW-0432-P |  |  |  |  | Non Federally-Regulated | 2010-11-29 | [5 empty] | 2020-03-16
Data Aire, Inc. | Data Aire | DRCU-0312-2.5 |  |  |  |  | Non Federally-Regulated | 2010-11-29 | [5 empty] | 2020-03-16
Schneider Electric | Schneider Electric | TDWV1121G | FALSE | 114000 | 2.57 | 2.5 | Federally-Regulated Commercial & Industrial Equipment | 2015-02-02 | [5 empty] | 2020-03-16
Schneider Electric | Schneider Electric | TDAV1622G |  | 132000 | 2.1 | 2.1 | Federally-Regulated Commercial & Industrial Equipment | 2015-01-28 | [5 empty] | 2020-03-16
Schneider Electric | Schneider Electric | TUWV0511G | FALSE | 50500 | 2.49 | 2.49 | Federally-Regulated Commercial & Industrial Equipment | 2014-12-19 | [5 empty] | 2020-03-16
Schneider Electric | Schneider Electric | TDWV0921G | FALSE | 78000 | 2.51 | 2.5 | Federally-Regulated Commercial & Industrial Equipment | 2015-02-02 | [5 empty] | 2020-03-16
Schneider Electric | Schneider Electric | TDWV1422G | FALSE | 123000 | 2.52 | 2.5 | Federally-Regulated Commercial & Industrial Equipment | 2015-02-02 | [5 empty] | 2020-03-16
Schneider Electric | Schneider Electric | TDAV0511G |  | 52800 | 2.2 | 2.2 | Federally-Regulated Commercial & Industrial Equipment | 2014-12-19 | [5 empty] | 2020-03-16
Schneider Electric | Schneider Electric | TDAV1422G |  | 123554 | 2.11 | 2.1 | Federally-Regulated Commercial & Industrial Equipment | 2015-07-14 | [5 empty] | 2020-03-16
Schneider Electric | Schneider Electric | TDAV2242G |  | 210147 | 2.16 | 2.1 | Federally-Regulated Commercial & Industrial Equipment | 2015-07-14 | [5 empty] | 2020-03-16
Schneider Electric | Schneider Electric | TDAV0921G |  | 79873 | 2.1 | 2.1 | Federally-Regulated Commercial & Industrial Equipment | 2015-07-14 | [5 empty] | 2020-03-16
Stulz Air Technology Systems | Stulz | OHS-012-W-* | TRUE | 13280 | 2.59 | 2.44 | Federally-Regulated Commercial & Industrial Equipment | 2015-05-04 | [5 empty] | 2020-03-16
Stulz Air Technology Systems | Stulz | COS-096-AR-EC-* |  | 68978 | 2.26 | 2.1 | Federally-Regulated Commercial & Industrial Equipment | 2014-12-01 | [5 empty] | 2020-03-16
Stulz Air Technology Systems | Stulz | COS-042-W-U-EC | FALSE | 40747 | 2.95 | 2.49 | Federally-Regulated Commercial & Industrial Equipment | 2015-06-23 | [5 empty] | 2020-03-16
Stulz Air Technology Systems | Stulz | OHS-040-W-* |  |  |  |  | Non Federally-Regulated | 2013-05-06 | [5 empty] | 2020-03-16
Stulz Air Technology Systems | Stulz | COS-120-W-* |  |  |  |  | Non Federally-Regulated | 2014-02-14 | [5 empty] | 2020-03-16
Stulz Air Technology Systems | Stulz | VFS-360-DAR-EC-* |  | 252295 | 2.05 | 1.9 | Federally-Regulated Commercial & Industrial Equipment | 2015-01-23 | [5 empty] | 2020-03-16
Stulz Air Technology Systems | Stulz | VFS-120-DW-*-*-EC | TRUE | 100044 | 2.65 | 2.45 | Federally-Regulated Commercial & Industrial Equipment | 2014-12-01 | [5 empty] | 2020-03-16
Stulz Air Technology Systems | Stulz | VFS-072-DW-FC-EC-U |  |  |  |  | Non Federally-Regulated | 2013-01-23 | [5 empty] | 2020-03-16
Stulz Air Technology Systems | Stulz | OHS-040-W-* |  |  |  |  | Non Federally-Regulated | 2013-05-06 | [5 empty] | 2020-03-16
Stulz Air Technology Systems | Stulz | COS-060-W-*-EC |  |  |  |  | Non Federally-Regulated | 2014-04-11 | [5 empty] | 2020-03-16
Stulz Air Technology Systems | Stulz | VFS-300-DW-D-EC | FALSE | 238728 | 2.42 | 2.39 | Federally-Regulated Commercial & Industrial Equipment | 2015-07-08 | [5 empty] | 2020-03-16
Stulz Air Technology Systems | Stulz | CFD-105-D2W-F-I0 | TRUE | 293886 | 2.58 | 2.35 | Federally-Regulated Commercial & Industrial Equipment | 2015-07-24 | [5 empty] | 2020-03-16
Trane U.S. Inc. | Trane | TR-OHS-W | FALSE | 15418 | 1.8 |  | Federally-Regulated Commercial & Industrial Equipment | 2022-10-20 | [5 empty] | 2022-10-20
Vertiv Corporation | Liebert | PX011D31*(D/8/P/9)**** | TRUE | 12 | 3.33 |  | Federally-Regulated Commercial & Industrial Equipment | 2022-07-01 | 208748762 |  |  |  |  | 2023-10-04
Vertiv Corporation | Liebert | PX011D31*(D/8/P/9)****(GLYCOL) | TRUE | 11 | 2.54 | 2.45 | Federally-Regulated Commercial & Industrial Equipment | 2022-07-01 | 208758390 |  |  |  |  | 2023-10-04
Vertiv Corporation | Liebert | PX011DG1*(D/8/P/9)**** | TRUE | 12 | 3.33 |  | Federally-Regulated Commercial & Industrial Equipment | 2022-07-01 | 208748759 |  |  |  |  | 2023-10-04
Vertiv Corporation | Liebert | PX011DG1*(D/8/P/9)****(GLYCOL) | TRUE | 11 | 2.54 | 2.45 | Federally-Regulated Commercial & Industrial Equipment | 2022-07-01 | 208758388 |  |  |  |  | 2023-10-04
Vertiv Corporation | Liebert | PX011DH1*(D/8/P/9)**** | TRUE | 12 | 3.33 |  | Federally-Regulated Commercial & Industrial Equipment | 2022-07-01 | 208748760 |  |  |  |  | 2023-10-04
Vertiv Corporation | Liebert | PX011DH1*(D/8/P/9)****(GLYCOL) | TRUE | 11 | 2.54 | 2.45 | Federally-Regulated Commercial & Industrial Equipment | 2022-07-01 | 208758389 |  |  |  |  | 2023-10-04
Vertiv Corporation | Liebert | PX011DW1*(D/8/P/9)**** | FALSE | 12 | 3.34 |  | Federally-Regulated Commercial & Industrial Equipment | 2022-07-01 | 208748750 |  |  |  |  | 2023-10-04
Vertiv Corporation | Liebert | PX011DW1*(D/8/P/9)****(GLYCOL) | FALSE | 11 | 2.56 | 2.5 | Federally-Regulated Commercial & Industrial Equipment | 2022-07-01 | 208758380 |  |  |  |  | 2023-10-04
Vertiv Corporation | Liebert | PX011U31*(D/8/P/9)**** | TRUE | 12 | 3.27 | 2.44 | Federally-Regulated Commercial & Industrial Equipment | 2022-07-01 | 208748778 |  |  |  |  | 2023-10-04
Vertiv Corporation | Liebert | PX011U31*(D/8/P/9)****(GLYCOL) | TRUE | 11 | 2.51 | 2.34 | Federally-Regulated Commercial & Industrial Equipment | 2022-07-01 | 208758402 |  |  |  |  | 2023-10-04
Vertiv Corporation | Liebert | PX011UG1*(D/8/P/9)**** | TRUE | 12 | 3.27 | 2.44 | Federally-Regulated Commercial & Industrial Equipment | 2022-07-01 | 208748775 |  |  |  |  | 2023-10-04
Vertiv Corporation | Liebert | PX011UG1*(D/8/P/9)****(GLYCOL) | TRUE | 11 | 2.51 | 2.34 | Federally-Regulated Commercial & Industrial Equipment | 2022-07-01 | 208758400 |  |  |  |  | 2023-10-04
Vertiv Corporation | Liebert | PX011UH1*(D/8/P/9)**** | TRUE | 12 | 3.27 | 2.44 | Federally-Regulated Commercial & Industrial Equipment | 2022-07-01 | 208748777 |  |  |  |  | 2023-10-04
Vertiv Corporation | Liebert | PX011UH1*(D/8/P/9)****(GLYCOL) | TRUE | 11 | 2.51 | 2.34 | Federally-Regulated Commercial & Industrial Equipment | 2022-07-01 | 208758401 |  |  |  |  | 2023-10-04
Vertiv Corporation | Liebert | PX011UW1*(D/8/P/9)**** | FALSE | 12 | 3.29 | 2.49 | Federally-Regulated Commercial & Industrial Equipment | 2022-07-01 | 208748754 |  |  |  |  | 2023-10-04
Vertiv Corporation | Liebert | PX011UW1*(D/8/P/9)****(GLYCOL) | FALSE | 11 | 2.52 | 2.39 | Federally-Regulated Commercial & Industrial Equipment | 2022-07-01 | 208758384 |  |  |  |  | 2023-10-04
Vertiv Corporation | Liebert | PX018D31*(D/8/P/9)**** | TRUE | 17 | 3.34 |  | Federally-Regulated Commercial & Industrial Equipment | 2022-07-01 | 208748766 |  |  |  |  | 2023-10-04
Vertiv Corporation | Liebert | PX018D31*(D/8/P/9)****(GLYCOL) | TRUE | 16 | 2.58 | 2.45 | Federally-Regulated Commercial & Industrial Equipment | 2022-07-01 | 208758393 |  |  |  |  | 2023-10-04
Vertiv Corporation | Liebert | PX018DG1*(D/8/P/9)**** | TRUE | 17 | 3.34 |  | Federally-Regulated Commercial & Industrial Equipment | 2022-07-01 | 208748763 |  |  |  |  | 2023-10-04
Vertiv Corporation | Liebert | PX018DG1*(D/8/P/9)****(GLYCOL) | TRUE | 16 | 2.58 | 2.45 | Federally-Regulated Commercial & Industrial Equipment | 2022-07-01 | 208758391 |  |  |  |  | 2023-10-04
Vertiv Corporation | Liebert | PX018DH1*(D/8/P/9)**** | TRUE | 17 | 3.34 |  | Federally-Regulated Commercial & Industrial Equipment | 2022-07-01 | 208748764 |  |  |  |  | 2023-10-04
Vertiv Corporation | Liebert | PX018DH1*(D/8/P/9)****(GLYCOL) | TRUE | 16 | 2.58 | 2.45 | Federally-Regulated Commercial & Industrial Equipment | 2022-07-01 | 208758392 |  |  |  |  | 2023-10-04
Vertiv Corporation | Liebert | PX018DW1*(D/8/P/9)**** | FALSE | 17 | 3.38 |  | Federally-Regulated Commercial & Industrial Equipment | 2022-07-01 | 208748751 |  |  |  |  | 2023-10-04
Vertiv Corporation | Liebert | PX018DW1*(D/8/P/9)****(GLYCOL) | FALSE | 16 | 2.63 | 2.5 | Federally-Regulated Commercial & Industrial Equipment | 2022-07-01 | 208758381 |  |  |  |  | 2023-10-04
Vertiv Corporation | Liebert | PX018U31*(D/8/P/9)**** | TRUE | 18 | 3.28 |  | Federally-Regulated Commercial & Industrial Equipment | 2022-07-01 | 208748782 |  |  |  |  | 2023-10-04
Vertiv Corporation | Liebert | PX018U31*(D/8/P/9)****(GLYCOL) | TRUE | 17 | 2.55 | 2.34 | Federally-Regulated Commercial & Industrial Equipment | 2022-07-01 | 208758405 |  |  |  |  | 2023-10-04
Vertiv Corporation | Liebert | PX018UG1*(D/8/P/9)**** | TRUE | 18 | 3.28 | 2.44 | Federally-Regulated Commercial & Industrial Equipment | 2022-07-01 | 208748779 |  |  |  |  | 2023-10-04
Vertiv Corporation | Liebert | PX018UG1*(D/8/P/9)****(GLYCOL) | TRUE | 17 | 2.55 | 2.34 | Federally-Regulated Commercial & Industrial Equipment | 2022-07-01 | 208758403 |  |  |  |  | 2023-10-04
Vertiv Corporation | Liebert | PX018UH1*(D/8/P/9)**** | TRUE | 18 | 3.28 | 2.44 | Federally-Regulated Commercial & Industrial Equipment | 2022-07-01 | 208748780 |  |  |  |  | 2023-10-04
Vertiv Corporation | Liebert | PX018UH1*(D/8/P/9)****(GLYCOL) | TRUE | 17 | 2.55 | 2.34 | Federally-Regulated Commercial & Industrial Equipment | 2022-07-01 | 208758404 |  |  |  |  | 2023-10-04
Vertiv Corporation | Liebert | PX018UW1*(D/8/P/9)**** | FALSE | 18 | 3.32 | 2.49 | Federally-Regulated Commercial & Industrial Equipment | 2022-07-01 | 208748755 |  |  |  |  | 2023-10-04
Vertiv Corporation | Liebert | PX018UW1*(D/8/P/9)****(GLYCOL) | FALSE | 17 | 2.59 | 2.39 | Federally-Regulated Commercial & Industrial Equipment | 2022-07-01 | 208758385 |  |  |  |  | 2023-10-04
Vertiv Corporation | Liebert | PX023D31*(D/8/P/9)**** | TRUE | 21 | 2.8 |  | Federally-Regulated Commercial & Industrial Equipment | 2022-07-01 | 208748770 |  |  |  |  | 2023-10-04
Vertiv Corporation | Liebert | PX023DG1*(D/8/P/9)**** | TRUE | 21 | 2.8 |  | Federally-Regulated Commercial & Industrial Equipment | 2022-07-01 | 208748767 |  |  |  |  | 2023-10-04
Vertiv Corporation | Liebert | PX023DH1*(D/8/P/9)**** | TRUE | 21 | 2.8 |  | Federally-Regulated Commercial & Industrial Equipment | 2022-07-01 | 208748769 |  |  |  |  | 2023-10-04
Vertiv Corporation | Liebert | PX023DW1*(D/8/P/9)**** | FALSE | 21 | 2.88 |  | Federally-Regulated Commercial & Industrial Equipment | 2022-07-01 | 208748752 |  |  |  |  | 2023-10-04
Vertiv Corporation | Liebert | PX023U31*(D/8/P/9)**** | TRUE | 22 | 2.76 | 2.44 | Federally-Regulated Commercial & Industrial Equipment | 2022-07-01 | 208748786 |  |  |  |  | 2023-10-04
Vertiv Corporation | Liebert | PX023UG1*(D/8/P/9)**** | TRUE | 22 | 2.76 | 2.44 | Federally-Regulated Commercial & Industrial Equipment | 2022-07-01 | 208748783 |  |  |  |  | 2023-10-04
Vertiv Corporation | Liebert | PX023UH1*(D/8/P/9)**** | TRUE | 22 | 2.76 | 2.44 | Federally-Regulated Commercial & Industrial Equipment | 2022-07-01 | 208748784 |  |  |  |  | 2023-10-04
Vertiv Corporation | Liebert | PX023UW1*(D/8/P/9)**** | FALSE | 22 | 2.82 |  | Federally-Regulated Commercial & Industrial Equipment | 2022-07-01 | 208748756 |  |  |  |  | 2023-10-04
Vertiv Corporation | Liebert | PX029D31*(D/8/P/9)**** | TRUE | 26 | 2.69 | 2.55 | Federally-Regulated Commercial & Industrial Equipment | 2022-07-01 | 208748774 |  |  |  |  | 2023-10-04
Vertiv Corporation | Liebert | PX029DG1*(D/8/P/9)**** | TRUE | 26 | 2.69 | 2.55 | Federally-Regulated Commercial & Industrial Equipment | 2022-07-01 | 208748771 |  |  |  |  | 2023-10-04
Vertiv Corporation | Liebert | PX029DH1*(D/8/P/9)**** | TRUE | 26 | 2.69 | 2.55 | Federally-Regulated Commercial & Industrial Equipment | 2022-07-01 | 208748773 |  |  |  |  | 2023-10-04
Vertiv Corporation | Liebert | PX029DW1*(D/8/P/9)**** | FALSE | 27 | 2.79 | 2.6 | Federally-Regulated Commercial & Industrial Equipment | 2022-07-01 | 208748753 |  |  |  |  | 2023-10-04
Vertiv Corporation | Liebert | PX029U31*(D/8/P/9)**** | TRUE | 26 | 2.58 | 2.44 | Federally-Regulated Commercial & Industrial Equipment | 2022-07-01 | 208748790 |  |  |  |  | 2023-10-04
Vertiv Corporation | Liebert | PX029UG1*(D/8/P/9)**** | TRUE | 26 | 2.58 | 2.44 | Federally-Regulated Commercial & Industrial Equipment | 2022-07-01 | 208748787 |  |  |  |  | 2023-10-04
Vertiv Corporation | Liebert | PX029UH1*(D/8/P/9)**** | TRUE | 26 | 2.58 | 2.44 | Federally-Regulated Commercial & Industrial Equipment | 2022-07-01 | 208748789 |  |  |  |  | 2023-10-04
Vertiv Corporation | Liebert | PX029UW1*(D/8/P/9)**** | FALSE | 27 | 2.61 |  | Federally-Regulated Commercial & Industrial Equipment | 2022-07-01 | 208748758 |  |  |  |  | 2023-10-04
Vertiv Corporation | Liebert | PX011D31*(D/8/P/9)**** | TRUE | 12 | 3.33 |  | Federally-Regulated Commercial & Industrial Equipment | 2022-07-01 | 208748762 |  |  |  |  | 2023-10-04
Vertiv Corporation | Liebert | PX011D31*(D/8/P/9)****(GLYCOL) | TRUE | 11 | 2.54 | 2.45 | Federally-Regulated Commercial & Industrial Equipment | 2022-07-01 | 208758390 |  |  |  |  | 2023-10-04
Vertiv Corporation | Liebert | PX011DG1*(D/8/P/9)**** | TRUE | 12 | 3.33 |  | Federally-Regulated Commercial & Industrial Equipment | 2022-07-01 | 208748759 |  |  |  |  | 2023-10-04
Vertiv Corporation | Liebert | PX011DG1*(D/8/P/9)****(GLYCOL) | TRUE | 11 | 2.54 | 2.45 | Federally-Regulated Commercial & Industrial Equipment | 2022-07-01 | 208758388 |  |  |  |  | 2023-10-04
Vertiv Corporation | Liebert | PX011DH1*(D/8/P/9)**** | TRUE | 12 | 3.33 |  | Federally-Regulated Commercial & Industrial Equipment | 2022-07-01 | 208748760 |  |  |  |  | 2023-10-04
Vertiv Corporation | Liebert | PX011DH1*(D/8/P/9)****(GLYCOL) | TRUE | 11 | 2.54 | 2.45 | Federally-Regulated Commercial & Industrial Equipment | 2022-07-01 | 208758389 |  |  |  |  | 2023-10-04
Vertiv Corporation | Liebert | PX011DW1*(D/8/P/9)**** | FALSE | 12 | 3.34 |  | Federally-Regulated Commercial & Industrial Equipment | 2022-07-01 | 208748750 |  |  |  |  | 2023-10-04
Vertiv Corporation | Liebert | PX011DW1*(D/8/P/9)****(GLYCOL) | FALSE | 11 | 2.56 | 2.5 | Federally-Regulated Commercial & Industrial Equipment | 2022-07-01 | 208758380 |  |  |  |  | 2023-10-04
Vertiv Corporation | Liebert | PX011U31*(D/8/P/9)**** | TRUE | 12 | 3.27 | 2.44 | Federally-Regulated Commercial & Industrial Equipment | 2022-07-01 | 208748778 |  |  |  |  | 2023-10-04
Vertiv Corporation | Liebert | PX011U31*(D/8/P/9)****(GLYCOL) | TRUE | 11 | 2.51 | 2.34 | Federally-Regulated Commercial & Industrial Equipment | 2022-07-01 | 208758402 |  |  |  |  | 2023-10-04
Vertiv Corporation | Liebert | PX011UG1*(D/8/P/9)**** | TRUE | 12 | 3.27 | 2.44 | Federally-Regulated Commercial & Industrial Equipment | 2022-07-01 | 208748775 |  |  |  |  | 2023-10-04
Vertiv Corporation | Liebert | PX011UG1*(D/8/P/9)****(GLYCOL) | TRUE | 11 | 2.51 | 2.34 | Federally-Regulated Commercial & Industrial Equipment | 2022-07-01 | 208758400 |  |  |  |  | 2023-10-04
Vertiv Corporation | Liebert | PX011UH1*(D/8/P/9)**** | TRUE | 12 | 3.27 | 2.44 | Federally-Regulated Commercial & Industrial Equipment | 2022-07-01 | 208748777 |  |  |  |  | 2023-10-04
Vertiv Corporation | Liebert | PX011UH1*(D/8/P/9)****(GLYCOL) | TRUE | 11 | 2.51 | 2.34 | Federally-Regulated Commercial & Industrial Equipment | 2022-07-01 | 208758401 |  |  |  |  | 2023-10-04
Vertiv Corporation | Liebert | PX011UW1*(D/8/P/9)**** | FALSE | 12 | 3.29 |  | Federally-Regulated Commercial & Industrial Equipment | 2022-07-01 | 208748754 |  |  |  |  | 2023-10-04
Vertiv Corporation | Liebert | PX011UW1*(D/8/P/9)****(GLYCOL) | FALSE | 11 | 2.52 | 2.39 | Federally-Regulated Commercial & Industrial Equipment | 2022-07-01 | 208758384 |  |  |  |  | 2023-10-04
Vertiv Corporation | Liebert | PX018D31*(D/8/P/9)**** | TRUE | 17 | 3.34 |  | Federally-Regulated Commercial & Industrial Equipment | 2022-07-01 | 208748766 |  |  |  |  | 2023-10-04
Vertiv Corporation | Liebert | PX018D31*(D/8/P/9)****(GLYCOL) | TRUE | 16 | 2.58 | 2.45 | Federally-Regulated Commercial & Industrial Equipment | 2022-07-01 | 208758393 |  |  |  |  | 2023-10-04
Vertiv Corporation | Liebert | PX018DG1*(D/8/P/9)**** | TRUE | 17 | 3.34 |  | Federally-Regulated Commercial & Industrial Equipment | 2022-07-01 | 208748763 |  |  |  |  | 2023-10-04
Vertiv Corporation | Liebert | PX018DG1*(D/8/P/9)****(GLYCOL) | TRUE | 16 | 2.58 | 2.45 | Federally-Regulated Commercial & Industrial Equipment | 2022-07-01 | 208758391 |  |  |  |  | 2023-10-04
Vertiv Corporation | Liebert | PX018DH1*(D/8/P/9)**** | TRUE | 17 | 3.34 |  | Federally-Regulated Commercial & Industrial Equipment | 2022-07-01 | 208748764 |  |  |  |  | 2023-10-04
Vertiv Corporation | Liebert | PX018DH1*(D/8/P/9)****(GLYCOL) | TRUE | 16 | 2.58 | 2.45 | Federally-Regulated Commercial & Industrial Equipment | 2022-07-01 | 208758392 |  |  |  |  | 2023-10-04
Vertiv Corporation | Liebert | PX018DW1*(D/8/P/9)**** | FALSE | 17 | 3.38 |  | Federally-Regulated Commercial & Industrial Equipment | 2022-07-01 | 208748751 |  |  |  |  | 2023-10-04
Vertiv Corporation | Liebert | PX018DW1*(D/8/P/9)****(GLYCOL) | FALSE | 16 | 2.63 | 2.5 | Federally-Regulated Commercial & Industrial Equipment | 2022-07-01 | 208758381 |  |  |  |  | 2023-10-04
Vertiv Corporation | Liebert | PX018U31*(D/8/P/9)**** | TRUE | 18 | 3.28 | 2.44 | Federally-Regulated Commercial & Industrial Equipment | 2022-07-01 | 208748782 |  |  |  |  | 2023-10-04
Vertiv Corporation | Liebert | PX018U31*(D/8/P/9)****(GLYCOL) | TRUE | 17 | 2.55 | 2.34 | Federally-Regulated Commercial & Industrial Equipment | 2022-07-01 | 208758405 |  |  |  |  | 2023-10-04
Vertiv Corporation | Liebert | PX018UG1*(D/8/P/9)**** | TRUE | 18 | 3.28 | 2.44 | Federally-Regulated Commercial & Industrial Equipment | 2022-07-01 | 208748779 |  |  |  |  | 2023-10-04
Vertiv Corporation | Liebert | PX018UG1*(D/8/P/9)****(GLYCOL) | TRUE | 17 | 2.55 | 2.34 | Federally-Regulated Commercial & Industrial Equipment | 2022-07-01 | 208758403 |  |  |  |  | 2023-10-04
Vertiv Corporation | Liebert | PX018UH1*(D/8/P/9)**** | TRUE | 18 | 3.28 | 2.44 | Federally-Regulated Commercial & Industrial Equipment | 2022-07-01 | 208748780 |  |  |  |  | 2023-10-04
Vertiv Corporation | Liebert | PX018UH1*(D/8/P/9)****(GLYCOL) | TRUE | 17 | 2.55 | 2.34 | Federally-Regulated Commercial & Industrial Equipment | 2022-07-01 | 208758404 |  |  |  |  | 2023-10-04
Vertiv Corporation | Liebert | PX018UW1*(D/8/P/9)**** | FALSE | 18 | 3.32 | 2.49 | Federally-Regulated Commercial & Industrial Equipment | 2022-07-01 | 208748755 |  |  |  |  | 2023-10-04
Vertiv Corporation | Liebert | PX018UW1*(D/8/P/9)****(GLYCOL) | FALSE | 17 | 2.59 | 2.39 | Federally-Regulated Commercial & Industrial Equipment | 2022-07-01 | 208758385 |  |  |  |  | 2023-10-04
Vertiv Corporation | Liebert | PX023D31*(D/8/P/9)**** | TRUE | 21 | 2.8 |  | Federally-Regulated Commercial & Industrial Equipment | 2022-07-01 | 208748770 |  |  |  |  | 2023-10-04
Vertiv Corporation | Liebert | PX023DG1*(D/8/P/9)**** | TRUE | 21 | 2.8 |  | Federally-Regulated Commercial & Industrial Equipment | 2022-07-01 | 208748767 |  |  |  |  | 2023-10-04
Vertiv Corporation | Liebert | PX023DH1*(D/8/P/9)**** | TRUE | 21 | 2.8 |  | Federally-Regulated Commercial & Industrial Equipment | 2022-07-01 | 208748769 |  |  |  |  | 2023-10-04
Vertiv Corporation | Liebert | PX023DW1*(D/8/P/9)**** | FALSE | 21 | 2.88 |  | Federally-Regulated Commercial & Industrial Equipment | 2022-07-01 | 208748752 |  |  |  |  | 2023-10-04
Vertiv Corporation | Liebert | PX023U31*(D/8/P/9)**** | TRUE | 22 | 2.76 | 2.44 | Federally-Regulated Commercial & Industrial Equipment | 2022-07-01 | 208748786 |  |  |  |  | 2023-10-04
Vertiv Corporation | Liebert | PX023UG1*(D/8/P/9)**** | TRUE | 22 | 2.76 | 2.44 | Federally-Regulated Commercial & Industrial Equipment | 2022-07-01 | 208748783 |  |  |  |  | 2023-10-04
Vertiv Corporation | Liebert | PX023UH1*(D/8/P/9)**** | TRUE | 22 | 2.76 |  | Federally-Regulated Commercial & Industrial Equipment | 2022-07-01 | 208748784 |  |  |  |  | 2023-10-04
Vertiv Corporation | Liebert | PX023UW1*(D/8/P/9)**** | FALSE | 22 | 2.82 |  | Federally-Regulated Commercial & Industrial Equipment | 2022-07-01 | 208748756 |  |  |  |  | 2023-10-04
Vertiv Corporation | Liebert | PX029D31*(D/8/P/9)**** | TRUE | 26 | 2.69 | 2.55 | Federally-Regulated Commercial & Industrial Equipment | 2022-07-01 | 208748774 |  |  |  |  | 2023-10-04
Vertiv Corporation | Liebert | PX029DG1*(D/8/P/9)**** | TRUE | 26 | 2.69 | 2.55 | Federally-Regulated Commercial & Industrial Equipment | 2022-07-01 | 208748771 |  |  |  |  | 2023-10-04
Vertiv Corporation | Liebert | PX029DH1*(D/8/P/9)**** | TRUE | 26 | 2.69 | 2.55 | Federally-Regulated Commercial & Industrial Equipment | 2022-07-01 | 208748773 |  |  |  |  | 2023-10-04
Vertiv Corporation | Liebert | PX029DW1*(D/8/P/9)**** | FALSE | 27 | 2.79 |  | Federally-Regulated Commercial & Industrial Equipment | 2022-07-01 | 208748753 |  |  |  |  | 2023-10-04
Vertiv Corporation | Liebert | PX029U31*(D/8/P/9)**** | TRUE | 26 | 2.58 | 2.44 | Federally-Regulated Commercial & Industrial Equipment | 2022-07-01 | 208748790 |  |  |  |  | 2023-10-04
Vertiv Corporation | Liebert | PX029UG1*(D/8/P/9)**** | TRUE | 26 | 2.58 | 2.44 | Federally-Regulated Commercial & Industrial Equipment | 2022-07-01 | 208748787 |  |  |  |  | 2023-10-04
Vertiv Corporation | Liebert | PX029UH1*(D/8/P/9)**** | TRUE | 26 | 2.58 | 2.44 | Federally-Regulated Commercial & Industrial Equipment | 2022-07-01 | 208748789 |  |  |  |  | 2023-10-04
Vertiv Corporation | Liebert | PX029UW1*(D/8/P/9)**** | FALSE | 27 | 2.61 | 2.49 | Federally-Regulated Commercial & Industrial Equipment | 2022-07-01 | 208748758 |  |  |  |  | 2023-10-04
Vertiv Corporation | Liebert | PX011D31*(D/8/P/9)**** | TRUE | 12 | 3.33 |  | Federally-Regulated Commercial & Industrial Equipment | 2022-07-01 | 208748762 |  |  |  |  | 2023-10-04
Vertiv Corporation | Liebert | PX011D31*(D/8/P/9)****(GLYCOL) | TRUE | 11 | 2.54 | 2.45 | Federally-Regulated Commercial & Industrial Equipment | 2022-07-01 | 208758390 |  |  |  |  | 2023-10-04
Vertiv Corporation | Liebert | PX011DG1*(D/8/P/9)**** | TRUE | 12 | 3.33 |  | Federally-Regulated Commercial & Industrial Equipment | 2022-07-01 | 208748759 |  |  |  |  | 2023-10-04
Vertiv Corporation | Liebert | PX011DG1*(D/8/P/9)****(GLYCOL) | TRUE | 11 | 2.54 | 2.45 | Federally-Regulated Commercial & Industrial Equipment | 2022-07-01 | 208758388 |  |  |  |  | 2023-10-04
Vertiv Corporation | Liebert | PX011DH1*(D/8/P/9)**** | TRUE | 12 | 3.33 |  | Federally-Regulated Commercial & Industrial Equipment | 2022-07-01 | 208748760 |  |  |  |  | 2023-10-04
Vertiv Corporation | Liebert | PX011DH1*(D/8/P/9)****(GLYCOL) | TRUE | 11 | 2.54 | 2.45 | Federally-Regulated Commercial & Industrial Equipment | 2022-07-01 | 208758389 |  |  |  |  | 2023-10-04
Vertiv Corporation | Liebert | PX011DW1*(D/8/P/9)**** | FALSE | 12 | 3.34 |  | Federally-Regulated Commercial & Industrial Equipment | 2022-07-01 | 208748750 |  |  |  |  | 2023-10-04
Vertiv Corporation | Liebert | PX011DW1*(D/8/P/9)****(GLYCOL) | FALSE | 11 | 2.56 | 2.5 | Federally-Regulated Commercial & Industrial Equipment | 2022-07-01 | 208758380 |  |  |  |  | 2023-10-04
Vertiv Corporation | Liebert | PX011U31*(D/8/P/9)**** | TRUE | 12 | 3.27 | 2.44 | Federally-Regulated Commercial & Industrial Equipment | 2022-07-01 | 208748778 |  |  |  |  | 2023-10-04
Vertiv Corporation | Liebert | PX011U31*(D/8/P/9)****(GLYCOL) | TRUE | 11 | 2.51 | 2.34 | Federally-Regulated Commercial & Industrial Equipment | 2022-07-01 | 208758402 |  |  |  |  | 2023-10-04
Vertiv Corporation | Liebert | PX011UG1*(D/8/P/9)**** | TRUE | 12 | 3.27 | 2.44 | Federally-Regulated Commercial & Industrial Equipment | 2022-07-01 | 208748775 |  |  |  |  | 2023-10-04
Vertiv Corporation | Liebert | PX011UG1*(D/8/P/9)****(GLYCOL) | TRUE | 11 | 2.51 | 2.34 | Federally-Regulated Commercial & Industrial Equipment | 2022-07-01 | 208758400 |  |  |  |  | 2023-10-04
Vertiv Corporation | Liebert | PX011UH1*(D/8/P/9)**** | TRUE | 12 | 3.27 | 2.44 | Federally-Regulated Commercial & Industrial Equipment | 2022-07-01 | 208748777 |  |  |  |  | 2023-10-04
Vertiv Corporation | Liebert | PX011UH1*(D/8/P/9)****(GLYCOL) | TRUE | 11 | 2.51 | 2.34 | Federally-Regulated Commercial & Industrial Equipment | 2022-07-01 | 208758401 |  |  |  |  | 2023-10-04
Vertiv Corporation | Liebert | PX011UW1*(D/8/P/9)**** | FALSE | 12 | 3.29 | 2.49 | Federally-Regulated Commercial & Industrial Equipment | 2022-07-01 | 208748754 |  |  |  |  | 2023-10-04
Vertiv Corporation | Liebert | PX011UW1*(D/8/P/9)****(GLYCOL) | FALSE | 11 | 2.52 | 2.39 | Federally-Regulated Commercial & Industrial Equipment | 2022-07-01 | 208758384 |  |  |  |  | 2023-10-04
Vertiv Corporation | Liebert | PX018D31*(D/8/P/9)**** | TRUE | 17 | 3.34 |  | Federally-Regulated Commercial & Industrial Equipment | 2022-07-01 | 208748766 |  |  |  |  | 2023-10-04
Vertiv Corporation | Liebert | PX018D31*(D/8/P/9)****(GLYCOL) | TRUE | 16 | 2.58 | 2.45 | Federally-Regulated Commercial & Industrial Equipment | 2022-07-01 | 208758393 |  |  |  |  | 2023-10-04
Vertiv Corporation | Liebert | PX018DG1*(D/8/P/9)**** | TRUE | 17 | 3.34 |  | Federally-Regulated Commercial & Industrial Equipment | 2022-07-01 | 208748763 |  |  |  |  | 2023-10-04
Vertiv Corporation | Liebert | PX018DG1*(D/8/P/9)****(GLYCOL) | TRUE | 16 | 2.58 | 2.45 | Federally-Regulated Commercial & Industrial Equipment | 2022-07-01 | 208758391 |  |  |  |  | 2023-10-04
Vertiv Corporation | Liebert | PX018DH1*(D/8/P/9)**** | TRUE | 17 | 3.34 |  | Federally-Regulated Commercial & Industrial Equipment | 2022-07-01 | 208748764 |  |  |  |  | 2023-10-04
Vertiv Corporation | Liebert | PX018DH1*(D/8/P/9)****(GLYCOL) | TRUE | 16 | 2.58 | 2.45 | Federally-Regulated Commercial & Industrial Equipment | 2022-07-01 | 208758392 |  |  |  |  | 2023-10-04
Vertiv Corporation | Liebert | PX018DW1*(D/8/P/9)**** | FALSE | 17 | 3.38 |  | Federally-Regulated Commercial & Industrial Equipment | 2022-07-01 | 208748751 |  |  |  |  | 2023-10-04
Vertiv Corporation | Liebert | PX018DW1*(D/8/P/9)****(GLYCOL) | FALSE | 16 | 2.63 | 2.5 | Federally-Regulated Commercial & Industrial Equipment | 2022-07-01 | 208758381 |  |  |  |  | 2023-10-04
Vertiv Corporation | Liebert | PX018U31*(D/8/P/9)**** | TRUE | 18 | 3.28 | 2.44 | Federally-Regulated Commercial & Industrial Equipment | 2022-07-01 | 208748782 |  |  |  |  | 2023-10-04
Vertiv Corporation | Liebert | PX018U31*(D/8/P/9)****(GLYCOL) | TRUE | 17 | 2.55 | 2.34 | Federally-Regulated Commercial & Industrial Equipment | 2022-07-01 | 208758405 |  |  |  |  | 2023-10-04
Vertiv Corporation | Liebert | PX018UG1*(D/8/P/9)**** | TRUE | 18 | 3.28 | 2.44 | Federally-Regulated Commercial & Industrial Equipment | 2022-07-01 | 208748779 |  |  |  |  | 2023-10-04
Vertiv Corporation | Liebert | PX018UG1*(D/8/P/9)****(GLYCOL) | TRUE | 17 | 2.55 | 2.34 | Federally-Regulated Commercial & Industrial Equipment | 2022-07-01 | 208758403 |  |  |  |  | 2023-10-04
Vertiv Corporation | Liebert | PX018UH1*(D/8/P/9)**** | TRUE | 18 | 3.28 | 2.44 | Federally-Regulated Commercial & Industrial Equipment | 2022-07-01 | 208748780 |  |  |  |  | 2023-10-04
Vertiv Corporation | Liebert | PX018UH1*(D/8/P/9)****(GLYCOL) | TRUE | 17 | 2.55 | 2.34 | Federally-Regulated Commercial & Industrial Equipment | 2022-07-01 | 208758404 |  |  |  |  | 2023-10-04
Vertiv Corporation | Liebert | PX018UW1*(D/8/P/9)**** | FALSE | 18 | 3.32 | 2.49 | Federally-Regulated Commercial & Industrial Equipment | 2022-07-01 | 208748755 |  |  |  |  | 2023-10-04
Vertiv Corporation | Liebert | PX018UW1*(D/8/P/9)****(GLYCOL) | FALSE | 17 | 2.59 | 2.39 | Federally-Regulated Commercial & Industrial Equipment | 2022-07-01 | 208758385 |  |  |  |  | 2023-10-04
Vertiv Corporation | Liebert | PX023D31*(D/8/P/9)**** | TRUE | 21 | 2.8 |  | Federally-Regulated Commercial & Industrial Equipment | 2022-07-01 | 208748770 |  |  |  |  | 2023-10-04
Vertiv Corporation | Liebert | PX023DG1*(D/8/P/9)**** | TRUE | 21 | 2.8 |  | Federally-Regulated Commercial & Industrial Equipment | 2022-07-01 | 208748767 |  |  |  |  | 2023-10-04
Vertiv Corporation | Liebert | PX023DH1*(D/8/P/9)**** | TRUE | 21 | 2.8 |  | Federally-Regulated Commercial & Industrial Equipment | 2022-07-01 | 208748769 |  |  |  |  | 2023-10-04
Vertiv Corporation | Liebert | PX023DW1*(D/8/P/9)**** | FALSE | 21 | 2.88 |  | Federally-Regulated Commercial & Industrial Equipment | 2022-07-01 | 208748752 |  |  |  |  | 2023-10-04
Vertiv Corporation | Liebert | PX023U31*(D/8/P/9)**** | TRUE | 22 | 2.76 | 2.44 | Federally-Regulated Commercial & Industrial Equipment | 2022-07-01 | 208748786 |  |  |  |  | 2023-10-04
Vertiv Corporation | Liebert | PX023UG1*(D/8/P/9)**** | TRUE | 22 | 2.76 | 2.44 | Federally-Regulated Commercial & Industrial Equipment | 2022-07-01 | 208748783 |  |  |  |  | 2023-10-04
Vertiv Corporation | Liebert | PX023UH1*(D/8/P/9)**** | TRUE | 22 | 2.76 |  | Federally-Regulated Commercial & Industrial Equipment | 2022-07-01 | 208748784 |  |  |  |  | 2023-10-04
Vertiv Corporation | Liebert | PX023UW1*(D/8/P/9)**** | FALSE | 22 | 2.82 |  | Federally-Regulated Commercial & Industrial Equipment | 2022-07-01 | 208748756 |  |  |  |  | 2023-10-04
Vertiv Corporation | Liebert | PX029D31*(D/8/P/9)**** | TRUE | 26 | 2.69 | 2.55 | Federally-Regulated Commercial & Industrial Equipment | 2022-07-01 | 208748774 |  |  |  |  | 2023-10-04
Vertiv Corporation | Liebert | PX029DG1*(D/8/P/9)**** | TRUE | 26 | 2.69 | 2.55 | Federally-Regulated Commercial & Industrial Equipment | 2022-07-01 | 208748771 |  |  |  |  | 2023-10-04
Vertiv Corporation | Liebert | PX029DH1*(D/8/P/9)**** | TRUE | 26 | 2.69 | 2.55 | Federally-Regulated Commercial & Industrial Equipment | 2022-07-01 | 208748773 |  |  |  |  | 2023-10-04
Vertiv Corporation | Liebert | PX029DW1*(D/8/P/9)**** | FALSE | 27 | 2.79 | 2.6 | Federally-Regulated Commercial & Industrial Equipment | 2022-07-01 | 208748753 |  |  |  |  | 2023-10-04
Vertiv Corporation | Liebert | PX029U31*(D/8/P/9)**** | TRUE | 26 | 2.58 | 2.44 | Federally-Regulated Commercial & Industrial Equipment | 2022-07-01 | 208748790 |  |  |  |  | 2023-10-04
Vertiv Corporation | Liebert | PX029UG1*(D/8/P/9)**** | TRUE | 26 | 2.58 | 2.44 | Federally-Regulated Commercial & Industrial Equipment | 2022-07-01 | 208748787 |  |  |  |  | 2023-10-04
Vertiv Corporation | Liebert | PX029UH1*(D/8/P/9)**** | TRUE | 26 | 2.58 | 2.44 | Federally-Regulated Commercial & Industrial Equipment | 2022-07-01 | 208748789 |  |  |  |  | 2023-10-04
Vertiv Corporation | Liebert | PX029UW1*(D/8/P/9)**** | FALSE | 27 | 2.61 |  | Federally-Regulated Commercial & Industrial Equipment | 2022-07-01 | 208748758 |  |  |  |  | 2023-10-04
Vertiv Corporation | Liebert | PX011D31*(D/8/P/9)**** | TRUE | 12 | 3.33 |  | Federally-Regulated Commercial & Industrial Equipment | 2022-07-01 | 208748762 |  |  |  |  | 2023-10-04
Vertiv Corporation | Liebert | PX011D31*(D/8/P/9)****(GLYCOL) | TRUE | 11 | 2.54 | 2.45 | Federally-Regulated Commercial & Industrial Equipment | 2022-07-01 | 208758390 |  |  |  |  | 2023-10-04
Vertiv Corporation | Liebert | PX011DG1*(D/8/P/9)**** | TRUE | 12 | 3.33 |  | Federally-Regulated Commercial & Industrial Equipment | 2022-07-01 | 208748759 |  |  |  |  | 2023-10-04
Vertiv Corporation | Liebert | PX011DG1*(D/8/P/9)****(GLYCOL) | TRUE | 11 | 2.54 | 2.45 | Federally-Regulated Commercial & Industrial Equipment | 2022-07-01 | 208758388 |  |  |  |  | 2023-10-04
Vertiv Corporation | Liebert | PX011DH1*(D/8/P/9)**** | TRUE | 12 | 3.33 |  | Federally-Regulated Commercial & Industrial Equipment | 2022-07-01 | 208748760 |  |  |  |  | 2023-10-04
Vertiv Corporation | Liebert | PX011DH1*(D/8/P/9)****(GLYCOL) | TRUE | 11 | 2.54 | 2.45 | Federally-Regulated Commercial & Industrial Equipment | 2022-07-01 | 208758389 |  |  |  |  | 2023-10-04
Vertiv Corporation | Liebert | PX011DW1*(D/8/P/9)**** | FALSE | 12 | 3.34 |  | Federally-Regulated Commercial & Industrial Equipment | 2022-07-01 | 208748750 |  |  |  |  | 2023-10-04
Vertiv Corporation | Liebert | PX011DW1*(D/8/P/9)****(GLYCOL) | FALSE | 11 | 2.56 | 2.5 | Federally-Regulated Commercial & Industrial Equipment | 2022-07-01 | 208758380 |  |  |  |  | 2023-10-04
Vertiv Corporation | Liebert | PX011U31*(D/8/P/9)**** | TRUE | 12 | 3.27 | 2.44 | Federally-Regulated Commercial & Industrial Equipment | 2022-07-01 | 208748778 |  |  |  |  | 2023-10-04
Vertiv Corporation | Liebert | PX011U31*(D/8/P/9)****(GLYCOL) | TRUE | 11 | 2.51 | 2.34 | Federally-Regulated Commercial & Industrial Equipment | 2022-07-01 | 208758402 |  |  |  |  | 2023-10-04
Vertiv Corporation | Liebert | PX011UG1*(D/8/P/9)**** | TRUE | 12 | 3.27 | 2.44 | Federally-Regulated Commercial & Industrial Equipment | 2022-07-01 | 208748775 |  |  |  |  | 2023-10-04
Vertiv Corporation | Liebert | PX011UG1*(D/8/P/9)****(GLYCOL) | TRUE | 11 | 2.51 | 2.34 | Federally-Regulated Commercial & Industrial Equipment | 2022-07-01 | 208758400 |  |  |  |  | 2023-10-04
Vertiv Corporation | Liebert | PX011UH1*(D/8/P/9)**** | TRUE | 12 | 3.27 | 2.44 | Federally-Regulated Commercial & Industrial Equipment | 2022-07-01 | 208748777 |  |  |  |  | 2023-10-04
Vertiv Corporation | Liebert | PX011UH1*(D/8/P/9)****(GLYCOL) | TRUE | 11 | 2.51 | 2.34 | Federally-Regulated Commercial & Industrial Equipment | 2022-07-01 | 208758401 |  |  |  |  | 2023-10-04
Vertiv Corporation | Liebert | PX011UW1*(D/8/P/9)**** | FALSE | 12 | 3.29 | 2.49 | Federally-Regulated Commercial & Industrial Equipment | 2022-07-01 | 208748754 |  |  |  |  | 2023-10-04
Vertiv Corporation | Liebert | PX011UW1*(D/8/P/9)****(GLYCOL) | FALSE | 11 | 2.52 | 2.39 | Federally-Regulated Commercial & Industrial Equipment | 2022-07-01 | 208758384 |  |  |  |  | 2023-10-04
Vertiv Corporation | Liebert | PX018D31*(D/8/P/9)**** | TRUE | 17 | 3.34 |  | Federally-Regulated Commercial & Industrial Equipment | 2022-07-01 | 208748766 |  |  |  |  | 2023-10-04
Vertiv Corporation | Liebert | PX018D31*(D/8/P/9)****(GLYCOL) | TRUE | 16 | 2.58 | 2.45 | Federally-Regulated Commercial & Industrial Equipment | 2022-07-01 | 208758393 |  |  |  |  | 2023-10-04
Vertiv Corporation | Liebert | PX018DG1*(D/8/P/9)**** | TRUE | 17 | 3.34 |  | Federally-Regulated Commercial & Industrial Equipment | 2022-07-01 | 208748763 |  |  |  |  | 2023-10-04
Vertiv Corporation | Liebert | PX018DG1*(D/8/P/9)****(GLYCOL) | TRUE | 16 | 2.58 | 2.45 | Federally-Regulated Commercial & Industrial Equipment | 2022-07-01 | 208758391 |  |  |  |  | 2023-10-04
Vertiv Corporation | Liebert | PX018DH1*(D/8/P/9)**** | TRUE | 17 | 3.34 |  | Federally-Regulated Commercial & Industrial Equipment | 2022-07-01 | 208748764 |  |  |  |  | 2023-10-04
Vertiv Corporation | Liebert | PX018DH1*(D/8/P/9)****(GLYCOL) | TRUE | 16 | 2.58 | 2.45 | Federally-Regulated Commercial & Industrial Equipment | 2022-07-01 | 208758392 |  |  |  |  | 2023-10-04
Vertiv Corporation | Liebert | PX018DW1*(D/8/P/9)**** | FALSE | 17 | 3.38 |  | Federally-Regulated Commercial & Industrial Equipment | 2022-07-01 | 208748751 |  |  |  |  | 2023-10-04
Vertiv Corporation | Liebert | PX018DW1*(D/8/P/9)****(GLYCOL) | FALSE | 16 | 2.63 | 2.5 | Federally-Regulated Commercial & Industrial Equipment | 2022-07-01 | 208758381 |  |  |  |  | 2023-10-04
Vertiv Corporation | Liebert | PX018U31*(D/8/P/9)**** | TRUE | 18 | 3.28 | 2.44 | Federally-Regulated Commercial & Industrial Equipment | 2022-07-01 | 208748782 |  |  |  |  | 2023-10-04
Vertiv Corporation | Liebert | PX018U31*(D/8/P/9)****(GLYCOL) | TRUE | 17 | 2.55 | 2.34 | Federally-Regulated Commercial & Industrial Equipment | 2022-07-01 | 208758405 |  |  |  |  | 2023-10-04
Vertiv Corporation | Liebert | PX018UG1*(D/8/P/9)**** | TRUE | 18 | 3.28 | 2.44 | Federally-Regulated Commercial & Industrial Equipment | 2022-07-01 | 208748779 |  |  |  |  | 2023-10-04
Vertiv Corporation | Liebert | PX018UG1*(D/8/P/9)****(GLYCOL) | TRUE | 17 | 2.55 | 2.34 | Federally-Regulated Commercial & Industrial Equipment | 2022-07-01 | 208758403 |  |  |  |  | 2023-10-04
Vertiv Corporation | Liebert | PX018UH1*(D/8/P/9)**** | TRUE | 18 | 3.28 | 2.44 | Federally-Regulated Commercial & Industrial Equipment | 2022-07-01 | 208748780 |  |  |  |  | 2023-10-04
Vertiv Corporation | Liebert | PX018UH1*(D/8/P/9)****(GLYCOL) | TRUE | 17 | 2.55 | 2.34 | Federally-Regulated Commercial & Industrial Equipment | 2022-07-01 | 208758404 |  |  |  |  | 2023-10-04
Vertiv Corporation | Liebert | PX018UW1*(D/8/P/9)**** | FALSE | 18 | 3.32 | 2.49 | Federally-Regulated Commercial & Industrial Equipment | 2022-07-01 | 208748755 |  |  |  |  | 2023-10-04
Vertiv Corporation | Liebert | PX018UW1*(D/8/P/9)****(GLYCOL) | FALSE | 17 | 2.59 | 2.39 | Federally-Regulated Commercial & Industrial Equipment | 2022-07-01 | 208758385 |  |  |  |  | 2023-10-04
Vertiv Corporation | Liebert | PX023D31*(D/8/P/9)**** | TRUE | 21 | 2.8 |  | Federally-Regulated Commercial & Industrial Equipment | 2022-07-01 | 208748770 |  |  |  |  | 2023-10-04
Vertiv Corporation | Liebert | PX023DG1*(D/8/P/9)**** | TRUE | 21 | 2.8 |  | Federally-Regulated Commercial & Industrial Equipment | 2022-07-01 | 208748767 |  |  |  |  | 2023-10-04
Vertiv Corporation | Liebert | PX023DH1*(D/8/P/9)**** | TRUE | 21 | 2.8 |  | Federally-Regulated Commercial & Industrial Equipment | 2022-07-01 | 208748769 |  |  |  |  | 2023-10-04
Vertiv Corporation | Liebert | PX023DW1*(D/8/P/9)**** | FALSE | 21 | 2.88 |  | Federally-Regulated Commercial & Industrial Equipment | 2022-07-01 | 208748752 |  |  |  |  | 2023-10-04
Vertiv Corporation | Liebert | PX023U31*(D/8/P/9)**** | TRUE | 22 | 2.76 | 2.44 | Federally-Regulated Commercial & Industrial Equipment | 2022-07-01 | 208748786 |  |  |  |  | 2023-10-04
Vertiv Corporation | Liebert | PX023UG1*(D/8/P/9)**** | TRUE | 22 | 2.76 | 2.44 | Federally-Regulated Commercial & Industrial Equipment | 2022-07-01 | 208748783 |  |  |  |  | 2023-10-04
Vertiv Corporation | Liebert | PX023UH1*(D/8/P/9)**** | TRUE | 22 | 2.76 |  | Federally-Regulated Commercial & Industrial Equipment | 2022-07-01 | 208748784 |  |  |  |  | 2023-10-04
Vertiv Corporation | Liebert | PX023UW1*(D/8/P/9)**** | FALSE | 22 | 2.82 |  | Federally-Regulated Commercial & Industrial Equipment | 2022-07-01 | 208748756 |  |  |  |  | 2023-10-04
Vertiv Corporation | Liebert | PX029D31*(D/8/P/9)**** | TRUE | 26 | 2.69 | 2.55 | Federally-Regulated Commercial & Industrial Equipment | 2022-07-01 | 208748774 |  |  |  |  | 2023-10-04
Vertiv Corporation | Liebert | PX029DG1*(D/8/P/9)**** | TRUE | 26 | 2.69 | 2.55 | Federally-Regulated Commercial & Industrial Equipment | 2022-07-01 | 208748771 |  |  |  |  | 2023-10-04
Vertiv Corporation | Liebert | PX029DH1*(D/8/P/9)**** | TRUE | 26 | 2.69 | 2.55 | Federally-Regulated Commercial & Industrial Equipment | 2022-07-01 | 208748773 |  |  |  |  | 2023-10-04
Vertiv Corporation | Liebert | PX029DW1*(D/8/P/9)**** | FALSE | 27 | 2.79 | 2.6 | Federally-Regulated Commercial & Industrial Equipment | 2022-07-01 | 208748753 |  |  |  |  | 2023-10-04
Vertiv Corporation | Liebert | PX029U31*(D/8/P/9)**** | TRUE | 26 | 2.58 | 2.44 | Federally-Regulated Commercial & Industrial Equipment | 2022-07-01 | 208748790 |  |  |  |  | 2023-10-04
Vertiv Corporation | Liebert | PX029UG1*(D/8/P/9)**** | TRUE | 26 | 2.58 | 2.44 | Federally-Regulated Commercial & Industrial Equipment | 2022-07-01 | 208748787 |  |  |  |  | 2023-10-04
Vertiv Corporation | Liebert | PX029UH1*(D/8/P/9)**** | TRUE | 26 | 2.58 | 2.44 | Federally-Regulated Commercial & Industrial Equipment | 2022-07-01 | 208748789 |  |  |  |  | 2023-10-04
Vertiv Corporation | Liebert | PX029UW1*(D/8/P/9)**** | FALSE | 27 | 2.61 |  | Federally-Regulated Commercial & Industrial Equipment | 2022-07-01 | 208748758 |  |  |  |  | 2023-10-04
Vertiv Corporation | Liebert | PX011D31*(D/8/P/9)**** | TRUE | 12 | 3.33 |  | Federally-Regulated Commercial & Industrial Equipment | 2022-07-01 | 208748762 |  |  |  |  | 2023-10-04
Vertiv Corporation | Liebert | PX011D31*(D/8/P/9)****(GLYCOL) | TRUE | 11 | 2.54 | 2.45 | Federally-Regulated Commercial & Industrial Equipment | 2022-07-01 | 208758390 |  |  |  |  | 2023-10-04
Vertiv Corporation | Liebert | PX011DG1*(D/8/P/9)**** | TRUE | 12 | 3.33 |  | Federally-Regulated Commercial & Industrial Equipment | 2022-07-01 | 208748759 |  |  |  |  | 2023-10-04
Vertiv Corporation | Liebert | PX011DG1*(D/8/P/9)****(GLYCOL) | TRUE | 11 | 2.54 | 2.45 | Federally-Regulated Commercial & Industrial Equipment | 2022-07-01 | 208758388 |  |  |  |  | 2023-10-04
Vertiv Corporation | Liebert | PX011DH1*(D/8/P/9)**** | TRUE | 12 | 3.33 |  | Federally-Regulated Commercial & Industrial Equipment | 2022-07-01 | 208748760 |  |  |  |  | 2023-10-04
Vertiv Corporation | Liebert | PX011DH1*(D/8/P/9)****(GLYCOL) | TRUE | 11 | 2.54 | 2.45 | Federally-Regulated Commercial & Industrial Equipment | 2022-07-01 | 208758389 |  |  |  |  | 2023-10-04
Vertiv Corporation | Liebert | PX011DW1*(D/8/P/9)**** | FALSE | 12 | 3.34 |  | Federally-Regulated Commercial & Industrial Equipment | 2022-07-01 | 208748750 |  |  |  |  | 2023-10-04
Vertiv Corporation | Liebert | PX011DW1*(D/8/P/9)****(GLYCOL) | FALSE | 11 | 2.56 | 2.5 | Federally-Regulated Commercial & Industrial Equipment | 2022-07-01 | 208758380 |  |  |  |  | 2023-10-04
Vertiv Corporation | Liebert | PX011U31*(D/8/P/9)**** | TRUE | 12 | 3.27 | 2.44 | Federally-Regulated Commercial & Industrial Equipment | 2022-07-01 | 208748778 |  |  |  |  | 2023-10-04
Vertiv Corporation | Liebert | PX011U31*(D/8/P/9)****(GLYCOL) | TRUE | 11 | 2.51 | 2.34 | Federally-Regulated Commercial & Industrial Equipment | 2022-07-01 | 208758402 |  |  |  |  | 2023-10-04
Vertiv Corporation | Liebert | PX011UG1*(D/8/P/9)**** | TRUE | 12 | 3.27 | 2.44 | Federally-Regulated Commercial & Industrial Equipment | 2022-07-01 | 208748775 |  |  |  |  | 2023-10-04
Vertiv Corporation | Liebert | PX011UG1*(D/8/P/9)****(GLYCOL) | TRUE | 11 | 2.51 | 2.34 | Federally-Regulated Commercial & Industrial Equipment | 2022-07-01 | 208758400 |  |  |  |  | 2023-10-04
Vertiv Corporation | Liebert | PX011UH1*(D/8/P/9)**** | TRUE | 12 | 3.27 | 2.44 | Federally-Regulated Commercial & Industrial Equipment | 2022-07-01 | 208748777 |  |  |  |  | 2023-10-04
Vertiv Corporation | Liebert | PX011UH1*(D/8/P/9)****(GLYCOL) | TRUE | 11 | 2.51 | 2.34 | Federally-Regulated Commercial & Industrial Equipment | 2022-07-01 | 208758401 |  |  |  |  | 2023-10-04
Vertiv Corporation | Liebert | PX011UW1*(D/8/P/9)**** | FALSE | 12 | 3.29 | 2.49 | Federally-Regulated Commercial & Industrial Equipment | 2022-07-01 | 208748754 |  |  |  |  | 2023-10-04
Vertiv Corporation | Liebert | PX011UW1*(D/8/P/9)****(GLYCOL) | FALSE | 11 | 2.52 | 2.39 | Federally-Regulated Commercial & Industrial Equipment | 2022-07-01 | 208758384 |  |  |  |  | 2023-10-04
Vertiv Corporation | Liebert | PX018D31*(D/8/P/9)**** | TRUE | 17 | 3.34 |  | Federally-Regulated Commercial & Industrial Equipment | 2022-07-01 | 208748766 |  |  |  |  | 2023-10-04
Vertiv Corporation | Liebert | PX018D31*(D/8/P/9)****(GLYCOL) | TRUE | 16 | 2.58 | 2.45 | Federally-Regulated Commercial & Industrial Equipment | 2022-07-01 | 208758393 |  |  |  |  | 2023-10-04
Vertiv Corporation | Liebert | PX018DG1*(D/8/P/9)**** | TRUE | 17 | 3.34 |  | Federally-Regulated Commercial & Industrial Equipment | 2022-07-01 | 208748763 |  |  |  |  | 2023-10-04
Vertiv Corporation | Liebert | PX018DG1*(D/8/P/9)****(GLYCOL) | TRUE | 16 | 2.58 | 2.45 | Federally-Regulated Commercial & Industrial Equipment | 2022-07-01 | 208758391 |  |  |  |  | 2023-10-04
Vertiv Corporation | Liebert | PX018DH1*(D/8/P/9)**** | TRUE | 17 | 3.34 |  | Federally-Regulated Commercial & Industrial Equipment | 2022-07-01 | 208748764 |  |  |  |  | 2023-10-04
Vertiv Corporation | Liebert | PX018DH1*(D/8/P/9)****(GLYCOL) | TRUE | 16 | 2.58 | 2.45 | Federally-Regulated Commercial & Industrial Equipment | 2022-07-01 | 208758392 |  |  |  |  | 2023-10-04
Vertiv Corporation | Liebert | PX018DW1*(D/8/P/9)**** | FALSE | 17 | 3.38 |  | Federally-Regulated Commercial & Industrial Equipment | 2022-07-01 | 208748751 |  |  |  |  | 2023-10-04
Vertiv Corporation | Liebert | PX018DW1*(D/8/P/9)****(GLYCOL) | FALSE | 16 | 2.63 | 2.5 | Federally-Regulated Commercial & Industrial Equipment | 2022-07-01 | 208758381 |  |  |  |  | 2023-10-04
Vertiv Corporation | Liebert | PX018U31*(D/8/P/9)**** | TRUE | 18 | 3.28 | 2.44 | Federally-Regulated Commercial & Industrial Equipment | 2022-07-01 | 208748782 |  |  |  |  | 2023-10-04
Vertiv Corporation | Liebert | PX018U31*(D/8/P/9)****(GLYCOL) | TRUE | 17 | 2.55 | 2.34 | Federally-Regulated Commercial & Industrial Equipment | 2022-07-01 | 208758405 |  |  |  |  | 2023-10-04
Vertiv Corporation | Liebert | PX018UG1*(D/8/P/9)**** | TRUE | 18 | 3.28 | 2.44 | Federally-Regulated Commercial & Industrial Equipment | 2022-07-01 | 208748779 |  |  |  |  | 2023-10-04
Vertiv Corporation | Liebert | PX018UG1*(D/8/P/9)****(GLYCOL) | TRUE | 17 | 2.55 | 2.34 | Federally-Regulated Commercial & Industrial Equipment | 2022-07-01 | 208758403 |  |  |  |  | 2023-10-04
Vertiv Corporation | Liebert | PX018UH1*(D/8/P/9)**** | TRUE | 18 | 3.28 | 2.44 | Federally-Regulated Commercial & Industrial Equipment | 2022-07-01 | 208748780 |  |  |  |  | 2023-10-04
Vertiv Corporation | Liebert | PX018UH1*(D/8/P/9)****(GLYCOL) | TRUE | 17 | 2.55 | 2.34 | Federally-Regulated Commercial & Industrial Equipment | 2022-07-01 | 208758404 |  |  |  |  | 2023-10-04
Vertiv Corporation | Liebert | PX018UW1*(D/8/P/9)**** | FALSE | 18 | 3.32 | 2.49 | Federally-Regulated Commercial & Industrial Equipment | 2022-07-01 | 208748755 |  |  |  |  | 2023-10-04
Vertiv Corporation | Liebert | PX018UW1*(D/8/P/9)****(GLYCOL) | FALSE | 17 | 2.59 | 2.39 | Federally-Regulated Commercial & Industrial Equipment | 2022-07-01 | 208758385 |  |  |  |  | 2023-10-04
Vertiv Corporation | Liebert | PX023D31*(D/8/P/9)**** | TRUE | 21 | 2.8 |  | Federally-Regulated Commercial & Industrial Equipment | 2022-07-01 | 208748770 |  |  |  |  | 2023-10-04
Vertiv Corporation | Liebert | PX023DG1*(D/8/P/9)**** | TRUE | 21 | 2.8 |  | Federally-Regulated Commercial & Industrial Equipment | 2022-07-01 | 208748767 |  |  |  |  | 2023-10-04
Vertiv Corporation | Liebert | PX023DH1*(D/8/P/9)**** | TRUE | 21 | 2.8 |  | Federally-Regulated Commercial & Industrial Equipment | 2022-07-01 | 208748769 |  |  |  |  | 2023-10-04
Vertiv Corporation | Liebert | PX023DW1*(D/8/P/9)**** | FALSE | 21 | 2.88 |  | Federally-Regulated Commercial & Industrial Equipment | 2022-07-01 | 208748752 |  |  |  |  | 2023-10-04
Vertiv Corporation | Liebert | PX023U31*(D/8/P/9)**** | TRUE | 22 | 2.76 | 2.44 | Federally-Regulated Commercial & Industrial Equipment | 2022-07-01 | 208748786 |  |  |  |  | 2023-10-04
Vertiv Corporation | Liebert | PX023UG1*(D/8/P/9)**** | TRUE | 22 | 2.76 | 2.44 | Federally-Regulated Commercial & Industrial Equipment | 2022-07-01 | 208748783 |  |  |  |  | 2023-10-04
Vertiv Corporation | Liebert | PX023UH1*(D/8/P/9)**** | TRUE | 22 | 2.76 |  | Federally-Regulated Commercial & Industrial Equipment | 2022-07-01 | 208748784 |  |  |  |  | 2023-10-04
Vertiv Corporation | Liebert | PX023UW1*(D/8/P/9)**** | FALSE | 22 | 2.82 |  | Federally-Regulated Commercial & Industrial Equipment | 2022-07-01 | 208748756 |  |  |  |  | 2023-10-04
Vertiv Corporation | Liebert | PX029D31*(D/8/P/9)**** | TRUE | 26 | 2.69 | 2.55 | Federally-Regulated Commercial & Industrial Equipment | 2022-07-01 | 208748774 |  |  |  |  | 2023-10-04
Vertiv Corporation | Liebert | PX029DG1*(D/8/P/9)**** | TRUE | 26 | 2.69 | 2.55 | Federally-Regulated Commercial & Industrial Equipment | 2022-07-01 | 208748771 |  |  |  |  | 2023-10-04
Vertiv Corporation | Liebert | PX029DH1*(D/8/P/9)**** | TRUE | 26 | 2.69 | 2.55 | Federally-Regulated Commercial & Industrial Equipment | 2022-07-01 | 208748773 |  |  |  |  | 2023-10-04
Vertiv Corporation | Liebert | PX029DW1*(D/8/P/9)**** | FALSE | 27 | 2.79 | 2.6 | Federally-Regulated Commercial & Industrial Equipment | 2022-07-01 | 208748753 |  |  |  |  | 2023-10-04
Vertiv Corporation | Liebert | PX029U31*(D/8/P/9)**** | TRUE | 26 | 2.58 | 2.44 | Federally-Regulated Commercial & Industrial Equipment | 2022-07-01 | 208748790 |  |  |  |  | 2023-10-04
Vertiv Corporation | Liebert | PX029UG1*(D/8/P/9)**** | TRUE | 26 | 2.58 | 2.44 | Federally-Regulated Commercial & Industrial Equipment | 2022-07-01 | 208748787 |  |  |  |  | 2023-10-04
Vertiv Corporation | Liebert | PX029UH1*(D/8/P/9)**** | TRUE | 26 | 2.58 | 2.44 | Federally-Regulated Commercial & Industrial Equipment | 2022-07-01 | 208748789 |  |  |  |  | 2023-10-04
Vertiv Corporation | Liebert | PX029UW1*(D/8/P/9)**** | FALSE | 27 | 2.61 |  | Federally-Regulated Commercial & Industrial Equipment | 2022-07-01 | 208748758 |  |  |  |  | 2023-10-04
Airsys Refrigeration Engineering Technology(Beijing) Co Ltd | AIRSYS | OP2A*040V1D1AB-*** |  | 39 | 2.75 | 2.2 | Federally-Regulated Commercial & Industrial Equipment | 2023-06-27 | 212678811 |  |  |  |  | 2023-10-04
Airsys Refrigeration Engineering Technology(Beijing) Co Ltd | AIRSYS | OP2A*040V1T1AB-*** |  | 39 | 2.75 | 2.09 | Federally-Regulated Commercial & Industrial Equipment | 2023-06-27 | 212678812 |  |  |  |  | 2023-10-04
Airsys Refrigeration Engineering Technology(Beijing) Co Ltd | AIRSYS | OP2A*040V1D1AB-*** |  | 39 | 2.75 | 2.2 | Federally-Regulated Commercial & Industrial Equipment | 2023-06-27 | 212678811 |  |  |  |  | 2023-10-04
Airsys Refrigeration Engineering Technology(Beijing) Co Ltd | AIRSYS | OP2A*040V1T1AB-*** |  | 39 | 2.75 | 2.09 | Federally-Regulated Commercial & Industrial Equipment | 2023-06-27 | 212678812 |  |  |  |  | 2023-10-04
Airsys Refrigeration Engineering Technology(Beijing) Co Ltd | AIRSYS | OP2A*040V1D1AC-*** |  | 39 | 2.84 | 2.2 | Federally-Regulated Commercial & Industrial Equipment | 2023-06-27 | 212678837 |  |  |  |  | 2023-10-04
Airsys Refrigeration Engineering Technology(Beijing) Co Ltd | AIRSYS | OP2A*040V1T1AC-*** |  | 39 | 2.84 | 2.09 | Federally-Regulated Commercial & Industrial Equipment | 2023-06-27 | 212678838 |  |  |  |  | 2023-10-04
Hiross, Inc. | Hiross | F*76F****0*** |  |  |  |  | Non Federally-Regulated | 1997-03-01 | [5 empty] | 1998-06-22
Air Technology Systems | Ceilair | OHS-060-W |  |  |  |  | Non Federally-Regulated | 1994-02-15 | [5 empty] | 1997-03-01
Stulz Air Technology Systems | Stulz | MC 442G/GE |  |  |  |  | Non Federally-Regulated | 1990-05-22 | [5 empty] | 1991-10-01
Vertiv Corporation | Liebert | DM 027A |  |  |  |  | Non Federally-Regulated | 1990-05-17 | [5 empty] | 1991-10-01
Envirotech Systems Worldwide, Inc. | Pomona Air | WCG 800-U&D-460V |  |  |  |  | Non Federally-Regulated | 1991-10-01 | [5 empty] | 1998-06-22
Hiross, Inc. | Hiross | O*56W****0*** |  |  |  |  | Non Federally-Regulated | 1991-08-23 | [5 empty] | 1991-10-01
Data Aire, Inc. | Data Aire | DAGO/U 0832/34/35 |  |  |  |  | Non Federally-Regulated | 1992-12-01 | [5 empty] | 1998-06-22
Pomona Air | Pomona Air | SWCG 1000-2U&D-460V |  |  |  |  | Non Federally-Regulated | 1989-01-01 | [5 empty] | 1998-06-22
Stulz Air Technology Systems | Stulz | CCM 1083A |  |  |  |  | Non Federally-Regulated | 1991-10-01 | [5 empty] | 1997-03-01
Vertiv Corporation | Liebert | MM 026W |  |  |  |  | Non Federally-Regulated | 1986-11-01 | [5 empty] | 1989-01-01
Envirotech Systems Worldwide, Inc. | Pomona Air | SWCG 300-U&D-208V |  |  |  |  | Non Federally-Regulated | 1991-10-01 | [5 empty] | 1998-06-22
Stulz Air Technology Systems | Stulz | MC 722A |  |  |  |  | Voluntarily Certified | 1990-05-22 | [5 empty] | 1991-10-01
Compu-Aire | Compu-Aire | MKW-8 |  |  |  |  | Non Federally-Regulated | 1989-01-01 | [5 empty] | 1990-05-17
Hiross, Inc. | Hiross | U*36W****0*** |  |  |  |  | Non Federally-Regulated | 1991-10-01 | [5 empty] | 1997-03-01
Data Aire, Inc. | Data Aire | DAME/DAMC 2.534 AO |  |  |  |  | Non Federally-Regulated | 1991-10-01 | [5 empty] | 1992-12-01
Stulz Air Technology Systems | Stulz | MC 453G/GE |  |  |  |  | Non Federally-Regulated | 1991-10-01 | [5 empty] | 1997-03-01
Vertiv Corporation | Liebert | FH/UH/FE/UE 125A |  |  |  |  | Non Federally-Regulated | 1990-05-17 | [5 empty] | 2009-03-12
Compu-Aire | Compu-Aire | MKA-8 |  |  |  |  | Non Federally-Regulated | 1990-05-17 | [5 empty] | 1991-10-01
Shulz America | Stulz | CCM 663A |  |  |  |  | Non Federally-Regulated | 1992-12-01 | [5 empty] | 1998-06-22
Envirotech Systems Worldwide, Inc. | Pomona Air | WC 800-U&D-460V |  |  |  |  | Non Federally-Regulated | 1991-10-01 | [5 empty] | 1998-06-22
Data Aire, Inc. | Data Aire | DTGD/U 0312/32/34 |  |  |  |  | Non Federally-Regulated | 1992-12-21 | [5 empty] | 2009-03-12
Tithe Corp. | Skil-Aire | KAH-036H3*** |  |  |  |  | Non Federally-Regulated | 1997-09-26 | [5 empty] | 1998-03-01
Stulz Air Technology Systems | Stulz | CCM 442A |  |  |  |  | Non Federally-Regulated | 1991-10-01 | [5 empty] | 1997-03-01
Vertiv Corporation | Liebert | MM 18A |  |  |  |  | Non Federally-Regulated | 1986-05-01 | [5 empty] | 1989-01-01
Vertiv Corporation | Liebert | DM 22WG |  |  |  |  | Non Federally-Regulated | 1989-01-01 | [5 empty] | 1998-06-22
Compu-Aire | Compu-Aire | CKW-5 |  |  |  |  | Non Federally-Regulated | 1990-05-17 | [5 empty] | 2009-03-12
Pomona Air | Pomona Air | SWC 400-U&D-460V |  |  |  |  | Non Federally-Regulated | 1989-01-01 | [5 empty] | 2009-03-12
Stulz Air Technology Systems | Stulz | CCM 453A |  |  |  |  | Non Federally-Regulated | 1991-10-01 | [5 empty] | 1997-03-01
Data Aire, Inc. | Data Temp | DTW-0532/4/5 |  |  |  |  | Non Federally-Regulated | 1989-01-01 | [5 empty] | 1990-05-17
Edpac Corp. | Liebert | FH/UH/FE/UE 116G |  |  |  |  | Non Federally-Regulated | 1986-08-01 | [5 empty] | 1998-06-22
Hiross, Inc. | Hiross | F*46W****0*** |  |  |  |  | Non Federally-Regulated | 1991-08-23 | [5 empty] | 1991-10-01
Data Aire, Inc. | Data Aire | DAME/DAMC 0532 AIP/S |  |  |  |  | Non Federally-Regulated | 1992-12-21 | [5 empty] | 2009-03-09
Data Aire, Inc. | Data Aire | DMA/ACR 2120 |  |  |  |  | Non Federally-Regulated | 1992-12-21 | [5 empty] | 2009-03-12
Data Aire, Inc. | Data Aire | DTGD/U 1032/34/35 |  |  |  |  | Non Federally-Regulated | 1991-03-20 | [5 empty] | 1991-10-01
Tithe Corp. | Kais-Aire | KAH-036H4*** |  |  |  |  | Non Federally-Regulated | 1997-09-26 | [5 empty] | 1998-03-01
Vertiv Corporation | Liebert | SD/SU/SE/SK 124A |  |  |  |  | Non Federally-Regulated | 1989-01-01 | [5 empty] | 1990-05-17
Hiross, Inc. | Hiross | U*56A****0*** |  |  |  |  | Non Federally-Regulated | 1997-03-01 | [5 empty] | 1998-06-22
Tithe Corp. | Skil-Aire | KAH-024H1*** |  |  |  |  | Non Federally-Regulated | 1998-03-01 | [5 empty] | 1998-06-22
Stulz Air Technology Systems | Stulz | CCS 42A U/D |  |  |  |  | Non Federally-Regulated | 1990-05-22 | [5 empty] | 1991-10-01
Vertiv Corporation | Liebert | MCD69W |  |  |  |  | Non Federally-Regulated | 1999-06-18 | [5 empty] | 2009-03-12
Data Aire, Inc. | Data Aire | DAME/DAMC 0334 00 |  |  |  |  | Non Federally-Regulated | 1992-12-01 | [5 empty] | 1998-06-22
Koldwave Division, Mestek, Inc. | Koldwave | KVMASS25 |  |  |  |  | Non Federally-Regulated | 1990-05-17 | [5 empty] | 1991-10-10
Pomona Air | Pomona Air | SACC 400-U&D-208V |  |  |  |  | Non Federally-Regulated | 1990-05-17 | [5 empty] | 2009-03-12
Data Aire, Inc. | Data Aire | DAME/DAMC 0312 AIP/S |  |  |  |  | Non Federally-Regulated | 1992-12-21 | [5 empty] | 2009-03-09
Air Technology Systems | Ceilair | OHS-040-W |  |  |  |  | Non Federally-Regulated | 1994-02-15 | [5 empty] | 1997-03-01
Data Aire, Inc. | Data Aire | DTGD/U 0832/34/35 |  |  |  |  | Non Federally-Regulated | 1997-03-01 | [5 empty] | 1998-06-22
Stulz Air Technology Systems | Stulz | CCM 722G/GE |  |  |  |  | Non Federally-Regulated | 1991-10-01 | [5 empty] | 1997-03-01
Pomona Air | Pomona Air | SWC 600-2U&D-460V |  |  |  |  | Non Federally-Regulated | 1992-12-01 | [5 empty] | 1997-03-01
Tithe Corp. | Amtech | KAH-048H3*** |  |  |  |  | Non Federally-Regulated | 1997-09-26 | [5 empty] | 1998-03-01
Shulz America | Stulz | CCM 602G/GE |  |  |  |  | Non Federally-Regulated | 1992-12-01 | [5 empty] | 1998-06-22
Data Aire, Inc. | Data Aire | DAME/DAMC 0312 AO |  |  |  |  | Non Federally-Regulated | 1991-10-01 | [5 empty] | 1992-12-01
Compu-Aire | Mini-Temp Plus | MTE-P-1.5 |  |  |  |  | Non Federally-Regulated | 1993-06-08 | [5 empty] | 2009-03-12
Data Aire, Inc. | Data Aire | DAA-2532/4/5 |  |  |  |  | Non Federally-Regulated | 1986-08-01 | [5 empty] | 1998-06-22
Pomona Air | Pomona Air | ACC 800-2U&D-208V |  |  |  |  | Non Federally-Regulated | 1990-05-17 | [5 empty] | 2009-03-12
Edpac Corp. | Liebert | FH/UH/FE/UE 86W |  |  |  |  | Non Federally-Regulated | 1986-08-01 | [5 empty] | 1998-06-22
Data Aire, Inc. | Hiross | F*76A** **0*** |  |  |  |  | Non Federally-Regulated | 1992-12-01 | [5 empty] | 1998-06-22
Tithe Corp. | Skil-Aire | KAH-048H3*** |  |  |  |  | Non Federally-Regulated | 1997-09-26 | [5 empty] | 1998-03-01
Airflow Co. | Airflow Co. | TC-2A |  |  |  |  | Non Federally-Regulated | 1997-12-02 | [5 empty] | 1998-03-01
Stulz Air Technology Systems | Stulz | MC 903G/GE |  |  |  |  | Voluntarily Certified | 1990-05-22 | [5 empty] | 1991-10-01
Pomona Air | Pomona Air | SWC 800-2 U&D |  |  |  |  | Non Federally-Regulated | 1986-03-01 | [5 empty] | 1998-06-22
Data Aire, Inc. | Data Aire | DAW-2032/4/5 |  |  |  |  | Non Federally-Regulated | 1989-01-01 | [5 empty] | 1998-06-22
Data Aire, Inc. | Data Aire | DAME/DAMC 0532 CO |  |  |  |  | Non Federally-Regulated | 1992-12-21 | [5 empty] | 2009-03-09
Data Aire, Inc. | Data Aire | DAWD/U 0832/34/35 |  |  |  |  | Non Federally-Regulated | 1992-12-01 | [5 empty] | 1992-12-21
Air Technology Systems | Ceilair | OHS-048-AR/L()A |  |  |  |  | Non Federally-Regulated | 1994-02-15 | [5 empty] | 2009-03-12
Data Aire, Inc. | Data Aire | DAMW 0212 |  |  |  |  | Non Federally-Regulated | 1992-12-01 | [5 empty] | 1992-12-21
Heat Exchangers | Koldwave | KHMHWSS25 |  |  |  |  | Non Federally-Regulated | 1991-10-01 | [5 empty] | 1998-06-22
Hiross, Inc. | Hiross | F*76A****0*** |  |  |  |  | Non Federally-Regulated | 1997-03-01 | [5 empty] | 1998-06-22
Data Aire, Inc. | Data Aire | DAME/DAMC 2.512AIP/S |  |  |  |  | Non Federally-Regulated | 1991-10-01 | [5 empty] | 1992-12-01
Data Aire, Inc. | Data Aire | DAME/DAMC 2.534 CO |  |  |  |  | Non Federally-Regulated | 1992-12-21 | [5 empty] | 2009-03-09
Compu-Aire | Compu-Kool | CKA-4 |  |  |  |  | Non Federally-Regulated | 1987-10-01 | [5 empty] | 1998-06-22
Data Aire, Inc. | Data Aire | DTAD/U 0412/32/34/35 |  |  |  |  | Non Federally-Regulated | 1997-03-01 | [5 empty] | 1998-06-22
Pomona Air | Pomona Air | ACC 1000-U&D-460V |  |  |  |  | Non Federally-Regulated | 1990-05-17 | [5 empty] | 1992-12-01
Data Aire, Inc. | Data Aire | DAME/DAMC 0532 AO |  |  |  |  | Non Federally-Regulated | 1992-12-21 | [5 empty] | 2009-03-09
Contempo Engineering | Contempo | CEMW-0532 |  |  |  |  | Non Federally-Regulated | 1986-08-01 | [5 empty] | 1998-06-22
Heat Exchangers | Koldwave | KVMW25 |  |  |  |  | Non Federally-Regulated | 1991-10-01 | [5 empty] | 1998-06-22
Shulz America | Stulz | MC 722A |  |  |  |  | Non Federally-Regulated | 1992-12-01 | [5 empty] | 1998-06-22
Data Aire, Inc. | Data Aire | DAME/DAMC 2.532 CO |  |  |  |  | Non Federally-Regulated | 1997-03-01 | [5 empty] | 1998-06-22
Pomona Air | Pomona Air | ACC 800-2U&D RDD10 |  |  |  |  | Non Federally-Regulated | 1986-03-01 | [5 empty] | 1998-06-22
Hiross, Inc. | Hiross | O*36W****0*** |  |  |  |  | Non Federally-Regulated | 1991-10-01 | [5 empty] | 1997-03-01
Vertiv Corporation | Liebert | DM 22WG |  |  |  |  | Non Federally-Regulated | 1991-10-01 | [5 empty] | 1997-03-01
Air Technology Systems | Flair | CMS-018-W |  |  |  |  | Non Federally-Regulated | 1994-02-15 | [5 empty] | 1997-03-01
Data Aire, Inc. | Data Aire | DAME/DAMC 0532 AO |  |  |  |  | Non Federally-Regulated | 1991-10-01 | [5 empty] | 1992-12-01
Airflow Co. | Airflow Co. | CG-6A |  |  |  |  | Non Federally-Regulated | 1993-08-10 | [5 empty] | 2009-03-12
Data Aire, Inc. | Data Aire | DTAD/U 1032/34/35 |  |  |  |  | Non Federally-Regulated | 1997-03-01 | [5 empty] | 1998-06-22
Data Aire, Inc. | Mini 2000 | DMA-1812 |  |  |  |  | Non Federally-Regulated | 1989-01-01 | [5 empty] | 1998-06-22
Shulz America | Stulz | CCM 903A |  |  |  |  | Non Federally-Regulated | 1992-12-01 | [5 empty] | 1998-06-22
Pomona Air | Pomona Air | SWCG 200-U&D-208V |  |  |  |  | Non Federally-Regulated | 1989-01-01 | [5 empty] | 1990-05-17
Data Aire, Inc. | Data Aire | DAME 1032/4/5 AIS-D |  |  |  |  | Non Federally-Regulated | 1992-12-01 | [5 empty] | 1992-12-21
Envirotech Systems Worldwide, Inc. | Pomona Air | SWC 600-2U&D-208V |  |  |  |  | Non Federally-Regulated | 1991-10-01 | [5 empty] | 1998-06-22
Hiross, Inc. | Hiross | F*56W****0*** |  |  |  |  | Non Federally-Regulated | 1991-08-23 | [5 empty] | 1991-10-01
Data Aire, Inc. | Mini 2000 | DMW-1812 |  |  |  |  | Non Federally-Regulated | 1986-08-01 | [5 empty] | 1998-06-22
Airflow Co. | Airflow Co. | DH-3W |  |  |  |  | Non Federally-Regulated | 1986-05-01 | [5 empty] | 1998-06-22
Hiross, Inc. | Hiross | F*28A****0*** |  |  |  |  | Non Federally-Regulated | 1991-10-01 | [5 empty] | 1997-03-01
Air Technology Systems | Flair | CMS-024-G |  |  |  |  | Non Federally-Regulated | 1994-02-15 | [5 empty] | 2009-03-12
Stulz Air Technology Systems | Stulz | CCM 301G/GE |  |  |  |  | Non Federally-Regulated | 1991-10-01 | [5 empty] | 1997-03-01
Data Aire, Inc. | Data Aire | DAMA 0212 |  |  |  |  | Non Federally-Regulated | 1991-03-20 | [5 empty] | 1991-10-01
Vertiv Corporation | Liebert | PFC027A |  |  |  |  | Non Federally-Regulated | 1998-06-23 | [5 empty] | 2009-03-12
Data Aire, Inc. | Data Aire | DAWD/U 0632/34/35 |  |  |  |  | Non Federally-Regulated | 1992-12-01 | [5 empty] | 1992-12-21
Stulz Air Technology Systems | Stulz | MC 453W |  |  |  |  | Non Federally-Regulated | 1991-10-01 | [5 empty] | 1997-03-01
Air Technology Systems | Ceilair | OHS-048-DAHU/DRCU |  |  |  |  | Non Federally-Regulated | 1994-02-15 | [5 empty] | 2009-03-12
Contempo Engineering | Contempo Engineering | CEMW-0332,0334 |  |  |  |  | Non Federally-Regulated | 1990-05-17 | [5 empty] | 1991-10-01
Hiross, Inc. | Hiross | F*66W****0*** |  |  |  |  | Non Federally-Regulated | 1997-03-01 | [5 empty] | 1998-06-22
Envirotech Systems Worldwide, Inc. | Pomona Air | WCG 500-U&D-208V |  |  |  |  | Non Federally-Regulated | 1991-10-01 | [5 empty] | 1998-06-22
Data Aire, Inc. | Data Aire | DAME/DAMC 0412 AO |  |  |  |  | Non Federally-Regulated | 1997-03-01 | [5 empty] | 1998-06-22
Hiross, Inc. | Hiross | U*76A****0*** |  |  |  |  | Non Federally-Regulated | 1991-10-01 | [5 empty] | 1997-03-01
Data Aire, Inc. | Data Aire | DTGD/U 0212/32/34 |  |  |  |  | Non Federally-Regulated | 1991-10-01 | [5 empty] | 1992-12-01
Stulz Air Technology Systems | Stulz | CCS 42A U/D |  |  |  |  | Non Federally-Regulated | 1991-10-01 | [5 empty] | 1997-03-01
Airflow Co. | Airflow Co. | CG-6W |  |  |  |  | Non Federally-Regulated | 1993-08-10 | [5 empty] | 2009-03-12
Pomona Air | Pomona Air | SWCG 500-U&D-208V |  |  |  |  | Non Federally-Regulated | 1989-01-01 | [5 empty] | 1990-05-17
Heat Exchangers | Koldwave | KVMHASS25 |  |  |  |  | Non Federally-Regulated | 1991-10-01 | [5 empty] | 1998-06-22
Hiross, Inc. | Hiross | U*66G****0*** |  |  |  |  | Non Federally-Regulated | 1991-10-01 | [5 empty] | 1997-03-01
Pomona Air | Pomona Air | SWCG 600-2U&D-460V |  |  |  |  | Non Federally-Regulated | 1989-01-01 | [5 empty] | 1998-06-22
Stulz Air Technology Systems | Stulz | MC 301A |  |  |  |  | Non Federally-Regulated | 1991-10-01 | [5 empty] | 1997-03-01
Hiross, Inc. | Hiross | U*76G****0*** |  |  |  |  | Non Federally-Regulated | 1991-10-01 | [5 empty] | 1997-03-01
Data Aire, Inc. | Data Aire | DAW- 1032/4/5 |  |  |  |  | Non Federally-Regulated | 1989-01-01 | [5 empty] | 1998-06-22
Pomona Air | Pomona Air | ACC 600-2U&D-208V |  |  |  |  | Non Federally-Regulated | 1992-12-01 | [5 empty] | 1997-03-01
Vertiv Corporation | Liebert | DM 014A |  |  |  |  | Non Federally-Regulated | 1989-01-01 | [5 empty] | 1998-06-22
Air Technology Systems | Ceilair | OHS-012-AR/CAA |  |  |  |  | Non Federally-Regulated | 1994-02-15 | [5 empty] | 2009-03-12
Air Technology Systems | Ceilair | OHS-084-DAHU/DRCU |  |  |  |  | Non Federally-Regulated | 1994-02-15 | [5 empty] | 2009-03-12
Data Aire, Inc. | Data Aire | DAME/DAMC 0435 AIP/S |  |  |  |  | Non Federally-Regulated | 1991-10-01 | [5 empty] | 1992-12-01
Air Technology Systems | Ceilair | OHS-024-AS |  |  |  |  | Non Federally-Regulated | 1994-02-15 | [5 empty] | 2009-03-12
Data Aire, Inc. | Data Aire | DAW-1032/4/5 |  |  |  |  | Non Federally-Regulated | 1986-08-01 | [5 empty] | 1998-06-22
Vertiv Corporation | Liebert | DM020A |  |  |  |  | Non Federally-Regulated | 1991-10-01 | [5 empty] | 1997-03-01
Data Aire, Inc. | Data Aire | DAA-0632/4/5 |  |  |  |  | Non Federally-Regulated | 1986-08-01 | [5 empty] | 1998-06-22
Data Aire, Inc. | Data Aire | DAME/DAMC 2.534 A0 |  |  |  |  | Non Federally-Regulated | 1991-03-20 | [5 empty] | 1992-12-21
Data Aire, Inc. | Data Aire | DAME/DAMC 0435 CO |  |  |  |  | Non Federally-Regulated | 1991-03-20 | [5 empty] | 1991-10-01
Hiross, Inc. | Hiross | C*06W******** |  |  |  |  | Non Federally-Regulated | 1991-10-01 | [5 empty] | 1998-06-22
Data Aire, Inc. | Data Aire | DAME/DAMC 0532 AIP/S |  |  |  |  | Non Federally-Regulated | 1992-12-01 | [5 empty] | 1992-12-21
Data Aire, Inc. | Data Aire | DAME 1032/4/5 AIS-S |  |  |  |  | Non Federally-Regulated | 1992-12-01 | [5 empty] | 1992-12-21
Airflow Co. | Airflow Co. | TC-5W |  |  |  |  | Non Federally-Regulated | 1997-12-02 | [5 empty] | 1998-03-01
Heat Exchangers | Koldwave | KVMHCA33 |  |  |  |  | Non Federally-Regulated | 1991-10-01 | [5 empty] | 1998-06-22
Vertiv Corporation | Liebert | MM020WG |  |  |  |  | Non Federally-Regulated | 1991-11-19 | [5 empty] | 1992-12-01
Contempo Engineering | Contempo Engineering | CMA-250-2 |  |  |  |  | Non Federally-Regulated | 1991-12-16 | [5 empty] | 1992-12-01
Hiross, Inc. | Hiross | C*06W********* |  |  |  |  | Non Federally-Regulated | 1998-03-01 | [5 empty] | 1998-06-22
Data Aire, Inc. | Data Aire | DAME/DAMC 0434 AIP/S |  |  |  |  | Non Federally-Regulated | 1991-10-01 | [5 empty] | 1992-12-01
Contempo Engineering | Contempo Engineering | CEMA-0532,0534 |  |  |  |  | Non Federally-Regulated | 1990-05-17 | [5 empty] | 1991-10-01
Shulz America | Stulz | CCS 42A U/D |  |  |  |  | Non Federally-Regulated | 1992-12-01 | [5 empty] | 1998-06-22
Edpac Corp. | Minitech 90 | GCS/E-7.5 |  |  |  |  | Non Federally-Regulated | 1986-08-01 | [5 empty] | 1998-06-22
Air Technology Systems | Ceilair | OHS-012-AHU/RCU |  |  |  |  | Non Federally-Regulated | 1994-02-15 | [5 empty] | 2009-03-12
Stulz Air Technology Systems | Stulz | MC 221W |  |  |  |  | Non Federally-Regulated | 1991-10-01 | [5 empty] | 1997-03-01
Data Aire, Inc. | Data Aire | DAME/DAMC 0412 AIP/S |  |  |  |  | Non Federally-Regulated | 1992-12-01 | [5 empty] | 1992-12-21
Pomona Air | Pomona Air | WC 800-2U&D-460V |  |  |  |  | Non Federally-Regulated | 1989-01-01 | [5 empty] | 1990-05-17
Data Aire, Inc. | Data Aire | DTAD/U 0832/34/35 |  |  |  |  | Non Federally-Regulated | 1992-12-21 | [5 empty] | 2009-03-12
Data Aire, Inc. | Data Aire | DAME/DAMC 0332 AIP/S |  |  |  |  | Non Federally-Regulated | 1992-12-01 | [5 empty] | 1992-12-21
Heat Exchangers | Koldwave | KVMW33 |  |  |  |  | Non Federally-Regulated | 1992-12-01 | [5 empty] | 1998-06-22
Data Aire, Inc. | Data Aire | DAAD/U 1032/34/35 |  |  |  |  | Non Federally-Regulated | 1991-03-20 | [5 empty] | 1991-10-01
Pomona Air | Pomona Air | SACC 1000-2U&D-460V |  |  |  |  | Non Federally-Regulated | 1990-05-17 | [5 empty] | 2009-03-12
Pomona Air | Pomona Air | SWC 1000-2U&D-203V |  |  |  |  | Non Federally-Regulated | 1992-12-01 | [5 empty] | 1998-06-22
Data Aire, Inc. | Data Aire | DAME/DAMC 0432 CO |  |  |  |  | Non Federally-Regulated | 1991-10-01 | [5 empty] | 1992-12-21
Compu-Aire | Mini-Temp | MTA-020 |  |  |  |  | Non Federally-Regulated | 1990-09-13 | [5 empty] | 1991-10-01
Envirotech Systems Worldwide, Inc. | Pomona Air | SWC 1000-2U&D-460V |  |  |  |  | Non Federally-Regulated | 1991-10-01 | [5 empty] | 1998-06-22
Pomona Air | Pomona Air | SWC 200 U&D |  |  |  |  | Non Federally-Regulated | 1986-03-01 | [5 empty] | 1998-06-22
Pomona Air | Pomona Air | SWC 1000-2U&D-460V |  |  |  |  | Non Federally-Regulated | 1989-01-01 | [5 empty] | 1990-05-17
Vertiv Corporation | Liebert | PFC014A |  |  |  |  | Non Federally-Regulated | 1998-06-23 | [5 empty] | 2009-03-12
Compu-Aire | Mini-Temp Plus | PFCU-3 |  |  |  |  | Non Federally-Regulated | 1993-06-08 | [5 empty] | 2009-03-12
Contempo Engineering | Contempo Engineering | CEMA-1032C,1034C |  |  |  |  | Non Federally-Regulated | 1991-10-01 | [5 empty] | 1998-06-22
Pomona Air | Pomona Air | ACC 1000-2U&D-208V |  |  |  |  | Non Federally-Regulated | 1989-01-01 | [5 empty] | 1990-05-17
Hiross, Inc. | Hiross | U*41A****0*** |  |  |  |  | Non Federally-Regulated | 1991-10-01 | [5 empty] | 1997-03-01
Hiross, Inc. | Hiross | F*56W****0*** |  |  |  |  | Non Federally-Regulated | 1997-03-01 | [5 empty] | 1998-06-22
Stulz Air Technology Systems | Stulz | MC 602A |  |  |  |  | Voluntarily Certified | 1990-05-22 | [5 empty] | 1991-10-01
Air Technology Systems | Air Technology Systems | OHS-012-W |  |  |  |  | Non Federally-Regulated | 1991-07-01 | [5 empty] | 1991-10-01
Shulz America | Stulz | MC 151A |  |  |  |  | Non Federally-Regulated | 1992-12-01 | [5 empty] | 1998-06-22
Edpac Corp. | Minitech 90 | GCS/E-5 |  |  |  |  | Non Federally-Regulated | 1986-08-01 | [5 empty] | 1998-06-22
Envirotech Systems Worldwide, Inc. | Pomona Air | ACC 1000-2U&D-208V |  |  |  |  | Non Federally-Regulated | 1991-10-01 | [5 empty] | 1998-06-22
Hiross, Inc. | Hiross | C*06A******** |  |  |  |  | Non Federally-Regulated | 1997-03-01 | [5 empty] | 1998-06-22
Hiross, Inc. | Hiross | O*36A****0*** |  |  |  |  | Non Federally-Regulated | 1991-08-23 | [5 empty] | 1998-06-22
Data Aire, Inc. | Data Aire | DTWD/U 0412/32/34/35 |  |  |  |  | Non Federally-Regulated | 1992-12-21 | [5 empty] | 2009-03-12
Data Aire, Inc. | Data Temp | DTA-0332/4/5 |  |  |  |  | Non Federally-Regulated | 1989-01-01 | [5 empty] | 1990-05-17
Hiross, Inc. | Hiross | O*66W****0*** |  |  |  |  | Voluntarily Certified | 1991-08-23 | [5 empty] | 1991-10-01
Tithe Corp. | Amtech | KAH-048H4*** |  |  |  |  | Non Federally-Regulated | 1997-09-26 | [5 empty] | 1998-03-01
Pomona Air | Pomona Air | WCG 800-U&D-208V |  |  |  |  | Non Federally-Regulated | 1989-01-01 | [5 empty] | 2009-03-12
Airflow Co. | Airflow Co. | CM-40A |  |  |  |  | Non Federally-Regulated | 1993-08-10 | [5 empty] | 2009-03-12
Data Aire, Inc. | Data Aire | DAME/DAMC 0434 AO |  |  |  |  | Non Federally-Regulated | 1992-12-21 | [5 empty] | 2009-03-09
Data Aire, Inc. | Data Aire | DAMW 1.512 |  |  |  |  | Non Federally-Regulated | 1992-12-21 | [5 empty] | 2009-03-12
Pomona Air | Pomona Air | WC 500 |  |  |  |  | Non Federally-Regulated | 1986-05-01 | [5 empty] | 1998-06-22
Koldwave Division, Mestek, Inc. | Koldwave | KVMHA25 |  |  |  |  | Non Federally-Regulated | 1991-10-10 | [5 empty] | 2009-03-12
Envirotech Systems Worldwide, Inc. | Pomona Air | SWCG 400-U&D-460V |  |  |  |  | Non Federally-Regulated | 1991-10-01 | [5 empty] | 1998-06-22
Hiross, Inc. | Hiross | F*56A****0*** |  |  |  |  | Non Federally-Regulated | 1991-08-23 | [5 empty] | 1998-06-22
Data Aire, Inc. | Data Aire | DAAD/U 1032/34/35 |  |  |  |  | Non Federally-Regulated | 1997-03-01 | [5 empty] | 1998-06-22
Data Aire, Inc. | Data Aire | DMW 2120 |  |  |  |  | Non Federally-Regulated | 1992-12-01 | [5 empty] | 1992-12-21
Airflow Co. | Airflow Co. | TC-2W |  |  |  |  | Non Federally-Regulated | 1997-12-02 | [5 empty] | 2009-03-12
Hiross, Inc. | Hiross | O*66F****0*** |  |  |  |  | Non Federally-Regulated | 1991-10-01 | [5 empty] | 1997-03-01
Data Aire, Inc. | Data Aire | DTWD/U 0312/32/34 |  |  |  |  | Non Federally-Regulated | 1992-12-01 | [5 empty] | 1992-12-21
Hiross, Inc. | Hiross | U*46W****0*** |  |  |  |  | Non Federally-Regulated | 1992-12-01 | [5 empty] | 1997-03-01
Hiross, Inc. | Hiross | C*04A********* |  |  |  |  | Non Federally-Regulated | 1997-03-01 | [5 empty] | 1998-06-22
Envirotech Systems Worldwide, Inc. | Pomona Air | ACC 500-U&D-208V |  |  |  |  | Non Federally-Regulated | 1991-10-01 | [5 empty] | 1998-06-22
Pomona Air | Pomona Air | SACC 1000-2 |  |  |  |  | Non Federally-Regulated | 1986-05-01 | [5 empty] | 1998-06-22
Hiross, Inc. | Hiross | 0*76G****0*** |  |  |  |  | Non Federally-Regulated | 1992-12-01 | [5 empty] | 1998-06-22
Air Technology Systems | Ceilair | OHS-032-AHU/RCU |  |  |  |  | Non Federally-Regulated | 1994-02-15 | [5 empty] | 2009-03-12
Edpac Corp. | Liebert | AU 27 |  |  |  |  | Non Federally-Regulated | 1986-08-01 | [5 empty] | 1998-06-22
Contempo Engineering | Contempo | CEMA-0532/CEAC-1032 |  |  |  |  | Non Federally-Regulated | 1986-08-01 | [5 empty] | 1998-06-22
Data Aire, Inc. | Data Aire | DAGD/U 0632/34/35 |  |  |  |  | Non Federally-Regulated | 1997-03-01 | [5 empty] | 1998-06-22
Data Aire, Inc. | Data Aire | DAME/DAMC 0532 AO |  |  |  |  | Non Federally-Regulated | 1992-12-01 | [5 empty] | 1992-12-21
Envirotech Systems Worldwide, Inc. | Pomona Air | WC 500-U&D-460V |  |  |  |  | Non Federally-Regulated | 1991-10-01 | [5 empty] | 1998-06-22
Compu-Aire | Mini-Temp | MTA-01 |  |  |  |  | Non Federally-Regulated | 1991-10-11 | [5 empty] | 2009-03-12
Contempo Engineering | Contempo | CEMW-7532, 7534 |  |  |  |  | Non Federally-Regulated | 1989-01-01 | [5 empty] | 1998-06-22
Data Aire, Inc. | Data Aire | DAME/DAMC 2.532AIP/S |  |  |  |  | Non Federally-Regulated | 1992-12-21 | [5 empty] | 2009-03-09
Vertiv Corporation | Liebert | DM 037A |  |  |  |  | Non Federally-Regulated | 1989-01-01 | [5 empty] | 1998-06-22
Data Aire, Inc. | Data Aire | DAA-1032/4/5 |  |  |  |  | Non Federally-Regulated | 1986-08-01 | [5 empty] | 1998-06-22
Air Technology Systems | Ceilair | OHS-048-DAR/L()A |  |  |  |  | Non Federally-Regulated | 1994-02-15 | [5 empty] | 2009-03-12
Stulz Air Technology Systems | Stulz | CCM 302G/GE |  |  |  |  | Non Federally-Regulated | 1991-10-01 | [5 empty] | 1997-03-01
Hiross, Inc. | Hiross | F*66W****0*** |  |  |  |  | Non Federally-Regulated | 1991-10-01 | [5 empty] | 1997-03-01
Koldwave Division, Mestek, Inc. | Koldwave | IKP14 |  |  |  |  | Non Federally-Regulated | 1991-10-10 | [5 empty] | 1997-03-01
Vertiv Corporation | Liebert | CF/CU071WG |  |  |  |  | Non Federally-Regulated | 1994-08-18 | [5 empty] | 1997-03-01
Koldwave Heat Exchangers, Inc. | Koldwave | KVMWSS33 |  |  |  |  | Non Federally-Regulated | 1989-01-01 | [5 empty] | 1998-06-22
Compu-Aire | Maxi-Kool | MKA-3 |  |  |  |  | Non Federally-Regulated | 1987-10-01 | [5 empty] | 1998-06-22
Contempo Engineering | Contempo | CEMA-7532/CEAC-1532 |  |  |  |  | Non Federally-Regulated | 1986-08-01 | [5 empty] | 1998-06-22
Vertiv Corporation | Liebert | DM 037A |  |  |  |  | Non Federally-Regulated | 1986-11-01 | [5 empty] | 1989-01-01
Hiross, Inc. | Hiross | O*46W****0*** |  |  |  |  | Non Federally-Regulated | 1997-03-01 | [5 empty] | 1998-06-22
Hiross, Inc. | Hiross | F*46G****0*** |  |  |  |  | Non Federally-Regulated | 1991-10-01 | [5 empty] | 1997-03-01
Air Technology Systems | Flair | CMS-024-AHU/RCU |  |  |  |  | Non Federally-Regulated | 1994-02-15 | [5 empty] | 2009-03-12
Pomona Air | Pomona Air | ACC 500-U&D-460V |  |  |  |  | Non Federally-Regulated | 1990-05-17 | [5 empty] | 2009-03-12
Data Aire, Inc. | Data Aire | DAH-1332/4/5 |  |  |  |  | Non Federally-Regulated | 1986-08-01 | [5 empty] | 1998-06-22
Shulz America | Stulz | MC 301W |  |  |  |  | Non Federally-Regulated | 1992-12-01 | [5 empty] | 1998-06-22
Data Aire, Inc. | Mini 1800 | DMA-1812 |  |  |  |  | Non Federally-Regulated | 1986-08-01 | [5 empty] | 1998-06-22
Air Technology Systems | Ceilair | OHS-120-DAHU/DRCU |  |  |  |  | Non Federally-Regulated | 1994-02-15 | [5 empty] | 2009-03-12
Vertiv Corporation | Liebert | FH/UH/FE/UE 127W |  |  |  |  | Non Federally-Regulated | 1985-06-11 | [5 empty] | 1986-03-01
Pomona Air | Pomona Air | SACC 500-U&D-208V |  |  |  |  | Non Federally-Regulated | 1990-05-17 | [5 empty] | 2009-03-12
Pomona Air | Pomona Air | SWC 800-2U&D-208V |  |  |  |  | Non Federally-Regulated | 1989-01-01 | [5 empty] | 1990-05-17
Data Aire, Inc. | Data Aire | DAME/CUMC 0412 WIP/S |  |  |  |  | Non Federally-Regulated | 1992-12-01 | [5 empty] | 1998-06-22
Vertiv Corporation | Liebert | CF/CU 43A |  |  |  |  | Non Federally-Regulated | 1989-01-01 | [5 empty] | 1990-05-17
Hiross, Inc. | Hiross | U*76F****0*** |  |  |  |  | Non Federally-Regulated | 1991-10-01 | [5 empty] | 1997-03-01
Data Aire, Inc. | Data Aire | DAME 1032/4/5 CO-D |  |  |  |  | Non Federally-Regulated | 1992-12-21 | [5 empty] | 2009-03-09
Data Aire, Inc. | Data Aire | DAME/DAMC 0535 AIP/S |  |  |  |  | Non Federally-Regulated | 1991-03-20 | [5 empty] | 1991-10-01
Data Aire, Inc. | Data Aire | DAME/DAMC 0334 AIP/S |  |  |  |  | Non Federally-Regulated | 1997-03-01 | [5 empty] | 1998-06-22
Vertiv Corporation | Liebert | SD/SU/SE/SK 120G |  |  |  |  | Non Federally-Regulated | 1989-01-01 | [5 empty] | 1998-06-22
Pomona Air | Pomona Air | SWC 300-U&D-460V |  |  |  |  | Non Federally-Regulated | 1990-05-17 | [5 empty] | 2009-03-12
Hiross, Inc. | Hiross | SF015W****** |  |  |  |  | Non Federally-Regulated | 1992-12-01 | [5 empty] | 1998-06-22
Shulz America | Stulz | CCM 663W |  |  |  |  | Non Federally-Regulated | 1992-12-01 | [5 empty] | 1998-06-22
Data Aire, Inc. | Data Aire | DAMW 0212 |  |  |  |  | Non Federally-Regulated | 1992-12-21 | [5 empty] | 2009-03-12
Hiross, Inc. | Hiross | SF020A******** |  |  |  |  | Non Federally-Regulated | 1997-03-01 | [5 empty] | 1998-06-22
Ipac, Inc. | Ipac | S*050G* |  |  |  |  | Voluntarily Certified | 1996-03-11 | [5 empty] | 1997-03-01
Hiross, Inc. | Hiross | F*76A****0*** |  |  |  |  | Non Federally-Regulated | 1991-10-01 | [5 empty] | 1997-03-01
Stulz Air Technology Systems | Stulz | MC 453A |  |  |  |  | Non Federally-Regulated | 1991-10-01 | [5 empty] | 1997-03-01
Stulz Air Technology Systems | Stulz | MC 722A |  |  |  |  | Non Federally-Regulated | 1991-10-01 | [5 empty] | 1997-03-01
Edpac Corp. | Minitech 90 | WCS/E-7.5 |  |  |  |  | Non Federally-Regulated | 1986-08-01 | [5 empty] | 1998-06-22
Tithe Corp. | Amtech | KAH-036H4*** |  |  |  |  | Non Federally-Regulated | 1997-09-26 | [5 empty] | 1998-03-01
Vertiv Corporation | Liebert | MM 038W |  |  |  |  | Non Federally-Regulated | 1986-11-01 | [5 empty] | 1989-01-01
Vertiv Corporation | Liebert | MM069WG |  |  |  |  | Non Federally-Regulated | 1991-11-19 | [5 empty] | 1992-12-01
Vertiv Corporation | Liebert | AU 27 |  |  |  |  | Non Federally-Regulated | 1986-03-01 | [5 empty] | 1998-06-22
Pomona Air | Pomona Air | SACC 800-2U&D-208V |  |  |  |  | Non Federally-Regulated | 1989-01-01 | [5 empty] | 2009-03-12
Data Aire, Inc. | Data Aire | DAME/DAMC 0534 AIP/S |  |  |  |  | Non Federally-Regulated | 1991-03-20 | [5 empty] | 1991-10-01
Data Aire, Inc. | Data Aire | DAME/DAMC 0534 CO |  |  |  |  | Non Federally-Regulated | 1991-03-20 | [5 empty] | 1991-10-01
Data Aire, Inc. | Data Aire | DAMA 1.512 |  |  |  |  | Non Federally-Regulated | 1992-12-21 | [5 empty] | 1997-03-01
Air Technology Systems | Ceilair | OHS-040-AS |  |  |  |  | Non Federally-Regulated | 1994-02-15 | [5 empty] | 2009-03-12
Pomona Air | Pomona Air | WCG 800-U&D-460V |  |  |  |  | Non Federally-Regulated | 1989-01-01 | [5 empty] | 2009-03-12
Data Aire, Inc. | Data Temp | DTW-0332/4/5 |  |  |  |  | Non Federally-Regulated | 1989-01-01 | [5 empty] | 1990-05-17
Stulz Air Technology Systems | Stulz | MC 722W |  |  |  |  | Non Federally-Regulated | 1991-10-01 | [5 empty] | 1997-03-01
Vertiv Corporation | Liebert | CF/CU042A |  |  |  |  | Non Federally-Regulated | 1991-11-19 | [5 empty] | 1992-12-01
Air Technology Systems | Flair | CMS-048-AHU/RCU |  |  |  |  | Non Federally-Regulated | 1994-02-15 | [5 empty] | 2009-03-12
Compu-Aire | Compu-Aire | CKW-5 |  |  |  |  | Non Federally-Regulated | 1989-01-01 | [5 empty] | 1990-05-17
Shulz America | Stulz | CCM 151W |  |  |  |  | Non Federally-Regulated | 1992-12-01 | [5 empty] | 1998-06-22
Air Technology Systems | Ceilair | OHS-120-DAR/L()A |  |  |  |  | Non Federally-Regulated | 1994-02-15 | [5 empty] | 2009-03-12
Data Aire, Inc. | Data Aire | DTAD/U 0512/32/34135 |  |  |  |  | Non Federally-Regulated | 1991-10-01 | [5 empty] | 1997-03-01
Hiross, Inc. | Hiross | O*66F****0*** |  |  |  |  | Non Federally-Regulated | 1991-08-23 | [5 empty] | 1991-10-01
Data Aire, Inc. | Data Aire | DAME/DAMC 0534 AIP/S |  |  |  |  | Non Federally-Regulated | 1992-12-21 | [5 empty] | 2009-03-09
Stulz Air Technology Systems | Stulz | CCS 70A U/D |  |  |  |  | Non Federally-Regulated | 1991-10-01 | [5 empty] | 1997-03-01
Shulz America | Stulz | CCS 70G U/D |  |  |  |  | Non Federally-Regulated | 1992-12-01 | [5 empty] | 1998-06-22
Data Aire, Inc. | Data Aire | DAME/DAMC 0435 AO |  |  |  |  | Non Federally-Regulated | 1997-03-01 | [5 empty] | 1998-06-22
Koldwave Division, Mestek, Inc. | Koldwave | KHMW25 |  |  |  |  | Non Federally-Regulated | 1990-05-17 | [5 empty] | 1991-10-10
Airflow Co. | Airflow Co. | AFX-108W |  |  |  |  | Non Federally-Regulated | 1997-12-02 | [5 empty] | 2009-03-12
Data Aire, Inc. | Data Aire | DAME/DAMC 0332 AO |  |  |  |  | Non Federally-Regulated | 1992-12-01 | [5 empty] | 1992-12-21
Data Aire, Inc. | Data Aire | DAME 0832/4/5 WIP-D |  |  |  |  | Non Federally-Regulated | 1992-12-21 | [5 empty] | 1997-03-01
Compu-Aire | Mini-Temp Plus | WCCU-3 |  |  |  |  | Non Federally-Regulated | 1993-06-08 | [5 empty] | 2009-03-12
Airflow Co. | Airflow Co. | CCT-5W |  |  |  |  | Non Federally-Regulated | 1986-05-01 | [5 empty] | 1998-06-22
Data Aire, Inc. | Data Aire | DAME/DAMC 0332 WIP/S |  |  |  |  | Non Federally-Regulated | 1992-12-01 | [5 empty] | 2009-03-09
Data Aire, Inc. | Data Aire | DAME/DAMC 2.512WIP/S |  |  |  |  | Non Federally-Regulated | 1992-12-01 | [5 empty] | 2009-03-09
Envirotech Systems Worldwide, Inc. | Pomona Air | SWCG 200-U&D-460V |  |  |  |  | Non Federally-Regulated | 1991-10-01 | [5 empty] | 1998-06-22
Data Aire, Inc. | Data Aire | DTGD/U 0212/32/34 |  |  |  |  | Non Federally-Regulated | 1992-12-01 | [5 empty] | 1992-12-21
Data Aire, Inc. | Data Aire | DAME/DAMC 0535 AIP/S |  |  |  |  | Non Federally-Regulated | 1991-10-01 | [5 empty] | 1992-12-01
Hiross, Inc. | Hiross | F*76W****0*** |  |  |  |  | Non Federally-Regulated | 1997-03-01 | [5 empty] | 1998-06-22
Vertiv Corporation | Liebert | FH/UH/FE/UE 114A |  |  |  |  | Non Federally-Regulated | 1985-06-11 | [5 empty] | 1986-03-01
Contempo Engineering | Contempo Engineering | CEMW-0532,0534 |  |  |  |  | Non Federally-Regulated | 1990-05-17 | [5 empty] | 1991-10-01
Vertiv Corporation | Liebert | FH/UH/FE/UE 75A |  |  |  |  | Non Federally-Regulated | 1990-05-17 | [5 empty] | 2009-03-12
Vertiv Corporation | Liebert | MM020WG |  |  |  |  | Non Federally-Regulated | 1992-12-01 | [5 empty] | 1997-03-01
Pomona Air | Pomona Air | ACC 800-U&D-460V |  |  |  |  | Non Federally-Regulated | 1990-05-17 | [5 empty] | 2009-03-12
Koldwave Division, Mestek, Inc. | Koldwave | KVMWSS33 |  |  |  |  | Non Federally-Regulated | 1991-10-10 | [5 empty] | 2009-03-12
Pomona Air | Pomona Air | ACC 600-2U&D-460V |  |  |  |  | Non Federally-Regulated | 1992-12-01 | [5 empty] | 1997-03-01
Pomona Air | Pomona Air | SACC 300 |  |  |  |  | Non Federally-Regulated | 1986-05-01 | [5 empty] | 1998-06-22
Compu-Aire | Compu-Aire | MKA-8 |  |  |  |  | Non Federally-Regulated | 1989-01-01 | [5 empty] | 1990-05-17
Shulz America | Stulz | CCM 453A |  |  |  |  | Non Federally-Regulated | 1992-12-01 | [5 empty] | 1998-06-22
Vertiv Corporation | Liebert | SD/SU/SE/SK 140W |  |  |  |  | Non Federally-Regulated | 1989-01-01 | [5 empty] | 1990-05-17
Heat Exchangers | Koldwave | KVMCA33 |  |  |  |  | Non Federally-Regulated | 1991-10-01 | [5 empty] | 1998-06-22
Compu-Aire | Mini-Temp | MTW-02 |  |  |  |  | Non Federally-Regulated | 1990-09-13 | [5 empty] | 1991-10-01
Heat Exchangers | Koldwave | KVMCW25 |  |  |  |  | Non Federally-Regulated | 1991-10-01 | [5 empty] | 1998-06-22
Pomona Air | Pomona Air | SWC 600-2U&D-208V |  |  |  |  | Non Federally-Regulated | 1990-05-17 | [5 empty] | 2009-03-12
Koldwave Division, Mestek, Inc. | Koldwave | KMP14 |  |  |  |  | Non Federally-Regulated | 1990-05-17 | [5 empty] | 1991-10-10
Contempo Engineering | Contempo | CEMW-0534 |  |  |  |  | Non Federally-Regulated | 1986-08-01 | [5 empty] | 1998-06-22
Compu-Aire | Mini-Temp Plus | PFCU-5 |  |  |  |  | Non Federally-Regulated | 1993-06-08 | [5 empty] | 2009-03-12
Shulz America | Stulz | MC 1083W |  |  |  |  | Non Federally-Regulated | 1992-12-01 | [5 empty] | 1998-06-22
Shulz America | Stulz | MC 903W |  |  |  |  | Non Federally-Regulated | 1992-12-01 | [5 empty] | 1998-06-22
Stulz Air Technology Systems | Stulz | CCM 301G/GE |  |  |  |  | Non Federally-Regulated | 1990-05-22 | [5 empty] | 1991-10-01
Contempo Engineering | Contempo Engineering | CEMA-0532,0534 |  |  |  |  | Non Federally-Regulated | 1991-10-01 | [5 empty] | 1997-03-01
Hiross, Inc. | Hiross | O*28W****0*** |  |  |  |  | Non Federally-Regulated | 1997-03-01 | [5 empty] | 1998-06-22
Contempo Engineering | Contempo | CEMW-0332, 0334 |  |  |  |  | Non Federally-Regulated | 1989-01-01 | [5 empty] | 1998-06-22
Compu-Aire | Compu-Aire | CKA-2 |  |  |  |  | Non Federally-Regulated | 1990-05-17 | [5 empty] | 2009-03-12
Pomona Air | Pomona Air | SACC 500-U&D-460V |  |  |  |  | Non Federally-Regulated | 1990-05-17 | [5 empty] | 2009-03-12
Edpac Corp. | Liebert | FH/UH/FE/UE 125A |  |  |  |  | Non Federally-Regulated | 1986-08-01 | [5 empty] | 1998-06-22
Heat Exchangers | Koldwave | KVMWSS25 |  |  |  |  | Non Federally-Regulated | 1991-10-01 | [5 empty] | 1998-06-22
Air Technology Systems | Flair | CMS-042-AHU/RCU |  |  |  |  | Non Federally-Regulated | 1994-02-15 | [5 empty] | 2009-03-12
Airflow Co. | Airflow Co. | CCT-8A |  |  |  |  | Non Federally-Regulated | 1986-05-01 | [5 empty] | 1998-06-22
Heat Exchangers | Koldwave | KVMA33 |  |  |  |  | Non Federally-Regulated | 1991-10-01 | [5 empty] | 1998-06-22
Data Aire, Inc. | Data Aire | DTAD/U 0312/32/34 |  |  |  |  | Non Federally-Regulated | 1992-12-01 | [5 empty] | 1992-12-21
Pomona Air | Pomona Air | WC 800-U&D-460V |  |  |  |  | Non Federally-Regulated | 1992-12-01 | [5 empty] | 1997-03-01
Data Aire, Inc. | Data Aire | DAME/DAMC 0332 CO |  |  |  |  | Non Federally-Regulated | 1992-12-21 | [5 empty] | 2009-03-09
Stulz Air Technology Systems | Stulz | CCM 302W |  |  |  |  | Non Federally-Regulated | 1990-05-22 | [5 empty] | 1991-10-01
Stulz Air Technology Systems | Stulz | CCM 903W |  |  |  |  | Non Federally-Regulated | 1991-10-01 | [5 empty] | 1997-03-01
Pomona Air | Pomona Air | SWCG 400-U&D-208V |  |  |  |  | Non Federally-Regulated | 1989-01-01 | [5 empty] | 1990-05-17
Vertiv Corporation | Liebert | DM 037A |  |  |  |  | Non Federally-Regulated | 1991-10-01 | [5 empty] | 1997-03-01
Contempo Engineering | Contempo | CEMA-1034C/CEAC-2234 |  |  |  |  | Non Federally-Regulated | 1986-08-01 | [5 empty] | 1998-06-22
Shulz America | Stulz | CCM 602A |  |  |  |  | Non Federally-Regulated | 1992-12-01 | [5 empty] | 1998-06-22
Air Technology Systems | Ceilair | OHS-048-AR/CAA |  |  |  |  | Non Federally-Regulated | 1994-02-15 | [5 empty] | 2009-03-12
Contempo Engineering | Contempo Engineering | CEMA-7532,7534 |  |  |  |  | Non Federally-Regulated | 1991-10-01 | [5 empty] | 1997-03-01
Stulz Air Technology Systems | Stulz | MC 302W |  |  |  |  | Non Federally-Regulated | 1990-05-22 | [5 empty] | 1991-10-01
Compu-Aire | Compu-Aire | MKA-3 |  |  |  |  | Non Federally-Regulated | 1989-01-01 | [5 empty] | 1990-05-17
Edpac Corp. | Tech 80 | AU/D/B 8023 |  |  |  |  | Non Federally-Regulated | 1986-08-01 | [5 empty] | 1998-06-22
Vertiv Corporation | Liebert | CF/CU036E |  |  |  |  | Non Federally-Regulated | 1991-11-19 | [5 empty] | 1998-06-22
Data Aire, Inc. | Data Aire | DAME/DAMC 2.532 AO |  |  |  |  | Non Federally-Regulated | 1997-03-01 | [5 empty] | 1998-06-22
Data Aire, Inc. | Data Aire | DAME OS32/4/5 CO-D |  |  |  |  | Non Federally-Regulated | 1992-12-01 | [5 empty] | 1998-06-22
Tithe Corp. | Skil-Aire | KAH-024H3*** |  |  |  |  | Non Federally-Regulated | 1998-03-01 | [5 empty] | 1998-06-22
Tithe Corp. | Amtech | KAH-024H3*** |  |  |  |  | Non Federally-Regulated | 1998-03-01 | [5 empty] | 1998-06-22
Hiross, Inc. | Hiross | U*66W****0*** |  |  |  |  | Non Federally-Regulated | 1991-10-01 | [5 empty] | 1997-03-01
Data Aire, Inc. | Data Aire | DAA- 2032/4/5 |  |  |  |  | Non Federally-Regulated | 1989-01-01 | [5 empty] | 1998-06-22
Hiross, Inc. | Hiross | O*7GG****0*** |  |  |  |  | Non Federally-Regulated | 1998-03-01 | [5 empty] | 1998-06-22
Data Aire, Inc. | Data Aire | DMA/ACR 2120 |  |  |  |  | Non Federally-Regulated | 1991-03-20 | [5 empty] | 1991-10-01
Data Aire, Inc. | Data Aire | DAME/DAMC 0332 AO |  |  |  |  | Non Federally-Regulated | 1992-12-21 | [5 empty] | 2009-03-09
Tithe Corp. | Skil-Aire | KAH-048H3*** |  |  |  |  | Non Federally-Regulated | 1998-03-01 | [5 empty] | 1998-06-22
Hiross, Inc. | Hiross | U*36A****0*** |  |  |  |  | Non Federally-Regulated | 1997-03-01 | [5 empty] | 1998-06-22
Shulz America | Stulz | CCS 70A U/D |  |  |  |  | Non Federally-Regulated | 1992-12-01 | [5 empty] | 1998-06-22
Data Aire, Inc. | Data Aire | DAGD/U 0632/34/35 |  |  |  |  | Non Federally-Regulated | 1992-12-21 | [5 empty] | 2009-03-12
Hiross, Inc. | Hiross | O*46A****0*** |  |  |  |  | Non Federally-Regulated | 1991-10-01 | [5 empty] | 1997-03-01
Data Aire, Inc. | Data Aire | OAME 1032/4/5 WIP-D |  |  |  |  | Non Federally-Regulated | 1992-12-01 | [5 empty] | 1998-06-22
Hiross, Inc. | Hiross | O*36W****0*** |  |  |  |  | Non Federally-Regulated | 1991-08-23 | [5 empty] | 1991-10-01
Data Aire, Inc. | Data Aire | DAAD/U 0632/34/35 |  |  |  |  | Non Federally-Regulated | 1991-03-20 | [5 empty] | 1991-10-01
Data Aire, Inc. | Data Aire | DAME/DAMC 0312 AIP/S |  |  |  |  | Non Federally-Regulated | 1997-03-01 | [5 empty] | 1998-06-22
Hiross, Inc. | Hiross | 0*66A****0*** |  |  |  |  | Non Federally-Regulated | 1992-12-01 | [5 empty] | 1998-06-22
Airflow Co. | Airflow Co. | CCT-3A |  |  |  |  | Non Federally-Regulated | 1986-05-01 | [5 empty] | 1998-06-22
Stulz Air Technology Systems | Stulz | CCM 1083W |  |  |  |  | Voluntarily Certified | 1990-05-22 | [5 empty] | 1991-10-01
Vertiv Corporation | Liebert | DM 020A |  |  |  |  | Non Federally-Regulated | 1989-01-01 | [5 empty] | 1998-06-22
Envirotech Systems Worldwide, Inc. | Pomona Air | SWC 1000-2U&D-208V |  |  |  |  | Non Federally-Regulated | 1991-10-01 | [5 empty] | 1998-06-22
Hiross, Inc. | Hiross | O*66W****0*** |  |  |  |  | Non Federally-Regulated | 1997-03-01 | [5 empty] | 1998-06-22
Stulz Air Technology Systems | Stulz | MC 301W |  |  |  |  | Non Federally-Regulated | 1991-10-01 | [5 empty] | 1997-03-01
Heat Exchangers | Koldwave | XVMHW33 |  |  |  |  | Non Federally-Regulated | 1992-12-01 | [5 empty] | 1998-06-22
Compu-Aire | Mini-Temp Plus | WCCU-2 |  |  |  |  | Non Federally-Regulated | 1993-06-08 | [5 empty] | 2009-03-12
Shulz America | Stulz | CCM 1083W |  |  |  |  | Non Federally-Regulated | 1992-12-01 | [5 empty] | 1998-06-22
Data Aire, Inc. | Data Aire | DAME/DAMC 0434 CO |  |  |  |  | Non Federally-Regulated | 1991-03-20 | [5 empty] | 1991-10-01
Air Technology Systems | Ceilair | OHS-084-DAR/L()A |  |  |  |  | Non Federally-Regulated | 1994-02-15 | [5 empty] | 2009-03-12
Data Aire, Inc. | Data Aire | DTAD/U 1332/34/35 |  |  |  |  | Non Federally-Regulated | 1991-10-01 | [5 empty] | 1992-12-01
Data Aire, Inc. | Data Aire | DAA-0832/4/5 |  |  |  |  | Non Federally-Regulated | 1989-01-01 | [5 empty] | 1998-06-22
Air Technology Systems | Flair | CMS-024-W |  |  |  |  | Non Federally-Regulated | 1994-02-15 | [5 empty] | 1997-03-01
Data Aire, Inc. | Hiross | F*56G** **0*** |  |  |  |  | Non Federally-Regulated | 1992-12-01 | [5 empty] | 1998-06-22
Airflow Co. | Airflow Co. | CCT-10A |  |  |  |  | Non Federally-Regulated | 1990-05-17 | [5 empty] | 2009-03-12
Data Aire, Inc. | Data Aire | DAMW 1.512 |  |  |  |  | Non Federally-Regulated | 1992-12-01 | [5 empty] | 1992-12-21
Compu-Aire | Compu-Aire | CAW-6 |  |  |  |  | Non Federally-Regulated | 1987-10-01 | [5 empty] | 1989-01-01
Air Technology Systems | Flair | CMS-060-W |  |  |  |  | Non Federally-Regulated | 1994-02-15 | [5 empty] | 1997-03-01
Data Aire, Inc. | Data Aire | DAME/DAMC 0512 CO |  |  |  |  | Non Federally-Regulated | 1997-03-01 | [5 empty] | 1998-06-22
Data Aire, Inc. | Data Aire | DAAD/U 1032/34/35 |  |  |  |  | Non Federally-Regulated | 1992-12-01 | [5 empty] | 1992-12-21
Pomona Air | Pomona Air | WCG 600-2U&D-460V |  |  |  |  | Non Federally-Regulated | 1990-05-17 | [5 empty] | 2009-03-12
Airflow Co. | Airflow Co. | TC-10W |  |  |  |  | Non Federally-Regulated | 1997-12-02 | [5 empty] | 2009-03-12
Compu-Aire | Compu-Aire | MKW-3 |  |  |  |  | Non Federally-Regulated | 1989-01-01 | [5 empty] | 1991-10-01
Hiross, Inc. | Hiross | O*41A****0*** |  |  |  |  | Non Federally-Regulated | 1997-03-01 | [5 empty] | 1998-06-22
Shulz America | Stulz | MC 361W |  |  |  |  | Non Federally-Regulated | 1992-12-01 | [5 empty] | 1998-06-22
Vertiv Corporation | Liebert | DM 029W |  |  |  |  | Non Federally-Regulated | 1986-11-01 | [5 empty] | 1998-06-22
Envirotech Systems Worldwide, Inc. | Pomona Air | SACC 500-U&D-208V |  |  |  |  | Non Federally-Regulated | 1991-10-01 | [5 empty] | 1998-06-22
Heat Exchangers | Koldwave | KVMHWSS33 |  |  |  |  | Non Federally-Regulated | 1991-10-01 | [5 empty] | 1998-06-22
Tithe Corp. | Kais-Aire | KAH-036H3*** |  |  |  |  | Non Federally-Regulated | 1998-03-01 | [5 empty] | 1998-06-22
Compu-Aire | Mini-Temp | MT-4000-A |  |  |  |  | Non Federally-Regulated | 1991-10-11 | [5 empty] | 2009-03-12
Data Aire, Inc. | Data Aire | DAA-1632/4/5 |  |  |  |  | Non Federally-Regulated | 1989-01-01 | [5 empty] | 1998-06-22
Hiross, Inc. | Hiross | C*06W********* |  |  |  |  | Non Federally-Regulated | 1991-08-23 | [5 empty] | 1998-03-01
Heat Exchangers | Koldwave | KVMCW33 |  |  |  |  | Non Federally-Regulated | 1991-10-01 | [5 empty] | 1992-12-01
Vertiv Corporation | Liebert | MM 038W |  |  |  |  | Non Federally-Regulated | 1990-05-17 | [5 empty] | 1991-10-01
Shulz America | Stulz | CCM 361A |  |  |  |  | Non Federally-Regulated | 1992-12-01 | [5 empty] | 1998-06-22
Vertiv Corporation | Liebert | FH/UH/FE/UE 127W |  |  |  |  | Non Federally-Regulated | 1989-01-01 | [5 empty] | 1990-05-17
Hiross, Inc. | Hiross | U*46W****0*** |  |  |  |  | Non Federally-Regulated | 1997-03-01 | [5 empty] | 1998-06-22
Vertiv Corporation | Liebert | CU/CF 69W |  |  |  |  | Non Federally-Regulated | 1986-03-01 | [5 empty] | 1998-06-22
Data Aire, Inc. | Data Aire | DAME/DAMC 0435 CO |  |  |  |  | Non Federally-Regulated | 1997-03-01 | [5 empty] | 1998-06-22
Hiross, Inc. | Hiross | U*46A****0*** |  |  |  |  | Non Federally-Regulated | 1997-03-01 | [5 empty] | 1998-06-22
Data Aire, Inc. | Data Aire | DAW -2 53 2/4/5 |  |  |  |  | Non Federally-Regulated | 1989-01-01 | [5 empty] | 1998-06-22
Stulz Air Technology Systems | Stulz | CCM 443G/GE |  |  |  |  | Non Federally-Regulated | 1991-10-01 | [5 empty] | 1997-03-01
Stulz Air Technology Systems | Stulz | CCM 361A |  |  |  |  | Non Federally-Regulated | 1991-10-01 | [5 empty] | 1997-03-01
Pomona Air | Pomona Air | WC 500-U&D-460V |  |  |  |  | Non Federally-Regulated | 1989-01-01 | [5 empty] | 1990-05-17
Data Aire, Inc. | Data Aire | DAAD/U 0832/34/35 |  |  |  |  | Non Federally-Regulated | 1992-12-21 | [5 empty] | 2009-03-12
Hiross, Inc. | Hiross | F*66A****0*** |  |  |  |  | Non Federally-Regulated | 1991-08-23 | [5 empty] | 1991-10-01
Hiross, Inc. | Hiross | C*06A********* |  |  |  |  | Non Federally-Regulated | 1992-12-01 | [5 empty] | 1998-03-01
Contempo Engineering | Contempo Engineering | CEMA-0332,0334 |  |  |  |  | Non Federally-Regulated | 1991-10-01 | [5 empty] | 1997-03-01
Edpac Corp. | Liebert | FH/UH/FE/UE 138W |  |  |  |  | Non Federally-Regulated | 1986-08-01 | [5 empty] | 1998-06-22
Pomona Air | Pomona Air | ACC 800-U&D-208V |  |  |  |  | Non Federally-Regulated | 1990-05-17 | [5 empty] | 1992-12-01
Koldwave Heat Exchangers, Inc. | Koldwave | KVMHW25 |  |  |  |  | Non Federally-Regulated | 1989-01-01 | [5 empty] | 1998-06-22
Heat Exchangers | Koldwave | KVMW33 |  |  |  |  | Non Federally-Regulated | 1991-10-01 | [5 empty] | 1992-12-01
Air Technology Systems | Ceilair | OHS-032-AR/L()A |  |  |  |  | Non Federally-Regulated | 1994-02-15 | [5 empty] | 1997-03-01
Data Aire, Inc. | Mini 1800 | DMW-1812 |  |  |  |  | Non Federally-Regulated | 1989-01-01 | [5 empty] | 1990-05-17
Data Aire, Inc. | Data Aire | DTGD/U 0412/32/34/35 |  |  |  |  | Non Federally-Regulated | 1991-03-20 | [5 empty] | 1992-12-21
Pomona Air | Pomona Air | WCG 1000-U&D-460V |  |  |  |  | Non Federally-Regulated | 1989-01-01 | [5 empty] | 1990-05-17
Hiross, Inc. | Hiross | U*76F****0*** |  |  |  |  | Non Federally-Regulated | 1997-03-01 | [5 empty] | 1998-06-22
Data Aire, Inc. | Data Aire | DAME/DAMC 0412 AIP/S |  |  |  |  | Non Federally-Regulated | 1991-03-20 | [5 empty] | 1991-10-01
Stulz Air Technology Systems | Stulz | CCS 70A U/D |  |  |  |  | Non Federally-Regulated | 1990-05-22 | [5 empty] | 1991-10-01
Pomona Air | Pomona Air | SWC 300 U&D |  |  |  |  | Non Federally-Regulated | 1986-03-01 | [5 empty] | 1998-06-22
Data Aire, Inc. | Data Aire | DAME/DAMC 0434 AO |  |  |  |  | Non Federally-Regulated | 1991-10-01 | [5 empty] | 1992-12-01
Data Aire, Inc. | Data Aire | DTWD/U 0512/32/34/35 |  |  |  |  | Non Federally-Regulated | 1992-12-21 | [5 empty] | 2009-03-12
Pomona Air | Pomona Air | SACC 300 U&D RDD3 |  |  |  |  | Non Federally-Regulated | 1986-03-01 | [5 empty] | 1998-06-22
Envirotech Systems Worldwide, Inc. | Pomona Air | WCG 1000-U&D-460V |  |  |  |  | Non Federally-Regulated | 1991-10-01 | [5 empty] | 1998-06-22
Data Aire, Inc. | Data Aire | DAME/DAMC 0535 CO |  |  |  |  | Non Federally-Regulated | 1997-03-01 | [5 empty] | 1998-06-22
Vertiv Corporation | Liebert | FH/UH/FE/UE 114A |  |  |  |  | Non Federally-Regulated | 1990-05-17 | [5 empty] | 2009-03-12
Pomona Air | Pomona Air | SWC 500-U&D-460V |  |  |  |  | Non Federally-Regulated | 1989-01-01 | [5 empty] | 1990-05-17
Contempo Engineering | Contempo Engineering | CMW-350-2 |  |  |  |  | Non Federally-Regulated | 1991-12-16 | [5 empty] | 1998-06-22
Data Aire, Inc. | Data Aire | DTGD/U 1332/34/35 |  |  |  |  | Non Federally-Regulated | 1992-12-01 | [5 empty] | 1992-12-21
Shulz America | Stulz | MC 221 A |  |  |  |  | Non Federally-Regulated | 1992-12-01 | [5 empty] | 1998-06-22
Edpac Corp. | Minitech 90 | WCS-2 |  |  |  |  | Non Federally-Regulated | 1986-08-01 | [5 empty] | 1998-06-22
Hiross, Inc. | Hiross | U*76G****0*** |  |  |  |  | Voluntarily Certified | 1991-08-23 | [5 empty] | 1991-10-01
Data Aire, Inc. | Data Aire | DAW-2532/4/5 |  |  |  |  | Non Federally-Regulated | 1986-08-01 | [5 empty] | 1998-06-22
Data Aire, Inc. | Data Aire | DAME 0632/4/5 AIS-S |  |  |  |  | Non Federally-Regulated | 1992-12-01 | [5 empty] | 1992-12-21
Compu-Aire | Maxi-Kool | MKW-3 |  |  |  |  | Non Federally-Regulated | 1987-10-01 | [5 empty] | 1998-06-22
Stulz Air Technology Systems | Stulz | CCM 663A |  |  |  |  | Non Federally-Regulated | 1991-10-01 | [5 empty] | 1997-03-01
Koldwave Division, Mestek, Inc. | Koldwave | KVMHA25 |  |  |  |  | Non Federally-Regulated | 1990-05-17 | [5 empty] | 1991-10-10
Data Aire, Inc. | Data Aire | DTGD/U 1032/34/35 |  |  |  |  | Non Federally-Regulated | 1991-10-01 | [5 empty] | 1992-12-01
Pomona Air | Pomona Air | WC 800-2U&D-208V |  |  |  |  | Non Federally-Regulated | 1990-05-17 | [5 empty] | 2009-03-12
Data Aire, Inc. | Mini 2000 | DMW-1812 |  |  |  |  | Non Federally-Regulated | 1989-01-01 | [5 empty] | 1998-06-22
Data Aire, Inc. | Data Aire | DAME/DAMC 0412 AIP/S |  |  |  |  | Non Federally-Regulated | 1991-10-01 | [5 empty] | 1992-12-01
Airflow Co. | Airflow Co. | CM-25W |  |  |  |  | Non Federally-Regulated | 1993-08-10 | [5 empty] | 2009-03-12
Tithe Corp. | Kais-Aire | KAH-036H1*** |  |  |  |  | Non Federally-Regulated | 1997-09-26 | [5 empty] | 1998-03-01
Data Aire, Inc. | Data Aire | DTAD/U 0832/34/35 |  |  |  |  | Non Federally-Regulated | 1997-03-01 | [5 empty] | 1998-06-22
Data Aire, Inc. | Data Aire | DAGD/U 0632/34/35 |  |  |  |  | Non Federally-Regulated | 1991-10-01 | [5 empty] | 1992-12-01
Data Aire, Inc. | Data Temp | DTA-0432/4/5 |  |  |  |  | Non Federally-Regulated | 1986-08-01 | [5 empty] | 1998-06-22
Compu-Aire | Compu-Aire | CKA-3 |  |  |  |  | Non Federally-Regulated | 1990-05-17 | [5 empty] | 1991-10-01
Compu-Aire | Compu-Aire | CAA-10 |  |  |  |  | Non Federally-Regulated | 1989-01-01 | [5 empty] | 1990-05-17
Vertiv Corporation | Liebert | DM 40WG |  |  |  |  | Non Federally-Regulated | 1991-10-01 | [5 empty] | 1997-03-01
Stulz Air Technology Systems | Stulz | MC 361G/GE |  |  |  |  | Non Federally-Regulated | 1990-05-22 | [5 empty] | 1991-10-01
Data Aire, Inc. | Data Aire | DAME/DAMC 2.512AIP/S |  |  |  |  | Non Federally-Regulated | 1992-12-21 | [5 empty] | 2009-03-09
Pomona Air | Pomona Air | ACC 1000-2U&D-460V |  |  |  |  | Non Federally-Regulated | 1989-01-01 | [5 empty] | 1990-05-17
Compu-Aire | Compu-Aire | CAA-8 |  |  |  |  | Non Federally-Regulated | 1990-05-17 | [5 empty] | 1992-12-01
Pomona Air | Pomona Air | SACC 400-U&D-460V |  |  |  |  | Non Federally-Regulated | 1989-01-01 | [5 empty] | 1990-05-17
Compu-Aire | Compu-Kool | CKW-7.5 |  |  |  |  | Non Federally-Regulated | 1991-08-05 | [5 empty] | 1991-10-01
Vertiv Corporation | Liebert | MM 20W |  |  |  |  | Non Federally-Regulated | 1990-05-17 | [5 empty] | 1994-02-07
Pomona Air | Pomona Air | SWC 600-2U&D-46QV |  |  |  |  | Non Federally-Regulated | 1989-01-01 | [5 empty] | 1998-06-22
Data Aire, Inc. | Data Aire | DTGD/U 0832/34/35 |  |  |  |  | Non Federally-Regulated | 1992-12-01 | [5 empty] | 1992-12-21
Stulz Air Technology Systems | Stulz | MC 221A |  |  |  |  | Non Federally-Regulated | 1990-05-22 | [5 empty] | 1991-10-01
Contempo Engineering | Contempo | CEMA-1034/CEAC-2234 |  |  |  |  | Non Federally-Regulated | 1986-08-01 | [5 empty] | 1998-06-22
Airflow Co. | Airflow Co. | CG-8A |  |  |  |  | Non Federally-Regulated | 1993-08-10 | [5 empty] | 2009-03-12
Airflow Co. | Airflow Co. | CCT-6W |  |  |  |  | Non Federally-Regulated | 1990-05-17 | [5 empty] | 1992-12-01
Data Aire, Inc. | Data Aire | DTGD/U 0512/32/34/35 |  |  |  |  | Non Federally-Regulated | 1991-10-01 | [5 empty] | 1992-12-01
Koldwave Division, Mestek, Inc. | Koldwave | KVMW25 |  |  |  |  | Non Federally-Regulated | 1991-10-10 | [5 empty] | 2009-03-12
Compu-Aire | Mini-Temp | MTW-015 |  |  |  |  | Non Federally-Regulated | 1987-10-01 | [5 empty] | 1990-09-13
Data Aire, Inc. | Data Aire | DRCU-0212 |  |  |  |  | Non Federally-Regulated | 2010-11-01 | [5 empty] | 2010-11-29
Data Aire, Inc. | Data Aire | DAMA 1512 |  |  |  |  | Non Federally-Regulated | 1991-10-01 | [5 empty] | 1998-06-22
Compu-Aire | Compu-Aire | MKW-2 |  |  |  |  | Non Federally-Regulated | 1992-12-01 | [5 empty] | 1997-03-01
Data Aire, Inc. | Data Aire | DTGD/U 0832/34/35 |  |  |  |  | Non Federally-Regulated | 1991-03-20 | [5 empty] | 1991-10-01
Hiross, Inc. | Hiross | F*76G****0*** |  |  |  |  | Non Federally-Regulated | 1997-03-01 | [5 empty] | 1998-06-22
Pomona Air | Pomona Air | WCG 1000-2U&D-208V |  |  |  |  | Non Federally-Regulated | 1989-01-01 | [5 empty] | 1990-05-17
Data Aire, Inc. | Data Aire | DAA-0632/4/5 |  |  |  |  | Non Federally-Regulated | 1989-01-01 | [5 empty] | 1998-06-22
Edpac Corp. | Liebert | FH/UH/FE/UE 72G |  |  |  |  | Non Federally-Regulated | 1986-08-01 | [5 empty] | 1998-06-22
Edpac Corp. | Minitech 90 | ACS-2 |  |  |  |  | Non Federally-Regulated | 1986-08-01 | [5 empty] | 1998-06-22
Stulz Air Technology Systems | Stulz | MC 453A |  |  |  |  | Non Federally-Regulated | 1990-05-22 | [5 empty] | 1991-10-01
Envirotech Systems Worldwide, Inc. | Pomona Air | SACC 800-2U&D-460V |  |  |  |  | Non Federally-Regulated | 1991-10-01 | [5 empty] | 1998-06-22
Hiross, Inc. | Hiross | U*28W****0*** |  |  |  |  | Non Federally-Regulated | 1997-03-01 | [5 empty] | 1998-06-22
Vertiv Corporation | Liebert | DM 40WG |  |  |  |  | Non Federally-Regulated | 1989-01-01 | [5 empty] | 1998-06-22
Hiross, Inc. | Hiross | O*66W****0*** |  |  |  |  | Non Federally-Regulated | 1991-10-01 | [5 empty] | 1997-03-01
Vertiv Corporation | Liebert | SD/SU/SE/SK 149A |  |  |  |  | Non Federally-Regulated | 1990-05-17 | [5 empty] | 2005-01-04
Data Aire, Inc. | Data Aire | DTWD/U 0212/32/34 |  |  |  |  | Non Federally-Regulated | 1992-12-01 | [5 empty] | 1992-12-21
Vertiv Corporation | Liebert | FH/UH/FE/UE 138W |  |  |  |  | Non Federally-Regulated | 1989-01-01 | [5 empty] | 1990-05-17
Hiross, Inc. | Hiross | O*46W****0*** |  |  |  |  | Non Federally-Regulated | 1991-08-23 | [5 empty] | 1991-10-01
Data Aire, Inc. | Data Aire | DAAD/U 0832/34/35 |  |  |  |  | Non Federally-Regulated | 1997-03-01 | [5 empty] | 1998-06-22
Air Technology Systems | Ceilair | OHS-040-AR/CAA |  |  |  |  | Non Federally-Regulated | 1994-02-15 | [5 empty] | 2009-03-12
Data Aire, Inc. | Data Aire | DAME/DAMC 0435 AO |  |  |  |  | Non Federally-Regulated | 1992-12-21 | [5 empty] | 2009-03-09
Data Aire, Inc. | Data Aire | DAME 0632/4/5 WIP-S |  |  |  |  | Non Federally-Regulated | 1992-12-21 | [5 empty] | 1997-03-01
Hiross, Inc. | Hiross | F*41A****0*** |  |  |  |  | Non Federally-Regulated | 1991-08-23 | [5 empty] | 1991-10-01
Koldwave Division, Mestek, Inc. | Koldwave | KVMHCW33 |  |  |  |  | Non Federally-Regulated | 1991-10-10 | [5 empty] | 2009-03-12
Shulz America | Stulz | CCM 302A |  |  |  |  | Non Federally-Regulated | 1992-12-01 | [5 empty] | 1998-06-22
Shulz America | Stulz | CCS 42G U/D |  |  |  |  | Non Federally-Regulated | 1992-12-01 | [5 empty] | 1998-06-22
Hiross, Inc. | Hiross | F*36A****0*** |  |  |  |  | Non Federally-Regulated | 1991-08-23 | [5 empty] | 1998-06-22
Data Aire, Inc. | Data Aire | DAME/DAMC 0532 CO |  |  |  |  | Non Federally-Regulated | 1997-03-01 | [5 empty] | 1998-06-22
Heat Exchangers | Koldwave | KVMA25 |  |  |  |  | Non Federally-Regulated | 1991-10-01 | [5 empty] | 1998-06-22
Vertiv Corporation | Liebert | MCD98W |  |  |  |  | Non Federally-Regulated | 2000-03-24 | [5 empty] | 2009-03-12
Pomona Air | Pomona Air | WC 1000-U&D-460V |  |  |  |  | Non Federally-Regulated | 1990-05-17 | [5 empty] | 1997-03-01
Vertiv Corporation | Liebert | MM 18A |  |  |  |  | Non Federally-Regulated | 1990-05-17 | [5 empty] | 1991-10-01
Hiross, Inc. | Hiross | O*28A****0*** |  |  |  |  | Non Federally-Regulated | 1991-10-01 | [5 empty] | 1997-03-01
Airflow Co. | Airflow Co. | TC-8A |  |  |  |  | Non Federally-Regulated | 1997-12-02 | [5 empty] | 2009-03-12
Hiross, Inc. | Hiross | SF015W******** |  |  |  |  | Non Federally-Regulated | 1991-08-23 | [5 empty] | 1991-10-01
Pomona Air | Pomona Air | WCG 500-U&D-460V |  |  |  |  | Non Federally-Regulated | 1989-01-01 | [5 empty] | 1990-05-17
Vertiv Corporation | Liebert | FH/UH/FE/UE 114A |  |  |  |  | Non Federally-Regulated | 1989-01-01 | [5 empty] | 1990-05-17
Edpac Corp. | Liebert | AU 29W |  |  |  |  | Non Federally-Regulated | 1986-08-01 | [5 empty] | 1998-06-22
Airflow Co. | Airflow Co. | CCT-6A |  |  |  |  | Non Federally-Regulated | 1990-05-17 | [5 empty] | 1991-10-01
Stulz Air Technology Systems | Stulz | MC 1083A |  |  |  |  | Non Federally-Regulated | 1991-10-01 | [5 empty] | 1997-03-01
Hiross, Inc. | Hiross | O*36W****0*** |  |  |  |  | Non Federally-Regulated | 1997-03-01 | [5 empty] | 1998-06-22
Contempo Engineering | Contempo Engineering | CEMA-1032,1034 |  |  |  |  | Non Federally-Regulated | 1992-12-01 | [5 empty] | 1998-03-01
Data Aire, Inc. | Data Aire | DAME/DAMC 0512 AO |  |  |  |  | Non Federally-Regulated | 1992-12-21 | [5 empty] | 2009-03-09
Data Aire, Inc. | Data Aire | DAME/DAMC 0535 CO |  |  |  |  | Non Federally-Regulated | 1991-03-20 | [5 empty] | 1991-10-01
Hiross, Inc. | Hiross | F*66F**^*0*** |  |  |  |  | Non Federally-Regulated | 1998-03-01 | [5 empty] | 1998-06-22
Envirotech Systems Worldwide, Inc. | Pomona Air | WC 1000-U&D-460V |  |  |  |  | Non Federally-Regulated | 1991-10-01 | [5 empty] | 1998-06-22
Data Aire, Inc. | Hiross | F*56A** **0*** |  |  |  |  | Non Federally-Regulated | 1992-12-01 | [5 empty] | 1998-06-22
Envirotech Systems Worldwide, Inc. | Pomona Air | SWC 200-U&D-460V |  |  |  |  | Non Federally-Regulated | 1991-10-01 | [5 empty] | 1998-06-22
Hiross, Inc. | Hiross | F*36W****0*** |  |  |  |  | Non Federally-Regulated | 1997-03-01 | [5 empty] | 1998-06-22
Shulz America | Stulz | CCM 903W |  |  |  |  | Non Federally-Regulated | 1992-12-01 | [5 empty] | 1998-06-22
Air Technology Systems | Ceilair | OHS-012-AR/L()A |  |  |  |  | Non Federally-Regulated | 1994-02-15 | [5 empty] | 2009-03-12
Vertiv Corporation | Liebert | MM069WG |  |  |  |  | Non Federally-Regulated | 1992-12-01 | [5 empty] | 1997-03-01
Contempo Engineering | Contempo Engineering | CEMA-7532,7534 |  |  |  |  | Non Federally-Regulated | 1990-05-17 | [5 empty] | 1991-10-01
Airflow Co. | Airflow Co. | CCT-3W |  |  |  |  | Non Federally-Regulated | 1992-12-01 | [5 empty] | 1997-03-01
Hiross, Inc. | Hiross | O*41A****0*** |  |  |  |  | Non Federally-Regulated | 1991-08-23 | [5 empty] | 1991-10-01
Stulz Air Technology Systems | Stulz | MC 1083G/GE |  |  |  |  | Voluntarily Certified | 1990-05-22 | [5 empty] | 1991-10-01
Vertiv Corporation | Liebert | CU/CF 66A |  |  |  |  | Non Federally-Regulated | 1985-06-11 | [5 empty] | 1986-03-01
Heat Exchangers | Koldwave | KVMHASS33 |  |  |  |  | Non Federally-Regulated | 1991-10-01 | [5 empty] | 1998-06-22
Vertiv Corporation | Liebert | Au 27W |  |  |  |  | Non Federally-Regulated | 1985-06-11 | [5 empty] | 1986-03-01
Data Aire, Inc. | Data Aire | DAWD/U 1032/34/35 |  |  |  |  | Non Federally-Regulated | 1992-12-01 | [5 empty] | 1992-12-21
Data Aire, Inc. | Data Aire | DAME/DAMC 0412 AO |  |  |  |  | Non Federally-Regulated | 1991-10-01 | [5 empty] | 1992-12-01
Data Aire, Inc. | Data Aire | DAME/DAMC 2.532 00 |  |  |  |  | Non Federally-Regulated | 1992-12-01 | [5 empty] | 1998-06-22
Hiross, Inc. | Hiross | U*41W****0*** |  |  |  |  | Non Federally-Regulated | 1991-10-01 | [5 empty] | 1997-03-01
Vertiv Corporation | Liebert | CU/CF 69W |  |  |  |  | Non Federally-Regulated | 1985-06-11 | [5 empty] | 1986-03-01
Data Aire, Inc. | Data Aire | DAME/DAMC 0412 AIP/S |  |  |  |  | Non Federally-Regulated | 1997-03-01 | [5 empty] | 1998-06-22
Heat Exchangers | Koldwave | KHMHW25 |  |  |  |  | Non Federally-Regulated | 1991-10-01 | [5 empty] | 1998-06-22
Pomona Air | Pomona Air | SWCG 400-U&D-460V |  |  |  |  | Non Federally-Regulated | 1990-05-17 | [5 empty] | 2009-03-12
Hiross, Inc. | Hiross | O*46F****0*** |  |  |  |  | Non Federally-Regulated | 1991-08-23 | [5 empty] | 1991-10-01
Koldwave Division, Mestek, Inc. | Koldwave | KHMW25 |  |  |  |  | Non Federally-Regulated | 1991-10-10 | [5 empty] | 2009-03-12
Data Aire, Inc. | Data Aire | DAME/DAMC 2.512AIP/S |  |  |  |  | Non Federally-Regulated | 1997-03-01 | [5 empty] | 1998-06-22
Stulz Air Technology Systems | Stulz | MC 151W |  |  |  |  | Non Federally-Regulated | 1991-10-01 | [5 empty] | 1997-03-01
Contempo Engineering | Contempo | CEMW-0332 |  |  |  |  | Non Federally-Regulated | 1986-08-01 | [5 empty] | 1998-06-22
Tithe Corp. | Kais-Aire | KAH-060H3*** |  |  |  |  | Non Federally-Regulated | 1997-09-26 | [5 empty] | 1998-06-22
Vertiv Corporation | Liebert | BF/BU060E |  |  |  |  | Non Federally-Regulated | 1994-08-18 | [5 empty] | 2009-03-12
Vertiv Corporation | Liebert | FH/UH/FE/UE 138W |  |  |  |  | Non Federally-Regulated | 1985-06-11 | [5 empty] | 1986-03-01
Data Aire, Inc. | Data Aire | DAME/DAMC 2.512 CO |  |  |  |  | Non Federally-Regulated | 1997-03-01 | [5 empty] | 1998-06-22
Contempo Engineering | Contempo Engineering | CMA-350-2 |  |  |  |  | Non Federally-Regulated | 1992-12-01 | [5 empty] | 1997-03-01
Compu-Aire | Compu-Aire | CAW-8 |  |  |  |  | Non Federally-Regulated | 1989-01-01 | [5 empty] | 1990-05-17
Hiross, Inc. | Hiross | O*56A****0*** |  |  |  |  | Non Federally-Regulated | 1991-08-23 | [5 empty] | 1998-06-22
Pomona Air | Pomona Air | SWCG 200-U&D-460V |  |  |  |  | Non Federally-Regulated | 1989-01-01 | [5 empty] | 1990-05-17
Data Aire, Inc. | Data Aire | DAME/DAMC 2.534 CO |  |  |  |  | Non Federally-Regulated | 1997-03-01 | [5 empty] | 1998-06-22
Hiross, Inc. | Hiross | O*66G****0*** |  |  |  |  | Non Federally-Regulated | 1991-08-23 | [5 empty] | 1991-10-01
Hiross, Inc. | Hiross | O*56W****0*** |  |  |  |  | Non Federally-Regulated | 1991-10-01 | [5 empty] | 1997-03-01
Data Aire, Inc. | Data Temp | DTA-0232/4/5 |  |  |  |  | Non Federally-Regulated | 1989-01-01 | [5 empty] | 1990-05-17
Vertiv Corporation | Liebert | CF/CU071WG |  |  |  |  | Non Federally-Regulated | 1991-11-19 | [5 empty] | 1994-08-18
Data Aire, Inc. | Data Aire | DTGD/U 1032/34/35 |  |  |  |  | Non Federally-Regulated | 1992-12-01 | [5 empty] | 1992-12-21
Data Aire, Inc. | Data Aire | DAME/DAMC 0435 A0 |  |  |  |  | Non Federally-Regulated | 1991-03-20 | [5 empty] | 1992-12-21
Contempo Engineering | Contempo Engineering | CEMA-1032, 1034 |  |  |  |  | Non Federally-Regulated | 1991-10-01 | [5 empty] | 1997-03-01
Data Aire, Inc. | Data Aire | DTAD/U 1032/34/35 |  |  |  |  | Non Federally-Regulated | 1992-12-01 | [5 empty] | 1992-12-21
Data Aire, Inc. | Data Aire | DAME/DAMC 0534 CO |  |  |  |  | Non Federally-Regulated | 1997-03-01 | [5 empty] | 1998-06-22
Data Aire, Inc. | Data Aire | DAME/DAMC 0432 AO |  |  |  |  | Non Federally-Regulated | 1992-12-01 | [5 empty] | 1992-12-21
Airflow Co. | Airflow Co. | CCT-6W |  |  |  |  | Non Federally-Regulated | 1989-01-01 | [5 empty] | 1990-05-17
Pomona Air | Pomona Air | WCG 1000-2U&D-460V |  |  |  |  | Non Federally-Regulated | 1989-01-01 | [5 empty] | 1990-05-17
Hiross, Inc. | Hiross | U*46F****0*** |  |  |  |  | Non Federally-Regulated | 1997-03-01 | [5 empty] | 1998-06-22
Shulz America | Stulz | MC 663A |  |  |  |  | Non Federally-Regulated | 1992-12-01 | [5 empty] | 1998-06-22
Data Aire, Inc. | Data Aire | DTAD/U 0212/32/34 |  |  |  |  | Non Federally-Regulated | 1992-12-21 | [5 empty] | 2009-03-12
Data Aire, Inc. | Data Aire | DTAD/U 1332/34/35 |  |  |  |  | Non Federally-Regulated | 1992-12-01 | [5 empty] | 1992-12-21
Vertiv Corporation | Liebert | SD/SU/SE/SK 140W |  |  |  |  | Non Federally-Regulated | 1991-10-01 | [5 empty] | 1997-03-01
Vertiv Corporation | Liebert | CF/CU 69W |  |  |  |  | Non Federally-Regulated | 1989-01-01 | [5 empty] | 1990-05-17
Data Aire, Inc. | Data Aire | DAME/DAMC 0512 WIP/S |  |  |  |  | Non Federally-Regulated | 1992-12-01 | [5 empty] | 2009-03-09
Hiross, Inc. | Hiross | O*76G****0*** |  |  |  |  | Non Federally-Regulated | 1997-03-01 | [5 empty] | 1998-06-22
Data Aire, Inc. | Hiross | F*36A** **0*** |  |  |  |  | Non Federally-Regulated | 1992-12-01 | [5 empty] | 1998-06-22
Stulz Air Technology Systems | Stulz | MC 151A |  |  |  |  | Non Federally-Regulated | 1991-10-01 | [5 empty] | 1997-03-01
Tithe Corp. | Amtech | KAH-060H3*** |  |  |  |  | Non Federally-Regulated | 1997-09-26 | [5 empty] | 1998-06-22
Envirotech Systems Worldwide, Inc. | Pomona Air | SWC 800-2U&D-460V |  |  |  |  | Non Federally-Regulated | 1991-10-01 | [5 empty] | 1998-06-22
Data Aire, Inc. | Data Aire | DAME/DAMC 2.512 CO |  |  |  |  | Non Federally-Regulated | 1992-12-21 | [5 empty] | 2009-03-09
Data Aire, Inc. | Data Aire | DAME/DAMC 0412 CO |  |  |  |  | Non Federally-Regulated | 1992-12-21 | [5 empty] | 2009-03-09
Air Technology Systems | Air Technology Systems | OHS-060-W |  |  |  |  | Non Federally-Regulated | 1991-07-01 | [5 empty] | 1991-10-01
Pomona Air | Pomona Air | SACC 800-2 U&D RDD10 |  |  |  |  | Non Federally-Regulated | 1986-03-01 | [5 empty] | 1998-06-22
Data Aire, Inc. | Data Aire | DTGD/U 0832/34/35 |  |  |  |  | Non Federally-Regulated | 1991-10-01 | [5 empty] | 1992-12-01
Hiross, Inc. | Hiross | U*66G****0*** |  |  |  |  | Non Federally-Regulated | 1997-03-01 | [5 empty] | 1998-06-22
Data Aire, Inc. | Data Aire | DAGD/U 1032/34/35 |  |  |  |  | Non Federally-Regulated | 1992-12-21 | [5 empty] | 2009-03-12
Data Aire, Inc. | Data Aire | DAME/DAMC 2.532 CO |  |  |  |  | Non Federally-Regulated | 1991-10-01 | [5 empty] | 1992-12-21
Data Aire, Inc. | Data Aire | DAME 0832/4/5 WIP-S |  |  |  |  | Non Federally-Regulated | 1992-12-21 | [5 empty] | 1997-03-01
Vertiv Corporation | Liebert | SD/SU/SE/SK 107W |  |  |  |  | Non Federally-Regulated | 1989-01-01 | [5 empty] | 1990-05-17
Data Aire, Inc. | Data Aire | DAME/DAMC 0334 CO |  |  |  |  | Non Federally-Regulated | 1991-03-20 | [5 empty] | 1992-12-21
Contempo Engineering | Contempo Engineering | CEMA-10320,10340 |  |  |  |  | Non Federally-Regulated | 1992-12-01 | [5 empty] | 1998-06-22
Pomona Air | Pomona Air | WC 500-U&D-208V |  |  |  |  | Non Federally-Regulated | 1989-01-01 | [5 empty] | 1990-05-17
Data Aire, Inc. | Data Aire | DAGD/U 0832/34/35 |  |  |  |  | Non Federally-Regulated | 1992-12-21 | [5 empty] | 2009-03-12
Pomona Air | Pomona Air | SACC 200 U&D RDD3 |  |  |  |  | Non Federally-Regulated | 1986-03-01 | [5 empty] | 1998-06-22
Data Aire, Inc. | Data Aire | DAME/DAMC 0434 AIP/S |  |  |  |  | Non Federally-Regulated | 1992-12-01 | [5 empty] | 1992-12-21
Data Aire, Inc. | Data Aire | DTGD/U 0512/32/34/35 |  |  |  |  | Non Federally-Regulated | 1992-12-21 | [5 empty] | 2009-03-12
Airflow Co. | Airflow Co. | CCT-3W |  |  |  |  | Non Federally-Regulated | 1990-05-17 | [5 empty] | 1992-12-01
Data Aire, Inc. | Data Aire | DAWD/U 0832/34/35 |  |  |  |  | Non Federally-Regulated | 1992-12-21 | [5 empty] | 1997-03-01
Vertiv Corporation | Liebert | FH/UH/FE/UE 138W |  |  |  |  | Non Federally-Regulated | 1986-05-01 | [5 empty] | 1989-01-01
Hiross, Inc. | Hiross | SF020W******** |  |  |  |  | Non Federally-Regulated | 1998-03-01 | [5 empty] | 1998-06-22
Data Aire, Inc. | Data Aire | DAME 0832/4/5 WIP-D |  |  |  |  | Non Federally-Regulated | 1992-12-01 | [5 empty] | 1992-12-21
Data Aire, Inc. | Data Aire | DAME/DAMC 0334 AO |  |  |  |  | Non Federally-Regulated | 1991-10-01 | [5 empty] | 1992-12-01
Compu-Aire | Compu-Aire | CAA 6 |  |  |  |  | Non Federally-Regulated | 1987-10-01 | [5 empty] | 1998-06-22
Contempo Engineering | Contempo | CEMA-7534/CEAC-1534 |  |  |  |  | Non Federally-Regulated | 1986-08-01 | [5 empty] | 1998-06-22
Koldwave Heat Exchangers, Inc. | Koldwave | KVMW33 |  |  |  |  | Non Federally-Regulated | 1989-01-01 | [5 empty] | 1998-06-22
Pomona Air | Pomona Air | ACC 600-2U&D-208V |  |  |  |  | Non Federally-Regulated | 1990-05-17 | [5 empty] | 1992-12-01
Vertiv Corporation | Liebert | DM 020A |  |  |  |  | Non Federally-Regulated | 1986-11-01 | [5 empty] | 1989-01-01
Tithe Corp. | Amtech | KAH-048H4*** |  |  |  |  | Non Federally-Regulated | 1998-03-01 | [5 empty] | 1998-06-22
Koldwave Heat Exchangers, Inc. | Koldwave | KVMA33 |  |  |  |  | Non Federally-Regulated | 1989-01-01 | [5 empty] | 1998-06-22
Compu-Aire | Compu-Kool | CKA-12.5 |  |  |  |  | Non Federally-Regulated | 1991-08-05 | [5 empty] | 1991-10-01
Edpac Corp. | Tech 80 | WU/D/B 8023 |  |  |  |  | Non Federally-Regulated | 1986-08-01 | [5 empty] | 1998-06-22
Stulz Air Technology Systems | Stulz | MC 361A |  |  |  |  | Non Federally-Regulated | 1990-05-22 | [5 empty] | 1991-10-01
Stulz Air Technology Systems | Stulz | CCM 722A |  |  |  |  | Voluntarily Certified | 1990-05-22 | [5 empty] | 1991-10-01
Koldwave Heat Exchangers, Inc. | Koldwave | KVMWSS25 |  |  |  |  | Non Federally-Regulated | 1989-01-01 | [5 empty] | 1998-06-22
Koldwave Division, Mestek, Inc. | Koldwave | KVMHA33 |  |  |  |  | Non Federally-Regulated | 1991-10-10 | [5 empty] | 2009-03-12
Koldwave Division, Mestek, Inc. | Koldwave | KVMASS33 |  |  |  |  | Non Federally-Regulated | 1991-10-10 | [5 empty] | 2009-03-12
Data Aire, Inc. | Data Aire | DTGD/U 0512/32/34/35 |  |  |  |  | Non Federally-Regulated | 1997-03-01 | [5 empty] | 1998-06-22
Compu-Aire | Compu-Kool | CKW-4 |  |  |  |  | Non Federally-Regulated | 1987-10-01 | [5 empty] | 1998-06-22
Stulz Air Technology Systems | Stulz | MC 301G/GE |  |  |  |  | Non Federally-Regulated | 1991-10-01 | [5 empty] | 1997-03-01
Hiross, Inc. | Hiross | F*66G****0*** |  |  |  |  | Non Federally-Regulated | 1991-08-23 | [5 empty] | 1991-10-01
Data Aire, Inc. | Data Aire | OTGD/U 0412/32/34/35 |  |  |  |  | Non Federally-Regulated | 1992-12-01 | [5 empty] | 1998-06-22
Data Aire, Inc. | Data Aire | DAME/DAMC 0412 AO |  |  |  |  | Non Federally-Regulated | 1992-12-01 | [5 empty] | 1992-12-21
Contempo Engineering | Contempo | CMW- 180-1 |  |  |  |  | Non Federally-Regulated | 1989-01-01 | [5 empty] | 1998-06-22
Data Aire, Inc. | Data Aire | DAAD/U 1032/34/35 |  |  |  |  | Non Federally-Regulated | 1991-10-01 | [5 empty] | 1992-12-01
Data Aire, Inc. | Data Temp | DTW-0432/4/5 |  |  |  |  | Non Federally-Regulated | 1986-08-01 | [5 empty] | 1998-06-22
Hiross, Inc. | Hiross | 0*41A****0*** |  |  |  |  | Non Federally-Regulated | 1992-12-01 | [5 empty] | 1998-06-22
Tithe Corp. | Amtech | KAH-024H4*** |  |  |  |  | Non Federally-Regulated | 1998-03-01 | [5 empty] | 1998-06-22
Koldwave Division, Mestek, Inc. | Koldwave | KVMHCW25 |  |  |  |  | Non Federally-Regulated | 1991-10-10 | [5 empty] | 2009-03-12
Stulz Air Technology Systems | Stulz | MC 301A |  |  |  |  | Non Federally-Regulated | 1990-05-22 | [5 empty] | 1991-10-01
Airflow Co. | Airflow Co. | DH-3W |  |  |  |  | Non Federally-Regulated | 1989-01-01 | [5 empty] | 1990-05-17
Pomona Air | Pomona Air | ACC 800-2U&D-460V |  |  |  |  | Non Federally-Regulated | 1990-05-17 | [5 empty] | 2009-03-12
Stulz Air Technology Systems | Stulz | MC 903W |  |  |  |  | Non Federally-Regulated | 1991-10-01 | [5 empty] | 1997-03-01
Envirotech Systems Worldwide, Inc. | Pomona Air | WCG 1000-U&D-208V |  |  |  |  | Non Federally-Regulated | 1991-10-01 | [5 empty] | 1998-06-22
Pomona Air | Pomona Air | ACC 1000-2U&D-208V |  |  |  |  | Non Federally-Regulated | 1990-05-17 | [5 empty] | 2009-03-12
Data Aire, Inc. | Data Aire | DAME/DAMC 0412 A0 |  |  |  |  | Non Federally-Regulated | 1991-03-20 | [5 empty] | 1992-12-21
Shulz America | Stulz | MC 302A |  |  |  |  | Non Federally-Regulated | 1992-12-01 | [5 empty] | 1998-06-22
Data Aire, Inc. | Data Aire | DAME/DAMC 0435 CO |  |  |  |  | Non Federally-Regulated | 1992-12-21 | [5 empty] | 2009-03-09
Pomona Air | Pomona Air | SACC 200-U&D-460V |  |  |  |  | Non Federally-Regulated | 1989-01-01 | [5 empty] | 1990-05-17
Shulz America | Stulz | CCS 52G U/D |  |  |  |  | Non Federally-Regulated | 1992-12-01 | [5 empty] | 1998-06-22
Hiross, Inc. | Hiross | O*76A****0*** |  |  |  |  | Voluntarily Certified | 1991-08-23 | [5 empty] | 1991-10-01
Pomona Air | Pomona Air | SWC 800-2 |  |  |  |  | Non Federally-Regulated | 1986-05-01 | [5 empty] | 1998-06-22
Data Aire, Inc. | Mini 1800 | DMA-2120 |  |  |  |  | Non Federally-Regulated | 1986-08-01 | [5 empty] | 1998-06-22
Koldwave Division, Mestek, Inc. | Koldwave | KVMHWSS33 |  |  |  |  | Non Federally-Regulated | 1990-05-17 | [5 empty] | 1991-10-10
Data Aire, Inc. | Data Aire | DAME/DAMC 2.512 AO |  |  |  |  | Non Federally-Regulated | 1992-12-01 | [5 empty] | 1992-12-21
Hiross, Inc. | Hiross | F*56F****0*** |  |  |  |  | Non Federally-Regulated | 1991-08-23 | [5 empty] | 1998-06-22
Shulz America | Stulz | CCM 722G/GE |  |  |  |  | Non Federally-Regulated | 1992-12-01 | [5 empty] | 1998-06-22
Tithe Corp. | Skil-Aire | KAH-024H4*** |  |  |  |  | Non Federally-Regulated | 1998-03-01 | [5 empty] | 1998-06-22
Data Aire, Inc. | Data Aire | DAW-1632/4/5 |  |  |  |  | Non Federally-Regulated | 1986-08-01 | [5 empty] | 1998-06-22
Data Aire, Inc. | Data Aire | DAME/DAMC 0412 00 |  |  |  |  | Non Federally-Regulated | 1992-12-01 | [5 empty] | 1998-06-22
Compu-Aire | Mini-Temp | MTA-015 |  |  |  |  | Non Federally-Regulated | 1990-09-13 | [5 empty] | 1991-10-01
Hiross, Inc. | Hiross | F*66W****0*** |  |  |  |  | Voluntarily Certified | 1991-08-23 | [5 empty] | 1991-10-01
Hiross, Inc. | Hiross | F*46A****0*** |  |  |  |  | Non Federally-Regulated | 1997-03-01 | [5 empty] | 1998-06-22
Compu-Aire | Compu-Kool | CKA-12.5 |  |  |  |  | Non Federally-Regulated | 1992-12-01 | [5 empty] | 1997-03-01
Vertiv Corporation | Liebert | AU 29W |  |  |  |  | Non Federally-Regulated | 1986-03-01 | [5 empty] | 1998-06-22
Data Aire, Inc. | Data Aire | DAME/DAMC 2.534 CO |  |  |  |  | Non Federally-Regulated | 1991-10-01 | [5 empty] | 1992-12-21
Pomona Air | Pomona Air | WC 600-2 |  |  |  |  | Non Federally-Regulated | 1986-05-01 | [5 empty] | 1998-06-22
Hiross, Inc. | Hiross | U*46G****0*** |  |  |  |  | Non Federally-Regulated | 1991-10-01 | [5 empty] | 1997-03-01
Hiross, Inc. | Hiross | O*46F****0*** |  |  |  |  | Non Federally-Regulated | 1997-03-01 | [5 empty] | 1998-06-22
Compu-Aire | Compu-Aire | MKA-5 |  |  |  |  | Non Federally-Regulated | 1989-01-01 | [5 empty] | 1990-05-17
Pomona Air | Pomona Air | SWC 200-U&D-208V |  |  |  |  | Non Federally-Regulated | 1990-05-17 | [5 empty] | 2009-03-12
Hiross, Inc. | Hiross | U*28A****0*** |  |  |  |  | Non Federally-Regulated | 1992-12-01 | [5 empty] | 1997-03-01
Tithe Corp. | Kais-Aire | KAH-024H4*** |  |  |  |  | Non Federally-Regulated | 1997-09-26 | [5 empty] | 1998-03-01
Vertiv Corporation | Liebert | FH/UH/FE/UE 127W |  |  |  |  | Non Federally-Regulated | 1986-03-01 | [5 empty] | 1989-01-01
Data Aire, Inc. | Mini 1800 | DMW-2120 |  |  |  |  | Non Federally-Regulated | 1986-08-01 | [5 empty] | 1998-06-22
Air Technology Systems | Flair | CMS-018-G |  |  |  |  | Non Federally-Regulated | 1994-02-15 | [5 empty] | 2009-03-12
Data Aire, Inc. | Data Aire | DTAD/U 0212/32/34 |  |  |  |  | Non Federally-Regulated | 1997-03-01 | [5 empty] | 1998-06-22
Compu-Aire | Compu-Aire | CAW-10 |  |  |  |  | Non Federally-Regulated | 1990-05-17 | [5 empty] | 2009-03-12
Vertiv Corporation | Liebert | FH/UH/FE/UE 116G |  |  |  |  | Non Federally-Regulated | 1985-06-11 | [5 empty] | 1986-03-01
Data Aire, Inc. | Data Aire | DAW-0832/4/5 |  |  |  |  | Non Federally-Regulated | 1986-08-01 | [5 empty] | 1998-06-22
Hiross, Inc. | Hiross | O*28W****0*** |  |  |  |  | Non Federally-Regulated | 1991-08-23 | [5 empty] | 1991-10-01
Hiross, Inc. | Hiross | SF015W******** |  |  |  |  | Non Federally-Regulated | 1998-03-01 | [5 empty] | 1998-06-22
Data Aire, Inc. | Data Aire | DAME/DAMC 0534 AO |  |  |  |  | Non Federally-Regulated | 1997-03-01 | [5 empty] | 1998-06-22
Stulz Air Technology Systems | Stulz | CCM 453W |  |  |  |  | Non Federally-Regulated | 1991-10-01 | [5 empty] | 1997-03-01
Contempo Engineering | Contempo | CEMA-7532, 7534 |  |  |  |  | Non Federally-Regulated | 1989-01-01 | [5 empty] | 1998-06-22
Vertiv Corporation | Liebert | MM 024A |  |  |  |  | Non Federally-Regulated | 1989-01-01 | [5 empty] | 1998-06-22
Air Technology Systems | Ceilair | OHS-120-DG |  |  |  |  | Non Federally-Regulated | 1994-02-15 | [5 empty] | 2009-03-12
Vertiv Corporation | Liebert | MM 026W |  |  |  |  | Non Federally-Regulated | 1990-05-17 | [5 empty] | 1998-06-22
Stulz Air Technology Systems | Stulz | CCM 602W |  |  |  |  | Voluntarily Certified | 1990-05-22 | [5 empty] | 1991-10-01
Pomona Air | Pomona Air | ACC 1000-U&D-460V |  |  |  |  | Non Federally-Regulated | 1989-01-01 | [5 empty] | 1990-05-17
Koldwave Division, Mestek, Inc. | Koldwave | KVMHCA25 |  |  |  |  | Non Federally-Regulated | 1991-10-10 | [5 empty] | 2009-03-12
Data Aire, Inc. | Data Aire | DAME/DAMC 0434 CO |  |  |  |  | Non Federally-Regulated | 1997-03-01 | [5 empty] | 1998-06-22
Stulz Air Technology Systems | Stulz | CCM 663A |  |  |  |  | Voluntarily Certified | 1990-06-04 | [5 empty] | 1991-10-01
Data Aire, Inc. | Hiross | F*6SG** **0*** |  |  |  |  | Non Federally-Regulated | 1992-12-01 | [5 empty] | 1998-06-22
Data Aire, Inc. | Data Aire | DAME/DAMC 0432 AO |  |  |  |  | Non Federally-Regulated | 1997-03-01 | [5 empty] | 1998-06-22
Hiross, Inc. | Hiross | F*66G****0*** |  |  |  |  | Non Federally-Regulated | 1991-10-01 | [5 empty] | 1997-03-01
Compu-Aire | Compu-Aire | CAW-10 |  |  |  |  | Non Federally-Regulated | 1989-01-01 | [5 empty] | 1990-05-17
Data Aire, Inc. | Data Aire | DTAD/U 0832/34/35 |  |  |  |  | Non Federally-Regulated | 1991-10-01 | [5 empty] | 1992-12-01
Stulz Air Technology Systems | Stulz | MC 302G/GE |  |  |  |  | Non Federally-Regulated | 1990-05-22 | [5 empty] | 1991-10-01
Data Aire, Inc. | Data Aire | DAME/DAMC 0412 CO |  |  |  |  | Non Federally-Regulated | 1991-03-20 | [5 empty] | 1991-10-01
Hiross, Inc. | Hiross | F*66F****0*** |  |  |  |  | Non Federally-Regulated | 1991-10-01 | [5 empty] | 1997-03-01
Vertiv Corporation | Liebert | SD/SU/SE/SK 96A |  |  |  |  | Non Federally-Regulated | 1990-05-17 | [5 empty] | 1992-12-01
Data Aire, Inc. | Data Aire | DAME/DAMC 0435 AIP/S |  |  |  |  | Non Federally-Regulated | 1991-03-20 | [5 empty] | 1991-10-01
Data Aire, Inc. | Data Aire | DAME/DAMC 2.534AIP/S |  |  |  |  | Non Federally-Regulated | 1992-12-01 | [5 empty] | 1992-12-21
Hiross, Inc. | Hiross | F*28W****0*** |  |  |  |  | Non Federally-Regulated | 1997-03-01 | [5 empty] | 1998-06-22
Data Aire, Inc. | Data Aire | DRCU-2.512 |  |  |  |  | Non Federally-Regulated | 2010-11-01 | [5 empty] | 2010-11-29
Data Aire, Inc. | Data Aire | DAME/DAMC 0332 CO |  |  |  |  | Non Federally-Regulated | 1991-03-20 | [5 empty] | 1992-12-21
Data Aire, Inc. | Data Aire | DAME/DAMC 0535 A0 |  |  |  |  | Non Federally-Regulated | 1991-03-20 | [5 empty] | 1992-12-21
Tithe Corp. | Amtech | KAH-036H1*** |  |  |  |  | Non Federally-Regulated | 1997-09-26 | [5 empty] | 1998-03-01
Compu-Aire | Compu-Aire | CKA-4 |  |  |  |  | Non Federally-Regulated | 1990-05-17 | [5 empty] | 1991-10-01
Vertiv Corporation | Liebert | DM 29WG |  |  |  |  | Non Federally-Regulated | 1989-01-01 | [5 empty] | 1998-06-22
Data Aire, Inc. | Data Aire | DAME/DAMC 2.534 AO |  |  |  |  | Non Federally-Regulated | 1992-12-01 | [5 empty] | 1992-12-21
Envirotech Systems Worldwide, Inc. | Pomona Air | WC 800-U&D-208V |  |  |  |  | Non Federally-Regulated | 1991-10-01 | [5 empty] | 1998-06-22
Airflow Co. | Airflow Co. | CM-40W |  |  |  |  | Non Federally-Regulated | 1993-08-10 | [5 empty] | 2009-03-12
Pomona Air | Pomona Air | ACC 800 U&D RDD8 |  |  |  |  | Non Federally-Regulated | 1986-03-01 | [5 empty] | 1998-06-22
Tithe Corp. | Amtech | KAH-024H3*** |  |  |  |  | Non Federally-Regulated | 1997-09-26 | [5 empty] | 1998-03-01
Envirotech Systems Worldwide, Inc. | Pomona Air | SACC 400-U&D-460V |  |  |  |  | Non Federally-Regulated | 1991-10-01 | [5 empty] | 1998-06-22
Data Aire, Inc. | Data Aire | DAME/DAMC 0535 WIP/S |  |  |  |  | Non Federally-Regulated | 1992-12-01 | [5 empty] | 2009-03-09
Data Aire, Inc. | Data Aire | DAME/DAMC 0532 AO |  |  |  |  | Non Federally-Regulated | 1997-03-01 | [5 empty] | 1998-06-22
Compu-Aire | Compu-Aire | CKW-3 |  |  |  |  | Non Federally-Regulated | 1990-05-17 | [5 empty] | 2009-03-12
Vertiv Corporation | Liebert | DM 15WG |  |  |  |  | Non Federally-Regulated | 1989-01-01 | [5 empty] | 1998-06-22
Data Aire, Inc. | Data Aire | DTAD/U 1332/34/35 |  |  |  |  | Non Federally-Regulated | 1991-03-20 | [5 empty] | 1991-10-01
Data Aire, Inc. | Data Aire | DAME/DAMC 0534 AO |  |  |  |  | Non Federally-Regulated | 1991-10-01 | [5 empty] | 1992-12-01
Stulz Air Technology Systems | Stulz | CCM 663W |  |  |  |  | Non Federally-Regulated | 1991-10-01 | [5 empty] | 1997-03-01
Air Technology Systems | Flair | CMS-048-AR/L()A |  |  |  |  | Non Federally-Regulated | 1994-02-15 | [5 empty] | 2009-03-12
Stulz Air Technology Systems | Stulz | MC 221G/GE |  |  |  |  | Non Federally-Regulated | 1990-05-22 | [5 empty] | 1991-10-01
Data Aire, Inc. | Mini 1800 | DMW-2120 |  |  |  |  | Non Federally-Regulated | 1989-01-01 | [5 empty] | 1998-06-22
Envirotech Systems Worldwide, Inc. | Pomona Air | WCG 500-U&D-460V |  |  |  |  | Non Federally-Regulated | 1991-10-01 | [5 empty] | 1998-06-22
Airflow Co. | Airflow Co. | CCT-3W |  |  |  |  | Non Federally-Regulated | 1986-05-01 | [5 empty] | 1998-06-22
Compu-Aire | Compu-Aire | MKW-5 |  |  |  |  | Non Federally-Regulated | 1989-01-01 | [5 empty] | 1990-05-17
Pomona Air | Pomona Air | WCG 500-U&D-460V |  |  |  |  | Non Federally-Regulated | 1990-05-17 | [5 empty] | 2009-03-12
Vertiv Corporation | Liebert | MM 024A |  |  |  |  | Non Federally-Regulated | 1991-10-01 | [5 empty] | 1997-03-01
Hiross, Inc. | Hiross | U*36W****0*** |  |  |  |  | Non Federally-Regulated | 1991-08-23 | [5 empty] | 1991-10-01
Data Aire, Inc. | Data Aire | DAME 1032/4/5 WIP-D |  |  |  |  | Non Federally-Regulated | 1992-12-21 | [5 empty] | 1997-03-01
Data Aire, Inc. | Data Temp | DTA-0432/4/5 |  |  |  |  | Non Federally-Regulated | 1989-01-01 | [5 empty] | 1990-05-17
Compu-Aire | Compu-Aire | MKW-4 |  |  |  |  | Non Federally-Regulated | 1990-05-17 | [5 empty] | 1991-10-01
Data Aire, Inc. | Mini 2000 | DMA-2120 |  |  |  |  | Non Federally-Regulated | 1990-05-17 | [5 empty] | 1991-10-01
Compu-Aire | Mini-Temp | MTW-015 |  |  |  |  | Non Federally-Regulated | 1990-09-13 | [5 empty] | 2009-03-12
Contempo Engineering | Contempo Engineering | CMW-250-2 |  |  |  |  | Non Federally-Regulated | 1991-12-16 | [5 empty] | 1992-12-01
Compu-Aire | Compu-Kool | CKA-5 |  |  |  |  | Non Federally-Regulated | 1987-10-01 | [5 empty] | 1998-06-22
Data Aire, Inc. | Hiross | F*66F** **0*** |  |  |  |  | Non Federally-Regulated | 1992-12-01 | [5 empty] | 1998-06-22
Edpac Corp. | Liebert | CU/CF 47W |  |  |  |  | Non Federally-Regulated | 1986-08-01 | [5 empty] | 1998-06-22
Hiross, Inc. | Hiross | 0*46W****0*** |  |  |  |  | Non Federally-Regulated | 1992-12-01 | [5 empty] | 1998-06-22
Tithe Corp. | Skil-Aire | KAH-024H3*** |  |  |  |  | Non Federally-Regulated | 1997-09-26 | [5 empty] | 1998-03-01
Tithe Corp. | Amtech | KAH-036H1*** |  |  |  |  | Non Federally-Regulated | 1998-03-01 | [5 empty] | 1998-06-22
Envirotech Systems Worldwide, Inc. | Pomona Air | SACC 400-U&D-208V |  |  |  |  | Non Federally-Regulated | 1991-10-01 | [5 empty] | 1998-06-22
Hiross, Inc. | Hiross | F*66F****0*** |  |  |  |  | Non Federally-Regulated | 1997-03-01 | [5 empty] | 1998-06-22
Data Aire, Inc. | Data Aire | DAME/DAMC 0534 00 |  |  |  |  | Non Federally-Regulated | 1992-12-01 | [5 empty] | 1998-06-22
Edpac Corp. | Liebert | MM 20W |  |  |  |  | Non Federally-Regulated | 1986-08-01 | [5 empty] | 1998-06-22
Koldwave Division, Mestek, Inc. | Koldwave | KVMCW33 |  |  |  |  | Non Federally-Regulated | 1991-10-10 | [5 empty] | 2009-03-12
Hiross, Inc. | Hiross | O*66G****0*** |  |  |  |  | Non Federally-Regulated | 1998-03-01 | [5 empty] | 1998-06-22
Stulz Air Technology Systems | Stulz | MC 151G/GE |  |  |  |  | Non Federally-Regulated | 1990-05-22 | [5 empty] | 1991-10-01
Pomona Air | Pomona Air | SACC 500 U&D RDD6 |  |  |  |  | Non Federally-Regulated | 1986-03-01 | [5 empty] | 1998-06-22
Stulz Air Technology Systems | Stulz | MC 1083W |  |  |  |  | Non Federally-Regulated | 1991-10-01 | [5 empty] | 1997-03-01
Stulz Air Technology Systems | Stulz | CCM 361A |  |  |  |  | Non Federally-Regulated | 1990-05-22 | [5 empty] | 1991-10-01
Edpac Corp. | Minitech 90 | ACS/E-3.5 |  |  |  |  | Non Federally-Regulated | 1986-08-01 | [5 empty] | 1998-06-22
Data Aire, Inc. | Data Aire | DAME/DAMC 0512 AIP/S |  |  |  |  | Non Federally-Regulated | 1992-12-21 | [5 empty] | 2009-03-09
Hiross, Inc. | Hiross | U*46A****0*** |  |  |  |  | Non Federally-Regulated | 1991-10-01 | [5 empty] | 1997-03-01
Data Aire, Inc. | Data Aire | DAME/DAMC 0434 00 |  |  |  |  | Non Federally-Regulated | 1992-12-01 | [5 empty] | 1998-06-22
Heat Exchangers | Koldwave | KVMHCW25 |  |  |  |  | Non Federally-Regulated | 1991-10-01 | [5 empty] | 1998-06-22
Airflow Co. | Airflow Co. | CM-20A |  |  |  |  | Non Federally-Regulated | 1993-08-10 | [5 empty] | 2009-03-12
Vertiv Corporation | Liebert | MM 038W |  |  |  |  | Non Federally-Regulated | 1989-01-01 | [5 empty] | 1998-06-22
Air Technology Systems | Ceilair | OHS-018-AR/CAA |  |  |  |  | Non Federally-Regulated | 1994-02-15 | [5 empty] | 2009-03-12
Vertiv Corporation | Liebert | MMD12A |  |  |  |  | Non Federally-Regulated | 1998-06-23 | [5 empty] | 2009-03-12
Airflow Co. | Airflow Co. | CG-8W |  |  |  |  | Non Federally-Regulated | 1993-08-10 | [5 empty] | 2009-03-12
Data Aire, Inc. | Data Aire | DTAD/U 0832/34/35 |  |  |  |  | Non Federally-Regulated | 1991-03-20 | [5 empty] | 1991-10-01
Hiross, Inc. | Hiross | F*28A****0*** |  |  |  |  | Non Federally-Regulated | 1997-03-01 | [5 empty] | 1998-06-22
Data Aire, Inc. | Data Aire | DTAD/U 0512/32/34/35 |  |  |  |  | Non Federally-Regulated | 1992-12-21 | [5 empty] | 2009-03-12
Shulz America | Stulz | MC 602W |  |  |  |  | Non Federally-Regulated | 1992-12-01 | [5 empty] | 1998-06-22
Vertiv Corporation | Liebert | MM 036A |  |  |  |  | Non Federally-Regulated | 1989-01-01 | [5 empty] | 1998-06-22
Hiross, Inc. | Hiross | U*36A****0*** |  |  |  |  | Non Federally-Regulated | 1991-08-23 | [5 empty] | 1991-10-01
Hiross, Inc. | Hiross | U*41A****0*** |  |  |  |  | Non Federally-Regulated | 1991-08-23 | [5 empty] | 1991-10-01
Pomona Air | Pomona Air | SACC 500-U&D-208V |  |  |  |  | Non Federally-Regulated | 1989-01-01 | [5 empty] | 1990-05-17
Edpac Corp. | Minitech 90 | GCS-2 |  |  |  |  | Non Federally-Regulated | 1986-08-01 | [5 empty] | 1998-06-22
Vertiv Corporation | Liebert | MM 18A |  |  |  |  | Non Federally-Regulated | 1985-06-11 | [5 empty] | 1986-03-01
Hiross, Inc. | Hiross | U*76G****0*** |  |  |  |  | Non Federally-Regulated | 1997-03-01 | [5 empty] | 1998-06-22
Stulz Air Technology Systems | Stulz | CCS 42G U/D |  |  |  |  | Non Federally-Regulated | 1991-10-01 | [5 empty] | 1997-03-01
Compu-Aire | Compu-Aire | CAW-8 |  |  |  |  | Non Federally-Regulated | 1987-10-01 | [5 empty] | 1989-01-01
Shulz America | Stulz | CCM 442G/GE |  |  |  |  | Non Federally-Regulated | 1992-12-01 | [5 empty] | 1998-06-22
Airflow Co. | Airflow Co. | CCT-8W |  |  |  |  | Non Federally-Regulated | 1986-05-01 | [5 empty] | 1998-06-22
Compu-Aire | Compu-Aire | MKA-4 |  |  |  |  | Non Federally-Regulated | 1990-05-17 | [5 empty] | 2009-03-12
Data Aire, Inc. | Data Aire | DAME 1032/4/5 00-S |  |  |  |  | Non Federally-Regulated | 1992-12-01 | [5 empty] | 1998-06-22
Envirotech Systems Worldwide, Inc. | Pomona Air | SACC 1000-2U&D-460V |  |  |  |  | Non Federally-Regulated | 1991-10-01 | [5 empty] | 1998-06-22
Vertiv Corporation | Liebert | Au 27W |  |  |  |  | Non Federally-Regulated | 1985-06-11 | [5 empty] | 1986-03-01
Data Aire, Inc. | Data Aire | DAME/DAMC 0535 CO |  |  |  |  | Non Federally-Regulated | 1991-10-01 | [5 empty] | 1992-12-21
Pomona Air | Pomona Air | SACC 600-2 |  |  |  |  | Non Federally-Regulated | 1986-05-01 | [5 empty] | 1998-06-22
Data Aire, Inc. | Data Aire | DAME/DAMC 0535 AIP/S |  |  |  |  | Non Federally-Regulated | 1992-12-01 | [5 empty] | 1992-12-21
Vertiv Corporation | Liebert | FH/UH/FE/UE 125A |  |  |  |  | Non Federally-Regulated | 1989-01-01 | [5 empty] | 1990-05-17
Stulz Air Technology Systems | Stulz | CCM 302A |  |  |  |  | Non Federally-Regulated | 1990-05-22 | [5 empty] | 1991-10-01
Data Aire, Inc. | Data Aire | DAME/DAMC 0435 AIP/S |  |  |  |  | Non Federally-Regulated | 1997-03-01 | [5 empty] | 1998-06-22
Envirotech Systems Worldwide, Inc. | Pomona Air | WCG 600-2U&D-460V |  |  |  |  | Non Federally-Regulated | 1991-10-01 | [5 empty] | 1998-06-22
Pomona Air | Pomona Air | ACC 500-U&D-460V |  |  |  |  | Non Federally-Regulated | 1989-01-01 | [5 empty] | 1990-05-17
Envirotech Systems Worldwide, Inc. | Pomona Air | WCG 1000-2U&D-208V |  |  |  |  | Non Federally-Regulated | 1991-10-01 | [5 empty] | 1998-06-22
Data Aire, Inc. | Data Aire | DAA- 1332/4/5 |  |  |  |  | Non Federally-Regulated | 1989-01-01 | [5 empty] | 1998-06-22
Pomona Air | Pomona Air | WC 1000-2U&D-460V |  |  |  |  | Non Federally-Regulated | 1989-01-01 | [5 empty] | 1990-05-17
Vertiv Corporation | Liebert | MM0S5A |  |  |  |  | Non Federally-Regulated | 1992-12-01 | [5 empty] | 1998-06-22
Vertiv Corporation | Liebert | CF/CU044WG |  |  |  |  | Non Federally-Regulated | 1992-12-01 | [5 empty] | 1997-03-01
Stulz Air Technology Systems | Stulz | MC 442G/GE |  |  |  |  | Non Federally-Regulated | 1991-10-01 | [5 empty] | 1997-03-01
Data Aire, Inc. | Data Aire | DMA/ACR 2120 |  |  |  |  | Non Federally-Regulated | 1992-12-01 | [5 empty] | 1992-12-21
Data Aire, Inc. | Mini 1800 | DMW-1812 |  |  |  |  | Non Federally-Regulated | 1986-08-01 | [5 empty] | 1998-06-22
Pomona Air | Pomona Air | SACC 800-2 |  |  |  |  | Non Federally-Regulated | 1986-05-01 | [5 empty] | 1998-06-22
Data Aire, Inc. | Data Aire | DAME 0832/4/5 00-S |  |  |  |  | Non Federally-Regulated | 1992-12-01 | [5 empty] | 1998-06-22
Airflow Co. | Airflow Co. | CM-20W |  |  |  |  | Non Federally-Regulated | 1993-08-10 | [5 empty] | 2009-03-12
Data Aire, Inc. | Data Temp | DTW-0532/4/5 |  |  |  |  | Non Federally-Regulated | 1990-05-17 | [5 empty] | 1992-12-21
Hiross, Inc. | Hiross | U*66F****0*** |  |  |  |  | Non Federally-Regulated | 1991-10-01 | [5 empty] | 1997-03-01
Stulz Air Technology Systems | Stulz | MC 301W |  |  |  |  | Non Federally-Regulated | 1990-05-22 | [5 empty] | 1991-10-01
Air Technology Systems | Flair | CMS-036-AR/L()A |  |  |  |  | Non Federally-Regulated | 1994-02-15 | [5 empty] | 2009-03-12
Tithe Corp. | Kais-Aire | KAH-036H1*** |  |  |  |  | Non Federally-Regulated | 1998-03-01 | [5 empty] | 1998-06-22
Data Aire, Inc. | Data Aire | DAA-2032/4/5 |  |  |  |  | Non Federally-Regulated | 1986-08-01 | [5 empty] | 1998-06-22
Heat Exchangers | Koldwave | KVMHA25 |  |  |  |  | Non Federally-Regulated | 1991-10-01 | [5 empty] | 1998-06-22
Compu-Aire | Compu-Kool | CKW-02 |  |  |  |  | Non Federally-Regulated | 1987-10-01 | [5 empty] | 1998-06-22
Hiross, Inc. | Hiross | U*76W****0*** |  |  |  |  | Non Federally-Regulated | 1992-12-01 | [5 empty] | 1997-03-01
Compu-Aire | Maxi-Kool | MKW-5 |  |  |  |  | Non Federally-Regulated | 1987-10-01 | [5 empty] | 1998-06-22
Koldwave Division, Mestek, Inc. | Koldwave | KVMW25 |  |  |  |  | Non Federally-Regulated | 1990-05-17 | [5 empty] | 1991-10-10
Data Aire, Inc. | Data Aire | DAME/DAMC 0432 AIP/S |  |  |  |  | Non Federally-Regulated | 1992-12-21 | [5 empty] | 2009-03-09
Data Aire, Inc. | Data Aire | DTGD/U 1332/34/35 |  |  |  |  | Non Federally-Regulated | 1992-12-21 | [5 empty] | 1997-03-01
Shulz America | Stulz | MC 903A |  |  |  |  | Non Federally-Regulated | 1992-12-01 | [5 empty] | 1998-06-22
Data Aire, Inc. | Data Aire | DAME/DAMC 0535 AO |  |  |  |  | Non Federally-Regulated | 1992-12-01 | [5 empty] | 1992-12-21
Data Aire, Inc. | Data Temp | DTW-0232/4/5 |  |  |  |  | Non Federally-Regulated | 1986-08-01 | [5 empty] | 1998-06-22
Air Technology Systems | Ceilair | OHS-024-G |  |  |  |  | Non Federally-Regulated | 1994-02-15 | [5 empty] | 2009-03-12
Vertiv Corporation | Liebert | DM 037A |  |  |  |  | Non Federally-Regulated | 1990-05-17 | [5 empty] | 1991-10-01
Data Aire, Inc. | Data Aire | DTAD/U 0312/32/34 |  |  |  |  | Non Federally-Regulated | 1992-12-21 | [5 empty] | 2009-03-12
Data Aire, Inc. | Data Aire | DAME/DAMC 0534 AO |  |  |  |  | Non Federally-Regulated | 1992-12-01 | [5 empty] | 1992-12-21
Edpac Corp. | Tech 80 | WU/D/B 8025 |  |  |  |  | Non Federally-Regulated | 1986-08-01 | [5 empty] | 1998-06-22
Hiross, Inc. | Hiross | O*66A****0*** |  |  |  |  | Non Federally-Regulated | 1991-10-01 | [5 empty] | 1997-03-01
Pomona Air | Pomona Air | SWCG 400-U&D-460V |  |  |  |  | Non Federally-Regulated | 1989-01-01 | [5 empty] | 1990-05-17
Hiross, Inc. | Hiross | SF015A******** |  |  |  |  | Non Federally-Regulated | 1991-08-23 | [5 empty] | 1991-10-01
Vertiv Corporation | Liebert | DM 014A |  |  |  |  | Non Federally-Regulated | 1986-11-01 | [5 empty] | 1989-01-01
Envirotech Systems Worldwide, Inc. | Pomona Air | SACC 600-2U&D-460V |  |  |  |  | Non Federally-Regulated | 1991-10-01 | [5 empty] | 1998-06-22
Heat Exchangers | Koldwave | KHMHW5525 |  |  |  |  | Non Federally-Regulated | 1992-12-01 | [5 empty] | 1998-06-22
Shulz America | Stulz | CCM 301A |  |  |  |  | Non Federally-Regulated | 1992-12-01 | [5 empty] | 1998-06-22
Airflow Co. | Airflow Co. | DH-3W |  |  |  |  | Non Federally-Regulated | 1990-05-17 | [5 empty] | 2009-03-12
Compu-Aire | Compu-Aire | CKA-2 |  |  |  |  | Non Federally-Regulated | 1989-01-01 | [5 empty] | 1990-05-17
Edpac Corp. | Liebert | CU/CF 66A |  |  |  |  | Non Federally-Regulated | 1986-08-01 | [5 empty] | 1998-06-22
Data Aire, Inc. | Data Temp | DTA-0332/4/5 |  |  |  |  | Non Federally-Regulated | 1986-08-01 | [5 empty] | 1998-06-22
Hiross, Inc. | Hiross | 0*76F****0*** |  |  |  |  | Non Federally-Regulated | 1992-12-01 | [5 empty] | 1998-06-22
Vertiv Corporation | Liebert | SD/SU/SE/SK 143G |  |  |  |  | Non Federally-Regulated | 1989-01-01 | [5 empty] | 1998-06-22
Pomona Air | Pomona Air | WC 800-U&D-46QV |  |  |  |  | Non Federally-Regulated | 1989-01-01 | [5 empty] | 1998-06-22
Envirotech Systems Worldwide, Inc. | Pomona Air | WCG 600-2U&D-208V |  |  |  |  | Non Federally-Regulated | 1991-10-01 | [5 empty] | 1998-06-22
Data Aire, Inc. | Data Aire | DAME/DAMC 2.512AIP/S |  |  |  |  | Non Federally-Regulated | 1992-12-01 | [5 empty] | 1992-12-21
Stulz Air Technology Systems | Stulz | CCM 302G/GE |  |  |  |  | Non Federally-Regulated | 1990-05-22 | [5 empty] | 1991-10-01
Hiross, Inc. | Hiross | O*66F****0*** |  |  |  |  | Non Federally-Regulated | 1997-03-01 | [5 empty] | 1998-06-22
Airflow Co. | Airflow Co. | CM-65W |  |  |  |  | Non Federally-Regulated | 1997-12-02 | [5 empty] | 2009-03-12
Hiross, Inc. | Hiross | U*28W****0*** |  |  |  |  | Non Federally-Regulated | 1991-10-01 | [5 empty] | 1997-03-01
Pomona Air | Pomona Air | WC 800-2 U&D |  |  |  |  | Non Federally-Regulated | 1986-03-01 | [5 empty] | 1998-06-22
Stulz Air Technology Systems | Stulz | MC 361G/GE |  |  |  |  | Non Federally-Regulated | 1991-10-01 | [5 empty] | 1997-03-01
Vertiv Corporation | Liebert | CF/CU 66A |  |  |  |  | Non Federally-Regulated | 1990-05-17 | [5 empty] | 1994-02-07
Compu-Aire | Compu-Kool | CKW-12.5 |  |  |  |  | Non Federally-Regulated | 1991-08-05 | [5 empty] | 2009-03-12
Vertiv Corporation | Liebert | DM 40WG |  |  |  |  | Non Federally-Regulated | 1990-05-17 | [5 empty] | 1991-10-01
Airflow Co. | Airflow Co. | CCT-10A |  |  |  |  | Non Federally-Regulated | 1986-05-01 | [5 empty] | 1998-06-22
Data Aire, Inc. | Data Aire | DTGD/U 0512/32/34/35 |  |  |  |  | Non Federally-Regulated | 1991-03-20 | [5 empty] | 1991-10-01
Envirotech Systems Worldwide, Inc. | Pomona Air | WC 800-2U&D-208V |  |  |  |  | Non Federally-Regulated | 1991-10-01 | [5 empty] | 1998-06-22
Hiross, Inc. | Hiross | O*46A****0*** |  |  |  |  | Non Federally-Regulated | 1997-03-01 | [5 empty] | 1998-06-22
Air Technology Systems | Flair | CMS-060-AHU/RCU |  |  |  |  | Non Federally-Regulated | 1994-02-15 | [5 empty] | 2009-03-12
Data Aire, Inc. | Data Aire | DAME/DAMC 0512 CO |  |  |  |  | Non Federally-Regulated | 1992-12-21 | [5 empty] | 2009-03-09
Compu-Aire | Compu-Aire | CAA 10 |  |  |  |  | Non Federally-Regulated | 1987-10-01 | [5 empty] | 1998-06-22
Koldwave Heat Exchangers, Inc. | Koldwave | KVMHA25 |  |  |  |  | Non Federally-Regulated | 1989-01-01 | [5 empty] | 1998-06-22
Vertiv Corporation | Liebert | FH/UH/FE/UE 86W |  |  |  |  | Non Federally-Regulated | 1990-05-17 | [5 empty] | 2009-03-12
Stulz Air Technology Systems | Stulz | MC 663G/GE |  |  |  |  | Voluntarily Certified | 1990-05-22 | [5 empty] | 1991-10-01
Pomona Air | Pomona Air | WC 800-U&D-460V |  |  |  |  | Non Federally-Regulated | 1990-05-17 | [5 empty] | 1992-12-01
Compu-Aire | Compu-Aire | MKA-2 |  |  |  |  | Non Federally-Regulated | 1989-01-01 | [5 empty] | 1990-05-17
Stulz Air Technology Systems | Stulz | CCM 663G/GE |  |  |  |  | Voluntarily Certified | 1990-05-22 | [5 empty] | 1991-10-01
Compu-Aire | Compu-Aire | CKW-3 |  |  |  |  | Non Federally-Regulated | 1989-01-01 | [5 empty] | 1990-05-17
Data Aire, Inc. | Data Aire | DAME-DAMC 2.512WIP/S |  |  |  |  | Non Federally-Regulated | 1992-12-01 | [5 empty] | 1998-06-22
Data Aire, Inc. | Data Aire | DTWD/U 0412/32/34/35 |  |  |  |  | Non Federally-Regulated | 1992-12-01 | [5 empty] | 1992-12-21
Pomona Air | Pomona Air | WC 600-2U&D-460V |  |  |  |  | Non Federally-Regulated | 1990-05-17 | [5 empty] | 1997-03-01
Pomona Air | Pomona Air | WC 600-2U&D-208V |  |  |  |  | Non Federally-Regulated | 1989-01-01 | [5 empty] | 1990-05-17
Air Technology Systems | Flair | CMS-042-AR/L()A |  |  |  |  | Non Federally-Regulated | 1994-02-15 | [5 empty] | 2009-03-12
Envirotech Systems Worldwide, Inc. | Pomona Air | SACC 200-U&D-460V |  |  |  |  | Non Federally-Regulated | 1991-10-01 | [5 empty] | 1998-06-22
Koldwave Division, Mestek, Inc. | Koldwave | KVMA25 |  |  |  |  | Non Federally-Regulated | 1990-05-17 | [5 empty] | 1991-10-10
Air Technology Systems | Ceilair | OHS-040-AHU/RCU |  |  |  |  | Non Federally-Regulated | 1994-02-15 | [5 empty] | 2009-03-12
Data Aire, Inc. | Data Aire | DAME 0632/4/5 AIS-D |  |  |  |  | Non Federally-Regulated | 1992-12-21 | [5 empty] | 2009-03-09
Compu-Aire | Mini-Temp Plus | WCCU-5 |  |  |  |  | Non Federally-Regulated | 1993-06-08 | [5 empty] | 2009-03-12
Envirotech Systems Worldwide, Inc. | Pomona Air | ACC 800-U&D-208V |  |  |  |  | Non Federally-Regulated | 1991-10-01 | [5 empty] | 1998-06-22
Airflow Co. | Airflow Co. | CCT-8W |  |  |  |  | Non Federally-Regulated | 1990-05-17 | [5 empty] | 1992-12-01
Data Aire, Inc. | Data Aire | DAME/DAMC 0432 AIP/S |  |  |  |  | Non Federally-Regulated | 1991-10-01 | [5 empty] | 1992-12-01
Airflow Co. | Airflow Co. | CCT-5A |  |  |  |  | Non Federally-Regulated | 1986-05-01 | [5 empty] | 1998-06-22
Envirotech Systems Worldwide, Inc. | Pomona Air | WCG 800-2U&D-460V |  |  |  |  | Non Federally-Regulated | 1991-10-01 | [5 empty] | 1998-06-22
Data Aire, Inc. | Data Aire | DAGD/U 1032/34/35 |  |  |  |  | Non Federally-Regulated | 1991-03-20 | [5 empty] | 1991-10-01
Tithe Corp. | Kais-Aire | KAH-048H3*** |  |  |  |  | Non Federally-Regulated | 1997-09-26 | [5 empty] | 1998-03-01
Stulz Air Technology Systems | Stulz | MC 442A |  |  |  |  | Non Federally-Regulated | 1990-05-22 | [5 empty] | 1991-10-01
Koldwave Division, Mestek, Inc. | Koldwave | KVMHASS33 |  |  |  |  | Non Federally-Regulated | 1991-10-10 | [5 empty] | 2009-03-12
Compu-Aire | Compu-Aire | CKW-4 |  |  |  |  | Non Federally-Regulated | 1989-01-01 | [5 empty] | 1990-05-17
Pomona Air | Pomona Air | ACC 600-2 U&D-460V |  |  |  |  | Non Federally-Regulated | 1989-01-01 | [5 empty] | 1998-06-22
Stulz Air Technology Systems | Stulz | MC 903W |  |  |  |  | Voluntarily Certified | 1990-05-22 | [5 empty] | 1991-10-01
Compu-Aire | Compu-Aire | CAA 8 |  |  |  |  | Non Federally-Regulated | 1987-10-01 | [5 empty] | 1998-06-22
Stulz Air Technology Systems | Stulz | MC 663A |  |  |  |  | Voluntarily Certified | 1990-05-22 | [5 empty] | 1991-10-01
Vertiv Corporation | Liebert | MM 036A |  |  |  |  | Non Federally-Regulated | 1986-11-01 | [5 empty] | 1989-01-01
Vertiv Corporation | Liebert | SD/SU/SE/SK 96A |  |  |  |  | Non Federally-Regulated | 1992-12-01 | [5 empty] | 1997-03-01
Stulz Air Technology Systems | Stulz | MC 602W |  |  |  |  | Voluntarily Certified | 1990-05-22 | [5 empty] | 1991-10-01
Envirotech Systems Worldwide, Inc. | Pomona Air | WC 1000-U&D-208V |  |  |  |  | Non Federally-Regulated | 1991-10-01 | [5 empty] | 1998-06-22
Data Aire, Inc. | Data Aire | DAME/DAMC 2.532 A0 |  |  |  |  | Non Federally-Regulated | 1992-12-21 | [5 empty] | 1992-12-22
Data Aire, Inc. | Data Aire | DAME 0832/4/5 CO-S |  |  |  |  | Non Federally-Regulated | 1992-12-21 | [5 empty] | 2009-03-09
Heat Exchangers | Koldwave | KMP14 |  |  |  |  | Non Federally-Regulated | 1991-10-01 | [5 empty] | 1998-06-22
Vertiv Corporation | Liebert | DM 027A |  |  |  |  | Non Federally-Regulated | 1986-11-01 | [5 empty] | 1989-01-01
Hiross, Inc. | Hiross | O*46F****0*** |  |  |  |  | Non Federally-Regulated | 1991-10-01 | [5 empty] | 1997-03-01
Vertiv Corporation | Liebert | MCD26W |  |  |  |  | Non Federally-Regulated | 1998-06-23 | [5 empty] | 2009-03-12
Shulz America | Stulz | MC 221G/GE |  |  |  |  | Non Federally-Regulated | 1992-12-01 | [5 empty] | 1998-06-22
Compu-Aire | Mini-Temp Plus | CFCU-1.5 |  |  |  |  | Non Federally-Regulated | 1993-06-08 | [5 empty] | 2009-03-12
Shulz America | Stulz | MC 301G/GE |  |  |  |  | Non Federally-Regulated | 1992-12-01 | [5 empty] | 1998-06-22
Stulz Air Technology Systems | Stulz | MC 1083W |  |  |  |  | Voluntarily Certified | 1990-05-22 | [5 empty] | 1991-10-01
Data Aire, Inc. | Data Aire | DTAD/U 0412/32/34/35 |  |  |  |  | Non Federally-Regulated | 1991-10-01 | [5 empty] | 1992-12-01
Airflow Co. | Airflow Co. | CM-65W |  |  |  |  | Non Federally-Regulated | 1993-08-10 | [5 empty] | 1997-12-02
Stulz Air Technology Systems | Stulz | CCS 52G U/D |  |  |  |  | Non Federally-Regulated | 1990-05-22 | [5 empty] | 1991-10-01
Data Aire, Inc. | Data Temp | DTW-0332/4/5 |  |  |  |  | Non Federally-Regulated | 1986-08-01 | [5 empty] | 1998-06-22
Pomona Air | Pomona Air | SWCG 1000-2U&D-208V |  |  |  |  | Non Federally-Regulated | 1989-01-01 | [5 empty] | 1998-06-22
Data Aire, Inc. | Data Temp | DTW-0432/4/5 |  |  |  |  | Non Federally-Regulated | 1989-01-01 | [5 empty] | 1990-05-17
Data Aire, Inc. | Data Aire | DAME 1032/4/5 WIP-S |  |  |  |  | Non Federally-Regulated | 1992-12-01 | [5 empty] | 1992-12-21
Air Technology Systems | Ceilair | OHS-040-AR/L()A |  |  |  |  | Non Federally-Regulated | 1994-02-15 | [5 empty] | 2009-03-12
Data Aire, Inc. | Data Aire | DAME/DAMC 0312 WIP/S |  |  |  |  | Non Federally-Regulated | 1992-12-01 | [5 empty] | 2009-03-09
Vertiv Corporation | Liebert | FH/UH/FE/UE 116G |  |  |  |  | Non Federally-Regulated | 1990-05-17 | [5 empty] | 1991-10-01
Hiross, Inc. | Hiross | O*28A****0*** |  |  |  |  | Non Federally-Regulated | 1997-03-01 | [5 empty] | 1998-06-22
Hiross, Inc. | Hiross | F*76G****0*** |  |  |  |  | Voluntarily Certified | 1991-08-23 | [5 empty] | 1991-10-01
Tithe Corp. | Skil-Aire | KAH-048H4*** |  |  |  |  | Non Federally-Regulated | 1997-09-26 | [5 empty] | 1998-03-01
Air Technology Systems | Flair | CMS-012-G |  |  |  |  | Non Federally-Regulated | 1994-02-15 | [5 empty] | 2009-03-12
Stulz Air Technology Systems | Stulz | CCM 361G/GE |  |  |  |  | Non Federally-Regulated | 1990-05-22 | [5 empty] | 1991-10-01
Stulz Air Technology Systems | Stulz | CCM 361G/GE |  |  |  |  | Non Federally-Regulated | 1991-10-01 | [5 empty] | 1997-03-01
Pomona Air | Pomona Air | WCG 1000-2U&D-460V |  |  |  |  | Non Federally-Regulated | 1990-05-17 | [5 empty] | 2009-03-12
Shulz America | Stulz | CCM 903G/GE |  |  |  |  | Non Federally-Regulated | 1992-12-01 | [5 empty] | 1998-06-22
Data Aire, Inc. | Data Aire | DAME/DAMC 0532 CO |  |  |  |  | Non Federally-Regulated | 1991-03-20 | [5 empty] | 1991-10-01
Pomona Air | Pomona Air | ACC 1000-2 U&D RDD13 |  |  |  |  | Non Federally-Regulated | 1986-03-01 | [5 empty] | 1998-06-22
Hiross, Inc. | Hiross | C*O4A********* |  |  |  |  | Non Federally-Regulated | 1998-03-01 | [5 empty] | 1998-06-22
Pomona Air | Pomona Air | SWC 500-U&D-460V |  |  |  |  | Non Federally-Regulated | 1990-05-17 | [5 empty] | 2009-03-12
Data Aire, Inc. | Data Aire | DAME/DAMC 2.534 00 |  |  |  |  | Non Federally-Regulated | 1992-12-01 | [5 empty] | 1998-06-22
Airflow Co. | Airflow Co. | CCT-10W |  |  |  |  | Non Federally-Regulated | 1990-05-17 | [5 empty] | 2009-03-12
Vertiv Corporation | Liebert | DM 15WG |  |  |  |  | Non Federally-Regulated | 1990-05-17 | [5 empty] | 1991-10-01
Stulz Air Technology Systems | Stulz | MC 1083G/GE |  |  |  |  | Non Federally-Regulated | 1991-10-01 | [5 empty] | 1997-03-01
Pomona Air | Pomona Air | SWCG 200-U&D-460V |  |  |  |  | Non Federally-Regulated | 1990-05-17 | [5 empty] | 2009-03-12
Air Technology Systems | Ceilair | OHS-032-G |  |  |  |  | Non Federally-Regulated | 1994-02-15 | [5 empty] | 2009-03-12
Hiross, Inc. | Hiross | 0*4SF****0*** |  |  |  |  | Non Federally-Regulated | 1992-12-01 | [5 empty] | 1998-06-22
Data Aire, Inc. | Data Aire | DAME/DAMC 0432 AO |  |  |  |  | Non Federally-Regulated | 1992-12-21 | [5 empty] | 2009-03-09
Pomona Air | Pomona Air | WC 1000-U&D-208V |  |  |  |  | Non Federally-Regulated | 1990-05-17 | [5 empty] | 1997-03-01
Vertiv Corporation | Liebert | MM 20W |  |  |  |  | Non Federally-Regulated | 1985-06-11 | [5 empty] | 1986-03-01
Vertiv Corporation | Liebert | FH/UH/FE/UE 138W |  |  |  |  | Non Federally-Regulated | 1985-06-11 | [5 empty] | 1986-03-01
Data Aire, Inc. | Data Aire | DAME/DAMC 0434 AIP/S |  |  |  |  | Non Federally-Regulated | 1992-12-21 | [5 empty] | 2009-03-09
Koldwave Division, Mestek, Inc. | Koldwave | KVMCA33 |  |  |  |  | Non Federally-Regulated | 1991-10-10 | [5 empty] | 2009-03-12
Hiross, Inc. | Hiross | C*06A********* |  |  |  |  | Non Federally-Regulated | 1991-08-23 | [5 empty] | 1992-12-01
Pomona Air | Pomona Air | WCG 600-2U&D-460V |  |  |  |  | Non Federally-Regulated | 1989-01-01 | [5 empty] | 1990-05-17
Shulz America | Stulz | CCM 301W |  |  |  |  | Non Federally-Regulated | 1992-12-01 | [5 empty] | 1998-06-22
Vertiv Corporation | Liebert | CF/CU 43A |  |  |  |  | Non Federally-Regulated | 1990-05-17 | [5 empty] | 1994-02-07
Air Technology Systems | Ceilair | OHS-024-W |  |  |  |  | Non Federally-Regulated | 1994-02-15 | [5 empty] | 1997-03-01
Data Aire, Inc. | Data Aire | DAME/DAMC 0534 AO |  |  |  |  | Non Federally-Regulated | 1992-12-21 | [5 empty] | 2009-03-09
Pomona Air | Pomona Air | WC 500-U&D-208V |  |  |  |  | Non Federally-Regulated | 1990-05-17 | [5 empty] | 2009-03-12
Shulz America | Stulz | CCM 443G/GE |  |  |  |  | Non Federally-Regulated | 1992-12-01 | [5 empty] | 1998-06-22
Data Aire, Inc. | Data Aire | DTGD/U 1032/34/35 |  |  |  |  | Non Federally-Regulated | 1997-03-01 | [5 empty] | 1998-06-22
Air Technology Systems | Ceilair | OHS-048-G |  |  |  |  | Non Federally-Regulated | 1994-02-15 | [5 empty] | 2009-03-12
Data Aire, Inc. | Data Aire | DTGD/U 1332/34/35 |  |  |  |  | Non Federally-Regulated | 1997-03-01 | [5 empty] | 1998-06-22
Data Aire, Inc. | Data Aire | DAME/DAMC 0532 A0 |  |  |  |  | Non Federally-Regulated | 1991-03-20 | [5 empty] | 1992-12-21
Pomona Air | Pomona Air | SWCG 800-2U&D-208V |  |  |  |  | Non Federally-Regulated | 1989-01-01 | [5 empty] | 1998-06-22
Data Aire, Inc. | Data Aire | DAME/DAMC 0412 WIP/S |  |  |  |  | Non Federally-Regulated | 1992-12-01 | [5 empty] | 2009-03-09
Hiross, Inc. | Hiross | O*76G****0*** |  |  |  |  | Voluntarily Certified | 1991-08-23 | [5 empty] | 1991-10-01
Stulz Air Technology Systems | Stulz | MC 903G/GE |  |  |  |  | Non Federally-Regulated | 1991-10-01 | [5 empty] | 1997-03-01
Hiross, Inc. | Hiross | O*76G****0*** |  |  |  |  | Non Federally-Regulated | 1991-10-01 | [5 empty] | 1997-03-01
Hiross, Inc. | Hiross | 0*36W****0*** |  |  |  |  | Non Federally-Regulated | 1992-12-01 | [5 empty] | 1998-06-22
Data Aire, Inc. | Data Aire | DTGD/U 0832/34/35 |  |  |  |  | Non Federally-Regulated | 1992-12-21 | [5 empty] | 2009-03-12
Koldwave Heat Exchangers, Inc. | Koldwave | KVMASS25 |  |  |  |  | Non Federally-Regulated | 1989-01-01 | [5 empty] | 1998-06-22
Pomona Air | Pomona Air | WC 800-U&D-208V |  |  |  |  | Non Federally-Regulated | 1989-01-01 | [5 empty] | 1990-05-17
Hiross, Inc. | Hiross | U*56F****0*** |  |  |  |  | Non Federally-Regulated | 1998-03-01 | [5 empty] | 1998-06-22
Stulz Air Technology Systems | Stulz | MC 361W |  |  |  |  | Non Federally-Regulated | 1991-10-01 | [5 empty] | 1997-03-01
Data Aire, Inc. | Data Aire | DAME/DAMC 2.512 A0 |  |  |  |  | Non Federally-Regulated | 1992-12-21 | [5 empty] | 1992-12-22
Vertiv Corporation | Liebert | DM 040W |  |  |  |  | Non Federally-Regulated | 1986-11-01 | [5 empty] | 1998-06-22
Data Aire, Inc. | Data Aire | DTGD/U 0212/32/34 |  |  |  |  | Non Federally-Regulated | 1992-12-21 | [5 empty] | 2009-03-12
Data Aire, Inc. | Data Aire | DAME/DAMC 2.532 A0 |  |  |  |  | Non Federally-Regulated | 1991-03-20 | [5 empty] | 1992-12-21
Data Aire, Inc. | Data Aire | DAMA 0212 |  |  |  |  | Non Federally-Regulated | 1997-03-01 | [5 empty] | 1998-06-22
Hiross, Inc. | Hiross | F*46W****0*** |  |  |  |  | Non Federally-Regulated | 1997-03-01 | [5 empty] | 1998-06-22
Hiross, Inc. | Hiross | U*28A****0*** |  |  |  |  | Non Federally-Regulated | 1991-08-23 | [5 empty] | 1992-12-01
Hiross, Inc. | Hiross | O*66A****0*** |  |  |  |  | Non Federally-Regulated | 1997-03-01 | [5 empty] | 1998-06-22
Envirotech Systems Worldwide, Inc. | Pomona Air | SACC 300-U&D-208V |  |  |  |  | Non Federally-Regulated | 1991-10-01 | [5 empty] | 1998-06-22
Compu-Aire | Compu-Aire | CKW-2 |  |  |  |  | Non Federally-Regulated | 1989-01-01 | [5 empty] | 1990-05-17
Contempo Engineering | Contempo Engineering | CMA-350-2 |  |  |  |  | Non Federally-Regulated | 1991-12-16 | [5 empty] | 1992-12-01
Koldwave Heat Exchangers, Inc. | Koldwave | KHMHWSS25 |  |  |  |  | Non Federally-Regulated | 1989-01-01 | [5 empty] | 1998-06-22
Vertiv Corporation | Liebert | CF/CU 69W |  |  |  |  | Non Federally-Regulated | 1990-05-17 | [5 empty] | 1992-12-01
Data Aire, Inc. | Data Aire | DAME/DAMC 0432 AO |  |  |  |  | Non Federally-Regulated | 1991-10-01 | [5 empty] | 1992-12-01
Tithe Corp. | Skil-Aire | KAH-036H4*** |  |  |  |  | Non Federally-Regulated | 1997-09-26 | [5 empty] | 1998-03-01
Vertiv Corporation | Liebert | MMD20W |  |  |  |  | Non Federally-Regulated | 1998-06-23 | [5 empty] | 2009-03-12
Air Technology Systems | Flair | CMS-060-AR/L()A |  |  |  |  | Non Federally-Regulated | 1994-02-15 | [5 empty] | 2009-03-12
Data Aire, Inc. | Data Aire | DAME/DAMC 2.532 AO |  |  |  |  | Non Federally-Regulated | 1992-12-21 | [5 empty] | 2009-03-09
Hiross, Inc. | Hiross | 0*66W****0*** |  |  |  |  | Non Federally-Regulated | 1992-12-01 | [5 empty] | 1998-06-22
Pomona Air | Pomona Air | WCG 500-U&0-208V |  |  |  |  | Non Federally-Regulated | 1992-12-01 | [5 empty] | 1998-06-22
Airflow Co. | Airflow Co. | SH-2W |  |  |  |  | Non Federally-Regulated | 1986-05-01 | [5 empty] | 1998-06-22
Heat Exchangers | Koldwave | KVMCW33 |  |  |  |  | Non Federally-Regulated | 1992-12-01 | [5 empty] | 1998-06-22
Stulz Air Technology Systems | Stulz | CCM 221W |  |  |  |  | Non Federally-Regulated | 1990-05-22 | [5 empty] | 1991-10-01
Pomona Air | Pomona Air | WC 800-U&D-208V |  |  |  |  | Non Federally-Regulated | 1990-05-17 | [5 empty] | 1997-03-01
Data Aire, Inc. | Data Aire | DAME/DAMC 2.532 AO |  |  |  |  | Non Federally-Regulated | 1992-12-01 | [5 empty] | 1992-12-21
Stulz Air Technology Systems | Stulz | CCM 361W |  |  |  |  | Non Federally-Regulated | 1990-05-22 | [5 empty] | 1991-10-01
Tithe Corp. | Amtech | KAH-036H3*** |  |  |  |  | Non Federally-Regulated | 1997-09-26 | [5 empty] | 1998-03-01
Vertiv Corporation | Liebert | FH/UH/FE/UE 125A |  |  |  |  | Non Federally-Regulated | 1986-03-01 | [5 empty] | 1989-01-01
Stulz Air Technology Systems | Stulz | CCS 52A U/D |  |  |  |  | Non Federally-Regulated | 1990-05-22 | [5 empty] | 1991-10-01
Data Aire, Inc. | Data Aire | DAME/DAMC 0432 A0 |  |  |  |  | Non Federally-Regulated | 1991-03-20 | [5 empty] | 1992-12-21
Hiross, Inc. | Hiross | F*28W****0** |  |  |  |  | Non Federally-Regulated | 1991-10-01 | [5 empty] | 1998-06-22
Airflow Co. | Airflow Co. | CCT-6A |  |  |  |  | Non Federally-Regulated | 1991-10-01 | [5 empty] | 1992-12-01
Hiross, Inc. | Hiross | F*46W****0*** |  |  |  |  | Non Federally-Regulated | 1991-10-01 | [5 empty] | 1997-03-01
Stulz Air Technology Systems | Stulz | CCM 361W |  |  |  |  | Non Federally-Regulated | 1991-10-01 | [5 empty] | 1997-03-01
Data Aire, Inc. | Data Aire | DAW- 1632/4/5 |  |  |  |  | Non Federally-Regulated | 1989-01-01 | [5 empty] | 1998-06-22
Koldwave Division, Mestek, Inc. | Koldwave | KVMW33 |  |  |  |  | Non Federally-Regulated | 1990-05-17 | [5 empty] | 1991-10-10
Contempo Engineering | Contempo Engineering | CMW-180-1 |  |  |  |  | Non Federally-Regulated | 1990-05-17 | [5 empty] | 1991-10-01
Vertiv Corporation | Liebert | MMD18A |  |  |  |  | Non Federally-Regulated | 1998-06-23 | [5 empty] | 2009-03-12
Data Aire, Inc. | Data Aire | DAME/DAMC 0334 AIP/S |  |  |  |  | Non Federally-Regulated | 1992-12-21 | [5 empty] | 2009-03-09
Data Aire, Inc. | Data Aire | DAME/DAMC 0512 WIF/S |  |  |  |  | Non Federally-Regulated | 1992-12-01 | [5 empty] | 1998-06-22
Koldwave Heat Exchangers, Inc. | Koldwave | KVMHA33 |  |  |  |  | Non Federally-Regulated | 1989-01-01 | [5 empty] | 1998-06-22
Pomona Air | Pomona Air | SWCG 200-U&D-208V |  |  |  |  | Non Federally-Regulated | 1990-05-17 | [5 empty] | 2009-03-12
Stulz Air Technology Systems | Stulz | MC 602A |  |  |  |  | Non Federally-Regulated | 1991-10-01 | [5 empty] | 1997-03-01
Stulz Air Technology Systems | Stulz | MC 453G/GE |  |  |  |  | Non Federally-Regulated | 1990-06-04 | [5 empty] | 1991-10-01
Airflow Co. | Airflow Co. | AFX-106A |  |  |  |  | Non Federally-Regulated | 1997-12-02 | [5 empty] | 2009-03-12
Pomona Air | Pomona Air | ACC 500-U&D-208V |  |  |  |  | Non Federally-Regulated | 1989-01-01 | [5 empty] | 1990-05-17
Data Aire, Inc. | Data Aire | DAME/DAMC 0535 AO |  |  |  |  | Non Federally-Regulated | 1992-12-21 | [5 empty] | 2009-03-09
Vertiv Corporation | Liebert | MM 18A |  |  |  |  | Non Federally-Regulated | 1989-01-01 | [5 empty] | 1998-06-22
Hiross, Inc. | Hiross | F*76F****0*** |  |  |  |  | Non Federally-Regulated | 1991-10-01 | [5 empty] | 1997-03-01
Compu-Aire | Compu-Aire | MKA-5 |  |  |  |  | Non Federally-Regulated | 1992-12-01 | [5 empty] | 1997-03-01
Compu-Aire | Compu-Aire | CKW-4 |  |  |  |  | Non Federally-Regulated | 1990-05-17 | [5 empty] | 1991-10-01
Data Aire, Inc. | Data Aire | DAME/DAMC 0412 AO |  |  |  |  | Non Federally-Regulated | 1992-12-21 | [5 empty] | 2009-03-09
Contempo Engineering | Contempo | CEMW-0334 |  |  |  |  | Non Federally-Regulated | 1986-08-01 | [5 empty] | 1998-06-22
Stulz Air Technology Systems | Stulz | MC 302G/GE |  |  |  |  | Non Federally-Regulated | 1991-10-01 | [5 empty] | 1997-03-01
Data Aire, Inc. | Data Aire | DAW-0632/4/5 |  |  |  |  | Non Federally-Regulated | 1989-01-01 | [5 empty] | 1998-06-22
Envirotech Systems Worldwide, Inc. | Pomona Air | SWCG 500-U&D-208V |  |  |  |  | Non Federally-Regulated | 1991-10-01 | [5 empty] | 1998-06-22
Pomona Air | Pomona Air | SWCG 300-U&D-460V |  |  |  |  | Non Federally-Regulated | 1989-01-01 | [5 empty] | 2009-03-12
Stulz Air Technology Systems | Stulz | MC 663G/GE |  |  |  |  | Non Federally-Regulated | 1991-10-01 | [5 empty] | 1997-03-01
Compu-Aire | Compu-Aire | MKW-2 |  |  |  |  | Non Federally-Regulated | 1989-01-01 | [5 empty] | 1990-05-17
Vertiv Corporation | Liebert | CF/CU071WG |  |  |  |  | Non Federally-Regulated | 1997-03-01 | [5 empty] | 1998-06-22
Vertiv Corporation | Liebert | FH/UH/FE/UE 75A |  |  |  |  | Non Federally-Regulated | 1989-01-01 | [5 empty] | 1990-05-17
Hiross, Inc. | Hiross | 0*66F****0*** |  |  |  |  | Non Federally-Regulated | 1992-12-01 | [5 empty] | 1998-06-22
Hiross, Inc. | Hiross | O*76F****0*** |  |  |  |  | Non Federally-Regulated | 1997-03-01 | [5 empty] | 1998-06-22
Shulz America | Stulz | CCM 442W |  |  |  |  | Non Federally-Regulated | 1992-12-01 | [5 empty] | 1998-06-22
Tithe Corp. | Skil-Aire | KAH-036H1*** |  |  |  |  | Non Federally-Regulated | 1998-03-01 | [5 empty] | 1998-06-22
Vertiv Corporation | Liebert | Au 27A |  |  |  |  | Non Federally-Regulated | 1985-06-11 | [5 empty] | 1986-03-01
Compu-Aire | Compu-Kool | CKW-10 |  |  |  |  | Non Federally-Regulated | 1991-08-05 | [5 empty] | 1991-10-01
Data Aire, Inc. | Data Aire | DMW 2120 |  |  |  |  | Non Federally-Regulated | 1992-12-21 | [5 empty] | 2009-03-12
Compu-Aire | Compu-Aire | CAA-10 |  |  |  |  | Non Federally-Regulated | 1990-05-17 | [5 empty] | 1997-03-01
Edpac Corp. | Tech 80 | GU/D/B 8023 |  |  |  |  | Non Federally-Regulated | 1986-08-01 | [5 empty] | 1998-06-22
Data Aire, Inc. | Data Aire | DAGD/U 1032/34/35 |  |  |  |  | Non Federally-Regulated | 1997-03-01 | [5 empty] | 1998-06-22
Compu-Aire | Mini-Temp Plus | CFCU-2 |  |  |  |  | Non Federally-Regulated | 1993-06-08 | [5 empty] | 2009-03-12
Hiross, Inc. | Hiross | SFO15A******** |  |  |  |  | Non Federally-Regulated | 1998-03-01 | [5 empty] | 1998-06-22
Tithe Corp. | Amtech | KAH-048H3*** |  |  |  |  | Non Federally-Regulated | 1998-03-01 | [5 empty] | 1998-06-22
Contempo Engineering | Contempo Engineering | CEMA-1032C,1034C |  |  |  |  | Non Federally-Regulated | 1990-05-17 | [5 empty] | 1991-10-01
Data Aire, Inc. | Data Aire | DAAD/U 0632/34/35 |  |  |  |  | Non Federally-Regulated | 1992-12-01 | [5 empty] | 1997-03-01
Compu-Aire | Compu-Aire | MKA-5 |  |  |  |  | Non Federally-Regulated | 1990-05-17 | [5 empty] | 2009-03-12
Contempo Engineering | Contempo Engineering | CEMW-7532,7534 |  |  |  |  | Non Federally-Regulated | 1990-05-17 | [5 empty] | 1991-10-01
Stulz Air Technology Systems | Stulz | CCM 443G/GE |  |  |  |  | Non Federally-Regulated | 1990-05-22 | [5 empty] | 1991-10-01
Data Aire, Inc. | Data Aire | DAME/DAMC 2.532AIP/S |  |  |  |  | Non Federally-Regulated | 1991-03-20 | [5 empty] | 1991-10-01
Data Aire, Inc. | Data Aire | DAME/DAMC 2.512 CO |  |  |  |  | Non Federally-Regulated | 1991-10-01 | [5 empty] | 1992-12-21
Heat Exchangers | Koldwave | KVMWSS33 |  |  |  |  | Non Federally-Regulated | 1991-10-01 | [5 empty] | 1998-06-22
Shulz America | Stulz | MC 302W |  |  |  |  | Non Federally-Regulated | 1992-12-01 | [5 empty] | 1998-06-22
Tithe Corp. | Amtech | KAH-036H3*** |  |  |  |  | Non Federally-Regulated | 1998-03-01 | [5 empty] | 1998-06-22
Stulz Air Technology Systems | Stulz | CCM 151W |  |  |  |  | Non Federally-Regulated | 1990-05-22 | [5 empty] | 1991-10-01
Data Aire, Inc. | Data Aire | DAME/DAMC 0412 CO |  |  |  |  | Non Federally-Regulated | 1991-10-01 | [5 empty] | 1992-12-21
Air Technology Systems | Ceilair | OHS-120-DAR/DCAA |  |  |  |  | Non Federally-Regulated | 1994-02-15 | [5 empty] | 2009-03-12
Pomona Air | Pomona Air | WCG 600-2U&D-208V |  |  |  |  | Non Federally-Regulated | 1990-05-17 | [5 empty] | 2009-03-12
Pomona Air | Pomona Air | WC 1000-2U&D-208V |  |  |  |  | Non Federally-Regulated | 1990-05-17 | [5 empty] | 1997-03-01
Hiross, Inc. | Hiross | O*76W****0*** |  |  |  |  | Non Federally-Regulated | 1991-10-01 | [5 empty] | 1997-03-01
Stulz Air Technology Systems | Stulz | CCM 442G/GE |  |  |  |  | Non Federally-Regulated | 1990-05-22 | [5 empty] | 1991-10-01
Data Aire, Inc. | Data Aire | DAME/DAMC 0312 AO |  |  |  |  | Non Federally-Regulated | 1992-12-01 | [5 empty] | 1992-12-21
Data Aire, Inc. | Data Aire | DAME/DAMC 0432 CO |  |  |  |  | Non Federally-Regulated | 1991-03-20 | [5 empty] | 1991-10-01
Pomona Air | Pomona Air | WCG 800-2U&D-208V |  |  |  |  | Non Federally-Regulated | 1990-05-17 | [5 empty] | 2009-03-12
Airflow Co. | Airflow Co. | CCT-10W |  |  |  |  | Non Federally-Regulated | 1989-01-01 | [5 empty] | 1990-05-17
Hiross, Inc. | Hiross | F*76F****0*** |  |  |  |  | Voluntarily Certified | 1991-08-23 | [5 empty] | 1991-10-01
Vertiv Corporation | Liebert | CF/CU044WG |  |  |  |  | Non Federally-Regulated | 1991-11-19 | [5 empty] | 1992-12-01
Contempo Engineering | Contempo Engineering | CEMA-0332.0334 |  |  |  |  | Non Federally-Regulated | 1991-10-01 | [5 empty] | 1998-06-22
Data Aire, Inc. | Data Aire | DTGD/U 1332/34/35 |  |  |  |  | Non Federally-Regulated | 1991-03-20 | [5 empty] | 1991-10-01
Pomona Air | Pomona Air | SACC 600-2U&D-208V |  |  |  |  | Non Federally-Regulated | 1989-01-01 | [5 empty] | 2009-03-12
Pomona Air | Pomona Air | SWC 600-2U&D-460V |  |  |  |  | Non Federally-Regulated | 1990-05-17 | [5 empty] | 1992-12-01
Hiross, Inc. | Hiross | F*46F****0*** |  |  |  |  | Non Federally-Regulated | 1991-08-23 | [5 empty] | 1991-10-01
Data Aire, Inc. | Data Aire | DTAD/U 1332/34/35 |  |  |  |  | Non Federally-Regulated | 1992-12-21 | [5 empty] | 2009-03-12
Shulz America | Stulz | MC 722W |  |  |  |  | Non Federally-Regulated | 1992-12-01 | [5 empty] | 1998-06-22
Pomona Air | Pomona Air | SWCG 400-U&D-208V |  |  |  |  | Non Federally-Regulated | 1990-05-17 | [5 empty] | 2009-03-12
Koldwave Division, Mestek, Inc. | Koldwave | KHMHW25 |  |  |  |  | Non Federally-Regulated | 1990-05-17 | [5 empty] | 1991-10-10
Heat Exchangers | Koldwave | KVMW5S33 |  |  |  |  | Non Federally-Regulated | 1992-12-01 | [5 empty] | 1998-06-22
Pomona Air | Pomona Air | SACC 800-2U&D-460V |  |  |  |  | Non Federally-Regulated | 1989-01-01 | [5 empty] | 2009-03-12
Stulz Air Technology Systems | Stulz | CCM 903G/GE |  |  |  |  | Non Federally-Regulated | 1991-10-01 | [5 empty] | 1997-03-01
Tithe Corp. | Skil-Aire | KAH-060H4*** |  |  |  |  | Non Federally-Regulated | 1997-09-26 | [5 empty] | 1998-06-22
Data Aire, Inc. | Data Aire | DAME/DAMC 0312 CO |  |  |  |  | Non Federally-Regulated | 1991-03-20 | [5 empty] | 1992-12-21
Shulz America | Stulz | CCM 151G/GE |  |  |  |  | Non Federally-Regulated | 1992-12-01 | [5 empty] | 1998-06-22
Data Aire, Inc. | Data Temp | DTW-0532/4/5 |  |  |  |  | Non Federally-Regulated | 1986-08-01 | [5 empty] | 1998-06-22
Data Aire, Inc. | Data Aire | DAME/DAMC 0512 00 |  |  |  |  | Non Federally-Regulated | 1992-12-01 | [5 empty] | 1998-06-22
Airflow Co. | Airflow Co. | CG-10A |  |  |  |  | Non Federally-Regulated | 1993-08-10 | [5 empty] | 2009-03-12
Hiross, Inc. | Hiross | O*66G****O*** |  |  |  |  | Non Federally-Regulated | 1997-03-01 | [5 empty] | 1998-06-22
Hiross, Inc. | Hiross | F*46A****0*** |  |  |  |  | Non Federally-Regulated | 1991-10-01 | [5 empty] | 1997-03-01
Airflow Co. | Airflow Co. | CCT-5W |  |  |  |  | Non Federally-Regulated | 1990-05-17 | [5 empty] | 2009-03-12
Data Aire, Inc. | Data Aire | DAME/DAMC 2.534 AO |  |  |  |  | Non Federally-Regulated | 1997-03-01 | [5 empty] | 1998-06-22
Airflow Co. | Airflow Co. | CCT-6A |  |  |  |  | Non Federally-Regulated | 1989-01-01 | [5 empty] | 1990-05-17
Hiross, Inc. | Hiross | 0*2SW****0*** |  |  |  |  | Non Federally-Regulated | 1992-12-01 | [5 empty] | 1998-06-22
Data Aire, Inc. | Data Aire | DTWD/U 1032/34/35 |  |  |  |  | Non Federally-Regulated | 1992-12-01 | [5 empty] | 1992-12-21
Hiross, Inc. | Hiross | SF020W******** |  |  |  |  | Non Federally-Regulated | 1991-08-23 | [5 empty] | 1991-10-01
Air Technology Systems | Ceilair | OHS-018-G |  |  |  |  | Non Federally-Regulated | 1994-02-15 | [5 empty] | 2009-03-12
Stulz Air Technology Systems | Stulz | MC 722W |  |  |  |  | Voluntarily Certified | 1990-05-22 | [5 empty] | 1991-10-01
Vertiv Corporation | Liebert | DM 027A |  |  |  |  | Non Federally-Regulated | 1989-01-01 | [5 empty] | 1998-06-22
Vertiv Corporation | Liebert | Au 27A |  |  |  |  | Non Federally-Regulated | 1985-06-11 | [5 empty] | 1986-03-01
Heat Exchangers | Koldwave | KVMHW33 |  |  |  |  | Non Federally-Regulated | 1991-10-01 | [5 empty] | 1998-06-22
Stulz Air Technology Systems | Stulz | MC 663W |  |  |  |  | Non Federally-Regulated | 1991-10-01 | [5 empty] | 1997-03-01
Data Aire, Inc. | Data Aire | DAME 0832/4/5 CO-D |  |  |  |  | Non Federally-Regulated | 1992-12-01 | [5 empty] | 1992-12-21
Hiross, Inc. | Hiross | SFO15W******** |  |  |  |  | Non Federally-Regulated | 1997-03-01 | [5 empty] | 1998-06-22
Data Aire, Inc. | Data Aire | DAAD/U 0832/34/35 |  |  |  |  | Non Federally-Regulated | 1991-03-20 | [5 empty] | 1991-10-01
Compu-Aire | Compu-Aire | CAA-6 |  |  |  |  | Non Federally-Regulated | 1989-01-01 | [5 empty] | 1990-05-17
Envirotech Systems Worldwide, Inc. | Pomona Air | WCG 800-2U&D-208V |  |  |  |  | Non Federally-Regulated | 1991-10-01 | [5 empty] | 1998-06-22
Data Aire, Inc. | Data Temp | DTA-0432/4/5 |  |  |  |  | Non Federally-Regulated | 1990-05-17 | [5 empty] | 1992-12-21
Compu-Aire | Compu-Kool | CKA-10 |  |  |  |  | Non Federally-Regulated | 1991-08-05 | [5 empty] | 1991-10-01
Data Aire, Inc. | Data Aire | DAME/DAMC 0435 00 |  |  |  |  | Non Federally-Regulated | 1992-12-01 | [5 empty] | 1998-06-22
Stulz Air Technology Systems | Stulz | CCM 221W |  |  |  |  | Non Federally-Regulated | 1991-10-01 | [5 empty] | 1997-03-01
Shulz America | Stulz | CCM 663G/GE |  |  |  |  | Non Federally-Regulated | 1992-12-01 | [5 empty] | 1998-06-22
Pomona Air | Pomona Air | WCG 1000-2U&D-208V |  |  |  |  | Non Federally-Regulated | 1990-05-17 | [5 empty] | 2009-03-12
Envirotech Systems Worldwide, Inc. | Pomona Air | SWC 800-2U&D-208V |  |  |  |  | Non Federally-Regulated | 1991-10-01 | [5 empty] | 1998-06-22
Pomona Air | Pomona Air | SACC 500-U&D-460V |  |  |  |  | Non Federally-Regulated | 1989-01-01 | [5 empty] | 1990-05-17
Pomona Air | Pomona Air | ACC 1000 U&D RDD13 |  |  |  |  | Non Federally-Regulated | 1986-03-01 | [5 empty] | 1998-06-22
Vertiv Corporation | Liebert | CF/CU 47W |  |  |  |  | Non Federally-Regulated | 1989-01-01 | [5 empty] | 1994-02-07
Data Aire, Inc. | Data Aire | DAME/DAMC 0534 A0 |  |  |  |  | Non Federally-Regulated | 1991-03-20 | [5 empty] | 1992-12-21
Data Aire, Inc. | Data Aire | DAMA 0212 |  |  |  |  | Non Federally-Regulated | 1992-12-21 | [5 empty] | 2009-03-12
Data Aire, Inc. | Data Aire | DAME/DAMC 0435 AIP/S |  |  |  |  | Non Federally-Regulated | 1992-12-01 | [5 empty] | 1992-12-21
Data Aire, Inc. | Data Aire | DAA-1632/4/5 |  |  |  |  | Non Federally-Regulated | 1986-08-01 | [5 empty] | 1998-06-22
Hiross, Inc. | Hiross | U*56G****0*** |  |  |  |  | Non Federally-Regulated | 1991-08-23 | [5 empty] | 1998-06-22
Vertiv Corporation | Liebert | MM 026W |  |  |  |  | Non Federally-Regulated | 1989-01-01 | [5 empty] | 1998-06-22
Hiross, Inc. | Hiross | F*28W****0*** |  |  |  |  | Non Federally-Regulated | 1992-12-01 | [5 empty] | 1997-03-01
Vertiv Corporation | Liebert | MM018A |  |  |  |  | Non Federally-Regulated | 1992-12-01 | [5 empty] | 1998-03-01
Envirotech Systems Worldwide, Inc. | Pomona Air | ACC 800-U&D-460V |  |  |  |  | Non Federally-Regulated | 1991-10-01 | [5 empty] | 1998-06-22
Shulz America | Stulz | CCM 221G/GE |  |  |  |  | Non Federally-Regulated | 1992-12-01 | [5 empty] | 1998-06-22
Shulz America | Stulz | MC 151G/GE |  |  |  |  | Non Federally-Regulated | 1992-12-01 | [5 empty] | 1998-06-22
Heat Exchangers | Koldwave | KVMASA25 |  |  |  |  | Non Federally-Regulated | 1991-10-01 | [5 empty] | 1998-06-22
Hiross, Inc. | Hiross | 0*56G****0*** |  |  |  |  | Non Federally-Regulated | 1992-12-01 | [5 empty] | 1998-06-22
Hiross, Inc. | Hiross | O*46W****0*** |  |  |  |  | Non Federally-Regulated | 1991-10-01 | [5 empty] | 1997-03-01
Tithe Corp. | Kais-Aire | KAH-048H4*** |  |  |  |  | Non Federally-Regulated | 1997-09-26 | [5 empty] | 1998-03-01
Vertiv Corporation | Liebert | FH/UH/FE/UE 125A |  |  |  |  | Non Federally-Regulated | 1985-06-11 | [5 empty] | 1986-03-01
Edpac Corp. | Minitech 90 | ACS/E-7.5 |  |  |  |  | Non Federally-Regulated | 1986-08-01 | [5 empty] | 1998-06-22
Vertiv Corporation | Liebert | PFC098A |  |  |  |  | Non Federally-Regulated | 2000-03-24 | [5 empty] | 2009-03-12
Pomona Air | Pomona Air | SWC 400-U&D-208V |  |  |  |  | Non Federally-Regulated | 1989-01-01 | [5 empty] | 2009-03-12
Hiross, Inc. | Hiross | O*28W****0*** |  |  |  |  | Non Federally-Regulated | 1991-10-01 | [5 empty] | 1997-03-01
Vertiv Corporation | Liebert | MM 024A |  |  |  |  | Non Federally-Regulated | 1986-11-01 | [5 empty] | 1989-01-01
Tithe Corp. | Kais-Aire | KAH-024H3*** |  |  |  |  | Non Federally-Regulated | 1997-09-26 | [5 empty] | 1998-03-01
Pomona Air | Pomona Air | SWC 1000-2U&D-460V |  |  |  |  | Non Federally-Regulated | 1990-05-17 | [5 empty] | 2009-03-12
Hiross, Inc. | Hiross | U*66A****0*** |  |  |  |  | Non Federally-Regulated | 1997-03-01 | [5 empty] | 1998-06-22
Vertiv Corporation | Liebert | MM 20W |  |  |  |  | Non Federally-Regulated | 1985-06-11 | [5 empty] | 1990-05-17
Data Aire, Inc. | Data Aire | DAME/DAMC 0332 AO |  |  |  |  | Non Federally-Regulated | 1991-10-01 | [5 empty] | 1992-12-01
Vertiv Corporation | Liebert | FH/UH/FE/UE 116G |  |  |  |  | Non Federally-Regulated | 1986-03-01 | [5 empty] | 1998-06-22
Stulz Air Technology Systems | Stulz | CCM 903A |  |  |  |  | Non Federally-Regulated | 1991-10-01 | [5 empty] | 1997-03-01
Hiross, Inc. | Hiross | U*56A****0*** |  |  |  |  | Non Federally-Regulated | 1991-08-23 | [5 empty] | 1991-10-01
Data Aire, Inc. | Data Aire | DAME 0632/4/5 AIS-D |  |  |  |  | Non Federally-Regulated | 1992-12-01 | [5 empty] | 1992-12-21
Vertiv Corporation | Liebert | DM067A |  |  |  |  | Non Federally-Regulated | 1992-11-09 | [5 empty] | 1992-12-01
Vertiv Corporation | Liebert | MM 036A |  |  |  |  | Non Federally-Regulated | 1990-05-17 | [5 empty] | 1991-10-01
Data Aire, Inc. | Data Aire | DTWD/U 1332/34/35 |  |  |  |  | Non Federally-Regulated | 1992-12-21 | [5 empty] | 1997-03-01
Data Aire, Inc. | Data Aire | DAME/DAMC 2.512 AO |  |  |  |  | Non Federally-Regulated | 1992-12-21 | [5 empty] | 2009-03-09
Compu-Aire | Compu-Aire | CAW-10 |  |  |  |  | Non Federally-Regulated | 1987-10-01 | [5 empty] | 1989-01-01
Vertiv Corporation | Liebert | MCD96A |  |  |  |  | Non Federally-Regulated | 2000-03-24 | [5 empty] | 2009-03-12
Data Aire, Inc. | Data Aire | DAME/DAMC 0435 AO |  |  |  |  | Non Federally-Regulated | 1992-12-01 | [5 empty] | 1992-12-21
Hiross, Inc. | Hiross | O*28A****0*** |  |  |  |  | Non Federally-Regulated | 1991-08-23 | [5 empty] | 1991-10-01
Data Aire, Inc. | Data Aire | DAME/DAMC 0334 AO |  |  |  |  | Non Federally-Regulated | 1992-12-21 | [5 empty] | 2009-03-09
Heat Exchangers | Koldwave | KVMHA33 |  |  |  |  | Non Federally-Regulated | 1991-10-01 | [5 empty] | 1998-06-22
Stulz Air Technology Systems | Stulz | MC 663A |  |  |  |  | Non Federally-Regulated | 1991-10-01 | [5 empty] | 1997-03-01
Vertiv Corporation | Liebert | CF/CU042A |  |  |  |  | Non Federally-Regulated | 1992-12-01 | [5 empty] | 1997-03-01
Hiross, Inc. | Hiross | F*46F****0*** |  |  |  |  | Non Federally-Regulated | 1997-03-01 | [5 empty] | 1998-06-22
Airflow Co. | Airflow Co. | CM-25A |  |  |  |  | Non Federally-Regulated | 1993-08-10 | [5 empty] | 2009-03-12
Data Aire, Inc. | Data Aire | DAME/DAMC 0535 00 |  |  |  |  | Non Federally-Regulated | 1992-12-01 | [5 empty] | 1998-06-22
Pomona Air | Pomona Air | ACC 500 U&D RDD6 |  |  |  |  | Non Federally-Regulated | 1986-03-01 | [5 empty] | 1998-06-22
Hiross, Inc. | Hiross | U*63W****0*** |  |  |  |  | Non Federally-Regulated | 1992-12-01 | [5 empty] | 1998-06-22
Tithe Corp. | Kais-Aire | KAH-024H1*** |  |  |  |  | Non Federally-Regulated | 1998-03-01 | [5 empty] | 1998-06-22
Hiross, Inc. | Hiross | F*46G****0*** |  |  |  |  | Non Federally-Regulated | 1997-03-01 | [5 empty] | 1998-06-22
Data Aire, Inc. | Hiross | SF015A* ******* |  |  |  |  | Non Federally-Regulated | 1992-12-01 | [5 empty] | 1998-06-22
Vertiv Corporation | Liebert | MCD65A |  |  |  |  | Non Federally-Regulated | 1999-06-18 | [5 empty] | 2009-03-12
Pomona Air | Pomona Air | WCG 800-2U&D-208V |  |  |  |  | Non Federally-Regulated | 1989-01-01 | [5 empty] | 1990-05-17
Hiross, Inc. | Hiross | F*56W****0*** |  |  |  |  | Non Federally-Regulated | 1991-10-01 | [5 empty] | 1997-03-01
Data Aire, Inc. | Data Aire | DTWD/U 0832/34/35 |  |  |  |  | Non Federally-Regulated | 1992-12-01 | [5 empty] | 1992-12-21
Data Aire, Inc. | Data Aire | DTWD/U 0212/32/34 |  |  |  |  | Non Federally-Regulated | 1992-12-21 | [5 empty] | 2009-03-12
Edpac Corp. | Tech 80 | AU/D/B 8025 |  |  |  |  | Non Federally-Regulated | 1986-08-01 | [5 empty] | 1998-06-22
Edpac Corp. | Tech 80 | GU/D/B 8025 |  |  |  |  | Non Federally-Regulated | 1986-08-01 | [5 empty] | 1998-06-22
Compu-Aire | Compu-Aire | CKA-4 |  |  |  |  | Non Federally-Regulated | 1989-01-01 | [5 empty] | 1990-05-17
Hiross, Inc. | Hiross | 0*46A****0*** |  |  |  |  | Non Federally-Regulated | 1992-12-01 | [5 empty] | 1998-06-22
Data Aire, Inc. | Data Temp | DTA-0232/4/5 |  |  |  |  | Non Federally-Regulated | 1990-05-17 | [5 empty] | 1992-12-21
Data Aire, Inc. | Data Aire | DAME 0832/4/5 AIS-S |  |  |  |  | Non Federally-Regulated | 1992-12-21 | [5 empty] | 2009-03-09
Airflow Co. | Airflow Co. | CCT-6A |  |  |  |  | Non Federally-Regulated | 1992-12-01 | [5 empty] | 1997-03-01
Data Aire, Inc. | Data Aire | DAME/DAMC 0432 00 |  |  |  |  | Non Federally-Regulated | 1992-12-01 | [5 empty] | 1998-06-22
Stulz Air Technology Systems | Stulz | CCM 302A |  |  |  |  | Non Federally-Regulated | 1991-10-01 | [5 empty] | 1997-03-01
Data Aire, Inc. | Data Aire | DTGD/U 0512/32/34/35 |  |  |  |  | Non Federally-Regulated | 1992-12-01 | [5 empty] | 1992-12-21
Stulz Air Technology Systems | Stulz | MC 221W |  |  |  |  | Non Federally-Regulated | 1990-05-22 | [5 empty] | 1991-10-01
Hiross, Inc. | Hiross | U*76W****0*** |  |  |  |  | Non Federally-Regulated | 1991-10-01 | [5 empty] | 1992-12-01
Hiross, Inc. | Hiross | 0*56F****0*** |  |  |  |  | Non Federally-Regulated | 1992-12-01 | [5 empty] | 1998-06-22
Pomona Air | Pomona Air | WC 800-2U&D-460V |  |  |  |  | Non Federally-Regulated | 1990-05-17 | [5 empty] | 2009-03-12
Data Aire, Inc. | Data Temp | DTA-0232/4/5 |  |  |  |  | Non Federally-Regulated | 1986-08-01 | [5 empty] | 1998-06-22
Vertiv Corporation | Liebert | MCD36A |  |  |  |  | Non Federally-Regulated | 1998-06-23 | [5 empty] | 2009-03-12
Pomona Air | Pomona Air | WCG 500-U&D-208V |  |  |  |  | Non Federally-Regulated | 1990-05-17 | [5 empty] | 2009-03-12
Vertiv Corporation | Liebert | DM 027A |  |  |  |  | Non Federally-Regulated | 1991-10-01 | [5 empty] | 1997-03-01
Pomona Air | Pomona Air | SACC 300-U&D-208V |  |  |  |  | Non Federally-Regulated | 1990-05-17 | [5 empty] | 2009-03-12
Hiross, Inc. | Hiross | C*06A******** |  |  |  |  | Non Federally-Regulated | 1991-10-01 | [5 empty] | 1997-03-01
Shulz America | Stulz | MC 301 A |  |  |  |  | Non Federally-Regulated | 1992-12-01 | [5 empty] | 1998-06-22
Vertiv Corporation | Liebert | CU/CF 69W |  |  |  |  | Non Federally-Regulated | 1985-06-11 | [5 empty] | 1986-03-01
Hiross, Inc. | Hiross | F*76A****0*** |  |  |  |  | Voluntarily Certified | 1991-08-23 | [5 empty] | 1991-10-01
Air Technology Systems | Ceilair | OHS-032-AS |  |  |  |  | Non Federally-Regulated | 1994-02-15 | [5 empty] | 2009-03-12
Stulz Air Technology Systems | Stulz | MC 1083A |  |  |  |  | Voluntarily Certified | 1990-05-22 | [5 empty] | 1991-10-01
Stulz Air Technology Systems | Stulz | CCS 70G U/D |  |  |  |  | Non Federally-Regulated | 1991-10-01 | [5 empty] | 1997-03-01
Data Aire, Inc. | Data Aire | DTWD/U 1332/34/35 |  |  |  |  | Non Federally-Regulated | 1992-12-01 | [5 empty] | 1992-12-21
Pomona Air | Pomona Air | SWC 200 |  |  |  |  | Non Federally-Regulated | 1986-05-01 | [5 empty] | 1998-06-22
Stulz Air Technology Systems | Stulz | CCM 442W |  |  |  |  | Voluntarily Certified | 1990-05-22 | [5 empty] | 1991-10-01
Data Aire, Inc. | Data Aire | DAME/DAMC 0512 CO |  |  |  |  | Non Federally-Regulated | 1991-10-01 | [5 empty] | 1992-12-21
Air Technology Systems | Ceilair | OHS-032-AR/CAA |  |  |  |  | Non Federally-Regulated | 1994-02-15 | [5 empty] | 1997-03-01
Data Aire, Inc. | Data Aire | DAME/DAMC 0512 AIP/S |  |  |  |  | Non Federally-Regulated | 1997-03-01 | [5 empty] | 1998-06-22
Envirotech Systems Worldwide, Inc. | Pomona Air | SACC 1000-2U&D-208V |  |  |  |  | Non Federally-Regulated | 1991-10-01 | [5 empty] | 1998-06-22
Pomona Air | Pomona Air | SWC 500-U&D-208V |  |  |  |  | Non Federally-Regulated | 1989-01-01 | [5 empty] | 1990-05-17
Vertiv Corporation | Liebert | FH/UH/FE/UE 86W |  |  |  |  | Non Federally-Regulated | 1986-03-01 | [5 empty] | 1989-01-01
Air Technology Systems | Ceilair | OHS-060-AR/L()A |  |  |  |  | Non Federally-Regulated | 1994-02-15 | [5 empty] | 2009-03-12
Data Aire, Inc. | Data Aire | DAGD/U 0632/34/35 |  |  |  |  | Non Federally-Regulated | 1991-03-20 | [5 empty] | 1991-10-01
Hiross, Inc. | Hiross | 0*56A****0*** |  |  |  |  | Non Federally-Regulated | 1992-12-01 | [5 empty] | 1998-06-22
Hiross, Inc. | Hiross | O*66A****0*** |  |  |  |  | Non Federally-Regulated | 1991-08-23 | [5 empty] | 1991-10-01
Stulz Air Technology Systems | Stulz | CCM 442A |  |  |  |  | Non Federally-Regulated | 1990-05-22 | [5 empty] | 1991-10-01
Hiross, Inc. | Hiross | U*41W****0*** |  |  |  |  | Non Federally-Regulated | 1997-03-01 | [5 empty] | 1998-06-22
Hiross, Inc. | Hiross | U*46F****0*** |  |  |  |  | Non Federally-Regulated | 1991-08-23 | [5 empty] | 1991-10-01
Hiross, Inc. | Hiross | 0*76W****0*** |  |  |  |  | Non Federally-Regulated | 1992-12-01 | [5 empty] | 1998-06-22
Edpac Corp. | Liebert | FH/UH/FE/UE 110G |  |  |  |  | Non Federally-Regulated | 1986-08-01 | [5 empty] | 1998-06-22
Koldwave Division, Mestek, Inc. | Koldwave | KVMCW25 |  |  |  |  | Non Federally-Regulated | 1991-10-10 | [5 empty] | 2009-03-12
Compu-Aire | Mini-Temp | MTW-2 |  |  |  |  | Non Federally-Regulated | 1987-10-01 | [5 empty] | 1998-06-22
Vertiv Corporation | Liebert | FH/UH/FE/UE 138W |  |  |  |  | Non Federally-Regulated | 1990-05-17 | [5 empty] | 1997-03-01
Vertiv Corporation | Liebert | CU/CF 43A |  |  |  |  | Non Federally-Regulated | 1985-06-11 | [5 empty] | 1998-06-22
Air Technology Systems | Flair | CMS-036-AHU/RCU |  |  |  |  | Non Federally-Regulated | 1994-02-15 | [5 empty] | 2009-03-12
Data Aire, Inc. | Data Aire | DAME/DAMC 0334 AO |  |  |  |  | Non Federally-Regulated | 1997-03-01 | [5 empty] | 1998-06-22
Vertiv Corporation | Liebert | DM 014A |  |  |  |  | Non Federally-Regulated | 1990-05-17 | [5 empty] | 1991-10-01
Data Aire, Inc. | Data Aire | DAME/DAMC 0512 AO |  |  |  |  | Non Federally-Regulated | 1991-10-01 | [5 empty] | 1992-12-01
Hiross, Inc. | Hiross | U*56W****0*** |  |  |  |  | Non Federally-Regulated | 1997-03-01 | [5 empty] | 1998-06-22
Compu-Aire | Maxi-Kool | MKW-2 |  |  |  |  | Non Federally-Regulated | 1987-10-01 | [5 empty] | 1998-06-22
Stulz Air Technology Systems | Stulz | CCM 1083A |  |  |  |  | Voluntarily Certified | 1990-05-22 | [5 empty] | 1991-10-01
Shulz America | Stulz | CCM 361W |  |  |  |  | Non Federally-Regulated | 1992-12-01 | [5 empty] | 1998-06-22
Contempo Engineering | Contempo | CMA- 180-1 |  |  |  |  | Non Federally-Regulated | 1989-01-01 | [5 empty] | 1998-06-22
Data Aire, Inc. | Data Aire | DTGD/U 0412/32/34/35 |  |  |  |  | Non Federally-Regulated | 1992-12-21 | [5 empty] | 2009-03-12
Tithe Corp. | Skil-Aire | KAH-036H1*** |  |  |  |  | Non Federally-Regulated | 1997-09-26 | [5 empty] | 1998-03-01
Envirotech Systems Worldwide, Inc. | Pomona Air | WCG 800-U&D-208V |  |  |  |  | Non Federally-Regulated | 1991-10-01 | [5 empty] | 1998-06-22
Air Technology Systems | Ceilair | OHS-012-AS |  |  |  |  | Non Federally-Regulated | 1994-02-15 | [5 empty] | 2009-03-12
Air Technology Systems | Flair | CMS-012-AR/L()A |  |  |  |  | Non Federally-Regulated | 1994-02-15 | [5 empty] | 2009-03-12
Hiross, Inc. | Hiross | SF015W******** |  |  |  |  | Non Federally-Regulated | 1991-10-01 | [5 empty] | 1998-03-01
Air Technology Systems | Air Technology Systems | OHS-036-W |  |  |  |  | Non Federally-Regulated | 1991-07-01 | [5 empty] | 1991-10-01
Stulz Air Technology Systems | Stulz | MC 442W |  |  |  |  | Non Federally-Regulated | 1991-10-01 | [5 empty] | 1997-03-01
Air Technology Systems | Ceilair | OHS-018-AS |  |  |  |  | Non Federally-Regulated | 1994-02-15 | [5 empty] | 2009-03-12
Hiross, Inc. | Hiross | C*04A******** |  |  |  |  | Non Federally-Regulated | 1991-10-01 | [5 empty] | 1998-06-22
Data Aire, Inc. | Data Aire | DAME/DAMC 0534 CO |  |  |  |  | Non Federally-Regulated | 1992-12-21 | [5 empty] | 2009-03-09
Stulz Air Technology Systems | Stulz | MC 221G/GE |  |  |  |  | Non Federally-Regulated | 1991-10-01 | [5 empty] | 1997-03-01
Vertiv Corporation | Liebert | MM065A |  |  |  |  | Non Federally-Regulated | 1991-11-19 | [5 empty] | 2009-03-12
Data Aire, Inc. | Data Aire | DAME/OAMC 0332 00 |  |  |  |  | Non Federally-Regulated | 1992-12-01 | [5 empty] | 1998-06-22
Data Aire, Inc. | Data Aire | DTAD/U 0512/32/34135 |  |  |  |  | Non Federally-Regulated | 1991-03-20 | [5 empty] | 1991-10-01
Vertiv Corporation | Liebert | CF/CU067A |  |  |  |  | Non Federally-Regulated | 1992-12-01 | [5 empty] | 1997-03-01
Vertiv Corporation | Liebert | SD/SU/SE/SK 107W |  |  |  |  | Non Federally-Regulated | 1990-05-17 | [5 empty] | 1992-12-01
Air Technology Systems | Ceilair | OHS-024-AHU/RCU |  |  |  |  | Non Federally-Regulated | 1994-02-15 | [5 empty] | 2009-03-12
Data Aire, Inc. | Data Aire | DAME/DAMC 0332 AO |  |  |  |  | Non Federally-Regulated | 1997-03-01 | [5 empty] | 1998-06-22
Data Aire, Inc. | Data Aire | DAME/DAMC 0532 AIP/S |  |  |  |  | Non Federally-Regulated | 1991-03-20 | [5 empty] | 1991-10-01
Compu-Aire | Mini-Temp Plus | CFCU-5 |  |  |  |  | Non Federally-Regulated | 1993-06-08 | [5 empty] | 2009-03-12
Data Aire, Inc. | Data Aire | DAME/DAMC 0312 AO |  |  |  |  | Non Federally-Regulated | 1992-12-21 | [5 empty] | 2009-03-09
Airflow Co. | Airflow Co. | CCT-8W |  |  |  |  | Non Federally-Regulated | 1989-01-01 | [5 empty] | 1990-05-17
Koldwave Division, Mestek, Inc. | Koldwave | KVMASA25 |  |  |  |  | Non Federally-Regulated | 1991-10-10 | [5 empty] | 2009-03-12
Data Aire, Inc. | Data Aire | DAME/DAMC 0435 AIP/S |  |  |  |  | Non Federally-Regulated | 1992-12-21 | [5 empty] | 2009-03-09
Stulz Air Technology Systems | Stulz | MC 663W |  |  |  |  | Voluntarily Certified | 1990-05-22 | [5 empty] | 1991-10-01
Hiross, Inc. | Hiross | U*76F****0*** |  |  |  |  | Voluntarily Certified | 1991-08-23 | [5 empty] | 1991-10-01
Stulz Air Technology Systems | Stulz | CCM 903W |  |  |  |  | Voluntarily Certified | 1990-05-22 | [5 empty] | 1991-10-01
Shulz America | Stulz | MC 302G/GE |  |  |  |  | Non Federally-Regulated | 1992-12-01 | [5 empty] | 1998-06-22
Hiross, Inc. | Hiross | F*41A****0*** |  |  |  |  | Non Federally-Regulated | 1997-03-01 | [5 empty] | 1998-06-22
Edpac Corp. | Minitech 90 | ACS/E-5 |  |  |  |  | Non Federally-Regulated | 1986-08-01 | [5 empty] | 1998-06-22
Tithe Corp. | Kais-Aire | KAH-024H4*** |  |  |  |  | Non Federally-Regulated | 1998-03-01 | [5 empty] | 1998-06-22
Data Aire, Inc. | Data Aire | DAME/DAMC 0312 CO |  |  |  |  | Non Federally-Regulated | 1992-12-21 | [5 empty] | 2009-03-09
Koldwave Heat Exchangers, Inc. | Koldwave | KVMW25 |  |  |  |  | Non Federally-Regulated | 1989-01-01 | [5 empty] | 1998-06-22
Hiross, Inc. | Hiross | U*28W****0*** |  |  |  |  | Non Federally-Regulated | 1991-08-23 | [5 empty] | 1991-10-01
Shulz America | Stulz | CCM 442A |  |  |  |  | Non Federally-Regulated | 1992-12-01 | [5 empty] | 1998-06-22
Koldwave Heat Exchangers, Inc. | Koldwave | KMP14 |  |  |  |  | Non Federally-Regulated | 1989-01-01 | [5 empty] | 1998-06-22
Data Aire, Inc. | Mini 1800 | DMW-1812 |  |  |  |  | Non Federally-Regulated | 1990-05-17 | [5 empty] | 1992-12-21
Data Aire, Inc. | Data Aire | DAME 0832/4/5 AIS-D |  |  |  |  | Non Federally-Regulated | 1992-12-21 | [5 empty] | 2009-03-09
Contempo Engineering | Contempo Engineering | CEMW-1032C,1034C |  |  |  |  | Non Federally-Regulated | 1990-05-17 | [5 empty] | 1991-10-01
Data Aire, Inc. | Data Aire | DAME/DAMC 0512 AIP/S |  |  |  |  | Non Federally-Regulated | 1992-12-01 | [5 empty] | 1992-12-21
Air Technology Systems | Ceilair | OHS-048-DAR/DCAA |  |  |  |  | Non Federally-Regulated | 1994-02-15 | [5 empty] | 2009-03-12
Pomona Air | Pomona Air | SACC 200-U&D-208V |  |  |  |  | Non Federally-Regulated | 1990-05-17 | [5 empty] | 2009-03-12
Heat Exchangers | Koldwave | KVMHWSS25 |  |  |  |  | Non Federally-Regulated | 1991-10-01 | [5 empty] | 1998-06-22
Vertiv Corporation | Liebert | FH/UH/FE/UE 125A |  |  |  |  | Non Federally-Regulated | 1985-06-11 | [5 empty] | 1986-03-01
Pomona Air | Pomona Air | ACC 600-2 U&D-208V |  |  |  |  | Non Federally-Regulated | 1989-01-01 | [5 empty] | 1998-06-22
Pomona Air | Pomona Air | SWC 800-2U&D-460V |  |  |  |  | Non Federally-Regulated | 1989-01-01 | [5 empty] | 1990-05-17
Vertiv Corporation | Liebert | FH/UH/FE/UE 116G |  |  |  |  | Non Federally-Regulated | 1985-06-11 | [5 empty] | 1986-03-01
Air Technology Systems | Ceilair | OHS-072-DG |  |  |  |  | Non Federally-Regulated | 1994-02-15 | [5 empty] | 2009-03-12
Vertiv Corporation | Liebert | MCD38W |  |  |  |  | Non Federally-Regulated | 1998-06-23 | [5 empty] | 2009-03-12
Compu-Aire | Mini-Temp | MT-2000-A |  |  |  |  | Non Federally-Regulated | 1991-10-11 | [5 empty] | 2009-03-12
Data Aire, Inc. | Data Aire | DAME 0632/4/5 CO-D |  |  |  |  | Non Federally-Regulated | 1992-12-21 | [5 empty] | 2009-03-09
Edpac Corp. | Liebert | MM 18A |  |  |  |  | Non Federally-Regulated | 1986-08-01 | [5 empty] | 1998-06-22
Data Aire, Inc. | Data Aire | DTAD/U 0312/32/34 |  |  |  |  | Non Federally-Regulated | 1997-03-01 | [5 empty] | 1998-06-22
Pomona Air | Pomona Air | SACC 200-U&D-460V |  |  |  |  | Non Federally-Regulated | 1990-05-17 | [5 empty] | 2009-03-12
Data Aire, Inc. | Data Aire | DTWD/U 0832/34/35 |  |  |  |  | Non Federally-Regulated | 1992-12-21 | [5 empty] | 1997-03-01
Data Aire, Inc. | Data Aire | DAME/DAMC 0432 AIP/S |  |  |  |  | Non Federally-Regulated | 1997-03-01 | [5 empty] | 1998-06-22
Data Aire, Inc. | Data Aire | DTAD/U 0412/32/34/35 |  |  |  |  | Non Federally-Regulated | 1992-12-21 | [5 empty] | 2009-03-12
Data Aire, Inc. | Data Temp | DTW-0232/4/5 |  |  |  |  | Non Federally-Regulated | 1990-05-17 | [5 empty] | 1992-12-21
Pomona Air | Pomona Air | SWC 1000-2U&D-208V |  |  |  |  | Non Federally-Regulated | 1990-05-17 | [5 empty] | 2009-03-12
Tithe Corp. | Amtech | KAH-024H4*** |  |  |  |  | Non Federally-Regulated | 1997-09-26 | [5 empty] | 1998-03-01
Data Aire, Inc. | Data Aire | DAME/DAMC 0534 AIP/S |  |  |  |  | Non Federally-Regulated | 1991-10-01 | [5 empty] | 1992-12-01
Stulz Air Technology Systems | Stulz | CCM 301W |  |  |  |  | Non Federally-Regulated | 1990-05-22 | [5 empty] | 1991-10-01
Hiross, Inc. | Hiross | U*66W****0*** |  |  |  |  | Non Federally-Regulated | 1997-03-01 | [5 empty] | 1998-06-22
Data Aire, Inc. | Data Aire | DAME/DAMC 2.532 CO |  |  |  |  | Non Federally-Regulated | 1991-03-20 | [5 empty] | 1991-10-01
Air Technology Systems | Ceilair | OHS-072-DAR/DCAA |  |  |  |  | Non Federally-Regulated | 1994-02-15 | [5 empty] | 2009-03-12
Vertiv Corporation | Liebert | MM 038W |  |  |  |  | Non Federally-Regulated | 1991-10-01 | [5 empty] | 1997-03-01
Data Aire, Inc. | Data Aire | DAME 0632/4/5 WIP-D |  |  |  |  | Non Federally-Regulated | 1992-12-21 | [5 empty] | 1997-03-01
Envirotech Systems Worldwide, Inc. | Pomona Air | WC 800-2U&D-460V |  |  |  |  | Non Federally-Regulated | 1991-10-01 | [5 empty] | 1998-06-22
Air Technology Systems | Ceilair | OHS-012-G |  |  |  |  | Non Federally-Regulated | 1994-02-15 | [5 empty] | 2009-03-12
Envirotech Systems Worldwide, Inc. | Pomona Air | ACC 1000-U&D-208V |  |  |  |  | Non Federally-Regulated | 1991-10-01 | [5 empty] | 1998-06-22
Hiross, Inc. | Hiross | U*76A****0*** |  |  |  |  | Non Federally-Regulated | 1997-03-01 | [5 empty] | 1998-06-22
Stulz Air Technology Systems | Stulz | CCM 903G/GE |  |  |  |  | Voluntarily Certified | 1990-05-22 | [5 empty] | 1991-10-01
Compu-Aire | Compu-Aire | CAA-8 |  |  |  |  | Non Federally-Regulated | 1992-12-01 | [5 empty] | 1997-03-01
Data Aire, Inc. | Data Temp | DTA-0532/4/5 |  |  |  |  | Non Federally-Regulated | 1986-08-01 | [5 empty] | 1998-06-22
Shulz America | Stulz | MC 453W |  |  |  |  | Non Federally-Regulated | 1992-12-01 | [5 empty] | 1998-06-22
Pomona Air | Pomona Air | WC 1000-2U&D-208V |  |  |  |  | Non Federally-Regulated | 1989-01-01 | [5 empty] | 1990-05-17
Data Aire, Inc. | Data Aire | DTGD/U 1332/34/35 |  |  |  |  | Non Federally-Regulated | 1991-10-01 | [5 empty] | 1992-12-01
Data Aire, Inc. | Data Aire | DAMA 1.512 |  |  |  |  | Non Federally-Regulated | 1997-03-01 | [5 empty] | 1998-06-22
Data Aire, Inc. | Data Aire | DAA-1332/4/5 |  |  |  |  | Non Federally-Regulated | 1986-08-01 | [5 empty] | 1998-06-22
Shulz America | Stulz | CCS 52A U/D |  |  |  |  | Non Federally-Regulated | 1992-12-01 | [5 empty] | 1998-06-22
Hiross, Inc. | Hiross | U*66G****0*** |  |  |  |  | Non Federally-Regulated | 1991-08-23 | [5 empty] | 1991-10-01
Stulz Air Technology Systems | Stulz | CCM 722W |  |  |  |  | Voluntarily Certified | 1990-05-22 | [5 empty] | 1991-10-01
Hiross, Inc. | Hiross | U*56F****0*** |  |  |  |  | Non Federally-Regulated | 1997-03-01 | [5 empty] | 1998-03-01
Vertiv Corporation | Liebert | BF/BU046WG |  |  |  |  | Non Federally-Regulated | 1994-08-18 | [5 empty] | 2009-03-12
Hiross, Inc. | Hiross | SF015A******** |  |  |  |  | Non Federally-Regulated | 1997-03-01 | [5 empty] | 1998-06-22
Data Aire, Inc. | Data Aire | DAME/DAMC 0512 A0 |  |  |  |  | Non Federally-Regulated | 1991-03-20 | [5 empty] | 1992-12-21
Koldwave Division, Mestek, Inc. | Koldwave | KHMHWSS25 |  |  |  |  | Non Federally-Regulated | 1990-05-17 | [5 empty] | 1991-10-10
Koldwave Heat Exchangers, Inc. | Koldwave | KHMW25 |  |  |  |  | Non Federally-Regulated | 1989-01-01 | [5 empty] | 1998-06-22
Pomona Air | Pomona Air | SACC 1000-2U&D-208V |  |  |  |  | Non Federally-Regulated | 1989-01-01 | [5 empty] | 1990-05-17
Shulz America | Stulz | CCM 302W |  |  |  |  | Non Federally-Regulated | 1992-12-01 | [5 empty] | 1998-06-22
Edpac Corp. | Minitech 90 | WCS/E-5 |  |  |  |  | Non Federally-Regulated | 1986-08-01 | [5 empty] | 1998-06-22
Pomona Air | Pomona Air | WCG 1000-U&D-208V |  |  |  |  | Non Federally-Regulated | 1989-01-01 | [5 empty] | 1990-05-17
Data Aire, Inc. | Data Aire | DAME/DAMC 0412 AIP/S |  |  |  |  | Non Federally-Regulated | 1992-12-21 | [5 empty] | 2009-03-09
Heat Exchangers | Koldwave | KVMASS33 |  |  |  |  | Non Federally-Regulated | 1991-10-01 | [5 empty] | 1998-06-22
Tithe Corp. | Kais-Aire | KAH-036H4*** |  |  |  |  | Non Federally-Regulated | 1998-03-01 | [5 empty] | 1998-06-22
Koldwave Division, Mestek, Inc. | Koldwave | KVMW33 |  |  |  |  | Non Federally-Regulated | 1991-10-10 | [5 empty] | 2009-03-12
Hiross, Inc. | Hiross | SF015A******** |  |  |  |  | Non Federally-Regulated | 1991-10-01 | [5 empty] | 1997-03-01
Contempo Engineering | Contempo Engineering | CMW-250-2 |  |  |  |  | Non Federally-Regulated | 1992-12-01 | [5 empty] | 1997-03-01
Hiross, Inc. | Hiross | F*76W****0*** |  |  |  |  | Voluntarily Certified | 1991-08-23 | [5 empty] | 1991-10-01
Envirotech Systems Worldwide, Inc. | Pomona Air | ACC 1000-2U&D-460V |  |  |  |  | Non Federally-Regulated | 1991-10-01 | [5 empty] | 1998-06-22
Compu-Aire | Mini-Temp Plus | CFCU-3 |  |  |  |  | Non Federally-Regulated | 1993-06-08 | [5 empty] | 2009-03-12
Compu-Aire | Compu-Aire | CKW-2 |  |  |  |  | Non Federally-Regulated | 1990-05-17 | [5 empty] | 1991-10-01
Data Aire, Inc. | Data Aire | DAME/DAMC 0512 AO |  |  |  |  | Non Federally-Regulated | 1997-03-01 | [5 empty] | 1998-06-22
Koldwave Division, Mestek, Inc. | Koldwave | KVMASS33 |  |  |  |  | Non Federally-Regulated | 1990-05-17 | [5 empty] | 1991-10-10
Contempo Engineering | Contempo | CEMA-1032/CEAC-2232 |  |  |  |  | Non Federally-Regulated | 1986-08-01 | [5 empty] | 1998-06-22
Vertiv Corporation | Liebert | DM 014A |  |  |  |  | Non Federally-Regulated | 1991-10-01 | [5 empty] | 1997-03-01
Compu-Aire | Compu-Aire | CAW-8 |  |  |  |  | Non Federally-Regulated | 1990-05-17 | [5 empty] | 2009-03-12
Pomona Air | Pomona Air | SWCG 600-2U&D-208V |  |  |  |  | Non Federally-Regulated | 1989-01-01 | [5 empty] | 1998-06-22
Koldwave Division, Mestek, Inc. | Koldwave | KVMWSS25 |  |  |  |  | Non Federally-Regulated | 1991-10-10 | [5 empty] | 2009-03-12
Data Aire, Inc. | Data Aire | DAME/DAMC 0332 AIP/S |  |  |  |  | Non Federally-Regulated | 1992-12-21 | [5 empty] | 2009-03-09
Stulz Air Technology Systems | Stulz | CCM 221G/GE |  |  |  |  | Non Federally-Regulated | 1991-10-01 | [5 empty] | 1997-03-01
Air Technology Systems | Ceilair | OHS-040-G |  |  |  |  | Non Federally-Regulated | 1994-02-15 | [5 empty] | 2009-03-12
Koldwave Division, Mestek, Inc. | Koldwave | KHMHWSS25 |  |  |  |  | Non Federally-Regulated | 1991-10-10 | [5 empty] | 2009-03-12
Pomona Air | Pomona Air | ACC 800-2U&D-460V |  |  |  |  | Non Federally-Regulated | 1989-01-01 | [5 empty] | 1990-05-17
Stulz Air Technology Systems | Stulz | CCM 722G/GE |  |  |  |  | Voluntarily Certified | 1990-05-22 | [5 empty] | 1991-10-01
Data Aire, Inc. | Data Aire | DAME/DAMC 0434 CO |  |  |  |  | Non Federally-Regulated | 1992-12-21 | [5 empty] | 2009-03-09
Hiross, Inc. | Hiross | U*46G****0*** |  |  |  |  | Non Federally-Regulated | 1997-03-01 | [5 empty] | 1998-06-22
Contempo Engineering | Contempo | CEMA-0332/CEAC-0732 |  |  |  |  | Non Federally-Regulated | 1986-08-01 | [5 empty] | 1998-06-22
Vertiv Corporation | Liebert | DM067A |  |  |  |  | Non Federally-Regulated | 1992-12-01 | [5 empty] | 1997-03-01
Hiross, Inc. | Hiross | F*41A****0*** |  |  |  |  | Non Federally-Regulated | 1991-10-01 | [5 empty] | 1997-03-01
Data Aire, Inc. | Data Aire | DAME/DAMC 0334 AO |  |  |  |  | Non Federally-Regulated | 1992-12-01 | [5 empty] | 1992-12-21
Pomona Air | Pomona Air | WCG 1000-U&D-208V |  |  |  |  | Non Federally-Regulated | 1990-05-17 | [5 empty] | 2009-03-12
Hiross, Inc. | Hiross | O*56F****0*** |  |  |  |  | Non Federally-Regulated | 1991-08-23 | [5 empty] | 1998-06-22
Stulz Air Technology Systems | Stulz | MC 361A |  |  |  |  | Non Federally-Regulated | 1991-10-01 | [5 empty] | 1997-03-01
Data Aire, Inc. | Data Aire | DAW-2032/4/5 |  |  |  |  | Non Federally-Regulated | 1986-08-01 | [5 empty] | 1998-06-22
Envirotech Systems Worldwide, Inc. | Pomona Air | ACC 1000-U&D-460V |  |  |  |  | Non Federally-Regulated | 1991-10-01 | [5 empty] | 1998-06-22
Data Aire, Inc. | Data Aire | DAME/DAMC 2.532 CO |  |  |  |  | Non Federally-Regulated | 1992-12-21 | [5 empty] | 2009-03-09
Shulz America | Stulz | CCM 302G/GE |  |  |  |  | Non Federally-Regulated | 1992-12-01 | [5 empty] | 1998-06-22
Envirotech Systems Worldwide, Inc. | Pomona Air | WC 1000-2U&D-460V |  |  |  |  | Non Federally-Regulated | 1991-10-01 | [5 empty] | 1998-06-22
Hiross, Inc. | Hiross | F*46F****0*** |  |  |  |  | Non Federally-Regulated | 1991-10-01 | [5 empty] | 1997-03-01
Data Aire, Inc. | Data Aire | DAME 0632/4/5 CO-S |  |  |  |  | Non Federally-Regulated | 1992-12-01 | [5 empty] | 1992-12-21
Tithe Corp. | Skil-Aire | KAH-048H4*** |  |  |  |  | Non Federally-Regulated | 1998-03-01 | [5 empty] | 1998-06-22
Data Aire, Inc. | Data Aire | DAME 0832/4/5 WIP-S |  |  |  |  | Non Federally-Regulated | 1992-12-01 | [5 empty] | 1992-12-21
Data Aire, Inc. | Data Aire | DAME/DAMC 0532 AIP/S |  |  |  |  | Non Federally-Regulated | 1991-10-01 | [5 empty] | 1992-12-01
Pomona Air | Pomona Air | SWC 200-U&D-208V |  |  |  |  | Non Federally-Regulated | 1989-01-01 | [5 empty] | 1990-05-17
Shulz America | Stulz | MC 221W |  |  |  |  | Non Federally-Regulated | 1992-12-01 | [5 empty] | 1998-06-22
Data Aire, Inc. | Data Aire | DAME/DAMC 0332 A0 |  |  |  |  | Non Federally-Regulated | 1991-03-20 | [5 empty] | 1992-12-21
Data Aire, Inc. | Data Aire | DAME 0632/4/5 WIP-S |  |  |  |  | Non Federally-Regulated | 1992-12-01 | [5 empty] | 1992-12-21
Air Technology Systems | Ceilair | OHS-024-AR/L()A |  |  |  |  | Non Federally-Regulated | 1994-02-15 | [5 empty] | 2009-03-12
Data Aire, Inc. | Data Aire | DMA/ACR 2120 |  |  |  |  | Non Federally-Regulated | 1997-03-01 | [5 empty] | 1998-06-22
Hiross, Inc. | Hiross | U*28A****0** |  |  |  |  | Non Federally-Regulated | 1991-10-01 | [5 empty] | 1998-06-22
Envirotech Systems Worldwide, Inc. | Pomona Air | ACC 500-U&D-460V |  |  |  |  | Non Federally-Regulated | 1991-10-01 | [5 empty] | 1998-06-22
Stulz Air Technology Systems | Stulz | CCM 151W |  |  |  |  | Non Federally-Regulated | 1991-10-01 | [5 empty] | 1997-03-01
Data Aire, Inc. | Data Aire | DAME/DAMC 0435 CO |  |  |  |  | Non Federally-Regulated | 1991-10-01 | [5 empty] | 1992-12-21
Tithe Corp. | Amtech | KAH-024H1*** |  |  |  |  | Non Federally-Regulated | 1997-09-26 | [5 empty] | 1998-03-01
Data Aire, Inc. | Data Aire | DAAD/U 0832/34/35 |  |  |  |  | Non Federally-Regulated | 1992-12-01 | [5 empty] | 1992-12-21
Envirotech Systems Worldwide, Inc. | Pomona Air | SWC 500-U&D-208V |  |  |  |  | Non Federally-Regulated | 1991-10-01 | [5 empty] | 1998-06-22
Envirotech Systems Worldwide, Inc. | Pomona Air | SWCG 400-U&D-208V |  |  |  |  | Non Federally-Regulated | 1991-10-01 | [5 empty] | 1998-06-22
Stulz Air Technology Systems | Stulz | MC 302A |  |  |  |  | Non Federally-Regulated | 1990-05-22 | [5 empty] | 1991-10-01
Vertiv Corporation | Liebert | FH/UH/FE/UE 116G |  |  |  |  | Non Federally-Regulated | 1989-01-01 | [5 empty] | 1990-05-17
Pomona Air | Pomona Air | WCG 800-2U&D-460V |  |  |  |  | Non Federally-Regulated | 1989-01-01 | [5 empty] | 1990-05-17
Pomona Air | Pomona Air | SWCG 800-2U&D-460V |  |  |  |  | Non Federally-Regulated | 1989-01-01 | [5 empty] | 1998-06-22
Pomona Air | Pomona Air | SACC 1000-2U&D-460V |  |  |  |  | Non Federally-Regulated | 1989-01-01 | [5 empty] | 1990-05-17
Envirotech Systems Worldwide, Inc. | Pomona Air | SACC 500-U&D-460V |  |  |  |  | Non Federally-Regulated | 1991-10-01 | [5 empty] | 1998-06-22
Contempo Engineering | Contempo Engineering | CMA-180-1 |  |  |  |  | Non Federally-Regulated | 1990-05-17 | [5 empty] | 1991-10-01
Data Aire, Inc. | Data Aire | DAME 0632/4/5 CO-S |  |  |  |  | Non Federally-Regulated | 1992-12-21 | [5 empty] | 2009-03-09
Envirotech Systems Worldwide, Inc. | Pomona Air | SACC 300-U&D-460V |  |  |  |  | Non Federally-Regulated | 1991-10-01 | [5 empty] | 1998-06-22
Data Aire, Inc. | Data Aire | DTGD/U 0212/32/34 |  |  |  |  | Non Federally-Regulated | 1997-03-01 | [5 empty] | 1998-06-22
Data Aire, Inc. | Data Aire | DAME/DAMC 0535 AO |  |  |  |  | Non Federally-Regulated | 1997-03-01 | [5 empty] | 1998-06-22
Koldwave Heat Exchangers, Inc. | Koldwave | KVMASS33 |  |  |  |  | Non Federally-Regulated | 1989-01-01 | [5 empty] | 1998-06-22
Airflow Co. | Airflow Co. | CCT-BA |  |  |  |  | Non Federally-Regulated | 1989-01-01 | [5 empty] | 1990-05-17
Data Aire, Inc. | Data Aire | DAME/DAMC 2.512 AO |  |  |  |  | Non Federally-Regulated | 1991-10-01 | [5 empty] | 1992-12-01
Stulz Air Technology Systems | Stulz | MC 301G/GE |  |  |  |  | Non Federally-Regulated | 1990-05-22 | [5 empty] | 1991-10-01
Airflow Co. | Airflow Co. | TC-5A |  |  |  |  | Non Federally-Regulated | 1997-12-02 | [5 empty] | 1998-03-01
Data Aire, Inc. | Data Aire | DAGD/U 0632/34/35 |  |  |  |  | Non Federally-Regulated | 1992-12-01 | [5 empty] | 1992-12-21
Pomona Air | Pomona Air | WC 500 U&D |  |  |  |  | Non Federally-Regulated | 1986-03-01 | [5 empty] | 1998-06-22
Shulz America | Stulz | MC 442A |  |  |  |  | Non Federally-Regulated | 1992-12-01 | [5 empty] | 1998-06-22
Pomona Air | Pomona Air | SWC 300-U&D-208V |  |  |  |  | Non Federally-Regulated | 1990-05-17 | [5 empty] | 2009-03-12
Envirotech Systems Worldwide, Inc. | Pomona Air | SWC 500-U&D-460V |  |  |  |  | Non Federally-Regulated | 1991-10-01 | [5 empty] | 1998-06-22
Compu-Aire | Compu-Aire | CKA-5 |  |  |  |  | Non Federally-Regulated | 1989-01-01 | [5 empty] | 1990-05-17
Airflow Co. | Airflow Co. | CCT-6W |  |  |  |  | Non Federally-Regulated | 1992-12-01 | [5 empty] | 1997-03-01
Hiross, Inc. | Hiross | SFO20W******** |  |  |  |  | Non Federally-Regulated | 1997-03-01 | [5 empty] | 1998-06-22
Heat Exchangers | Koldwave | KVMW5525 |  |  |  |  | Non Federally-Regulated | 1992-12-01 | [5 empty] | 1998-06-22
Stulz Air Technology Systems | Stulz | CCM 1083W |  |  |  |  | Non Federally-Regulated | 1991-10-01 | [5 empty] | 1997-03-01
Data Aire, Inc. | Data Aire | DAME/DAMC 0434 AIP/S |  |  |  |  | Non Federally-Regulated | 1991-03-20 | [5 empty] | 1991-10-01
Koldwave Division, Mestek, Inc. | Koldwave | KVMHASS25 |  |  |  |  | Non Federally-Regulated | 1990-05-17 | [5 empty] | 1991-10-10
Hiross, Inc. | Hiross | SF020W******** |  |  |  |  | Non Federally-Regulated | 1991-10-01 | [5 empty] | 1998-03-01
Koldwave Heat Exchangers, Inc. | Koldwave | KVMHASS33 |  |  |  |  | Non Federally-Regulated | 1989-01-01 | [5 empty] | 1998-06-22
Koldwave Division, Mestek, Inc. | Koldwave | KVMHW25 |  |  |  |  | Non Federally-Regulated | 1990-05-17 | [5 empty] | 1991-10-10
Hiross, Inc. | Hiross | U*66W****0*** |  |  |  |  | Voluntarily Certified | 1991-08-23 | [5 empty] | 1991-10-01
Data Aire, Inc. | Data Aire | DTGD/U 0312/32/34 |  |  |  |  | Non Federally-Regulated | 1997-03-01 | [5 empty] | 1998-06-22
Contempo Engineering | Contempo | CEMW-1032, 1034 |  |  |  |  | Non Federally-Regulated | 1989-01-01 | [5 empty] | 1998-06-22
Pomona Air | Pomona Air | WCG 1000-U&D-460V |  |  |  |  | Non Federally-Regulated | 1990-05-17 | [5 empty] | 2009-03-12
Data Aire, Inc. | Mini 2000 | DMW-2120 |  |  |  |  | Non Federally-Regulated | 1986-08-01 | [5 empty] | 1998-06-22
Compu-Aire | Mini-Temp Plus | PFCU-1.5 |  |  |  |  | Non Federally-Regulated | 1993-06-08 | [5 empty] | 2009-03-12
Data Aire, Inc. | Data Aire | DTGD/U 0312/32/34 |  |  |  |  | Non Federally-Regulated | 1991-10-01 | [5 empty] | 1992-12-01
Hiross, Inc. | Hiross | F*46G****0*** |  |  |  |  | Non Federally-Regulated | 1991-08-23 | [5 empty] | 1991-10-01
Pomona Air | Pomona Air | SWC 500 |  |  |  |  | Non Federally-Regulated | 1986-05-01 | [5 empty] | 1998-06-22
Data Aire, Inc. | Data Aire | DAME/DAMC 0535 CO |  |  |  |  | Non Federally-Regulated | 1992-12-21 | [5 empty] | 2009-03-09
Compu-Aire | Mini-Temp Plus | MTE-P-2 |  |  |  |  | Non Federally-Regulated | 1993-06-08 | [5 empty] | 2009-03-12
Tithe Corp. | Skil-Aire | KAH-036H3*** |  |  |  |  | Non Federally-Regulated | 1998-03-01 | [5 empty] | 1998-06-22
Envirotech Systems Worldwide, Inc. | Pomona Air | WC 600-2U&D-208V |  |  |  |  | Non Federally-Regulated | 1991-10-01 | [5 empty] | 1998-06-22
Stulz Air Technology Systems | Stulz | CCM 903A |  |  |  |  | Voluntarily Certified | 1990-05-22 | [5 empty] | 1991-10-01
Hiross, Inc. | Hiross | F*56G****0*** |  |  |  |  | Non Federally-Regulated | 1991-08-23 | [5 empty] | 1998-06-22
Hiross, Inc. | Hiross | U*76W****0*** |  |  |  |  | Voluntarily Certified | 1991-08-23 | [5 empty] | 1991-10-01
Hiross, Inc. | Hiross | U*46A****0*** |  |  |  |  | Non Federally-Regulated | 1991-08-23 | [5 empty] | 1991-10-01
Data Aire, Inc. | Data Aire | DAAD/U 1032/34/35 |  |  |  |  | Non Federally-Regulated | 1992-12-21 | [5 empty] | 2009-03-12
Vertiv Corporation | Liebert | FH/UH/FE/UE 127W |  |  |  |  | Non Federally-Regulated | 1990-05-17 | [5 empty] | 1997-03-01
Hiross, Inc. | Hiross | 0*56W****0*** |  |  |  |  | Non Federally-Regulated | 1992-12-01 | [5 empty] | 1998-06-22
Air Technology Systems | Flair | CMS-018-AHU/RCU |  |  |  |  | Non Federally-Regulated | 1994-02-15 | [5 empty] | 2009-03-12
Data Aire, Inc. | Data Aire | DAME 1032/4/5 WIP-S |  |  |  |  | Non Federally-Regulated | 1992-12-21 | [5 empty] | 1997-03-01
Data Aire, Inc. | Data Aire | DAME/DAMC 0434 A0 |  |  |  |  | Non Federally-Regulated | 1991-03-20 | [5 empty] | 1992-12-21
Shulz America | Stulz | CCM 722A |  |  |  |  | Non Federally-Regulated | 1992-12-01 | [5 empty] | 1998-06-22
Hiross, Inc. | Hiross | U*66F****0*** |  |  |  |  | Non Federally-Regulated | 1997-03-01 | [5 empty] | 1998-06-22
Compu-Aire | Maxi-Kool | MKA-4 |  |  |  |  | Non Federally-Regulated | 1987-10-01 | [5 empty] | 1998-06-22
Tithe Corp. | Kais-Aire | KAH-060H4*** |  |  |  |  | Non Federally-Regulated | 1997-09-26 | [5 empty] | 1998-06-22
Data Aire, Inc. | Data Aire | DAME/DAMC 0334 AIP/S |  |  |  |  | Non Federally-Regulated | 1992-12-01 | [5 empty] | 1992-12-21
Data Aire, Inc. | Data Aire | DAME/DAMC 0532 WIP/S |  |  |  |  | Non Federally-Regulated | 1992-12-01 | [5 empty] | 2009-03-09
Pomona Air | Pomona Air | SWCG 500-U&D-208V |  |  |  |  | Non Federally-Regulated | 1990-05-17 | [5 empty] | 2009-03-12
Airflow Co. | Airflow Co. | CG-10W |  |  |  |  | Non Federally-Regulated | 1993-08-10 | [5 empty] | 2009-03-12
Hiross, Inc. | Hiross | U*28A****0*** |  |  |  |  | Non Federally-Regulated | 1997-03-01 | [5 empty] | 1998-06-22
Stulz Air Technology Systems | Stulz | CCM 151G/GE |  |  |  |  | Non Federally-Regulated | 1990-05-22 | [5 empty] | 1991-10-01
Vertiv Corporation | Liebert | CU/CF 47W |  |  |  |  | Non Federally-Regulated | 1985-06-11 | [5 empty] | 1998-06-22
Pomona Air | Pomona Air | WCG 500-U&D-208V |  |  |  |  | Non Federally-Regulated | 1989-01-01 | [5 empty] | 1990-05-17
Stulz Air Technology Systems | Stulz | CCM 151G/GE |  |  |  |  | Non Federally-Regulated | 1991-10-01 | [5 empty] | 1997-03-01
Data Aire, Inc. | Data Aire | DTAD/U 0412/32/34/35 |  |  |  |  | Non Federally-Regulated | 1991-03-20 | [5 empty] | 1991-10-01
Hiross, Inc. | Hiross | 0*46G****0*** |  |  |  |  | Non Federally-Regulated | 1992-12-01 | [5 empty] | 1998-06-22
Data Aire, Inc. | Data Aire | DAMA 0212 |  |  |  |  | Non Federally-Regulated | 1991-10-01 | [5 empty] | 1992-12-01
Pomona Air | Pomona Air | WC 800-2U&D-208V |  |  |  |  | Non Federally-Regulated | 1989-01-01 | [5 empty] | 1990-05-17
Vertiv Corporation | Liebert | SD/SU/SE/SK 107W |  |  |  |  | Non Federally-Regulated | 1992-12-01 | [5 empty] | 1997-03-01
Stulz Air Technology Systems | Stulz | CCM 663W |  |  |  |  | Voluntarily Certified | 1990-05-22 | [5 empty] | 1991-10-01
Envirotech Systems Worldwide, Inc. | Pomona Air | SWCG 200-U&D-208V |  |  |  |  | Non Federally-Regulated | 1991-10-01 | [5 empty] | 1998-06-22
Stulz Air Technology Systems | Stulz | CCM 453W |  |  |  |  | Non Federally-Regulated | 1990-05-22 | [5 empty] | 1991-10-01
Data Aire, Inc. | Hiross | F*46F** **0*** |  |  |  |  | Non Federally-Regulated | 1992-12-01 | [5 empty] | 1998-06-22
Compu-Aire | Compu-Kool | CKA-2 |  |  |  |  | Non Federally-Regulated | 1987-10-01 | [5 empty] | 1998-06-22
Tithe Corp. | Kais-Aire | KAH-024H3*** |  |  |  |  | Non Federally-Regulated | 1998-03-01 | [5 empty] | 1998-06-22
Vertiv Corporation | Liebert | PFC020A |  |  |  |  | Non Federally-Regulated | 1998-06-23 | [5 empty] | 2009-03-12
Vertiv Corporation | Liebert | FH/UH/FE/UE 75A |  |  |  |  | Non Federally-Regulated | 1986-03-01 | [5 empty] | 1989-01-01
Data Aire, Inc. | Data Aire | DTGD/U 0312/32/34 |  |  |  |  | Non Federally-Regulated | 1992-12-01 | [5 empty] | 1992-12-21
Hiross, Inc. | Hiross | C*O4W********* |  |  |  |  | Non Federally-Regulated | 1998-03-01 | [5 empty] | 1998-06-22
Edpac Corp. | Liebert | FH/UH/FE/UE 114A |  |  |  |  | Non Federally-Regulated | 1986-08-01 | [5 empty] | 1998-06-22
Stulz Air Technology Systems | Stulz | CCM 151A |  |  |  |  | Non Federally-Regulated | 1991-10-01 | [5 empty] | 1997-03-01
Hiross, Inc. | Hiross | O*76A****0*** |  |  |  |  | Non Federally-Regulated | 1997-03-01 | [5 empty] | 1998-06-22
Pomona Air | Pomona Air | SWC 600-2 U&D |  |  |  |  | Non Federally-Regulated | 1986-03-01 | [5 empty] | 1998-06-22
Data Aire, Inc. | Mini 2000 | DMA- 2 120 |  |  |  |  | Non Federally-Regulated | 1989-01-01 | [5 empty] | 1998-06-22
Heat Exchangers | Koldwave | IKP14 |  |  |  |  | Non Federally-Regulated | 1991-10-01 | [5 empty] | 1998-06-22
Stulz Air Technology Systems | Stulz | CCM 722A |  |  |  |  | Non Federally-Regulated | 1991-10-01 | [5 empty] | 1997-03-01
Hiross, Inc. | Hiross | O*76F****0*** |  |  |  |  | Voluntarily Certified | 1991-08-23 | [5 empty] | 1991-10-01
Vertiv Corporation | Liebert | DM 22WG |  |  |  |  | Non Federally-Regulated | 1990-05-17 | [5 empty] | 1991-10-01
Air Technology Systems | Flair | CMS-060-G |  |  |  |  | Non Federally-Regulated | 1994-02-15 | [5 empty] | 2009-03-12
Airflow Co. | Airflow Co. | CCT-3W |  |  |  |  | Non Federally-Regulated | 1989-01-01 | [5 empty] | 1990-05-17
Data Aire, Inc. | Data Aire | DAME/DAMC 0334 A0 |  |  |  |  | Non Federally-Regulated | 1991-03-20 | [5 empty] | 1992-12-21
Data Aire, Inc. | Data Aire | DAME/DAMC 0535 AIP/S |  |  |  |  | Non Federally-Regulated | 1997-03-01 | [5 empty] | 1998-06-22
Airflow Co. | Airflow Co. | CCT-6A |  |  |  |  | Non Federally-Regulated | 1986-05-01 | [5 empty] | 1998-06-22
Hiross, Inc. | Hiross | U*66F****0*** |  |  |  |  | Non Federally-Regulated | 1991-08-23 | [5 empty] | 1991-10-01
Pomona Air | Pomona Air | SWCG 300-U&D-208V |  |  |  |  | Non Federally-Regulated | 1989-01-01 | [5 empty] | 2009-03-12
Data Aire, Inc. | Data Aire | DAME/DAMC 0432 AIP/S |  |  |  |  | Non Federally-Regulated | 1991-03-20 | [5 empty] | 1991-10-01
Heat Exchangers | Koldwave | KVMCA25 |  |  |  |  | Non Federally-Regulated | 1991-10-01 | [5 empty] | 1998-06-22
Data Aire, Inc. | Data Aire | DAME 1032/4/5 AIS-S |  |  |  |  | Non Federally-Regulated | 1992-12-21 | [5 empty] | 2009-03-09
Data Aire, Inc. | Data Aire | DRCU-1.512 |  |  |  |  | Non Federally-Regulated | 2010-11-01 | [5 empty] | 2010-11-29
Envirotech Systems Worldwide, Inc. | Pomona Air | WC 600-2U&D-460V |  |  |  |  | Non Federally-Regulated | 1991-10-01 | [5 empty] | 1998-06-22
Stulz Air Technology Systems | Stulz | MC 722G/GE |  |  |  |  | Non Federally-Regulated | 1991-10-01 | [5 empty] | 1997-03-01
Envirotech Systems Worldwide, Inc. | Pomona Air | ACC 800-2U&D-208V |  |  |  |  | Non Federally-Regulated | 1991-10-01 | [5 empty] | 1998-06-22
Data Aire, Inc. | Data Aire | DAME/DAMC 0512 AO |  |  |  |  | Non Federally-Regulated | 1992-12-01 | [5 empty] | 1992-12-21
Hiross, Inc. | Hiross | SF020A******** |  |  |  |  | Non Federally-Regulated | 1991-08-23 | [5 empty] | 1991-10-01
Stulz Air Technology Systems | Stulz | CCM 602G/GE |  |  |  |  | Voluntarily Certified | 1990-05-22 | [5 empty] | 1991-10-01
Vertiv Corporation | Liebert | CF/CU046WG |  |  |  |  | Non Federally-Regulated | 1994-08-18 | [5 empty] | 2009-03-12
Pomona Air | Pomona Air | SWC 400 |  |  |  |  | Non Federally-Regulated | 1986-05-01 | [5 empty] | 1998-06-22
Heat Exchangers | Koldwave | KHMW25 |  |  |  |  | Non Federally-Regulated | 1991-10-01 | [5 empty] | 1998-06-22
Data Aire, Inc. | Hiross | F*41A** **0*** |  |  |  |  | Non Federally-Regulated | 1992-12-01 | [5 empty] | 1998-06-22
Pomona Air | Pomona Air | SWC 800-2U&D-460V |  |  |  |  | Non Federally-Regulated | 1990-05-17 | [5 empty] | 2009-03-12
Data Aire, Inc. | Data Aire | DAME/DAMC 0512 CO |  |  |  |  | Non Federally-Regulated | 1991-03-20 | [5 empty] | 1991-10-01
Data Aire, Inc. | Data Aire | DAME/DAMC 0434 AO |  |  |  |  | Non Federally-Regulated | 1992-12-01 | [5 empty] | 1992-12-21
Vertiv Corporation | Liebert | FH/UH/FE/UE 86W |  |  |  |  | Non Federally-Regulated | 1985-06-11 | [5 empty] | 1986-03-01
Envirotech Systems Worldwide, Inc. | Pomona Air | ACC 600-2U&D-208V |  |  |  |  | Non Federally-Regulated | 1991-10-01 | [5 empty] | 1998-06-22
Hiross, Inc. | Hiross | F*66G****0*** |  |  |  |  | Non Federally-Regulated | 1997-03-01 | [5 empty] | 1998-06-22
Vertiv Corporation | Liebert | CU/CF 66A |  |  |  |  | Non Federally-Regulated | 1985-06-11 | [5 empty] | 1986-03-01
Stulz Air Technology Systems | Stulz | MC 221A |  |  |  |  | Non Federally-Regulated | 1991-10-01 | [5 empty] | 1997-03-01
Hiross, Inc. | Hiross | 0*36A****0*** |  |  |  |  | Non Federally-Regulated | 1992-12-01 | [5 empty] | 1998-06-22
Vertiv Corporation | Liebert | FH/UH/FE/UE 75A |  |  |  |  | Non Federally-Regulated | 1985-06-11 | [5 empty] | 1986-03-01
Airflow Co. | Airflow Co. | CCT-10W |  |  |  |  | Non Federally-Regulated | 1986-05-01 | [5 empty] | 1998-06-22
Envirotech Systems Worldwide, Inc. | Pomona Air | SWCG 300-U&D-460V |  |  |  |  | Non Federally-Regulated | 1991-10-01 | [5 empty] | 1998-06-22
Data Aire, Inc. | Data Aire | DAME/DAMC 2.512 CO |  |  |  |  | Non Federally-Regulated | 1991-03-20 | [5 empty] | 1991-10-01
Compu-Aire | Maxi-Kool | MKA-2 |  |  |  |  | Non Federally-Regulated | 1987-10-01 | [5 empty] | 1998-06-22
Pomona Air | Pomona Air | WC 600-2U&D-460V |  |  |  |  | Non Federally-Regulated | 1989-01-01 | [5 empty] | 1990-05-17
Koldwave Heat Exchangers, Inc. | Koldwave | KVMHASS25 |  |  |  |  | Non Federally-Regulated | 1989-01-01 | [5 empty] | 1998-06-22
Vertiv Corporation | Liebert | CU/CF 43A |  |  |  |  | Non Federally-Regulated | 1985-06-11 | [5 empty] | 1986-03-01
Data Aire, Inc. | Hiross | F*76G** **0*** |  |  |  |  | Non Federally-Regulated | 1992-12-01 | [5 empty] | 1998-06-22
Data Aire, Inc. | Data Aire | DAAD/U 0832/34/35 |  |  |  |  | Non Federally-Regulated | 1991-10-01 | [5 empty] | 1992-12-01
Shulz America | Stulz | MC 453A |  |  |  |  | Non Federally-Regulated | 1992-12-01 | [5 empty] | 1998-06-22
Data Aire, Inc. | Mini 1800 | DMA-1812 |  |  |  |  | Non Federally-Regulated | 1989-01-01 | [5 empty] | 1998-06-22
Vertiv Corporation | Liebert | MMD14W |  |  |  |  | Non Federally-Regulated | 1998-06-23 | [5 empty] | 2009-03-12
Data Aire, Inc. | Data Aire | DAW-1332/4/5 |  |  |  |  | Non Federally-Regulated | 1986-11-01 | [5 empty] | 1998-06-22
Data Aire, Inc. | Data Aire | DAME/DAMC 0412 CO |  |  |  |  | Non Federally-Regulated | 1997-03-01 | [5 empty] | 1998-06-22
Vertiv Corporation | Liebert | FH/UH/FE/UE 86W |  |  |  |  | Non Federally-Regulated | 1989-01-01 | [5 empty] | 1990-05-17
Stulz Air Technology Systems | Stulz | MC 602G/GE |  |  |  |  | Non Federally-Regulated | 1990-05-22 | [5 empty] | 1991-10-01
Pomona Air | Pomona Air | SACC 400 |  |  |  |  | Non Federally-Regulated | 1986-05-01 | [5 empty] | 1998-06-22
Vertiv Corporation | Liebert | CF/CU060E |  |  |  |  | Non Federally-Regulated | 1992-12-01 | [5 empty] | 1997-03-01
Hiross, Inc. | Hiross | 0*66G****0*** |  |  |  |  | Non Federally-Regulated | 1992-12-01 | [5 empty] | 1998-06-22
Stulz Air Technology Systems | Stulz | CCM 663G/GE |  |  |  |  | Non Federally-Regulated | 1991-10-01 | [5 empty] | 1997-03-01
Hiross, Inc. | Hiross | U*46G****0*** |  |  |  |  | Non Federally-Regulated | 1991-08-23 | [5 empty] | 1991-10-01
Stulz Air Technology Systems | Stulz | MC 903A |  |  |  |  | Non Federally-Regulated | 1991-10-01 | [5 empty] | 1997-03-01
Hiross, Inc. | Hiross | F*66F****0*** |  |  |  |  | Non Federally-Regulated | 1991-08-23 | [5 empty] | 1991-10-01
Pomona Air | Pomona Air | SWC 500 U&D |  |  |  |  | Non Federally-Regulated | 1986-03-01 | [5 empty] | 1998-06-22
Hiross, Inc. | Hiross | U*66A****0*** |  |  |  |  | Non Federally-Regulated | 1991-08-23 | [5 empty] | 1991-10-01
Hiross, Inc. | Hiross | O*76A****0*** |  |  |  |  | Non Federally-Regulated | 1991-10-01 | [5 empty] | 1997-03-01
Pomona Air | Pomona Air | ACC 600-2 U&D RDD6 |  |  |  |  | Non Federally-Regulated | 1986-03-01 | [5 empty] | 1998-06-22
Hiross, Inc. | Hiross | U*56F****0*** |  |  |  |  | Non Federally-Regulated | 1991-08-23 | [5 empty] | 1997-03-01
Compu-Aire | Mini-Temp Plus | WCCU-1.5 |  |  |  |  | Non Federally-Regulated | 1993-06-08 | [5 empty] | 2009-03-12
Hiross, Inc. | Hiross | 0*28A****0*** |  |  |  |  | Non Federally-Regulated | 1992-12-01 | [5 empty] | 1998-06-22
Vertiv Corporation | Liebert | SD/SU/SE/SK 149A |  |  |  |  | Non Federally-Regulated | 1989-01-01 | [5 empty] | 1990-05-17
Data Aire, Inc. | Data Aire | DTAD/U 0212/32/34 |  |  |  |  | Non Federally-Regulated | 1992-12-01 | [5 empty] | 1992-12-21
Edpac Corp. | Liebert | FH/UH/FE/UE 127W |  |  |  |  | Non Federally-Regulated | 1986-08-01 | [5 empty] | 1998-06-22
Shulz America | Stulz | CCM 221W |  |  |  |  | Non Federally-Regulated | 1992-12-01 | [5 empty] | 1998-06-22
Data Aire, Inc. | Data Aire | DAME/DAMC 0432 WIP/S |  |  |  |  | Non Federally-Regulated | 1992-12-01 | [5 empty] | 2009-03-09
Airflow Co. | Airflow Co. | TC-10A |  |  |  |  | Non Federally-Regulated | 1997-12-02 | [5 empty] | 2009-03-12
Koldwave Division, Mestek, Inc. | Koldwave | KVMA33 |  |  |  |  | Non Federally-Regulated | 1990-05-17 | [5 empty] | 1991-10-10
Tithe Corp. | Amtech | KAH-024H1*** |  |  |  |  | Non Federally-Regulated | 1998-03-01 | [5 empty] | 1998-06-22
Compu-Aire | Compu-Aire | CAW-6 |  |  |  |  | Non Federally-Regulated | 1989-01-01 | [5 empty] | 1990-05-17
Vertiv Corporation | Liebert | PFC037A |  |  |  |  | Non Federally-Regulated | 1998-06-23 | [5 empty] | 2009-03-12
Compu-Aire | Compu-Aire | MKW-5 |  |  |  |  | Non Federally-Regulated | 1992-12-01 | [5 empty] | 1997-03-01
Pomona Air | Pomona Air | SWC 300-U&D-208V |  |  |  |  | Non Federally-Regulated | 1989-01-01 | [5 empty] | 1990-05-17
Pomona Air | Pomona Air | SACC 200-U&D-208V |  |  |  |  | Non Federally-Regulated | 1989-01-01 | [5 empty] | 1990-05-17
Air Technology Systems | Flair | CMS-036-W |  |  |  |  | Non Federally-Regulated | 1994-02-15 | [5 empty] | 1997-03-01
Contempo Engineering | Contempo | CEMA-0334/CEAC-0734 |  |  |  |  | Non Federally-Regulated | 1986-08-01 | [5 empty] | 1998-06-22
Contempo Engineering | Contempo | CEMW-1032C, 1034C |  |  |  |  | Non Federally-Regulated | 1989-01-01 | [5 empty] | 1998-06-22
Hiross, Inc. | Hiross | U*56W****0*** |  |  |  |  | Non Federally-Regulated | 1991-08-23 | [5 empty] | 1991-10-01
Vertiv Corporation | Liebert | CF/CL071WG |  |  |  |  | Non Federally-Regulated | 1992-12-01 | [5 empty] | 1998-06-22
Koldwave Division, Mestek, Inc. | Koldwave | KHMHW25 |  |  |  |  | Non Federally-Regulated | 1991-10-10 | [5 empty] | 2009-03-12
Stulz Air Technology Systems | Stulz | CCS 70G U/D |  |  |  |  | Non Federally-Regulated | 1990-05-22 | [5 empty] | 1991-10-01
Data Aire, Inc. | Data Aire | DMA/ACR 2120 |  |  |  |  | Non Federally-Regulated | 1991-10-01 | [5 empty] | 1992-12-01
Tithe Corp. | Skil-Aire | KAH-036H4*** |  |  |  |  | Non Federally-Regulated | 1998-03-01 | [5 empty] | 1998-06-22
Data Aire, Inc. | Data Aire | DAME/DAMC 2.512 AO |  |  |  |  | Non Federally-Regulated | 1997-03-01 | [5 empty] | 1998-06-22
Pomona Air | Pomona Air | SACC 500 |  |  |  |  | Non Federally-Regulated | 1986-05-01 | [5 empty] | 1998-06-22
Data Aire, Inc. | Data Aire | DAWD/U 1032/34/35 |  |  |  |  | Non Federally-Regulated | 1992-12-21 | [5 empty] | 1997-03-01
Hiross, Inc. | Hiross | U*56W****0*** |  |  |  |  | Non Federally-Regulated | 1991-10-01 | [5 empty] | 1997-03-01
Pomona Air | Pomona Air | WC 600-2 U&D |  |  |  |  | Non Federally-Regulated | 1986-03-01 | [5 empty] | 1998-06-22
Koldwave Division, Mestek, Inc. | Koldwave | KVMHA33 |  |  |  |  | Non Federally-Regulated | 1990-05-17 | [5 empty] | 1991-10-10
Tithe Corp. | Kais-Aire | KAH-036H3*** |  |  |  |  | Non Federally-Regulated | 1997-09-26 | [5 empty] | 1998-03-01
Pomona Air | Pomona Air | SWC 800-2U&D-208V |  |  |  |  | Non Federally-Regulated | 1990-05-17 | [5 empty] | 2009-03-12
Shulz America | Stulz | MC 663W |  |  |  |  | Non Federally-Regulated | 1992-12-01 | [5 empty] | 1998-06-22
Contempo Engineering | Contempo Engineering | CEMA-0332,0334 |  |  |  |  | Non Federally-Regulated | 1990-05-17 | [5 empty] | 1991-10-01
Stulz Air Technology Systems | Stulz | MC 602W |  |  |  |  | Non Federally-Regulated | 1991-10-01 | [5 empty] | 1997-03-01
Pomona Air | Pomona Air | ACC 1000-U&D-460V |  |  |  |  | Non Federally-Regulated | 1992-12-01 | [5 empty] | 1997-03-01
Vertiv Corporation | Liebert | MM 18A |  |  |  |  | Non Federally-Regulated | 1985-06-11 | [5 empty] | 1990-05-17
Data Aire, Inc. | Hiross | F*46G** **0*** |  |  |  |  | Non Federally-Regulated | 1992-12-01 | [5 empty] | 1998-06-22
Data Aire, Inc. | Data Aire | DAME/DAMC 0434 CO |  |  |  |  | Non Federally-Regulated | 1991-10-01 | [5 empty] | 1992-12-21
Data Aire, Inc. | Data Aire | DAW-0832/4/5 |  |  |  |  | Non Federally-Regulated | 1989-01-01 | [5 empty] | 1998-06-22
Stulz Air Technology Systems | Stulz | CCM 602A |  |  |  |  | Voluntarily Certified | 1990-05-22 | [5 empty] | 1991-10-01
Stulz Air Technology Systems | Stulz | CCM 221G/GE |  |  |  |  | Non Federally-Regulated | 1990-05-22 | [5 empty] | 1991-10-01
Shulz America | Stulz | CCM 1083G/GE |  |  |  |  | Non Federally-Regulated | 1992-12-01 | [5 empty] | 1998-06-22
Data Aire, Inc. | Data Aire | DAME/DAMC 2.534AIP/S |  |  |  |  | Non Federally-Regulated | 1991-10-01 | [5 empty] | 1992-12-01
Data Aire, Inc. | Data Aire | DAME/DAMC 2.532AIP/S |  |  |  |  | Non Federally-Regulated | 1997-03-01 | [5 empty] | 1998-06-22
Envirotech Systems Worldwide, Inc. | Pomona Air | SACC 200-U&D-208V |  |  |  |  | Non Federally-Regulated | 1991-10-01 | [5 empty] | 1998-06-22
Hiross, Inc. | Hiross | C*04W********* |  |  |  |  | Non Federally-Regulated | 1991-10-01 | [5 empty] | 1997-03-01
Tithe Corp. | Amtech | KAH-060H4*** |  |  |  |  | Non Federally-Regulated | 1997-09-26 | [5 empty] | 1998-06-22
Airflow Co. | Airflow Co. | CCT-5A |  |  |  |  | Non Federally-Regulated | 1994-08-01 | [5 empty] | 2009-03-12
Pomona Air | Pomona Air | SACC 600-2 U&D RDD6 |  |  |  |  | Non Federally-Regulated | 1986-03-01 | [5 empty] | 1998-06-22
Air Technology Systems | Flair | CMS-042-G |  |  |  |  | Non Federally-Regulated | 1994-02-15 | [5 empty] | 2009-03-12
Hiross, Inc. | Hiross | O*41A****0*** |  |  |  |  | Non Federally-Regulated | 1991-10-01 | [5 empty] | 1997-03-01
Pomona Air | Pomona Air | ACC 800-U&D-208V |  |  |  |  | Non Federally-Regulated | 1992-12-01 | [5 empty] | 1997-03-01
Data Aire, Inc. | Data Aire | DAME 0832/4/5 AIS-S |  |  |  |  | Non Federally-Regulated | 1992-12-01 | [5 empty] | 1992-12-21
Pomona Air | Pomona Air | SWC 300 |  |  |  |  | Non Federally-Regulated | 1986-05-01 | [5 empty] | 1998-06-22
Data Aire, Inc. | Data Aire | DAME 0832/4/5 CO-D |  |  |  |  | Non Federally-Regulated | 1992-12-21 | [5 empty] | 2009-03-09
Pomona Air | Pomona Air | WC 1000-U&D-208V |  |  |  |  | Non Federally-Regulated | 1989-01-01 | [5 empty] | 1990-05-17
Air Technology Systems | Ceilair | OHS-048-AHU/RCU |  |  |  |  | Non Federally-Regulated | 1994-02-15 | [5 empty] | 2009-03-12
Data Aire, Inc. | Data Aire | DAME/DAMC 0512 AIP/S |  |  |  |  | Non Federally-Regulated | 1991-03-20 | [5 empty] | 1991-10-01
Data Aire, Inc. | Hiross | C*06W** ******* |  |  |  |  | Non Federally-Regulated | 1992-12-01 | [5 empty] | 1998-06-22
Hiross, Inc. | Hiross | O*76F****0*** |  |  |  |  | Non Federally-Regulated | 1991-10-01 | [5 empty] | 1997-03-01
Stulz Air Technology Systems | Stulz | CCM 301W |  |  |  |  | Non Federally-Regulated | 1991-10-01 | [5 empty] | 1997-03-01
Pomona Air | Pomona Air | WC 1000-2U&D-460V |  |  |  |  | Non Federally-Regulated | 1990-05-17 | [5 empty] | 1997-03-01
Shulz America | Stulz | MC 151W |  |  |  |  | Non Federally-Regulated | 1992-12-01 | [5 empty] | 1998-06-22
Data Aire, Inc. | Data Aire | DAME 0632/4/5 AIS-S |  |  |  |  | Non Federally-Regulated | 1992-12-21 | [5 empty] | 2009-03-09
Stulz Air Technology Systems | Stulz | CCM 301A |  |  |  |  | Non Federally-Regulated | 1990-05-22 | [5 empty] | 1991-10-01
Pomona Air | Pomona Air | SWC 600-2 |  |  |  |  | Non Federally-Regulated | 1986-05-01 | [5 empty] | 1998-06-22
Stulz Air Technology Systems | Stulz | MC 602G/GE |  |  |  |  | Non Federally-Regulated | 1991-10-01 | [5 empty] | 1997-03-01
Airflow Co. | Airflow Co. | AFX-106W |  |  |  |  | Non Federally-Regulated | 1997-12-02 | [5 empty] | 2009-03-12
Compu-Aire | Maxi-Kool | MKW-8 |  |  |  |  | Non Federally-Regulated | 1987-10-01 | [5 empty] | 1998-06-22
Compu-Aire | Mini-Temp | MT-5000-A |  |  |  |  | Non Federally-Regulated | 1991-10-11 | [5 empty] | 2009-03-12
Hiross, Inc. | Hiross | F*76W****0*** |  |  |  |  | Non Federally-Regulated | 1991-10-01 | [5 empty] | 1997-03-01
Hiross, Inc. | Hiross | C*06A********* |  |  |  |  | Non Federally-Regulated | 1998-03-01 | [5 empty] | 1998-06-22
Data Aire, Inc. | Data Aire | DAME/DAMC 2.512 A0 |  |  |  |  | Non Federally-Regulated | 1991-03-20 | [5 empty] | 1992-12-21
Contempo Engineering | Contempo Engineering | CEMA-1032,1034 |  |  |  |  | Non Federally-Regulated | 1990-05-17 | [5 empty] | 1992-12-01
Pomona Air | Pomona Air | SACC 600-2U&D-460V |  |  |  |  | Non Federally-Regulated | 1989-01-01 | [5 empty] | 2009-03-12
Compu-Aire | Compu-Kool | CKW-5 |  |  |  |  | Non Federally-Regulated | 1987-10-01 | [5 empty] | 1998-06-22
Data Aire, Inc. | Data Aire | DTAD/U 0412/32/34/35 |  |  |  |  | Non Federally-Regulated | 1992-12-01 | [5 empty] | 1992-12-21
Stulz Air Technology Systems | Stulz | MC 442W |  |  |  |  | Non Federally-Regulated | 1990-05-22 | [5 empty] | 1991-10-01
Vertiv Corporation | Liebert | FH/UH/FE/UE 110G |  |  |  |  | Non Federally-Regulated | 1986-03-01 | [5 empty] | 1998-06-22
Stulz Air Technology Systems | Stulz | CCM 602A |  |  |  |  | Non Federally-Regulated | 1991-10-01 | [5 empty] | 1997-03-01
Shulz America | Stulz | CCM 221A |  |  |  |  | Non Federally-Regulated | 1992-12-01 | [5 empty] | 1998-06-22
Tithe Corp. | Amtech | KAH-036H4*** |  |  |  |  | Non Federally-Regulated | 1998-03-01 | [5 empty] | 1998-06-22
Pomona Air | Pomona Air | SWC 600-2U&D-208V |  |  |  |  | Non Federally-Regulated | 1989-01-01 | [5 empty] | 1990-05-17
Koldwave Heat Exchangers, Inc. | Koldwave | KVMA25 |  |  |  |  | Non Federally-Regulated | 1989-01-01 | [5 empty] | 1998-06-22
Compu-Aire | Compu-Aire | MKA-3 |  |  |  |  | Non Federally-Regulated | 1990-05-17 | [5 empty] | 2009-03-12
Data Aire, Inc. | Data Aire | DTAD/U 0212/32/34 |  |  |  |  | Non Federally-Regulated | 1991-03-20 | [5 empty] | 1991-10-01
Air Technology Systems | Ceilair | OHS-048-DW |  |  |  |  | Non Federally-Regulated | 1994-02-15 | [5 empty] | 1997-03-01
Air Technology Systems | Flair | CMS-048-W |  |  |  |  | Non Federally-Regulated | 1994-02-15 | [5 empty] | 1997-03-01
Heat Exchangers | Koldwave | KVMHW5S25 |  |  |  |  | Non Federally-Regulated | 1992-12-01 | [5 empty] | 1998-06-22
Stulz Air Technology Systems | Stulz | MC 903A |  |  |  |  | Voluntarily Certified | 1990-05-22 | [5 empty] | 1991-10-01
Compu-Aire | Mini-Temp | MTA-02 |  |  |  |  | Non Federally-Regulated | 1987-10-01 | [5 empty] | 1998-06-22
Shulz America | Stulz | CCM 302W |  |  |  |  | Non Federally-Regulated | 1992-12-01 | [5 empty] | 1998-06-22
Data Aire, Inc. | Data Aire | DAMA 0212 |  |  |  |  | Non Federally-Regulated | 1992-12-01 | [5 empty] | 1992-12-21
Data Aire, Inc. | Data Aire | DAME/DAMC 2.512 00 |  |  |  |  | Non Federally-Regulated | 1992-12-01 | [5 empty] | 1998-06-22
Air Technology Systems | Ceilair | OHS-060-AHU/RCU |  |  |  |  | Non Federally-Regulated | 1994-02-15 | [5 empty] | 2009-03-12
Envirotech Systems Worldwide, Inc. | Pomona Air | SWC 400-U&D-208V |  |  |  |  | Non Federally-Regulated | 1991-10-01 | [5 empty] | 1998-06-22
Data Aire, Inc. | Data Aire | DAME/DAMC 2.532 AO |  |  |  |  | Non Federally-Regulated | 1991-10-01 | [5 empty] | 1992-12-01
Envirotech Systems Worldwide, Inc. | Pomona Air | SACC 600-2U&D-208V |  |  |  |  | Non Federally-Regulated | 1991-10-01 | [5 empty] | 1998-06-22
Pomona Air | Pomona Air | SACC 400-U&D-460V |  |  |  |  | Non Federally-Regulated | 1990-05-17 | [5 empty] | 2009-03-12
Data Aire, Inc. | Data Temp | DTA-0332/4/5 |  |  |  |  | Non Federally-Regulated | 1990-05-17 | [5 empty] | 1992-12-21
Data Aire, Inc. | Data Aire | DAME 1032/4/5 AIS-D |  |  |  |  | Non Federally-Regulated | 1992-12-21 | [5 empty] | 2009-03-09
Pomona Air | Pomona Air | 5ACC 400-U&D-460V |  |  |  |  | Non Federally-Regulated | 1992-12-01 | [5 empty] | 1998-06-22
Data Aire, Inc. | Data Aire | DAME/DAMC 0434 AIP/S |  |  |  |  | Non Federally-Regulated | 1997-03-01 | [5 empty] | 1998-06-22
Stulz Air Technology Systems | Stulz | CCM 453A |  |  |  |  | Non Federally-Regulated | 1990-05-22 | [5 empty] | 1991-10-01
Vertiv Corporation | Liebert | DM 29WG |  |  |  |  | Non Federally-Regulated | 1990-05-17 | [5 empty] | 1991-10-01
Hiross, Inc. | Hiross | O*76W****0*** |  |  |  |  | Voluntarily Certified | 1991-08-23 | [5 empty] | 1991-10-01
Data Aire, Inc. | Data Aire | DAME/DAMC 0534 AIP/S |  |  |  |  | Non Federally-Regulated | 1992-12-01 | [5 empty] | 1992-12-21
Hiross, Inc. | Hiross | O*76W****0*** |  |  |  |  | Non Federally-Regulated | 1997-03-01 | [5 empty] | 1998-06-22
Envirotech Systems Worldwide, Inc. | Pomona Air | SWC 600-2U&D-460V |  |  |  |  | Non Federally-Regulated | 1991-10-01 | [5 empty] | 1998-06-22
Data Aire, Inc. | Data Aire | DAW- 1332/4/5 |  |  |  |  | Non Federally-Regulated | 1989-01-01 | [5 empty] | 1998-06-22
Stulz Air Technology Systems | Stulz | CCM 442G/GE |  |  |  |  | Non Federally-Regulated | 1991-10-01 | [5 empty] | 1997-03-01
Contempo Engineering | Contempo | CEMA-0532, 0534 |  |  |  |  | Non Federally-Regulated | 1989-01-01 | [5 empty] | 1998-06-22
Air Technology Systems | Flair | CMS-012-AHU/RCU |  |  |  |  | Non Federally-Regulated | 1994-02-15 | [5 empty] | 2009-03-12
Stulz Air Technology Systems | Stulz | MC 442A |  |  |  |  | Non Federally-Regulated | 1991-10-01 | [5 empty] | 1997-03-01
Stulz Air Technology Systems | Stulz | CCM 302W |  |  |  |  | Non Federally-Regulated | 1991-10-01 | [5 empty] | 1997-03-01
Airflow Co. | Airflow Co. | CCT-10A |  |  |  |  | Non Federally-Regulated | 1989-01-01 | [5 empty] | 1990-05-17
Pomona Air | Pomona Air | SWC 200-U&D-460V |  |  |  |  | Non Federally-Regulated | 1990-05-17 | [5 empty] | 2009-03-12
Contempo Engineering | Contempo | CEMW-0532, 0534 |  |  |  |  | Non Federally-Regulated | 1989-01-01 | [5 empty] | 1998-06-22
Air Technology Systems | Ceilair | OHS-024-AR/CAA |  |  |  |  | Non Federally-Regulated | 1994-02-15 | [5 empty] | 2009-03-12
Stulz Air Technology Systems | Stulz | MC 151G/GE |  |  |  |  | Non Federally-Regulated | 1991-10-01 | [5 empty] | 1997-03-01
Pomona Air | Pomona Air | SWCG 500-U&D-460V |  |  |  |  | Non Federally-Regulated | 1990-05-17 | [5 empty] | 2009-03-12
Koldwave Division, Mestek, Inc. | Koldwave | KVMHWSS33 |  |  |  |  | Non Federally-Regulated | 1991-10-10 | [5 empty] | 2009-03-12
Hiross, Inc. | Hiross | O*56G****0*** |  |  |  |  | Non Federally-Regulated | 1991-08-23 | [5 empty] | 1998-06-22
Data Aire, Inc. | Hiross | SF020A* ******* |  |  |  |  | Non Federally-Regulated | 1992-12-01 | [5 empty] | 1998-06-22
Tithe Corp. | Kais-Aire | KAH-024H1*** |  |  |  |  | Non Federally-Regulated | 1997-09-26 | [5 empty] | 1998-03-01
Data Aire, Inc. | Data Aire | DAME 1032/4/5 CO-S |  |  |  |  | Non Federally-Regulated | 1992-12-21 | [5 empty] | 2009-03-09
Envirotech Systems Worldwide, Inc. | Pomona Air | SWC 400-U&D-460V |  |  |  |  | Non Federally-Regulated | 1991-10-01 | [5 empty] | 1998-06-22
Heat Exchangers | Koldwave | KVMHW25 |  |  |  |  | Non Federally-Regulated | 1991-10-01 | [5 empty] | 1998-06-22
Airflow Co. | Airflow Co. | TC-8W |  |  |  |  | Non Federally-Regulated | 1997-12-02 | [5 empty] | 2009-03-12
Vertiv Corporation | Liebert | DM020A |  |  |  |  | Non Federally-Regulated | 1990-05-17 | [5 empty] | 1991-10-01
Vertiv Corporation | Liebert | MM018A |  |  |  |  | Non Federally-Regulated | 1991-11-19 | [5 empty] | 1992-12-01
Hiross, Inc. | Hiross | C*04W********* |  |  |  |  | Non Federally-Regulated | 1997-03-01 | [5 empty] | 1998-06-22
Pomona Air | Pomona Air | SACC 200 |  |  |  |  | Non Federally-Regulated | 1986-05-01 | [5 empty] | 1998-06-22
Compu-Aire | Compu-Aire | MKW-8 |  |  |  |  | Non Federally-Regulated | 1992-12-01 | [5 empty] | 1997-03-01
Pomona Air | Pomona Air | SWC 200-U&D-460V |  |  |  |  | Non Federally-Regulated | 1989-01-01 | [5 empty] | 1990-05-17
Compu-Aire | Compu-Aire | MKW-5 |  |  |  |  | Non Federally-Regulated | 1990-05-17 | [5 empty] | 1991-10-01
Koldwave Division, Mestek, Inc. | Koldwave | KVMHASS25 |  |  |  |  | Non Federally-Regulated | 1991-10-10 | [5 empty] | 2009-03-12
Pomona Air | Pomona Air | ACC 800-U&D-208V |  |  |  |  | Non Federally-Regulated | 1989-01-01 | [5 empty] | 1990-05-17
Hiross, Inc. | Hiross | SF020A******** |  |  |  |  | Non Federally-Regulated | 1991-10-01 | [5 empty] | 1997-03-01
Data Aire, Inc. | Data Aire | DAW-0632/4/5 |  |  |  |  | Non Federally-Regulated | 1986-08-01 | [5 empty] | 1998-06-22
Airflow Co. | Airflow Co. | CCT-8W |  |  |  |  | Non Federally-Regulated | 1992-12-01 | [5 empty] | 1997-03-01
Vertiv Corporation | Liebert | FH/UH/FE/UE 114A |  |  |  |  | Non Federally-Regulated | 1985-06-11 | [5 empty] | 1986-03-01
Compu-Aire | Compu-Kool | CKA-7.5 |  |  |  |  | Non Federally-Regulated | 1991-08-05 | [5 empty] | 1991-10-01
Compu-Aire | Mini-Temp Plus | MTE-P-3 |  |  |  |  | Non Federally-Regulated | 1993-06-08 | [5 empty] | 2009-03-12
Shulz America | Stulz | MC 361 A |  |  |  |  | Non Federally-Regulated | 1992-12-01 | [5 empty] | 1998-06-22
Stulz Air Technology Systems | Stulz | CCM 442W |  |  |  |  | Non Federally-Regulated | 1991-10-01 | [5 empty] | 1997-03-01
Vertiv Corporation | Liebert | SD/SU/SE/SK 124A |  |  |  |  | Non Federally-Regulated | 1990-05-17 | [5 empty] | 2005-01-04
Data Aire, Inc. | Data Aire | DAME/DAMC 2.534WIP/S |  |  |  |  | Non Federally-Regulated | 1992-12-01 | [5 empty] | 2009-03-09
Stulz Air Technology Systems | Stulz | MC 302A |  |  |  |  | Non Federally-Regulated | 1991-10-01 | [5 empty] | 1997-03-01
Compu-Aire | Compu-Aire | CXW-5 |  |  |  |  | Non Federally-Regulated | 1992-12-01 | [5 empty] | 1998-06-22
Data Aire, Inc. | Data Aire | DTAD/U 0212/32/34 |  |  |  |  | Non Federally-Regulated | 1991-10-01 | [5 empty] | 1992-12-01
Hiross, Inc. | Hiross | U*4SA****0*** |  |  |  |  | Non Federally-Regulated | 1992-12-01 | [5 empty] | 1998-06-22
Hiross, Inc. | Hiross | U*76W****0*** |  |  |  |  | Non Federally-Regulated | 1997-03-01 | [5 empty] | 1998-06-22
Data Aire, Inc. | Data Aire | DTAD/U 0312/32/34 |  |  |  |  | Non Federally-Regulated | 1991-03-20 | [5 empty] | 1992-12-01
Pomona Air | Pomona Air | ACC 800-2U&D-208V |  |  |  |  | Non Federally-Regulated | 1989-01-01 | [5 empty] | 1990-05-17
Data Aire, Inc. | Data Aire | DAME/DAMC 0532 CO |  |  |  |  | Non Federally-Regulated | 1991-10-01 | [5 empty] | 1992-12-21
Hiross, Inc. | Hiross | F*66A****0*** |  |  |  |  | Non Federally-Regulated | 1998-03-01 | [5 empty] | 1998-06-22
Hiross, Inc. | Hiross | 0*76A****0*** |  |  |  |  | Non Federally-Regulated | 1992-12-01 | [5 empty] | 1998-06-22
Air Technology Systems | Ceilair | OHS-060-AR/CAA |  |  |  |  | Non Federally-Regulated | 1994-02-15 | [5 empty] | 2009-03-12
Envirotech Systems Worldwide, Inc. | Pomona Air | SWC 300-U&D-208V |  |  |  |  | Non Federally-Regulated | 1991-10-01 | [5 empty] | 1998-06-22
Data Aire, Inc. | Data Aire | DAA- 2532/4/5 |  |  |  |  | Non Federally-Regulated | 1989-01-01 | [5 empty] | 1998-06-22
Vertiv Corporation | Liebert | DM 15WG |  |  |  |  | Non Federally-Regulated | 1991-10-01 | [5 empty] | 1997-03-01
Vertiv Corporation | Liebert | CF/CU060E |  |  |  |  | Non Federally-Regulated | 1991-11-19 | [5 empty] | 1992-12-01
Data Aire, Inc. | Data Aire | DAME/DAMC 0535 AIP/S |  |  |  |  | Non Federally-Regulated | 1992-12-21 | [5 empty] | 2009-03-09
Data Aire, Inc. | Data Aire | DTAD/U 1032/34/35 |  |  |  |  | Non Federally-Regulated | 1991-10-01 | [5 empty] | 1992-12-01
Data Aire, Inc. | Data Aire | DAA-0832/4/5 |  |  |  |  | Non Federally-Regulated | 1986-08-01 | [5 empty] | 1998-06-22
Air Technology Systems | Ceilair | OHS-084-DG |  |  |  |  | Non Federally-Regulated | 1994-02-15 | [5 empty] | 2009-03-12
Compu-Aire | Maxi-Kool | MKW-4 |  |  |  |  | Non Federally-Regulated | 1987-10-01 | [5 empty] | 1998-06-22
Compu-Aire | Compu-Aire | CKA-5 |  |  |  |  | Non Federally-Regulated | 1992-12-01 | [5 empty] | 1997-03-01
Koldwave Heat Exchangers, Inc. | Koldwave | KVMHWSS33 |  |  |  |  | Non Federally-Regulated | 1989-01-01 | [5 empty] | 1998-06-22
Data Aire, Inc. | Data Aire | DAME/DAMC 2.534AIP/S |  |  |  |  | Non Federally-Regulated | 1992-12-21 | [5 empty] | 2009-03-09
Pomona Air | Pomona Air | ACC 800-U&D-460V |  |  |  |  | Non Federally-Regulated | 1989-01-01 | [5 empty] | 1990-05-17
Contempo Engineering | Contempo Engineering | CMA-250-2 |  |  |  |  | Non Federally-Regulated | 1992-12-01 | [5 empty] | 1997-03-01
Hiross, Inc. | Hiross | C*04A********* |  |  |  |  | Non Federally-Regulated | 1991-08-23 | [5 empty] | 1992-12-01
Data Aire, Inc. | Data Aire | DAME/DAMC 2.532WIP/S |  |  |  |  | Non Federally-Regulated | 1992-12-01 | [5 empty] | 2009-03-09
Envirotech Systems Worldwide, Inc. | Pomona Air | ACC 800-2U&D-460V |  |  |  |  | Non Federally-Regulated | 1991-10-01 | [5 empty] | 1998-06-22
Hiross, Inc. | Hiross | U*41A****0*** |  |  |  |  | Non Federally-Regulated | 1997-03-01 | [5 empty] | 1998-06-22
Envirotech Systems Worldwide, Inc. | Pomona Air | ACC 600-2U&D-460V |  |  |  |  | Non Federally-Regulated | 1991-10-01 | [5 empty] | 1998-06-22
Hiross, Inc. | Hiross | U*46F****0*** |  |  |  |  | Non Federally-Regulated | 1991-10-01 | [5 empty] | 1997-03-01
Data Aire, Inc. | Data Aire | DAME/DAMC 2.534AIP/S |  |  |  |  | Non Federally-Regulated | 1991-03-20 | [5 empty] | 1991-10-01
Koldwave Division, Mestek, Inc. | Koldwave | KVMCA25 |  |  |  |  | Non Federally-Regulated | 1991-10-10 | [5 empty] | 2009-03-12
Data Aire, Inc. | Data Aire | DAME/DAMC 0432 CO |  |  |  |  | Non Federally-Regulated | 1992-12-21 | [5 empty] | 2009-03-09
Stulz Air Technology Systems | Stulz | MC 722G/GE |  |  |  |  | Voluntarily Certified | 1990-05-22 | [5 empty] | 1991-10-01
Vertiv Corporation | Liebert | FH/UH/FE/UE 138W |  |  |  |  | Non Federally-Regulated | 1986-03-01 | [5 empty] | 1998-06-22
Air Technology Systems | Ceilair | OHS-032-W |  |  |  |  | Non Federally-Regulated | 1994-02-15 | [5 empty] | 1997-03-01
Compu-Aire | Compu-Aire | MKW-2 |  |  |  |  | Non Federally-Regulated | 1990-05-17 | [5 empty] | 1992-12-01
Shulz America | Stulz | MC 1033A |  |  |  |  | Non Federally-Regulated | 1992-12-01 | [5 empty] | 1998-06-22
Hiross, Inc. | Hiross | O*46G****0*** |  |  |  |  | Non Federally-Regulated | 1991-08-23 | [5 empty] | 1991-10-01
Koldwave Division, Mestek, Inc. | Koldwave | KVMHASS33 |  |  |  |  | Non Federally-Regulated | 1990-05-17 | [5 empty] | 1991-10-10
Stulz Air Technology Systems | Stulz | CCS 52A U/D |  |  |  |  | Non Federally-Regulated | 1991-10-01 | [5 empty] | 1997-03-01
Envirotech Systems Worldwide, Inc. | Pomona Air | WCG 1000-2U&D-460V |  |  |  |  | Non Federally-Regulated | 1991-10-01 | [5 empty] | 1998-06-22
Heat Exchangers | Koldwave | KVMHCW33 |  |  |  |  | Non Federally-Regulated | 1992-12-01 | [5 empty] | 1998-06-22
Pomona Air | Pomona Air | ACC 1000-U&D-208V |  |  |  |  | Non Federally-Regulated | 1990-05-17 | [5 empty] | 2009-03-12
Data Aire, Inc. | Data Aire | DAME/DAMC 0312 A0 |  |  |  |  | Non Federally-Regulated | 1991-03-20 | [5 empty] | 1992-12-21
Shulz America | Stulz | CCM 151A |  |  |  |  | Non Federally-Regulated | 1992-12-01 | [5 empty] | 1998-06-22
Hiross, Inc. | Hiross | F*36W****0*** |  |  |  |  | Non Federally-Regulated | 1991-10-01 | [5 empty] | 1997-03-01
Data Aire, Inc. | Mini 2000 | DMW-2120 |  |  |  |  | Non Federally-Regulated | 1990-05-17 | [5 empty] | 2009-03-12
Hiross, Inc. | Hiross | U*41W****0*** |  |  |  |  | Non Federally-Regulated | 1991-08-23 | [5 empty] | 1991-10-01
Hiross, Inc. | Hiross | U*46W****0*** |  |  |  |  | Non Federally-Regulated | 1991-10-01 | [5 empty] | 1992-12-01
Contempo Engineering | Contempo Engineering | CEMW-1032,1034 |  |  |  |  | Non Federally-Regulated | 1990-05-17 | [5 empty] | 1991-10-01
Hiross, Inc. | Hiross | F*46A****0*** |  |  |  |  | Non Federally-Regulated | 1991-08-23 | [5 empty] | 1991-10-01
Air Technology Systems | Flair | CMS-012-W |  |  |  |  | Non Federally-Regulated | 1994-02-15 | [5 empty] | 2009-03-12
Airflow Co. | Airflow Co. | TC-3W |  |  |  |  | Non Federally-Regulated | 1997-12-02 | [5 empty] | 1998-03-01
Data Aire, Inc. | Data Aire | DTWD/U 0512/32/34/35 |  |  |  |  | Non Federally-Regulated | 1992-12-01 | [5 empty] | 1992-12-21
Hiross, Inc. | Hiross | O*46A****0*** |  |  |  |  | Non Federally-Regulated | 1991-08-23 | [5 empty] | 1991-10-01
Compu-Aire | Compu-Aire | CKA-3 |  |  |  |  | Non Federally-Regulated | 1989-01-01 | [5 empty] | 1990-05-17
Pomona Air | Pomona Air | SACC 1000-2U&D-208V |  |  |  |  | Non Federally-Regulated | 1990-05-17 | [5 empty] | 2009-03-12
Edpac Corp. | Liebert | CU/CF 43A |  |  |  |  | Non Federally-Regulated | 1986-08-01 | [5 empty] | 1998-06-22
Hiross, Inc. | Hiross | C*04W********* |  |  |  |  | Non Federally-Regulated | 1991-08-23 | [5 empty] | 1991-10-01
Vertiv Corporation | Liebert | FH/UH/FE/UE 72G |  |  |  |  | Non Federally-Regulated | 1986-03-01 | [5 empty] | 1998-06-22
Stulz Air Technology Systems | Stulz | MC 151A |  |  |  |  | Non Federally-Regulated | 1990-05-22 | [5 empty] | 1991-10-01
Data Aire, Inc. | Data Aire | DAME/DAMC 0334 WIP/S |  |  |  |  | Non Federally-Regulated | 1992-12-01 | [5 empty] | 2009-03-09
Data Aire, Inc. | Data Aire | DAME/DAMC 0332 AIP/S |  |  |  |  | Non Federally-Regulated | 1991-03-20 | [5 empty] | 1992-12-01
Shulz America | Stulz | CCM 361G/GE |  |  |  |  | Non Federally-Regulated | 1992-12-01 | [5 empty] | 1998-06-22
Vertiv Corporation | Liebert | DM 29WG |  |  |  |  | Non Federally-Regulated | 1991-10-01 | [5 empty] | 1997-03-01
Pomona Air | Pomona Air | WCG 800-2U&D-460V |  |  |  |  | Non Federally-Regulated | 1990-05-17 | [5 empty] | 2009-03-12
Vertiv Corporation | Liebert | CU/CF 47W |  |  |  |  | Non Federally-Regulated | 1985-06-11 | [5 empty] | 1986-03-01
Data Aire, Inc. | Data Aire | DAA- 1032/4/5 |  |  |  |  | Non Federally-Regulated | 1989-01-01 | [5 empty] | 1998-06-22
Shulz America | Stulz | CCM 301G/GE |  |  |  |  | Non Federally-Regulated | 1992-12-01 | [5 empty] | 1998-06-22
Data Aire, Inc. | Data Aire | DAME/DAMC 0532 00 |  |  |  |  | Non Federally-Regulated | 1992-12-01 | [5 empty] | 1998-06-22
Data Aire, Inc. | Mini 2000 | DMA-2120 |  |  |  |  | Non Federally-Regulated | 1991-10-01 | [5 empty] | 1997-03-01
Koldwave Division, Mestek, Inc. | Koldwave | KVMHW25 |  |  |  |  | Non Federally-Regulated | 1991-10-10 | [5 empty] | 2009-03-12
Stulz Air Technology Systems | Stulz | CCM 151A |  |  |  |  | Non Federally-Regulated | 1990-05-22 | [5 empty] | 1991-10-01
Data Aire, Inc. | Data Temp | DTW-0232/4/5 |  |  |  |  | Non Federally-Regulated | 1989-01-01 | [5 empty] | 1990-05-17
Koldwave Division, Mestek, Inc. | Koldwave | KVMHW33 |  |  |  |  | Non Federally-Regulated | 1990-05-17 | [5 empty] | 1991-10-10
Hiross, Inc. | Hiross | U*46W****0*** |  |  |  |  | Non Federally-Regulated | 1991-08-23 | [5 empty] | 1991-10-01
Pomona Air | Pomona Air | SWC 400 U&D |  |  |  |  | Non Federally-Regulated | 1986-03-01 | [5 empty] | 1998-06-22
Envirotech Systems Worldwide, Inc. | Pomona Air | SWCG 500-U&D-460V |  |  |  |  | Non Federally-Regulated | 1991-10-01 | [5 empty] | 1998-06-22
Data Aire, Inc. | Data Aire | DAME/DAMC 0432 CO |  |  |  |  | Non Federally-Regulated | 1997-03-01 | [5 empty] | 1998-06-22
Vertiv Corporation | Liebert | FH/UH/FE/UE 75A |  |  |  |  | Non Federally-Regulated | 1985-06-11 | [5 empty] | 1986-03-01
Vertiv Corporation | Liebert | PFC067A |  |  |  |  | Non Federally-Regulated | 1998-06-23 | [5 empty] | 2009-03-12
Hiross, Inc. | Hiross | O*46G****0*** |  |  |  |  | Non Federally-Regulated | 1991-10-01 | [5 empty] | 1997-03-01
Data Aire, Inc. | Hiross | F*56F** **0*** |  |  |  |  | Non Federally-Regulated | 1992-12-01 | [5 empty] | 1998-06-22
Air Technology Systems | Ceilair | OHS-018-W |  |  |  |  | Non Federally-Regulated | 1994-02-15 | [5 empty] | 1997-03-01
Vertiv Corporation | Liebert | CU/CF 66A |  |  |  |  | Non Federally-Regulated | 1986-03-01 | [5 empty] | 1998-06-22
Compu-Aire | Compu-Kool | CKA-3 |  |  |  |  | Non Federally-Regulated | 1987-10-01 | [5 empty] | 1998-06-22
Shulz America | Stulz | MC 442W |  |  |  |  | Non Federally-Regulated | 1992-12-01 | [5 empty] | 1998-06-22
Data Aire, Inc. | Data Aire | DAME/DAMC 2.512AIP/S |  |  |  |  | Non Federally-Regulated | 1991-03-20 | [5 empty] | 1991-10-01
Stulz Air Technology Systems | Stulz | CCS 52G U/D |  |  |  |  | Non Federally-Regulated | 1991-10-01 | [5 empty] | 1997-03-01
Data Aire, Inc. | Data Aire | DAMA 1 512 |  |  |  |  | Non Federally-Regulated | 1992-12-01 | [5 empty] | 1998-06-22
Tithe Corp. | Kais-Aire | KAH-048H3*** |  |  |  |  | Non Federally-Regulated | 1998-03-01 | [5 empty] | 1998-06-22
Vertiv Corporation | Liebert | MM 036A |  |  |  |  | Non Federally-Regulated | 1991-10-01 | [5 empty] | 1997-03-01
Data Aire, Inc. | Data Aire | DAME/DAMC 0312 AIP/S |  |  |  |  | Non Federally-Regulated | 1991-03-20 | [5 empty] | 1992-12-01
Data Aire, Inc. | Data Aire | DAME 0632/4/5 WIP-0 |  |  |  |  | Non Federally-Regulated | 1992-12-01 | [5 empty] | 1998-06-22
Data Aire, Inc. | Data Aire | DAME/DAMC 0435 AO |  |  |  |  | Non Federally-Regulated | 1991-10-01 | [5 empty] | 1992-12-01
Data Aire, Inc. | Hiross | SF020W* ******* |  |  |  |  | Non Federally-Regulated | 1992-12-01 | [5 empty] | 1998-06-22
Air Technology Systems | Air Technology Systems | OHS-024-W |  |  |  |  | Non Federally-Regulated | 1991-07-01 | [5 empty] | 1991-10-01
Contempo Engineering | Contempo | CEMA-1032C/CEAC-2232 |  |  |  |  | Non Federally-Regulated | 1986-08-01 | [5 empty] | 1998-06-22
Stulz Air Technology Systems | Stulz | CCM 722W |  |  |  |  | Non Federally-Regulated | 1991-10-01 | [5 empty] | 1997-03-01
Air Technology Systems | Ceilair | OHS-072-DW |  |  |  |  | Non Federally-Regulated | 1994-02-15 | [5 empty] | 1997-03-01
Stulz Air Technology Systems | Stulz | MC 453W |  |  |  |  | Non Federally-Regulated | 1990-05-22 | [5 empty] | 1991-10-01
Vertiv Corporation | Liebert | BF/BU036E |  |  |  |  | Non Federally-Regulated | 1994-08-18 | [5 empty] | 2009-03-12
Data Aire, Inc. | Data Aire | DAME/DAMC 0534 AIP/S |  |  |  |  | Non Federally-Regulated | 1997-03-01 | [5 empty] | 1998-06-22
Data Aire, Inc. | Mini 2000 | DMW-2120 |  |  |  |  | Non Federally-Regulated | 1989-01-01 | [5 empty] | 1990-05-17
Hiross, Inc. | Hiross | U*36W****0*** |  |  |  |  | Non Federally-Regulated | 1997-03-01 | [5 empty] | 1998-06-22
Air Technology Systems | Flair | CMS-024-AR/L()A |  |  |  |  | Non Federally-Regulated | 1994-02-15 | [5 empty] | 2009-03-12
Envirotech Systems Worldwide, Inc. | Pomona Air | WC 500-U&D-208V |  |  |  |  | Non Federally-Regulated | 1991-10-01 | [5 empty] | 1998-06-22
Hiross, Inc. | Hiross | U*56A****0*** |  |  |  |  | Non Federally-Regulated | 1991-10-01 | [5 empty] | 1997-03-01
Compu-Aire | Compu-Aire | CAA-6 |  |  |  |  | Non Federally-Regulated | 1990-05-17 | [5 empty] | 2009-03-12
Koldwave Heat Exchangers, Inc. | Koldwave | KVMHWSS25 |  |  |  |  | Non Federally-Regulated | 1989-01-01 | [5 empty] | 1998-06-22
Data Aire, Inc. | Data Aire | DAME/DAMC 2.532AIP/S |  |  |  |  | Non Federally-Regulated | 1992-12-01 | [5 empty] | 1992-12-21
Koldwave Division, Mestek, Inc. | Koldwave | KVMWSS33 |  |  |  |  | Non Federally-Regulated | 1990-05-17 | [5 empty] | 1991-10-10
Vertiv Corporation | Liebert | CF/CU 66A |  |  |  |  | Non Federally-Regulated | 1989-01-01 | [5 empty] | 1990-05-17
Vertiv Corporation | Liebert | FH/UH/FE/UE 86W |  |  |  |  | Non Federally-Regulated | 1985-06-11 | [5 empty] | 1986-03-01
Hiross, Inc. | Hiross | F*66A***"0*** |  |  |  |  | Non Federally-Regulated | 1997-03-01 | [5 empty] | 1998-06-22
Data Aire, Inc. | Data Aire | DTAD/U 1032/34/35 |  |  |  |  | Non Federally-Regulated | 1992-12-21 | [5 empty] | 2009-03-12
Compu-Aire | Compu-Aire | CAW-6 |  |  |  |  | Non Federally-Regulated | 1990-05-17 | [5 empty] | 2009-03-12
Heat Exchangers | Koldwave | KVMHCW33 |  |  |  |  | Non Federally-Regulated | 1991-10-01 | [5 empty] | 1992-12-01
Hiross, Inc. | Hiross | U*66A****0*** |  |  |  |  | Non Federally-Regulated | 1991-10-01 | [5 empty] | 1997-03-01
Compu-Aire | Compu-Aire | MKW-4 |  |  |  |  | Non Federally-Regulated | 1989-01-01 | [5 empty] | 1990-05-17
Hiross, Inc. | Hiross | O*46G****0*** |  |  |  |  | Non Federally-Regulated | 1997-03-01 | [5 empty] | 1998-06-22
Data Aire, Inc. | Data Aire | DAMA 1.512 |  |  |  |  | Non Federally-Regulated | 1991-03-20 | [5 empty] | 1992-12-21
Compu-Aire | Compu-Kool | CKW-3 |  |  |  |  | Non Federally-Regulated | 1987-10-01 | [5 empty] | 1998-06-22
Air Technology Systems | Ceilair | OHS-048-DG |  |  |  |  | Non Federally-Regulated | 1994-02-15 | [5 empty] | 2009-03-12
Vertiv Corporation | Liebert | MM 024A |  |  |  |  | Non Federally-Regulated | 1990-05-17 | [5 empty] | 1991-10-01
Data Aire, Inc. | Mini 2000 | DMA-2120 |  |  |  |  | Non Federally-Regulated | 1986-08-01 | [5 empty] | 1998-06-22
Data Aire, Inc. | Data Aire | DAME/DAMC 0312 00 |  |  |  |  | Non Federally-Regulated | 1992-12-01 | [5 empty] | 1998-06-22
Heat Exchangers | Koldwave | KVMHCA25 |  |  |  |  | Non Federally-Regulated | 1991-10-01 | [5 empty] | 1998-06-22
Vertiv Corporation | Liebert | MM 18A |  |  |  |  | Non Federally-Regulated | 1991-10-01 | [5 empty] | 1997-03-01
Pomona Air | Pomona Air | SWC 300-U&D-460V |  |  |  |  | Non Federally-Regulated | 1989-01-01 | [5 empty] | 1990-05-17
Data Aire, Inc. | Data Aire | DAME/DAMC 2.534AIP/S |  |  |  |  | Non Federally-Regulated | 1997-03-01 | [5 empty] | 1998-06-22
Hiross, Inc. | Hiross | C*04A********* |  |  |  |  | Non Federally-Regulated | 1992-12-01 | [5 empty] | 1997-03-01
Koldwave Division, Mestek, Inc. | Koldwave | KVMHWSS25 |  |  |  |  | Non Federally-Regulated | 1991-10-10 | [5 empty] | 2009-03-12
Data Aire, Inc. | Data Aire | DTGD/U 1032/34/35 |  |  |  |  | Non Federally-Regulated | 1992-12-21 | [5 empty] | 2009-03-12
Pomona Air | Pomona Air | WC 500-U&D-460V |  |  |  |  | Non Federally-Regulated | 1990-05-17 | [5 empty] | 2009-03-12
Vertiv Corporation | Liebert | SD/SU/SE/SK 96A |  |  |  |  | Non Federally-Regulated | 1989-01-01 | [5 empty] | 1990-05-17
Air Technology Systems | Ceilair | OHS-018-AR/L()A |  |  |  |  | Non Federally-Regulated | 1994-02-15 | [5 empty] | 2009-03-12
Air Technology Systems | Ceilair | OHS-072-DAHU/DRCU |  |  |  |  | Non Federally-Regulated | 1994-02-15 | [5 empty] | 2009-03-12
Koldwave Division, Mestek, Inc. | Koldwave | KVMA33 |  |  |  |  | Non Federally-Regulated | 1991-10-10 | [5 empty] | 2009-03-12
Data Aire, Inc. | Data Aire | DAME/DAMC 0334 CO |  |  |  |  | Non Federally-Regulated | 1992-12-21 | [5 empty] | 2009-03-09
Data Aire, Inc. | Data Aire | DAME/DAMC 0312 AIP/S |  |  |  |  | Non Federally-Regulated | 1992-12-01 | [5 empty] | 1992-12-21
Stulz Air Technology Systems | Stulz | CCM 602G/GE |  |  |  |  | Non Federally-Regulated | 1991-10-01 | [5 empty] | 1997-03-01
Data Aire, Inc. | Data Temp | DTA-0532/4/5 |  |  |  |  | Non Federally-Regulated | 1990-05-17 | [5 empty] | 1992-12-21
Pomona Air | Pomona Air | SWC 1000-2U&D-208V |  |  |  |  | Non Federally-Regulated | 1989-01-01 | [5 empty] | 1990-05-17
Vertiv Corporation | Liebert | FH/UH/FE/UE 114A |  |  |  |  | Non Federally-Regulated | 1986-03-01 | [5 empty] | 1989-01-01
Shulz America | Stulz | MC 1083G/GE |  |  |  |  | Non Federally-Regulated | 1992-12-01 | [5 empty] | 1998-06-22
Air Technology Systems | Flair | CMS-048-G |  |  |  |  | Non Federally-Regulated | 1994-02-15 | [5 empty] | 2009-03-12
Compu-Aire | Compu-Aire | MKW-8 |  |  |  |  | Non Federally-Regulated | 1990-05-17 | [5 empty] | 1991-10-01
Stulz Air Technology Systems | Stulz | CCM 221A |  |  |  |  | Non Federally-Regulated | 1990-05-22 | [5 empty] | 1991-10-01
Data Aire, Inc. | Data Aire | DAAD/U 0632/34/35 |  |  |  |  | Non Federally-Regulated | 1991-10-01 | [5 empty] | 1992-12-01
Edpac Corp. | Minitech 90 | GCS/E-3.5 |  |  |  |  | Non Federally-Regulated | 1986-08-01 | [5 empty] | 1998-06-22
Data Aire, Inc. | Data Aire | DTAD/U 0832/34/35 |  |  |  |  | Non Federally-Regulated | 1992-12-01 | [5 empty] | 1992-12-21
Data Aire, Inc. | Data Aire | DAME/DAMC 0512 AIP/S |  |  |  |  | Non Federally-Regulated | 1991-10-01 | [5 empty] | 1992-12-01
Tithe Corp. | Skil-Aire | KAH-060H3*** |  |  |  |  | Non Federally-Regulated | 1997-09-26 | [5 empty] | 1998-06-22
Airflow Co. | Airflow Co. | CCT-6W |  |  |  |  | Non Federally-Regulated | 1986-05-01 | [5 empty] | 1998-06-22
Pomona Air | Pomona Air | ACC 1000-2U&D-460V |  |  |  |  | Non Federally-Regulated | 1990-05-17 | [5 empty] | 2009-03-12
Data Aire, Inc. | Mini 2000 | DMA-1812 |  |  |  |  | Non Federally-Regulated | 1986-08-01 | [5 empty] | 1998-06-22
Data Aire, Inc. | Data Aire | DAME/DAMC 0434 AO |  |  |  |  | Non Federally-Regulated | 1997-03-01 | [5 empty] | 1998-06-22
Compu-Aire | Mini-Temp Plus | PFCU-2 |  |  |  |  | Non Federally-Regulated | 1993-06-08 | [5 empty] | 2009-03-12
Air Technology Systems | Ceilair | OHS-084-DAR/DCAA |  |  |  |  | Non Federally-Regulated | 1994-02-15 | [5 empty] | 2009-03-12
Hiross, Inc. | Hiross | F*36W****0*** |  |  |  |  | Non Federally-Regulated | 1991-08-23 | [5 empty] | 1991-10-01
Stulz Air Technology Systems | Stulz | CCM 1083G/GE |  |  |  |  | Non Federally-Regulated | 1991-10-01 | [5 empty] | 1997-03-01
Pomona Air | Pomona Air | WCG 600-2U&D-208V |  |  |  |  | Non Federally-Regulated | 1989-01-01 | [5 empty] | 1990-05-17
Air Technology Systems | Ceilair | OHS-048-W |  |  |  |  | Non Federally-Regulated | 1994-02-15 | [5 empty] | 1997-03-01
Air Technology Systems | Ceilair | OHS-012-W |  |  |  |  | Non Federally-Regulated | 1994-02-15 | [5 empty] | 2009-03-12
Contempo Engineering | Contempo | CEMA-1032, 1034 |  |  |  |  | Non Federally-Regulated | 1989-01-01 | [5 empty] | 1998-06-22
Compu-Aire | Maxi-Kool | MKA-8 |  |  |  |  | Non Federally-Regulated | 1987-10-01 | [5 empty] | 1998-06-22
Airflow Co. | Airflow Co. | TC-3A |  |  |  |  | Non Federally-Regulated | 1997-12-02 | [5 empty] | 1998-03-01
Pomona Air | Pomona Air | SACC 300-U&D-460V |  |  |  |  | Non Federally-Regulated | 1989-01-01 | [5 empty] | 1990-05-17
Edpac Corp. | Liebert | FH/UH/FE/UE 75A |  |  |  |  | Non Federally-Regulated | 1986-08-01 | [5 empty] | 1998-06-22
Air Technology Systems | Ceilair | OHS-072-DAR/L()A |  |  |  |  | Non Federally-Regulated | 1994-02-15 | [5 empty] | 2009-03-12
Data Aire, Inc. | Hiross | F*28A** **0*** |  |  |  |  | Non Federally-Regulated | 1992-12-01 | [5 empty] | 1998-06-22
Data Aire, Inc. | Data Aire | DAME/DAMC 0435 WIP/S |  |  |  |  | Non Federally-Regulated | 1992-12-01 | [5 empty] | 2009-03-09
Stulz Air Technology Systems | Stulz | CCS 42G U/D |  |  |  |  | Non Federally-Regulated | 1990-05-22 | [5 empty] | 1991-10-01
Data Aire, Inc. | Data Aire | DAME/DAMC 0434 WIP/S |  |  |  |  | Non Federally-Regulated | 1992-12-01 | [5 empty] | 2009-03-09
Air Technology Systems | Flair | CMS-036-G |  |  |  |  | Non Federally-Regulated | 1994-02-15 | [5 empty] | 2009-03-12
Koldwave Division, Mestek, Inc. | Koldwave | KVMWSS25 |  |  |  |  | Non Federally-Regulated | 1990-05-17 | [5 empty] | 1991-10-10
Vertiv Corporation | Liebert | SD/SU/SE/SK 93G |  |  |  |  | Non Federally-Regulated | 1989-01-01 | [5 empty] | 1998-06-22
Koldwave Division, Mestek, Inc. | Koldwave | KVMHWSS25 |  |  |  |  | Non Federally-Regulated | 1990-05-17 | [5 empty] | 1991-10-10
Edpac Corp. | Liebert | CU/CF 69W |  |  |  |  | Non Federally-Regulated | 1986-08-01 | [5 empty] | 1998-06-22
Pomona Air | Pomona Air | WC 800 U&D |  |  |  |  | Non Federally-Regulated | 1986-03-01 | [5 empty] | 1998-06-22
Pomona Air | Pomona Air | WC 600-2U&D-208V |  |  |  |  | Non Federally-Regulated | 1990-05-17 | [5 empty] | 1997-03-01
Envirotech Systems Worldwide, Inc. | Pomona Air | WC 1000-2U&D-208V |  |  |  |  | Non Federally-Regulated | 1991-10-01 | [5 empty] | 1998-06-22
Data Aire, Inc. | Data Aire | DAGD/U 1032/34/35 |  |  |  |  | Non Federally-Regulated | 1992-12-01 | [5 empty] | 1992-12-21
Data Aire, Inc. | Data Aire | DAME/DAMC 2.532AIP/S |  |  |  |  | Non Federally-Regulated | 1991-10-01 | [5 empty] | 1992-12-01
Stulz Air Technology Systems | Stulz | CCM 301A |  |  |  |  | Non Federally-Regulated | 1991-10-01 | [5 empty] | 1997-03-01
Air Technology Systems | Ceilair | OHS-120-DW |  |  |  |  | Non Federally-Regulated | 1994-02-15 | [5 empty] | 1997-03-01
Compu-Aire | Mini-Temp | MTA-015 |  |  |  |  | Non Federally-Regulated | 1987-10-01 | [5 empty] | 1998-06-22
Pomona Air | Pomona Air | ACC 500-U&D-208V |  |  |  |  | Non Federally-Regulated | 1990-05-17 | [5 empty] | 2009-03-12
Koldwave Heat Exchangers, Inc. | Koldwave | KHMHW25 |  |  |  |  | Non Federally-Regulated | 1989-01-01 | [5 empty] | 1998-06-22
Contempo Engineering | Contempo | CEMA-0534/CEAC-1032 |  |  |  |  | Non Federally-Regulated | 1986-08-01 | [5 empty] | 1998-06-22
Vertiv Corporation | Liebert | BF/BU067A |  |  |  |  | Non Federally-Regulated | 1994-08-18 | [5 empty] | 2009-03-12
Data Aire, Inc. | Data Aire | DAGD/U 1032/34/35 |  |  |  |  | Non Federally-Regulated | 1991-10-01 | [5 empty] | 1992-12-01
Hiross, Inc. | Hiross | U*76A****0*** |  |  |  |  | Voluntarily Certified | 1991-08-23 | [5 empty] | 1991-10-01
Koldwave Division, Mestek, Inc. | Koldwave | KVMHW33 |  |  |  |  | Non Federally-Regulated | 1991-10-10 | [5 empty] | 2009-03-12
Hiross, Inc. | Hiross | C*O6W ********* |  |  |  |  | Non Federally-Regulated | 1997-03-01 | [5 empty] | 1998-06-22
Data Aire, Inc. | Hiross | F*46A** **0*** |  |  |  |  | Non Federally-Regulated | 1992-12-01 | [5 empty] | 1998-06-22
Edpac Corp. | Minitech 90 | WCS/E-3.5 |  |  |  |  | Non Federally-Regulated | 1986-08-01 | [5 empty] | 1998-06-22
Data Aire, Inc. | Hiross | F*66A** **0*** |  |  |  |  | Non Federally-Regulated | 1992-12-01 | [5 empty] | 1998-06-22
Vertiv Corporation | Liebert | BF/BU071WG |  |  |  |  | Non Federally-Regulated | 1994-08-18 | [5 empty] | 2009-03-12
Compu-Aire | Mini-Temp | MT-3000-A |  |  |  |  | Non Federally-Regulated | 1991-10-11 | [5 empty] | 2009-03-12
Stulz Air Technology Systems | Stulz | CCM 602W |  |  |  |  | Non Federally-Regulated | 1991-10-01 | [5 empty] | 1997-03-01
Envirotech Systems Worldwide, Inc. | Pomona Air | SWC 300-U&D-460V |  |  |  |  | Non Federally-Regulated | 1991-10-01 | [5 empty] | 1998-06-22
Tithe Corp. | Kais-Aire | KAH-048H4*** |  |  |  |  | Non Federally-Regulated | 1998-03-01 | [5 empty] | 1998-06-22
Data Aire, Inc. | Data Aire | DAME/DAMC 0532 AIP/S |  |  |  |  | Non Federally-Regulated | 1997-03-01 | [5 empty] | 1998-06-22
Vertiv Corporation | Liebert | MCD24A |  |  |  |  | Non Federally-Regulated | 1998-06-23 | [5 empty] | 2009-03-12
Data Aire, Inc. | Data Aire | DAWD/U 0632/34/35 |  |  |  |  | Non Federally-Regulated | 1992-12-21 | [5 empty] | 1997-03-01
Data Aire, Inc. | Data Aire | DAME/DAMC 0535 AO |  |  |  |  | Non Federally-Regulated | 1991-10-01 | [5 empty] | 1992-12-01
Shulz America | Stulz | CCM 1083A |  |  |  |  | Non Federally-Regulated | 1992-12-01 | [5 empty] | 1998-06-22
Airflow Co. | Airflow Co. | CCT-5W |  |  |  |  | Non Federally-Regulated | 1989-01-01 | [5 empty] | 1990-05-17
Hiross, Inc. | Hiross | U*36A****0*** |  |  |  |  | Non Federally-Regulated | 1991-10-01 | [5 empty] | 1997-03-01
Hiross, Inc. | Hiross | F*76G****0*** |  |  |  |  | Non Federally-Regulated | 1991-10-01 | [5 empty] | 1997-03-01
Data Aire, Inc. | Data Aire | DAME/DAMC 0534 WIP/S |  |  |  |  | Non Federally-Regulated | 1992-12-01 | [5 empty] | 2009-03-09
Stulz Air Technology Systems | Stulz | MC 302W |  |  |  |  | Non Federally-Regulated | 1991-10-01 | [5 empty] | 1997-03-01
Compu-Aire | Mini-Temp Plus | MTE-P-5 |  |  |  |  | Non Federally-Regulated | 1993-06-08 | [5 empty] | 2009-03-12
Pomona Air | Pomona Air | SACC 1000-2 U&D RDD13 |  |  |  |  | Non Federally-Regulated | 1986-03-01 | [5 empty] | 1998-06-22
Compu-Aire | Compu-Aire | MKA-4 |  |  |  |  | Non Federally-Regulated | 1989-01-01 | [5 empty] | 1990-05-17
Vertiv Corporation | Liebert | FH/UH/FE/UE 127W |  |  |  |  | Non Federally-Regulated | 1985-06-11 | [5 empty] | 1986-03-01
Data Aire, Inc. | Data Aire | DTWD/U 0312/32/34 |  |  |  |  | Non Federally-Regulated | 1992-12-21 | [5 empty] | 2009-03-12
Pomona Air | Pomona Air | SACC 300-U&D-208V |  |  |  |  | Non Federally-Regulated | 1989-01-01 | [5 empty] | 1990-05-17
Compu-Aire | Compu-Aire | MKA-2 |  |  |  |  | Non Federally-Regulated | 1990-05-17 | [5 empty] | 1991-10-01
Data Aire, Inc. | Data Aire | DTGD/U 0212/32/34 |  |  |  |  | Non Federally-Regulated | 1991-03-20 | [5 empty] | 1991-10-01
Shulz America | Stulz | CCM 453W |  |  |  |  | Non Federally-Regulated | 1992-12-01 | [5 empty] | 1998-06-22
Vertiv Corporation | Liebert | FH/UH/FE/UE 116G |  |  |  |  | Non Federally-Regulated | 1991-10-01 | [5 empty] | 1997-03-01
Airflow Co. | Airflow Co. | CM-65A |  |  |  |  | Non Federally-Regulated | 1997-12-02 | [5 empty] | 1998-03-01
Vertiv Corporation | Liebert | CF/CU 69W |  |  |  |  | Non Federally-Regulated | 1992-12-01 | [5 empty] | 1997-03-01
Air Technology Systems | Flair | CMS-042-W |  |  |  |  | Non Federally-Regulated | 1994-02-15 | [5 empty] | 1997-03-01
Vertiv Corporation | Liebert | SD/SU/SE/SK 140W |  |  |  |  | Non Federally-Regulated | 1990-05-17 | [5 empty] | 1991-10-01
Data Aire, Inc. | Data Aire | DAME/DAMC 0332 AIP/S |  |  |  |  | Non Federally-Regulated | 1997-03-01 | [5 empty] | 1998-06-22
Stulz Air Technology Systems | Stulz | CCM 221A |  |  |  |  | Non Federally-Regulated | 1991-10-01 | [5 empty] | 1997-03-01
Airflow Co. | Airflow Co. | AFX-108A |  |  |  |  | Non Federally-Regulated | 1997-12-02 | [5 empty] | 2009-03-12
Air Technology Systems | Flair | CMS-018-AR/L()A |  |  |  |  | Non Federally-Regulated | 1994-02-15 | [5 empty] | 2009-03-12
Data Aire, Inc. | Data Temp | DTA-0532/4/5 |  |  |  |  | Non Federally-Regulated | 1989-01-01 | [5 empty] | 1990-05-17
Airflow Co. | Airflow Co. | CCT-BA |  |  |  |  | Non Federally-Regulated | 1990-05-17 | [5 empty] | 2009-03-12
Pomona Air | Pomona Air | WC 1000-U&D-460V |  |  |  |  | Non Federally-Regulated | 1989-01-01 | [5 empty] | 1990-05-17
Stulz Air Technology Systems | Stulz | MC 151W |  |  |  |  | Non Federally-Regulated | 1990-05-22 | [5 empty] | 1991-10-01
Pomona Air | Pomona Air | SACC 400 U&D RDD5 |  |  |  |  | Non Federally-Regulated | 1986-03-01 | [5 empty] | 1998-06-22
Data Aire, Inc. | Hiross | F*7SF** **0*** |  |  |  |  | Non Federally-Regulated | 1992-12-01 | [5 empty] | 1998-06-22
Data Aire, Inc. | Data Aire | DTAD/U 1032/34/35 |  |  |  |  | Non Federally-Regulated | 1991-03-20 | [5 empty] | 1991-10-01
Stulz Air Technology Systems | Stulz | CCM 1083G/GE |  |  |  |  | Voluntarily Certified | 1990-05-22 | [5 empty] | 1991-10-01
Hiross, Inc. | Hiross | F*66A****0*** |  |  |  |  | Non Federally-Regulated | 1991-10-01 | [5 empty] | 1998-03-01
Koldwave Division, Mestek, Inc. | Koldwave | KVMA25 |  |  |  |  | Non Federally-Regulated | 1991-10-10 | [5 empty] | 2009-03-12
Data Aire, Inc. | Data Aire | DTAD/U 0512/32/34/35 |  |  |  |  | Non Federally-Regulated | 1992-12-01 | [5 empty] | 1992-12-21
Data Aire, Inc. | Data Temp | DTW-0332/4/5 |  |  |  |  | Non Federally-Regulated | 1990-05-17 | [5 empty] | 1992-12-21
Hiross, Inc. | Hiross | F*28W****0*** |  |  |  |  | Non Federally-Regulated | 1991-08-23 | [5 empty] | 1992-12-01
Vertiv Corporation | Liebert | BF/BU042A |  |  |  |  | Non Federally-Regulated | 1994-08-18 | [5 empty] | 2009-03-12
Hiross, Inc. | Hiross | O*56W****0*** |  |  |  |  | Non Federally-Regulated | 1997-03-01 | [5 empty] | 1998-06-22
Pomona Air | Pomona Air | SWC 500-U&D-208V |  |  |  |  | Non Federally-Regulated | 1990-05-17 | [5 empty] | 2009-03-12
Data Aire, Inc. | Data Temp | DTW-0432/4/5 |  |  |  |  | Non Federally-Regulated | 1990-05-17 | [5 empty] | 1992-12-21
Tithe Corp. | Skil-Aire | KAH-024H1*** |  |  |  |  | Non Federally-Regulated | 1997-09-26 | [5 empty] | 1998-03-01
Contempo Engineering | Contempo | CEMA-0332, 0334 |  |  |  |  | Non Federally-Regulated | 1989-01-01 | [5 empty] | 1998-06-22
Compu-Aire | Compu-Aire | CAA-8 |  |  |  |  | Non Federally-Regulated | 1989-01-01 | [5 empty] | 1990-05-17
Hiross, Inc. | Hiross | F*28A****0*** |  |  |  |  | Non Federally-Regulated | 1991-08-23 | [5 empty] | 1991-10-01
Envirotech Systems Worldwide, Inc. | Pomona Air | SACC 800-2U&D-208V |  |  |  |  | Non Federally-Regulated | 1991-10-01 | [5 empty] | 1998-06-22
Contempo Engineering | Contempo | CEMA-1032C, 1034C |  |  |  |  | Non Federally-Regulated | 1989-01-01 | [5 empty] | 1998-06-22
Data Aire, Inc. | Data Aire | DAME/DAMC 0534 CO |  |  |  |  | Non Federally-Regulated | 1991-10-01 | [5 empty] | 1992-12-21
Pomona Air | Pomona Air | ACC 1000-U&D-208V |  |  |  |  | Non Federally-Regulated | 1989-01-01 | [5 empty] | 1990-05-17
Pomona Air | Pomona Air | SWCG 500-U&D-460V |  |  |  |  | Non Federally-Regulated | 1989-01-01 | [5 empty] | 1990-05-17
Stulz Air Technology Systems | Stulz | MC 361W |  |  |  |  | Non Federally-Regulated | 1990-05-22 | [5 empty] | 1991-10-01
Data Aire, Inc. | Data Aire | DTGD/U 0312/32/34 |  |  |  |  | Non Federally-Regulated | 1991-03-20 | [5 empty] | 1991-10-01
Air Technology Systems | Ceilair | OHS-060-G |  |  |  |  | Non Federally-Regulated | 1994-02-15 | [5 empty] | 2009-03-12
Compu-Aire | Maxi-Kool | MKA-5 |  |  |  |  | Non Federally-Regulated | 1987-10-01 | [5 empty] | 1998-06-22
Vertiv Corporation | Liebert | CF/CU067A |  |  |  |  | Non Federally-Regulated | 1991-11-19 | [5 empty] | 1992-12-01
Tithe Corp. | Skil-Aire | KAH-024H4*** |  |  |  |  | Non Federally-Regulated | 1997-09-26 | [5 empty] | 1998-03-01
Pomona Air | Pomona Air | SACC 300-U&D-460V |  |  |  |  | Non Federally-Regulated | 1990-05-17 | [5 empty] | 2009-03-12
Heat Exchangers | Koldwave | KVMA5533 |  |  |  |  | Non Federally-Regulated | 1992-12-01 | [5 empty] | 1998-06-22
Shulz America | Stulz | CCM 722W |  |  |  |  | Non Federally-Regulated | 1992-12-01 | [5 empty] | 1998-06-22
Data Aire, Inc. | Data Aire | DAME/DAMC 0334 AIP/S |  |  |  |  | Non Federally-Regulated | 1991-03-20 | [5 empty] | 1992-12-01
Envirotech Systems Worldwide, Inc. | Pomona Air | SWC 200-U&D-208V |  |  |  |  | Non Federally-Regulated | 1991-10-01 | [5 empty] | 1998-06-22
Koldwave Heat Exchangers, Inc. | Koldwave | KVMHW33 |  |  |  |  | Non Federally-Regulated | 1989-01-01 | [5 empty] | 1998-06-22
Data Aire, Inc. | Data Aire | DAME/DAMC 2.534 AO |  |  |  |  | Non Federally-Regulated | 1992-12-21 | [5 empty] | 2009-03-09
Data Aire, Inc. | Data Aire | DAME 1032/4/5 00-D |  |  |  |  | Non Federally-Regulated | 1992-12-01 | [5 empty] | 1998-06-22
Hiross, Inc. | Hiross | O*66G****0*** |  |  |  |  | Non Federally-Regulated | 1991-10-01 | [5 empty] | 1998-03-01
Koldwave Division, Mestek, Inc. | Koldwave | KVMHCA33 |  |  |  |  | Non Federally-Regulated | 1991-10-10 | [5 empty] | 2009-03-12
Data Aire, Inc. | Data Aire | DTAD/U 1332/34/35 |  |  |  |  | Non Federally-Regulated | 1997-03-01 | [5 empty] | 1998-06-22
Data Aire, Inc. | Mini 1800 | DMA- 2 120 |  |  |  |  | Non Federally-Regulated | 1989-01-01 | [5 empty] | 1998-06-22
Air Technology Systems | Ceilair | OHS-084-DW |  |  |  |  | Non Federally-Regulated | 1994-02-15 | [5 empty] | 1997-03-01
Pomona Air | Pomona Air | ACC 600-2U&D-460V |  |  |  |  | Non Federally-Regulated | 1990-05-17 | [5 empty] | 1992-12-01
Koldwave Division, Mestek, Inc. | Koldwave | KMP14 |  |  |  |  | Non Federally-Regulated | 1991-10-10 | [5 empty] | 1998-06-22
Data Aire, Inc. | Data Aire | DAME/DAMC 2.534 CO |  |  |  |  | Non Federally-Regulated | 1991-03-20 | [5 empty] | 1991-10-01
Data Aire, Inc. | Data Aire | DAME/DAMC 0432 AIP/S |  |  |  |  | Non Federally-Regulated | 1992-12-01 | [5 empty] | 1992-12-21
Compu-Aire | Compu-Aire | CKA-5 |  |  |  |  | Non Federally-Regulated | 1990-05-17 | [5 empty] | 1991-10-01