## Cover sheet
Operational Renewable Generation For Use in the 2015 Planning Renewable Net Short California Energy Commission Energy Assessment Division
May 2016 (Revised June 2016)
Description of Worksheet Tabs
Table 1a: 2015 Summary - Total Operational RPS Eligible Renewable Generation For Planning RNS
Table 1b: In-State RPS Eligible Renewable Generation (on-line by 12/31/2014) for Planning RNS
Table 1b2: In-State RPS Eligible Renewable Generation Less than 1 MW (on-line by 12/31/2014) for Planning RNS
Table 1c: In-State Small Hydro RPS Eligible Renewable Generation (on-line by 12/31/2014) for Planning RNS
Table 1d: In-State RPS Eligible Renewable Generation (on-line in 2015) for Planning RNS
Table 1e: Out-of-State RPS-Eligible Renewable Generation (on-line by 12/31/2014 and contract expiration after 12/31/2019) for Planning RNS
Table 1f: Out-of-State RPS-Eligible Renewable Generation (on-line in 2015 and contract expiration after 12/31/2019) for Planning RNS
Table 1g: Expiring Out-Of-State Contract Between 2019 and 2026.
Data Sources
Quarterly Fuels and Energy Report and the Wind Performance Reporting System
http://energyalmanac.ca.gov/electricity/index.html
Utility Energy and Capacity Supply Plan filed with the Energy Commission
http://energyalmanac.ca.gov/electricity/s-2_supply_forms_2015
CPUC RPS Contract Database Accessed November 2015
http://www.cpuc.ca.gov/PUC/energy/Renewables
2014 Power Source Disclosure Program reports.
EPA Continuous Monitoring Data and EIA small hydro and other reported renewable generation
CPUC RPS Compliance filings accessed November 2015
ABB, Velocity Suite
http://new.abb.com
The following tables include lists of operational generators assumed eligible for California’s Renewables Portfolio Standard. These lists and estimated generation are provided annually by Energy Commission staff to support standardized statewide planning assumptions.
The amount of operational renewable generation is critical for developing planning assumptions that comply with California’s renewable energy policy goals. The Energy Commission uses these estimates to develop an annual statewide Planning Renewable Net Short (PRNS).
The following tables were developed using the 2015 Integrated Energy Policy Report data and assumptions with the methodology outlined in the November 2011 report Method to Calculate the Amount of New Renewable Generation Needed to Comply With Policy Goals. http://www.energy.ca.gov/2011_energypolicy/documents/index.html#03082011
This report provides a method to calculate a statewide planning renewable net short. Operational RPS-eligible renewable generation is a key component in this calculation and also a key component in transmission and generation planning simulation models. The planning renewable net short should not be confused with the procurement net short calculation made by each investor-owned utility for the California Public Utilities Commission’s Renewables Portfolio Standard procurement proceeding. The major differences between the two calculations are the scope of the analysis and the inclusion of unbuilt contracted projects. For resource planning purposes, electricity generation models require a snapshot of the physical system within the political boundary of California to answer various planning questions. Procurement plans require a snapshot of energy under contract with a utility or a group of utilities within a balancing area to answer procurement questions.
June 2016 revision corrects missing formula errors and the accounting of non-eligible(for the RPS) hydro in the total calculation.
For more information contact Garry O’Neill-Mariscal of the Supply Analysis Office within the Energy Assessments Division by email garry.oneill@energy.ca.gov.

## 1a-Operational RE
Table 1a: Summary of Operational Renewables For Planning RNS
TWh
2006-2014 QFER Excluding Small Hydro (Table 1b) | 43.4881
RENEWABLES LESS THAN 1 MW | 0.061284
Out-of-State Long-Term Renewable Purchase Claims (Table 1e) | 12.6773
QFER In-State Small Hydro Claims (Average 2004 – 2014) | 5.1794
Operational Facilities Before the End of the 2015
In State Renewables Contracted Annual Generation With COD January 1, 2015, Through December 31, 2015 | 2.9848
Out of State Renewables Contracted Annual Generation With COD January 1, 2015, Through December 31, 2015 | 1.448
IN-STATE RENEWABLE (operational with COD prior to 12/31/2015) | 51.7136
OUT-OF-STATE RENEWABLE (operational with COD prior to 12/31/2015) | 14.1254
TOTAL OPERATIONAL RENEWABLES | 65.8389

## 1b. InState RPS COD by 12-31-14
Table 1b: In-State Operational Renewable Generation (Excluding Small Hydro) For Planning RNS
Company Name | Plant Name | ISO Resource ID | CEC Resource ID | RPS/WREGIS ID | Commercial Online Date | PUC ID | EIA ID | QFID | COMMENTS | Resource Type | Installed Capacity MW | 2014 (GWh) | 2013 (GWh) | 2012 (GWh) | 2011 (GWh) | 2010 (GWh) | Average 2009-2006 (GWh) | 2006-2014 Average (GWh) | 2006-2011 Average (GWh)
Pristine Sun LLC | 2081_Terzian | REEDLY_6_SOLAR | S0302 | 62061A | 2014-06-17 | PG5076 | 58918 |  | EIA | Photovoltaic | 1.25 | 1.9181 | [5 empty] | 1.9181
Pristine Sun Fund 1, LLC | 2127_Harris | LIVEOK_6_SOLAR | S9310 | 62068A | 2014-12-02 | PG5059 | 58919 |  | EIA | Photovoltaic | 1.25 | 0.792 | [5 empty] | 0.792
85-A - AES Tehachapi Wind, LLC 85-A | 85A |  | W0275 |  |  | SC76043 |  |  |  | Wind | 14.1 | 16.498 | [5 empty] | 16.498
85-B - AES Tehachapi Wind, LLC 85-B | 85B |  | W0276 | 60386E |  | SC76044 |  |  |  | Wind | 21.2 | 21.883 | [5 empty] | 21.883
ABEC Bidart-Old River | ABEC Bidart-Old River | OLDRIV_6_BIOGAS |  | 62369A | 2013-06-21 | PG1034 | 58699 |  |  | Biomass Gases | 1.2 | 8.013 | 0.013 |  |  |  |  | 4.013
Campbell Soup Supply Company, LLC | Ace Sacramento Solar - Campbell Soup |  | S9139 | 62334A | 2012-07-01 |  |  |  | Not PLEXOS - demand side only | Photovoltaic | 1.9 | 3.918 | 3.6284 | 3.6284 |  |  |  | 3.7249
Dominion | Adams East, LLC | ADMEST_6_SOLAR | S0312 | 61266A | 2014-12-01 | SC55630 |  |  |  | Photovoltaic | 19 | 1.5411 | [5 empty] | 1.5411
LADWP | Adelanto Solar |  | S0218 | 61740A | 2012-05-30 |  |  |  |  | Photovoltaic | 10 | 20.086 | 21.154 |  |  |  |  | 20.62
SunEdison | Adobe Solar | ADOBEE_1_SOLAR | S0308 | 61427A | 2014-05-21 | SC55298 |  |  |  | Photovoltaic | 20 | 36.032 | [5 empty] | 36.032
| Aero Energy, LLC |  | W0285 |  |  | SC76061 |  |  |  | Wind | 2.21 | 0.09597 | [5 empty] | 0.09597
Solar Tax Partners I, LLC | Aerojet I (3.6MW) Solar Plant |  | S0116 | 62226A | 2010-12-23 |  |  |  |  | Photovoltaic | 3.6 | 6.32 | 7.187 | 6.749 | 6.513 |  |  | 6.6922
Solar Tax Partners II | Aerojet II (2.4MW) Solar Plant |  | S0130 | 62227A | 2010-05-21 |  |  |  |  | Photovoltaic | 2.4 | 4.23 | 4.743 | 4.497 | 4.361 |  |  | 4.4577
Geysers Power Company, LLC | Aidlin #1 | ADLIN_1_UNIT 1; ADLIN_1_UNIT 2 | T0023 | 60115A | 05/01/1989 | PG3009 |  |  |  | Geothermal | 22.4 | 139.693 | 112.148 | 119.469 | 132.182 | 148.962 | 144.1 | 132.759
SG2 Imperial Valley, LLC | Alhambra Solar Facility |  | S0324 | 61646C | 2014-11-26 | SD5034 |  |  |  | Photovoltaic | 50 | 5.132 | [5 empty] | 5.132
PG&E - NRG Solar Alpine, LLC | Alpine Solar | NEENCH_6_SOLAR | S0237 | 60755A | 2013-01-18 | PG5083 |  |  |  | Photovoltaic | 66 | 167.451 | 169.4009 |  |  |  |  | 168.4259
| Alta I Wind Energy Center |  | W0370 | 60794A |  | SC76314 |  |  |  | Wind | 150 | 403.2549 | 400.292 |  |  |  |  | 401.7734
| Alta II Wind Energy Center |  | W0372 | 60795A |  | SC76315 |  |  |  | Wind | 150 | 328.9584 | 351.083 |  |  |  |  | 340.0207
| Alta III Wind Energy Center |  | W0387 | 61092A |  | SC76316 |  |  |  | Wind | 150 | 349.2469 | 363.403 |  |  |  |  | 356.325
| Alta IV Wind Energy Center |  | W0388 | 61093A |  | SC76317 |  |  |  | Wind | 102 | 168.3219 | 179.67 |  |  |  |  | 173.9959
| Alta Mesa Phase 3 |  | W0382 | 60405E |  | SC76090 |  |  |  | Wind | 28.17 | 17.1163 | [5 empty] | 17.1163
| Alta V Wind Energy Center |  | W0389 | 61094A |  | SC76318 |  |  |  | Wind | 168 | 269.9005 | 284 |  |  |  |  | 276.9503
| Alta Wind VIII, LLC |  | W0393 | 61288A |  | SC76321 |  |  |  | Wind | 150 | 282.7187 | 285.9 |  |  |  |  | 284.3094
| Alta X Wind Energy Center |  | W0441 | 62244 |  | SC76323 |  |  | MORENO VALLEY PURCHASED A FIXED AMOUNT THROUGH 2016. | Wind | 138 | 328.0827 | [5 empty] | 328.0827
| Alta XI Wind Energy Center |  | W0442 | 62245 |  | SC76324 |  |  | MORENO VALLEY PURCHASED A FIXED AMOUNT THROUGH 2016. | Wind | 90 | 249.9855 | [5 empty] | 249.9855
| Altamont |  | W0347 | [6 empty] | Wind | 10 | 12.7919 | [5 empty] | 12.7919
WM Renewable Energy | Altamont Gas Recovery, Unit 1-4 |  | E0106 |  |  | PG1024 |  |  |  | Landfill Gas | 9 | 40.6 | 52.075 | 53.761 | 55.121 | 50.177 | 42.7 | 49.0723
| Altamont Midway Ltd. |  | W0346 | 60118A |  | PG7001 |  |  |  | Wind | 9.04 | 9.5128 | [5 empty] | 9.5128
| Altech III |  | W0292 | 60402E |  | SC76087 |  |  |  | Wind | 29.47 | 39.2564 | [5 empty] | 39.2564
| Amedee Geothermal Venture I | LASSEN_6_AGV1 | T0001 | 60111A | 1988-08-01 | PG30009 |  |  |  | Geothermal | 2.2 | 15.4176 | [5 empty] | 15.4176
Ameresco, Inc. | Ameresco Forward LLC | WEBER_6_FORWRD | E0252 | 62389A | 2014-02-22 |  |  |  |  | Landfill Gas | 4.34 | 19.044 | [5 empty] | 19.044
Ameresco, Inc. | Ameresco Johnson Canyon |  | E0255 | 61353A | [5 empty] | Landfill Gas | 1.41 | 7.832 | [5 empty] | 7.832
Ameresco, Inc. | Ameresco San Joaquin LLC | CORRAL_6_SJOAQN | E0253 | 62433A | 2014-04-24 |  |  |  |  | Landfill Gas | 4.34 | 20.615 | [5 empty] | 20.615
Ameresco, Inc. | Ameresco Santa Cruz Energy |  | E0214 | 61297A | 2009-11-01 |  |  |  |  | Landfill Gas | 3.18 | 17.542 | 12.069 | 13.474 |  |  |  | 14.3617
Ameresco, Inc. | Ameresco Vasco Road LLC | CAYTNO_2_VASCO | E0071 | 61300A | 2014-02-22 |  |  |  |  | Landfill Gas | 4.34 | 30.279 | [5 empty] | 30.279
CITY OF ANAHEIM | Anaheim Solar Energy Plant |  |  | 62809A | 2014-08-18 |  | 59416 |  |  | Photovoltaic | 2 | 1.187 | [5 empty] | 1.187
| Anheuser-Busch |  | W0398 | 62029A |  |  |  |  | Not PLEXOS - demand side only | Wind | 1.5 | 2.62 | [5 empty] | 2.62
| Anheuser-Busch #2 |  | W0456 | 62831A |  |  |  |  | Not PLEXOS - demand side only | Wind | 1.6 | 0.07401 | [5 empty] | 0.07401
SCE-TA-High Desert, LLC (Sunpower) | Antelope Power Plant | GLOW_6_SOLAR | S0239 | 60937A | 2013-03-25 | SC55252 |  |  |  | Photovoltaic | 20 | 57.733 | 58.692 |  |  |  |  | 58.2125
AV Solar Ranch One | Antelope Valley Solar Ranch 1 | AVSOLR_2_SOLAR | S0241 | 60790A | 2013-04-01 | PG5084 |  |  |  | Photovoltaic | 250 | 575.589 | 415.459 |  |  |  |  | 495.524
SG2 Imperial Valley, LLC | Arkansas Solar Facility |  | S0325 | 61844C | 2014-11-26 | SD5034 |  |  |  | Photovoltaic | 50 | 5.485 | [5 empty] | 5.485
Treen Solar | Arrache 4006 |  |  | 61756A; 61757A | 2013-08-28 | SC55520; SC55521 | 58445 |  | EIA | Photovoltaic | 2 | 4.8226 | [5 empty] | 4.8226
Annie Power, LLC | Arrache 4013 |  |  | 61758A | 2013-08-28 | SC55522 | 58446 |  | EIA | Photovoltaic | 1.5 | 3.3558 | [5 empty] | 3.3558
JRam Solar | Arrache 8083 |  |  | 61759A; 61760A; 61761A | 2013-09-10 | SC55523; SC55524; SC55525 | 58447 |  | EIA | Photovoltaic | 4 | 11.568 | [5 empty] | 11.568
SunEdison | Atwell Island PV Solar Generating Facility |  | S0323 | 60947A | 2013-03-01 | PG5085 |  |  |  | Photovoltaic | 20 | 42.101 | 36.106 |  |  |  |  | 39.1035
NRG Energy, Inc. | Avenal Solar Park | AVENAL_6_AVPARK | S0126 | 60912A | 2011-08-07 | PG5086 |  |  |  | Photovoltaic | 6 | 12.789 | 13.241 | 12.726 |  |  |  | 12.9187
Geysers Power Company, LLC | Bear Canyon #2 | BEARCN_2_UNIT 1; BEARCN_2_UNIT 2 | T0005 | 60112A | 09/01/1988 | SC33107 |  |  |  | Geothermal | 22 | 89.369 | 94.786 | 98.3386 | 102.764 | 103.612 | 108.61 | 99.5799
Bear Creek Solar LLC | Bear Creek Solar | LOCKFD_1_BEARCK | S0303 | 61710A | 2014-01-01 | PG5019 |  |  |  | Photovoltaic | 1.5 | 3.515 | [5 empty] | 3.515
Geysers Power Company, LLC | Big Geyser #13 | GEYS13_7_UNIT13 | T0060 | 60005A | 01/01/1980 | SC33107 |  |  |  | Geothermal | 95 | 405.556 | 439.554 | 483.631 | 468.186 | 487.108 | 484.39 | 461.4042
Blue Lake Power LLC | Blue Lake | BLULKE_6_BLUELK | E0097 | 60690A |  | SD2001 |  |  |  | Biomass | 13.8 | 66.791 | 74.45 | 53.1002 | 9.6211 | 27.68 |  | 46.3285
NRG Energy, Inc. | Blythe 1 Solar | BLYTHE_1_SOLAR1 | S0111 | 60655A | 2009-12-18 | SC55207 |  |  |  | Photovoltaic | 21 | 46.74 | 48.1 | 47.879 | 51.279 |  |  | 48.4995
SMUD Sacramento PV Energy, LLC | Boessow (Van Connett Solar Farm) |  | S0157 | 61416A | 2011-12-20 |  |  |  |  | Photovoltaic | 3 | 5.76 | 6.309 | 6.033 |  |  |  | 6.034
SDG&E - NRG Solar Borrego I, LLC | Borrego I | BREGGO_6_SOLAR | S0238 | 61211A | 2013-02-12 | SD5005 |  |  |  | Photovoltaic | 26 | 73.136 | 75.6163 |  |  |  |  | 74.3762
Integral Energy Management, LLC | Bottle Rock Power | GEYS17_2_BOTRCK | T0080 | 60604A | 02/01/1985 | PG3012 |  |  |  | Geothermal | 55 | 69.073 | 72.877 | 71.939 | 88.086 | 67.555 | 88.23 | 76.2933
Los Angeles Department of Water & Power (LADWP) | Bradley Landfill |  | E0153 | 62011A | 2001-01-01 |  |  |  |  | Landfill Gas | 6 | 0 | 11.5 | 32 | 33.5 | 38.3 |  | 23.06
Brea Power II LLC | Brea Expansion Plant | OLINDA_2_LNDFL2 | E0249 | 60895A | 2012-10-19 |  |  |  |  | Landfill Gas | 32.8 | 196.905 | 168.485 | 168.485 |  |  |  | 177.9583
Ridgewood Power Management LLC | Brea Power Partners LP (Gen 1-3) | OLINDA_7_LNDFIL | E0109 | 60281A | [5 empty] | Landfill Gas | 5.6 | 1.368 | 2.251 | 16.671 | 34.915 | 37.273 | 34.27 | 21.1247
| Broadway Unit B-3 |  | G0061 | 61111F | [5 empty] | Biomethane |  | 0 | [5 empty] | 0
Sacramento Municipal Utility District | Buena Vista Biomass Power, LLC | JAKVAL_6_UNITG1 | E0201 | 60905A | 2012-07-01 |  |  |  |  | Biomass | 22.5 | 107.202 | 72.461 | 120.231 |  |  |  | 99.9647
| Buena Vista Energy LLC |  | W0426 | 60124A |  | PG7054 |  |  |  | Wind | 38 | 93.8405 | [5 empty] | 93.8405
Burney Forest Power | Burney Forest Products | BURNYF_2_UNIT 1 | E0005 | 60073E |  | PG2001 |  |  |  | Biomass | 31 | 214.574 | 228.407 | 224.903 | 216.75 | 222.16 | 229.56 | 222.7257
Ameresco Butte County LLC | Butte County Neal Road Landfill |  | E0248 | 61299A | 2011-12-31 |  |  |  |  | Landfill Gas | 2.16 | 15.88 | 14.079 | 16.0834 |  |  |  | 15.3475
| Cabazon Wind |  | W0452 | [6 empty] | Wind | 38.85 | 56.706 | [5 empty] | 56.706
| Cabazon Wind Partners, LLC |  | W0258 | [6 empty] | Wind | 41 | 109.6637 | [5 empty] | 109.6637
Los Angeles County Sanitation Districts | Calabasas Gas-to-Energy | MOORPK_2_CALABS | E0227 | 60866A | 2010-12-01 |  |  |  |  | Landfill Gas | 13.8 | 39.478 | 40.3432 | 47.552 | 50.978 |  |  | 44.5878
California PV Energy, LLC | California PV Energy at ISD WWTP |  |  | 62523A | 2014-08-04 |  | 59283 |  |  | Photovoltaic | 1.05 | 0.77 | [5 empty] | 0.77
High Plains Ranch II, High Plains Ranch III LLC | California Valley Solar Ranch | CAVLSR_2_RSOLAR; CAVLSR_2_BSOLAR | S0240 | 60603A | 2012-09-15 | PG5097, PG5090 |  |  |  | Photovoltaic | 250 | 681.113 | 702.8909 |  |  |  |  | 692.002
Geysers Power Company, LLC | Calistoga #19 | SANTFG_7_UNITS | T0050 | 60117A | 03/01/1984 | SC33107 |  |  |  | Geothermal | 97 | 490.053 | 470.898 | 536.436 | 522.264 | 538.765 | 494.34 | 508.7927
Meridian Energy USA, Inc. | CalRENEW-1 | MENBIO_6_RENEW1 | S0121 | 60475A | 2010-04-30 | PG50028 |  |  |  | Photovoltaic | 5 | 10.087 | 10.786 | 10.478 | 9.887 |  |  | 10.3095
Dominion | Camelot, LLC | CAMLOT_2_SOLAR1 | S0313 | 60824A | 2014-11-26 |  |  |  | SCE Service territory | Photovoltaic | 45 | 5.1961 | [5 empty] | 5.1961
| Cameron Ridge |  | W0407 | 60406E 60392E |  | SC76091 SC76057 |  |  |  | Wind | 59.6 | 175.6633 | [5 empty] | 175.6633
SDG&E Campo Verde Solar, LLC | Campo Verde Solar Project - Mt Signal | CPVERD_2_SOLAR | S0258 | 60652A | 2013-10-25 | SD5016 |  |  |  | Photovoltaic | 139 | 372.064 | [5 empty] | 372.064
Pacific Gas & Electric | Cantua Creek SPVP | CANTUA_1_SOLAR | S0176 | 61823A | 2012-03-01 | PG50040 |  |  |  | Photovoltaic | 20 | 44.539 | 48.176 | 52.56 |  |  |  | 48.425
Cascade Solar LLC | Cascade Solar |  | S0289 | 60850A | 2013-12-24 | SD5048 | 58590 |  |  | Photovoltaic | 19.02 | 53.348 | [5 empty] | 53.348
NRG Energy Inc | Catalina Solar Phase I-II | CATLNA_2_SOLAR | S0081 | 61590A | 12/31/2012 8/23/2013 | SD5033 |  |  |  | Photovoltaic | 110 | 287.772 | 257.2812 |  |  |  |  | 272.5266
CE Generation (CalEnergy) | CE Turbo LLC |  | T0073 | 62242A | 07/26/2000 |  |  |  |  | Geothermal | 11.5 | 49.723 | 54.805 | 65.971 | 72.487 | 14.8511 | 66.18 | 54.0029
PG&E CED California Holdings, LLC | CED Corcoran, LLC | WAUKNA_1_SOLAR | S0249 | 60948A | 2013-08-13 | PG5088 | 58374 |  |  | Photovoltaic | 20 | 51.229 | 19.8346 |  |  |  |  | 35.5318
PG&E RAM AL 4114-E | CED White River Solar - City of Alpaugh | OLIVEP_1_SOLAR | S0248 | 60949A | 2013-06-21 | PG5095 |  |  |  | Photovoltaic | 20 | 53.677 | 43.6248 |  |  |  |  | 48.6509
| Cemex BMQ |  | W0403 | 62264A |  |  |  |  | Not PLEXOS - demand side only | Wind | 3 | 3.4835 | [5 empty] | 3.4835
| Cemex Madison |  | W0399 | 62252A |  |  |  |  | Not PLEXOS - demand side only | Wind | 1 | 1.5383 | [5 empty] | 1.5383
| Cemex River Plant |  | W0404 | 62262A |  |  |  |  | Not PLEXOS - demand side only | Wind | 3.24 | 2.6824 | [5 empty] | 2.6824
LS Power | Centinela Solar Energy | CNTNLA_2_SOLAR2; CNTNLA_2_SOLAR1 | S0291 | 60837A | 2014-05-31 | SD5001, SD5002 |  |  |  | Photovoltaic | 174 | 449.2361 | 406.9721 |  |  |  |  | 428.1041
County of Sonoma | Central LF (Sonoma) Phase I Units 1-4 |  | E0195 | 60097A | [5 empty] | Landfill Gas | 3.2 | 14.152 | 18.6949 | 18.694 | 17.9901 | 19.0605 | 20.3366 | 18.1547
County of Sonoma | Central LF (Sonoma) Phase II Units 1-4 |  | E0196 | 60097A | [5 empty] | Landfill Gas | 3.2 | 14.436 | 16.4401 | 16.4401 | 21.5627 | 20.0282 | 21.3563 | 18.3772
California PV Energy at Champagne | Champagne Solar PV |  | S9414 | 62292 | 2014-01-03 | SC55652 |  |  | SCE SPVP | Photovoltaic | 1 | 2.126 | [5 empty] | 2.126
Ameresco Chiquita Canyon | Chiquita Canyon |  | E0250 | 61352A | [5 empty] | Landfill Gas | 9.2 | 43.807 | 48.962 | 44.022 | 42.7 |  |  | 44.8727
Global Ampersand LLC | Chowchilla II Biomass | CHWCHL_1_BIOMAS | E0018 | 60471A | 2008-12-31 | PG2032 |  |  |  | Biomass | 12.5 | 71.848 | 68.982 | 59.114 | 32.35 | 16.83 |  | 49.8248
| City of Soledad |  | W0455 | 62829A |  |  |  |  | Not PLEXOS - demand side only | Wind | 1 | 0.34043 | [5 empty] | 0.34043
GreenLead-TNX Management | Cloverdale Solar I | CLOVDL_1_SOLAR | S0309 | 62531A | 2014-06-26 | PG5111 |  |  |  | Photovoltaic | 1.5 | 1.339 | [5 empty] | 1.339
Geysers Power Company, LLC | Cobb Creek #12 | GEYS12_7_UNIT12 | T0059 | 60004A | 01/01/1979 | SC33107 |  |  |  | Geothermal | 110 | 447.021 | 428.532 | 433.794 | 425.983 | 415.025 | 425.81 | 429.3608
Toro Energy of California LLC | Cold Canyon Landfill Project (aka Toro) |  | E0254 | 62291A | 2013-07-21 | PG1025 |  |  |  | Landfill Gas | 1.5 | 12.036 | 10.512 |  |  |  |  | 11.274
Collins Pine Co | Collins Pine Co Project | COLPIN_6_COLLNS | E0026 | 60074E |  | PG2002 |  |  |  | Biomass | 12 | 22.654 | 42.182 | 31.7213 | 46.52 | 57.57 | 60.73 | 43.5629
Dominion | Columbia Two, LLC | CAMLOT_2_SOLAR2 | S0314 | 60852 | 2014-11-26 |  |  |  | AKA Camelot 2; RIVERSIDE 11 MW | Photovoltaic | 15 | 1.8581 | [5 empty] | 1.8581
NRG Solar Community I, LLC | Community I, LLC |  | S0296 | 62300A | 2014-06-13 |  |  |  |  | Photovoltaic | 5.72 | 7.335 | [5 empty] | 7.335
| Coram California Development, L.P. (AKA CORAM BRODIE) |  | W0408 | 60973A |  | PG7041 |  |  |  | Wind | 102 | 280.8338 | [5 empty] | 280.8338
| Coram Energy LLC |  | W0280 | 60028A |  | SC76055 |  |  |  | Wind | 3 | 8.317 | [5 empty] | 8.317
| Coram Energy LLC ECT |  | W0266 | 60029A |  | SD7015 |  |  |  | Wind | 7.5 | 22.4639 | [5 empty] | 22.4639
| Coram Energy LLC QF 6089 |  | W0294 | [6 empty] | Wind | 4.5 | 10.8486 | [5 empty] | 10.8486
| Coram Tehachapi LP |  | W0445 | [6 empty] | Wind | 6.53 | 13.2364 | [5 empty] | 13.2364
CID Solar PV Project - RAM 2 (Corcoran) | Corcoran Irrigation District Solar, LLC | CORCAN_1_SOLAR1 | S0317 | 62285A | 2014-12-22 | PG5165 |  |  |  | Photovoltaic | 20 | 0.15911 | [5 empty] | 0.15911
Coso Operating Company LLC | Coso Energy Developers | BLM E_2_UNIT 7; BLM E_2_UNIT 8; BLM W_2_UNIT 9 | T0009 | 60322A | 03/14/1989 | SC33030 |  |  |  | Geothermal | 99.99 | 340.994 | 373.191 | 358.848 | 405.657 | 459.285 | 510.57 | 408.0908
Coso Operating Company LLC | Coso Finance Partners | CALGEN_1_UNITS | T0010 | 60309A | 08/19/1987 | SC33103 |  |  |  | Geothermal | 102.43 | 473.323 | 492.796 | 520.004 | 553.631 | 544.727 | 607.81 | 532.0485
Coso Operating Company LLC | Coso Power Developers | NAVYII_2_UNIT 5; NAVYII_2_UNIT 4; NAVYII_2_UNIT 6 | T0011 | 60321A | 01/21/1990 | SC33103 |  |  |  | Geothermal | 99.99 | 449.161 | 488.709 | 527.013 | 532.755 | 586.471 | 580.82 | 527.4882
| COSUMNES POWER PLANT |  | G0889 | 60760F | [5 empty] | Biomethane |  | 516.5 | [5 empty] | 516.5
Gas Recovery Systems (Irvine) | Coyote Canyon | SANTGO_6_COYOTE | E0117 | 60485A |  | SD1003 |  |  |  | Landfill Gas | 20 | 34.035 | 44.795 | 51.18 | 49.546 | 48.679 | 51.77 | 46.6675
Central Valley Ag Power LLC | CVAP Oakdale | RIVRBK_1_LNDFIL |  | 61348A | 2014-03-11 | PG2047 |  |  | PSDP | Biomass | 1.5 | 0.000904 | [5 empty] | 0.000904
| CVFA CARSON Cogen 1 |  | G0084 | 60734A |  |  |  |  | PSDP | Biomethane |  | 6.672 | [5 empty] | 6.672
Del Ranch L P | Del Ranch Company (formerly A W Hoch) | MIRAGE_2_COCHLA | T0012 | 60307E | 10/01/1988 | SC33004 |  |  |  | Geothermal | 35.8 | 304 | 308.984 | 260.549 | 337.355 | 341.489 | 344.35 | 316.1212
| Desert Green Solar Farm LLC | BREGGO_6_DEGRSL | S9286 | 62046A | 2014-10-31 | SD5008 |  |  |  | Photovoltaic | 6.5 | 0.961 | [5 empty] | 0.961
CES DHS Solar, LLC | Desert Hot Springs Solar |  |  | 62466A | 2013-12-23 | SC55675 SC55676 |  |  |  | Photovoltaic | 2.5 | 5.9 | [5 empty] | 5.9
Desert Sunlight 250, LLC | Desert Sunlight 250 | DSRTSN_2_SOLAR2 | S0256 | 60940A | 2013-12-25 | SC55217 |  |  |  | Photovoltaic | 250 | 514.639 | [5 empty] | 514.639
Desert Sunlight 300, LLC | Desert Sunlight 300 | DSRTSN_2_SOLAR1 | S0257 | 61068A | 2013-10-15 | PG5089 |  |  | AKA Desert Center Solar Farm | Photovoltaic | 300 | 595.127 | [5 empty] | 595.127
| Diablo Wind LLC |  | W0423 | 60030A |  | PG7056 |  |  |  | Wind | 18 | 57.8678 | [5 empty] | 57.8678
| Difwind Farms LTD I |  | W0365 | [6 empty] | Wind | 7.24 | 13.2594 | [5 empty] | 13.2594
| Difwind Farms LTD II |  | W0366 | [6 empty] | Wind | 5.36 | 6.8751 | [5 empty] | 6.8751
| Difwind Farms LTD IX |  | W0377 | [6 empty] | Wind | 7.51 | 18.001 | [5 empty] | 18.001
| Difwind Farms LTD V |  | W0386 | 60389E |  | SC76053 |  |  |  | Wind | 11.6 | 18.2017 | [5 empty] | 18.2017
| Difwind Farms Ltd VI |  | W0374 | [6 empty] | Wind | 24.41 | 39.9087 | [5 empty] | 39.9087
| Difwind Farms Ltd VII |  | W0375 | [6 empty] | Wind | 21.36 | 35.9 | [5 empty] | 35.9
| Difwind Farms LTD VIII |  | W0376 | [6 empty] | Wind | 8.64 | 3.2573 | [5 empty] | 3.2573
| Dillon Wind |  | W0364 | 60542A |  | SC76305 |  |  |  | Wind | 45 | 138.7543 | [5 empty] | 138.7543
CRES - Dinuba Energy | Dinuba Energy | DINUBA_6_UNIT | E0033 | 60272A | [5 empty] | Biomass | 12 | 61.142 | 73.588 | 78.361 | 68.1 | 80.55 | 63.35 | 70.8485
| Division 1 |  |  | 62374A | 2014-06-24 | SC55607 | 59094 |  | EIA | Photovoltaic | 1.5 | 1.6087 | [5 empty] | 1.6087
| Division 2 |  |  | 62375A | 2014-06-24 | SC55609 | 59095 |  | EIA | Photovoltaic | 1 | 1.0633 | [5 empty] | 1.0633
| Division 3 |  |  | 62376A | 2014-06-24 | SC55610 | 59096 |  | EIA | Photovoltaic | 1 | 1.0197 | [5 empty] | 1.0197
| Dutch Energy Wind Farm |  | W0439 | 60409E |  | SC76095 |  |  |  | Wind | 8 | 20.0833 | [5 empty] | 20.0833
| Dyer Road |  | W0353 | [6 empty] | Wind | 16.9 | 4.5469 | [5 empty] | 4.5469
Geysers Power Company, LLC | Eagle Rock #11 | GEYS11_7_UNIT11 | T0058 | 60025A | 01/01/1975 | SC33107 |  |  |  | Geothermal | 110 | 576.597 | 565.293 | 601.883 | 569.985 | 476.738 | 524.82 | 552.5527
EBMUD | EBMUD WWTP Digester Gas Turbine |  | E0242 | 62025A | 2012-04-20 | PG1012 |  |  |  | Biomass Gases | 4.6 | 30.559 | 26.091 | 20.883 |  |  |  | 25.8443
East Bay Municipal Utility District (EBMUD) | EBMUD WWTP Power Generation Station | OAK L_7_EBMUD | E0036 | 60101A | [5 empty] | Biomass Gases | 6.45 | 24.332 | 26.471 | 21.788 | 3.215 | 36.062 | 34.85 | 24.453
| EDF Renewable Windfarm V Inc |  | W0380 | 60125E 60135E 60136E 60137E |  | PG7009 PG7019 PG7020 PG7021 |  |  |  | Wind | 16.1 | 33.4956 | [5 empty] | 33.4956
| Edom Hills Project 1, LLC |  | W0391 | 60391A |  | SC76056 |  |  |  | Wind | 20 | 46.637 | [5 empty] | 46.637
Global Ampersand LLC | El Nido Biomass | ELNIDP_6_BIOMAS | E0007 | 60473A |  | PG2031 |  |  |  | Biomass | 12.5 | 67.241 | 68.771 | 56.77 | 20.85 | 65 |  | 55.7264
WM Renewable Energy | El Sobrante Landfill, 1-3 | VALLEY_7_UNITA1 | E0207 | 60292A |  | SC11193 |  |  |  | Landfill Gas | 4.05 | 21.945 | 21.467 | 19.099 | 21.696 | 6.9617 | 13.36 | 17.4214
Smart Park LLC | Enerparc CA 1 - San Benito Smart Park | HOLSTR_1_SOLAR | S0304 | 62366A | 2014-05-31 | PG5078 |  |  |  | Photovoltaic | 1.5 | 2.089 | [5 empty] | 2.089
| EUIPH Wind Farm |  | W0268 | 60378A |  | SC76031 |  |  |  | Wind | 25.4 | 40.0242 | [5 empty] | 40.0242
Tulare PV I, LLC | Exeter |  |  | 61615A; 61616A; 61719A | 2014-02-12 | SC55587 SC55588 SC55589 | 58306 |  | EIA | Photovoltaic | 3.5 | 6.559 | [5 empty] | 6.559
FTS Master Tenant 1, LLC | Expressway Solar A | VICTOR_1_EXSLRA | S0299 | 61318A | 2014-05-07 | SC55477 |  |  |  | Photovoltaic | 2 | 3.187 | [5 empty] | 3.187
FTS Master Tenant 1, LLC | Expressway Solar B | VICTOR_1_EXSLRB | S0299 | 61319A | 2014-05-07 | SC55478 |  |  | SCE RAM | Photovoltaic | 2 | 3.187 | [5 empty] | 3.187
FTS Master Tenant 1, LLC | Expressway Solar C2 |  | S9276 | 61531A | 2014-11-14 | SC55585 | 58763 |  | EIA | Photovoltaic | 1.5 | 0.223 | [5 empty] | 0.223
Enfinity NORCAL 1 FAA LLC | FAA Norcal TRACON |  | S9097 | 62792A | 01/01/2012 |  |  |  |  | Photovoltaic | 1 | 1.652 | [5 empty] | 1.652
DG Fairhaven Power | Fairhaven | FAIRHV_6_UNIT | E0037 | 60076E | 1986-09-01 | PG2004 |  |  |  | Biomass | 15 | 122.925 | 115.522 | 126.232 | 117.228 | 97.304 | 109.9797 | 114.8651
PSEG Solar Source LLC | Fall River Mills Project A & B | PIT1_6_FRIVRA; MCARTH_6_FRIVRB | S0300 | 62317A 62318A | 2014-03-05 | PG5025 PG5026 |  |  | AKA Achomawi AND Ahjumawi | Photovoltaic | 3 | 6.994 | [5 empty] | 6.994
Sequoia PV 1, LLC | Farmersville 1 - 3 |  |  | 62713A; 62714A; 62715A | 2014-07-30 | SC55619 SC55620 SC55631 | 59203 |  | EIA | Photovoltaic | 4.5 | 3.158 | [5 empty] | 3.158
Pacific Gas & Electric | Five Points Solar Station | SCHNDR_1_FIVPTS | S0140 | 61432A | 2011-09-28 | PG50038 |  |  |  | Photovoltaic | 15 | 29.182 | 28.338 | 29.946 |  |  |  | 29.1553
| FPL Energy Montezuma Winds LLC |  | W0371 | 60543A |  | PG7042 |  |  |  | Wind | 36.8 | 88.0368 | [5 empty] | 88.0368
Hanwha Q CELLS USA Corp. | Garnet Solar Power Generation Station 1 | GARNET_1_SOLAR2 | S9401 | 61182C | 2014-12-01 | SC55488 |  |  |  | Photovoltaic | 4 | 0.178 | [5 empty] | 0.178
| Garnet Wind Energy Center | GARNET_1_WIND | W0440 | 60802A | [5 empty] | Wind | 6.5 | 20.0718 | [5 empty] | 20.0718
City of San Diego | Gas Utilization Facility (Pt. Loma Sewage TP), Unit 1 | CBRLLO_6_PLSTP1 | E0171 | 60551A |  | SD4001 |  |  |  | Biomass Gases | 4.6 | 38.546 | 37.7 | 37.5 | 35.038 | 36.177 |  | 36.9922
Pacific Gas & Electric (PG&E) | Gates Solar Station | GATES_2_SOLAR | S0224 | 62353A | 6/24/2013 | PG50043 |  |  |  | Photovoltaic | 20 | 47.645 | 46.7784 |  |  |  |  | 47.2117
Ormat Nevada, Inc | GEM II |  | T0021 | 60640A | 04/01/1989 | SC33108 |  |  | RPS CERTIFICATION INCLUDES T0081, T0021, AND T0022 | Geothermal | 18.5 | 79.199 | 85.033 | 85.013 | 86.354 | 92.19 | 80.86 | 84.7748
Ormat Nevada, Inc | GEM III |  | T0022 | 60640A | 05/01/1989 | SC33108 |  |  | RPS CERTIFICATION INCLUDES T0081, T0021, AND T0022 | Geothermal | 18.5 | 92.471 | 103.924 | 104.769 | 113.186 | 150.416 | 103.95 | 111.4527
Genesis Solar, LLC | Genesis Solar | GENESI_2_STG | S0259 | 60605A | 2013-11-30 | PG6000 |  |  |  | Photovoltaic | 250 | 576.112 | [5 empty] | 576.112
Northern California Power Agency | Geothermal 1 | NCPA_7_GP1UN1; NCPA_7_GP1UN2 | T0039 | 60908A 60909A | 01/01/1983 |  |  |  |  | Geothermal | 55 | 469.064 | 417.949 | 458.243 | 435.683 | 454.623 | 471.13 | 451.1153
Northern California Power Agency | Geothermal 2 | NCPA_7_GP2UN3; NCPA_7_GP2UN4 | T0040 | 60910A 60911A | 01/01/1985 |  |  |  |  | Geothermal | 55 | 393.763 | 398.9081 | 416.5996 | 422.901 | 391.1841 | 431.93 | 409.2143
Pacific Gas & Electric | Giffen Solar Station | GIFFEN_6_SOLAR | S0178 | 61822A | 2012-05-01 | PG50042 |  |  |  | Photovoltaic | 10 | 21.517 | 24 | 19.0968 |  |  |  | 21.5379
CITY OF PASADENA | GLENARM - UNITS 2, 3, 4 |  | G0231 | 61108F; 61108F; 61110F | [5 empty] | Biomethane |  | 0 | [5 empty] | 0
| Golden Acorn Casino |  | W0390 | 62828A |  |  |  |  | Not PLEXOS - demand side only | Wind | 1 | 1.5095 | [5 empty] | 1.5095
Golden Springs Development Company, LLC | Golden Springs Building C1 | DELAMO_2_SOLRC1 | S0208 | 61623A | 2012-07-16 | SC55369 |  |  |  | Photovoltaic | 1.3 | 1.918 | 2.012 | 2.2776 |  |  |  | 2.0692
Golden Springs Development Company, LLC | Golden Springs Building D1 | DELAMO_2_SOLRD | S0209 | 61624A | 2012-07-16 | SC55370 |  |  |  | Photovoltaic | 1.2 | 2.036 | 2.179 | 2.1024 |  |  |  | 2.1058
Geysers Power Company, LLC | Grant #20 | GEYS20_7_UNIT20 | T0030 | 60009A | 10/01/1985 | SC33107 |  |  |  | Geothermal | 124 | 295.218 | 329.348 | 346.995 | 309.728 | 329.676 | 341.97 | 325.4892
Yolo County General Services | Grasslands EPWF |  | S0310 | 62319A | 2013-07-01 | PG5173 |  |  |  | Photovoltaic | 2.5 | 4.4 | 5.3655 |  |  |  |  | 4.8827
Yolo County General Services | Grasslands RES-BCT |  | S0311 | 62320A | 2013-07-01 | PG5174 |  |  |  | Photovoltaic | 2.5 | 4.617 | 5.3655 |  |  |  |  | 4.9912
Glendale | Grayson 3-5 |  | G0236 | 60892A |  |  |  |  | PSDP | Biomethane |  | 65.172 | 70.3383 | 75.3068 | 80.2191 | 80.2131 | 27.2659 | 66.4192
SMUD-OL Elk Grove Trust, a Delaware Statutory Trust | Green Acres Solar Farm PV1 |  | S0203 | 61682A | 2012-09-01 |  |  |  |  | Photovoltaic | 3.42 | 2.329 | 2.529 | 6.5311 |  |  |  | 3.7964
SMUD-OL Elk Grove Trust, a Delaware Statutory Trust | Green Acres Solar FarmPV2 |  | S0204 | 61683A | 2012-09-01 |  |  |  |  | Photovoltaic | 1.41 | 6.986 | 7.763 | 2.6926 |  |  |  | 5.8139
| Green Power I |  | W0299 | 60443A |  | SD7003 |  |  |  | Wind | 16.5 | 26.897 | [5 empty] | 26.897
| Green Ridge Power, LLC |  | W0322 | 60126E 60127E 60129E |  | PG7010 PG7013 PG7014 PG7015 PG7017 PG7022 |  |  |  | Wind | 86.97 | 107.122 | [5 empty] | 107.122
LIGHTBEAM POWER COMPANY GRIDLEY MAIN TWO LLC | Gridley Main One |  |  | 62042A | 2013-03-01 |  | 58370 |  | EIA | Photovoltaic | 1 | 1.919 | 2.122 |  |  |  |  | 2.0205
LIGHTBEAM POWER COMPANY GRIDLEY MAIN TWO LLC | Gridley Main Two | GRIDLY_6_SOLAR | S9172 | 62043A | 2013-04-02 |  | 58371 |  | EIA | Photovoltaic | 2.5 | 4.843 | [5 empty] | 4.843
SMUD Sacramento PV Energy, LLC | Grundman-Wilkinson Solar Farm (Bruceville Road) |  | S0156 | 61415A | 2011-12-28 |  |  |  |  | Photovoltaic | 18 | 36.2841 | 37.676 | 35.5 |  |  |  | 36.4867
Pacific Gas & Electric (PG&E) | Guernsey Solar Station | GUERNS_6_SOLAR | S0225 | 62354A | 2013-09-08 | PG50045 |  |  |  | Photovoltaic | 20 | 47.359 | 46.7784 |  |  |  |  | 47.0687
Sequoia PV 2, LLC | Hanford 1 - 2 |  |  | 61720A; 61721A | 2014-08-14 | SC55667 SC55668 | 59300 |  | EIA | Photovoltaic | 3 | 1.654 | [5 empty] | 1.654
LADWP | Harbor Generating Station |  | G0245 | 61597F/ W2268 |  |  |  |  | PSDP | Biomethane |  | 92.354 | [5 empty] | 92.354
| Hatchet Ridge Wind, LLC |  | W0369 | 60741A |  | PG7044 |  |  |  | Wind | 101.2 | 295.5126 | [5 empty] | 295.5126
G2 Energy (Hay Road) LLC | Hay Road - Silicon Valley Biomass | PEABDY_2_LNDFIL | E0236 | 61205A | 2013-11-22 |  |  |  |  | Landfill Gas | 1.6 | 11.524 | 11.9136 |  |  |  |  | 11.7188
LADWP | Haynes Generating Station |  | G0249 | 61599F |  |  |  |  | PSDP | Biomethane |  | 502.8 | [5 empty] | 502.8
Geysers Power Company, LLC | Heber Geothermal Co | MIRAGE_2_COCHLA | T0033 |  | 08/01/1985 | SC33001 |  |  | LADWP CONTRACT WITH HEBER 1 (34 MW) BEGINS DECEMBER 2016 AND EXPIRES DECEMBER 2026 | Geothermal | 63.5 | 265.37 | 301.4634 | 323.994 | 332.56 | 335.962 | 367.82 | 321.1949
Imperial Solar 1, LLC | Heber Solar Facility |  | S0298 | 61754A | 2014-04-23 |  |  |  |  | Photovoltaic | 10 | 19.729 | [5 empty] | 19.729
Heliocentric, LLC | Heliocentric |  |  | 60934A | 2011-12-31 | SC55518 | 57831 |  | EIA | Photovoltaic | 1.5 | 3.128 | 3.362 | 1.358 |  |  |  | 2.616
| Helzel & Schwarzhoff 88 |  | W0429 | [6 empty] | Wind | 1.8 | 2.539 | [5 empty] | 2.539
SunEdison | Hesperia Solar PV | VICTOR_1_SLRHES | S0168 | 62236A | 8/4/2014 | SC55650 | 59182 | QF14-575-000 | EIA | Photovoltaic | 1.5 | 0.892 | [5 empty] | 0.892
| High Winds |  | W0355 | 60726 | [5 empty] | Wind | 162 | 329.4192 | [5 empty] | 329.4192
HL Power Co | HL Power Company |  | E0041 | 60077A |  | PG2007 |  |  |  | Biomass | 35.5 | 189.181 | 200.712 | 198.508 | 160.29 | 168.83 | 169.67 | 181.1985
Sandra Energy, LLC | Horn 4097 |  | S9246 | 61772A | 2013-10-01 | SC55536 | 58452 |  | EIA | Photovoltaic | 1.5 | 4.046 | 0.75735 |  |  |  |  | 2.4017
| Hudson Ranch Power I LLC |  | T0082 | 61832A | 03/09/2012 |  |  |  | Power Sold to Salt River Project | Geothermal | 49.9 | 429.536 | 386.399 | 352.755
Pacific Gas & Electric | Huron Solar Station | HURON_6_SOLAR | S0177 | 61821A | 2012-06-25 | PG50041 |  |  |  | Photovoltaic | 20 | 44.014 | 45.056 | 38.1936 |  |  |  | 42.4212
| IEUA |  | W0397 | [5 empty] | Not PLEXOS - demand side only | Wind | 1 | 0.38713 | [5 empty] | 0.38713
Csolar IV South, LLC (Tenaska, Inc.) | Imperial Solar Energy Center South | CSLR4S_2_SOLAR | S0255 | 61657A | 2013-11-01 | SD5003 |  |  |  | Photovoltaic | 128.9 | 323.965 | [5 empty] | 323.965
City of Industry | Industry MetroLink PV 1 | WALNUT_2_SOLAR | S0221 | 61819A | 2012-05-01 | SC55371 |  |  |  | Photovoltaic | 1.5 | 3.246 | 3.293 |  |  |  |  | 3.2695
Coronus Energy Corp. | Industry Solar Power Generation Station 1 |  | S9277 | 61607A | 2013-12-28 | SC55496 | 58609 |  | EIA | Photovoltaic | 1.5 | 4.016 | [5 empty] | 4.016
| Intel Corporation - Intel |  | S9096 | 62228A | 2010-07-06 |  |  |  |  | Photovoltaic | 1 | 1.651 | 1.651 |  |  |  |  | 1.651
| Intel Corporation Phase 2 |  | S9098 | 62790A | 2012-09-24 |  |  |  |  | Photovoltaic | 1 | 1.653 | 1.653 |  |  |  |  | 1.653
| International Turbine Research, Inc. |  | W0354 | 60139E |  | PG7023 |  |  |  | Wind | 18.5 | 24.1321 | [5 empty] | 24.1321
Tulare PV I, LLC | Ivanhoe |  |  | 61659A; 61660A; 61722A | 2014-01-17 | SC55597 SC55598 SC55599 | 58307 |  | EIA | Photovoltaic | 3.5 | 6.722 | [5 empty] | 6.722
NRG Energy | Ivanpah 1 | IVANPA_1_UNIT1 | S0078 | 62273A | 2013-09-24 | PG6004 |  |  |  | Solar Thermal | 126 | 151.973 | [5 empty] | 151.973
Solar Partners I, LLC | Ivanpah 2 | IVANPA_1_UNIT2 | S0079 | 62274A | 2013-12-30 | SC65208 |  |  |  | Solar Thermal | 133 | 128.248 | [5 empty] | 128.248
NRG Energy | Ivanpah 3 | IVANPA_1_UNIT3 | S0080 | 62275A | 2013-12-31 | PG6005 |  |  |  | Solar Thermal | 133 | 137.846 | [5 empty] | 137.846
Silver Ridge Mount Signal | IVS1 Imperial Valley Solar 1 | IVSLRP_2_SOLAR1 | S9174 | 61292A | 10/01/2013 | SD5037 | 56917 |  |  | Photovoltaic | 200 | 500.54 | [5 empty] | 500.54
Imperial Valley Solar Company | IVSC1 |  | S0161 | 61545A | 2012-06-01 |  |  |  |  | Photovoltaic | 23 | 52.446 | 54.528 |  |  |  |  | 53.487
CE Generation (CalEnergy) | J J Elmore | MIRAGE_2_COCHLA | T0015 | 60310E | 11/01/1988 | SC33009 |  |  |  | Geothermal | 35.8 | 330.787 | 312.895 | 340.782 | 343.749 | 328.504 | 337.1 | 332.3028
| J M Leathers | MIRAGE_2_COCHLA | T0034 | 60318E | 11/01/1988 | SC33026 |  |  |  | Geothermal | 35.8 | 345.818 | 310.477 | 335.962 | 347.561 | 339.343 | 333.36 | 335.4202
California PV Energy, LLC | Jurupa Valley Solar PV |  | S9412 | 62287A | 2014-01-03 | SC55653 |  |  |  | Photovoltaic | 1.5 | 3.447 | [5 empty] | 3.447
NRG Energy Services, LLC | Kansas South | KANSAS_6_SOLAR | S0260 | 61264A | 2013-06-25 | PG5077 |  |  |  | Photovoltaic | 20 | 53.069 | 46.7784 |  |  |  |  | 49.9237
Dominion | Kansas, LLC | LEPRFD_1_KANSAS | S0319 | 61263A | 2014-11-20 | PG5127 |  |  |  | Photovoltaic | 20 | 1.8781 | [5 empty] | 1.8781
| Karen Avenue Wind Farm |  | W0286 | 60396A |  | SC76062 |  |  |  | Wind | 11.7 | 28.6472 | [5 empty] | 28.6472
Ameresco Keller Canyon LLC | Keller Canyon Landfill (Pittsburg) | KIRKER_7_KELCYN | E0217 | 61298 | 2009-08-01 |  |  |  |  | Landfill Gas | 3.84 | 29.18 | 28.821 | 30.171 | 30.508 | 29.841 |  | 29.7042
Dominion | Kent South, LLC | KNTSTH_6_SOLAR | S0315 | 61262A | 2014-12-01 | PG5161 |  |  |  | Photovoltaic | 20 | 1.2981 | [5 empty] | 1.2981
| Kettleman Solar | LOCKFD_1_KSOLAR | S0301 | 62372A | 2014-03-01 | PG5091 |  |  |  | Photovoltaic | 1 | 2.207 | [5 empty] | 2.207
| Kettering 2 |  |  | 62378A | 2014-07-17 | SC55606 | 59099 |  | EIA | Photovoltaic | 1 | 0.87318 | [5 empty] | 0.87318
| Kettering 1 |  |  | 62377A | 2014-07-17 | SC55605 | 59098 |  | EIA | Photovoltaic | 1 | 0.89694 | [5 empty] | 0.89694
County of Sacramento, Waste Management | Kiefer Landfill Gas-to-Energy Facility |  | E0203 | 62565A | [5 empty] | Landfill Gas | 9.15 | 65.725 | 69.25 | 69.123 | 68.618 | 60.44 | 63.14 | 66.0493
| Kingsburg 1 & 2 | KNGBRG_1_KBSLR1; KNGBRG_1_KBSLR2 | S9181 | 61723A 61724A | 12/01/2013 | PG5030, PG5029 |  |  |  | Photovoltaic | 3 | 6.073 | 7.0168 |  |  |  |  | 6.5449
SMUD Sacramento PV Energy, LLC | Kost (Fleshman Solar Farm) |  | S0155 | 61414A | 2011-11-19 |  |  |  |  | Photovoltaic | 3 | 5.752 | 6.399 | 5.7 |  |  |  | 5.9503
| Kumeyaay Wind Farm |  | W0359 | 60432A |  | SD7004 |  |  |  | Wind | 50 | 139.9341 | [5 empty] | 139.9341
Harry Ross Industries | L-8 Solar Project |  | S0226 | 61019A | 2012-05-31 | SC55517 |  |  |  | Photovoltaic | 1.5 | 2.693 | 3.427 | 2.8645 |  |  |  | 2.9948
Gestamp | La Joya Del Sol | WFRESN_1_SOLAR | S0179 | 61941A | 2012-10-31 | PG5032 |  |  |  | Photovoltaic | 1.5 | 3.277 | 3.693 | 2.8645 |  |  |  | 3.2782
| Lake One (Biomethane) |  | G0063 | 61346F | [5 empty] | Biomethane |  | 0 | [5 empty] | 0
Geysers Power Company, LLC | Lakeview #17 | GEYS17_7_UNIT17 | T0028 | 60007A | 01/01/1982 | SC33107 |  |  |  | Geothermal | 120 | 518.659 | 506.45 | 508.54 | 430.862 | 418.833 | 402.39 | 464.289
FTS Master Tenant 1, LLC | Lancaster Dry Farm Ranch B LLC | DELSUR_6_DRYFRB | S9413 | 61315C | 2014-11-05 | SC55447 |  |  |  | Photovoltaic | 5 | 0.982 | [5 empty] | 0.982
PsomasFMG Lancaster Solar CREST, LLC | Lancaster Solar 1 |  |  | 62738A | 2014-12-12 | SC55715 | 59167 |  | EIA | Photovoltaic | 1.5 | 0.1368 | [5 empty] | 0.1368
PsomasFMG Lancaster Solar CREST, LLC | Lancaster Solar 2 |  |  | 62739A | 2014-12-12 | SC55716 | 59169 |  | EIA | Photovoltaic | 1.5 | 0.10593 | [5 empty] | 0.10593
Energy 2001, Inc. | Lincoln Landfill - WPWMA | PLSNTG_7_LNCLND | E0225 | 61632A | 2004-03-01 |  |  |  |  | Landfill Gas | 4.86 | 32.016 | 29.082 | 17.742 | 19.359 | 18.489 | 15.1635 | 21.9753
| Lindsay |  |  | 61661A; 61726A; 61727A | 2014-01-15 | SC55590 SC55591 SC55592 | 58308 |  | EIA | Photovoltaic | 4 | 7.754 | [5 empty] | 7.754
Lone Valley Solar Park I, LLC (f/k/a Agincourt) | Lone Valley Solar Park 1 | VICTOR_1_LVSLR1 | S0328 | 61458A | 2014-10-01 | SC55621 |  |  |  | Photovoltaic | 10 | 2.0881 | [5 empty] | 2.0881
Lone Valley Solar Park II, LLC (f/k/a Marathon) | Lone Valley Solar Park 2 | VICTOR_1_LVSLR2 | S0329 | 61452A | 2014-10-01 | SC55622 | 59237 |  |  | Photovoltaic | 20 | 4.588 | [5 empty] | 4.588
Dreamer Solar, LLC | MA 4035 |  | S9222 | 61775 | 2013-10-01 | SC55539 | 58451 |  | EIA | Photovoltaic | 1.5 | 4.045 | 0.77319 |  |  |  |  | 2.4091
| Magnolia Power Project (Biomethane portion) |  | G0329 | 61347F |  |  |  |  | PSDP | Biomethane |  | 188.228 | [5 empty] | 188.228
| Malburg Generating Station |  | G0894 | 61937F |  |  |  |  | PSDP | Biomethane |  | 125.725 | 84.6 |  |  |  |  | 105.1625
Mammoth Pacific LP | Mammoth Pacific I | CONTRL_1_QF | T0035 | 60306A | 11/01/1984 | PG3028 |  |  |  | Geothermal | 10 | 55.628 | 3.0579 | 18.692 | 34.369 | 48.6052 | 38.25 | 33.1004
Mammoth Pacific LP | Mammoth Pacific II | CONTRL_1_QF | T0036 | 60315A | 12/01/1990 | SC33027 |  |  |  | Geothermal | 15 | 67.743 | 90.652 | 89.273 | 88.203 | 82.503 | 93.69 | 85.344
| Manzana Wind |  | W0420 | 61671A |  | SD7019 |  |  |  | Wind | 189 | 528.7636 | [5 empty] | 528.7636
| Marina Landfill Gas (Monterey Regional Waste Management Dst) |  | E0135 | 60107A | [5 empty] | BIOMASS | 5.08 | 28.492 | [5 empty] | 28.492
Geysers Power Company, LLC | McCabe #5-#6 | GYS5X6_7_UNIT 5; GYS5X6_7_UNIT 6; GYS7X8_7_UNIT 7; GYS7X8_7_UNIT 8 | T0055 | 60002A | 12/01/1971 | SC33107 |  |  |  | Geothermal | 110 | 510.1731 | 640.069 | 690.435 | 684.077 | 694.416 | 689.75 | 651.4867
K Road Ventures | McHenry Solar Farm |  | S0180 | 61939A | 2012-10-30 |  |  |  |  | Photovoltaic | 25 | 65.204 | 66.685 | 47.742 |  |  |  | 59.877
Greenleaf Power, LLC (formerly Colmac Energy Inc.) | Mecca Plant | MIRAGE_2_COCHLA | E0027 | 60692A |  | SC21038 |  |  |  | Biomass | 47 | 327.982 | 351.291 | 327.41 | 342.41 | 362.92 | 357.02 | 344.8388
Paso Robles Solar, LLC | Meridian Vineyards Solar |  | S0162 | 62052A | 2010-11-29 |  |  |  | Not PLEXOS - demand side only | Photovoltaic | 1.4 | 1.804 | 4.6 |  |  |  |  | 3.202
| Mesa Wind Power Corporation |  | W0260 | 60370A |  | SD7018 |  |  | Svp THROUGH 2016 | Wind | 29.9 | 5.0297 | [5 empty] | 5.0297
Fortistar Methane Group | Miramar Energy LLC |  | E0205 | 60481A | 2012-06-14 |  |  |  |  | Landfill Gas | 3.2 | 24.706 | 23.268 | 14.438 |  |  |  | 20.804
Minnesota Methane, LLC | MM Lopez Energy LLC | SAUGUS_7_LOPEZ | E0168 | 60480A |  |  |  |  | Pilot Power had agreement through end of 2016 | Landfill Gas | 6.06 | 45.758 | 46.026 | 44.558 | 45.776 | 46.625 | 47.48 | 46.0372
Fortistar Methane Group | MM Prima Deshecha Energy LLC, Unit 1-2 | CPSTNO_7_PRMADS | E0194 | 60552A |  | SD1009 |  |  |  | Landfill Gas | 7.1 | 42.166 | 44.342 | 43.324 | 38.204 | 42.691 | 40.15 | 41.8128
| MM San Diego LLC - Miramar Landfill | MSHGTS_6_MMARLF | E0054 | 60481A |  | SD1026 |  |  |  | Landfill Gas | 6.5 | 46.088 | 47.306 | 48.764 | 49.2 | 51.99 | 50.22 | 48.928
Minnesota Methane, LLC | MM San Diego LLC - North City | EGATE_7_NOCITY | E0202 | 60482A |  | SD1006 |  |  |  | Landfill Gas | 3.8 | 23.255 | 26.879 | 27.692 | 28.363 | 28.817 | 30.15 | 27.526
Fortistar Methane Group | MM Tajiguas Energy LLC | GOLETA_6_TAJIGS | E0095 | 60298A |  | SC11210 |  |  |  | Landfill Gas | 3.05 | 24.265 | 23.21 | 23.397 | 23.717 | 23.991 | 23.36 | 23.6567
Minnesota Methane, LLC | MM West Covina LLC, Gen 2 | WALNUT_7_WCOVCT; WALNUT_7_WCOVST | E0152 | 60478A | [5 empty] | Landfill Gas | 7.1 | 43.055 | 43.021 | 41.676 | 44.946 | 21.838 | 25.34 | 36.646
Minnesota Methane, LLC | MM Yolo Power LLC Facility, 1-5 | DAVIS_7_MNMETH | E0154 | 60469A | [5 empty] | Landfill Gas | 3.66 | 17.421 | 18.803 | 18.884 | 19.172 | 18.009 | 20.86 | 18.8582
Fortistar Methane Group | MN Mid Valley Genco LLC, 1-2 | ETIWND_7_MIDVLY | E0209 | 60505A | [5 empty] | Landfill Gas | 2.6 | 9.758 | 11.573 | 14.028 | 13.097 | 13.314 | 13.42 | 12.5317
Fortistar Methane Group | MN Milliken Genco LLC, Unit 1-2 | CHINO_7_MILIKN | E0206 | 60506A | [5 empty] | Landfill Gas | 2.6 | 2.086 | 9.868 | 11.606 | 11.583 | 11.703 | 12.54 | 9.8977
| Mogul Energy |  | W0259 | 60369A |  | SC76366 |  |  |  | Wind | 4 | 1.7525 | [5 empty] | 1.7525
| Mojave 16, 17, 18 |  | W0313 | [6 empty] | Wind | 85 | 115.4924 | [5 empty] | 115.4924
| Mojave 3 |  | W0312 | [6 empty] | Wind | 23.5 | 59.67 | [5 empty] | 59.67
| Mojave 4 |  | W0443 | [6 empty] | Wind | 29 | 74.81 | [5 empty] | 74.81
| Mojave 5 |  | W0444 | [6 empty] | Wind | 22.5 | 60.733 | [5 empty] | 60.733
Mojave Solar LLC | Mojave Solar Project | SANDLT_2_STGA; SANDLT_2_STGB | S0104 | 60848A | 2014-12-04 | PG6013 | 57331 |  |  | Solar Thermal | 250 | 5.0042 | [5 empty] | 5.0042
MRWPCA | Monterey Regional Water Pollution Control Cogen | CSTRVL_7_QFUNTS | E0055 | 61289A |  | PG10009 |  |  |  | Bio-Landfill Gas | 1.74 | 7.434 | 8.547 | 8.406 | 7.92 | 7.62 | 6.33 | 7.7095
| Montezuma Wind II |  | W0392 | 61345A |  | PG7069 |  |  |  | Wind | 78.2 | 210.151 | [5 empty] | 210.151
| Mountain View I |  | W0450 | 60284 |  | SC76333 |  |  |  | Wind | 44.4 | 136.2978 | [5 empty] | 136.2978
| Mountain View II |  | W0451 | 60285 |  | SC76333 |  |  |  | Wind | 22.2 | 67.7239 | [5 empty] | 67.7239
| Mountain View III |  | W0360 | 60430A |  | SD7001 |  |  |  | Wind | 22.44 | 70.3699 | [5 empty] | 70.3699
| Mountain View IV |  | W0430 | 60487A |  | SC76304 |  |  |  | Wind | 49 | 156.1944 | [5 empty] | 156.1944
Pacific Gas & Electric | Mt Poso (coal conversion) | MTNPOS_1_UNIT | E0232 | 60695A | 2011-10-31 | PG2029 |  |  |  | Biomass | 44 | 257.524 | 233.4 | 199.691 |  |  |  | 230.205
| Mustang Hills LLC |  | W0406 | 61287A |  | SC76319 |  |  |  | Wind | 150 | 304.0383 | 303.5 |  |  |  |  | 303.7692
| Navajo Solar Power Generation Station 1 |  |  | 61610A |  | SC55442 |  |  |  | Photovoltaic | 1.5 | 4.2 | [5 empty] | 4.2
| NAWP, Inc. East Winds Project |  | W0278 |  |  | SC76052 |  |  |  | Wind | 4.2 | 4.7711 | [5 empty] | 4.7711
SCE | Newberry Spring |  | S9279 | 60929 | 2013-07-11 | SC55509 | 58226 |  | EIA | Photovoltaic | 1.492 | 3.464 | [5 empty] | 3.464
| Nickel 1 ("NLH1") | TWISSL_6_SOLAR | S9177 | 61591A | 03/01/2013 | PG5039 |  |  |  | Photovoltaic | 1.5 | 3.112 | 0.42907 |  |  |  |  | 1.7705
Ormat Technologies, Inc. | North Brawley |  | T0081 | 60640A | 01/01/2009 | SC33108 |  |  | RPS CERTIFICATION INCLUDES T0081, T0021, AND T0022 | Geothermal | 49.9 | 139.13 | 188.94 | 187.075 | 187.738 | 180.555 |  | 176.6876
City of San Diego, Public Utilities Department | North City Cogeneration Facility Expansion (NCCFE) |  | E0244 | 62289A | 2013-11-12 |  |  |  |  | Biomethane | 1.6 | 8.168 | 11.9136 |  |  |  |  | 10.0408
Solar Power, Inc. | North Palm Springs 1A | BUCKWD_1_NPALM1 | S0250 | 61196A | 2012-04-30 | SC55408 |  |  |  | Photovoltaic | 2.8 | 4.681 | 5.1162 |  |  |  |  | 4.8986
Solar Power, Inc. | North Palm Springs 4A | GARNET_1_SOLAR | S0251 | 61197A | 2011-12-15 | SC55411 |  |  |  | Photovoltaic | 4.9 | 7.009 | 7.478 |  |  |  |  | 7.2435
| North Sky River, LLC |  | W0414 | 61385A |  | PG7071 |  |  |  | Wind | 160 | 451.175 | [5 empty] | 451.175
Republic Services, Inc. (Nove Investments I) | Nove Power Plant | RICHMN_7_BAYENV | E0137 | 61634A | 1985-06-07 |  |  |  |  | Landfill Gas | 1 | 13.75 | 14.99 | 11.651 | 11.394 | 13.063 | 13.56 | 13.068
Drew Energy, LLC | Nunn 8135 |  | S9283 | 61777 | 2013-08-21 | SC55541 | 58448 |  | EIA | Photovoltaic | 1 | 2.771 | 1.0207 |  |  |  |  | 1.8958
| Oak Creek Wind Power |  | W0319 | 60374A; 60429E |  | SC76234 |  |  |  | Wind | 31.5 | 61.8492 | [5 empty] | 61.8492
Oakley Executive RV and Boat Storage AKA Oakley Executive - Solar | Oakley Solar Project | COCOSB_6_SOLAR | S9170 | 62250A | 2013-06-01 | PG5042 |  |  |  | Photovoltaic | 1.5 | 2.592 | 0.851 |  |  |  |  | 1.7215
| Oasis Power Partners, LLC |  | W0385 | 60489A |  | SD7000 |  |  |  | Wind | 60 | 158.0263 | [5 empty] | 158.0263
| Ocotillo Express LLC |  | W0409 | 61400A | 2013-10-08 | SD7016 |  |  |  | Wind | 265.44 | 566.598 | [5 empty] | 566.598
Dominion | Old River One, LLC | OLDRV1_6_SOLAR | S0316 | 60853A | 2014-12-17 | PG5172 |  |  |  | Photovoltaic | 20 | 30 | [5 empty] | 30
| Otoe Solar Power Generation Station 1 |  |  | 61606A | 2013-12-28 | SC55440 |  |  |  | Photovoltaic | 1.5 | 3.6 | [5 empty] | 3.6
Recurrent Energy (RE-VFO, LLC) | Orion 1 Solar | ARVINN_6_ORION1 | S0306 | 61570A | 2014-04-14 | PG5024 | 58718 |  |  | Photovoltaic | 12 | 23.78 | [5 empty] | 23.78
Recurrent Energy (RE-VFO, LLC) | Orion 2 Solar | ARVINN_6_ORION2 | S0307 | 61571A | 2014-06-26 | SC55626 | 58721 |  |  | Photovoltaic | 8 | 11.952 | [5 empty] | 11.952
| Ormesa 1H | MIRAGE_2_COCHLA | T0066 |  | 12/01/1989 |  |  |  |  | Geothermal | 14.4 | 29.96 | 36.664 | 36.594 | 40.043 | 41.611 | 51.65 | 39.4203
| Ormesa Geothermal II | MIRAGE_2_COCHLA | T0043 |  | 12/01/1987 |  |  |  |  | Geothermal | 24 | 119.26 | 137.715 | 137.561 | 143.399 | 129.049 | 142.26 | 134.874
| Ormesa I | MIRAGE_2_COCHLA | T0062 | 61431 | 12/01/1986 | SC33104 |  |  |  | Geothermal | 22.4 | 99.351 | 95.041 | 130.925 | 131.422 | 136.516 | 129.49 | 120.4575
Silicon Valley Power | Ostrom Road aka G2 Energy Project | WHEATL_6_LNDFIL | E0237 | 61206A | 2009-01-08 |  |  |  |  | Landfill Gas | 3.2 | 24.064 | 21.5323 | 10.852 | 8.77 | 10.216 |  | 15.0869
Covanta Otay 3 Company | Otay 3 Power Station | OTAY_6_UNITC1; OTAY_7_UNITC1 | E0300 |  | 2013-06-21 | SD1008 |  |  |  | Biomass Gases | 6.95 | 47.42 | 23.596 | 22.414 | 23.446 | 20.901 | 24.25 | 27.0045
| Otay Unit 5 | OTAY_6_UNITC1; OTAY_7_UNITC1 | E0300 |  | 2014-03-14 | SD1013 |  |  |  | Landfill Gas | 1.6 | 12.331 | [5 empty] | 12.331
| Otay Unit 6 | OTAY_6_UNITC1; OTAY_7_UNITC1 | E0300 |  | 2014-03-14 | SD1014 |  |  |  | Landfill Gas | 1.6 | 11.878 | [5 empty] | 11.878
Covanta Power Pacific, Inc. | Otay, Unit 1 and 2 | OTAY_6_UNITB1 | E0061 |  |  | SD1000; SD1001 |  |  | Otay 2 SDGE | Landfill Gas | 3.74 | 21.486 | 23.47 | 24.874 | 24.309 | 21.489 | 23.28 | 23.1513
Ameresco Ox Mountain | Ox Mountain Landfill aka Half Moon Bay | OXMTN_6_LNDFIL | E0218 | 60022 | [5 empty] | Biomass | 11.46 | 88.992 | 85.768 | 89.772 | 86.472 | 86.904 |  | 87.5816
| Pacific Wind Project, LLC |  | W0367 |  |  | SD7014 |  |  |  | Wind | 140 | 317.1786 | [5 empty] | 317.1786
| Painted Hills Wind Developers |  | W0311 |  |  | SC76112 |  |  |  | Wind | 19.17 | 32.3328 | [5 empty] | 32.3328
| Patterson Pass Wind Farm, LLC |  | W0352 |  |  | SC76370 |  |  |  | Wind | 18.14 | 28.216 | [5 empty] | 28.216
| Phoenix Wind |  | W0277 |  |  | SD7002 |  |  |  | Wind | 2.1 | 5.4531 | [5 empty] | 5.4531
LADWP | Pine Tree Solar Project |  | S9160 | 61739A | 2013-03-15 |  | 57306 |  | EIA | Photovoltaic | 8.5 | 16.675 | 13.573 |  |  |  |  | 15.124
LADWP | Pine Tree Wind Power Plant |  | W0368 | 61633A | 2009-11-16 |  |  |  |  | Wind | 135 | 285.814 | 258.55 | 281.708 | 286.156 | 306.386 |  | 283.7228
| Pinyon Pines Winds I |  | W0415 |  |  | SC76320 |  |  |  | Wind | 168 | 365.5076 | 364.4 |  |  |  |  | 364.9538
| Pinyon Pines Winds II |  | W0416 |  |  | SC76322 |  |  |  | Wind | 132 | 255.6242 | 259.429 |  |  |  |  | 257.5266
Orange County Sanitation District | Plant No 2, Gen 1-6 |  | E0025 |  |  | SC12804 |  |  |  | Biomass Gases | 16 | 47.8291 | 44.315 | 43.141 | 42.885 | 40.785 | 42.31 | 43.5442
Mammoth Pacific LP | Ples I | CONTRL_1_QF | T0038 |  | 12/01/1990 | PG3029 |  |  |  | Geothermal | 15 | 91.694 | 96.571 | 102.693 | 107.981 | 101.427 | 103.59 | 100.6593
SMUD Sacramento PV Energy, LLC | Point Pleasant (Lawrence Solar Farm) |  | S0154 | 61417A | 2011-12-30 |  |  |  |  | Photovoltaic | 1 | 1.947 | 2.137 | 2.1 |  |  |  | 2.0613
Monterey Regional Water Pollution Control Agency | Pollution Control Monterey Reg'l Water |  | S9042 | 62390A 62407A | 2010-12-22 |  | 58633 |  | Not PLEXOS - demand side only | Photovoltaic | 1 | 2.4433 | 1.5929 |  |  |  |  | 2.0181
DTE Stockton, LLC | Port of Stockton District Energy Facility | COGNAT_1_UNIT | E0213 | 60964A | 2014-01-01 | PG2048 |  |  |  | Biomass | 50.6 | 305.104 | [5 empty] | 305.104
Tulare PV I, LLC | Porterville 1 |  |  | 61640A | 2014-01-13 | SC55600 | 58309 |  | PSDP | Photovoltaic | 1 | 2.0005 | [5 empty] | 2.0005
Tulare PV I, LLC | Porterville 2 |  |  | 61641A | 2014-01-13 | SC55601 | 58309 |  | PSDP | Photovoltaic | 1 | 2.0202 | [5 empty] | 2.0202
Tulare PV I, LLC | Porterville 5 |  |  | 61728A | 2014-01-13 | SC55602 | 58309 |  | PSDP | Photovoltaic | 1.5 | 2.9917 | [5 empty] | 2.9917
Sequoia PV 3, LLC | Porterville 6 |  |  | 62740A | 2014-07-25 | SC55645 |  |  | PSDP | Photovoltaic | 1.5 | 1.1739 | [5 empty] | 1.1739
Sequoia PV 3, LLC | Porterville 7 |  |  | 62741A | 2014-07-25 | SC55646 |  |  | PSDP | Photovoltaic | 1.5 | 1.174 | [5 empty] | 1.174
| Powhatan Solar Power Generation Station 1 |  |  | 61608A | 2013-12-28 | SC55439 |  |  |  | Photovoltaic | 1.5 | 4.1 | [5 empty] | 4.1
LA County Sanitation Districts | Puente Hills Energy Recovery | WALNUT_6_HILLGEN | E0127 | 60290 |  | SC11090 |  |  | Azusa - 1MW contract for 14 yrs starting in 2017. | Landfill Gas | 50 | 357.1871 | 385.6423 | 407.2934 | 406.742 | 408.733 | 381.42 | 391.1696
LA County Sanitation Districts | Puente Hills Gas-to-Energy Facility, Phase II | RHONDO_6_PUENTE | E0128 | 60290 | 1/1/2006 | SC11009 |  |  |  | Landfill Gas | 8.1 | 24.478 | 40.27 | 31.965 | 28.364 | 37.363 | 37.4 | 33.3067
Duke Energy (Solar Plant Operations) | Pumpjack Solar 1 PV | PMPJCK_1_SOLAR1 | S9416 | 61368C | 2014-12-31 | SC55753 |  |  | PSDP | Photovoltaic | 20 | 0.802 | [5 empty] | 0.802
| Putah Creek Solar Farm | PUTHCR_1_SOLAR1 | S9404 |  | 2014-12-01 | PG50022 | 59550 |  | EIA | Photovoltaic | 2 | 0.039 | [5 empty] | 0.039
Geysers Power Company, LLC | Quick Silver #16 | GEYS16_7_UNIT16 | T0027 |  | 01/01/1985 | SC33107 |  |  |  | Geothermal | 120 | 337.155 | 381.15 | 393.049 | 383.283 | 396.226 | 407.5 | 383.0605
Reliance Solar, LLC | Radiance Solar 4 |  | S0261 |  | 2013-07-01 | SC55563 |  |  |  | Photovoltaic | 1.5 | 1.573 | 3.5084 |  |  |  |  | 2.5407
Reliance Solar, LLC | Radiance Solar 5 |  | S0262 |  | 07/01/2013 | SC55562 |  |  |  | Photovoltaic | 1.5 | 1.571 | 3.5084 |  |  |  |  | 2.5397
Ramona Equity Holdings, LLC | Ramona 1 & 2 | CRELMN_6_RAMON1; CRELMN_6_RAMON2 | S0305 | 61840A 62435A | 2013-12-31 | SD5026 SD5027 |  |  |  | Photovoltaic | 7.5 | 16.875 | 35.0838 |  |  |  |  | 25.9794
County of Riverside Waste Management Department | RCWMD Badlands Power Plant | VALLEY_&_BADLND | E0210 |  | 2039-05-31 | SC11225 |  |  |  | Landfill Gas | 1.3 | 1.873 | 3.86 | 2.604 | 3.696 | 6.275 | 6.31 | 4.103
Recurrent Energy (RE-VFO, LLC) | RE Bruceville Solar 1 |  | S0284 | 61271A | 01/01/2012 |  |  |  |  | Photovoltaic | 5 | 11.564 | 12.92 |  |  |  |  | 12.242
Recurrent Energy (RE-VFO, LLC) | RE Bruceville Solar 2 |  | S0285 | 61272A | 01/01/2012 |  |  |  |  | Photovoltaic | 5 | 11.841 | 12.971 |  |  |  |  | 12.406
Recurrent Energy (RE-VFO, LLC) | RE Bruceville Solar 3 |  | S0286 | 61273A | 01/01/2012 |  |  |  |  | Photovoltaic | 5 | 11.651 | 13.131 |  |  |  |  | 12.391
Recurrent Energy (RE-VFO, LLC) | RE Columbia 3 | GLDTWN_6_COLUM3 | S0294 | 61162A | 12/01/2013 | SC55493 |  |  |  | Photovoltaic | 10 | 26.703 | 23.3892 |  |  |  |  | 25.0461
Recurrent Energy (RE-VFO, LLC) | RE Dillard Road 1 |  | S0280 | 61274A | 01/01/2012 |  |  |  |  | Photovoltaic | 3 | 7.182 | 7.841 |  |  |  |  | 7.5115
Recurrent Energy (RE-VFO, LLC) | RE Dillard Road 2 |  | S0281 | 61275A | 01/01/2012 |  |  |  |  | Photovoltaic | 3 | 6.984 | 7.781 |  |  |  |  | 7.3825
Recurrent Energy (RE-VFO, LLC) | RE Dillard Road 3 |  | S0282 | 61276A | 01/01/2012 |  |  |  |  | Photovoltaic | 3 | 6.924 | 7.619 |  |  |  |  | 7.2715
SMUD-Recurrent Energy (RE-VFO, LLC) | RE Kammerer Road 1 |  | S0205 | 61278A | 2012-01-01 |  |  |  |  | Photovoltaic | 5 | 11.988 | 13.013 |  |  |  |  | 12.5005
SMUD-Recurrent Energy (RE-VFO, LLC) | RE Kammerer Road 2 |  | S0206 | 61279A | 2012-02-27 |  |  |  |  | Photovoltaic | 5 | 11.886 | 13.222 |  |  |  |  | 12.554
SMUD-Recurrent Energy (RE-VFO, LLC) | RE Kammerer Road 3 |  | S0207 | 61280A | 2012-02-27 |  |  |  |  | Photovoltaic | 5 | 11.805 | 13.084 |  |  |  |  | 12.4445
Recurrent Energy (RE-VFO, LLC) | RE McKenzie 1 |  | S0211 | 61281A | 2012-11-08 |  |  |  |  | Photovoltaic | 5 | 12.251 | 13.135 |  |  |  |  | 12.693
Recurrent Energy (RE-VFO, LLC) | RE McKenzie 2 |  | S0212 | 61282A | 2012-11-08 |  |  |  |  | Photovoltaic | 5 | 12.143 | 12.917 |  |  |  |  | 12.53
Recurrent Energy (RE-VFO, LLC) | RE McKenzie 3 |  | S0213 | 61283A | 2012-11-08 |  |  |  |  | Photovoltaic | 5 | 11.753 | 13.129 |  |  |  |  | 12.441
Recurrent Energy (RE-VFO, LLC) | RE McKenzie 4 |  | S0214 | 61284A | 2012-11-08 |  |  |  |  | Photovoltaic | 5 | 12.301 | 12.858 |  |  |  |  | 12.5795
Recurrent Energy (RE-VFO, LLC) | RE McKenzie 5 |  | S0215 | 61285A | 2012-11-08 |  |  |  |  | Photovoltaic | 5 | 12.244 | 13.061 |  |  |  |  | 12.6525
Recurrent Energy (RE-VFO, LLC) | RE McKenzie 6 |  | S0216 | 61286A | 2012-11-08 |  |  |  |  | Photovoltaic | 5 | 12.281 | 12.929 |  |  |  |  | 12.605
Recurrent Energy (RE-VFO, LLC) | RE Rio Grande | GLDTWN_6_SOLAR | S0278 |  | 11/18/2013 | SC55240 |  |  |  | Photovoltaic | 5 | 11.899 | 11.6946 |  |  |  |  | 11.7968
Recurrent Energy (RE-VFO, LLC) | RE Rosamond One | RSMSLR_6_SOLAR1 | S0288 | 60855A | 12/01/2013 |  |  |  |  | Photovoltaic | 20 | 59.643 | 46.7784 |  |  |  |  | 53.2107
Recurrent Energy (RE-VFO, LLC) | RE Rosamond Two | RSMSLR_6_SOLAR2 | S0287 |  | 12/23/2013 | SC55247 |  |  |  | Photovoltaic | 20 | 51.274 | 46.7784 |  |  |  |  | 49.0262
Recurrent Energy (RE-VFO, LLC) | RE Victor Phelan Solar One | VICTOR_1_SOLAR1 | S0279 |  | 12/06/2013 | SC55249 |  |  |  | Photovoltaic | 17.5 | 51.559 | 40.9311 |  |  |  |  | 46.2451
Dominion Resources Inc | Regulus Solar | LAMONT_1_SOLAR1 | S0321 | 61428A | 2014-11-11 | SC55297 |  |  |  | Photovoltaic | 60 | 13.4994 | [5 empty] | 13.4994
Geysers Power Company, LLC | Ridge Line #7-#8 |  | T0056 |  | 01/01/1972 | SC33107 |  |  |  | Geothermal | 55 | 657.707 | 670.775 | 637.414 | 631.32 | 636.489 | 589.54 | 637.2075
| Ridgetop Energy |  | W0297 |  |  | SC76024 |  |  |  | Wind | 28.3 | 66.2304 | [5 empty] | 66.2304
| Ridgetop Energy II |  | W0265 |  |  | SC76092 |  |  |  | Wind | 47 | 145.0455 | [5 empty] | 145.0455
UltraPower | Rio Bravo Fresno | ULTPFR_1_UNIT 1 | E0098 |  |  | PG2014 |  |  |  | Biomass | 24.3 | 193.07 | 182.354 | 180.53 | 195.579 | 177.965 | 183.12 | 185.4363
Rio Bravo Rocklin | Rio Bravo Rocklin | ULTRCK_2_UNIT | E0099 |  |  | PG2015 |  |  |  | Biomass | 24.3 | 189.81 | 186.081 | 177.424 | 185.217 | 172.275 | 181.31 | 182.0195
| Rising Tree Wind Farm I |  | W0458 | 62425C |  | SC76362 |  |  |  | Wind | 79.2 | 0.905 | [5 empty] | 0.905
| Rising Tree Wind Farm II |  | W0459 | 62426C |  | PG70037 |  |  |  | Wind | 19.8 | 0.127 | [5 empty] | 0.127
South San Joaquin Irr District | Robert O. Schulz Solar Farm #1 and 2 |  | S0120 | 61301A | 2009-05-01 |  |  |  | Not PLEXOS - demand side only | Photovoltaic | 1.375 | 2.828 | 3.067 | 2.2931 | 1.782 | 0.758 |  | 2.1456
FTS Master Tenant 1 LLC (Rodeo Solar C2) | Rodeo Solar C2 |  | S9244 | 61526A | 2014-06-06 | SC55574 | 58751 |  | EIA | Photovoltaic | 1.5 | 1.998 | [5 empty] | 1.998
FTS Master Tenant 1 LLC (Rodeo Solar D2) | Rodeo Solar D2 |  | S9245 | 61527A | 2014-06-06 | SC55578 | 58752 |  | EIA | Photovoltaic | 1.5 | 1.983 | [5 empty] | 1.983
Voyager Solar | Rutan |  |  | 61787A; 61785A; 61786A | 2014-01-29 | SC55549 SC55550 SC55551 | 58449 |  | EIA | Photovoltaic | 4 | 10.043 | [5 empty] | 10.043
EDF Renewable Services Inc | Sacramento Soleil, LLC |  |  | 60703A | 2008-07-25 |  | 56875 |  | EIA | Photovoltaic | 1 | 1.692 | 1.778 | 1.709 | 1.78 | 1.744 | 1.686 | 1.7315
| Safeway Tracy |  | W0396 | [5 empty] | Not PLEXOS - demand side only | Wind | 2 | 2.2348 | [5 empty] | 2.2348
CE Generation (CalEnergy) | Salton Sea Unit 1 | MIRAGE_2_COCHLA | T0047 |  | 07/01/1982 | SC33039 |  |  |  | Geothermal | 10 | 70.725 | 64.473 | 52.6861 | 73.082 | 77.13 | 79.62 | 69.6194
CE Generation (CalEnergy) | Salton Sea Unit 2 | MIRAGE_2_COCHLA | T0048 |  | 03/01/1990 | SC33028 |  |  |  | Geothermal | 11.65 | 105.357 | 108.417 | 110.998 | 125.081 | 121.824 | 135.46 | 117.8562
CE Generation (CalEnergy) | Salton Sea Unit 3 | MIRAGE_2_COCHLA | T0049 |  | 02/01/1989 | SC33025 |  |  |  | Geothermal | 53.97 | 312.579 | 323.577 | 343.971 | 369.65 | 380.141 | 387.88 | 352.9663
CE Generation (CalEnergy) | Salton Sea Unit 4 | MIRAGE_2_COCHLA | T0016 |  | 05/01/1997 | SC33050 |  |  |  | Geothermal | 51 | 281.497 | 310.981 | 293.343 | 330.391 | 311.538 | 354.21 | 313.66
CE Generation (CalEnergy) | Salton Sea Unit 5 |  | T0017 | 60773A | 06/01/2000 |  |  |  |  | Geothermal | 49.9 | 291.976 | 293.853 | 291.353 | 348.734 | 350.626 | 367.54 | 324.0137
| San Gorgonio Farms Wind Farm |  | W0261 | [6 empty] | Wind | 31 | 72.7535 | [5 empty] | 72.7535
| San Gorgonio Westwinds II |  | W0283 |  |  | SC76058 |  |  |  | Wind | 43.4 | 110.6117 | [5 empty] | 110.6117
| San Gorgonio Wind |  | W0447 | [6 empty] | Wind | 49.5 | 183.708 | [5 empty] | 183.708
Gas Recovery Systems (Irvine) | San Marcos | SMRCOS_6_UNIT 1 | E0075 | 60435A |  | SD1012 |  |  | PILOT/NOBLE/CONSTELATION | Landfill Gas | 1.76 | 11.544 | 10.688 | 11.866 | 11.044 | 7.106 | 10.4 | 10.4413
NRG Energy, Inc. | Sand Drag | AVENAL_6_SANDDG | S0131 | 60914A | 2011-08-07 | PG5092 |  |  |  | Photovoltaic | 19 | 40.728 | 42.065 | 36.1175 |  |  |  | 39.6368
| Santa Clara 85C |  | W0331 | [6 empty] | Wind | 18 | 16.4098 | [5 empty] | 16.4098
Fortistar Methane Group | Santa Cruz Energy LLC | GRNVLY_7_SCLAND | E0132 | 60972A | [5 empty] | Landfill Gas | 1.6 | 8.635 | 10.146 | 10.671 | 11.498 | 12 |  | 10.59
J&A-Santa Maria II | Santa Maria II LFG Power Plant |  | E0228 | 61052A | 2010-09-07 | PG1031 | 57100; 57101 |  |  | Landfill Gas | 1.426 | 6.902 | 7.671 | 6.184 |  |  |  | 6.919
LADWP | Scattergood 1 and 2 |  | G0549 | 61596F | 1958-12-01 |  |  |  | PSDP; operation on digester gas at the Scattergood Generating Station will not be feasible nor possible beyond 2016. | Biomethane | N/A | 107.98 | 0.90312 | 118.5583 | 116.6428 | 88.4197 | 91.762 | 87.3777
| Second Imperial Geothermal Co SIGC Plant | MIRAGE_2_COCHLA | T0051 |  | 06/01/1993 | SC33021 |  |  |  | Geothermal | 48 | 333.339 | 342.858 | 368.085 | 387.402 | 393.592 | 393.19 | 369.7443
| Section 22 Trust San Jacinto |  | W0298 |  |  | SC76094 |  |  |  | Wind | 4.38 | 1.2772 | [5 empty] | 1.2772
Sunray Energy Inc | SEGS I | GALE_1_SEGS1 | S0069 |  | 1984-12-01 | SC65005 |  |  |  | Solar Thermal | 13.8 | 10.883 | 11.982 | 14.7091 | 14.055 | 13.472 | 11.46 | 12.7602
Sunray Energy Inc | SEGS II | SEGS_1_SEGS2 | S0070 |  | 1985-12-01 |  |  |  |  | Solar Thermal | 30 | 9.1921 | 34.283 | 37.205 | 38.036 | 34.686 | 30.94 | 30.7237
FPL Energy | SEGS III | KRAMER_1_SEGS37 | S0071 |  | 1986-12-01 | SC65017 |  |  |  | Solar Thermal | 34.2 | 58.533 | 61.851 | 70.934 | 81.495 | 72.948 | 83.72 | 71.5802
FPL Energy | SEGS IV | KRAMER_1_SEGS37 | S0072 |  | 1986-12-01 | SC65018 |  |  |  | Solar Thermal | 34.2 | 58.426 | 63.137 | 78.718 | 74.524 | 75.893 | 83.41 | 72.3513
FPL Energy | SEGS IX | KRAMER_2_SEGS89 | S0073 |  | 1990-10-11 | SC65051 |  |  |  | Solar Thermal | 92 | 159.804 | 150.542 | 224.457 | 222.196 | 232.463 | 197.06 | 197.7537
FPL Energy | SEGS V | KRAMER_1_SEGS37 | S0074 |  | 1987-10-01 | SC65019 |  |  |  | Solar Thermal | 34.2 | 60.197 | 62.534 | 81.382 | 78.777 | 67.029 | 77.46 | 71.2298
FPL Energy | SEGS VI | KRAMER_1_SEGS37 | S0075 |  | 1988-12-01 | SC65020 |  |  |  | Solar Thermal | 35 | 55.826 | 58.666 | 78.628 | 83.768 | 83.56 | 86.9 | 74.558
FPL Energy | SEGS VII | KRAMER_1_SEGS37 | S0076 |  | 1988-12-01 | SC65021 |  |  |  | Solar Thermal | 35 | 52.485 | 54.473 | 77.982 | 81.709 | 78.464 | 82.67 | 71.2972
FPL Energy | SEGS VIII | KRAMER_2_SEGS89 | S0077 |  | 1989-12-01 | SC65050 |  |  |  | Solar Thermal | 92 | 159.039 | 158.026 | 202.146 | 214.013 | 219.72 | 186.88 | 189.9707
SCE - Paso Robles Solar, LLC | SEPV 1 Palmdale (GASNA) |  | S0163 |  | 2012-04-23 | SC55396 |  |  |  | Photovoltaic | 2 | 5.241 | 5.399 |  |  |  |  | 5.32
SCE - Paso Robles Solar, LLC | SEPV 2 Twentynine 29 Palms(GASNA) |  | S0164 |  | 2012-06-01 | SC55397 |  |  |  | Photovoltaic | 2 | 4.494 | 4.558 |  |  |  |  | 4.526
Duke Energy (Solar Plant Operations) | SEPV8 - Highlander Solar 1 (Duke Energy) |  | S0290 | 61157A | 2013-06-01 | SC55568 |  |  |  | Photovoltaic | 12 | 34.548 | 16.864 |  |  |  |  | 25.706
Duke Energy (Solar Plant Operations) | SEPV9 - Highlander Solar 2 (Duke Energy) |  | S0290 | 61158A | 2013-06-01 | SC55569 |  |  |  | Photovoltaic | 9 | 26.033 | 12.025 |  |  |  |  | 19.029
| Shiloh I Wind |  | W0358 |  |  | PG7055 |  |  |  | Wind | 150 | 397.3126 | [5 empty] | 397.3126
| Shiloh III Wind Project, LLC |  | W0421 |  |  | PG7039 |  |  |  | Wind | 102.5 | 271.6205 | [5 empty] | 271.6205
| Shiloh IV Wind Project, LLC |  | W0422 |  |  | PG7084 |  |  |  | Wind | 102.5 | 256.8806 | [5 empty] | 256.8806
| Shiloh Wind Project 2, LLC |  | W0384 |  |  | PG7053 |  |  |  | Wind | 150 | 405.3343 | [5 empty] | 405.3343
Siemens Transportation Systems Inc | Siemens Industry Inc. |  | S9092 | 62225A 62223A 62224A | 01/01/2012 |  |  |  | ESTIMATED | Photovoltaic | 1.894 | 4.5626 | [5 empty] | 4.5626
eSolar, Inc. | Sierra SunTower | LNCSTR_6_SOLAR | S0117 |  | 2009-07-22 | SC65733 |  |  |  | Solar Thermal | 7.5 | 1e-05 | 0.088 | 0.78 | 0.27 | 0.6 | 0.018 | 0.29267
WM Renewable Energy | Simi Valley Landfill, 1-2 | MOORPK_7_UNITA1 | E0208 |  | 2004-12-01 | SC11195 |  |  |  | Landfill Gas | 2.7 | 13.976 | 14.769 | 13.258 | 15.991 | 13.297 | 11.83 | 13.8535
| Sky River Partnership |  | W0289 | 60399 60400 60401 |  | SC76065 SC76066 SC76067 |  |  |  | Wind | 76.95 | 174.457 | [5 empty] | 174.457
| SCE - Snowline - Duncan Road (North) |  |  | 62670A | 2014-10-02 | SC55656 | 59359 | QF14-754-000 | EIA | Photovoltaic | 1.5 | 0.629 | [5 empty] | 0.629
| SCE - Snowline - Duncan Road (South) |  |  | 62669A | 2014-10-02 | SC55657 | 59360 | QF14-755-000 | EIA | Photovoltaic | 1 | 0.443 | [5 empty] | 0.443
Geysers Power Company, LLC | Socrates #18 | GEYS18_7_UNIT18 | T0029 |  | 01/01/1983 | SC33107 |  |  |  | Geothermal | 120 | 392.465 | 374.886 | 339.5481 | 372.387 | 381.773 | 394.32 | 375.8965
Sol Orchard Imperial 1, LLC | Sol Orchard El Centro PV Plant (ECPV) |  |  | 62368A | 2013-10-31 |  | 58621 |  | EIA | Photovoltaic | 20 | 52.322 | 3.927 |  |  |  |  | 28.1245
| Solano Wind 1,2 |  | W0357 | [6 empty] | Wind | 102.18 | 211.3591 | [5 empty] | 211.3591
| Solano Wind 3 |  | W0356 | [6 empty] | Wind | 128 | 350.9922 | [5 empty] | 350.9922
MidAmerican Renewables, LLC (Solar Star) | Solar Star I (MidAmerican) | SLSTR1_2_SOLAR1 | S0252 |  | 2013-10-01 | SC55412 |  |  |  | Photovoltaic | 177 | 350.434 | [5 empty] | 350.434
MidAmerican Renewables, LLC (Solar Star) | Solar Star II (MidAmerican) | SLSTR2_2_SOLAR2 | S0253 |  | 2013-10-01 | SC55413 |  |  |  | Photovoltaic | 235.5 | 392.886 | [5 empty] | 392.886
Geysers Power Company, LLC | Sonoma #3 | SMUDGO_7_UNIT 1 | T0046 |  | 12/01/1983 | SC33107 |  |  |  | Geothermal | 78 | 318.272 | 332.408 | 324.759 | 304.221 | 309.051 | 299.43 | 314.6902
Fresh Air Energy III, LLC | Sonora 1 | PEORIA_1_SOLAR | S9175 | 62384A | 12/01/2013 | PG5012 |  |  |  | Photovoltaic | 1.5 | 3.751 | 3.5084 |  |  |  |  | 3.6297
SG2 Imperial Valley, LLC | Sonora Solar Facility |  | S0326 | 61645C | 2014-11-26 | SD5034 |  |  |  | Photovoltaic | 50 | 5.406 | [5 empty] | 5.406
CCSF Public Utilities Commisson, Hetch Hetchy Water & Power | Southeast Digester Gas Cogen Plant |  | E0110 | 62039A | 2002-07-01 |  |  |  |  | Biomass Gases | 2.1 | 11.115 | 8.621 | 7.265 | 3.437 | N/A | N/A | 7.6095
CCSF Public Utilities Commisson, Hetch Hetchy Water & Power | Southeast Wastwater Treatment Plant/CCSF |  | S9140 | 62209A | 01/01/2012 |  |  |  | PSDP | Photovoltaic | 2 | 0.156 | [5 empty] | 0.156
LA County Sanitation Districts | Spadra Landfill Gas to Energy | CHINO_2_QF | E0129 | 60288 | 1991-04-04 | SC11077 |  |  |  | Landfill Gas | 10.6 | 31.132 | 34.548 | 35.962 | 40.716 | 41.057 | 44.82 | 38.0392
Sierra Pacific Industries Inc | SPI - ANDERSON 1 | SPIAND_1_UNIT | E0174 |  | 1/1/1999 | PG20012 |  |  |  | Biomass | 4 | 25.5 | 26.5 | 31.9 | 26.6 | 28.6 | 28 | 27.85
Sierra Pacific Industries Inc | SPI - Burney | SPBURN_2_UNIT 1 | E0078 | 60087A | 1986-10-01 | PG20008 |  |  |  | Biomass | 20 | 112.714 | 111 | 115.474 | 107.503 | 112.249 | 108.09 | 111.1717
Sierra Pacific Industries Inc | SPI - Lincoln | SPI LI_2_UNIT 1 | E0004 | 60088A | 1986-10-01 | PG20011 |  |  |  | Biomass | 19.2 | 112.94 | 104.548 | 107.706 | 116.47 | 116.47 | 124.86 | 113.8323
Sierra Pacific Industries Inc | SPI - Quincy | SPQUIN_6_SRPCQU | E0081 | 60089A | 1986-12-01 | PG20009 |  |  |  | Biomass | 20 | 154.917 | 157.198 | 190.459 | 135.52 | 135.523 | 144.53 | 153.0245
Sierra Pacific Industries Inc | SPI - Sonora - Restarted 1/1/2012 (Shut Down 9/28/2009) | SPIFBD_1_PL1X2 | E0038 | 60576A | 2012-01-01 | PG20015 |  |  |  | Biomass | 7.5 | 31.501 | 26.33 | 28.543 |  |  | 33.7653 | 30.0348
PG&E CED California Holdings, LLC | SPS Alpuagh 50 | ALPSLR_1_SPSSLR | S0246 |  | 2013-03-01 | PG5082 |  |  |  | Photovoltaic | 52.72 | 134.446 | 151.4793 |  |  |  |  | 142.9627
PG&E CED California Holdings, LLC | SPS Alpuagh North | ALPSLR_1_NTHSLR | S0247 |  | 2013-02-20 | PG5081 |  |  |  | Photovoltaic | 20 | 53.53 | 61.8456 |  |  |  |  | 57.6878
Southern California Edison | SPVP002 Chino Rooftop Solar | CHINO_2_SOLAR | S0118 |  | 10/01/2009 | SC50002 |  |  |  | Photovoltaic | 1.22 | 0.791 | 0.951 | 0.919 | 1.311 | 1.491 |  | 1.0926
Southern California Edison | SPVP003 Rialto | VISTA_2_RIALTO | S0128 |  | 03/01/2011 | SC50003 |  |  |  | Photovoltaic | 1.22 | 0.308 | -0.114 | 1.155 | 1.294 |  |  | 0.66075
Southern California Edison | SPVP005 Redland | SBERDO_2_RTS005 | S0158 |  | 08/01/2011 | SC50005 |  |  |  | Photovoltaic | 3.4 | 3.99 | 3.57 | 4.663 |  |  |  | 4.0743
Southern California Edison | SPVP006 Ontario | MIRLOM_2_ONTARO | S0136 |  | 08/01/2011 | SC50006 |  |  |  | Photovoltaic | 2.55 | 3.712 | 3.478 | 4.034 |  |  |  | 3.7413
Southern California Edison | SPVP007 Redlands | SBERDO_2_RTS007 | S0185 |  | 12/29/2010 | SC50007 |  |  |  | Photovoltaic | 3.2 | 4.566 | 3.636 | 4.363 | 3.279 |  |  | 3.961
Southern California Edison | SPVP008 Ontario | DEVERS_1_SOLAR1 | S0186 |  | 12/30/2010 | SC50008 |  |  |  | Photovoltaic | 2.85 | 3.996 | 3.494 | 4.519 | 4.462 |  |  | 4.1178
Southern California Edison | SPVP009 Ontario | DEVERS_1_SOLAR2 | S0187 |  | 01/10/2011 | SC50009 |  |  |  | Photovoltaic | 1.41 | 1.396 | 1.837 | 2.229 |  |  |  | 1.8207
Southern California Edison | SPVP010 Fontana | ETIWND_2_RTS010 | S0188 | 61741 | 05/18/2011 | SC50010 |  |  |  | Photovoltaic | 2.25 | 2.761 | 3.02 | 3.357 |  |  |  | 3.046
Southern California Edison | SPVP011 Redlands | SBERDO_2_RTS011 | S0189 | 61742A | 10/10/2011 | SC50011 |  |  |  | Photovoltaic | 5.02 | 3.166 | 1.344 | 7.106 |  |  |  | 3.872
Kimberly Clark | SPVP013 Redlands | SBERDO_2_RTS013 | S0190 | 61743A | 09/15/2011 | SC50013 |  |  |  | Photovoltaic | 4.93 | 6.208 | 2.139 | 5.826 |  |  |  | 4.7243
Southern California Edison | SPVP015 Fontana AND SPVP001 | ETIWND_2_RTS015 | S0191 | 60707A; 61744 | 12/29/2010 | SC50001; SC50015 |  |  |  | Photovoltaic | 4.69 | 4.574 | 1.697 | 4.395 | 4.395 |  |  | 3.7652
Southern California Edison | SPVP016 Redlands | SBERDO_2_RTS016 | S0192 | 61237A | 05/18/2011 | SC50016 |  |  |  | Photovoltaic | 1.75 | 2.187 | 2.377 | 2.179 |  |  |  | 2.2477
Southern California Edison | SPVP017 Fontana | ETIWND_2_RTS017 | S0193 | 61745A | 12/14/2011 | SC50017 |  |  |  | Photovoltaic | 4.5 | 5.458 | 2.257 | 5.773 |  |  |  | 4.496
Southern California Edison | SPVP018 Fontana (Etiwanda) | ETIWND_2_RTS018 | S0194 | 61746 | 05/23/2011 | SC50018 |  |  |  | Photovoltaic | 1.9 | 2.288 | 2.839 | 3.144 |  |  |  | 2.757
Southern California Edison | SPVP022 Redlands | SBERDO_2_REDLND | S0195 | 61039 | 11/15/2010 | SC50022 |  |  |  | Photovoltaic | 3.09 | 3.059 | 3.62 | 2.09 | 2.09 |  |  | 2.7147
Southern California Edison | SPVP023 Fontana | ETIWND_2_RTS023 | S0196 |  | 05/12/2011 | SC50023 |  |  |  | Photovoltaic | 3.86 | 4.849 | 5.427 | 5.808 |  |  |  | 5.3613
Southern California Edison | SPVP026 Rialto | ETIWND_2_RTS026 | S0197 | 61747A | 08/26/2011 | SC50026 |  |  |  | Photovoltaic | 8.6 | 9.644 | 3.818 | 10.857 |  |  |  | 8.1063
Southern California Edison | SPVP027 Rialto | VISTA_2_RIALTO | S0227 | 62206A | 11/27/2012 | SC50027 |  |  |  | Photovoltaic | 2.62 | 2.783 | 3.427 | 4.246 |  |  |  | 3.4853
Southern California Edison | SPVP028 San Bernardino | VISTA_2_RTS028 | S0198 | 61748A | 12/20/2011 | SC50028 |  |  |  | Photovoltaic | 4.86 | 5.532 | 2.89 | 6.73 |  |  |  | 5.0507
Southern California Edison | SPVP032 Ontario - KENNEDY 2 | MIRLOM_2_RTS032 | S0199 | 61239A | 12/22/2011 | SC50032 |  |  |  | Photovoltaic | 1.74 | 2.258 | 1.08 | 2.323 |  |  |  | 1.887
Southern California Edison | SPVP033 Ontario - KENNEDY 3 | MIRLOM_2_RTS033 | S0200 | 61240A | 12/12/2011 | SC50033 |  |  |  | Photovoltaic | 1.27 | 1.612 | 0.715 | 1.882 |  |  |  | 1.403
Southern California Edison | SPVP042 Porterville (Vestal) | VESTAL_2_RTS042 | S0201 |  | 12/28/2010 | SC50042 | 57441 |  |  | Photovoltaic | 6.77 | 8.862 | 9.366 | 6.343 |  |  |  | 8.1903
Southern California Edison | SPVP044 Perris | VALLEY_5_RTS044 | S0202 | 62207A | 09/14/2012 | SC50044 |  |  |  | Photovoltaic | 10.2 | 11.983 | 6.406 | 16.5301 |  |  |  | 11.6397
Southern California Edison | SPVP048 Redlands #10 |  | S0322 | 62208A | 2014-08-12 | SC50048 |  |  |  | Photovoltaic | 5 | 1.625 | [5 empty] | 1.625
SCE | SS 15710 San Antonio West LLC | CHINO_2_SASOLR | S0210 |  | 2012-07-16 | SC55394 |  |  |  | Photovoltaic | 1.5 | 3.206 | 3.206 | 2.628 |  |  |  | 3.0133
Covanta Stanislaus, Inc. | Stanislaus Resource Recovery Facility | STNRES_1_UNIT | E0150 |  | 1989-01-01 | PG4084 |  |  |  | Biomass | 24 | 154.112 | 147.826 | 118.6489 | 118.116 | 122.589 | 132.37 | 132.277
Pacific Gas & Electric | Stroud Solar Station | STROUD_6_SOLAR | S0139 | 61434A | 2011-09-28 | PG50039 |  |  |  | Photovoltaic | 20 | 42.715 | 44.933 | 43.046 |  |  |  | 43.5647
Geysers Power Company, LLC | Sulphur Springs #14 | GEYS14_7_UNIT14 | T0061 |  | 01/01/1980 | SC33107 |  |  |  | Geothermal | 117.5 | 451.16 | 448.878 | 388.9011 | 422.586 | 419.517 | 420.98 | 425.337
Summer Solar LLC/Silverado Power | Summer Solar A2 |  |  | 61502A | 2014-06-24 | SC55572 | 58753 |  | EIA | Photovoltaic | 1.5 | 1.52 | [5 empty] | 1.52
Summer Solar LLC/Silverado Power | Summer Solar B2 |  |  | 61503A | 2014-06-24 | SC55573 | 58754 |  | EIA | Photovoltaic | 1.5 | 1.516 | [5 empty] | 1.516
Summer Solar LLC/Silverado Power | Summer Solar C2 |  |  | 61504A | 2014-06-24 | SC55570 | 58755 |  | EIA | Photovoltaic | 1.5 | 1.548 | [5 empty] | 1.548
Summer Solar LLC/Silverado Power | Summer Solar D2 |  |  | 61505A | 2014-08-13 | SC55571 | 58756 |  | EIA | Photovoltaic | 1 | 0.505 | [5 empty] | 0.505
NRG Energy Inc | Sun City Project LLC | AVENAL_6_SUNCTY | S0127 | 60913A | 2011-08-07 | PG5093 |  |  |  | Photovoltaic | 20 | 42.897 | 44.032 | 43.003 |  |  |  | 43.3107
City of Sunnyvale, Water Pollution Control Plant | Sunnyvale Water Pollution Control Plant | LAWRNC_7_SUNYVL | E0181 | 60277A | 1997-07-01 |  |  |  | Not PLEXOS - demand side only | Bio-Landfill Gas | 1.6 | 8.516 | 8.405 | 8.612 | 9.026 | 10.583 | 10.32 | 9.2437
RECURRENT | Sunset Reservoir North Basin | MARTIN_1_SUNSET | S0123 | 60793A | 2010-12-07 |  |  |  |  | Photovoltaic | 4.96 | 6.604 | 4.351 | 6.829 | 6.752 |  |  | 6.134
Ameresco, Inc. | Sunshine Gas Producers Renewable Energy Project | SUNSHN_2_LNDFL | E0258 | 60815A | 2014-09-01 | PG1049 |  |  |  | Landfill Gas | 23 | 49.031 | [5 empty] | 49.031
Ellensburg Lamb Company Inc. | Superior Farms |  | W0405 | 62268A |  |  |  |  | Not PLEXOS - demand side only | Wind | 1 | 1.6023 | [5 empty] | 1.6023
City of Sacramento | Sutter Landing Solar AKA Sacramento (SMUD) |  |  | 62869A | 2014-08-15 |  | 59323 |  | EIA | Photovoltaic | 1.5 | 0.852 | [5 empty] | 0.852
Gas Recovery Systems (Irvine) | Sycamore Landfill San Diego, Unit 1-3 (1.2 MW, 1.2 MW, 3.0 MW) | CHILLS_1_SYCLFL; CHILLS_7_UNITA1 | E0094 |  | 5/1/2011:4/1/2004 | SD1007; SD1004 |  |  | SDGE | Landfill Gas | 5.4 | 19.407 | 16.1019 | 14.499 | 14.972 | 13.292 | 5.1633 | 13.9059
| Taylor Farms |  | W0457 | [5 empty] | Not PLEXOS - demand side only | Wind | 1 | 0.21034 | [5 empty] | 0.21034
| Teichert Vernalis |  | W0395 | [5 empty] | Not PLEXOS - demand side only | Wind | 1.5 | 1.8303 | [5 empty] | 1.8303
Temescal Canyon RV, LLC | Temescal Canyon RV | CORONS_2_SOLAR | S0133 |  | 2011-05-17 | SC55277 |  |  |  | Photovoltaic | 1.5 | 2.6 | 2.649 | 2.609 |  |  |  | 2.6193
| Terra-Gen 251 Wind |  | W0306 | 60416 60417 60418 60419 |  | SC76105 SC76106 SC76107 SC76108 |  |  |  | Wind | 15.7 | 25.9274 | [5 empty] | 25.9274
| Terra-Gen Mojave Windfarms |  | W0270 | [6 empty] | Wind | 29 | 72.6014 | [5 empty] | 72.6014
| Terra-Gen VG Wind |  | W0449 | [6 empty] | Wind | 7.4 | 14.0996 | [5 empty] | 14.0996
Ventura Regional Sanitation District | Toland Road Landfill |  | E0256 |  |  | SC11221 |  |  |  | Landfill Gas | 2.8 | 3.025 | 7.057 |  |  |  |  | 5.041
PG&E MidAmerican Solar | Topaz Solar Farms LLC | TOPAZ_2_SOLAR | S0245 |  | 2013-09-01 | PG5098 |  |  |  | Photovoltaic | 550 | 1105.857 | [5 empty] | 1105.857
LA County Sanitation Districts | Total Energy Facilities | MESAS_2_QF | E0212 | 60633A | 1986-01-01 |  |  |  | LMUD HAS REC ONLY CONTRACT THROUGH 2020 FOR FIXED AMOUNT. | Biomass Gases | 38.4 | 146.209 | 134.0064 | 131.9761 | 132.184 | 134.664 | 131.88 | 135.1533
Greenleaf Power, LLC (Town of Scotia) | Scotia | PACLUM_6_UNIT | E0063 | 60083A | 1938-01-01 | PG2000 |  |  |  | Biomass | 32.5 | 96.5172 | 134.9289 | 139.1444 | 120.5611 | 122.8601 | 105.58 | 119.9319
Toyon Landfill Gas Conversion, LLC | Toyon Landfill |  | E0143 | 60283A | 1985-12-01 |  |  |  |  | Landfill Gas | 1.88 | 9.866 | 8.67 | 10.64 | 6.624 | 10.15 | 12.14 | 9.6817
Thermal Energy Dev Partner LP | Tracy Biomass Plant | THMENG_1_UNIT 1 | E0096 |  | 1990-04-26 | PG2022 |  |  |  | Biomass | 23 | 114.748 | 125.478 | 126.877 | 148.498 | 137.869 | 132.92 | 131.065
Sequoia PV 1, LLC | Tulare 1 and 2 |  |  | 61733A; 61734A | 2014-01-17 | SC55603 SC55604 | 58642 |  | EIA | Photovoltaic | 3 | 5.58 | [5 empty] | 5.58
| U.S. National Leasing LLC (Depot Park) |  | S9147 | 62229A | 01/01/2012 |  |  |  |  | Photovoltaic | 2.5 | 4.006 | 4.006 |  |  |  |  | 4.006
PG&E | Vaca Dixon Solar Station | VACADX_1_SOLAR | S0110 | 60966A | 2009-12-22 | PG50036 |  |  |  | Photovoltaic | 2 | 4.056 | 4.707 | 4.211 | 4.267 | 4.122 |  | 4.2726
Sol Orchard San Diego 22 LLC | Valley Center 1 & 2 | VLCNTR_6_VCSLR1; VLCNTR_6_VCSLR2 | S9178 | 61839A 62436A | 12/01/2013 | SD5028 SD5029 |  |  |  | Photovoltaic | 7.5 | 17.118 | 11.6946 |  |  |  |  | 14.4063
LADWP | Valley Generating Station |  | G0648 | 61598F |  |  |  |  | PSDP | Biomethane |  | 133.4 | [5 empty] | 133.4
| Vasco Wind Energy Center |  | W0394 |  |  | PG7040 |  |  |  | Wind | 78.2 | 238.1705 | [5 empty] | 238.1705
| Victor Mesa Linda B2 LLC |  |  | 61510A | 2014-11-05 | SC55659 | 59269 |  | EIA | Photovoltaic | 1.5 | 0.383 | [5 empty] | 0.383
| Victor Mesa Linda C2 LLC |  |  | 61511A | 2014-11-05 | SC55660 | 59270 |  | EIA | Photovoltaic | 1.5 | 0.369 | [5 empty] | 0.369
| Victor Mesa Linda D2 LLC |  |  | 61512A | 2014-11-05 | SC55661 | 59271 |  | EIA | Photovoltaic | 1.5 | 0.371 | [5 empty] | 0.371
| Victor Mesa Linda E2 LLC |  | S9274 | 61513A | 2014-11-15 | SC55662 | 59272 |  | EIA | Photovoltaic | 1.5 | 0.358 | [5 empty] | 0.358
| Victory Gardens IV |  | W0304 |  |  | SC76042 |  |  |  | Wind | 22 | 37.2652 | [5 empty] | 37.2652
Becca Solar, LLC | Vinam 9011 |  | S9214 | 61795 | 2013-07-30 | SC55559 | 58450 |  | EIA | Photovoltaic | 1.5 | 4.16 | 1.8087 |  |  |  |  | 2.9844
Ecos Energy , LLC | Vintner Solar Project | TMPLTN_2_SOLAR | S9292 | 61709A | 2014-03-05 | PG5094 |  |  |  | Photovoltaic | 1.5 | 3.266 | [5 empty] | 3.266
CE Generation (CalEnergy) | Vulcan, Gen 1 | MIRAGE_2_COCHLA | T0053 |  | 12/01/1985 | SC33006 |  |  |  | Geothermal | 30.16 | 259.222 | 281.428 | 232.554 | 264.399 | 296.903 | 301.53 | 272.6727
Enpower Management Corp. | Wadham | WADHAM_6_UNIT | E0102 |  | 1990-05-01 | PG2026 |  |  |  | Biomass | 29 | 170.418 | 196.487 | 183.912 | 204.138 | 175.653 | 173.68 | 184.048
| WAGNER WIND, LLC |  | W0413 | [6 empty] | Wind | 6 | 18.3631 | [5 empty] | 18.3631
| Wal-Mart Red Bluff |  | W0400 | [5 empty] | Not PLEXOS - demand side only | Wind | 1 | 1.7603 | [5 empty] | 1.7603
Toro Power 1, LLC | Watts 3115 |  | S0293 | 61796A; 61797A | 2013-08-21 | SC55560; SC55561 | 58454 |  | EIA | Photovoltaic | 2 | 3.017 | 1.591 |  |  |  |  | 2.304
Roseburg Forest Products | Weed Cogeneration Plant |  | E0243 | 60501A | 2011-08-05 |  |  |  |  | Biomass | 15 | 50.967 | 67.473 | 56.571 |  |  |  | 58.337
| WEG |  | W0348 | 60119E |  | PG7002 |  |  |  | Wind | 5 | 7.9511 | [5 empty] | 7.9511
Dominion | West Antelope Solar Park | ACACIA_6_SOLAR | S0318 | 61850A | 2014-11-10 | PG5159 |  |  |  | Photovoltaic | 20 | 3.6091 | [5 empty] | 3.6091
Geysers Power Company, LLC | West Ford Flat #4 | WDFRDF_2_UNITS | T0007 |  | 1988-09-01 | SC33107 |  |  |  | Geothermal | 14.4 | 207.225 | 207.478 | 221.401 | 221.135 | 224.864 | 222.49 | 217.4322
Pacific Gas & Electric (PG&E) | West Gates Solar Station | GATES_2_WSOLAR | S0223 | 62352A | 06/24/2013 | PG50044 |  |  |  | Photovoltaic | 10 | 23.405 | 23.3892 |  |  |  |  | 23.3971
Silverado Power | Western Antelope Blue Sky Ranch A | PLAINV_6_BSOLAR | S0271 |  | 2014-11-01 | PG5160 |  |  |  | Photovoltaic | 20 | 3.5921 | [5 empty] | 3.5921
| Westlands Solar Farms | JAYNE_6_WLSLR | S9192 | 61755A | 2014-02-06 | PG5080 |  |  |  | Photovoltaic | 19 | 43.379 | [5 empty] | 43.379
PG&E | Westside Solar Station | SCHNDR_1_WSTSDE | S0138 | 61433A | 2010-08-31 | PG50037 |  |  |  | Photovoltaic | 15 | 32.102 | 32.643 | 32.302 | 8.3524 |  |  | 26.3498
| Westwind Partners, LLC |  | W0300 |  |  | SC76096 |  |  |  | Wind | 16 | 13.6 | [5 empty] | 13.6
| Wheelabrator Shasta | WSENGY_1_UNIT 1 | E0086 |  | 1987-01-01 | PG2025 |  |  |  | Biomass | 62.75 | 384.3071 | 405.628 | 401.856 | 391.354 | 397.589 | 395.38 | 396.019
CED California Holdings, LLC | White River Solar 2, LLC (White River West) | OLIVEP_1_SOLAR2 | S0320 |  | 2014-09-17 | PG5147 |  |  |  | Photovoltaic | 19.8 | 13.149 | [5 empty] | 13.149
| Whitewater Hill Partners, LLC |  | W0361 | 60737A |  | SD7010 SD7012 |  |  |  | Wind | 61.5 | 161.0429 | [5 empty] | 161.0429
| Wind Resource I |  | W0284 |  |  | PG7096 |  |  |  | Wind | 8.71 | 13.8952 | [5 empty] | 13.8952
| Wind Resource II |  | W0320 |  |  | PG7094 |  |  |  | Wind | 19.96 | 46.726 | [5 empty] | 46.726
| Wind Stream Operations 6039 |  | W0271 | [6 empty] | Wind | 6.34 | 8.9707 | [5 empty] | 8.9707
| Wind Stream Operations 6040 |  | W0272 | [6 empty] | Wind | 6.66 | 10.668 | [5 empty] | 10.668
| Wind Stream Operations 6041 |  | W0273 | [6 empty] | Wind | 4.5 | 6.1273 | [5 empty] | 6.1273
| Wind Stream Operations 6042 |  | W0274 | [6 empty] | Wind | 6.37 | 9.9561 | [5 empty] | 9.9561
| Wind Stream Operations 6111 |  | W0310 | [6 empty] | Wind | 6.64 | 7.7634 | [5 empty] | 7.7634
| Windland Inc Boxcar I |  | W0262 |  |  | SC76011 |  |  |  | Wind | 8 | 15.4469 | [5 empty] | 15.4469
| Windland Inc Boxcar II |  | W0301 |  |  | SC76097 |  |  |  | Wind | 8 | 18.5311 | [5 empty] | 18.5311
| Windpower Partners 1987 |  | W0333 | [6 empty] | Wind | 50 | 79.6296 | [5 empty] | 79.6296
| Windpower Partners 1988 |  | W0337 | [6 empty] | Wind | 30 | 51.3784 | [5 empty] | 51.3784
| Windpower Partners 1990, L.P |  | W0340 | [6 empty] | Wind | 15 | 13.9671 | [5 empty] | 13.9671
| Windpower Partners 1991, L.P. |  | W0453 | [6 empty] | Wind | 16.3 | 8.2181 | [5 empty] | 8.2181
| Windpower Partners 1991-2, L.P |  | W0336 | [6 empty] | Wind | 29.7 | 22.794 | [5 empty] | 22.794
| Windpower Partners 1992, L.P |  | W0446 | [6 empty] | Wind | 30 | 34.3654 | [5 empty] | 34.3654
| Windstar Energy, LLC |  | W0419 |  |  | SC76307 |  |  |  | Wind | 120 | 284.3142 | 310.985 |  |  |  |  | 297.6496
| Wintec Energy #2-A |  | W0437 | [6 empty] | Wind | 1.32 | 3.9299 | [5 empty] | 3.9299
| Wintec Energy, Ltd. |  | W0318 | [6 empty] | Wind | 5.93 | 7.9943 | [5 empty] | 7.9943
Woodland Biomass Power Ltd | Woodland Biomass Power Ltd | BIOMAS_1_UNIT 1 | E0105 |  | 1989-09-01 | PG2006 |  |  |  | Biomass | 28 | 183.432 | 188.712 | 183.264 | 179.412 | 175.584 | 159.53 | 178.3223
[11 empty] | 15057.09 | 43203.9695 |  |  |  |  | Total | 43488.0678
Note on F4: STAFF: according to PG&E
Note on M31: STAFF: Estimated.
Note on B56: STAFF: US EPA LMOP Shows project still operating. There is a new unit planned for June of 2016 at the same site. Replacement??
Note on M105: STAFF: PSDP SMUD Claim
Note on G106: STAFF: CONTRACT EXPIRED
Note on M108: STAFF: PSDP SMUD Claim
Note on B113: STAFF: AKA Desert Center Solar Farm
Note on G130: STAFF: CONTRACT TERMINATED
Note on M165: STAFF: PSDP Glandal 2014 Claim
Note on M178: STAFF: 2014 PSDP - LADWP Claim
Note on M229: STAFF: PSDP 2014 Claims - Pasadena and Burbank
Note on M230: STAFF: PSDP - Vernon 2014
Note on G239: STAFF: SDGE CONTRACT EXPIRED 2013
Note on G346: STAFF: SCE contract starts 2019
Note on M367: STAFF: 2014 PSDP Claims LADWP
Note on B460: STAFF: AKA EEL RIVER
Note on M467: STAFF: 2014 PSDP Claim - LADWP
Note on F475: STAFF: ISO confirmed online
Note on B482: STAFF: aka FLOWIND 3-4
Note on G492: STAFF: CONTRACTS EXPIRED

## 1b.2. InState COD 12-14 <1
Table 1b: In-State Operational Renewable Generation Less Than 1 MW (Excluding Small Hydro) For Planning RNS
Company Name | Plant Name | ISO Resource ID | CEC Resource ID | RPS/WREGIS ID | PUC ID | EIA ID | COMMENTS | Resource Type | Commercial Online Date | Installed Capacity MW | 2014 (GWh) | 2013 (GWh) | 2012 (GWh) | 2011 (GWh) | 2010 (GWh) | Average 2009-2006 (GWh) | 2006-2014 Average (GWh) | 2006-2011 Average (GWh)
Oakdale Ventures, LLC | Nordhoff Place |  |  | 62800A |  | 59652 | EIA | Photovoltaic | 2014-07-15 | 1.184 | 0.332 | [5 empty] | 0.332
City of Sacramento- | Fairbairn Water Treatment Plant |  |  | 62791A |  |  | ESTIMATED | Photovoltaic | 2013-02-12 | 0.925 | 2.2283 | [5 empty] | 2.2283
| Diamond Pet Food Processors of Ripon |  |  | 62132A |  |  | ESTIMATED | Photovoltaic | 2011-12-22 | 0.94 | 2.2645 | [5 empty] | 2.2645
| Foster Farms Dairy |  |  | 62127A |  |  | ESTIMATED | Photovoltaic | 2010-07-01 | 0.951 | 2.2993 | [5 empty] | 2.2993
| FRITO LAY |  |  | 62137A |  |  | ESTIMATED | Photovoltaic | 2010-07-01 | 0.957 | 2.3138 | [5 empty] | 2.3138
| Ratto Bros Inc |  |  | 62134A |  |  | ESTIMATED | Photovoltaic | 2011-05-03 | 0.97 | 2.3367 | [5 empty] | 2.3367
Recurrent Energy (RE-VFO, LLC) | RE Dillard Road 4 |  | S0283 | 61277A |  |  | ESTIMATED | Photovoltaic | 01/01/2012 | 0.4 | 0.9636 | 0.942 |  |  |  |  | 0.9528
| SMUD ECOC |  |  | 62794A |  |  | ESTIMATED | Photovoltaic | 2013-03-19 | 0.969 | 2.3343 | [5 empty] | 2.3343
| The Wine Group |  |  | 62139A |  |  | ESTIMATED | Photovoltaic | 2009-12-30 | 0.95 | 2.2885 | [5 empty] | 2.2885
Chatsmouth, LLC | Chatsmouth LLC Solar Project 1 | [5 empty] | ESTIMATED | Photovoltaic | 2013-09-13 | 0.5 | 1.2045 | [5 empty] | 1.2045
MRB Solar, LLC | Layline Distribution Center - MRB Solar LLC | [5 empty] | ESTIMATED | Photovoltaic | 2013-09-13 | 0.833 | 2.0067 | [5 empty] | 2.0067
Cathay LA Inc. | Cathay LA - Solar Project | [5 empty] | ESTIMATED | Photovoltaic | 2014-08-19 | 0.44286 | 0.8833 | [5 empty] | 0.8833
Pristine Sun Fund 5 LLC | 2041_Alvares |  | S9319 | 62661A |  |  | PSDP | Photovoltaic | 2014-02-10 | 0.25 | 0.56697 | [5 empty] | 0.56697
Pristine Sun Fund 5 LLC | 2056_Jardine |  | S9294 | 62058A | PG5062 |  | PSDP | Photovoltaic | 2014-03-03 | 0.999 | 1.711 | [5 empty] | 1.711
Pristine Sun Fund 5 LLC | 2059_Scherz |  | S9296 | 62059A |  |  | PSDP | Photovoltaic | 2014-03-03 | 0.5 | 0.89742 | [5 empty] | 0.89742
Pristine Sun Fund 5 LLC | 2065-Rogers |  | S9318 | 62060A |  |  | PSDP | Photovoltaic | 2013-07-12 | 0.5 | 0.60072 | [5 empty] | 0.60072
Pristine Sun Fund 5 LLC | 2096_Cotton |  | S9185 | 62063A | PG5053 |  | PSDP | Photovoltaic | 2014-03-03 | 0.999 | 1.976 | [5 empty] | 1.976
Pristine Sun Fund 5 LLC | 2102_Christensen |  | S9190 | 62065A | PG5051 |  | PSDP | Photovoltaic | 2014-02-07 | 0.999 | 2.1548 | [5 empty] | 2.1548
Pristine Sun Fund 5 LLC | 2103_Hill |  | S9297 | 62066A |  |  | PSDP | Photovoltaic | 2014-02-20 | 0.75 | 0.457 | [5 empty] | 0.457
Pristine Sun Fund 5 LLC | 2113_Fritzjarrell |  | S9302 | 62067A | PG5057 |  | PSDP | Photovoltaic | 2014-06-27 | 0.999 | 0.027799 | [5 empty] | 0.027799
Pristine Sun Fund 5 LLC | 2125_Jarvis |  | S9183 | 62625A | PG5063 |  | PSDP | Photovoltaic | 2014-06-27 | 0.999 | 0.228 | [5 empty] | 0.228
Pristine Sun Fund 5 LLC | 2094_Buzzelle |  | S9184 | 62062A | PG5050 |  | PSDP | Photovoltaic | 2014-03-06 | 0.999 | 0.45824 | [5 empty] | 0.45824
Pristine Sun Fund 5 LLC | 2158-Stroing |  | S9316 | 62069A |  |  | PSDP | Photovoltaic | 2013-10-02 | 0.75 | 1.107 | [5 empty] | 1.107
Pristine Sun Fund 5 LLC | 2179-Smotherman |  | S9311 | 62070A |  |  | PSDP | Photovoltaic | 2014-03-06 | 0.25 | 0.5619 | [5 empty] | 0.5619
ABEC Bidart-Stockale #1 | ABEC Bidart-Stockale #1 |  |  |  | PG1035 |  | PSDP | Biomass Gases | 2013-04-01 | 0.6 | 0.1469 | [5 empty] | 0.1469
| ABEC New Hope Dairy Digester | [5 empty] | PSDP | Biomass Gases | 2013-07-01 | 0.45 | 1.579 | [5 empty] | 1.579
| Ameresco Santa Clara |  |  | 62413A |  |  | PSDP | Bio-Landfill Gas | 2009-12-18 | 0.75 | 2.7616 | [5 empty] | 2.7616
| AT&T Park Solar Arrays |  |  | 60634A |  |  | PSDP | Photovoltaic | 2007-07-03 | 0.12272 | 0.143 | [5 empty] | 0.143
| Blake's Landing - 80kW Generator |  |  |  | PG1029 |  |  | biogas | 2010-11-02 | 0.08 | 0.6 | [5 empty] | 0.6
| CA - Port of Oakland - Site 1 |  |  | 62515A |  |  | PSDP | Photovoltaic | 2007-11-07 | 0.9 | 1.046 | [5 empty] | 1.046
| Clover Flat LandFill Gas | CSTOGA_6_LNDFIL |  | 61847A | PG10020 |  | PSDP | Landfill gas | 2014-06-25 | 0.9 | 1.698 | [5 empty] | 1.698
SunEdison | Corona, CA (1351 Railroad) W12DG-C |  |  | 61735 | SC55649 |  | PSDP | Photovoltaic | 2013-04-15 | 0.99 | 1.85 | [5 empty] | 1.85
Fiscalini Farms, L.P. | Fiscalini Farms Digester |  | - | 60738A |  |  | PSDP | Biomass | 2009-02-09 | 0.7 | 2.529 | 4.9056 | 4.9056 | 5.3 | 5.3 | 5.3 | 4.7067
Northern California Power Agency | Geothermal Solar Unit 1 |  |  | 62040A |  |  | PSDP | Photovoltaic | 2008-12-19 | 0.975 | 1.9503 | [5 empty] | 1.9503
Northern California Power Agency | Geothermal Solar Unit 2 |  |  | 62041A |  |  | PSDP | Photovoltaic | 2009-12-30 | 0.9995 | 1.9723 | [5 empty] | 1.9723
Sacramento Municipal Utility District | Hedge PV |  | S0090 | 60687A |  |  | PSDP | Photovoltaic |  | 0.2 | 0.362 | 0.045 | 0.126 | 0.343 | 0.271 | 0.34 | 0.24783
IKEA US West, Inc. | IKEA Solar |  | S9036 | 62610A |  |  | ESTIMATED | Photovoltaic | 01/01/2012 | 0.25 | 0.60225 | [5 empty] | 0.60225
| Inland Empire Utilities Agency, Regional Plant No. 2 |  |  | 60295A | SC11099 |  | PSDP | Biomass Gases | 1992-12-28 | 0.58 | 1.5226 | [5 empty] | 1.5226
SDGE | Innovative Cold Storage Enterprises |  |  | 60761A |  |  | PSDP | Photovoltaic |  | 0.5 | 0.80147 | [5 empty] | 0.80147
| KINGSBURG 3 |  |  | 61725A | PG5031 |  | PSDP | Photovoltaic | 12/01/2013 | 0.75 | 1.474 | [5 empty] | 1.474
| One Miracle Property, LLC |  |  | 61419 | SC50009 |  | PSDP | Photovoltaic | 2010-12-28 | 0.75 | 1.643 | 1.636 | 1.617 | 1.29 |  |  | 1.5465
| Ortigalita Power Co. |  |  | 60732A | PG2050 |  | PSDP | BIOMASS | 2011-03-30 | 0.75 | 0.000983 | [5 empty] | 0.000983
| San Rafael Airport |  |  | 62237A |  |  | PSDP | Photovoltaic | 2012-10-23 | 0.972 | 1.527 | [5 empty] | 1.527
Southern California Edison (SCE) | SPVP012 Ontario |  | S9167 | 61038A | SC50012 |  | PSDP | Photovoltaic | 01/01/2012 | 0.5 | 1.0073 | 0.539 |  |  |  |  | 0.77313
| Van Warmderdam Dairy Digester |  |  | 62379A |  |  | PSDP | Biomass Gases | 2013-05-23 | 0.6 | 1.7418 | [5 empty] | 1.7418
Heizenberg Solar LLC | Capelin Distribution Center |  |  | 62737A |  |  | Torrance | Photovoltaic | 2014-10-31 | 0.9936 | 0.4015 | [5 empty] | 0.4015
[8 empty] | Total |  | 33.3287 | 59.5624 | [5 empty] | 61.2845
Sources: Quarterly Fuels and Energy Report 2006 – 2013 <http://www.energy.ca.gov/forms/cec-1304.html, California Energy Commission>, Ventyx, Velocity Suite (from EPA and hourly CEMS data),
utility energy and capacity supply plan filed with the Energy Commission < http://energyalmanac.ca.gov/electricity/index.html >, CPUC RPS Database posted Septemeber 2013 <CPUC RPS_Project_Status_Table_2013_Aug.xls>
Note on L4: STAFF: ESTIMATED
Note on L5: STAFF: ESTIMATED
Note on L8: STAFF: ESTIMATED
Note on L9: STAFF: ESTIMATED
Note on K22: STAFF: CERTIFICATION SAYS 0.25 mw
Note on K23: STAFF: CERTIFICATION SAYS 0.25 mw
Note on K25: STAFF: CERTIFICATION SHOWS 0.5 MW

## 1c. In State Small Hydro
Table 1c: In-State Small Hydro Generation for Planning RNS
Company Name | Plant Name | ISO Resource ID | CEC Resource ID | RPS / WREGIS ID | CPUC ID | CAPACITY (MW) | COMMENTS | 2014 | 2013 | 2012 | 2011 | 2010 | 2009 | 2008 | 2007 | 2006 | 2005 | 2004 | 8-Year Average | 11-Year Average
PG&E | Alta |  | H0005 | 60033A | PG40091 | 2 |  | 3546 | 2456 | 3791 | 3546 | 3605 | 4129 | 3563 | 2708 | 4582 | 3920 | 4387 | 3418 | 3657.5455
Utica Power Authority | Angels |  | H0008 | 60520A |  | 1.4 |  | 4285 | 4643 | 5772 | 6915 | 6658 | 6195 | 4957 | 3280 | 6898 | 6685 | 5400 | 5338.125 | 5608
City of Pasadena | Azusa |  | H0014 | 61436A |  | 3 |  | 0.01 | 0 | 4488 | 10370 | 0.01 | 5021 | 2053 | 60 | 2733 | 2163 |  | 2749.0025 | 2688.802
| Badger Filtration Plant |  | H0016 | 60438E | SD4005 | 1.5 | PSDP | 1151.98 | [10 empty] | 1151.98 | 1151.98
| Baker Creek Hydro |  | H0547 | 60152A | PG40081 | 1 | PSDP | 1154 | [10 empty] | 1154 | 1154
TKO Power, Inc. | Bear Creek |  | H0507 | 60187E | PG4092 | 3.2 | SC44213 starting 2015 | 2781 | 1716 | 3320 | 7455 | 1814 | 1852 | 2536 | 2437 | 9611 | 4005 | 4490 | 2988.875 | 3819.7273
City of Escondido | Bear Valley |  | H0021 | 60439A | SD4008 | 1.5 |  | 562 | 81 | 2649 | 16 | 450 | 2241 | 5545 | 968 |  |  |  | 1564 | 1564
Tri-Dam Project & Tri-Dam Power Authority | Beardsley |  | H0022 | 60072A |  | 9.99 |  | 15166 | 34568 | 33699 | 77472 | 54763 | 59753 | 37196 | 27550 | 83118 | 48673 | 44166 | 42520.875 | 46920.3636
Mega Renewables | Bidwell Ditch |  | H0323 | 60165E | PG4050 | 2 |  | 10412 | 10690 | 9673 | 9832 | 10583 | 11654.316 | 12574 | 12794 | 12694 | 11852 | 12208 | 11026.5395 | 11360.5742
Big Creek Water Works, LTD. | Big Creek Water Works |  | H0037 | 60900A | PG4104 | 5 | PSDP | 4203 | STANDBY | 500 | 1925 | 1924 |  |  |  | 3245 |  |  | 2138 | 2359.4
LADWP | Big Pine |  | H0040 | 61689A |  | 3.2 |  | 9209 | 3241 | 5099 | 8212 | 8522 | 14738 | 13728 | 10820 | 14864 | 11946 | 11914 | 9196.125 | 10208.4545
SCE | Bishop Creek 2 |  | H0041 | 60444A | SC40001 | 7.3 |  | 15118 | 21013 | 29160 | 40863 | 35105 | 27915 | 22279 | 13881 | 40048 | 29360 | 25506 | 25666.75 | 27295.2727
SCE | Bishop Creek 3 |  | H0042 | 60446A | SC40002 | 7.84 |  | 15001 | 18174 | 26890 | 43919 | 33057 | 29142 | 23924 | 19156 | 36608 | 25892 | 28792 | 26157.875 | 27323.1818
SCE | Bishop Creek 4 |  | H0043 | 60447A | SC40003 | 7.95 |  | 25145 | 24134 | 37647 | 51739 | 50197 | 40972 | 32827 | 18771 | 52679 | 50156 | 44357 | 35179 | 38965.8182
SCE | Bishop Creek 5 |  | H0044 | 60448A | SC40004 | 3.8 |  | 6091 | 8652 | 12176 | 18998 | 15496 | 12364 | 12083 | 10164 | 21034 | 17338 | 14169 | 12003 | 13505.9091
SCE | Bishop Creek 6 |  | H0045 | 60449A | SC40005 | 1.6 |  | 6753 | 8291 | 10572 | 13367 | 3666 | 9217 | 6983 | 7213 | 11524 | 8212 | 8009 | 8257.75 | 8527.9091
Silicon Valley Power | Black Butte |  | H0046 | 61751A |  | 6.19 |  | 4788 | 7602 | 10054 | 15962 | 24369 | 5472 | 22085 | 7988 | 23735 | 23735 | 13462 | 12290 | 14477.4545
SCE | Borel |  | H0048 | 60450A | SC40006 | 11 | -209 | 0 | 7122 | 49140 | 61011.02 | 44043.02 | 54713 | 45358 | 38305 | 71036 | 76606 | 52640 | 37461.505 | 45452.1855
Nevada Irrigation District | Bowman |  | H0351 | 60171A | PG4058 | 3.6 |  | 5083 | 6280 | 14149 | 17811 | 15062 | 12554 | 7985 | 8090 | 20244 | 14510 | 11656 | 10876.75 | 12129.4545
Siskiyou County | Box Canyon |  | H0284 | 60778E |  | 5 |  | 8187 | 10838 | 15586 | 25830 | 22946 | 14046 | 12396 | 11183 | 25569 | 23700 | 20874 | 15126.5 | 17377.7273
| Buckeye Hydroelectric Project |  | H0051 | 60567A | PG4116 | 0.4 | PSDP | 1120.884 | [10 empty] | 1120.884 | 1120.884
Ida-West Energy | Burney Creek |  | H0240 | 60177E | PG4076 | 3 |  | 1874 | 2030 | 3907 | 8089 | 4575 | 3827 | 2203 | 2451 | 11870 | 6729 | 6010 | 3619.5 | 4869.5455
Calaveras Public Utility Disctrict | Calaveras Hydro #1 |  |  | 60198A | PG4010 | 0.09 | PSDP | 264.523 | [10 empty] | 264.523 | 264.523
Calaveras Public Utility Disctrict | Calaveras Hydro #2 |  |  | 60199A | PG4011 | 0.09 | PSDP | 242.506 | [10 empty] | 242.506 | 242.506
Calaveras Public Utility Disctrict | Calaveras Hydro #3 |  |  | 60200A | PG4012 | 0.09 | PSDP | 132.034 | [10 empty] | 132.034 | 132.034
East Bay Municipal Utility District (EBMUD) | Camanche |  | H0080 | 60535A |  | 10.8 |  | 4921 | 16161 | 15474 | 56961 | 41284 | 17619 | 8544 | 17803 | 59843 | 57650 | 21781 | 22345.875 | 28912.8182
Sacramento Municipal Utility District | Camp Far West |  | H0083 | 61075A |  | 7.18 |  | 5767 | 12807 | 22404 | 38368 | 27786 | 22145 | 11720 | 11810 | 34255 | 26596 | 21569 | 19100.875 | 21384.2727
Merced Irrigation District | Canal Creek Power Plant |  | H0300 | 60201A |  | 0.9 |  | 0 | [10 empty] | 0 | 0
PG&E | Centerville |  | H0092 | 60034A | PG40089 | 6.4 | PSDP | 18.5 | 0 | 0 | 1584 |  | 4756 | 7525 | 11854 | 16839 | 24313 | 24212 | 3676.7857 | 9110.15
PG&E | Chili Bar |  | H0096 | 60035A | PG40118 | 7.02 |  | 1701 | 15949 | 24013 | 42571 | 31785 | 26046 | 17591 | 20489 | 40795 | 38199 | 26179 | 22518.125 | 25938
SHAMROCK UTILITIES | CLOVER LEAF |  | H0103 | 60240A |  | 0.2 | PSDP | 470.504 | [10 empty] | 470.504 | 470.504
PG&E | Coleman |  | H0106 | 60037A | PG40119 | 13 |  | 35552 | 39844 | 48961 | 64679.74 | 33013.96 | 48069 | 55236 | 60148 | 22920 | 58495 | 61620 | 48187.9625 | 48048.9727
Nevada Irrigation District | Combie North Powerhouse |  | H0109 | 60814A | PG4110 | 0.5 | PSDP | 1370.468 | [10 empty] | 1370.468 | 1370.468
Nevada Irrigation District | Combie South (3 @ 500kW = 1.5MW) |  | H0054 | 60172A | PG4111 | 1.5 |  | 2209 | 2316 | 3287 | 7413 | 7090 | [6 empty] | 4463 | 4463
Calleguas MWD | Conejo Hydro |  | H0077 | 60330A | SC44210 | 0.55 |  | 268.553 | [10 empty] | 268.553 | 268.553
LADWP | Control Gorge |  | H0110 | 62001A |  | 37.5 | PSDP | 3044.08 | 3237 | 54148 | 65140.03 | 81461 | 50989 | 68607 | 67369 | 136724 | 107772 | 51019 | 49249.3887 | 62682.7373
PacifiCorp | Copco 1 |  | H0111 | 60537A |  | 20 |  | 65390 | 67577 | 85352.1 | 113105.02 | 67544 | 79739 | 97312 | 95316 | 133926 | 81037 | 71931 | 83916.89 | 87111.7382
PacifiCorp | Copco 2 |  | H0112 | 60538A |  | 27 |  | 86439 | 83609 | 109416.3 | 142876.03 | 88801.01 | 97920 | 120286 | 119854 | 172649 | 100525 | 90516 | 106150.1675 | 110262.8491
Metropolitan Water District | Corona |  | H0114 | 60622A |  | 2.85 |  | 14259 | 17347 | 16419 | 12034 | 18849 | 18311 | 15984 | 10243 | 5940 | 13393 | 10536 | 15430.75 | 13937.7273
LADWP | Cottonwood |  | H0116 | 61690A |  | 1.5 |  | 2168.01 | 531 | 9576 | 11481 | 12286.4 | 7972 | 7789 | 2900 | 6969 | 8327 | 6299 | 6837.9263 | 6936.2191
Ida-West Energy | Cove Hydroelectric |  | H0236 | 60178E | PG4077 | 5 |  | 7047 | 9487 | 10394 | 20019 | 19400 | 9759 | 10996 | 10021 | 21998 | 18583 | 14869 | 12140.375 | 13870.2727
PG&E | Cow Creek |  | H0118 | 60038A | PG40093 | 2 |  | 4097 | 4669 | 4216 | 3456 | 1251 | 5954 | 5566 | 8461 | 12280 | 9935 | 10773 | 4708.75 | 6423.4545
San Jose Water Company | Cox Ave Hydro |  | H0618 | 61303A | PG4101 | 0.112 | PSDP | 0.608 | [10 empty] | 0.608 | 0.608
Metropolitan Water District | Coyote Creek |  | H0119 | 60624A |  | 3.13 |  | 7784 | 14394 | 3427 | 3059 | 5779 | 10048 | 16361 | 6478 |  | 952 |  | 8416.25 | 7586.8889
PG&E | Crane Valley |  | H0120 | 60039A | PG40102 | 0.9 |  | 181 | 681 | 945 | 3773 | [7 empty] | 1395 | 1395
PG&E | De Sabla |  | H0130 | 60041A | PG40117 | 18.5 |  | 43650 | 73720 | 75349 | 96634.66 | 79554.07 | 68601 | 64124 | 85171 | 97287 | 96340 | 96147 | 73350.4662 | 79688.8845
Yuba County Water Agency | Deadwood Creek |  | H0362 | 60189E | PG4099 | 2 | PSDP | 946.429 | [10 empty] | 946.429 | 946.429
PG&E | Deer Creek |  | H0133 | 60040A | PG40095 | 5.7 |  | 17758 | 19803 | 20730 | 11774 | 16997 | 23226 | 20918 | 21325 | 19196 | 18900 | 21519 | 19066.375 | 19286
| Desert Power Company |  | H0134 | 60329A | SC44008 | 0.948 | PSDP | 860.659 | [10 empty] | 860.659 | 860.659
Metropolitan Water District | Diamond Valley Lake |  | H0611 | 60901A |  | 29.7 |  | 25144 | 22348 | 64910 | 34551.03 | 4032.09 | 12182.04 | 30177 |  |  |  |  | 27620.5943 | 27620.5943
| Digger Creek Hydro |  | H0140 | 60206A | PG40077 | 0.75 | PSDP | 2562 | 1.17 | [9 empty] | 1281.585 | 1281.585
LADWP | Division Creek |  | H0142 | 61691A |  | 0.6 |  | 0.01 | 531 | 3094 | 4896 | 4647 | 3773 | 6194 | 4026 | 5562 | 4432 | 4603 | 3395.1263 | 3796.1827
Imperial Irrigation District | Double Weir |  | H0146 | 61081A |  | 0.396 |  | 0 | [6 empty] | 1604 | 1543 |  |  | 802 | 1049
Imperial Irrigation District | Drop 1 |  | H0147 | 61082A |  | 5.85 |  | 16404 | 18847 | 21203 | 26434 | 20074 |  | 13972 | 19549 | 20662 | 18212 | 19238 | 19497.5714 | 19459.5
Imperial Irrigation District | Drop 2 |  | H0149 | 61083A |  | 10 |  | 45570 | 46495 | 51876.1 | 52455.01 | 49394.02 | 46476 | 49641 | 51423 | 52207 | 59865 | 49992 | 49166.2663 | 50490.3755
Imperial Irrigation District | Drop 3 |  | H0150 | 61084A |  | 9.8 |  | 41178 | 42940 | 50627 | 52252 | 49065 | 48474 | 48566 | 45922 | 50731 | 44791 | 48376 | 47378 | 47538.3636
Imperial Irrigation District | Drop 4 |  | H0151 | 61085A |  | 19.6 |  | 96168 | 99549 | 110868.1 | 105099 | 99453 | 100167.01 | 106646 | 104874 | 106626 | 95596 | 104623 | 102853.0137 | 102697.1918
Imperial Irrigation District | Drop 5 |  | H0152 | 61086A |  | 4 |  | 11793 | 15810 | 18600 | 12270 | 14111 | 16238 | 14356 | 14225 | 16450 | 25547 | 15543 | 14675.375 | 15903.9091
PG&E | Dutch Flat #1 |  | H0156 | 60042A | PG40115 | 22 |  | 60212 | 106726 | 105096 | 100993.24 | 89881.43 | 86305 | 66554 | 76550 | 116184 | 114629 | 92544 | 86539.7087 | 92334.0609
Nevada Irrigation District | Dutch Flat 2 |  | H0157 | 60264A | PG4058 | 27.3 |  | 19913 | 19301 | 44786.3 | 100180.04 | 105818 | 82615 | 75769 | 47894 | 101867 | 107154 | 80150 | 62034.5425 | 71404.3036
| Eagle Hydro |  |  | 60208E | PG40048 | 0.55 |  | 470.865 | [10 empty] | 470.865 | 470.865
Imperial Irrigation District | East Highline |  | H0160 | 61087A |  | 2.42 |  | 3373 | MAINT. | 408 | 3171 | 3706 | 4099 | 1095 | 4185 | 3825 | 3492 | 4322 | 2862.4286 | 3167.6
Calleguas Municipal Water District | East Portal Generator |  | H0078 | 60335A | SC44022 | 1.25 |  | 2849 | 6993 | 6223 | 5814 | 3974 | 6675 | 7009 | 6826 | 4582 | 4898 | 6405 | 5795.375 | 5658.9091
McFadden Hydroelectric Facility (SB32 | EJM McFadden |  | H0317 | 60207A |  | 0.36 | PSDP | 14.347 | [10 empty] | 14.347 | 14.347
El Dorado Irrigation District | El Dorado |  | H0167 | 60601A | PG4022, PG4105 | 20 |  | 44778 | 71094 | 67328.5 | 105352.02 | 79793.05 | 73261 | 60255 | 62183 | 96515 | 111309 | 63574 | 70505.5713 | 75949.3245
Metropolitan Water District | Etiwanda |  | H0174 | 60271A | PG40063 | 23.9 |  | 0.12 | 27597 | 44585.2 | 58432.03 | 30141 | 30425 | 61039 | 127704 | 142846 | 96012 | 99155 | 47490.4187 | 65266.9409
Merced Irrigation District | Fairfield Power Plant Papazian |  | H0301 | 60210A | PG40047 | 0.9 |  | 0 | [10 empty] | 0 | 0
PacifiCorp | Fall Creek |  | H0177 | 60539A |  | 2.2 |  | 7396 | 9864 | 10432 | 11651 | 11086 | 14701 | 13723 | 13049 | 14770 | 14047 | 12819 | 11487.75 | 12139.8182
Yuba County Water Agency | Fish Power |  | H0053 | 60252E | PG4100 | 0.15 |  | 1165 | 1069 | 1087 | 1087 | 1105 | 1059 | 7227 | 1090 | 1032 | 1154 |  | 1861.125 | 1707.5
| Five Bears Hydroelectric |  | H0183 | 60211E | PG4026 | 0.99 | PSDP | 18.27 | [10 empty] | 18.27 | 18.27
SCE | Fontana |  | H0187 | 60451A |  | 1.9 |  | 1916 | 2845 | 5227 | 7810 | 7793 | 5430 | 6496 | 4578 | 8412 | 7689 | 4273 | 5261.875 | 5679
LADWP | Foothill |  | H0189 | 61692A |  | 11 |  | 19925 | 25424 | 39375 | 51556 | 46734 | 46091 | 16001 | 25350 | 68243 | 60448 | 28745 | 33807 | 38899.2727
Hypower, Inc. | Forks of Butte Hydro Project |  | H0192 | 60160E | PG40026 | 14.5 |  | 21594.1 | 25613 | 32246.3 | 56323 | 63548.02 | 39604 | 27687 | 19662 | 60509 | 52924 | 39271 | 35784.6775 | 39907.4018
South San Joaquin Irr District | Frankenheimer |  | H0488 | 60183A | PG40054 | 5.04 |  | 13972 | 14814 | 13388 | 14481 | 13775 | 15135 | 15716 | 15458 | 14592 | 12925 | 16029 | 14592.375 | 14571.3636
LADWP | Franklin |  | H0193 | 61693A |  | 2 | -1611 | 0 | 2694 | 7369 | 10672.7 | 9334 | 8595 | 5908 | 2017 | 638 | 994 | 3426 | 5823.7125 | 4695.2455
Placer County Water Agency | French Meadows |  | H0195 | 60268A | PG4067 | 15 |  | 21206 | 26833 | 46807 | 93279 | 57642 | 54336 | 27672 | 32110 | 97500 | 69749 | 46976 | 44985.625 | 52191.8182
Orange Cove Irrigation Dist. | Friant Fishwater Release Hydroelectric |  | H0196 | 60232A | PG4065 | 0.51 | PSDP | 2503.728 | [10 empty] | 2503.728 | 2503.728
Friant Power Authority | Friant-Kern Hydro Facility (River Outlet, Madera Canal, F-K) |  | H0198 | 60156A 62380A 62381A | PG4027 | 30.57 |  | 13562.2 | 60851 | 53073.8 | 106744.18 | 76343.24 | 97853 | 49486 | 36147.263 | 115419.2 | 129490 | 62696 | 61757.5854 | 72878.7166
American Energy, Inc | Fullerton Hydro |  | H0199 | 60355E | SC44137 | 0.4 | PSDP | 345.225 | [10 empty] | 345.225 | 345.225
Humboldt Bay Municipal Water District | Gosselin Hydroelectric Plant |  | H0241 | 60159E | PG40052 | 2 |  | 2846 | 4228 | 4572 | 5794 | 6970 | 3730 | 4904 | 4570 | 6182 | 7388 | 4590 | 4701.75 | 5070.3636
Northern California Power Agency | Graeagle |  | H0209 | 60903A |  | 0.44 |  | 1851 | 1626 | 2088 | 2895 | 7523 | 2353 | 1990 | 1972 |  |  |  | 2787.25 | 2787.25
Silicon Valley Power | Grizzly |  | H0213 | 61935A |  | 21 |  | 5783.05 | 22816 | 30584.3 | 52078 | 28835 | 26870 | 0 | 27875 | 103027 | 55157 | 40325 | 24355.1688 | 35759.1227
LADWP | Haiwee |  | H0216 | 61694A |  | 6.34 |  | 3946 | 3342 | 9729 | 20495 | 26402 | 7570 | 8267 | 5363 | 20256 | 19533 | 13305 | 10639.25 | 12564.3636
PG&E | Halsey |  | H0217 | 60043A | PG40098 | 11 |  | 24264 | 44307 | 38620 | 38866.13 | 56481.53 | 49331 | 46351 | 47930 | 58346 | 62130 | 61205 | 43268.8325 | 47984.6964
PG&E | Hamilton Branch |  | H0218 | 60044A | PG40103 | 4.9 |  | 4101 | 9621 | 11009 | 20198 | 15516 | 8052 | 7670 | 8256 | 22592 | 20946 | 20056 | 10552.875 | 13456.0909
Vecino Vineyards LLC | Hammeken |  | H0220 | 60214A | PG4109 | 0.33 |  | 0 | [10 empty] | 0 | 0
PG&E | Hat Creek #1 |  | H0221 | 60045A | PG40105 | 8.5 |  | 20959 | 19585 | 6614 | 29657 | 29339 | 30643 | 33010 | 35791 | 40692 | 32561 | 36199 | 25699.75 | 28640.9091
PG&E | Hat Creek #2 |  | H0222 | 60046A | PG40107 | 8.5 |  | 32220 | 36412 | 38652 | 41386 | 37605 | 41802 | 46029 | 49489 | 55377 | 47388 | 51617 | 40449.375 | 43452.4545
| Hat Creek Hereford Ranch |  | H0223 | 60215E | PG40007 | 0.1 | PSDP | 98.328 | [10 empty] | 98.328 | 98.328
Mega Renewables | Hatchet Creek Project |  | H0321 | 60166E | PG4051 | 7 |  | 8481 | 13037 | 12965 | 25033 | 25785 | 12423 | 14277 | 14397 | 28547 | 23477 | 18438 | 15799.75 | 17896.3636
Northbrook Power Management LLC | Haypress Hydroelectric Inc |  | H0226 | 60157A 60158A | PG4020, PG4019 | 10 |  | 2884.8 | 9293 | 15041 | 29727.08 | 17262.12 | 14906.14 | 10835 | 10788 | 24490 | 18046 | 16822 | 13842.1425 | 15463.1945
Placer County Water Agency | Hell Hole |  | H0228 | 60234A | PG4067 | 0.73 |  | 2297 | 2564 | 3000 | 4186 | 2984 | 3308 | 3508 | 3577 |  | 3615 |  | 3178 | 3226.5556
Turlock Irrigation Distict | Hickman |  | H0234 | 61399A |  | 1.08 |  | 2872 | 3798 | 3965 | 4681 | 4358 | 3651 | 3768 | 4171 | 3893 | 4200 | 4673 | 3908 | 4002.7273
Silicon Valley Power | High Line Canal |  | H0235 | 62633A |  | 0.5 |  | 0 | [10 empty] | 0 | 0
Modesto Irrigation District | Hogan |  | H0073 | 60153A |  | 2.97 |  | 3241 | 5479 | 8225 | 14034 | 4305 | 5127 | 8235 | 7947 | 17813 | 9578 | 6288 | 7074.125 | 8206.5455
Yolo County Flood Control & Water Conservation District | Indian Valley Dam |  | H0243 | 60161A | PG4034 | 3.01 |  | 0 | 2598 | 7224 | 4294 | 2462 | 1309 | 5067 | 9891 | 21000 | 11000 | 14000 | 4105.625 | 7167.7273
PG&E | Inskip |  | H0244 | 60047A | PG40120 | 7.65 |  | 27488 | 35430 | 36571 | 40652 | 44608 | 37872 | 36029 | 44286 | 56180 | 46874 | 51116 | 37867 | 41555.0909
PacifiCorp | Iron Gate |  | H0245 | 60540A |  | 18 |  | 85550 | 85349 | 100757 | 119843 | 96256 | 112647 | 125383 | 119206 | 130719 | 98980 | 96177 | 105623.875 | 106442.4545
Isabella Partners | Isabella |  | H0094 | 61354A 60342E | SC44034 | 13.9 |  | 5951.16 | 6541 | 10624.7 | 70402.04 | 40474.06 | 12764 | 16688 | 9222 | 38126 | 46364 | 7822 | 21583.37 | 24088.9964
| Isabella Fish Flow Hydroelectric Project |  |  | 61354A | SC44206 | 0.86 | COD 6/26/2014 | 0.853 | [10 empty] | 0.853 | 0.853
Jackson Valley Irrigation District | Jackson Valley Hydo |  | H0249 | 60217A | PG4035 | 0.455 | PSDP | 197.157 | [10 empty] | 197.157 | 197.157
Sacramento Municipal Utility District | Jones Fork |  | H0255 | 60684A |  | 10 |  | 10648 | 11974 | 18724 | 38166 | 19960.01 | 16109 | 11295 | 6716 | 39124 | 25714 | 15675 | 16699.0013 | 19464.0918
Northbrook Power Management LLC | Kanaka |  | H0427 | 60185E | PG4087 | 1.1 |  | 523 | 304 | 1633 | 3073 | 1614 | 770 | 514 | 658 | 4452 | 2166 | 1311 | 1136.125 | 1547.0909
SCE | Kaweah 1 |  | H0259 | 60452A | SC40008 | 1 |  | 3559 | 7185 | 7546 | 10837 | 7903 | 7070 | 8956 | 6603 | 10401 | 11150 | 10211 | 7457.375 | 8311
SCE | Kaweah 2 |  | H0260 | 60453A | SC40009 | 1.8 |  | 4435 | 6681 | 6680 | 13849 | 12555 | 11394 | 10955 | 7017 | 11106 | 12869 | 11705 | 9195.75 | 9931.4545
SCE | Kaweah 3 |  | H0261 | 60454A | SC40010 | 4.8 |  | 6761 | 11085 | 7060 | 4103 | 27855 | 23295 | 18265 | 15192 | 20622 | 28638 | 22626 | 14202 | 16863.8182
Northbrook Power Management LLC | Kekawaka |  | H0428 | 60186A | PG40076 | 4.95 |  | 5828 | 1461 | 8450 | 8878 | 15154 | 5293 | 5800 | 5438 | 13426 | 13264 | 8346 | 7037.75 | 8303.4545
South Feather Water and Power | Kelly Ridge |  | H0263 | 60266A | PG4115 | 10 |  | 32908 | 39787 | 63051 | 74140 | 77678 | 72384 | 68637 | 70244 | 80514 | 81230.1 | 84304 | 62353.625 | 67716.1
PG&E | Kerckhoff No. 1 Powerhouse |  | H0265 | 62360A | PG40128 | 25.2 |  | 0.24 | 16196 | 0 | 46940 | 39113 | 31044 | 12268 | -3701 | 55193 | 65935 | 15833 | 17732.53 | 25347.3855
PG&E | Kern Canyon |  | H0267 | 60048A | PG4039; PG40104 | 11.5 |  | 15517 | 22130 | 30522.2 | 20722.48 | 22725.48 | 52460 | 36680 | 44649 | 50871 | 55946 | 55484 | 30675.77 | 37064.2873
SCE | Kern River 1 |  | H0268 | 60455A | SC40011 | 24.8 |  | 101689 | 61306 | 161215 | 203242 | 48415.05 | 51261.04 | 44255 | 102739 | 100904 | 98825 | 120834 | 96765.2613 | 99516.8264
PG&E | Kilarc |  | H0271 | 60049A | PG40090 | 3 |  | 9984 | 0 | 14916 | 17393 | 16820 | 11329 | 12877 | 16050 | 21422 | 18551 | 17840 | 12421.125 | 14289.2727
| Kings River Hydro Co. |  | H0273 | 60221E | PG4040 | 1 | PSDP | 16.973 | [10 empty] | 16.973 | 16.973
CCSF PUBLIC UTILITIES COMMISSION, HETCH HETCHY WATER & POWER | Kirkwood (1-3) |  | H0274 | 62549A 62550A 62551A |  | 118.2 |  | 312936 | 435446 | 396619 | 673129 | 557408 | 439296 | 465355 | 402260 | 675767 | 667129 | 569794 | 460306.125 | 508649
Turlock Irrigation Distict | La Grange |  | H0276 | 61247A |  | 4.2 |  | 7656 | 9502 | 15050.1 | 35849 | 23250 | 9384 | 10025 | 15622 | 34546 | 30325 | 15406 | 15792.2625 | 18783.1909
City of Ukiah | Lake Mendocino |  | H0283 | 62781A |  | 3.5 |  | 5007 | 1693 | 1693 | 10198 | 4477 | 5498 | 8913 | 3251 |  |  |  | 5091.25 | 5091.25
| Lassen Station Hydro |  | H0292 | 60222E | PG4041 | 0.99 | PSDP | 2481.943 | [10 empty] | 2481.943 | 2481.943
United States Bureau of Reclamation | Lewiston |  | H0286 | 61044A |  | 0.35 |  | 40 | 3 | 1982 | 3353 | 3247 | 1923.208 | 3287 | 2671 | 3188 | 2733 | 0 | 2063.276 | 2038.8371
PG&E | Lime Saddle |  | H0287 | 60050A | PG40092 | 2 |  | 4225 | 5496 | 4455 | 5875 | 4913 | 5039 | 4809 | 5287 | 6258 | 5442 | 5916 | 5012.375 | 5246.8182
Snow Mountain Hydro,LLC | Lost Creek 1 |  | H0238 | 60179A | PG4112 | 1.1 |  | 4773 | 4894 | 4559 | 4826 | 4646 | 5262 | 5975 | 6355 | 6512 | 5650 | 5727 | 5161.25 | 5379.9091
Snow Mountain Hydro, LLC | Lost Creek 2 |  | H0239 | 60180A | PG4113 | 0.5 | PSDP | 2302.835 | [10 empty] | 2302.835 | 2302.835
SCE | Lundy |  | H0296 | 60456A | SC40012 | 3 |  | 4324 | 4838 | 2230 | 13051 | 9190 | 3642 | 4894 | 4417 | 13458 | 12669 | 8684 | 5823.25 | 7399.7273
SCE | Lytle Creek |  | H0298 | 60457A | SC40013 | 0.5 |  | 576 | 1217 | 2665 | 2967 | 3206 | 2387 | 3080 | 2510 | 3269 | 1802 | 1622 | 2326 | 2300.0909
Madera-Chowchilla Water Power Authority | Madera Canal (Station 980, 1174, 1302, 1923) |  | H0310 | 60163A 60224A 60226A 60225A | PG4043 PG4044 PG4045 PG40086 PG40086 PG40088 PG40087 PG40085 | 3.71 |  | 2 | 2986 | 5186 | 10966 | 11704 | 9021 | 6650 | 5081 | 12300 | 11734 | 6505 | 6449.5 | 7466.8182
SCE | Mammoth Pool Fish Water Generator |  | H0614 | 61020A | SC40014 | 0.9 | PSDP | 640.692 | [10 empty] | 640.692 | 640.692
Merced Irrigation District | McSwain |  | H0316 | 60263A | PG40134 | 9 |  | 10985 | 19973 | 24798 | 54221 | 32500 | 105396 | 20250 | 28664 | 50979 | 41232 | 26132 | 37098.375 | 37739.0909
PG&E | Mega Hydro #1 (Clover Creek) |  | H0320 | 60227E | PG4048 | 0.9 | PSDP | 2183.8 | 3000 | 3000 | 3000 | 3000 | 3000 | 3000 | 3000 | 3000 | 3000 | 3000 | 2897.975 | 2925.8
PG&E | Merced Falls |  | H0324 | 60051A | PG40112 | 9.99 |  | 3726 | 7140 | 10249 | 16721 | 12495 | 10890 | 8926 | 11388 | 14337 | 13879 | 11356 | 10191.875 | 11009.7273
Merced Irrigation District | Merced ID (Parker) |  | H0325 | 60168A | PG40056 | 2.7 |  | 3047 | 5597 | 6667 | 7908 | 5293 | 5816 | 4580 | 6323 | 6966 | 6485 | 6577 | 5653.875 | 5932.6364
LADWP | Middle Gorge |  | H0328 | 62000A |  | 37.5 |  | 22147.1 | 37344 | 79440 | 99135 | 101499 | 52094 | 69943 | 68683 | 139861 | 112774 | 52163 | 66285.6375 | 75916.6455
| Mill & Sulphur Creek |  | H0329 | 60230A | PG40084 | 0.995 | PSDP | 1214.262 | [10 empty] | 1214.262 | 1214.262
SCE | Mill Creek 1 |  | H0331 | 60458A | SC40015 | 0.8 |  | 1950 | 2908 | 4199 | 5116 | 973 | 0 | 1900 | 3102 | 5721 | 4726 | 3883 | 2518.5 | 3134.3636
SCE | Mill Creek 2 |  | H0332 |  |  | 0.25 |  | 377 | 387 | 352 | 12607 | 10960 | 7461 | 10731 | 1057 | 1040 | 978 | 702 | 5491.5 | 4241.0909
SCE | Mill Creek No. 3 |  | H0333 | 60459A | SC40016 | 3 |  | 4527 | 4647 | 7394 | 0 | 0 | 0 | 0 | 12674.4 | 12465 | 11718 | 8415 | 3655.3 | 5621.8545
CCSF Public Utilities Commisson, Hetch Hetchy Water & Power | Moccasin Low Head |  | H0336 | 62010A |  | 2.9 | PSDP | 1708 | 2707 | 1648 | 10858 | 8708 | 4334 | 2760 |  | 6783 | 6889 | 3746 | 4674.7143 | 5014.1
TKO Power, Inc. | Montgomery Creek Hydro |  | H0168 | 60154E | PG4022 | 2.6 |  | 4312 | 4945 | 6540 | 12380 | 12380 | 6427 | 6296 | 5854 | 11634 | 10538 | 9284 | 7391.75 | 8235.4545
Solano Irrigation District | Monticello |  | H0343 | 60270E | PG40135 | 11.5 |  | 39712.11 | 43667 | 38502.1 | 27069.16 | 36208.12 | 38726 | 40235 | 43985 | 67719 | 44002 | 54657 | 38513.0612 | 43134.7718
Malacha Hydro Ltd Partnership | Muck Valley Hydroelectric |  | H0311 | 60164A | PG40030 | 29.9 |  | 10295 | 39318 | 29905.13 | 104594.01 | 30560.01 | 32065 | 42392 | 22345 | 111580 | 70965 | 66647 | 38934.2688 | 50969.65
Utica Power Authority | Murphys |  | H0346 | 60521A |  | 4.5 |  | 11545 | 12227 | 14123 | 17873 | 16327 | 15479 | 12868 | 10543 | 16653 | 15784.79 | 15000 | 13873.125 | 14402.0718
Monterey County Water Resources Agency | Nacimiento Hydro Project |  | H0341 | 60169A | PG4056 | 4.36 |  | 992.01 | 3108 | 9150 | 17886 | 12352 | 9956 | 14452 | 14927 | 20051 | 20051 | 6702 | 10352.8763 | 11784.2736
PG&E | Narrows 1 |  | H0348 | 60052A | PG40114 | 12 |  | 25185 | 58746 | 86096 | 71594.83 | 55947.19 | 77128 | 41813 | 18932 | 76881 | 27528 | 15180 | 54430.2525 | 50457.3655
| Nelson Creek |  | H0349 | 60170E | PG4057 | 1.2 |  | 1498 | 1611 | 2074 | 4014 | 4074 | 2203 | 2444 | 1647 | 4376 | 3618 | 2631 | 2445.625 | 2744.5455
Calaveras County Water District | New Hogan Power Plant Project |  | H0073 | 60153A |  | 2.8 | PSDP | 3150 | [10 empty] | 3150 | 3150
PG&E | Newcastle |  | H0357 | 60053A | PG40126 | 11.5 |  | 7374.07 | 13800 | 9007.6 | 19397.7 | 32337.92 | 21839.03 | 17731 | 24258 | 37032 | 36586 | 32931 | 18218.165 | 22935.8473
United States Bureau of Reclamation | Nimbus |  | H0360 | 61045A |  | 13.5 |  | 26150 | 45658 | 57048 | 81004 | 59704 | 58754 | 34412 | 43808 | 77729 | 72318 | 51984 | 50817.25 | 55324.4545
LADWP | North Hollywood |  | H0616 | 62018A |  | 9 | PSDP | 0.237 | 2920 | 5188 | 7102.2 | 4635.8 | [6 empty] | 3969.2474 | 3969.2474
PG&E | Oak Flat |  | H0364 | 60276A | PG40124 | 1.3 |  | 5796 | 5465 | 2925 | 6682 | 5545 | 6203 | 4868 | 5332 | 5188 | 3806 |  | 5352 | 5181
Synergics Energy Services, LLC | Olsen |  | H0371 | 60175E | PG4064 | 5 |  | 3881 | 4961 | 936 | 16017 | 9421 | 5061 | 4175 | 4652 | 17651 | 9220 | 11489 | 6138 | 7951.2727
SCE | Ontario 1 |  | H0372 | 60460A | SC40017 | 0.6 |  | 967 | 765 | 1901 | 2776 | 3402 | 3174 | 4478 | 2074 | 5184 | 5244 | 1024 | 2442.125 | 2817.1818
SCE | Ontario 2 |  | H0373 | 60461A | SC40018 | 0.32 |  | 258 | 10 | 129 | 1698 | 1854 | 1383 | 1067 | 415 | 1929 | 1603 | 1258 | 851.75 | 1054.9091
Placer County Water Agency | Oxbow |  | H0374 | 60269A | PG4067; PG40132 | 6 |  | 14408 | 16784 | 25781 | 36508 | 31724 | 26668 | 15911 | 15864 | 35605 | 35002 | 28912 | 22956 | 25742.4545
East Bay Municipal Utility District (EBMUD) | Pardee Power Plant |  | H0380 | 60536A |  | 23.6 |  | 25634 | 46736 | 68820 | 180858 | 130964 | 105289 | 37963 | 31718 | 178492 | 174862 | 67237 | 78497.75 | 95324.8182
Metropolitan Water District | Perris |  | H0382 | 60619A |  | 7.94 |  | 0.01 | 1 | 4712 | 22977 | 14846 | 13244 | 13103 | 26860 | 34389 | 21432 | 38448 | 11967.8763 | 17273.8191
PG&E | Phoenix |  | H0383 | 60054A | PG40113 | 2 |  | 5092 | 9560 | 8483 | 11202 | 10078 | 9416 | 10412 | 6334 |  | 9406 | 10351 | 8822.125 | 9033.4
Imperial Irrigation District | Pilot Knob |  | H0385 | 62529A 62530A |  | 33 |  | 22149.02 | 20832 | 23718.4 | 23921.1 | 25161.12 | 27890.13 | 27607 | 12612 | 13727 | 5374 | 16822 | 22986.3463 | 19983.07
LADWP | Pleasant Valley |  | H0394 | 61695A |  | 3.2 |  | 2722 | 3815 | 6835 | 6907 | 7951.2 | 4101 | 6194 | 5618 | 11971 | 9715 | 4055 | 5517.9 | 6353.1091
City of San Diego, MWWD | Point Loma Hydro |  | H0405 | 60969A |  | 1.5 |  | 0 | 0 | 2281 | 2700 | 4734 | 4734 | 4734 |  | 13388 |  | 5422 | 2740.4286 | 4221.4444
Ida-West Energy | Ponderoda Bailey Creek |  | H0237 | 60181E | PG4080 | 1.1 |  | 633 | 801 | 1613 | 3704 | 1980 | 1211 | 573 | 827 | 5723 | 2378 | 2168 | 1417.75 | 1964.6364
SCE | Poole |  | H0398 | 60462A | SC40019 | 10 |  | 21226 | 8150 | 7873.2 | 37309 | 32334 | 29078 | 22113 | 18694 | 43948 | 38216 | 29942 | 22097.15 | 26262.1091
SCE | Portal |  | H0499 | 60463A | SC40020 | 10 |  | 22880 | 15953 | 14961 | 8795.01 | 23730.01 | 25425.03 | 20733 | 39228 | 25040 | 35022 | 36295 | 21463.1312 | 24369.2773
PG&E | Potter Valley |  | H0401 | 60055A | PG40094 | 9.3 |  | 11393 | 19523 | 21203 | 32921 | 27310 | 19712 | 23083 | 20851 | 38255 | 41369 | 43710 | 21999.5 | 27211.8182
San Diego County Water Authority | Rancho Penasquitos |  | H0612 | 60470A | SD4000 | 4.65 |  | 18717 | 17504 | 18463 | 15084 | 20206 | 20349 | 22893 | 13357 |  |  |  | 18321.625 | 18321.625
Metropolitan Water District | Red Mountain |  | H0408 | 60625A |  | 5.9 |  | 11651 | 28287 | 25843 | 32851 | 31394 | 15499 | 20981 | 14927 | 31050 | 22265 | 20610 | 22679.125 | 23214.3636
Kern Hydro Partners | Rio Bravo Hydroelectric |  | H0367 | 60162E | PG4039 | 14 |  | 5422.07 | 6448 | 92152.3 | 51190 | 34111.01 | 32203 | 31915 | 21868 | 51609 | 54559 | 31017 | 34413.6725 | 37499.4891
South Gate | Rio Hondo Power Plant |  | H0412 | 60623A |  | 1.91 |  | 1003 | 1347 | 3746 | 1951 | 2288 | 2422 | 6153 | 8563 | 8207 | 5158 | 2840 | 3434.125 | 3970.7273
Mega Renewables | Roaring Creek |  | H0322 | 60167E | PG4052 | 2 |  | 3026 | 5291 | 4165 | 8461 | 8461 | 3691 | 5274 | 5274 | 8090 | 7752 | 5458 | 5455.375 | 5903.9091
Sacramento Municipal Utility District | Robbs Peak |  | H0414 | 60683A |  | 25.5 |  | 24230 | 21651 | 44151 | 76733 | 61112 | 38904.01 | 24638 | 26565 | 75561 | 64037 | 35867 | 39748.0013 | 44859.0009
TKO Power, Inc. | Rock Creek L.P. |  | H0422 | 60176E | PG4069 | 3.6 |  | 614 | 5536 | 5244 | 5876 | 3850 | 1289 | 0 | 0 | 6994 | 4112 | 1031 | 2801.125 | 3140.5455
Pacific Gas & Electric (PG&E) | Rock Creek Powerhouse |  | H0417 | 62269A |  | NA | Only the portion that is generated over their monthly renewable baseline of 42,606.1 MWh is eligible for the RPS | 0 | 0 | 246.9 | 58794.1 | 41830.4 | 17440.9 | 0 | 0 | 209469.2 | 81987.4 | 59510.6 | 14789.0375 | 42661.7727
Rock Creek Water District | Rock Creek Water District |  | H0425 | 60236E | PG40024 | 0.7 | PSDP | 549.277 | [10 empty] | 549.277 | 549.277
Olivenhain Municipal Water District | Roger Miller |  | H0369 | 60441A | SD4006 | 0.45 | PSDP | 294.68 | 296 | [9 empty] | 295.34 | 295.34
Nevada Irrigation District | Rollins |  | H0424 | 60265A | PG4058; PG40136 | 13.5 |  | 27008 | 52338 | 56325 | 76258 | 68535 | 66721 | 57824 | 53576 | 83230 | 85611 | 46247 | 57323.125 | 61243
SCE | Rush Creek |  | H0426 | 60464A | SC40021 | 8.4 |  | 22177 | 40023 | 17919 | 48387 | 54054 | 56088 | 16070 | 22599 | 63317 | 42107 | 11304 | 34664.625 | 35822.2727
| Salmon Creek Hydroelectric Project |  | H0429 | 60216A | PG40083 | 0.52 | PSDP | 1593.489 | [10 empty] | 1593.489 | 1593.489
San Gabriel Valley Municipal Water District | San Dimas Wash |  | H0443 | 60331A |  | 1.05 |  | 0.01 | 0 | 2961 | 2278 | 3236 |  |  |  |  | 2621 | 3241 | 1695.002 | 2048.1443
LADWP | San Fernando |  | H0438 | 61696A |  | 6.4 | -25 | 0 | 646 | 7884 | 23630.9 | 6714 |  | 11738 | 8197 | 31180 | 39679 | 24180 | 8401.4143 | 15384.89
LADWP | San Francisquito 1 |  | H0441 | 61996A 61997A 61998A 61999A |  | 69.38 |  | 39737.07 | 47258 | 110372.5 | 268773.05 | 181747.09 | 111091.02 | 94694 | 57901 | 232774 | 279756 | 153389 | 113946.7163 | 143408.43
LADWP | San Francisquito 2 |  | H0440 | 62003A 62004A 62005A |  | 28 |  | 3315.01 | 1657 | 30409.1 | 103827.02 | 51953.08 | 5987 | 36473 | 17839 | 50135 | 101540 | 58306 | 31432.5263 | 41949.2009
Los Angeles County Dept of Public Works | San Gabriel Hydroelectric Project |  | H0442 | 60339E | SC44029 | 4.98 |  | 610 | 458 | 2497 | 22337 | 22782 | 4434.01 | 13199 |  | 8154 | 10889 | 5349 | 9473.8586 | 9070.901
PG&E | San Joaquin #1A |  | H0448 | 60056A | PG40101 | 0.43 |  | 82 | 326 | 458 | 1931 | [7 empty] | 699.25 | 699.25
PG&E | San Joaquin #2 |  | H0449 | 60057A | PG40100 | 3.2 |  | 913 | 2556 | 3951 | 15359 | 13691 | 8810 | 6337 | 2650 | 13235 | 16804 | 8710 | 6783.375 | 8456
PG&E | San Joaquin #3 |  | H0450 | 60058A | PG40108 | 4 |  | 1185 | 3394 | 5235 | 16144 | 18652 | 11097 | 9175 | 3605 | 19764 | 16948 | 11458 | 8560.875 | 10605.1818
| San Luis Bypass |  | H0453 | 60150A | PG4106 | 0.6 | PGE QF 25H039, 0.68 MW on line 12/6/83, CEC ID H0453, WRIGHTP_7_AMENGY, Los Banos, owned by Central California Irrigation District (all per Jim Woodward) | 1665.345 | [10 empty] | 1665.345 | 1665.345
Tri-Dam Project & Tri-Dam Power Authority | Sand Bar |  | H0519 | 60188E | PG4094 | 16.2 |  | 20034 | 54772 | 55855.1 | 131637 | 78623 | 89972 | 51961 | 50103 | 114472 | 94781 | 88503 | 66619.6375 | 75519.3727
SCE | Santa Ana 1 |  | H0460 | 60465A | SC40022 | 3.2 |  | 513 | 2136 | 1088 | 3464 | 6861 | 3747 | 5160 | 4580 | 9145 | 8098 | 1958 | 3443.625 | 4250
SCE | Santa Ana 3 |  | H0462 | 60466A | SC40023 | 3.1 |  | 1777 | 3737 | 5200 | 7168 | 4985 | 3117 | 2701 | 2363 | 12401 | 9892 | 4093 | 3881 | 5221.2727
| Santa Clara Valley Water Dist. |  | H0007 | 60237E | PG4071 | 0.8 | PSDP | 120.756 | [10 empty] | 120.756 | 120.756
LADWP | Sawtelle |  | H0467 | 61697A |  | 0.64 |  | 2392 | 3776 | 1791 | 1081.9 | 1890.6 | 1980 | 1419 |  |  |  | 1608 | 2047.2143 | 1992.3125
Nevada Irrigation District | Scotts Flat (860kW Nameplate Capacity) |  | H0347 | 60173A | PG4107 | 0.86 | PSDP | 2884.553 | 0 | 0 | 3785 | 4085 | 4042 | 3762 | 5246 | 3190 | 3143 | 3289 | 2975.5691 | 3038.7775
Metropolitan Water District | Sepulveda Canyon |  | H0472 | 60618A |  | 8.54 |  | 0.01 | 0 | 30976 | 35748 | 20863 | 17830 | 7945 | 41502 | 60480 | 59424 | 61704 | 19358.0013 | 30588.3645
SCE | Sierra |  | H0479 | 60467A | SC40024 | 0.48 |  | 448 | 806 | 1634 | 3741 | 3813 | 2603 | 3442 | 1388 | 3654 | 2929 | 2214 | 2234.375 | 2424.7273
Mega Renewables | Silver Springs |  | H0480 | 60229E | PG4053 | 0.6 | PSDP | 1363.995 | [10 empty] | 1363.995 | 1363.995
Yuma County Water User's Association | Siphon Drop Power Plant |  | H0148 | 60787A |  | 4.4 |  | 0 | 0 | 15138 | 12776 | 22898 | [6 empty] | 10162.4 | 10162.4
Sacramento Municipal Utility District | Slab Creek |  | H0482 | 60685A |  | 0.48 |  | 2301 | 3046 | 1932 | 1767 | 2079 | 2380 | 1037 | 1015 | 1071 |  |  | 1944.625 | 1847.5556
TKO Power, Inc. | Slate Creek |  | H0483 | 60777E |  | 4.2 |  | 4377 | 5483 | 8038 | 14808 | 15766 | 7857 | 8657 | 0 | 14601 | 15253 | 11117 | 8123.25 | 9632.4545
South Feather Water and Power | Sly Creek |  | H0484 | 60267A | PG4115 | 12.1 |  | 13087 | 18320 | 28304.1 | 53532 | 37010 | 32209 | 21193 | 17547 | 52732 | 36207.1 | 33965 | 27650.2625 | 31282.3818
PG&E | South |  | H0486 | 60059A | PG40121 | 7 |  | 30054 | 38305 | 40198 | 49968 | 17216 | 42665 | 43113 | 48577 | 51640 | 51560 | 53592 | 38762 | 42444.3636
| South Sutter Water Vanjop No. 1 |  | H0540 | 60243A | PG4126 | 0.395 | PSDP | 143.029 | [10 empty] | 143.029 | 143.029
PG&E | Spaulding #1 |  | H0490 | 60060A | PG40109 | 7 |  | 18589 | 20420 | 28834 | 26644 | 28244 | 30350 | 21279 | 22310 | 36344 | 27394 | 26793 | 24583.75 | 26109.1818
PG&E | Spaulding #2 |  | H0491 | 60061A | PG40110 | 4.4 |  | 8326 | 8174 | 14971 | 20572 | 19621 | 15178 | 12158 | 14722 | 25029 | 17442 | 14491 | 14215.25 | 15516.7273
PG&E | Spaulding #3 |  | H0492 | 60062A | PG40111 | 5.8 |  | 3450 | 24335 | 26991 | 39236 | 32381 | 32979 | 26285 | 24435 | 42151 | 43031 | 30050 | 26261.5 | 29574.9091
K. S. Dunbar & Associates | Spicer |  | H0356 | 61580A |  | 6 |  | 8850 | 12613 | 10798 | 29966 | 19747 | 15238 | 12394 | 13544 | 29861 | 27978 | 14346 | 15393.75 | 17757.7273
PG&E | Spring Gap |  | H0495 | 60063A | PG40106 | 7 |  | 13937 | 30618 | 20467 | 40695 | 41706 | 38572 | 33866 | 24079 | 42981 | 44243 | 37611 | 30492.5 | 33525
Calleguas Municipal Water District | Springville Reservoir |  | H0076 | 60358A | SC44152 | 1 |  | 2157 | 2932 | 2219 | 1137 | 1552 | 774 | 2342 | 2571 | 1771 | 1108 | 2267 | 1960.5 | 1893.6364
United States Bureau of Reclamation | Stampede |  | H0497 | 61046A |  | 3.65 |  | 9542 | 13200 | 12172 | 18050 | 8362 | 8482 | 13715 | 11103 | 16298 | 7253 | 12935 | 11828.25 | 11919.2727
Modesto Irrigation District | Stone Drop |  | H0599 | 62125A |  | 0.25 | PSDP | 140.2 | [10 empty] | 140.2 | 140.2
Silicon Valley Power | Stony Gorge |  | H0500 | 61750A |  | 5 |  | 5288.01 | 7843 | 14256 | 14256 | 14206 | 5600 | 10094 | 7229.4 | 17329 | 18634 | 16509 | 9846.5513 | 11931.31
Metropolitan Water District | Temescal |  | H0509 | 60621A |  | 2.85 |  | 16144 | 17713 | 17151 | 13699 | 19519 | 18372 | 16451 | 10535 | 6969 | 13798 | 11427 | 16198 | 14707.0909
WALNUT VALLEY WATER DISTRICT (#1) | Terminal Storage - Hydro Generator |  | H0553 | 60333A |  | 0.125 | PSDP | 406.986 | [10 empty] | 406.986 | 406.986
Kaweah River Power Authority | Terminus Hydroelectric Project |  | H0262 | 60346E | SC44039 | 20 |  | 5581.1 | 24768 | 24211.8 | 76545.02 | 52795.03 | 34772 | 30816 | 24578 | 71243 | 56067 | 29997 | 34258.3687 | 39215.8136
Norman Ross Burgess | Three Forks |  | H0512 | 60502A | PG4102 | 1.3 |  | 4994 | 4181 | 6621 | 7843 | 8894 | 5926 | 6216 | 6008 | 7390 | 8240 | 5838 | 6335.375 | 6559.1818
| Three Valleys MWD (Miramar) |  | H0514 | 60344E | SC76107 | 0.52 | PSDP | 1499.506 | [10 empty] | 1499.506 | 1499.506
PG&E | Toadtown |  | H0518 | 60064A | PG40125 | 1.3 |  | 1542 | 3903 | 3404 | 5852 | 5328 | 3312 | 3483 | 4025 | 5966 | 5732 | 5801 | 3856.125 | 4395.2727
Lower Tule River & Pixley Irrigation District | Tulare Success |  | H0503 | 60338A | SC44208 | 1.4 |  | 3 | 12 | 953 | 2372 | 2473 | 1221 | 314 | 158 | 3512 | 3183 | 509 | 938.25 | 1337.2727
PG&E | Tule |  | H0523 | 60065A | PG40097 | 6.4 |  | 3305 | 6759 | 12437 | 27254 | 25772 | 17803 | 20369 | 9685 | 25625 | 27725 | 17318 | 15423 | 17641.0909
SCE | Tule River |  | H0525 | 60468A | SC40025 | 2.52 |  | 6693 | 6067 | 11075 |  |  | 10239 | 14387 | 10494 | 12808 |  | 10870 | 9825.8333 | 10329.125
Tri-Dam Project & Tri-Dam Power Authority | Tulloch |  | H0527 | 60071A |  | 17.1 |  | 91456.62 | 107520 | 113893.3 | 105711.13 | 95627.03 | 95374 | 93280 | 108852 | 138725 | 90170 | 89267 | 101464.26 | 102716.0073
| Tunnel Hill Hydroelectric Project |  | H0529 | 60568A | PG4117 | 0.6 | PSDP | 1841.285 | [10 empty] | 1841.285 | 1841.285
Turlock Irrigation Distict | Turlock Lake |  | H0530 | 61398A |  | 3.3 | PSDP | 0 | 7512 | 7779 | 10151 | 9998 | 7925 | 7039 | 9542 | 9849 | 10213 | 10148 | 7493.25 | 8196
Imperial Irrigation District | TURNIP |  | H0531 | 61080A |  | 0.42 |  | 0 | [10 empty] | 0 | 0
| Twin Valley Hydro T&G Hydro |  | H0506 | 60248A | PG4108 | 0.52 | PSDP | 938 | 1066 | 1022 | [8 empty] | 1008.6667 | 1008.6667
Turlock Irrigation Distict | Upper Dawson |  | H0535 | 61259A |  | 4.4 |  | 6860 | 10152 | 10024 | 11884 | 12179 | 9864 | 9407 | 10988 | 11313 | 12241 | 11857 | 10169.75 | 10615.3636
LADWP | Upper Gorge |  | H0536 | 62002A |  | 37.5 |  | 27397 | 43525 | 85937 | 100069 | 99423 | 51687.01 | 67289 | 67725 | 140503 | 106596 | 48808 | 67881.5013 | 76269.0009
| Valley Pumping Plant |  |  | 62140A |  | 0.26 |  | 0 | [10 empty] | 0 | 0
Metropolitan Water District | Valley View |  | H0539 | 60626A |  | 4.1 |  | 20471 | 8371 | 9635 | 9336 | 8851 | 4928 |  | 1284 | 6960 | 2004 |  | 8982.2857 | 7982.2222
Metropolitan Water District | Venice |  | H0541 | 60620A | SC44105 | 10.12 |  | 0.12 | 0 | 6972.4 | 14334.07 | 8663.08 | 11268 |  | 22459 | 40242 | 34717 | 31788 | 9099.5243 | 17044.367
Browns Valley Irrigation District | Virginia Ranch Dam |  | H0544 | 60197A | PG4007 | ..995 | PSDP | 1356.956 | [10 empty] | 1356.956 | 1356.956
PG&E | Volta #1 |  | H0545 | 60066A | PG40122 | 9 |  | 25463 | 0 | 32634 | 53020 | 41742 | 31279 | 36727 | 44547 | 54669 | 44270 | 50296 | 33176.5 | 37695.1818
PG&E | Volta #2 |  | H0546 | 60067A | PG40123 | 1 |  | 3363 | 38828 | 2986 | 6154 | 4977 | 2250 | 3755 | 470 | 4457 | 5237 | 5934 | 7847.875 | 7128.2727
Sonoma County Water Agency | Warm Springs |  | H0485 | 62385A |  | 2.79 |  | 9475 | 13182 | 11305 | 13341 | 14422 | 9795 | 14020 | 11793 | 14809 | 13359 | 14104 | 12166.625 | 12691.3636
| Water Wheel Ranch |  | H0318 | 60250A | PG40082 | 0.975 | PSDP | 1979.808 | [10 empty] | 1979.808 | 1979.808
PG&E | West Point |  | H0558 | 60068A | PG40116 | 14 |  | 52174 | 72157 | 64957 | 94857.83 | 84258.09 | 86534 | 63794 | 60200 | 99997 | 101128 | 88705 | 72366.49 | 78978.3564
City of Redding | Whiskeytown |  | H0564 | 61135A |  | 3.5 |  | 23566 | 27162 | 26471 | 26078 | 26694 | 27027 | 17593 | 24800 | 21016 | 27105 | 24614 | 24923.875 | 24738.7273
Desert Water Agency | Whitewater Hydroelectric Plant |  | H0136 | 60336A | SC44025 | 1.38 |  | 0.01 | 134 | 5627 | 5860 | 3784 | 1373 | 546 | 480 | 3105 | 3840 |  | 2225.5013 | 2474.901
PG&E | Wise |  | H0569 | 60069A 60070A | PG40099; PG40127 | 14 |  | 40816 | 68222 | 46664 | 63219.12 | 87553.69 | 80470.06 | 83102 | 72999 | 92806 | 96934 | 93644 | 67880.7337 | 75129.9882
PG&E | Wishon Powerhouse |  | H0570 | 60032A | PG40096 | 18 |  | 6562.17 | 21248 | 35858 | 87855.52 | 89996.76 | 40093 | 48760 | 22779 | 97736 | 103349 | 52303 | 44144.0563 | 55140.0409
American Energy, Inc. | Wolfsen Bypass |  | H0572 | 60151A | PG4103 | 0.98 | PSDP | 156.345 | 0 | 3500 | 3500 | 3500 | 3500 | 3500 | 3500 | 3500 | 3500 | 3500 | 2644.5431 | 2877.8495
South San Joaquin Irr District | Woodward |  | H0489 | 60184A | PG40055 | 2.85 |  | 3595 | 4943 | 4234 | 5449 | 5000 | 5225 | 5720 | 5564 | 5520 | 5011 | 5402 | 4966.25 | 5060.2727
Total | [5 empty] | 1669.161 |  | 2684395.673 | 3588128.17 | 4561259.93 | 6911280.15 | 5559128.8 | 4784667.954 | 4343726 | 4182247.063 | 7526937.4 | 6695200.39 | 5236041.6 | 4633671.483 | 5179367.4081
Sources: Quarterly Fuels and Energy Report 2006 – 2013 <http://www.energy.ca.gov/forms/cec-1304.html, California Energy Commission>
Utility energy and capacity supply plan filed with the Energy Commission < http://energyalmanac.ca.gov/electricity/index.html >
Not included due to lack of certification and assumption that power is used for hydro pumping load
United States Bureau of Reclamation | O'Neill |  | H0363 | NO CERT |  | 25.2 |  | 4800.06 | 6486 | 3192 | 18 | 1428 | 5941.04 | 8932 | 5404 | 28 | 312 | 5963 | 4525.1375 | 3864.0091
California Department of Water Resources | Thermalito Diversion Dam |  | H0511 | NO CERT |  | 2.97 |  | 19459 | 14760 | 21010 | 11325 | 9187 | 22671 |  | 18970 | 8749 | 14172 |  | 16768.8571 | 15589.2222
Not included due to lack of certification.
California Department of Water Resources | Alamo |  | H0058 | Disapproved |  | 19.67 |  | 19266 | 33397 | 29339 | 104997 | 78171 | 54925 | 64332 | 66776 | 86841 | 103861 | 124289 | 56400.375 | 69654
| Castaic Efficiency (Small Hydro) |  | H0039 | Disapproved |  | 9 |  | 5822 | 5609 | 4883.503 | 3625 | 15000 | 11875 | [5 empty] | 7802.4172 | 7802.4172
Metropolitan Water District | Foothill Feeder |  | H0188 | Disapproved |  | 9 |  | 24918 | 59567 | 54094 | 50686 | 48132 | 49062 | 60103 | 45457 | 52130 | 65582 | 57778 | 49002.375 | 51591.7273
Metropolitan Water District | Greg Avenue |  | H0211 | Disapproved |  | 1 |  | 0.01 | 0 | 4243 | 3312 | 1238 | [6 empty] | 1758.602 | 1758.602
Metropolitan Water District | Lake Mathews |  | H0282 | Disapproved |  | 4.9 |  | 18451 | 28071 | 22585 | 22779 | 28444 | 31760 | 32786 | 18157 | 9959 | 21889 | 16485 | 25379.125 | 22851.4545
Metropolitan Water District | San Dimas Hydro Recovery Plant |  | H0437 | Disapproved |  | 9.92 |  | 2933 | 21567 | 42739 | 53085 | 37070 |  | 23670 | 49709 | 63864 | 55717 | 65431 | 32967.5714 | 41578.5
Metropolitan Water District | Yorba Linda |  | H0577 | Disapproved |  | 5.09 |  | 0.01 | 0 | 276 | 16837 | 7306 | 20751 | 30212 | 31567 | 25832 | 31273 | 30517 | 13368.6262 | 17688.2736
Note on I12: STAFF: PSDP
Note on F69: STAFF: CONTRACT TERMINATED
Note on F76: STAFF: PG&E CONTRACT ENDED 2012
Note on F131: STAFF: CONTRACT EXPIRED 2011
Note on F170: STAFF: NEW PGE CONTRACT ID PG40131 STARTS IN 2017
Note on I185: STAFF: PSDP
Note on F240: STAFF: PG&E CONTRACT TERMINATED IN 2012

## 1d. In state RPS with COD 2015
Table 1d: Recently Operational RPS Renewables In-State For Planning RNS
LSE/Developer | Facility Name | ISO Resource ID | CEC Resource ID | RPS / WREGIS ID | CPUC ID | EIA ID | QFID | Resource Type | Online Date | Min. Installed Size (MW) | Min. Expected Deliveries (GWh/yr) | Expected 2015 Deliveries | Location | PPA | Contract Term | Comments
Pristine Sun | 2076 Maas |  |  | 62627 | PG50013 |  |  | Photovoltaic | 2015-11-01 | 1.25 | 1.7 | 0.486 | Chico | PG&E | 20
Pristine Sun, LLC | 2097 Helton | ELCAP_1_SOLAR | S9267 | 62064C | PG5060 |  |  | Photovoltaic | 2015-05-01 | 1.5 | 3.51 | 2.3717 | Meced | PG&E | 20
Pristine Sun | 2143 Dacy |  |  | 62630C | PG50012 |  |  | Photovoltaic | 2015-11-01 | 1 | 1.7 | 0.3888 | Chico | PG&E | 20
| 3880 NORTH MISSION ROAD |  |  | 62806A |  |  |  | Photovoltaic | 2015-02-13 | 1.559 | 3.7556 | 3.2428 | Los Angeles | LADWP
Next Era Energy Resources LLC | Adelanto Solar I | VICTOR_1_SOLAR4 |  | 62639C | SC55758 |  |  | Photovoltaic | 2015-09-03 | 20 | 48.3552 | 15.4224 | San Bernadino County | SCE |  | SCE RAM
Next Era Energy Resources LLC | Adelanto Solar II | VICTOR_1_SOLAR3 |  | 62640C | SC55801 |  |  | Photovoltaic | 2015-07-01 | 8 | 20 | 9.4867 | San Bernadino County | SCE |  | SCE SPVP
E.On Climate & Renewables | Alamo Solar LLC | VICTOR_1_SOLAR2 | S0333 | 61453A | PG5164 |  |  | Photovoltaic | 2015-04-17 | 20 | 46.7784 | 33.4368 | San Bernadino County | PG&E | 20 | PGE RAM
SUNE DB APNL LLC | AP North Lake Solar - Diamond Valley Lake Solar | VALLEY_5_SOLAR2 |  | 61846A |  |  |  | Photovoltaic | 2015-08-11 | 20 | 48.3552 | 18.4032 | Riverside | City of Riverside | 2039-06-01 | Phase 1; Phase 2 is a planned 5-MW expansion. http://www.cityofhemet.org/ArchiveCenter/ViewFile/Item/403
WGL Energy Systems Inc. | APEX 646-460 |  |  | 62816A | PG5184 |  |  | Photovoltaic | 2015-01-14 | 0.75 | 1.1 | 1.7059 | Tulare | PG&E | 20
SunPower Corp | AVSP 1 (Solar Star 1) | SLSTR1_2_SOLAR1 |  | 61363A | SC55412 |  |  | Photovoltaic | 2015-06-08 | 133 | 320.397 | 177.539 | Kern County | SCE
SunPower Corp | AVSP 2 (Solar Star 2) | SLSTR2_2_SOLAR2 |  | 61364A | SC55413 |  |  | Photovoltaic | 2015-06-19 | 40.5 | 97.5645 | 51.1758 | Kern County | SCE
Bakersfield 111, LLC | Bakersfield 111 | BKRFLD_2_SOLAR1 |  | 62616A | PG50018 |  |  | Photovoltaic | 2015-07-28 | 1.4 | 1.9 | 1.4152 | Bakersfield | PG&E | 20
| Blackwell Solar | BLCKWL_6_SOLAR1 |  | 61892A |  |  |  | Photovoltaic | 2015-04-16 | 12 | 29.0131 | 20.1398 | KERN | ROSEVILLE
| Blackwell Solar Park, LLC - RAM 4 |  |  | 62516C | PG50021 |  |  | Photovoltaic | 2015-12-31 | 20 | 47 | 0 | KERN | PG&E | 20
Sun Edison Origination 3 LLC | Brown Field |  |  | 62675C |  |  |  | Photovoltaic | 2015-11-06 | 5 | 1.4 | 1.782 | San Diego County | SDG&E | 20 | SDGE RAM
| Buckman Springs PV 1 | [6 empty] | Photovoltaic | 2015-04-01 | 1.5 | 3 | 2.6633 | SAN DIEGO | SDG&E | 20 | SDGE REMAT
| Buckman Springs PV 2 | [6 empty] | Photovoltaic | 2015-04-01 | 1.5 | 3 | 2.6633 | SAN DIEGO | SDG&E | 20 | SDGE REMAT
| California Water Service Company | [6 empty] | Small Hydro | 2015-09-01 | 0.325 | 1 | 0.25483 | Los Angeles | SCE | 20 | SCE REMAT
| Calipatria | [6 empty] | Photovoltaic | 2015-06-27 | 20 | 48 | 24.2352 | Imperial | SDG&E | 20
Greenlight Energy | Castor Solar |  |  |  | PG5191 |  |  | Photovoltaic | 2015-12-31 | 1.5 | 1.6 | 0 | Taft | PG&E | 20
Catalina Solar 2, LLC | Catalina Two LLC | CATLNA_2_SOLAR2 | S0334 | 62428A | SC55755 |  |  | Photovoltaic | 2015-05-20 | 18 | 43.5197 | 26.244 | Kern County | SCE | 20 | SCE RAM
| CED Atwell Island West LLC | ATWEL2_1_SOLAR1 | S0336 | 62468A | SC55777 |  |  | Photovoltaic | 2015-06-25 | 19.8 | 47.8716 | 24.2495 | TULARE | SCE |  | SCE RAM
SPS Corcoran West LLC | CED Corcoran 2 Solar LLC | WAUKNA_1_SOLAR2 |  | 61820A | PG5165 |  |  | Photovoltaic | 2015-06-10 | 19.75 | 47.7508 | 26.1079 | Corcoran | PG&E
| Cedar Flat |  |  |  | PG40078 |  |  | Small Hydro | 2015-06-01 | 0.3 | 0.8 | 0.41407 | Burnt Ranch | PG&E
| Chowchilla Solar Project | [6 empty] | Photovoltaic | 2015-11-30 | 20 | 48.3552 | 4.0176 | MADERA | SCE |  | SCE RAM
SPS Corcoran Solar | CID Solar, LLC |  |  | 62285A |  |  |  | Photovoltaic | 2015-01-12 | 19.76 | 47.7749 | 45.1998
| Citizen Solar B |  |  |  | SC55756 |  |  | Photovoltaic | 2015-05-31 | 5 | 12.0888 | 6.9336 | Fresno County | SCE |  | SCE RAM
| Clover Leaf |  |  |  | PG40079 |  |  | Small Hydro | 2015-06-01 | 0.2 | 0.4 | 0.27605 | Oak Run | PG&E
Colon FiT, LLC | Colon PV |  |  | 62471C |  |  |  | Photovoltaic | 2015-12-31 | 1.29 | 3.1189 | 0 | LOS ANGELES | LADWP FIT
| Colton Solar One LLC |  |  | 62890A |  |  |  | Photovoltaic | 2015-06-15 | 2.5 | 6.0444 | 3.2238 | San Bernardino
| Colton Solar Two LLC |  |  | 62877A |  |  |  | Photovoltaic | 2015-04-30 | 0.998 | 2.4129 | 1.5844 | San Bernardino
Hanergy Holding America, Inc. | Columbia Solar Energy, LLC | CUMBIA_1_SOLAR |  | 62051A | PG5167 |  |  | Photovoltaic | 2015-05-20 | 20 | 48.3552 | 29.16 | Contra Costa County | PG&E |  | PGE RAM
Cottonwood Solar, LLC | Corcoran City | CORCAN_1_SOLAR2 | S0332 | 62355 |  |  |  | Photovoltaic | 2015-04-23 | 11 | 26.5954 | 17.9626 | Kings | MCE | 2035-12-31 | aka Cottonwood Solar, CAISO MGCL, which also includes Corcoran City Solar (CORCAN_1_SOLAR2). Jointly (along with a 1-MW facility on carport in Marin Co., are under a 25-year contract to MEA). Sold by EDF to Dominion (http://www.edf-re.com/about/press/edf_renewable_energy_to_sell_57_megawatts_of_solar_projects_to_dominion/)
Coronal Lost Hills, LLC | Coronal Lost Hills (f/k/a Twisselman Solar) | TWISSL_6_SOLAR1 |  | 62235A | SC55627 |  |  | Photovoltaic | 2015-04-15 | 20 | 48.3552 | 33.696 | Kern County | SCE |  | SCE RAM
| Coronus Adelanto West 1 |  |  | 62690A | SC55700 |  |  | Photovoltaic | 2015-01-22 | 1.5 | 3.5478 | 3.334 | San Bernardino
| Coronus Adelanto West 2 |  |  | 62689A | SC55701 |  |  | Photovoltaic | 2015-01-22 | 1.5 | 3.5478 | 3.334 | San Bernardino
| Cottonwood Goose Lake LLC | GOOSLK_1_SOLAR1 | S0331 | 62357A |  |  |  | Photovoltaic | 2015-04-28 | 12 | 29.0131 | 19.2067 | Kings | MCE | 2035-12-31 | aka Cottonwood Solar, CAISO MGCL, which also includes Goose Lake Solar (GOOSLK_1_SOLAR1). Jointly (along with a 1-MW facility on carport in Marin Co., are under a 25-year contract to MEA). Sold by EDF to Dominion (http://www.edf-re.com/about/press/edf_renewable_energy_to_sell_57_megawatts_of_solar_projects_to_dominion/)
| Diamond Valley Solar Project |  |  | 62484A | SC55617 |  |  | Photovoltaic | 2015-01-01 | 1.25 | 2.7 | 2.9484 | Riverside | SCE |  | Timothy Young Diamond Valley Solar LLC 775-852-8826
EE Kettleman Land, LLC | EE K Solar 1 - Kettleman Solar | EEKTMN_6_SOLAR1 |  | 62422A |  |  |  | Photovoltaic | 2015-08-12 | 20 | 48.3552 | 18.2736 | Kings County | City of Palo Alto | 25 | 25-year contract at $77/MWh with City of Palo Alto; http://www.power-eng.com/articles/2015/09/kettleman-utility-scale-solar-project-powering-city-of-palo-alto.html
Fresno Cogeneration Partners, LP | Fresno Solar South | KERMAN_6_SOLAR1 |  | 63078A | PG5185 |  |  | Photovoltaic | 2015-10-21 | 1.5 | 1.7 | 0.69012 | Fresno County | PG&E | 20
Fresno Cogeneration Partners, LP | Fresno Solar West | KERMAN_6_SOLAR2 |  | 63079A | PG5186 |  |  | Photovoltaic | 2015-10-20 | 1.5 | 1.7 | 0.69984 | Fresno County | PG&E | 20
| Golden Springs Building G |  |  | 63033C |  |  |  | Photovoltaic | 2015-12-15 | 1.25 | 3.0222 | 0.1296 | Los Angeles | SCE
Borrego Solar Systems Inc | GOLDEN SPRINGS BUILDING H | DELAMO_2_SOLAR1 |  | 62745A | SC55799 |  |  | Photovoltaic | 2015-03-26 | 1.5 | 3 | 2.7216 |  | SCE | 20 | SCE SPVP
Borrego Solar Systems Inc | GOLDEN SPRINGS BUILDING M | DELAMO_2_SOLAR2 |  | 62746A | SC55800 |  |  | Photovoltaic | 2015-03-26 | 1.75 | 3 | 3.1752 |  | SCE | 20 | SCE SPVP
65HK 8me, LLC | Hayworth Solar Farm |  |  | 62744C |  |  |  | Photovoltaic | 2015-08-01 | 27 | 65.2795 | 26.5939 | Kern County | PALO ALTO | 25
Hollister Solar LLC | Hollister Solar | HOLSTR_1_SOLAR2 |  | 62373A | PG5180 |  |  | Photovoltaic | 2015-04-17 | 1.5 | 2.1 | 2.5078 | San Benito | PG&E | 20
| Immoda Lemoore 1 |  |  |  | PG50007 |  |  | Photovoltaic | 2015-07-01 | 1.5 | 3.5084 | 1.7788 | Lemoore | PG&E
CSolar IV West, LLC | Imperial Solar Energy Center West | IVWEST_2_SOLAR1 |  | 62278A |  |  |  | Photovoltaic | 2015-03-27 | 20 | 46.7784 | 36.1584 | Imperial | SDG&E | 25
| Industry Solar Power Generation Station 2 | [6 empty] | Photovoltaic | 2015-01-01 | 1.5 | 3.6266 | 3.5381 | San Bernardino |  |  | NO CERT
Imperial Valley Solar Company, LLC | IVSC 2 |  |  | 62296A |  |  |  | Photovoltaic | 2015-08-06 | 20 | 48.3552 | 19.0512 | Niland, Imperial
| Lancaster Little Rock C Solar PV | LITLRK_6_SOLAR1 | S9415 | 61311A | SC55767 |  |  | Photovoltaic | 2015-01-13 | 5 | 12.0888 | 11.4048 | LOS ANGELES | SCE |  | SCE RAM
Madelyn Solar, LLC | Landpro 8159 |  |  | 62310A | SC55694 | 59397 |  | Photovoltaic | 2015-03-01 | 1.5 | 3.6266 | 2.9646 | San Bernardino
Mitchell Solar, LLC | Landpro 8160-61-1 |  |  | 62311A | SC55692 | 59398 |  | Photovoltaic | 2015-03-01 | 1.5 | 3.6266 | 2.9646 | San Bernardino | sce
Rudy Solar, LLC | Landpro 8160-61-2 |  |  | 62312A | SC55693 | 59399 |  | Photovoltaic | 2015-03-01 | 1.5 | 3.6266 | 2.9646 | San Bernardino
Hannah Solar LLC | LAX Logistics Industrial Center A, B - Hannah Solar |  |  | 62326A |  |  |  | Photovoltaic | 2015-02-24 | 0.833 | 2.0067 | 1.6733 | Photovoltaic | LADWP
PCWA | Lincoln Metering and Hydroelectric Station |  |  | 62470A | PG4128 |  |  | Small Hydro | 2015-09-25 | 0.32 | 1.6 | 0.20114 | Placer | PG&E | 20
Little Rock Pham Solar | Little Rock |  |  | 63077C | SC55512 |  |  | Photovoltaic | 2015-11-30 | 3 | 7.2533 | 0.60264 | Los Angeles | SCE
Lost Hills Solar, LLC | Lost Hills Solar | LHILLS_6_SOLAR1 | S0340 | 61893A | PG5130 |  |  | Photovoltaic | 2015-04-02 | 20 | 48.3552 | 35.3808 |  | PG&E | 25
| Maricopa East Solar PV 2 | [6 empty] | Photovoltaic | 2015-11-01 | 18 | 43.5197 | 6.9984 | KERN | SCE |  | SCE RAM
| Maclay Solar Project | [6 empty] | Photovoltaic | 2015-12-01 | 2.2 | 5.3191 | 0.42768 | Los Angeles | LADWP | LIFE | UOG
McCoy Solar, LLC | McCoy Station | BLKCRK_2_SOLAR1 |  | 62091A | SC55494 | 58462 |  | Photovoltaic | 2015-09-08 | 36.46 | 88.1515 | 26.9337 | RIVERSIDE | SCE |  | PER ISO: Phased Implementation: 67.84 MW commercial out of 250 MW total at completion. As of 9/8/2015
Ecos Energy | Merced Solar | MERCED_1_SOLAR2 |  | 62485C | PG5181 |  |  | Photovoltaic | 2015-05-12 | 1.5 | 2.1 | 2.2648 | Merced | PG&E | 20
PVNavigator, LLC | Milliken Sanitary Landfill |  |  | 61620C | SC55744 |  |  | Photovoltaic | 2015-12-01 | 3 | 5.9 | 0.5832 | San Bernardino | SCE
Eos Energy | Mission Solar | MERCED_1_SOLAR1 |  | 62486C | PG5182 |  |  | Photovoltaic | 2015-05-23 | 1.5 | 2.1 | 2.1578 | Merced | PG&E | 20
SEPV Mojave West, LLC | Mojave West |  |  |  | SC55778 |  |  | Photovoltaic | 2015-12-01 | 20 | 48.3552 | 3.888 | KERN | SCE |  | SCE RAM
Gestamp Asetym Solar North America, Inc. | Morelos Del Sol |  |  | 62272A | PG5171 |  |  | Photovoltaic | 2015-12-10 | 15 | 36.2664 | 2.0412 | Kern County | PG&E |  | PGE RAM
| Morgan Lancaster I, LLC | [6 empty] | Photovoltaic | 2015-08-28 | 1.5 | 3.5 | 1.215 | LOS ANGELES | SCE | 20 | SCE REMAT
Sun Harvest, LLC | NDP1 - DOS PALOS | S_RITA_6_SOLAR1 |  | 63018A | PG50023 |  |  | Photovoltaic | 2015-05-28 | 1.5 | 2.822 | 2.1092 | MERCED | PG&E | 20 | PGE RAM
| NLP Granger A82 | [6 empty] | Photovoltaic | 2015-12-31 | 3 | 8.086 | 0 | Valley Center, County of San Diego | SDG&E | 20 | SDG&E REMAT
| North Star Solar 1 | MNDOTA_1_SOLAR1 | S0341 | 61198A | PG5131 | 58713 |  | Photovoltaic | 2015-06-20 | 60 | 119.55 | 75.4272 | Fresno County | PG&E | 20
NRG Solar Oasis, LLC | Oasis Solar |  | S0338 | 62514C | SC55774 |  |  | Photovoltaic | 2015-12-02 | 20 | 48.3552 | 3.7584 | LOS ANGELES | SCE | 20 | SCE RAM
SEPV Palmdale East, LLC | Palmdale East | PMDLET_6_SOLAR1 |  | 61154A | SC55745 |  |  | Photovoltaic | 2015-07-31 | 10 | 24.1776 | 9.9144 | LOS ANGELES | SCE | 20 | SCE RAM
KONA SOLAR LLC | PARK MERIDIAN 1 | VALLEY_5_SOLAR1 |  | 62502A | SC55785 |  |  | Photovoltaic | 2015-03-01 | 1.5 | 3 | 2.9646 | Riverside | SCE | 20 | SCE SPVP
Gestamp Asetym Solar North America, Inc. | Peabody RBJ |  |  |  | PG5166 |  |  | Photovoltaic | 2015-05-20 | 14 | 33.8486 | 20.412 | Solano County | PG&E | 20 | PGE RAM
KONA SOLAR LLC | RANCHO CUCAMONGA DISTRIBUTION CENTER 1 | PADUA_2_SOLAR1 |  | 62498A |  |  |  | Photovoltaic | 2015-03-01 | 1.75 | 3 | 3.4587 | San Bernardino | SCE | 20 | SCE SPVP
67RK 8me, LLC | Redcrest Solar Farm |  |  | 62642A | SC55759 |  |  | Photovoltaic | 2015-10-27 | 20 | 48.3552 | 8.424 | Kern County | SCE |  | SCE RAM
| Rising Tree Wind Farm III LLC | RTREE_2_WIND3 | W0438 | 62469C | SC76361 |  |  | WIND | 2015-08-25 | 99 | 200 | 82.1146 | Kern | MCE
SESTINA SOLAR | ROCHESTER |  |  | 62719C |  |  |  | Photovoltaic | 2015-10-16 | 0.8 | 2 | 0.39398 | San Bernardino | SCE | 20 | SCE SPVP
Sustainable Through Innovation, Lassen Lodge Hydro | Rugraw - Lasson Lodge Hydro |  |  | 62808C |  |  |  | Small Hydro | 2015-04-30 | 5 | 9.8 | 7.938 | Tehama County | SDG&E
SunE Solar XV Lessor | SCE - Snowline - White Road (Central) |  |  | 62668A | SC55691 | 59423 | QF15-141-000 | Photovoltaic | 2015-01-01 | 1.5 | 3.6266 | 3.5381 |  | SCE
SunE Solar XV Lessor | SCE - Snowline - White Road (North) |  |  | 62667A | SC55690 | 59422 |  | Photovoltaic | 2015-01-01 | 1.5 | 3.6266 | 3.5381 |  | SCE
SunE Solar XV Lessor | SCE - Snowline - White Road (South) |  |  | 62666A | SC55695 | 59421 |  | Photovoltaic | 2015-01-01 | 1.5 | 3.6266 | 3.5381 |  | SCE
| SEPV18, LLC |  |  | 61310C | SC55629 |  |  | Photovoltaic | 2015-11-30 | 2 | 6.4 | 0.40176 | LOS ANGELES | SCE | 8 | SCE REMAT
Duke Energy Renewables | Seville I |  |  | 62562C |  |  |  | Photovoltaic | 2015-11-16 | 20 | 48.3552 | 5.832 | Imperial | SDG&E | 20
Duke Energy Renewables | Seville II |  |  | 63020C |  |  |  | Photovoltaic | 2015-12-01 | 30 | 72.5328 | 5.832 | Imperial | IID | 25
NextEra Energy Resources, LLC | Shafter Solar | 7STDRD_1_SOLAR1 | S0330 | 62325A | PG5170 |  |  | Photovoltaic | 2015-06-10 | 19.98 | 48.3068 | 26.412 | Kern County | PG&E |  | PGE RAM
SPOWER | Sierra Solar Facility |  |  |  | SC55469 |  |  | Photovoltaic | 2015-09-30 | 20 | 48.3552 | 11.9232 | Los Angeles | SCE | 20
Greenlight Energy | Sirius Solar Project |  |  | 62901C | PG5190 |  |  | Photovoltaic | 2015-10-24 | 1.5 | 3.5084 | 0.66096 | Merced County | PG&E | 20
| Smoke Tree Wind |  |  | 62677C | SC76396 |  |  | Wind | 2015-12-02 | 16 | 37.5 | 3.0067 | RIVERSIDE | SCE |  | SCE RAM
Algonquin SKIC 20 Solar, LLC | South Kern Solar PV Plant | SKERN_6_SOLAR1 |  | 61558A | PG5163 |  |  | Photovoltaic | 2015-04-07 | 20 | 49 | 34.7328 | Kern | PG&E | 20
Sierra Pacific Industries Inc | SPI Anderson II | SPIAND_1_ANDSN2 |  | 61146A | PG2800 | 59658 |  | Biomass | 2015-09-09 | 26.5 | 185.712 | 19.4044 | SHASTA | PG&E
FTS Master Tenant 1, LLC | Summer Solar North | DELSUR_6_SOLAR1 |  | 61506A | SC55843 |  |  | Photovoltaic | 2015-06-03 | 6.5 | 15.7154 | 8.8873 | Los Angeles | SCE | 2 | All FTS Master Tenant 1 contracts with SCE are already accounted for in the S-5; no reference to this in RPS table or on line
SUN EDISON | SUNE MIRA LOMA | [6 empty] | Photovoltaic | 2015-10-16 | 0.5 | 1 | 0.24624 |  | SCE | 20 | SCE SPVP
SUN EDISON | SUNE ONTARIO - Ontario RT Solar | MIRLOM_2_ONTARO | [5 empty] | Photovoltaic | 2015-10-16 | 0.5 | 1 | 0.24624 | LA Basin | SCE | 20 | SCE SPVP
SUN EDISON | SUNE PHILADELPHIA | [6 empty] | Photovoltaic | 2015-10-16 | 1 | 2 | 0.49248 |  | SCE | 20 | SCE SPVP
SUN EDISON | SUNE PICO RIVERA | [6 empty] | Photovoltaic | 2015-10-16 | 1 | 2 | 0.49248 |  | SCE | 20 | SCE SPVP
SUN EDISON | SUNE REDLANDS | [6 empty] | Photovoltaic | 2015-10-16 | 1.5 | 3 | 0.73872 |  | SCE | 20 | SCE SPVP
SunStarter Solar XXII LLC | SunStarter Solar CX III |  |  | 62823C |  |  |  | Photovoltaic | 2015-11-30 | 0.15 | 0.36135 | 0.030132 | Los Angeles | LADWP
| TC Valos Solar | [6 empty] | Photovoltaic | 2015-12-15 | 10 | 24.1776 | 1.0368 |  | SCE |  | SCE RAM
Solar Star California XXXI, LLC | Tequesquite Landfill Solar Project | RVSIDE_6_SOLAR1 |  | 62743A |  |  |  | Photovoltaic | 2015-09-09 | 7.5 | 18.1332 | 5.4918 | Riverside | City of Riverside | 2040-12-01
KONA SOLAR LLC | TERRA FRANCESCO 1 | CHINO_2_SOLAR2 |  | 62503A |  |  |  | Photovoltaic | 2015-03-01 | 1.5 | 3 | 2.9646 | San Bernardino | SCE | 20 | SCE SPVP
| US Topco Energy, Inc. |  |  |  | SC55625 |  |  | Photovoltaic | 2015-12-18 | 3 | 7.07 | 0.25272 | LOS ANGELES | SCE | 20 | SCE REMAT
Ecos Energy | Utah-Mesa |  |  |  | SC55511 |  |  | Photovoltaic | 2015-08-01 | 1.5 | 4.21 | 1.4774 | 29 Palms, San Bernardino County | SCE | 20
| Van Steyn Dairy Digester | [6 empty] | Biomass | 2015-09-24 | 0.225 | 1.5768 | 0.14288 | SACRAMENTO | SMUD
Vega Solar, LLC | Vega Solar | VEGA_6_SOLAR1 | S0337 | 61942A | SC55628 |  |  | Photovoltaic | 2015-03-24 | 20 | 48.3552 | 36.5472 | MERCED | SCE |  | SCE RAM
NextEra Energy Operating Services Inc | Vega Solar |  |  | 62344A | SC55702 |  |  | Photovoltaic | 2015-04-13 | 1.5 | 3.6266 | 2.5466 | Riverside
NextEra Energy Operating Services Inc | Venable 2 South |  |  | 62345A | SC55703 |  |  | Photovoltaic | 2015-04-14 | 1.5 | 3.6266 | 2.5369 | Riverside
Victor Dry Farm Ranch A LLC | Victor Dry Farm Ranch A | VICTOR_1_VDRYFA |  | 61331A | SC55459 |  |  | Photovoltaic | 2015-06-12 | 5 | 12.0888 | 6.5448 | San Bernardino | SCE |  | Contract #5459
Victor Dry Farm Ranch B LLC | Victor Dry Farm Ranch B | VICTOR_1_VDRYFB |  | 61332A | SC55460 |  |  | Photovoltaic | 2015-06-12 | 5 | 12.0888 | 6.5448 | San Bernardino | SCE |  | Contract #5460
SunEdison | Victorville LandfillSolar LP | [6 empty] | Photovoltaic | 2015-12-01 | 10 | 24.1776 | 1.944 | San Bernardino County | SDG&E |  | SDGE RAM
| Viejas Blvd PV 1 | [6 empty] | Photovoltaic | 2015-04-01 | 1.5 | 3 | 2.6633 | SAN DIEGO | SDG&E | 20
| Wildwood Solar I | WLDWD_1_SOLAR1 | S0327 | 61367A | SC55757 |  |  | Photovoltaic | 2015-02-18 | 20 | 45.61 | 40.9536 | Kern County | SCE |  | SCE RAM
| Wildwood Solar II |  |  | 62418C |  |  |  | Photovoltaic | 2015-11-01 | 15 | 36.2664 | 5.832 | Kern County
[8 empty] | Total |  | 1228.85 | 2984.8316 | 1299.0377
Sources: Quarterly Fuels and Energy Report 2006 – 2014 <http://www.energy.ca.gov/forms/cec-1304.html, California Energy Commission>, Ventyx, Velocity Suite (from EPA and hourly CEMS data),
utility energy and capacity supply plan filed with the Energy Commission < http://energyalmanac.ca.gov/electricity/index.html >, CPUC RPS Database posted August 2014 <CPUC RPS_Project_Status_Table_2014_Aug.xls>
Note on B7: STAFF: NOT S0218
Note on B8: STAFF: NOT S0218
Note on J12: STAFF: Final phases to be completed Phases online in 2014 are in form 1b.
Note on J13: STAFF: Final phases to be completed Phases online in 2014 are in form 1b.
Note on B25: STAFF: NOT S0249
Note on B36: STAFF: May also be SunEdison Isis
Note on B51: STAFF: expansion of existing project rps cert #6160
Note on F79: STAFF: SCE contract begins 2019
Note on B93: STAFF: THIS IS NOT KIARA SOLAR BIOMASS IN ANDERSON.

## Sheet1 (hidden)
Date
2014-01-01 | 24
2014-01-02 | 48
2014-01-03 | 72
2014-01-04 | 96
2014-01-05 | 120
2014-01-06 | 144
2014-01-07 | 168
2014-01-08 | 192
2014-01-09 | 216
2014-01-10 | 240
2014-01-11 | 264
2014-01-12 | 288
2014-01-13 | 312
2014-01-14 | 336
2014-01-15 | 360
2014-01-16 | 384
2014-01-17 | 408
2014-01-18 | 432
2014-01-19 | 456
2014-01-20 | 480
2014-01-21 | 504
2014-01-22 | 528
2014-01-23 | 552
2014-01-24 | 576
2014-01-25 | 600
2014-01-26 | 624
2014-01-27 | 648
2014-01-28 | 672
2014-01-29 | 696
2014-01-30 | 720
2014-01-31 | 744
2014-02-01 | 768
2014-02-02 | 792
2014-02-03 | 816
2014-02-04 | 840
2014-02-05 | 864
2014-02-06 | 888
2014-02-07 | 912
2014-02-08 | 936
2014-02-09 | 960
2014-02-10 | 984
2014-02-11 | 1008
2014-02-12 | 1032
2014-02-13 | 1056
2014-02-14 | 1080
2014-02-15 | 1104
2014-02-16 | 1128
2014-02-17 | 1152
2014-02-18 | 1176
2014-02-19 | 1200
2014-02-20 | 1224
2014-02-21 | 1248
2014-02-22 | 1272
2014-02-23 | 1296
2014-02-24 | 1320
2014-02-25 | 1344
2014-02-26 | 1368
2014-02-27 | 1392
2014-02-28 | 1416
2014-03-01 | 1440
2014-03-02 | 1464
2014-03-03 | 1488
2014-03-04 | 1512
2014-03-05 | 1536
2014-03-06 | 1560
2014-03-07 | 1584
2014-03-08 | 1608
2014-03-09 | 1632
2014-03-10 | 1656
2014-03-11 | 1680
2014-03-12 | 1704
2014-03-13 | 1728
2014-03-14 | 1752
2014-03-15 | 1776
2014-03-16 | 1800
2014-03-17 | 1824
2014-03-18 | 1848
2014-03-19 | 1872
2014-03-20 | 1896
2014-03-21 | 1920
2014-03-22 | 1944
2014-03-23 | 1968
2014-03-24 | 1992
2014-03-25 | 2016
2014-03-26 | 2040
2014-03-27 | 2064
2014-03-28 | 2088
2014-03-29 | 2112
2014-03-30 | 2136
2014-03-31 | 2160
2014-04-01 | 2184
2014-04-02 | 2208
2014-04-03 | 2232
2014-04-04 | 2256
2014-04-05 | 2280
2014-04-06 | 2304
2014-04-07 | 2328
2014-04-08 | 2352
2014-04-09 | 2376
2014-04-10 | 2400
2014-04-11 | 2424
2014-04-12 | 2448
2014-04-13 | 2472
2014-04-14 | 2496
2014-04-15 | 2520
2014-04-16 | 2544
2014-04-17 | 2568
2014-04-18 | 2592
2014-04-19 | 2616
2014-04-20 | 2640
2014-04-21 | 2664
2014-04-22 | 2688
2014-04-23 | 2712
2014-04-24 | 2736
2014-04-25 | 2760
2014-04-26 | 2784
2014-04-27 | 2808
2014-04-28 | 2832
2014-04-29 | 2856
2014-04-30 | 2880
2014-05-01 | 2904
2014-05-02 | 2928
2014-05-03 | 2952
2014-05-04 | 2976
2014-05-05 | 3000
2014-05-06 | 3024
2014-05-07 | 3048
2014-05-08 | 3072
2014-05-09 | 3096
2014-05-10 | 3120
2014-05-11 | 3144
2014-05-12 | 3168
2014-05-13 | 3192
2014-05-14 | 3216
2014-05-15 | 3240
2014-05-16 | 3264
2014-05-17 | 3288
2014-05-18 | 3312
2014-05-19 | 3336
2014-05-20 | 3360
2014-05-21 | 3384
2014-05-22 | 3408
2014-05-23 | 3432
2014-05-24 | 3456
2014-05-25 | 3480
2014-05-26 | 3504
2014-05-27 | 3528
2014-05-28 | 3552
2014-05-29 | 3576
2014-05-30 | 3600
2014-05-31 | 3624
2014-06-01 | 3648
2014-06-02 | 3672
2014-06-03 | 3696
2014-06-04 | 3720
2014-06-05 | 3744
2014-06-06 | 3768
2014-06-07 | 3792
2014-06-08 | 3816
2014-06-09 | 3840
2014-06-10 | 3864
2014-06-11 | 3888
2014-06-12 | 3912
2014-06-13 | 3936
2014-06-14 | 3960
2014-06-15 | 3984
2014-06-16 | 4008
2014-06-17 | 4032
2014-06-18 | 4056
2014-06-19 | 4080
2014-06-20 | 4104
2014-06-21 | 4128
2014-06-22 | 4152
2014-06-23 | 4176
2014-06-24 | 4200
2014-06-25 | 4224
2014-06-26 | 4248
2014-06-27 | 4272
2014-06-28 | 4296
2014-06-29 | 4320
2014-06-30 | 4344
2014-07-01 | 4368
2014-07-02 | 4392
2014-07-03 | 4416
2014-07-04 | 4440
2014-07-05 | 4464
2014-07-06 | 4488
2014-07-07 | 4512
2014-07-08 | 4536
2014-07-09 | 4560
2014-07-10 | 4584
2014-07-11 | 4608
2014-07-12 | 4632
2014-07-13 | 4656
2014-07-14 | 4680
2014-07-15 | 4704
2014-07-16 | 4728
2014-07-17 | 4752
2014-07-18 | 4776
2014-07-19 | 4800
2014-07-20 | 4824
2014-07-21 | 4848
2014-07-22 | 4872
2014-07-23 | 4896
2014-07-24 | 4920
2014-07-25 | 4944
2014-07-26 | 4968
2014-07-27 | 4992
2014-07-28 | 5016
2014-07-29 | 5040
2014-07-30 | 5064
2014-07-31 | 5088
2014-08-01 | 5112
2014-08-02 | 5136
2014-08-03 | 5160
2014-08-04 | 5184
2014-08-05 | 5208
2014-08-06 | 5232
2014-08-07 | 5256
2014-08-08 | 5280
2014-08-09 | 5304
2014-08-10 | 5328
2014-08-11 | 5352
2014-08-12 | 5376
2014-08-13 | 5400
2014-08-14 | 5424
2014-08-15 | 5448
2014-08-16 | 5472
2014-08-17 | 5496
2014-08-18 | 5520
2014-08-19 | 5544
2014-08-20 | 5568
2014-08-21 | 5592
2014-08-22 | 5616
2014-08-23 | 5640
2014-08-24 | 5664
2014-08-25 | 5688
2014-08-26 | 5712
2014-08-27 | 5736
2014-08-28 | 5760
2014-08-29 | 5784
2014-08-30 | 5808
2014-08-31 | 5832
2014-09-01 | 5856
2014-09-02 | 5880
2014-09-03 | 5904
2014-09-04 | 5928
2014-09-05 | 5952
2014-09-06 | 5976
2014-09-07 | 6000
2014-09-08 | 6024
2014-09-09 | 6048
2014-09-10 | 6072
2014-09-11 | 6096
2014-09-12 | 6120
2014-09-13 | 6144
2014-09-14 | 6168
2014-09-15 | 6192
2014-09-16 | 6216
2014-09-17 | 6240
2014-09-18 | 6264
2014-09-19 | 6288
2014-09-20 | 6312
2014-09-21 | 6336
2014-09-22 | 6360
2014-09-23 | 6384
2014-09-24 | 6408
2014-09-25 | 6432
2014-09-26 | 6456
2014-09-27 | 6480
2014-09-28 | 6504
2014-09-29 | 6528
2014-09-30 | 6552
2014-10-01 | 6576
2014-10-02 | 6600
2014-10-03 | 6624
2014-10-04 | 6648
2014-10-05 | 6672
2014-10-06 | 6696
2014-10-07 | 6720
2014-10-08 | 6744
2014-10-09 | 6768
2014-10-10 | 6792
2014-10-11 | 6816
2014-10-12 | 6840
2014-10-13 | 6864
2014-10-14 | 6888
2014-10-15 | 6912
2014-10-16 | 6936
2014-10-17 | 6960
2014-10-18 | 6984
2014-10-19 | 7008
2014-10-20 | 7032
2014-10-21 | 7056
2014-10-22 | 7080
2014-10-23 | 7104
2014-10-24 | 7128
2014-10-25 | 7152
2014-10-26 | 7176
2014-10-27 | 7200
2014-10-28 | 7224
2014-10-29 | 7248
2014-10-30 | 7272
2014-10-31 | 7296
2014-11-01 | 7320
2014-11-02 | 7344
2014-11-03 | 7368
2014-11-04 | 7392
2014-11-05 | 7416
2014-11-06 | 7440
2014-11-07 | 7464
2014-11-08 | 7488
2014-11-09 | 7512
2014-11-10 | 7536
2014-11-11 | 7560
2014-11-12 | 7584
2014-11-13 | 7608
2014-11-14 | 7632
2014-11-15 | 7656
2014-11-16 | 7680
2014-11-17 | 7704
2014-11-18 | 7728
2014-11-19 | 7752
2014-11-20 | 7776
2014-11-21 | 7800
2014-11-22 | 7824
2014-11-23 | 7848
2014-11-24 | 7872
2014-11-25 | 7896
2014-11-26 | 7920
2014-11-27 | 7944
2014-11-28 | 7968
2014-11-29 | 7992
2014-11-30 | 8016
2014-12-01 | 8040
2014-12-02 | 8064
2014-12-03 | 8088
2014-12-04 | 8112
2014-12-05 | 8136
2014-12-06 | 8160
2014-12-07 | 8184
2014-12-08 | 8208
2014-12-09 | 8232
2014-12-10 | 8256
2014-12-11 | 8280
2014-12-12 | 8304
2014-12-13 | 8328
2014-12-14 | 8352
2014-12-15 | 8376
2014-12-16 | 8400
2014-12-17 | 8424
2014-12-18 | 8448
2014-12-19 | 8472
2014-12-20 | 8496
2014-12-21 | 8520
2014-12-22 | 8544
2014-12-23 | 8568
2014-12-24 | 8592
2014-12-25 | 8616
2014-12-26 | 8640
2014-12-27 | 8664
2014-12-28 | 8688
2014-12-29 | 8712
2014-12-30 | 8736
2014-12-31 | 8760

## 1e. OutofState RPS COD 12-31-14
Table 1e: Out of State Operational RPS Renewable Generation For Planning RNS
Facility Name | Plant Name | Resource Type | State | COD or Contract Date | CEC Resource ID or WREGIS ID | CPUC ID | Owner/UTILITY | Contract Expiration | Installed (MW) | 2014 Net GWh Purchase | 2013 Net GWh Purchase | 2012 Net GWh Purchase | 2011 Net GWh Purchase | 2010 Net GWh Purchase | 2009 Net GWh Purchase | 2009-2011 Ave Gen (GWh) | 2009-2014 Ave Gen (GWh)
NRG | Agua Caliente PV 1 - PV 5 | Solar PV | AZ | 1/19/2012 - 3/1/2013 | S0242 |  | PG&E | 2039-06-22 | 290 | 741.394 | 687.092 | [5 empty] | 714.243
LS Power | Arlington Valley Solar Energy II | Solar PV | AZ | 2/18/2013 - 11/12/2013 | S0292 | SD5032 | SDG&E | 2038-11-04 | 129 | 363.124 | [6 empty] | 363.124
| Bennett Creek Windfarm, LLC | Wind | ID |  |  |  | MERCED - 3% OF OUTPUT | 2028-12-31 |  | 3.928 | [6 empty] | 3.928
Iberdrola Renewables | Big Horn 1 | Wind | WA | 2006-10-01 | W240 |  | BANC | 2026-09-30 |  | 491.249 | 618.334 | 606.889 |  |  |  |  | 572.1573
Iberdrola Renewables | Big Horn 2 | Wind | WA | 2010-11-01 | W1688 |  | BANC | 2036-10-31 | 249 | 44.2 | [6 empty] | 44.2
| Blackspring Ridge IA | Wind | AL, CAN | 2014-05-12 | W3978 | PG7036 | PG&E | 2034-05-11 | 150 | 266.8 | [6 empty] | 266.8
| Blackspring Ridge IB | Wind | AL, CAN | 2014-05-12 | W3979 | PG7037 | PG&E | 2034-05-11 | 150 | 296.5 | [6 empty] | 296.5
SEMPRA U.S. Gas & Power | Copper Mountain I (CM48) | Solar PV | NV | 2010-06-15 | 60786A; S0243 UNIT CM 48 | PG5087 | PG&E | 2031-01-31 | 48 | 103.457 | 105.245 | 65.958 |  |  |  |  | 91.5533
SEMPRA U.S. Gas & Power | Copper Mountain II | Solar PV | NV | 2012-07-06 | S0244 | PG5115 | PG&E | 2040-05-12 | 150 | 223.166 | 226.935 | 73.593 |  |  |  |  | 174.5647
SEMPRA U.S. Gas & Power | Copper Mountain III | Solar PV | NV | 2014-05-14 | S0295; 61397A |  | POU - LADWP (210 MW) Burbank (40 MW) | 2035-04-07 | 250 | 149.637 | [6 empty] | 149.637
Sempra | El Dorado (CM10) | Solar PV | NV | 2010-09-01 | 60713A; S0243 UNIT CM 10 | PG5096 | PG&E | 2028-12-31 | 10 | 19.87 | 20.375 | 18.6325 | 18.6325 |  |  | 18.6325 | 19.3775
Goshen Phase II LLC | Goshen Phase II | Wind | ID | 2010-11-04 | W1740 | SC76334 | SCE | 2031-03-31 | 124.5 | 402.6268 | 332.11 | 368.925 | 412.1453 |  |  | 412.1453 | 378.9518
| H.W. Hill Landfill Gas Power Plant AKA ROOSEVELT BIOGAS | LANDFILL GAS | WA | 2013-01-01 |  |  | DIRECT ENERGY | 2022-12-31 | 26 | 105.033 | 24 | [5 empty] | 64.5165
Greengate | Halkirk Wind | Wind | AB | 2012-11-01 | W2900 | PG7038 | PG&E | 2032-12-18 | 150 | 461.6 | 466.418 | 484 |  |  |  | 484 | 470.6727
Horse Butte I LLC | Horse Butte Wind | Wind | ID | 2012-08-15 |  |  | TDPUD - 26.38% | 2035-12-31 | 57.6 | 43.374 | [6 empty] | 43.374
| Hot Springs Windfarm, LLC, Mountain Wind Power II; Nine Canyon Wind Project - Phase 3 | Wind | ID, WY, WA |  |  |  | MERCED - 3% OF OUTPUT | 2028-12-31 |  | 10.227 | [6 empty] | 10.227
Simpson Tacoma KRAFT Company - Tacoma Cogen | Iberdrola Renewables, Inc. (Simpson Biomass, Tacoma, WA) | Biomass | WA | 2009-07-01 | W1228 |  | SMUD | 2021-08-01 | 34 | 311.165 | 295.012 | 265.515 | 243.057 | 269.14 |  | 256.0985 | 276.7778
| Juniper Canyon Wind Power | WIND | WA | 2011-03-16 | W1690 |  | ROSEVILLE, MID | 2024-12-31 | 151.2 | 232.871 | [6 empty] | 232.871
Iberdrola Renewables (PPM Klondike) | Klondike I-III | Wind | OR | 2008-01-01 | W237,W238,W239,W817 | PG7051 PG7045 | Various - PGE III and IIIA | 90 MW 2019 and 85 MW 2023 | 176 | 503.935 | 503.152 | 504.348 | 479.7957 | 431.2303 | 449.5772 | 453.5344 | 478.673
| Leaning Juniper | Wind | OR | 2006-09-14 |  |  | ROSEVILLE, MID | 2024-12-31 | 100.5 | 43.103 | [6 empty] | 43.103
| Leaning Juniper Wind Power II | Wind | OR | 2011-06-09 |  |  | ROSEVILLE, MID | 2024-12-31 | 201.3 | 304.947 | [6 empty] | 304.947
Cannon Power | Linden Ranch | Wind | Klickitas,WA | 2010-05-25 | W1571 |  | LADWP/GLENDALE | Life of Project | 50 | 147.043 | 148.752 | 141.144 | 151.2414 |  |  | 151.2414 | 147.0451
Sempra SGS-1 | Mesquite Solar PV1-PV11 | Solar PV | AZ | 2014-01-01 | S0254 | PG5038 | PG&E 150/LADWP 20 | 2033-03-07 | 165 | 408.218 | [6 empty] | 408.218
First Wind | Milford Wind WT11 | Wind | UT | 2009-11-16 |  |  | MULTI | 2029-11-15 | 203.5 | 416.924 | 338.474 | 456.987 | 414.42 | 400.751 |  | 424.0527 | 405.5112
First Wind | Milford Wind WT21 | Wind | UT | 2010-06-10 |  |  | LADWP | 2031-06-30 | 100.5 | 199.096 | 155.261 | 206.7 | 101.991 |  |  | 154.3455 | 165.762
Naturener | Naturener Glacier 1 | Wind | MT |  | W818 | SD7005 | SDG&E | 2023-12-28 | 106.5 | 275.654 | 283.3075 | 330.902 | 319.851 | 213.637 |  | 266.744 | 284.6703
Naturener | Naturener Glacier 2 | Wind | MT | 2009-10-21 | W1318 | SD7006 | SDG&E | 2024-10-15 | 103.5 | 261.81 | 283.3075 | 330.902 | 319.851 | 213.637 |  | 266.744 | 281.9015
| Palouse Wind | Wind | WA | 2014-06-01 | W2906 |  | Shell Energy | 2016-12-31 |  | 130.05 | [6 empty] | 130.05
Gradient Resources | Patua Hot Springs | Geothermal | NV | 2013-12-28 | W3922 |  | SMUD | 2033-12-31 | 48 | 110.791 | [6 empty] | 110.791
Iberdrola Renewables | Pebble Springs | Wind | Gilliam County, OR | 2009-03-31 | W979 |  | LADWP/Burbank/Glendale | 2027-01-29 | 98.7 | 231.065 | 227.768 | 294.924 | 240.0163 | 217.7093 |  | 228.8628 | 242.2965
| Pilgrim Stage Station Wind Park | wind | ID | 2013 | 60923A |  | TNG | 2022-12-31 | 10.5 | 1.3199 | 1 | [5 empty] | 1.16
Iberdrola Renewables | Pleasant Valley (WEST Wyoming Wind Energy Center) | Wind | Uinta County, WY | 2009 | W236 |  | SCPPA (LADWP gLENDALE and Burbank); Anaheim; Truckee | 2022/2025/2028 | 127.4 | 109.485 | 273.316 | 273.316 | 371.4128 | 294.6303 | 311.5939 | 325.879 | 272.2923
Arlington Wind (Rattlesnake Road) | Rattlesnake Road Wind Farm | Wind | OR | 2008-12-26 | W805 | PG7052 | PG&E | 2024-01-04 | 102.9 | 226.6383 | 216.333 | 215.4037 | 236.3481 | 202.3652 | 225.351 | 221.3548 | 220.4066
Naturener | Rim Rock | Wind | MT | 2012-12-28 | W2898 | SD7007 | SDG&E | 2033-10-14 | 189 | 567.996 | 349.232 | 664 |  |  |  | 664 | 527.076
| Salt Lake Landfill Gas Recovery | Biomethane | UT | 2006-07-01 |  |  | TDPUD 70% | 2023-12-31 | 3.2 | 8.579 | [6 empty] | 8.579
North Hurlburt | Shepard Flat 1 | Wind | OR | 2011-12-01 | W2065 | SC76330 | SCE | 2032-09-22 | 265 | 582.9398 | 542.1168 | 658.1169 |  |  |  | 658.1169 | 594.3912
South Hurlburt | Shepard Flat 107 | Wind | OR | 2012-07-01 | W2066 | SC76332 | SCE | 2033-03-27 | 290 | 601.415 | 585.4928 | 720.2034 |  |  |  | 720.2034 | 635.7037
North Hurlburt | Shepard Flat 83 - Horseshoe Bend - Central Hurlburt | Wind | OR | 2012-02-20 | W2067 | SC76331 | SCE | 2033-01-05 | 290 | 652.343 | 612.2694 | 720.2034 |  |  |  | 720.2034 | 661.6053
| SPI Burlington | Biomass | WA |  | W1491 |  | SMUD | 2017-07-31 |  | 117.404 | [6 empty] | 117.404
Iberdrola Renewables | Star Point | Wind | OR | 2010-02-26 | W1393 |  | MODESTO | 2030-06-30 | 98.7 | 248.462 | 253.115 | 235.069 | 245.573 | 291.7201 |  | 268.6465 | 254.7878
Terra-Gen Dixie Valley LLC | Terra-Gen Dixie Valley (NV) | Geothermal | NV | 07/05/1987 | T0077 | SC33011 | SCE | 2038-07-04 | 64.7 | 487.764 | 495.13 | 477.541 | 474.037 | 427.838 | 448 | 459.8053 | 468.385
Thermo Geothermal Raser Technologies | Thermo No.1 BE-01 | Geothermal | UT | 2009-01-23 | W1312 |  | ANHM | 2033-09-24 | 15 | 58.67 | 47.889 | 19.3 | 100.4452 |  |  | 100.4452 | 56.5761
Yakima-Tieton Irrigation Dist | Tieton | Hydro | WA | N/A | W222/W223 |  | SCPPA (BURBANK AND GLENDALE) | life of project | 57.468 | 57.061 | 22.4 | 57.8 | 63.3 | 38.857 |  | 51.0785 | 47.8836
Granger Electric of South Jordan | TRANS JORDAN | Biomethane | UT | 2009-04-01 | W1405 |  | TDPUD - 70% | 2023-12-31 | 4.8 | 24.098 | [6 empty] | 24.098
Tuolumne Wind Project Authority | Tuolumne Wind Project | Wind | Klickitas,WA | 2009-03-01 | 60991A |  | TID/Merced | life of project | 137 | 387.127 | 408.0408 | 347.232 |  |  |  | 377.6364 | 380.7999
Ivenrgy LLC Vantage | Vantage Wind | Wind | WA | 2010-09-07 | W2046 | PG7043 | PG&E | 2025-10-03 | 90 | 262.4 | 245.5236 | 262.8723 | 290.76 |  |  | 290.76 | 265.389
ORNI 47 LLC, Ormat Technologies | Wild Rose - Don Campbell - Gabbs Valley | Geothermal | NV | 2013-12-06 |  |  | SCPPA (LADWP and Burbank) | 2033-12-31 | 16 | 150.12 | 112.128 | [5 empty] | 131.124
Invenergy | Willow Creek | Wind | OR | 2008-12-31 | W897 |  | LADWP | 2023-11-30 | 72 | 172.654 | 169.775 | 167.568 | 190.684 | 166.945 | 172.55 | 176.7263 | 173.3627
| Windy Flats Wind Project/ Windy Points | WIND | WA | 2009-10-26 |  |  | SCPPA (LADWP AND GLENDALE) | 2029-10-26 | 262 | 659.85 | [6 empty] | 659.85
[8 empty] | Total | 5418.468 | 12679.1839 | 9049.3044 | 8968.0453 | 4673.5613 | 3168.4602 | 1607.0721 | 8151.2569 | 12677.3183
Sources: California Energy Commission, Power Source Disclosure, Reporting Years 2009-2013, , Quarterly Fuels and Energy Report 2006 – 2013 <http://www.energy.ca.gov/forms/cec-1304.html, California Energy Commission>,CEMS data),
utility energy and capacity supply plan filed with the Energy Commission < http://energyalmanac.ca.gov/electricity/index.html >, CPUC RPS Database posted August 2014 <CPUC RPS_Project_Status_Table_2014_Aug.xls>
Ventyx Primary Research (with data from EIA 860, EIA 906, EIA 923, NERC411, StatsCanada, Comisión Federal de Electricidad)
Note on K6: STAFF: SHELL AND RIVERSIDE AND SVP
Note on K7: STAFF: SVP
Note on C31: STAFF: contract states this is a hybrid geothermal and pv project - 40 mw geothermal and 13.3 mw solar
Note on H33: STAFF: TIGER NATURAL GAS

## 1f. OutofState RPS COD 2015
Table 1f: Out of State Operational RPS Renewable Generation for Planning RNS
Facility Name | Plant Name | Resource Type | State | COD or Contract Date | CEC Resource ID or WREGIS ID | CPUC ID | Owner/UTILITY | Contract Expiration | Installed (MW) | ESTIMATED GWh Purchases
| Copper Mountain II | Photovoltaic | NV | 2015-07-15 |  |  | PG&E | 2040-07-16 | 0 | 79.834
| Copper Mountain Solar 4, LLC | Photovoltaic | NV | 2015-12-31 |  | SC55804 | SCE | 2037-01-01 | 93.6 | 256
| Silver State Solar Power South | Photovoltaic | NV | 2015-10-01 | 61050C | SC55284 | SCE | 2035-10-02 | 250 | 613
| Don A. Campbell 2 Geothermal Energy Project | GEOTHERMAL | NV | 2015-09-17 | 62889A |  |  |  | 25 | 175.2
| Energia Sierra Juarez | Wind | CFE | 2015-06-05 | 60519A |  | SDG&E | 2035-06-06 | 100 | 324
[6 empty] | Total |  |  | 468.6 | 1448.034
Sources: California Energy Commission, Power Source Disclosure, Reporting Years 2009-2013, , Quarterly Fuels and Energy Report 2006 – 2013 <http://www.energy.ca.gov/forms/cec-1304.html, California Energy Commission>,CEMS data),
utility energy and capacity supply plan filed with the Energy Commission < http://energyalmanac.ca.gov/electricity/index.html >, CPUC RPS Database posted August 2014 <CPUC RPS_Project_Status_Table_2014_Aug.xlss>
Ventyx Primary Research (with data from EIA 860, EIA 906, EIA 923, NERC411, StatsCanada, Comisión Federal de Electricidad)

## 1g. Expiring OOS Contracts
Table 1h. Expiring Out-Of-State Contract Between 2019 and 2026.
Facility Name | Plant Name | Resource Type | State | COD or Contract Date | CEC Resource ID or WREGIS ID | CPUC ID | Owner/UTILITY | Contract Expiration | Installed (MW) | 2009-2014 Ave Gen (GWh) | 2019 | 2020 | 2021 | 2022 | 2023 | 2024 | 2025 | 2026 | 2027 | 2028 | 2029 | 2030
| Bennett Creek Windfarm, LLC | Wind | ID |  |  |  | MERCED - 3% OF OUTPUT | 2028-12-31 |  | 3.928 | 3.928 | 3.928 | 3.928 | 3.928 | 3.928 | 3.928 | 3.928 | 3.928 | 3.928 | 3.928 | 0 | 0
Iberdrola Renewables | Big Horn 1 | Wind | WA | 2006-10-01 | W240 |  | BANC | 2026-09-30 |  | 572.1573 | 572.1573 | 572.1573 | 572.1573 | 572.1573 | 572.1573 | 572.1573 | 572.1573 | 572.1573 | 0 | 0 | 0 | 0
Sempra | El Dorado (CM10) | Solar PV | NV | 2010-09-01 | 60713A; S0243 UNIT CM 10 | PG5096 | PG&E | 2028-12-31 | 10 | 19.3775 | 19.3775 | 19.3775 | 19.3775 | 19.3775 | 19.3775 | 19.3775 | 19.3775 | 19.3775 | 19.3775 | 19.3775 | 0 | 0
| H.W. Hill Landfill Gas Power Plant AKA ROOSEVELT BIOGAS | LANDFILL GAS | WA | 2013-01-01 |  |  | DIRECT ENERGY | 2022-12-31 | 26 | 64.5165 | 64.5165 | 64.5165 | 64.5165 | 64.5165 | 0 | 0 | 0 | 0 | 0 | 0 | 0 | 0
| Hot Springs Windfarm, LLC, Mountain Wind Power II; Nine Canyon Wind Project - Phase 3 | Wind | ID, WY, WA |  |  |  | MERCED - 3% OF OUTPUT | 2028-12-31 |  | 10.227 | 10.227 | 10.227 | 10.227 | 10.227 | 10.227 | 10.227 | 10.227 | 10.227 | 10.227 | 10.227 | 0 | 0
Simpson Tacoma KRAFT Company - Tacoma Cogen | Iberdrola Renewables, Inc. (Simpson Biomass, Tacoma, WA) | Biomass | WA | 2009-07-01 | W1228 |  | SMUD | 2021-08-01 | 34 | 276.7778 | 276.7778 | 276.7778 | 276.7778 | 0 | 0 | 0 | 0 | 0 | 0 | 0 | 0 | 0
| Juniper Canyon Wind Power | WIND | WA | 2011-03-16 | W1690 |  | ROSEVILLE, MID | 2024-12-31 | 151.2 | 232.871 | 232.871 | 232.871 | 232.871 | 232.871 | 232.871 | 232.871 | 0 | 0 | 0 | 0 | 0 | 0
Iberdrola Renewables (PPM Klondike) | Klondike I-III | Wind | OR | 2008-01-01 | W237,W238,W239,W817 | PG7051 PG7045 | Various - PGE III and IIIA | 90 MW 2019 and 85 MW 2023 | 176 | 478.673 | 478.673 | 239.3365 | 239.3365 | 239.3365 | 239.3365 | 0 | 0 | 0 | 0 | 0 | 0 | 0
| Leaning Juniper | Wind | OR | 2006-09-14 |  |  | ROSEVILLE, MID | 2024-12-31 | 100.5 | 43.103 | 43.103 | 43.103 | 43.103 | 43.103 | 43.103 | 43.103 | 0 | 0 | 0 | 0 | 0 | 0
| Leaning Juniper Wind Power II | Wind | OR | 2011-06-09 |  |  | ROSEVILLE, MID | 2024-12-31 | 201.3 | 304.947 | 304.947 | 304.947 | 304.947 | 304.947 | 304.947 | 304.947 | 0 | 0 | 0 | 0 | 0 | 0
First Wind | Milford Wind WT11 | Wind | UT | 2009-11-16 |  |  | MULTI | 2029-11-15 | 203.5 | 405.5112 | 405.5112 | 405.5112 | 405.5112 | 405.5112 | 405.5112 | 405.5112 | 405.5112 | 405.5112 | 405.5112 | 405.5112 | 405.5112 | 0
Naturener | Naturener Glacier 1 | Wind | MT |  | W818 | SD7005 | SDG&E | 2023-12-28 | 106.5 | 284.6703 | 284.6703 | 284.6703 | 284.6703 | 284.6703 | 284.6703 | 0 | 0 | 0 | 0 | 0 | 0 | 0
Naturener | Naturener Glacier 2 | Wind | MT | 2009-10-21 | W1318 | SD7006 | SDG&E | 2024-10-15 | 103.5 | 281.9015 | 281.9015 | 281.9015 | 281.9015 | 281.9015 | 281.9015 | 281.9015 | 0 | 0 | 0 | 0 | 0 | 0
| Palouse Wind | Wind | WA | 2014-06-01 | W2906 |  | Shell Energy | 2016-12-31 |  | 130.05 | 0 | 0 | 0 | 0 | 0 | 0 | 0 | 0 | 0 | 0 | 0 | 0
Iberdrola Renewables | Pebble Springs | Wind | Gilliam County, OR | 2009-03-31 | W979 |  | LADWP/Burbank/Glendale | 2027-01-29 | 98.7 | 242.2965 | 242.2965 | 242.2965 | 242.2965 | 242.2965 | 242.2965 | 242.2965 | 242.2965 | 242.2965 | 242.2965 | 0 | 0 | 0
| Pilgrim Stage Station Wind Park | wind | ID | 1905-07-05 | 60923A |  | TNG | 2022-12-31 | 10.5 | 1.16 | 1.16 | 1.16 | 1.16 | 1.16 | 0 | 0 | 0 | 0 | 0 | 0 | 0 | 0
Arlington Wind (Rattlesnake Road) | Rattlesnake Road Wind Farm | Wind | OR | 2008-12-26 | W805 | PG7052 | PG&E | 2024-01-04 | 102.9 | 220.4066 | 220.4066 | 220.4066 | 220.4066 | 220.4066 | 220.4066 | 220.4066 | 0 | 0 | 0 | 0 | 0 | 0
| Salt Lake Landfill Gas Recovery | Biomethane | UT | 2006-07-01 |  |  | TDPUD 70% | 2023-12-31 | 3.2 | 8.579 | 8.579 | 8.579 | 8.579 | 8.579 | 8.579 | 0 | 0 | 0 | 0 | 0 | 0 | 0
| SPI Burlington | Biomass | WA |  | W1491 |  | SMUD | 2017-07-31 |  | 117.404 | 0 | 0 | 0 | 0 | 0 | 0 | 0 | 0 | 0 | 0 | 0 | 0
Iberdrola Renewables | Star Point | Wind | OR | 2010-02-26 | W1393 |  | MODESTO | 2030-06-30 | 98.7 | 254.7878 | 254.7878 | 254.7878 | 254.7878 | 254.7878 | 254.7878 | 254.7878 | 254.7878 | 254.7878 | 254.7878 | 254.7878 | 254.7878 | 254.7878
Granger Electric of South Jordan | TRANS JORDAN | Biomethane | UT | 2009-04-01 | W1405 |  | TDPUD - 70% | 2023-12-31 | 4.8 | 24.098 | 24.098 | 24.098 | 24.098 | 24.098 | 24.098 | 0 | 0 | 0 | 0 | 0 | 0 | 0
Ivenrgy LLC Vantage | Vantage Wind | Wind | WA | 2010-09-07 | W2046 | PG7043 | PG&E | 2025-10-03 | 90 | 265.389 | 265.389 | 265.389 | 265.389 | 265.389 | 265.389 | 265.389 | 265.389 | 0 | 0 | 0 | 0 | 0
Invenergy | Willow Creek | Wind | OR | 2008-12-31 | W897 |  | LADWP | 2023-11-30 | 72 | 173.3627 | 173.3627 | 173.3627 | 173.3627 | 173.3627 | 173.3627 | 0 | 0 | 0 | 0 | 0 | 0 | 0
| Windy Flats Wind Project/ Windy Points | WIND | WA | 2009-10-26 |  |  | SCPPA (LADWP AND GLENDALE) | 2029-10-26 | 262 | 659.85 | 659.85 | 659.85 | 659.85 | 659.85 | 659.85 | 659.85 | 659.85 | 659.85 | 659.85 | 659.85 | 659.85 | 0
[8 empty] | Incremental Retirements |  | 5076.0447 | 247.454 | 486.7905 | 486.7905 | 763.5683 | 829.2448 | 1559.2913 | 2642.5203 | 2907.9093 | 3480.0666 | 3722.3632 | 3755.8957 | 4821.2569