{"text_format":"1","workbook":"xlsx","n_sheets":6,"sheets":["Manuf","Mod","Inv","LibDate","Updater","CZList"],"not_rendered":{"charts":0,"images":1,"macros":1,"external_links":0,"defined_names":0,"comments":0,"pivot_tables":0},"unopened":[],"bounds":{"document_bytes":16777216,"sheet_cells":100000,"rows_first":2000,"rows_last":500,"rows_between":2000,"halvings":0,"cell_chars":16384,"cell_head_chars":4096},"cells_cut":0,"cells_raw":0,"read":"whole","date_system":"1900"}

{"sheet":"Manuf","index":0,"n_rows":502,"n_cols":2,"rows_kept":502,"cut":false,"hidden":true,"merged":[]}
["A10Green Technology","ABB"]
["A2Peak Power","Ablerex Electronics"]
["Aavid Solar","Advanced Energy Industries"]
["Aavid Thermalloy","Advanced Solar Photonics"]
["Ablytek","AE Solar Energy"]
["AccuSolar Power","AEconversion GMbH"]
["Advance Power","AEG Power Solutions"]
["Advance Solar Hydro Wind Power","Aero-Sharp"]
["Advanced Renewable Energy","Agepower Limit"]
["Advanced Solar Power (Hangzhou)","Alpha Technologies"]
["Aleo Solar","Altenergy Power System Inc."]
["alfasolar","American Electric Technologies"]
["Alps Technology","AMETEK Solidstate Control"]
["American Solar Wholesale","Andalay Solar"]
["American Value","Apparent Inc."]
["Amerisolar-Worldwide Energy and Manufacturing USA Co., Ltd","AU Optronics"]
["Andalay Solar","Auxin Solar"]
["Anhui Rinengzhongtian Semiconductor Development","Ballard Power Systems"]
["Anhui Rinengzhongtian Semiconductor Development Co., Ltd","Beacon Power"]
["Anji Dasol Solar Energy Science & Technology","Beijing Kinglong New Energy Technology"]
["Anji Technology","Beyond Building Group"]
["Antaris Solar","Beyond Building Systems"]
["Aplus Energy","BYD Auto Industry Company Limited"]
["Apollo Solar Energy","Canadian Solar Inc."]
["APOS Energy","Carlo Gavazzi"]
["Applied Materials","CFM Equipment Distributors"]
["Applied Quantum Technology","Changzhou Nesl Solartech"]
["Aptos Solar Technology LLC","Chiconypower"]
["Armageddon Energy","Chilicon Power, LLC"]
["Astronergy Solarmodule","Chint Power Systems America"]
["ASUN Energy","Chint Solar Zhejiang"]
["Atersa (Aplicaciones Tecnicas de la Energia)","Concept by US"]
["Atlantis Energy","Connect Renewable Energy"]
["Atlantis Energy Systems","Danfoss"]
["AU Optronics","Danfoss Solar"]
["Auria Solar","Darfon Electronics Corp."]
["Auxin Solar","DASS tech"]
["Avancis","Delta Electronics"]
["AXITEC","Delta Energy Systems"]
["AxunTek Solar Energy","Destin Power Inc."]
["Bangkok Solar","Diehl AKO Stiftung"]
["BannerSolar","Direct Grid Technologies"]
["Baoding Tianwei Solarfilms","Dow Chemical"]
["Beamreach Solar","DYNAPOWER COMPANY LLC"]
["Beijing Zhongkexin Electronics Equipment","Eaton"]
["BIPV","Elettronica Santerno"]
["BJ Penn","Eltek"]
["Bluesun Solar Energy Tech. Co.,Ltd","Emerson Network Power"]
["Bosch Solar Energy","Enecsys"]
["Bosch Solar Thin Film","EnluxSolar"]
["Boviet Solar Technology Co., Ltd.","Enphase Energy Inc."]
["Brightwatts","Eoplly New Energy Technology"]
["BYD (Huizhou) Battery","EPC Power Corp."]
["BYD Company Limited","ET Solar Industry"]
["CA Solar","ETM Electromatic"]
["Canadian Solar Inc.","E-Village Solar"]
["Caterpillar","Exeltech"]
["Celestica","Flextronics Industrial"]
["Centennial Solar","Friem"]
["Centrosolar America","Fronius International GmbH"]
["Centrosolar Canada","Fronius USA"]
["CentroSolar Sonnenstromfabrik","FSP Group"]
["CertainTeed","GAF"]
["Certainteed","GE Energy"]
["CertainTeed","Gefran"]
["Certainteed","General Electric"]
["CertainTeed","Geoprotek Technology"]
["Certainteed","Green Power Technologies"]
["CertainTeed","GreenVolts"]
["Certainteed","GridPoint"]
["CertainTeed","Hansol Technics"]
["Certainteed","Heart Transverter"]
["CertainTeed","Helios USA"]
["Certainteed","HiQ Solar"]
["CertainTeed","HiSEL Power"]
["Certainteed","Home Director"]
["CertainTeed","Hoymiles Converter Technology"]
["Changzhou Almaden","Hoymiles Converter Technology Co., Ltd."]
["Changzhou Eging Photovoltaic Technology","Huawei Technologies Co., Ltd."]
["Changzhou Nesl Solartech","HYOSUNG"]
["Chi Mei Energy","Ideal Power Inc"]
["China Sunergy (Nanjing)","i-Energy"]
["China Sunergy (Nanjing) Co.,Ltd.","INGETEAM POWER TECHNOLOGY S.A"]
["Chinaland Solar Energy","INGETEAM POWER TECHNOLOGY S.A."]
["Chinalight Haoyu Photovoltaic Technology (Beijing)","Involar"]
["Chint Solar (Zhejiang) Co., Ltd","iPower"]
["Chint Solar (Zhejiang) Co., Ltd.","Jema Energy"]
["Clean Source & Energy","Jiangsu Zeversolar New Energy"]
["CNBM International","Jiangyin Hareon Power"]
["CNPV Dongying Solar Power","Jinko Solar Co., Ltd."]
["Cogenra Solar","Jinko Solar Co.,Ltd."]
["Conergy","KACO"]
["Conergy Holding","Kostal Solar Electric"]
["Conergy Solarmodule","LeadSolar Energy Co., Ltd"]
["Cosmos Energy","Leatec Fine Ceramics"]
["CSG PVTech","LG Electronics Inc."]
["CSUN Eurasia Energy Systems Industry and Trade","Lixma Tech"]
["Cuantum Solar","Mage Solar"]
["Day4 Energy","Mage Solar USA"]
["DJ Solar","Ming Shen Energy Technology"]
["Dmsolar","Mohr Power"]
["Dongfang Electric (Yixing) MAGI","Motech Industries"]
["Dow Chemical","NeoVolta Inc."]
["Du Pont Apollo","Nextronex Energy Systems"]
["DuCal Solar Technology LLC","Nidec ASI"]
["DuraComm","Ningbo Ginlong Technologies Co., Ltd."]
["E&H","Ningbo Ginlong Technologies Co.,Ltd."]
["Eclipsall Energy","Northern Electric"]
["ECO Future","Northern Electric & Power"]
["Econess Energy","Northern Electric & Power Co., Ltd"]
["Ecosol PV Tech","ONE SUN, MEXICO S.A. DE C.V."]
["EcoSolargy","Open Energy"]
["ENN Solar Energy","OPTI International"]
["Enp Sonne Solar Technikk","OPTI-Solar"]
["Eoplly New Energy Technology","OutBack Power Technologies, Inc."]
["EPV SOLAR","Perfect Galaxy"]
["ERA Solar","Perfect Galaxy International Ltd"]
["E-solar","Perfect Galaxy International Ltd."]
["ET Solar Industry","Petra Solar"]
["ET Solar New Energy","Petra Systems"]
["Eterbright Solar Corp.","Phoenixtec Power"]
["Exeltech","Phono Solar Technology"]
["Exiom Solution","Pika Energy"]
["Fire Energy","Power Electronics"]
["First Solar, Inc.","Powercom"]
["Flextronics","Power-One"]
["Fluitecnik","Princeton Power Systems, Inc."]
["Foxconn International","PV Powered"]
["Freevolt","REFU Elektronik"]
["Future Solar Energy","Refusol"]
["GAF","Renergy"]
["GCL System Integration Technology Co., Ltd.","Renesola Zhejiang"]
["GE Energy","Renovo Power Systems"]
["General Energy Solutions","Resonix"]
["General Solar Power (Yantai)","Rhombus Energy Solutions"]
["GermanSolar USA","Ritek"]
["GESOLAR","Sainty Solar"]
["Gigawatt","Samil Power"]
["Gintech Energy","SanRex"]
["Gintung Energy","SANYO ELECTRIC CO LTD OF PANASONIC GROUP"]
["Global Solar Energy","Satcon Technology"]
["Global Sun","Schneider Electric Solar Inc."]
["Gloria Solar","Schneider Electric Solar Inverters USA, Inc."]
["Grape Solar","Schuco USA"]
["Green Energy Solar & Wind","Sharp"]
["Green Energy Technology","Shenzhen BYD"]
["Green Power","Shenzhen Growatt New Energy Technology Co., Ltd"]
["Greenbrilliance Energy","Shenzhen Sinexcel Electric Co., Ltd"]
["Greenlite Solar Canada","Siemens Industry"]
["GS-Solar (Fujian)","Silicon Energy"]
["Guangdong Fivestar Solar Energy","SMA America"]
["Guangdong Golden Glass Technologies","Solar Liberty"]
["Guodian Jintech Solar Energy","Solar Power"]
["Hangzhou AmpleSun Solar Technology","Solarbine"]
["Hangzhou Zhejiang University Sunny Energy Science & Technology","SolarBridge Technologies"]
["Hansol Technics Co., Ltd.","SolarCity"]
["Hanwha Q CELLS","SolarEdge Technologies Ltd."]
["Hanwha Q CELLS (Qidong)","Solargate"]
["Hanwha Q CELLS (Qidong) Co., Ltd.","Solaria Corporation"]
["Hanwha Solar Canada","Sol-Ark"]
["Hanwha SolarOne (Qidong)","Solarmax"]
["Hanwha SolarOne Hong Kong","SolaX Power Network Technology (Zhe jiang) Co., Ltd."]
["HC Solar Power","Sonnetek"]
["Heliene","Sparq Systems"]
["Helios Energy Europe","Sputnik Engineering"]
["Helios USA","Sungrow Power Supply Co., Ltd."]
["HelioVolt","Sunna Tech"]
["Hengdian Group DMEGC Magnetics","SunPower"]
["Hengji PV-Tech Energy","Sunset"]
["HHV Solar Technologies","Sustainable Energy Technologies"]
["Himin Clean Energy Holdings","Sysgration"]
["Honda Soltec","Tabuchi Electric Co., Ltd."]
["Hunan Sunzone Optoelectronics Energy","Talesun Solar"]
["HYUNDAI ENERGY SOLUTIONS CO., LTD.","TMEIC"]
["Innotech Solar","Topper Sun Energy Technology"]
["Innovosolar International","Toshiba International"]
["Instalaciones Pevafersa","Trina Energy Storage Solutions (Jiangsu) Co., Ltd"]
["Integrated Power","Ubiquiti Networks International"]
["Integrated Solar Technology","Westinghouse Solar"]
["Inventec Energy","Xantrex Technology"]
["Isofoton","Xiamen Kehua Hengsheng Co., Ltd."]
["Itek Energy LLC","Xslent Energy Technologies"]
["JA Solar","Yaskawa Solectria Solar"]
["Japan Solar (Infini Co., Ltd)","Yes! Solar"]
["Japan Solar (Infini Co., Ltd.)","Zhongli Talesun Solar"]
["Japan Solar Factory","Zigor"]
["Jetion Science & Technology Co"]
["Jetion Solar (China)"]
["Jiangsu Aide Solar Energy Technology"]
["Jiangsu Best Solar High-Tech"]
["Jiangsu Green Power PV"]
["Jiangsu Hanjia Thin Film Solar Technology Co., Ltd."]
["Jiangsu JiaSheng Photovoltaic Technology"]
["Jiangsu Prefersolar Photovoltaic"]
["Jiangsu Runda PV"]
["Jiangsu Sainty Machinery"]
["Jiangsu Shunda PV-Tech"]
["Jiangsu SunLink PV Technology"]
["Jiangsu Wanfeng PV"]
["Jiangxi Best Solar High-Tech"]
["Jiangyin Hareon Power"]
["Jiangyin Jetion Science and Technology"]
["Jiawei Solarchina (Shenzhen)"]
["Jingao Solar"]
["Jinko Solar Co., Ltd"]
["Jinneng Clean Energy Technology"]
["Jinzhou Jinmao Photovoltaic Technology"]
["JSPV"]
["Juli New Energy"]
["Jumao Photonic (Xiamen)"]
["Kaneka"]
["KD Solar"]
["Kenmec Mechanical Engineering"]
["Kenmos Photovoltaic"]
["Kinve Solar Power"]
["KISCO"]
["Konca Solar Cell"]
["KOSOL ENERGIE PVT. LTD."]
["Kyocera Solar"]
["Kyung Won"]
["LDK Solar"]
["LERRI Solar Technology Co."]
["LG Electronics Inc."]
["Lifeline Energy"]
["Lifeline Energy International"]
["Lifeline Energy USA"]
["Lightway Green New Energy"]
["Ligitek Photovoltaic"]
["LONGi Green Energy Technology Co., Ltd."]
["LS Industrial Systems"]
["Lubi Electronics"]
["Lucky Power Technology"]
["LUMA Resources"]
["Lumeta"]
["Lumos"]
["Luxco"]
["Luxor Solar"]
["Mage Solar"]
["Mage Solar USA"]
["Malaysian Solar Resources"]
["MAR SOLAR PANEL IMALATI VE ELEKTRIK URT. DAG. PRJ. HİZ. SAN. VE TİC. A.S."]
["Martifer Solar"]
["MCV Technologies"]
["MEMC Singapore"]
["Merlin Solar Technologies, Inc"]
["Merlin Solar Technologies, Inc."]
["Miasole"]
["Mission Solar Energy"]
["Mission Solar Energy LLC"]
["Mission Solar Energy LLC."]
["Mitsubishi Electric"]
["Moser Baer Photovoltaic"]
["Moser Baer Solar"]
["Motech Industries"]
["Mundra Solar PV Ltd."]
["MX Solar USA"]
["Nanjing Daqo New Energy"]
["Nanosolar"]
["Nantong Qiangsheng Photovoltaic Technology"]
["NexPower Technology"]
["Next Energy Alliance LLC"]
["Next Solar Systems"]
["NICOR"]
["Ningbo Best Solar Energy Technology"]
["Ningbo Maxsolar"]
["Ningbo Qixin Solar Electrical Appliance"]
["Ningbo Solar Electric Power"]
["Ningbo Ulica Solar Science & Technology"]
["Ningxia Yinxing Energy Photovoltaic Equipment Manufacturing"]
["Nu-Cell Technologies"]
["Nusun Solar"]
["NuvoSun"]
["ONYX SOLAR ENERGY S.L."]
["Orb Energy Private Limited"]
["Panasonic Eco Solutions Canada"]
["PEIMAR"]
["Perfect Source Technology"]
["Perfectenergy (Shanghai)"]
["Perlight Solar"]
["Pevafersa America"]
["Philadelphia Solar"]
["Phono Solar Technology Co.,Ltd."]
["Photowatt Ontario"]
["Polar Photovoltaics"]
["Powercom"]
["Prism Solar Technologies, Inc."]
["Pythagoras Solar"]
["Q-Cells"]
["Q-Cells North America"]
["Quantum Technologies"]
["Rare Manufacturing"]
["Real Goods Solar Inc."]
["Realforce Power"]
["REC ScanModule"]
["REC Solar"]
["Recom"]
["RECOM AG"]
["Renesola America"]
["Renogy"]
["Resonix"]
["Risen Energy Co., Ltd."]
["Ritek"]
["RSI Holding"]
["Saga Solar"]
["Saint Gobain Solar"]
["Samsung SDI"]
["SANYO ELECTRIC CO LTD OF PANASONIC GROUP"]
["Scheuten Solar Logistics"]
["Scheuten Solar USA"]
["Schott Solar"]
["Schuco International"]
["Schuco USA"]
["Semyung Electric"]
["S-Energy Co., Ltd."]
["Seraphim Energy Group Inc."]
["Seraphim Solar System Co.,Ltd."]
["Seraphim Solar USA Manufacturing Inc."]
["SET-Solar"]
["Shandong Dahai Group"]
["Shandong Linuo Photovoltaic Hi-Tech"]
["Shanghai Aerospace Automobile Electromechanical"]
["Shanghai Aerospace Automobile Electromechanical Co., Ltd."]
["Shanghai Alex Solar Energy Science & Technology"]
["Shanghai Chaori Solar Energy Science & Technology"]
["Shanghai ST Solar"]
["Shanghai Topsolar Green Energy"]
["Shangpin Solar"]
["Sharp"]
["Shenzhen Topray Solar"]
["Shenzhen Zhongjing Solar"]
["Shinsung Solar Energy"]
["Signet Solar"]
["Silevo"]
["Silfab"]
["Silfab Solar"]
["Silfab Solar Inc."]
["Silicon Energy"]
["Siliken Canada"]
["Siliken Manufacturing"]
["Siliken Manufacturing USA"]
["Siliken Modules"]
["Silray"]
["Sintek Photronic"]
["SmartFlower Energy Technology GmbH"]
["Smartflower Energy Technology GmbH"]
["SMX Capital"]
["Solar Enertech (Shanghai)"]
["Solar Frontier"]
["Solar Liberty"]
["Solar Power (SPI)"]
["Solar Power Industries"]
["Solar Semiconductor"]
["Solarbest Energy-Tech (Zhejiang)"]
["Solarbine"]
["SolarBridge Technologies"]
["SolarCity"]
["SolarCity Corp"]
["Solarfennel"]
["Solarfun Power"]
["Solargate Technology"]
["Solarhome Tech Inc."]
["Solaria Corporation"]
["Solarland USA"]
["Solarmax"]
["SolarPark Korea"]
["Solarpeace"]
["Solartec"]
["Solartec USA"]
["Solartech Energy"]
["Solartech Power"]
["Solartech Renewables"]
["SolarTech Universal"]
["Solartechnics North America"]
["SolarWorld Americas Inc"]
["SolarWorld Industries GmbH"]
["Solarzentrum Allgau"]
["Soleeva Energy"]
["Solon"]
["Soltecture"]
["SOLTON Power"]
["Solvation Manufacturing"]
["Sonali Energees"]
["Sonali Energees USA"]
["Sonnetek"]
["Sopray Energy"]
["Sova Power"]
["Sovello"]
["SRS Energy"]
["STACE Solar Solutions Inc."]
["Star Harvest Solar"]
["Stion"]
["STX Solar"]
["Sun Earth Solar Power"]
["Sun Energy Engineering"]
["SUN M ENERGY SDN BHD"]
["Sun Well Solar"]
["Sun World Solar Energy Technology (Luoyang)"]
["Sunarray"]
["SunEdison"]
["Sunergy Califonia LLC"]
["Sunflare Co."]
["SUNGEN International"]
["Suniva"]
["Sunlan Solar"]
["Sunny International Power"]
["Sunperfect Solar"]
["SunPower"]
["Sunpower"]
["SunPower"]
["Sunpower"]
["SunPower"]
["Sunpower"]
["SunPower"]
["Sunpower"]
["SunPower"]
["Sunpower"]
["Sunpreme Inc."]
["Sunrise Solartech"]
["SunSpark Technology Inc."]
["SUNSTYLE AG / LTD"]
["Suntech Power"]
["SunTegra"]
["Suntop Solar Energy"]
["SunWize Technologies"]
["Supreme Solar"]
["Suzhou Shenglong PV-Tech"]
["Suzhou Talesun Solar Technologies Co., Ltd."]
["SweModule"]
["Symphony Energy"]
["T & Solar"]
["Tainergy Tech"]
["Taiwan Semiconductor Manufacturing"]
["Tata Power Solar Systems"]
["TBEA Xinjiang SunOasis"]
["TDG Holding"]
["TenKSolar"]
["Tesla Inc."]
["Thaisun Green Energy"]
["Tianwei EcoSolargy"]
["Tianwei New Energy (Chengdu) PV Module"]
["Tianwei New Energy (Yangzhou)"]
["Tianwei New Energy Holdings"]
["Titan Energy Systems"]
["Tongwei Solar (Hefei)"]
["Top Solar"]
["Topsun"]
["Topsun Co Ltd"]
["Trina Solar"]
["TSEC"]
["TSEC Corporation"]
["TSMC Solar"]
["T-Solar Global"]
["Tynsolar"]
["U.S. Solar"]
["U.S. Yabang Solar Energy"]
["UE Solar"]
["Unicor Federal Prison Industries"]
["United Renewable Energy Co., Ltd."]
["Universal Energy Nanjing Solar Technology"]
["Universal Hardware"]
["Upsolar"]
["US Topco Energy"]
["USOL Energy"]
["Vietnam Sunergy Joint Stock Company"]
["Vikram Solar"]
["VINA SOLAR TECHNOLOGY CO LTD"]
["WAAREE ENERGIES LIMITED"]
["Wanxiang New Energy"]
["Watton Solar"]
["Webel SL Energy Systems"]
["Websol Energy Systems"]
["Wenzhou Jingri Photovoltaic Technology"]
["Westinghouse Solar"]
["WINAICO"]
["Wuxi Shangpin Solar Energy Science & Technology"]
["Wuxi Suntech Power Co., Ltd"]
["Xian Huanghe Photovoltaic Technology"]
["XL Telecom & Energy"]
["Xunlight"]
["Yes! Solar"]
["Yingli Energy (China)"]
["YOCASOL"]
["Yunnan Tianda Photovoltaic"]
["Zebra Energy"]
["Zerquest Solar"]
["Zhangjiagang City SEG PV"]
["Zhangjiagang City Sunlink PV"]
["Zhejiang ERA Solar Technology"]
["Zhejiang Global Photovoltaic Technology"]
["Zhejiang Guangyi Optical Energy Technology"]
["Zhejiang Jingshang New Energy Technology"]
["Zhejiang Jiutai New Energy"]
["Zhejiang Kingdom Solar Energy Technic"]
["Zhejiang Shinew Photoelectronic Technology"]
["ZheJiang SOCO Technology"]
["Zhejiang Sunflower Light Energy Science & Technology"]
["Zhejiang Trunsun Solar Co., Ltd."]
["Zhejiang Wanxiang Solar"]
["Zhongshan Ruike New Energy Co Ltd"]
["Znshine PV-Tech"]
["Zytech Engineering Technology"]
["Zytech Solar"]

{"sheet":"Mod","index":1,"n_rows":24071,"n_cols":4,"rows_kept":24071,"cut":false,"hidden":true,"merged":[]}
["Manufacturer","Model Number","P_mp_ref","PTC"]
["A10Green Technology","A10J-S72-175",175,151.19999999999999]
["A10Green Technology","A10J-S72-180",180,155.69999999999999]
["A10Green Technology","A10J-S72-185",185,160.19999999999999]
["A10Green Technology","A10J-M60-220",220,189.1]
["A10Green Technology","A10J-M60-225",225,193.5]
["A10Green Technology","A10J-M60-230",230,204.1]
["A10Green Technology","A10J-M60-235",235,208.7]
["A10Green Technology","A10J-M60-240",240,213.3]
["A2Peak Power","POWER ON P220-6x10",220,195]
["Aavid Solar","ASMS-165P",165,146.30000000000001]
["Aavid Solar","ASMS-180M",180,159.69999999999999]
["Aavid Solar","ASMS-185M",185,164.3]
["Aavid Solar","ASMS-220P",220,196.6]
["Aavid Solar","ASMS-225M",225,200.9]
["Aavid Solar","ASMS-230M",230,206.9]
["Aavid Solar","ASMS-235M",235,210]
["Aavid Solar","ASMS-270P",270,244.4]
["Aavid Thermalloy","ASMP-175M",175,154]
["Aavid Thermalloy","ASMP-180M",180,158.6]
["Ablytek","5MN6C175-A0",175,151.19999999999999]
["Ablytek","5MN6C180-A0",180,155.69999999999999]
["Ablytek","5MN6C185-A0",185,160.19999999999999]
["Ablytek","6PN6A220-A0",220,189.1]
["Ablytek","6PN6A225-A0",225,193.5]
["Ablytek","6PN6A230-A0",230,204.1]
["Ablytek","6PN6A235-A0",235,208.7]
["Ablytek","6PN6A240-A0",240,213.3]
["Ablytek","6MN6A270",270,242.1]
["Ablytek","6MN6A275",275,246.7]
["Ablytek","6MN6A280",280,251.3]
["Ablytek","6MN6A285",285,256]
["Ablytek","6MN6A290",290,260.60000000000002]
["AccuSolar Power","ASP610-B230",230,201.2]
["Advance Power","API-P210",210,186.8]
["Advance Power","API-P215",215,191.3]
["Advance Power","API-P220",220,195.9]
["Advance Power","API-M225",225,200.7]
["Advance Power","API-P225",225,200.5]
["Advance Power","API-M230",230,205.3]
["Advance Power","API-P230",230,205]
["Advance Power","API-M235",235,209.8]
["Advance Power","API-P235",235,209.6]
["Advance Power","API-M240",240,214.4]
["Advance Power","API-P240",240,214.2]
["Advance Power","API-M245",245,219]
["Advance Power","API-P245",245,218.8]
["Advance Power","API-M250",250,223.6]
["Advance Power","API-P250",250,223.4]
["Advance Power","API-M255",255,228.2]
["Advance Power","API-P255",255,228]
["Advance Power","API-M260",260,232.9]
["Advance Power","API-P260",260,231.5]
["Advance Power","API-M265",265,235.7]
["Advance Power","API-P265",265,236]
["Advance Power","API-M270",270,240.3]
["Advance Power","API-P270",270,240.6]
["Advance Power","API-M275",275,244.9]
["Advance Power","API-P275",275,245.2]
["Advance Power","API-M280",280,249.5]
["Advance Power","API-P280",280,249.8]
["Advance Power","API-M285",285,254]
["Advance Power","API-P285",285,256.89999999999998]
["Advance Power","API-M290",290,258.60000000000002]
["Advance Power","API-P290",290,261.5]
["Advance Power","API-M295",295,263.2]
["Advance Power","API-P295",295,266.10000000000002]
["Advance Power","API-M300",300,267.8]
["Advance Power","API-P300",300,270.7]
["Advance Power","API-M305",305,272.39999999999998]
["Advance Power","API-P305",305,275.39999999999998]
["Advance Power","API-M310",310,277]
["Advance Power","API-P310",310,277.3]
["Advance Power","API-M315",315,281.60000000000002]
["Advance Power","API-P315",315,281.89999999999998]
["Advance Power","API-P320",320,288.7]
["Advance Power","API-P325",325,293.39999999999998]
["Advance Power","API-M330",330,302.39999999999998]
["Advance Power","API-P330",330,298]
["Advance Power","API-M335",335,307.10000000000002]
["Advance Power","API-P335",335,302.7]
["Advance Power","API-M340",340,311.8]
["Advance Power","API-M345",345,315.8]
["Advance Power","API-M350",350,320.5]
["Advance Power","API-M355",355,325.5]
["Advance Power","API-M360",360,330.2]
["Advance Power","API-M365",365,334.9]
["Advance Power","API-M370",370,339.6]
["Advance Solar Hydro Wind Power","API-150",150,132.4]
["Advance Solar Hydro Wind Power","API-160",160,141.5]
["Advance Solar Hydro Wind Power","API-165",165,146]
["Advance Solar Hydro Wind Power","API-170",170,150.5]
["Advance Solar Hydro Wind Power","API-175",175,155.1]
["Advance Solar Hydro Wind Power","API-180",180,159.69999999999999]
["Advance Solar Hydro Wind Power","API156P-200",200,179.9]
["Advance Solar Hydro Wind Power","API156P-210",210,189.1]
["Advance Solar Hydro Wind Power","API156P-220",220,198.3]
["Advance Solar Hydro Wind Power","API156P-230",230,207.5]
["Advanced Renewable Energy","AREi-210W-M6-G",210,187.4]
["Advanced Renewable Energy","AREi-215W-M6-G",215,192]
["Advanced Renewable Energy","AREi-220W-M6-G",220,196.6]
["Advanced Renewable Energy","AREi-225W-M6-G",225,201.1]
["Advanced Renewable Energy","AREi-230W-M6-G",230,205.7]
["Advanced Solar Power (Hangzhou)","ASP-S1-80",80,75.2]
["Aleo Solar","P18y250",250,224.7]
["Aleo Solar","S18y250",250,224.7]
["Aleo Solar","P18y255",255,229.3]
["Aleo Solar","S18y255",255,229.3]
["Aleo Solar","P18y260",260,233.9]
["Aleo Solar","S18y260",260,233.9]
["Aleo Solar","P18Y265",265,238.5]
["Aleo Solar","S18y265",265,238.5]
["Aleo Solar","S19Y270",270,244.3]
["Aleo Solar","S79y270",270,244.3]
["Aleo Solar","P19Y275",275,249.4]
["Aleo Solar","S19y275",275,249]
["Aleo Solar","S79y275",275,249]
["Aleo Solar","S19y280",280,253.6]
["Aleo Solar","S59y280",280,253.6]
["Aleo Solar","S79y280",280,253.6]
["Aleo Solar","P19Y285",285,258.8]
["Aleo Solar","S19y285",285,258.3]
["Aleo Solar","S59y285",285,258.3]
["Aleo Solar","S79y285",285,258.3]
["Aleo Solar","P19Y290",290,263.39999999999998]
["Aleo Solar","S19y290",290,263]
["Aleo Solar","S59y290",290,263]
["Aleo Solar","S79Y290",290,263.39999999999998]
["Aleo Solar","P19Y295",295,268.10000000000002]
["Aleo Solar","S19Y295",295,268.10000000000002]
["Aleo Solar","S59Y295",295,268.10000000000002]
["Aleo Solar","S79Y295",295,268.10000000000002]
["Aleo Solar","P19Y300",300,272.8]
["Aleo Solar","S19Y300",300,272.8]
["Aleo Solar","S59Y300",300,272.8]
["Aleo Solar","S79Y300",300,272.8]
["Aleo Solar","P19Y305",305,277.5]
["Aleo Solar","S19Y305",305,277.5]
["Aleo Solar","S59Y305",305,277.5]
["Aleo Solar","S79Y305",305,277.5]
["Aleo Solar","P19Y310",310,282.2]
["Aleo Solar","S19Y310",310,282.2]
["Aleo Solar","S59Y310",310,282.2]
["alfasolar","alfasolar P6L60-220",220,196.6]
["alfasolar","alfasolar P6L60-225",225,201.1]
["alfasolar","alfasolar P6L60-230",230,205.7]
["alfasolar","alfasolar P6L60-235",235,210.3]
["alfasolar","alfasolar M6L60-240",240,217.6]
["alfasolar","alfasolar P6L60-240",240,214.9]
["alfasolar","alfasolar M6L60-245",245,222.2]
["alfasolar","alfasolar P6L60-245",245,219.5]
["alfasolar","alfasolar M6L60-250",250,226.9]
["alfasolar","alfasolar P6L60-250",250,224.2]
["alfasolar","alfasolar M6L60-255",255,231.5]
["alfasolar","alfasolar M6L60-260",260,236.2]
["alfasolar","alfasolar M6L60-265",265,240.9]
["Alps Technology","ATI-S572-175",175,151.30000000000001]
["Alps Technology","ATI-S572-180",180,155.69999999999999]
["Alps Technology","ATI-S572-185",185,160.19999999999999]
["Alps Technology","ATI-M660-220",220,189.1]
["Alps Technology","ATI-M660-225",225,193.6]
["Alps Technology","ATI-M660-230",230,198]
["Alps Technology","ATI-M660-235",235,202.5]
["Alps Technology","ATI-M660-240",240,207]
["American Solar Wholesale","ASW-175M",175,154.1]
["American Solar Wholesale","ASW-180M",180,158.6]
["American Solar Wholesale","ASW-185M",185,163.1]
["American Solar Wholesale","ASW-215P",215,193.1]
["American Solar Wholesale","ASW-220P",220,197.7]
["American Solar Wholesale","ASW-225M",225,199.3]
["American Solar Wholesale","ASW-225P",225,202.3]
["American Solar Wholesale","ASW-230M",230,203.9]
["American Solar Wholesale","ASW-230P",230,206.9]
["American Solar Wholesale","ASW-235M",235,208.4]
["American Solar Wholesale","ASW-235P",235,211.5]
["American Solar Wholesale","ASW-240M-60",240,213]
["American Solar Wholesale","ASW-240P",240,214.2]
["American Solar Wholesale","ASW-245M",245,217.6]
["American Solar Wholesale","ASW-245P",245,218.8]
["American Solar Wholesale","ASW-250M",250,222.1]
["American Solar Wholesale","ASW-250P",250,227.8]
["American Solar Wholesale","ASW-260M",260,230.1]
["American Solar Wholesale","ASW-260P",260,237.1]
["American Solar Wholesale","ASW-265M",265,234.7]
["American Solar Wholesale","ASW-270M",270,239.2]
["American Solar Wholesale","ASW-270P",270,246.4]
["American Solar Wholesale","ASW-275M",275,243.8]
["American Solar Wholesale","ASW-280M",280,248.4]
["American Solar Wholesale","ASW-280P",280,249.8]
["American Solar Wholesale","ASW-285M",285,252.9]
["American Solar Wholesale","ASW-285P",285,257.8]
["American Solar Wholesale","ASW-290M",290,257.39999999999998]
["American Solar Wholesale","ASW-290P",290,262.39999999999998]
["American Solar Wholesale","ASW-295M",295,262]
["American Solar Wholesale","ASW-295P",295,267]
["American Solar Wholesale","ASW-300M",300,266.60000000000002]
["American Solar Wholesale","ASW-300P",300,271.7]
["American Solar Wholesale","ASW-305P",305,276.3]
["American Solar Wholesale","ASW-310P",310,281]
["American Solar Wholesale","ASW-315P",315,285.60000000000002]
["American Value","SM240-5M",240,211.1]
["American Value","SM245-5M",245,215.6]
["American Value","SM250-5M",250,220.2]
["American Value","SM255-5M",255,224.7]
["American Value","SM260-5M",260,229.3]
["Amerisolar-Worldwide Energy and Manufacturing USA Co., Ltd","AS-5M36-165W",165,149.19999999999999]
["Amerisolar-Worldwide Energy and Manufacturing USA Co., Ltd","AS-5M-170W",170,152.1]
["Amerisolar-Worldwide Energy and Manufacturing USA Co., Ltd","AS-5M36-170W",170,153.80000000000001]
["Amerisolar-Worldwide Energy and Manufacturing USA Co., Ltd","AS-6M24-170W",170,150.5]
["Amerisolar-Worldwide Energy and Manufacturing USA Co., Ltd","AS-6P24-170W",170,148.69999999999999]
["Amerisolar-Worldwide Energy and Manufacturing USA Co., Ltd","AS-5M-175W",175,156.69999999999999]
["Amerisolar-Worldwide Energy and Manufacturing USA Co., Ltd","AS-5M36-175W",175,158.4]
["Amerisolar-Worldwide Energy and Manufacturing USA Co., Ltd","AS-6M24-175W",175,155]
["Amerisolar-Worldwide Energy and Manufacturing USA Co., Ltd","AS-6P24-175W",175,153.19999999999999]
["Amerisolar-Worldwide Energy and Manufacturing USA Co., Ltd","AS-5M-180W",180,161.30000000000001]
["Amerisolar-Worldwide Energy and Manufacturing USA Co., Ltd","AS-5M36-180W",180,163.1]
["Amerisolar-Worldwide Energy and Manufacturing USA Co., Ltd","AS-6M24-180W",180,159.6]
["Amerisolar-Worldwide Energy and Manufacturing USA Co., Ltd","AS-6P24-180W",180,157.69999999999999]
["Amerisolar-Worldwide Energy and Manufacturing USA Co., Ltd","AS-5M-185W",185,165.6]
["Amerisolar-Worldwide Energy and Manufacturing USA Co., Ltd","AS-5M36-185W",185,164.3]
["Amerisolar-Worldwide Energy and Manufacturing USA Co., Ltd","AS-6M24-185W",185,164.2]
["Amerisolar-Worldwide Energy and Manufacturing USA Co., Ltd","AS-6P24-185W",185,162.30000000000001]
["Amerisolar-Worldwide Energy and Manufacturing USA Co., Ltd","AS-5M-190W",190,167.4]
["Amerisolar-Worldwide Energy and Manufacturing USA Co., Ltd","AS-6M24-190W",190,168.7]
["Amerisolar-Worldwide Energy and Manufacturing USA Co., Ltd","AS-6P24-190W",190,166.8]
["Amerisolar-Worldwide Energy and Manufacturing USA Co., Ltd","AS-6M27-215W",215,185.8]
["Amerisolar-Worldwide Energy and Manufacturing USA Co., Ltd","AS-6M27-B-215W",215,187.4]
["Amerisolar-Worldwide Energy and Manufacturing USA Co., Ltd","AS-6M27-220W",220,190.3]
["Amerisolar-Worldwide Energy and Manufacturing USA Co., Ltd","AS-6M27-B-220W",220,191.9]
["Amerisolar-Worldwide Energy and Manufacturing USA Co., Ltd","AS-6M30-220W",220,193.6]
["Amerisolar-Worldwide Energy and Manufacturing USA Co., Ltd","AS-6P30-220W",220,196.1]
["Amerisolar-Worldwide Energy and Manufacturing USA Co., Ltd","AS-6M27-225W",225,194.8]
["Amerisolar-Worldwide Energy and Manufacturing USA Co., Ltd","AS-6M27-B-225W",225,196.4]
["Amerisolar-Worldwide Energy and Manufacturing USA Co., Ltd","AS-6M30-225W",225,203.4]
["Amerisolar-Worldwide Energy and Manufacturing USA Co., Ltd","AS-6P30-225W",225,200.1]
["Amerisolar-Worldwide Energy and Manufacturing USA Co., Ltd","AS-6M30-230W",230,202.7]
["Amerisolar-Worldwide Energy and Manufacturing USA Co., Ltd","AS-6P30-230W",230,204.7]
["Amerisolar-Worldwide Energy and Manufacturing USA Co., Ltd","AS-6M30-235W",235,212.6]
["Amerisolar-Worldwide Energy and Manufacturing USA Co., Ltd","AS-6M30-B-235W",235,204.6]
["Amerisolar-Worldwide Energy and Manufacturing USA Co., Ltd","AS-6M27-240W",240,209.2]
["Amerisolar-Worldwide Energy and Manufacturing USA Co., Ltd","AS-6M30-240W",240,211.8]
["Amerisolar-Worldwide Energy and Manufacturing USA Co., Ltd","AS-6M30-B-240W",240,209.1]
["Amerisolar-Worldwide Energy and Manufacturing USA Co., Ltd","AS-6P30-240W",240,211]
["Amerisolar-Worldwide Energy and Manufacturing USA Co., Ltd","AS-6M-245W",245,221.9]
["Amerisolar-Worldwide Energy and Manufacturing USA Co., Ltd","AS-6M30-245W",245,218.8]
["Amerisolar-Worldwide Energy and Manufacturing USA Co., Ltd","AS-6M30-B-245W",245,213.6]
["Amerisolar-Worldwide Energy and Manufacturing USA Co., Ltd","AS-6P30-245W",245,216.4]
["Amerisolar-Worldwide Energy and Manufacturing USA Co., Ltd","AS-6M-250W",250,226.6]
["Amerisolar-Worldwide Energy and Manufacturing USA Co., Ltd","AS-6M30-250W",250,226.6]
["Amerisolar-Worldwide Energy and Manufacturing USA Co., Ltd","AS-6P30-250W",250,221]
["Amerisolar-Worldwide Energy and Manufacturing USA Co., Ltd","AS-6M30-255W",255,228]
["Amerisolar-Worldwide Energy and Manufacturing USA Co., Ltd","AS-6P30-255W",255,225.5]
["Amerisolar-Worldwide Energy and Manufacturing USA Co., Ltd","AS-6M30-260W",260,232.6]
["Amerisolar-Worldwide Energy and Manufacturing USA Co., Ltd","AS-6P30-260W",260,230.1]
["Amerisolar-Worldwide Energy and Manufacturing USA Co., Ltd","AS-6M-265W",265,239.5]
["Amerisolar-Worldwide Energy and Manufacturing USA Co., Ltd","AS-6M30-265W",265,237.2]
["Amerisolar-Worldwide Energy and Manufacturing USA Co., Ltd","AS-6P30-265W",265,241.7]
["Amerisolar-Worldwide Energy and Manufacturing USA Co., Ltd","AS-6M-270W",270,244.1]
["Amerisolar-Worldwide Energy and Manufacturing USA Co., Ltd","AS-6M30-270W",270,235.5]
["Amerisolar-Worldwide Energy and Manufacturing USA Co., Ltd","AS-6P30-270W",270,246.4]
["Amerisolar-Worldwide Energy and Manufacturing USA Co., Ltd","AS-6M-275W",275,248.7]
["Amerisolar-Worldwide Energy and Manufacturing USA Co., Ltd","AS-6P-275W",275,241.6]
["Amerisolar-Worldwide Energy and Manufacturing USA Co., Ltd","AS-6P30-275W",275,251.1]
["Amerisolar-Worldwide Energy and Manufacturing USA Co., Ltd","AS-6M-280W",280,253.4]
["Amerisolar-Worldwide Energy and Manufacturing USA Co., Ltd","AS-6M30-280W",280,255.9]
["Amerisolar-Worldwide Energy and Manufacturing USA Co., Ltd","AS-6M-B-280W",280,243.4]
["Amerisolar-Worldwide Energy and Manufacturing USA Co., Ltd","AS-6P-280W",280,246.1]
["Amerisolar-Worldwide Energy and Manufacturing USA Co., Ltd","AS-6P30-280W",280,255.8]
["Amerisolar-Worldwide Energy and Manufacturing USA Co., Ltd","AS-6M-285W",285,258]
["Amerisolar-Worldwide Energy and Manufacturing USA Co., Ltd","AS-6M30-285W",285,260.60000000000002]
["Amerisolar-Worldwide Energy and Manufacturing USA Co., Ltd","AS-6M-B-285W",285,247.9]
["Amerisolar-Worldwide Energy and Manufacturing USA Co., Ltd","AS-6P-285W",285,250.6]
["Amerisolar-Worldwide Energy and Manufacturing USA Co., Ltd","AS-6M-290W",290,253.5]
["Amerisolar-Worldwide Energy and Manufacturing USA Co., Ltd","AS-6M-B-290W",290,252.4]
["Amerisolar-Worldwide Energy and Manufacturing USA Co., Ltd","AS-6P-290W",290,261.39999999999998]
["Amerisolar-Worldwide Energy and Manufacturing USA Co., Ltd","AS-6M-295W",295,258.10000000000002]
["Amerisolar-Worldwide Energy and Manufacturing USA Co., Ltd","AS-6M-B-295W",295,256.89999999999998]
["Amerisolar-Worldwide Energy and Manufacturing USA Co., Ltd","AS-6P-295W",295,266.10000000000002]
["Amerisolar-Worldwide Energy and Manufacturing USA Co., Ltd","AS-6M-300W",300,262.60000000000002]
["Amerisolar-Worldwide Energy and Manufacturing USA Co., Ltd","AS-6P-300W",300,270.8]
["Amerisolar-Worldwide Energy and Manufacturing USA Co., Ltd","AS-6M-305W",305,265.5]
["Amerisolar-Worldwide Energy and Manufacturing USA Co., Ltd","AS-6P-305W",305,275.39999999999998]
["Amerisolar-Worldwide Energy and Manufacturing USA Co., Ltd","AS-6M-310W",310,270]
["Amerisolar-Worldwide Energy and Manufacturing USA Co., Ltd","AS-6P-310W",310,280.10000000000002]
["Amerisolar-Worldwide Energy and Manufacturing USA Co., Ltd","AS-6M-315W",315,274.5]
["Amerisolar-Worldwide Energy and Manufacturing USA Co., Ltd","AS-6P-315W",315,284.8]
["Amerisolar-Worldwide Energy and Manufacturing USA Co., Ltd","AS-6M-320W",320,279]
["Amerisolar-Worldwide Energy and Manufacturing USA Co., Ltd","AS-6P-320W",320,291.89999999999998]
["Amerisolar-Worldwide Energy and Manufacturing USA Co., Ltd","AS-6P-325W",325,296.60000000000002]
["Amerisolar-Worldwide Energy and Manufacturing USA Co., Ltd","AS-6P-330W",330,301.3]
["Amerisolar-Worldwide Energy and Manufacturing USA Co., Ltd","AS-6M-335W",335,306.2]
["Amerisolar-Worldwide Energy and Manufacturing USA Co., Ltd","AS-6P-335W",335,306]
["Amerisolar-Worldwide Energy and Manufacturing USA Co., Ltd","AS-6M-340W",340,310.89999999999998]
["Amerisolar-Worldwide Energy and Manufacturing USA Co., Ltd","AS-6M-345W",345,315.60000000000002]
["Amerisolar-Worldwide Energy and Manufacturing USA Co., Ltd","AS-6M-350W",350,320.3]
["Andalay Solar","ST_165_1_DC0_0_B",165,142.80000000000001]
["Andalay Solar","ST165-1",165,142.80000000000001]
["Andalay Solar","ST_170_1_DC0_0_B",170,152.9]
["Andalay Solar","ST170-1",170,152.9]
["Andalay Solar","ST_175_1_DC0_0_B",175,157.5]
["Andalay Solar","ST175-1",175,157.5]
["Andalay Solar","ST-175-1AC1-A-A",175,157.5]
["Andalay Solar","ST-175-1AC3-B-A",175,157.5]
["Andalay Solar","KC180-1",180,162.5]
["Andalay Solar","ST_180_1_DC0_0_B",180,162.1]
["Andalay Solar","ST180-1",180,162.1]
["Andalay Solar","ST_185_1_DC0_0_B",185,167.2]
["Andalay Solar","ST-185-1",185,167.2]
["Andalay Solar","ST-185-1AC1-A-A",185,167.2]
["Andalay Solar","ST-185-1AC1-A-B",185,167.2]
["Andalay Solar","ST-185-1AC3-B-A",185,167.2]
["Andalay Solar","ST-185-1AC3-B-B",185,167.2]
["Andalay Solar","ST_190_1_DC0_0_B",190,171.8]
["Andalay Solar","ST-190-1AC1-A-B",190,171.8]
["Andalay Solar","ST-190-1AC3-B-B",190,171.8]
["Andalay Solar","ST_195_1_DC0_0_B",195,176.5]
["Andalay Solar","ST-195-1AC1-A-B",195,176.5]
["Andalay Solar","ST-195-1AC3-B-B",195,176.5]
["Andalay Solar","KC205-1",205,185.2]
["Andalay Solar","KC210-1",210,189.8]
["Andalay Solar","LW-230-1-AC0-D-B",230,204.4]
["Andalay Solar","LW-230-1-AC1-A-B",230,204.4]
["Andalay Solar","LW-230-1-AC2-D-B",230,204.4]
["Andalay Solar","LW-230-1-AC3-B-B",230,204.4]
["Andalay Solar","LW-230-1-DC0-0-B",230,204.4]
["Andalay Solar","LW-230-1-DC0-0-BL",230,204.4]
["Andalay Solar","LW-230-1-DC1-0-B",230,204.4]
["Andalay Solar","LW-235-1-AC0-D-B",235,209]
["Andalay Solar","LW-235-1-AC1-A-B",235,209]
["Andalay Solar","LW-235-1-AC2-D-B",235,209]
["Andalay Solar","LW-235-1-AC3-B-B",235,209]
["Andalay Solar","LW-235-1-DC0-0-B",235,209]
["Andalay Solar","LW-235-1-DC0-0-BL",235,209]
["Andalay Solar","LW-235-1-DC1-0-B",235,209]
["Andalay Solar","LW-240-1-AC0-D-B",240,213.6]
["Andalay Solar","LW-240-1-AC1-A-B",240,213.6]
["Andalay Solar","LW-240-1-AC2-D-B",240,213.6]
["Andalay Solar","LW-240-1-AC3-B-B",240,213.6]
["Andalay Solar","LW-240-1-DC0-0-B",240,213.6]
["Andalay Solar","LW-240-1-DC0-0-BL",240,213.6]
["Andalay Solar","LW-240-1-DC1-0-B",240,213.6]
["Andalay Solar","TW-240-1-AC2-D-B",240,212.4]
["Andalay Solar","TW-240-1-DC4-0-B",240,212.4]
["Andalay Solar","TW-245-1-AC2-D-B",245,217]
["Andalay Solar","TW-245-1-DC4-0-B",245,217]
["Andalay Solar","AX-250-1-DC4-0-B",250,226.1]
["Andalay Solar","TW-250-1-AC2-D-B",250,221.6]
["Andalay Solar","TW-250-1-DC4-0-B",250,221.6]
["Andalay Solar","AX-255-1-DC4-0-B",255,230.8]
["Andalay Solar","AX-260-1-DC4-0-B",260,235.4]
["Andalay Solar","ST_260_1_DC0_0_B",260,235.4]
["Andalay Solar","ST_270_1_DC0_0_B",270,244.7]
["Andalay Solar","ST_280_1_DC0_0_B",280,254]
["Andalay Solar","ST_290_1_DC0_0_B",290,263.3]
["Anhui Rinengzhongtian Semiconductor Development","QJM160-72",160,141.5]
["Anhui Rinengzhongtian Semiconductor Development","QJM165-72",165,146]
["Anhui Rinengzhongtian Semiconductor Development","QJM170-72",170,150.5]
["Anhui Rinengzhongtian Semiconductor Development","QJM175-72",175,155.1]
["Anhui Rinengzhongtian Semiconductor Development","QJM180-72",180,159.6]
["Anhui Rinengzhongtian Semiconductor Development","QJM185-72",185,164.2]
["Anhui Rinengzhongtian Semiconductor Development","QJM190-72",190,168.8]
["Anhui Rinengzhongtian Semiconductor Development","QJM195-72",195,173.4]
["Anhui Rinengzhongtian Semiconductor Development","QJM200-72",200,178]
["Anhui Rinengzhongtian Semiconductor Development","QJP205-60",205,182.3]
["Anhui Rinengzhongtian Semiconductor Development","QJP210-60",210,186.9]
["Anhui Rinengzhongtian Semiconductor Development","QJP215-60",215,191.5]
["Anhui Rinengzhongtian Semiconductor Development","QJM220-60",220,197.6]
["Anhui Rinengzhongtian Semiconductor Development","QJP220-60",220,196]
["Anhui Rinengzhongtian Semiconductor Development","QJM225-60",225,202.2]
["Anhui Rinengzhongtian Semiconductor Development","QJP225-60",225,200.6]
["Anhui Rinengzhongtian Semiconductor Development","QJM230-60",230,206.8]
["Anhui Rinengzhongtian Semiconductor Development","QJP230-60",230,205.2]
["Anhui Rinengzhongtian Semiconductor Development","QJM235-60",235,211.4]
["Anhui Rinengzhongtian Semiconductor Development","QJP235-60",235,209.8]
["Anhui Rinengzhongtian Semiconductor Development","QJM240-60",240,216]
["Anhui Rinengzhongtian Semiconductor Development","QJP240-60",240,214.4]
["Anhui Rinengzhongtian Semiconductor Development","QJM245-60",245,220.6]
["Anhui Rinengzhongtian Semiconductor Development","QJP245-60",245,219]
["Anhui Rinengzhongtian Semiconductor Development","QJM250-60",250,225.3]
["Anhui Rinengzhongtian Semiconductor Development","QJP250-60",250,223.6]
["Anhui Rinengzhongtian Semiconductor Development","QJM255-60",255,229.9]
["Anhui Rinengzhongtian Semiconductor Development","QJP255-60",255,231]
["Anhui Rinengzhongtian Semiconductor Development","QJP255-72",255,227.1]
["Anhui Rinengzhongtian Semiconductor Development","QJM260-60",260,234.5]
["Anhui Rinengzhongtian Semiconductor Development","QJP260-60",260,235.7]
["Anhui Rinengzhongtian Semiconductor Development","QJP260-72",260,231.6]
["Anhui Rinengzhongtian Semiconductor Development","QJM265-60",265,239.2]
["Anhui Rinengzhongtian Semiconductor Development","QJP265-60",265,240.4]
["Anhui Rinengzhongtian Semiconductor Development","QJP265-72",265,236.2]
["Anhui Rinengzhongtian Semiconductor Development","QJM270-60",270,243.8]
["Anhui Rinengzhongtian Semiconductor Development","QJM270-72",270,242]
["Anhui Rinengzhongtian Semiconductor Development","QJP270-60",270,245]
["Anhui Rinengzhongtian Semiconductor Development","QJP270-72",270,240.8]
["Anhui Rinengzhongtian Semiconductor Development","QJM275-60",275,248.5]
["Anhui Rinengzhongtian Semiconductor Development","QJM275-72",275,246.6]
["Anhui Rinengzhongtian Semiconductor Development","QJP275-60",275,249.7]
["Anhui Rinengzhongtian Semiconductor Development","QJP275-72",275,245.4]
["Anhui Rinengzhongtian Semiconductor Development","QJM280-72",280,251.2]
["Anhui Rinengzhongtian Semiconductor Development","QJP280-72",280,249.9]
["Anhui Rinengzhongtian Semiconductor Development","QJM285-72",285,255.8]
["Anhui Rinengzhongtian Semiconductor Development","QJP285-72",285,254.5]
["Anhui Rinengzhongtian Semiconductor Development","QJM290-72",290,260.5]
["Anhui Rinengzhongtian Semiconductor Development","QJP290-72",290,259.10000000000002]
["Anhui Rinengzhongtian Semiconductor Development","QJM295-72",295,265.10000000000002]
["Anhui Rinengzhongtian Semiconductor Development","QJP295-72",295,263.7]
["Anhui Rinengzhongtian Semiconductor Development","QJM300-72",300,269.7]
["Anhui Rinengzhongtian Semiconductor Development","QJP300-72",300,268.3]
["Anhui Rinengzhongtian Semiconductor Development","QJM305-72",305,274.3]
["Anhui Rinengzhongtian Semiconductor Development","QJP305-72",305,276.39999999999998]
["Anhui Rinengzhongtian Semiconductor Development","QJM310-72",310,278.89999999999998]
["Anhui Rinengzhongtian Semiconductor Development","QJP310-72",310,281]
["Anhui Rinengzhongtian Semiconductor Development","QJM315-72",315,283.60000000000002]
["Anhui Rinengzhongtian Semiconductor Development","QJP315-72",315,285.7]
["Anhui Rinengzhongtian Semiconductor Development","QJM320-72",320,288.2]
["Anhui Rinengzhongtian Semiconductor Development","QJP320-72",320,290.3]
["Anhui Rinengzhongtian Semiconductor Development","QJM325-72",325,292.89999999999998]
["Anhui Rinengzhongtian Semiconductor Development","QJP325-72",325,295]
["Anhui Rinengzhongtian Semiconductor Development","QJM330-72",330,297.5]
["Anhui Rinengzhongtian Semiconductor Development","QJP330-72",330,299.7]
["Anhui Rinengzhongtian Semiconductor Development Co., Ltd","QJM335-72",335,304.60000000000002]
["Anhui Rinengzhongtian Semiconductor Development Co., Ltd","QJM340-72",340,309.3]
["Anhui Rinengzhongtian Semiconductor Development Co., Ltd","QJM345-72",345,314]
["Anhui Rinengzhongtian Semiconductor Development Co., Ltd","QJM350-72",350,318.7]
["Anhui Rinengzhongtian Semiconductor Development Co., Ltd","QJM355-72",355,323.39999999999998]
["Anhui Rinengzhongtian Semiconductor Development Co., Ltd","QJM360-72",360,328.1]
["Anhui Rinengzhongtian Semiconductor Development Co., Ltd","QJM365-72",365,332.8]
["Anhui Rinengzhongtian Semiconductor Development Co., Ltd","QJM370-72",370,337.5]
["Anji Dasol Solar Energy Science & Technology","DS-A4-210",210,182.7]
["Anji Dasol Solar Energy Science & Technology","DS-A4-215",215,187.2]
["Anji Dasol Solar Energy Science & Technology","DS-A4-220",220,191.7]
["Anji Dasol Solar Energy Science & Technology","DS-A4-225",225,196.2]
["Anji Dasol Solar Energy Science & Technology","DS-A4-230",230,200.7]
["Anji Technology","AJP-S572-175",175,151.19999999999999]
["Anji Technology","AJP-S572-180",180,155.69999999999999]
["Anji Technology","AJP-S572-185",185,160.19999999999999]
["Anji Technology","AJP-M660-220",220,189.1]
["Anji Technology","AJP-M660-225",225,193.5]
["Anji Technology","AJP-M660-230",230,204.1]
["Anji Technology","AJP-M660-235",235,208.7]
["Anji Technology","AJP-M660-240",240,213.3]
["Anji Technology","AJP-M660-245",245,217.9]
["Anji Technology","AJP-M660-250",250,222.4]
["Antaris Solar","AS P 230",230,207.9]
["Antaris Solar","SM-230PC8",230,206.3]
["Antaris Solar","SM-235PC8",235,210.9]
["Antaris Solar","SM-240PC8",240,215.5]
["Antaris Solar","SM-245PC8",245,220.1]
["Antaris Solar","SM-250PC8",250,224.7]
["Antaris Solar","SM-275PC8",275,249.9]
["Antaris Solar","SM-280PC8",280,254.6]
["Antaris Solar","SM-285PC8",285,259.2]
["Antaris Solar","SM-290PC8",290,263.89999999999998]
["Antaris Solar","SM-295PC8",295,268.5]
["Aplus Energy","AP-PVROOF-314",25,22.2]
["Aplus Energy","AP-PVROOF-310",48,42.7]
["Aplus Energy","AP-PVROOF-319",98,87.2]
["Aplus Energy","AP-PVROOF-524",180,160]
["Aplus Energy","AP-PVROOF-523",185,164.5]
["Aplus Energy","AP-PVROOF-522",190,169.1]
["Apollo Solar Energy","ASEC-120G6M",120,106.9]
["Apollo Solar Energy","ASEC-125G6M",125,111.5]
["Apollo Solar Energy","ASEC-125G6S",125,111.7]
["Apollo Solar Energy","ASEC-130G6M",130,116]
["Apollo Solar Energy","ASEC-130G6S",130,116.3]
["Apollo Solar Energy","ASEC-135G6M",135,120.6]
["Apollo Solar Energy","ASEC-135G6S",135,120.9]
["Apollo Solar Energy","ASEC-140G6M",140,125.2]
["Apollo Solar Energy","ASEC-140G6S",140,125.5]
["Apollo Solar Energy","ASEC-145G6M49",145,127.4]
["Apollo Solar Energy","ASEC-145G6S49",145,126.8]
["Apollo Solar Energy","ASEC-150G6M49",150,131.9]
["Apollo Solar Energy","ASEC-150G6S49",150,131.30000000000001]
["Apollo Solar Energy","ASEC-155G6M49",155,136.5]
["Apollo Solar Energy","ASEC-155G6S49",155,135.9]
["Apollo Solar Energy","ASEC-175G6M",175,155.9]
["Apollo Solar Energy","ASEC-175G6S",175,155.19999999999999]
["Apollo Solar Energy","ASEC-180G6M",180,160.5]
["Apollo Solar Energy","ASEC-180G6S",180,159.69999999999999]
["Apollo Solar Energy","ASEC-185G6M",185,165.1]
["Apollo Solar Energy","ASEC-185G6S",185,164.3]
["Apollo Solar Energy","ASEC-190G6M",190,167.8]
["Apollo Solar Energy","ASEC-190G6M68",190,170]
["Apollo Solar Energy","ASEC-190G6S",190,169.8]
["Apollo Solar Energy","ASEC-190G6S68",190,170.4]
["Apollo Solar Energy","ASEC-195G6M",195,172.4]
["Apollo Solar Energy","ASEC-195G6M68",195,174.6]
["Apollo Solar Energy","ASEC-195G6S",195,174.4]
["Apollo Solar Energy","ASEC-195G6S68",195,175]
["Apollo Solar Energy","ASEC-200G6M",200,176.9]
["Apollo Solar Energy","ASEC-200G6M68",200,175.9]
["Apollo Solar Energy","ASEC-200G6S",200,179]
["Apollo Solar Energy","ASEC-200G6S68",200,175.2]
["Apollo Solar Energy","ASEC-205G6M",205,181.5]
["Apollo Solar Energy","ASEC-205G6M68",205,180.5]
["Apollo Solar Energy","ASEC-205G6S",205,183.6]
["Apollo Solar Energy","ASEC-205G6S68",205,179.7]
["Apollo Solar Energy","ASEC-210G6M",210,186.1]
["Apollo Solar Energy","ASEC-210G6M68",210,185]
["Apollo Solar Energy","ASEC-210G6S",210,188.2]
["Apollo Solar Energy","ASEC-210G6S68",210,184.3]
["Apollo Solar Energy","ASEC-215G6M",215,192]
["Apollo Solar Energy","ASEC-215G6M68",215,189.6]
["Apollo Solar Energy","ASEC-215G6M69",215,192.5]
["Apollo Solar Energy","ASEC-215G6S",215,192.4]
["Apollo Solar Energy","ASEC-215G6S68",215,188.8]
["Apollo Solar Energy","ASEC-215G6S69",215,192.9]
["Apollo Solar Energy","ASEC-220G6M",220,196.5]
["Apollo Solar Energy","ASEC-220G6M68",220,194.2]
["Apollo Solar Energy","ASEC-220G6M69",220,197.1]
["Apollo Solar Energy","ASEC-220G6S",220,197]
["Apollo Solar Energy","ASEC-220G6S68",220,193.4]
["Apollo Solar Energy","ASEC-220G6S69",220,197.5]
["Apollo Solar Energy","ASEC-225G6M",225,201.1]
["Apollo Solar Energy","ASEC-225G6M69",225,197.9]
["Apollo Solar Energy","ASEC-225G6S",225,201.6]
["Apollo Solar Energy","ASEC-225G6S69",225,197.1]
["Apollo Solar Energy","ASEC-230G6M",230,205.7]
["Apollo Solar Energy","ASEC-230G6M69",230,202.5]
["Apollo Solar Energy","ASEC-230G6S",230,206.2]
["Apollo Solar Energy","ASEC-230G6S69",230,201.6]
["Apollo Solar Energy","ASEC-235G6M",235,210.3]
["Apollo Solar Energy","ASEC-235G6M69",235,207]
["Apollo Solar Energy","ASEC-235G6S",235,210.8]
["Apollo Solar Energy","ASEC-235G6S69",235,206.2]
["Apollo Solar Energy","ASEC-240G6M69",240,211.6]
["Apollo Solar Energy","ASEC-240G6M6A",240,214.9]
["Apollo Solar Energy","ASEC-240G6S69",240,210.7]
["Apollo Solar Energy","ASEC-240G6S6A",240,215.4]
["Apollo Solar Energy","ASEC-245G6M",245,218.4]
["Apollo Solar Energy","ASEC-245G6M69",245,216.2]
["Apollo Solar Energy","ASEC-245G6M6A",245,219.5]
["Apollo Solar Energy","ASEC-245G6S69",245,215.3]
["Apollo Solar Energy","ASEC-245G6S6A",245,220]
["Apollo Solar Energy","ASEC-250G6M",250,223]
["Apollo Solar Energy","ASEC-250G6M6A",250,220]
["Apollo Solar Energy","ASEC-250G6M6B",250,219.3]
["Apollo Solar Energy","ASEC-250G6S6A",250,219.1]
["Apollo Solar Energy","ASEC-250G6S6B",250,218.4]
["Apollo Solar Energy","ASEC-255G6M",255,227.5]
["Apollo Solar Energy","ASEC-255G6M6A",255,224.6]
["Apollo Solar Energy","ASEC-255G6M6B",255,223.9]
["Apollo Solar Energy","ASEC-255G6S",255,228]
["Apollo Solar Energy","ASEC-255G6S6A",255,223.6]
["Apollo Solar Energy","ASEC-255G6S6B",255,222.9]
["Apollo Solar Energy","ASEC-260G6M",260,232.1]
["Apollo Solar Energy","ASEC-260G6M6A",260,229.1]
["Apollo Solar Energy","ASEC-260G6M6B",260,228.4]
["Apollo Solar Energy","ASEC-260G6S",260,232.6]
["Apollo Solar Energy","ASEC-260G6S6A",260,228.1]
["Apollo Solar Energy","ASEC-260G6S6B",260,227.4]
["Apollo Solar Energy","ASEC-265G6M",265,236.7]
["Apollo Solar Energy","ASEC-265G6M6A",265,233.7]
["Apollo Solar Energy","ASEC-265G6M6B",265,232.9]
["Apollo Solar Energy","ASEC-265G6S",265,237.2]
["Apollo Solar Energy","ASEC-265G6S6A",265,232.7]
["Apollo Solar Energy","ASEC-265G6S6B",265,231.9]
["Apollo Solar Energy","ASEC-270G6M",270,241.3]
["Apollo Solar Energy","ASEC-270G6M6A",270,238.3]
["Apollo Solar Energy","ASEC-270G6M6B",270,237.5]
["Apollo Solar Energy","ASEC-270G6S",270,241.8]
["Apollo Solar Energy","ASEC-270G6S6A",270,237.2]
["Apollo Solar Energy","ASEC-270G6S6B",270,236.4]
["Apollo Solar Energy","ASEC-275G6M",275,245.9]
["Apollo Solar Energy","ASEC-275G6M6B",275,242]
["Apollo Solar Energy","ASEC-275G6S",275,246.4]
["Apollo Solar Energy","ASEC-275G6S6B",275,241]
["Apollo Solar Energy","ASEC-280G6M",280,250.5]
["Apollo Solar Energy","ASEC-280G6M6B",280,246.6]
["Apollo Solar Energy","ASEC-280G6S",280,251]
["Apollo Solar Energy","ASEC-280G6S6B",280,245.5]
["Apollo Solar Energy","ASEC-285G6M",285,255.1]
["Apollo Solar Energy","ASEC-285G6M6B",285,251.1]
["Apollo Solar Energy","ASEC-285G6S",285,255.6]
["Apollo Solar Energy","ASEC-285G6S6B",285,250]
["Apollo Solar Energy","ASEC-290G6M",290,259.7]
["Apollo Solar Energy","ASEC-290G6M6B",290,255.7]
["Apollo Solar Energy","ASEC-290G6S",290,260.2]
["Apollo Solar Energy","ASEC-290G6S6B",290,254.6]
["Apollo Solar Energy","ASEC-295G6M",295,259.39999999999998]
["Apollo Solar Energy","ASEC-295G6M6B",295,260.2]
["Apollo Solar Energy","ASEC-295G6S",295,258.2]
["Apollo Solar Energy","ASEC-295G6S6B",295,259.10000000000002]
["Apollo Solar Energy","ASEC-300G6M",300,263.89999999999998]
["Apollo Solar Energy","ASEC-300G6S",300,262.8]
["Apollo Solar Energy","ASEC-305G6M",305,268.5]
["Apollo Solar Energy","ASEC-305G6S",305,267.3]
["Apollo Solar Energy","ASEC-310G6M",310,273]
["Apollo Solar Energy","ASEC-310G6S",310,271.8]
["Apollo Solar Energy","ASEC-315G6M",315,277.60000000000002]
["Apollo Solar Energy","ASEC-315G6S",315,276.39999999999998]
["Apollo Solar Energy","ASEC-320G6M",320,282.10000000000002]
["Apollo Solar Energy","ASEC-320G6S",320,280.89999999999998]
["Apollo Solar Energy","ASEC-325G6M",325,286.7]
["Apollo Solar Energy","ASEC-325G6S",325,285.5]
["APOS Energy","AP130",130,115.4]
["APOS Energy","AP135",135,119.9]
["APOS Energy","AS135",135,120.9]
["APOS Energy","AP140",140,124.5]
["APOS Energy","AS140",140,125.4]
["APOS Energy","AS145",145,130]
["APOS Energy","AP175",175,155.4]
["APOS Energy","AP180",180,160]
["APOS Energy","AS180",180,161.19999999999999]
["APOS Energy","AP185",185,164.5]
["APOS Energy","AS185",185,165.8]
["APOS Energy","AP190",190,168.6]
["APOS Energy","AS190",190,170.4]
["APOS Energy","AP195",195,173.1]
["APOS Energy","AS195",195,174.5]
["APOS Energy","AP 200M",200,178.3]
["APOS Energy","AP200",200,177.7]
["APOS Energy","AS200",200,179.1]
["APOS Energy","AP 205M",205,182.8]
["APOS Energy","AP205",205,182.3]
["APOS Energy","AS205",205,183.7]
["APOS Energy","AP 210M",210,187.4]
["APOS Energy","AP210",210,186.3]
["APOS Energy","AS210",210,188.3]
["APOS Energy","AP 215M",215,192]
["APOS Energy","AP215",215,190.9]
["APOS Energy","AS215",215,192.9]
["APOS Energy","AP 220M",220,196.5]
["APOS Energy","AP220",220,195.4]
["APOS Energy","AS220",220,197]
["APOS Energy","AP 225M",225,201.1]
["APOS Energy","AP225",225,200]
["APOS Energy","AS225",225,201.6]
["APOS Energy","AP 230M",230,205.7]
["APOS Energy","AP230",230,204.6]
["APOS Energy","AS230",230,206.1]
["APOS Energy","AP 235M",235,210.3]
["APOS Energy","AS235",235,210.7]
["APOS Energy","AP 240M",240,214.9]
["APOS Energy","AS240",240,215.4]
["Applied Materials","1/4 Size Tandem Junction",114,104.6]
["Applied Materials","1/4 Size Single Junction Version 1.0",116,107.9]
["Applied Materials","1/2-L Size Single Junction Version 1.0",207,192.4]
["Applied Materials","1/2-P Size Single Junction Version 1.0",207,192.4]
["Applied Materials","1/2-L Size Tandem Junction",229,210.1]
["Applied Materials","1/2-P Size Tandem Junction",229,210.1]
["Applied Materials","Full Size Single Junction Version 1.0",414,384.8]
["Applied Materials","Full Size Tandem Junction",458,420.2]
["Applied Quantum Technology","AQT125MA-160W",160,138.30000000000001]
["Applied Quantum Technology","AQT125MA-165W",165,142.80000000000001]
["Applied Quantum Technology","AQT125MA-170W",170,146.1]
["Applied Quantum Technology","AQT125MA-175W",175,150.5]
["Applied Quantum Technology","AQT125MA-180W",180,155]
["Applied Quantum Technology","AQT156PA-190W",190,163.9]
["Applied Quantum Technology","AQT156PA-195W",195,168.3]
["Applied Quantum Technology","AQT156PA-200W",200,172.8]
["Applied Quantum Technology","AQT156PA-205W",205,177.2]
["Applied Quantum Technology","AQT156PA-210W",210,181.7]
["Applied Quantum Technology","AQT156PA-215W",215,185.5]
["Applied Quantum Technology","AQT156PA-220W",220,190]
["Applied Quantum Technology","AQT156PA-225W",225,194]
["Applied Quantum Technology","AQT156PA-230W",230,198.5]
["Aptos Solar Technology LLC","DNA-120-MF23-320W",320,299]
["Aptos Solar Technology LLC","DNA-120-MF23-325W",325,303.8]
["Aptos Solar Technology LLC","DNA-120-MF23-330W",330,308.60000000000002]
["Aptos Solar Technology LLC","DNA-120-MF23-335W",335,313.39999999999998]
["Aptos Solar Technology LLC","DNA-120-MF23-340W",340,318.2]
["Aptos Solar Technology LLC","DNA-144-MF23-390W",390,364.4]
["Aptos Solar Technology LLC","DNA-144-MF23-395W",395,369.1]
["Aptos Solar Technology LLC","DNA-144-MF23-400W",400,373.9]
["Aptos Solar Technology LLC","DNA-144-MF23-405W",405,378.7]
["Aptos Solar Technology LLC","DNA-144-MF23-410W",410,383.5]
["Armageddon Energy","SolarClover Dual Module",150,131]
["Astronergy Solarmodule","ASM6610P 250",250,223.9]
["Astronergy Solarmodule","ASM6610P 255",255,228.5]
["Astronergy Solarmodule","ASM6610P 260",260,233.1]
["Astronergy Solarmodule","ASM6610P 265",265,237.8]
["Astronergy Solarmodule","ASM6610P 270",270,242.4]
["Astronergy Solarmodule","ASM6612P 295",295,264.10000000000002]
["Astronergy Solarmodule","ASM6612P 300",300,268.7]
["Astronergy Solarmodule","ASM6612P 305",305,273.3]
["Astronergy Solarmodule","ASM6612P 310",310,277.89999999999998]
["Astronergy Solarmodule","ASM6612P 315",315,282.5]
["Astronergy Solarmodule","ASM6612P 320",320,287.2]
["ASUN Energy","ASM190PCA0G101",190,159.1]
["ASUN Energy","ASM195PCA0G101",195,163.5]
["ASUN Energy","ASM200PCA0G101",200,167.8]
["ASUN Energy","ASM205PCA0G101",205,172.1]
["ASUN Energy","ASM210PCA0G101",210,176.5]
["Atersa (Aplicaciones Tecnicas de la Energia)","A-225P",225,201.4]
["Atersa (Aplicaciones Tecnicas de la Energia)","A-230P",230,206]
["Atersa (Aplicaciones Tecnicas de la Energia)","A-235P",235,210.6]
["Atersa (Aplicaciones Tecnicas de la Energia)","A-240P",240,215.2]
["Atersa (Aplicaciones Tecnicas de la Energia)","A-245P",245,219.8]
["Atersa (Aplicaciones Tecnicas de la Energia)","A-250P",250,224.4]
["Atersa (Aplicaciones Tecnicas de la Energia)","A-275P",275,245.5]
["Atersa (Aplicaciones Tecnicas de la Energia)","A-280P",280,250.1]
["Atersa (Aplicaciones Tecnicas de la Energia)","A-285P",285,254.6]
["Atersa (Aplicaciones Tecnicas de la Energia)","A-290P",290,259.2]
["Atersa (Aplicaciones Tecnicas de la Energia)","A-295P",295,263.8]
["Atersa (Aplicaciones Tecnicas de la Energia)","A-300P",300,268.5]
["Atlantis Energy","AES-SS-100-C",14,11.5]
["Atlantis Energy","AES-SS-100-W",14,11.5]
["Atlantis Energy Systems","SS125LM",14,12.2]
["Atlantis Energy Systems","SS125GM",15,12.8]
["Atlantis Energy Systems","SS156LM",22,19.100000000000001]
["Atlantis Energy Systems","SS156GM",23,19.5]
["Atlantis Energy Systems","TS125LM",42,33.5]
["Atlantis Energy Systems","TS125GM",46,38.4]
["Atlantis Energy Systems","TS125SM",54,47.6]
["Atlantis Energy Systems","TS125SM-IEC",54,47.6]
["Atlantis Energy Systems","TSG156LM",150,128.19999999999999]
["Atlantis Energy Systems","TSG156GM",152,128.19999999999999]
["AU Optronics","PM180M00.0_170",170,146.1]
["AU Optronics","PM180M00.0_175",175,150.5]
["AU Optronics","PM180M00.0_180",180,155]
["AU Optronics","PM200M00_190",190,172.6]
["AU Optronics","PM200M00_195",195,177.3]
["AU Optronics","PM200M00_200",200,181.9]
["AU Optronics","PM200M00_205",205,186.6]
["AU Optronics","PM200M00_210",210,191.3]
["AU Optronics","PM220P00_215",215,192.7]
["AU Optronics","PM220P02.0_215",215,185.5]
["AU Optronics","PM220P00.4_220",220,195.4]
["AU Optronics","PM220P00_220",220,197.3]
["AU Optronics","PM220P01.0_220",220,189.1]
["AU Optronics","PM220P02.0_220",220,190]
["AU Optronics","PM060P00_225",225,202]
["AU Optronics","PM060P01_225",225,202]
["AU Optronics","PM060P02_225",225,202]
["AU Optronics","PM060PB0_225",225,202]
["AU Optronics","PM060PB1_225",225,202]
["AU Optronics","PM060PBR_225",225,202]
["AU Optronics","PM060PW0_225",225,202]
["AU Optronics","PM060PW1_225",225,202]
["AU Optronics","PM060PW8_225",225,202]
["AU Optronics","PM060PWR_225",225,202]
["AU Optronics","PM220P00.4_225",225,199.9]
["AU Optronics","PM220P00_225",225,201.9]
["AU Optronics","PM220P01.0_225",225,193.5]
["AU Optronics","PM220P02.0_225",225,194]
["AU Optronics","PM245P00_225",225,202]
["AU Optronics","PM060P00_230",230,206.6]
["AU Optronics","PM060P01_230",230,206.6]
["AU Optronics","PM060P02_230",230,206.6]
["AU Optronics","PM060PB0_230",230,206.6]
["AU Optronics","PM060PB1_230",230,206.6]
["AU Optronics","PM060PBR_230",230,206.6]
["AU Optronics","PM060PW0_230",230,206.6]
["AU Optronics","PM060PW1_230",230,206.6]
["AU Optronics","PM060PW8_230",230,206.6]
["AU Optronics","PM060PWR_230",230,206.6]
["AU Optronics","PM220P00.4_230",230,204.5]
["AU Optronics","PM220P00_230",230,206.5]
["AU Optronics","PM220P01.0_230",230,204.1]
["AU Optronics","PM220P02.0_230",230,198.5]
["AU Optronics","PM240P00_230",230,206.5]
["AU Optronics","PM245P00_230",230,206.6]
["AU Optronics","PM245P01_230",230,206.6]
["AU Optronics","PM060P00_235",235,211.3]
["AU Optronics","PM060P01_235",235,211.3]
["AU Optronics","PM060P02_235",235,211.3]
["AU Optronics","PM060PA0_235",235,211.3]
["AU Optronics","PM060PA1_235",235,211.3]
["AU Optronics","PM060PA2_235",235,211.3]
["AU Optronics","PM060PB0_235",235,211.3]
["AU Optronics","PM060PB1_235",235,211.3]
["AU Optronics","PM060PBR_235",235,211.3]
["AU Optronics","PM060PW0_235",235,211.3]
["AU Optronics","PM060PW1_235",235,211.3]
["AU Optronics","PM060PW8_235",235,211.3]
["AU Optronics","PM060PWR_235",235,211.3]
["AU Optronics","PM220P00.4_235",235,209.1]
["AU Optronics","PM220P00_235",235,211.1]
["AU Optronics","PM220P01.0_235",235,208.7]
["AU Optronics","PM240P00_235",235,211.1]
["AU Optronics","PM240PA0_235",235,211.1]
["AU Optronics","PM245P00_235",235,211.3]
["AU Optronics","PM245P01_235",235,211.3]
["AU Optronics","PM245PA0_235",235,211.3]
["AU Optronics","PM245PA1_235",235,211.3]
["AU Optronics","PM245PA2_235",235,211.3]
["AU Optronics","PM060MA0_240",240,214.9]
["AU Optronics","PM060MA1_240",240,214.9]
["AU Optronics","PM060MA2_240",240,214.9]
["AU Optronics","PM060MBR_240",240,214.4]
["AU Optronics","PM060MWR_240",240,214.4]
["AU Optronics","PM060P00_240",240,217.9]
["AU Optronics","PM060P01_240",240,217.9]
["AU Optronics","PM060P02_240",240,217.9]
["AU Optronics","PM060PA0_240",240,215.9]
["AU Optronics","PM060PA1_240",240,215.9]
["AU Optronics","PM060PA2_240",240,215.9]
["AU Optronics","PM060PB0_240",240,217.9]
["AU Optronics","PM060PB1_240",240,217.9]
["AU Optronics","PM060PBR_240",240,217.9]
["AU Optronics","PM060PW0_240",240,217.9]
["AU Optronics","PM060PW1_240",240,217.9]
["AU Optronics","PM060PW8_240",240,217.9]
["AU Optronics","PM060PWR_240",240,214.2]
["AU Optronics","PM220P01.0_240",240,213.3]
["AU Optronics","PM240P00_240",240,215.7]
["AU Optronics","PM240PA0_240",240,215.7]
["AU Optronics","PM245P00_240",240,217.9]
["AU Optronics","PM245P01_240",240,217.9]
["AU Optronics","PM245PA0_240",240,215.9]
["AU Optronics","PM245PA1_240",240,215.9]
["AU Optronics","PM245PA2_240",240,215.9]
["AU Optronics","PM250M00_240",240,214.9]
["AU Optronics","PM250M02_240",240,218.1]
["AU Optronics","PM250MA0_240",240,214.9]
["AU Optronics","PM250MA1_240",240,214.9]
["AU Optronics","PM250MA2_240",240,214.9]
["AU Optronics","PM060MA0_245",245,219.5]
["AU Optronics","PM060MA1_245",245,219.5]
["AU Optronics","PM060MA2_245",245,219.5]
["AU Optronics","PM060MBR_245",245,219]
["AU Optronics","PM060MWR_245",245,219]
["AU Optronics","PM060P00_245",245,222.5]
["AU Optronics","PM060P01_245",245,222.5]
["AU Optronics","PM060P02_245",245,222.5]
["AU Optronics","PM060PA0_245",245,220.5]
["AU Optronics","PM060PA1_245",245,220.5]
["AU Optronics","PM060PA2_245",245,220.5]
["AU Optronics","PM060PB0_245",245,222.5]
["AU Optronics","PM060PB1_245",245,222.5]
["AU Optronics","PM060PBR_245",245,222.5]
["AU Optronics","PM060PW0_245",245,222.5]
["AU Optronics","PM060PW1_245",245,222.5]
["AU Optronics","PM060PW8_245",245,222.5]
["AU Optronics","PM060PWR_245",245,218.8]
["AU Optronics","PM240P00_245",245,220.3]
["AU Optronics","PM240PA0_245",245,220.3]
["AU Optronics","PM245P00_245",245,222.5]
["AU Optronics","PM245P01_245",245,222.5]
["AU Optronics","PM245PA0_245",245,220.5]
["AU Optronics","PM245PA1_245",245,220.5]
["AU Optronics","PM245PA2_245",245,220.5]
["AU Optronics","PM250M00_245",245,219.5]
["AU Optronics","PM250MA0_245",245,219.5]
["AU Optronics","PM250MA1_245",245,219.5]
["AU Optronics","PM250MA2_245",245,219.5]
["AU Optronics","PM060M00_250",250,224.6]
["AU Optronics","PM060M01_250",250,224.6]
["AU Optronics","PM060M02_250",250,224.6]
["AU Optronics","PM060MA0_250",250,224.6]
["AU Optronics","PM060MA1_250",250,224.6]
["AU Optronics","PM060MA2_250",250,224.6]
["AU Optronics","PM060MB0_250",250,223.4]
["AU Optronics","PM060MB1_250",250,223.4]
["AU Optronics","PM060MB2_250",250,223.4]
["AU Optronics","PM060MB3_250",250,223.4]
["AU Optronics","PM060MBR_250",250,223.6]
["AU Optronics","PM060MW0_250",250,223.4]
["AU Optronics","PM060MW1_250",250,223.4]
["AU Optronics","PM060MW2_250",250,223.4]
["AU Optronics","PM060MW3_250",250,223.4]
["AU Optronics","PM060MWR_250",250,223.6]
["AU Optronics","PM060P00_250",250,227.2]
["AU Optronics","PM060P01_250",250,227.2]
["AU Optronics","PM060P02_250",250,227.2]
["AU Optronics","PM060PA0_250",250,227.2]
["AU Optronics","PM060PA1_250",250,227.2]
["AU Optronics","PM060PA2_250",250,227.2]
["AU Optronics","PM060PB0_250",250,227.2]
["AU Optronics","PM060PB1_250",250,227.2]
["AU Optronics","PM060PBR_250",250,227.2]
["AU Optronics","PM060PW0_250",250,227.2]
["AU Optronics","PM060PW1_250",250,227.2]
["AU Optronics","PM060PW8_250",250,227.2]
["AU Optronics","PM060PWR_250",250,223.4]
["AU Optronics","PM245P00_250",250,227.2]
["AU Optronics","PM245P01_250",250,227.2]
["AU Optronics","PM245PA0_250",250,227.2]
["AU Optronics","PM245PA1_250",250,227.2]
["AU Optronics","PM245PA2_250",250,227.2]
["AU Optronics","PM250M00_250",250,224.6]
["AU Optronics","PM250M01_250",250,223.4]
["AU Optronics","PM250MA0_250",250,224.6]
["AU Optronics","PM250MA1_250",250,224.6]
["AU Optronics","PM250MA2_250",250,224.6]
["AU Optronics","PM060M00_255",255,229.2]
["AU Optronics","PM060M01_255",255,229.2]
["AU Optronics","PM060M02_255",255,229.2]
["AU Optronics","PM060MA0_255",255,229.2]
["AU Optronics","PM060MA1_255",255,229.2]
["AU Optronics","PM060MA2_255",255,229.2]
["AU Optronics","PM060MB0_255",255,228]
["AU Optronics","PM060MB1_255",255,228]
["AU Optronics","PM060MB2_255",255,228]
["AU Optronics","PM060MB3_255",255,228]
["AU Optronics","PM060MBR_255",255,228.2]
["AU Optronics","PM060MW0_255",255,228]
["AU Optronics","PM060MW1_255",255,228]
["AU Optronics","PM060MW2_255",255,228]
["AU Optronics","PM060MW3_255",255,228]
["AU Optronics","PM060MWR_255",255,228.2]
["AU Optronics","PM060P00_255",255,231.9]
["AU Optronics","PM060P01_255",255,231.9]
["AU Optronics","PM060P02_255",255,231.9]
["AU Optronics","PM060PA0_255",255,231.9]
["AU Optronics","PM060PA1_255",255,231.9]
["AU Optronics","PM060PA2_255",255,231.9]
["AU Optronics","PM060PB0_255",255,231.9]
["AU Optronics","PM060PB1_255",255,231.9]
["AU Optronics","PM060PBR_255",255,231.9]
["AU Optronics","PM060PW0_255",255,231.9]
["AU Optronics","PM060PW1_255",255,231.9]
["AU Optronics","PM060PW8_255",255,231.9]
["AU Optronics","PM060PWR_255",255,231.9]
["AU Optronics","PM245P00_255",255,231.9]
["AU Optronics","PM245P01_255",255,231.9]
["AU Optronics","PM245PA0_255",255,231.9]
["AU Optronics","PM245PA1_255",255,231.9]
["AU Optronics","PM245PA2_255",255,231.9]
["AU Optronics","PM250M00_255",255,229.2]
["AU Optronics","PM250M01_255",255,228]
["AU Optronics","PM250MA0_255",255,229.2]
["AU Optronics","PM250MA1_255",255,229.2]
["AU Optronics","PM250MA2_255",255,229.2]
["AU Optronics","PM060M00_260",260,233.8]
["AU Optronics","PM060M01_260",260,233.8]
["AU Optronics","PM060M02_260",260,233.8]
["AU Optronics","PM060MA0_260",260,233.8]
["AU Optronics","PM060MA1_260",260,233.8]
["AU Optronics","PM060MA2_260",260,233.8]
["AU Optronics","PM060MB0_260",260,232.6]
["AU Optronics","PM060MB1_260",260,232.6]
["AU Optronics","PM060MB2_260",260,232.6]
["AU Optronics","PM060MB3_260",260,232.6]
["AU Optronics","PM060MBR_260",260,232.9]
["AU Optronics","PM060MW0_260",260,232.6]
["AU Optronics","PM060MW1_260",260,232.6]
["AU Optronics","PM060MW2_260",260,232.6]
["AU Optronics","PM060MW3_260",260,232.6]
["AU Optronics","PM060MWR_260",260,232.9]
["AU Optronics","PM060P00_260",260,236.5]
["AU Optronics","PM060P01_260",260,236.5]
["AU Optronics","PM060P02_260",260,236.5]
["AU Optronics","PM060PA0_260",260,236.5]
["AU Optronics","PM060PA1_260",260,236.5]
["AU Optronics","PM060PA2_260",260,236.5]
["AU Optronics","PM060PB0_260",260,236.5]
["AU Optronics","PM060PB1_260",260,236.5]
["AU Optronics","PM060PBR_260",260,236.5]
["AU Optronics","PM060PW0_260",260,236.5]
["AU Optronics","PM060PW1_260",260,236.5]
["AU Optronics","PM060PW8_260",260,236.5]
["AU Optronics","PM060PWR_260",260,231.5]
["AU Optronics","PM245P00_260",260,236.5]
["AU Optronics","PM245P01_260",260,236.5]
["AU Optronics","PM245PA0_260",260,236.5]
["AU Optronics","PM245PA1_260",260,236.5]
["AU Optronics","PM245PA2_260",260,236.5]
["AU Optronics","PM250M00_260",260,233.8]
["AU Optronics","PM250M01_260",260,232.6]
["AU Optronics","PM250MA0_260",260,233.8]
["AU Optronics","PM250MA1_260",260,233.8]
["AU Optronics","PM250MA2_260",260,233.8]
["AU Optronics","PM060M00_265",265,238.5]
["AU Optronics","PM060M01_265",265,238.5]
["AU Optronics","PM060M02_265",265,238.5]
["AU Optronics","PM060MA0_265",265,238.5]
["AU Optronics","PM060MA1_265",265,238.5]
["AU Optronics","PM060MA2_265",265,238.5]
["AU Optronics","PM060MB0_265",265,237.2]
["AU Optronics","PM060MB1_265",265,237.2]
["AU Optronics","PM060MB2_265",265,237.2]
["AU Optronics","PM060MB3_265",265,237.2]
["AU Optronics","PM060MBR_265",265,235.7]
["AU Optronics","PM060MW0_265",265,237.2]
["AU Optronics","PM060MW1_265",265,237.2]
["AU Optronics","PM060MW2_265",265,237.2]
["AU Optronics","PM060MW3_265",265,237.2]
["AU Optronics","PM060MWR_265",265,235.7]
["AU Optronics","PM060PWR_265",265,236]
["AU Optronics","PM250M00_265",265,238.5]
["AU Optronics","PM250M01_265",265,237.2]
["AU Optronics","PM250MA0_265",265,238.5]
["AU Optronics","PM250MA1_265",265,238.5]
["AU Optronics","PM250MA2_265",265,238.5]
["AU Optronics","PM060M00_270",270,243.1]
["AU Optronics","PM060M01_270",270,243.1]
["AU Optronics","PM060M02_270",270,243.1]
["AU Optronics","PM060MA0_270",270,243.1]
["AU Optronics","PM060MA1_270",270,243.1]
["AU Optronics","PM060MA2_270",270,243.1]
["AU Optronics","PM060MB0_270",270,243.1]
["AU Optronics","PM060MB1_270",270,243.1]
["AU Optronics","PM060MB2_270",270,243.1]
["AU Optronics","PM060MB3_270",270,243.1]
["AU Optronics","PM060MBR_270",270,247.3]
["AU Optronics","PM060MW0_270",270,243.1]
["AU Optronics","PM060MW1_270",270,243.1]
["AU Optronics","PM060MW2_270",270,243.1]
["AU Optronics","PM060MW3_270",270,243.1]
["AU Optronics","PM060MWR_270",270,247.3]
["AU Optronics","PM060PWR_270",270,240.6]
["AU Optronics","PM072PB0_270",270,230.6]
["AU Optronics","PM072PB1_270",270,230.6]
["AU Optronics","PM072PBR_270",270,230.6]
["AU Optronics","PM072PW0_270",270,230.6]
["AU Optronics","PM072PW1_270",270,230.6]
["AU Optronics","PM072PWR_270",270,230.6]
["AU Optronics","PM250M00_270",270,243.1]
["AU Optronics","PM250M01_270",270,243.1]
["AU Optronics","PM250MA0_270",270,243.1]
["AU Optronics","PM250MA1_270",270,243.1]
["AU Optronics","PM250MA2_270",270,243.1]
["AU Optronics","PM300P00_270",270,230.6]
["AU Optronics","PM060M00_275",275,247.8]
["AU Optronics","PM060M01_275",275,247.8]
["AU Optronics","PM060M02_275",275,247.8]
["AU Optronics","PM060MA0_275",275,247.8]
["AU Optronics","PM060MA1_275",275,247.8]
["AU Optronics","PM060MA2_275",275,247.8]
["AU Optronics","PM060MB0_275",275,247.8]
["AU Optronics","PM060MB1_275",275,247.8]
["AU Optronics","PM060MB2_275",275,247.8]
["AU Optronics","PM060MB3_275",275,247.8]
["AU Optronics","PM060MBR_275",275,252]
["AU Optronics","PM060MW0_275",275,247.8]
["AU Optronics","PM060MW1_275",275,247.8]
["AU Optronics","PM060MW2_275",275,247.8]
["AU Optronics","PM060MW3_275",275,247.8]
["AU Optronics","PM060MWR_275",275,252]
["AU Optronics","PM060PWR_275",275,245.2]
["AU Optronics","PM072PB0_275",275,235]
["AU Optronics","PM072PB1_275",275,235]
["AU Optronics","PM072PBR_275",275,235]
["AU Optronics","PM072PW0_275",275,235]
["AU Optronics","PM072PW1_275",275,235]
["AU Optronics","PM072PWR_275",275,235]
["AU Optronics","PM250M01_275",275,247.8]
["AU Optronics","PM250MA0_275",275,247.8]
["AU Optronics","PM250MA1_275",275,247.8]
["AU Optronics","PM250MA2_275",275,247.8]
["AU Optronics","PM300P00_275",275,235]
["AU Optronics","PM060M00_280",280,252.4]
["AU Optronics","PM060M01_280",280,252.4]
["AU Optronics","PM060M02_280",280,252.4]
["AU Optronics","PM060MB0_280",280,252.4]
["AU Optronics","PM060MB1_280",280,252.4]
["AU Optronics","PM060MB2_280",280,252.4]
["AU Optronics","PM060MB3_280",280,252.4]
["AU Optronics","PM060MBR_280",280,256.7]
["AU Optronics","PM060MW0_280",280,252.4]
["AU Optronics","PM060MW1_280",280,252.4]
["AU Optronics","PM060MW2_280",280,252.4]
["AU Optronics","PM060MW3_280",280,252.4]
["AU Optronics","PM060MWR_280",280,256.7]
["AU Optronics","PM060PWR_280",280,249.8]
["AU Optronics","PM072PB0_280",280,254.1]
["AU Optronics","PM072PB1_280",280,254.1]
["AU Optronics","PM072PBR_280",280,254.1]
["AU Optronics","PM072PW0_280",280,254.1]
["AU Optronics","PM072PW1_280",280,254.1]
["AU Optronics","PM072PWR_280",280,254.1]
["AU Optronics","PM250M01_280",280,252.4]
["AU Optronics","PM300P00_280",280,254.1]
["AU Optronics","PM060M00_285",285,257.10000000000002]
["AU Optronics","PM060M01_285",285,257.10000000000002]
["AU Optronics","PM060M02_285",285,257.10000000000002]
["AU Optronics","PM060MB0_285",285,257.10000000000002]
["AU Optronics","PM060MB1_285",285,257.10000000000002]
["AU Optronics","PM060MB2_285",285,257.10000000000002]
["AU Optronics","PM060MB3_285",285,257.10000000000002]
["AU Optronics","PM060MBR_285",285,261.39999999999998]
["AU Optronics","PM060MW0_285",285,257.10000000000002]
["AU Optronics","PM060MW1_285",285,257.10000000000002]
["AU Optronics","PM060MW2_285",285,257.10000000000002]
["AU Optronics","PM060MW3_285",285,257.10000000000002]
["AU Optronics","PM060MWR_285",285,261.39999999999998]
["AU Optronics","PM072PB0_285",285,258.7]
["AU Optronics","PM072PB1_285",285,258.7]
["AU Optronics","PM072PBR_285",285,258.7]
["AU Optronics","PM072PW0_285",285,256.89999999999998]
["AU Optronics","PM072PW1_285",285,258.7]
["AU Optronics","PM072PWR_285",285,258.7]
["AU Optronics","PM250M01_285",285,257.10000000000002]
["AU Optronics","PM300P00_285",285,258.7]
["AU Optronics","PM060M00_290",290,261.7]
["AU Optronics","PM060M01_290",290,261.7]
["AU Optronics","PM060M02_290",290,261.7]
["AU Optronics","PM060MB0_290",290,261.7]
["AU Optronics","PM060MB1_290",290,261.7]
["AU Optronics","PM060MB2_290",290,261.7]
["AU Optronics","PM060MB3_290",290,261.7]
["AU Optronics","PM060MBR_290W",290,266.10000000000002]
["AU Optronics","PM060MW0_290",290,258.60000000000002]
["AU Optronics","PM060MW1_290",290,261.7]
["AU Optronics","PM060MW2_290",290,261.7]
["AU Optronics","PM060MW3_290",290,261.7]
["AU Optronics","PM060MWR_290W",290,266.10000000000002]
["AU Optronics","PM072MB0_290",290,258.60000000000002]
["AU Optronics","PM072MW0_290",290,258.60000000000002]
["AU Optronics","PM072PB0_290",290,263.39999999999998]
["AU Optronics","PM072PB1_290",290,263.39999999999998]
["AU Optronics","PM072PBR_290",290,263.39999999999998]
["AU Optronics","PM072PW0_290",290,261.5]
["AU Optronics","PM072PW1_290",290,263.39999999999998]
["AU Optronics","PM072PWR_290",290,263.39999999999998]
["AU Optronics","PM250M01_290",290,261.7]
["AU Optronics","PM300P00_290",290,263.39999999999998]
["AU Optronics","PM060MBR_295W",295,270.39999999999998]
["AU Optronics","PM060MW0_295",295,263.2]
["AU Optronics","PM060MWR_295W",295,270.39999999999998]
["AU Optronics","PM072MB0_295",295,263.2]
["AU Optronics","PM072MW0_295",295,263.2]
["AU Optronics","PM072PB0_295",295,268]
["AU Optronics","PM072PB1_295",295,268]
["AU Optronics","PM072PBR_295",295,268]
["AU Optronics","PM072PW0_295",295,266.10000000000002]
["AU Optronics","PM072PW1_295",295,268]
["AU Optronics","PM072PWR_295",295,268]
["AU Optronics","PM300P00_295",295,268]
["AU Optronics","PM060MBR_300W",300,275.10000000000002]
["AU Optronics","PM060MW0_300",300,267.8]
["AU Optronics","PM060MWR_300W",300,275.10000000000002]
["AU Optronics","PM072MB0_300",300,267.8]
["AU Optronics","PM072MW0_300",300,267.8]
["AU Optronics","PM072PB0_300",300,272.7]
["AU Optronics","PM072PB1_300",300,272.7]
["AU Optronics","PM072PBR_300",300,272.7]
["AU Optronics","PM072PW0_300",300,270.7]
["AU Optronics","PM072PW1_300",300,272.7]
["AU Optronics","PM072PWR_300",300,272.7]
["AU Optronics","PM300P00_300",300,272.7]
["AU Optronics","PM096B00_303",303,276.60000000000002]
["AU Optronics","PM060MBR_305W",305,279.8]
["AU Optronics","PM060MW0_305",305,272.39999999999998]
["AU Optronics","PM060MWR_305W",305,279.8]
["AU Optronics","PM072MB0_305",305,272.39999999999998]
["AU Optronics","PM072MW0_305",305,272.39999999999998]
["AU Optronics","PM072PB0_305",305,277.39999999999998]
["AU Optronics","PM072PB1_305",305,277.39999999999998]
["AU Optronics","PM072PBR_305",305,277.39999999999998]
["AU Optronics","PM072PW0_305",305,275.39999999999998]
["AU Optronics","PM072PW1_305",305,277.39999999999998]
["AU Optronics","PM072PWR_305",305,277.39999999999998]
["AU Optronics","PM096B00_305",305,278.5]
["AU Optronics","PM300P00_305",305,277.39999999999998]
["AU Optronics","PM096B00_308",308,281.3]
["AU Optronics","PM060MW0_310",310,277]
["AU Optronics","PM072MB0_310",310,277]
["AU Optronics","PM072MW0_310",310,277]
["AU Optronics","PM072PB0_310",310,282]
["AU Optronics","PM072PB1_310",310,282]
["AU Optronics","PM072PBR_310",310,282]
["AU Optronics","PM072PW0_310",310,277.3]
["AU Optronics","PM072PW1_310",310,282]
["AU Optronics","PM072PWR_310",310,282]
["AU Optronics","PM096B00_310",310,283.2]
["AU Optronics","PM300P00_310",310,282]
["AU Optronics","PM096B00_313",313,286.10000000000002]
["AU Optronics","PM060MW0_315",315,281.60000000000002]
["AU Optronics","PM072MB0_315",315,281.60000000000002]
["AU Optronics","PM072MW0_315",315,281.60000000000002]
["AU Optronics","PM072PB0_315",315,286.7]
["AU Optronics","PM072PB1_315",315,286.7]
["AU Optronics","PM072PBR_315",315,286.7]
["AU Optronics","PM072PW0_315",315,281.89999999999998]
["AU Optronics","PM072PW1_315",315,286.7]
["AU Optronics","PM072PWR_315",315,286.7]
["AU Optronics","PM096B00_315",315,287.89999999999998]
["AU Optronics","PM300P00_315",315,286.7]
["AU Optronics","PM096B00_318",318,290.8]
["AU Optronics","PM072MB0_320",320,293]
["AU Optronics","PM072MW0_320",320,293]
["AU Optronics","PM072PW0_320",320,288.7]
["AU Optronics","PM096B00_320",320,292.7]
["AU Optronics","PM096B00_323",323,295.5]
["AU Optronics","PM072MB0_325",325,297.7]
["AU Optronics","PM072MW0_325",325,297.7]
["AU Optronics","PM072PW0_325",325,293.39999999999998]
["AU Optronics","PM096B00_325",325,297.39999999999998]
["AU Optronics","PM096B00_327",327,299.3]
["AU Optronics","PM072MB0_330",330,302.39999999999998]
["AU Optronics","PM072MW0_330",330,302.39999999999998]
["AU Optronics","PM072PW0_330",330,298]
["AU Optronics","PM096B00_330",330,302.10000000000002]
["AU Optronics","PM096B00_333",333,304.89999999999998]
["AU Optronics","PM072MB0_335",335,307.10000000000002]
["AU Optronics","PM072MW0_335",335,307.10000000000002]
["AU Optronics","PM072PW0_335",335,302.7]
["AU Optronics","PM072MB0_340",340,311.8]
["AU Optronics","PM072MW0_340",340,311.8]
["AU Optronics","PM072MW0_345W",345,315.8]
["AU Optronics","PM072MW0_350W",350,320.5]
["AU Optronics","PM072MW0_355W",355,325.5]
["AU Optronics","PM072MW0_360W",360,330.2]
["AU Optronics","PM072MW0_365W",365,334.9]
["Auria Solar","M115000",115,107.5]
["Auria Solar","M120000",120,112.2]
["Auria Solar","M125000",125,116.9]
["Auxin Solar","AXN6M409T130",130,115.8]
["Auxin Solar","AXN6M409T135",135,120.4]
["Auxin Solar","AXN6M409T140",140,125]
["Auxin Solar","AXN6M409T145",145,129.6]
["Auxin Solar","AXN6M409T150",150,134.19999999999999]
["Auxin Solar","AXN6M409T155",155,138.80000000000001]
["Auxin Solar","AXN-P6T160",160,137.69999999999999]
["Auxin Solar","AXN-M5T165",165,144.69999999999999]
["Auxin Solar","AXN-P6T165",165,142.1]
["Auxin Solar","AXN-M5T170",170,149.19999999999999]
["Auxin Solar","AXN-P6T170",170,146.5]
["Auxin Solar","AXN-M5T175",175,153.69999999999999]
["Auxin Solar","AXN-P6T175",175,151]
["Auxin Solar","AXN-M5T180",180,158.30000000000001]
["Auxin Solar","AXN-P6T180",180,155.4]
["Auxin Solar","AXN-P6T190",190,164.2]
["Auxin Solar","AXN-P6T195",195,168.6]
["Auxin Solar","AXN-P6T200",200,173.1]
["Auxin Solar","AXN-P6T205",205,178.6]
["Auxin Solar","AXN6P610T210",210,186.8]
["Auxin Solar","AXN-P6T210",210,182.5]
["Auxin Solar","AXN6P610T215",215,191.3]
["Auxin Solar","AXN-P6T215",215,185.6]
["Auxin Solar","AXN6P610T220",220,195.9]
["Auxin Solar","AXN-P6T220",220,190.1]
["Auxin Solar","AXN6M610T225",225,200.7]
["Auxin Solar","AXN6P610T225",225,200.5]
["Auxin Solar","AXN-P6T225",225,194.5]
["Auxin Solar","AXN6M610T230",230,205.3]
["Auxin Solar","AXN6P610T230",230,205]
["Auxin Solar","AXN-P6T230",230,199]
["Auxin Solar","AXN6M610T235",235,209.8]
["Auxin Solar","AXN6P610T235",235,209.6]
["Auxin Solar","AXN-P6T235",235,203.4]
["Auxin Solar","AXN6M610T240",240,214.4]
["Auxin Solar","AXN6P610T240",240,214.2]
["Auxin Solar","AXN-P6T240",240,207.2]
["Auxin Solar","AXN6M610T245",245,219]
["Auxin Solar","AXN6P610T245",245,218.8]
["Auxin Solar","AXN-P6T245",245,211.6]
["Auxin Solar","AXN6M610T250",250,223.6]
["Auxin Solar","AXN6P610T250",250,223.4]
["Auxin Solar","AXN-P6T250",250,216.1]
["Auxin Solar","AXN6M610T255",255,228.2]
["Auxin Solar","AXN6P610T255",255,228]
["Auxin Solar","AXN-P6T255",255,217.3]
["Auxin Solar","AXN6M610T260",260,232.9]
["Auxin Solar","AXN6P610T260",260,231.5]
["Auxin Solar","AXN-P6T260",260,221.7]
["Auxin Solar","AXN6M612T265",265,235.7]
["Auxin Solar","AXN6P610T265",265,236]
["Auxin Solar","AXN-P6T265",265,226.1]
["Auxin Solar","AXN6M610T270",270,247.3]
["Auxin Solar","AXN6M612T270",270,240.3]
["Auxin Solar","AXN6P610T270",270,240.6]
["Auxin Solar","AXN-P6T270",270,230.6]
["Auxin Solar","AXN6M610T275",275,252]
["Auxin Solar","AXN6M612T275",275,244.9]
["Auxin Solar","AXN6P610T275",275,248.3]
["Auxin Solar","AXN6P612T275",275,245.2]
["Auxin Solar","AXN6P612T275G",275,245.2]
["Auxin Solar","AXN-P6T275",275,235]
["Auxin Solar","AXN6M610T280",280,256.7]
["Auxin Solar","AXN6M612T280",280,249.5]
["Auxin Solar","AXN6P610T280",280,253]
["Auxin Solar","AXN6P612T280",280,249.8]
["Auxin Solar","AXN6P612T280G",280,249.8]
["Auxin Solar","AXN-P6T280",280,239.4]
["Auxin Solar","AXN6M610T285",285,261.39999999999998]
["Auxin Solar","AXN6M612T285",285,254]
["Auxin Solar","AXN6P610T285",285,257.60000000000002]
["Auxin Solar","AXN6P612T285",285,256.89999999999998]
["Auxin Solar","AXN6P612T285G",285,256.89999999999998]
["Auxin Solar","AXN-P6T285",285,243.9]
["Auxin Solar","AXN6M610B290",290,269.39999999999998]
["Auxin Solar","AXN6M610T290",290,266.10000000000002]
["Auxin Solar","AXN6M612T290",290,258.60000000000002]
["Auxin Solar","AXN6P610T290",290,262.3]
["Auxin Solar","AXN6P612T290",290,261.5]
["Auxin Solar","AXN6P612T290G",290,261.5]
["Auxin Solar","AXN6M610B295",295,274.10000000000002]
["Auxin Solar","AXN6M610T295",295,270.39999999999998]
["Auxin Solar","AXN6M612T295",295,263.2]
["Auxin Solar","AXN6P612T295",295,266.10000000000002]
["Auxin Solar","AXN6P612T295G",295,266.10000000000002]
["Auxin Solar","AXN6M610B300",300,278.89999999999998]
["Auxin Solar","AXN6M610T300",300,275.10000000000002]
["Auxin Solar","AXN6M612T300",300,267.8]
["Auxin Solar","AXN6P612T300",300,270.7]
["Auxin Solar","AXN6P612T300G",300,270.7]
["Auxin Solar","AXN6M610B305",305,283.60000000000002]
["Auxin Solar","AXN6M610T305",305,279.8]
["Auxin Solar","AXN6M612T305",305,272.39999999999998]
["Auxin Solar","AXN6P612T305",305,275.39999999999998]
["Auxin Solar","AXN6P612T305G",305,275.39999999999998]
["Auxin Solar","AXN6M610B310",310,288.39999999999998]
["Auxin Solar","AXN6M610T310",310,284.5]
["Auxin Solar","AXN6M612T310",310,277]
["Auxin Solar","AXN6P612T310",310,277.3]
["Auxin Solar","AXN6M610B315",315,293.2]
["Auxin Solar","AXN6M610T315",315,289.3]
["Auxin Solar","AXN6M612T315",315,281.60000000000002]
["Auxin Solar","AXN6P612T315",315,281.89999999999998]
["Auxin Solar","AXN6M610B320",320,297.89999999999998]
["Auxin Solar","AXN6M610T320",320,294]
["Auxin Solar","AXN6M612T320",320,293]
["Auxin Solar","AXN6P612T320",320,288.7]
["Auxin Solar","AXN6M610T325",325,298.7]
["Auxin Solar","AXN6M612T325",325,297.7]
["Auxin Solar","AXN6P612T325",325,293.39999999999998]
["Auxin Solar","AXN6M612T330",330,302.39999999999998]
["Auxin Solar","AXN6P612T330",330,298]
["Auxin Solar","AXN6M612T335",335,307.10000000000002]
["Auxin Solar","AXN6P612T335",335,302.7]
["Auxin Solar","AXN6M612B340",340,315.7]
["Auxin Solar","AXN6M612T340",340,311.8]
["Auxin Solar","AXN6M612B345",345,320.39999999999998]
["Auxin Solar","AXN6M612T345",345,315.8]
["Auxin Solar","AXN6M612B350",350,325.2]
["Auxin Solar","AXN6M612T350",350,320.5]
["Auxin Solar","AXN6M612B355",355,329.9]
["Auxin Solar","AXN6M612T355",355,325.5]
["Auxin Solar","AXN6M612B360",360,334.7]
["Auxin Solar","AXN6M612T360",360,330.2]
["Auxin Solar","AXN6M612B365",365,339.5]
["Auxin Solar","AXN6M612T365",365,334.9]
["Auxin Solar","AXN6M612B370",370,344.2]
["Auxin Solar","AXN6M612T370",370,339.6]
["Auxin Solar","AXN6M612B375",375,349]
["Auxin Solar","AXN6M612T375",375,344.3]
["Auxin Solar","AXN6M612B380",380,353.8]
["Auxin Solar","AXN6M612T380",380,349.1]
["Auxin Solar","AXN6M612T385",385,353.8]
["Avancis","PowerMax 100 FB",100,86.1]
["Avancis","PowerMax STRONG 115",115,102]
["Avancis","PowerMax 120FB",120,106.5]
["Avancis","PowerMax STRONG 120",120,106.5]
["Avancis","PowerMax STRONG 125",125,111.1]
["Avancis","PowerMax STRONG 130",130,115.6]
["AXITEC","AC-190M/125-72S",190,170.6]
["AXITEC","AC-195M/125-72S",195,175.2]
["AXITEC","AC-200M/125-72S",200,179.8]
["AXITEC","AC-225P/156-60S",225,202.3]
["AXITEC","AC-230M/156-60S",230,207.7]
["AXITEC","AC-230P/156-60S",230,206.9]
["AXITEC","AC-235M/156-60S",235,212.3]
["AXITEC","AC-235P/156-60B",235,210.3]
["AXITEC","AC-235P/156-60S",235,211.5]
["AXITEC","AC-240M/156-60S",240,217]
["AXITEC","AC-240P/156-60B",240,214.9]
["AXITEC","AC-240P/156-60S",240,216.1]
["AXITEC","AC-245M/156-60S",245,221.6]
["AXITEC","AC-245P/156-60S",245,220.8]
["AXITEC","AC-250M/156-60S",250,225.3]
["AXITEC","AC-250P/156-60S",250,225.4]
["AXITEC","AC-255M/156-60S",255,229.9]
["AXITEC","AC-255P/156-60S",255,230]
["AXITEC","AC-260M/156-60S",260,234.6]
["AXITEC","AC-260P/156-60S",260,231.5]
["AXITEC","AC-265M/156-60S",265,239.2]
["AXITEC","AC-265P/156-60S",265,236.1]
["AXITEC","AC-265P/60S",265,244.2]
["AXITEC","AC-265P/60V",265,244.2]
["AXITEC","AC-270M/156-60S",270,243.9]
["AXITEC","AC-270P/156-60S",270,244.2]
["AXITEC","AC-270P/156-72S",270,242.8]
["AXITEC","AC-270P/60S",270,248.9]
["AXITEC","AC-270P/60V",270,248.9]
["AXITEC","AC-275P/156-72S",275,247.4]
["AXITEC","AC-275P/60S",275,253.6]
["AXITEC","AC-275P/60V",275,253.6]
["AXITEC","AC-280M/156-60S",280,250.7]
["AXITEC","AC-280M/60S",280,254.8]
["AXITEC","AC-280M/60V",280,254.8]
["AXITEC","AC-280P/156-72S",280,252]
["AXITEC","AC-285M/156-60S",285,260.7]
["AXITEC","AC-285M/156-72S",285,258]
["AXITEC","AC-285M/60S",285,259.39999999999998]
["AXITEC","AC-285M/60V",285,259.39999999999998]
["AXITEC","AC-285P/156-72S",285,256.60000000000002]
["AXITEC","AC-290M/156-60S",290,265.39999999999998]
["AXITEC","AC-290M/156-72S",290,262.60000000000002]
["AXITEC","AC-290M/60S",290,264.10000000000002]
["AXITEC","AC-290M/60V",290,264.10000000000002]
["AXITEC","AC-290P/156-72S",290,261.2]
["AXITEC","AC-295M/156-72S",295,265.8]
["AXITEC","AC-295M/60S",295,268.8]
["AXITEC","AC-295M/60V",295,268.8]
["AXITEC","AC-295P/156-72S",295,265.89999999999998]
["AXITEC","AC-300M/156-72S",300,270.39999999999998]
["AXITEC","AC-300M/60S",300,273.5]
["AXITEC","AC-300M/60V",300,273.39999999999998]
["AXITEC","AC-300P/156-72S",300,270.5]
["AXITEC","AC-305M/156-72S",305,275]
["AXITEC","AC-305M/60S",305,278.10000000000002]
["AXITEC","AC-305M/60V",305,278.10000000000002]
["AXITEC","AC-305MH/120S",305,283.3]
["AXITEC","AC-305MH/120V",305,283.3]
["AXITEC","AC-305P/156-72S",305,275.10000000000002]
["AXITEC","AC-310M/156-72S",310,279.7]
["AXITEC","AC-310M/60S",310,282.89999999999998]
["AXITEC","AC-310M/60V",310,282.89999999999998]
["AXITEC","AC-310MH/120S",310,288]
["AXITEC","AC-310MH/120V",310,288]
["AXITEC","AC-310P/156-72S",310,276]
["AXITEC","AC-315M/156-72S",315,284.3]
["AXITEC","AC-315MH/120S",315,292.8]
["AXITEC","AC-315MH/120V",315,292.8]
["AXITEC","AC-315P/156-72S",315,280.60000000000002]
["AXITEC","AC-315P/72S",315,290.3]
["AXITEC","AC-315P/72V",315,290.3]
["AXITEC","AC-320MH/120S",320,297.60000000000002]
["AXITEC","AC-320MH/120V",320,297.60000000000002]
["AXITEC","AC-320P/156-72S",320,285.2]
["AXITEC","AC-320P/72S",320,295]
["AXITEC","AC-320P/72V",320,295]
["AXITEC","AC-320P/72X",320,290.2]
["AXITEC","AC-320P/72XV",320,290.2]
["AXITEC","AC-325P/156-72S",325,295.5]
["AXITEC","AC-325P/72S",325,299.8]
["AXITEC","AC-325P/72V",325,299.8]
["AXITEC","AC-325P/72X",325,294.89999999999998]
["AXITEC","AC-325P/72XV",325,294.89999999999998]
["AXITEC","AC-330P/156-72S",330,300.2]
["AXITEC","AC-330P/72S",330,304.5]
["AXITEC","AC-330P/72V",330,304.5]
["AXITEC","AC-330P/72X",330,299.5]
["AXITEC","AC-330P/72XV",330,299.5]
["AXITEC","AC-335M/72S",335,304.89999999999998]
["AXITEC","AC-335M/72V",335,304.89999999999998]
["AXITEC","AC-335P/156-72S",335,304.89999999999998]
["AXITEC","AC-335P/72S",335,309.2]
["AXITEC","AC-335P/72V",335,309.2]
["AXITEC","AC-335P/72X",335,304.2]
["AXITEC","AC-335P/72XV",335,304.2]
["AXITEC","AC-340M/156-72S",340,310.60000000000002]
["AXITEC","AC-340M/72S",340,309.60000000000002]
["AXITEC","AC-340M/72V",340,309.60000000000002]
["AXITEC","AC-340P/156-72S",340,309.60000000000002]
["AXITEC","AC-340P/72X",340,308.89999999999998]
["AXITEC","AC-340P/72XV",340,308.89999999999998]
["AXITEC","AC-345M/156-72S",345,315.3]
["AXITEC","AC-345M/72S",345,314.3]
["AXITEC","AC-345M/72V",345,314.3]
["AXITEC","AC-345P/156-72S",345,314.3]
["AXITEC","AC-345P/72X",345,313.60000000000002]
["AXITEC","AC-345P/72XV",345,313.60000000000002]
["AXITEC","AC-350M/156-72S",350,320]
["AXITEC","AC-350M/72S",350,319]
["AXITEC","AC-350M/72V",350,319]
["AXITEC","AC-355M/156-72S",355,324.7]
["AXITEC","AC-355M/72S",355,323.7]
["AXITEC","AC-355M/72V",355,323.7]
["AXITEC","AC-355MH/144S",355,328.9]
["AXITEC","AC-355MH/144V",355,328.9]
["AXITEC","AC-360M/72S",360,328.3]
["AXITEC","AC-360M/72V",360,328.3]
["AXITEC","AC-360MH/144S",360,333.7]
["AXITEC","AC-360MH/144V",360,333.7]
["AXITEC","AC-365M/72S",365,333.1]
["AXITEC","AC-365M/72V",365,333.1]
["AXITEC","AC-365MH/144S",365,338.4]
["AXITEC","AC-365MH/144V",365,338.4]
["AXITEC","AC-370M/72S",370,337.7]
["AXITEC","AC-370M/72V",370,337.7]
["AXITEC","AC-370MH/144S",370,343.2]
["AXITEC","AC-370MH/144V",370,343.2]
["AXITEC","AC-375M/72S",375,342.4]
["AXITEC","AC-375M/72V",375,342.4]
["AXITEC","AC-375MH/144S",375,348]
["AXITEC","AC-375MH/144V",375,348]
["AXITEC","AC-380MH/144S",380,352.7]
["AXITEC","AC-380MH/144V",380,352.7]
["AXITEC","AC-385MH/144S",385,357.5]
["AXITEC","AC-385MH/144V",385,357.5]
["AxunTek Solar Energy","AR931200132",32,28]
["AxunTek Solar Energy","AR931200134",34,29.8]
["AxunTek Solar Energy","AR931200136",36,31.6]
["AxunTek Solar Energy","AR931200138",38,33.4]
["AxunTek Solar Energy","AA963450170",70,62.4]
["AxunTek Solar Energy","AA963450175",75,66.900000000000006]
["AxunTek Solar Energy","AA963450180",80,71.400000000000006]
["Bangkok Solar","BS-52",52,49]
["BannerSolar","ISB20-1BSTC-90",90,82.6]
["BannerSolar","ISB20-1BSTC-95",95,87.3]
["BannerSolar","ISB20-1BSTC-100",100,92]
["BannerSolar","ISB20-1BSTC-105",105,96.7]
["Baoding Tianwei Solarfilms","TWSE-aSi-80W-1",80,75.099999999999994]
["Baoding Tianwei Solarfilms","TWSF-aSi-80W-1",80,75.099999999999994]
["Baoding Tianwei Solarfilms","TWSF-W-aSi-80W-1",80,75.099999999999994]
["Baoding Tianwei Solarfilms","TWSE-aSi-85W-1",85,79.8]
["Baoding Tianwei Solarfilms","TWSF-aSi-85W-1",85,79.900000000000006]
["Baoding Tianwei Solarfilms","TWSF-W-aSi-85W-1",85,79.8]
["Baoding Tianwei Solarfilms","TWSE-aSi-90W-1",90,84.5]
["Baoding Tianwei Solarfilms","TWSF-aSi-90W-1",90,84.7]
["Baoding Tianwei Solarfilms","TWSF-W-aSi-90W-1",90,84.5]
["Baoding Tianwei Solarfilms","TWSE-aSi-95W-1",95,89.3]
["Baoding Tianwei Solarfilms","TWSF-aSi-95W-1",95,89.4]
["Baoding Tianwei Solarfilms","TWSF-W-aSi-95W-1",95,89.3]
["Baoding Tianwei Solarfilms","TWSE-aSi-100W-1",100,94]
["Baoding Tianwei Solarfilms","TWSF-aSi-100W-1",100,94]
["Baoding Tianwei Solarfilms","TWSF-W-aSi-100W-1",100,94]
["Beamreach Solar","BR-LW-WHT-280-ABA",280,249.7]
["Beamreach Solar","BR-LW-WHT-280-ABB",280,249.7]
["Beamreach Solar","BR-LW-WHT-285-ABA",285,254.3]
["Beamreach Solar","BR-LW-WHT-285-ABB",285,254.3]
["Beamreach Solar","BR-LW-WHT-290-ABA",290,258.89999999999998]
["Beamreach Solar","BR-LW-WHT-290-ABB",290,258.89999999999998]
["Beamreach Solar","BR-LW-WHT-295-ABA",295,263.60000000000002]
["Beamreach Solar","BR-LW-WHT-295-ABB",295,263.60000000000002]
["Beamreach Solar","BR-LW-WHT-300-ABA",300,268.2]
["Beamreach Solar","BR-LW-WHT-300-ABB",300,268.2]
["Beijing Zhongkexin Electronics Equipment","ZKX-180D-24",180,157.30000000000001]
["Beijing Zhongkexin Electronics Equipment","ZKX-185D-24",185,161.80000000000001]
["Beijing Zhongkexin Electronics Equipment","ZKX-190D-24",190,166.4]
["Beijing Zhongkexin Electronics Equipment","ZKX-265P-24",265,233.5]
["Beijing Zhongkexin Electronics Equipment","ZKX-270P-24",270,238]
["Beijing Zhongkexin Electronics Equipment","ZKX-275P-24",275,242.5]
["Beijing Zhongkexin Electronics Equipment","ZKX-280P-24",280,247.1]
["Beijing Zhongkexin Electronics Equipment","ZKX-285P-24",285,251.6]
["BIPV","BIPV050-S11",50,40.1]
["BIPV","BIPV050-T11",50,40.299999999999997]
["BIPV","BIPV050-T16",50,40.299999999999997]
["BIPV","BIPV050-T86",50,40.299999999999997]
["BIPV","BIPV052-S11",52,41.6]
["BIPV","BIPV052-S16",52,41.6]
["BIPV","BIPV052-S86",52,41.6]
["BIPV","BIPV052-T11",52,42.1]
["BIPV","BIPV052-T16",52,42.1]
["BIPV","BIPV052-T86",52,42.1]
["BIPV","BIPV054-S11",54,43.2]
["BIPV","BIPV054-S16",54,43.2]
["BIPV","BIPV054-S86",54,43.2]
["BIPV","BIPV054-T16",54,44.3]
["BIPV","BIPV054-T86",54,44.3]
["BJ Penn","BJP240M-B",240,218.2]
["BJ Penn","BJP245M-B",245,222.9]
["BJ Penn","BJP245M-Bv",245,219.6]
["BJ Penn","BJP245S-B",245,220.5]
["BJ Penn","BJP250M-B",250,227.5]
["BJ Penn","BJP250M-Bv",250,224.2]
["BJ Penn","BJP250S-B",250,225.1]
["BJ Penn","BJP255M-B",255,232.2]
["BJ Penn","BJP255M-Bv",255,228.8]
["BJ Penn","BJP255S-B",255,229.9]
["BJ Penn","BJP260M-Bv",260,233.5]
["BJ Penn","BJP265M-Bv",265,238.1]
["BJ Penn","BJP270M-A",270,240.8]
["BJ Penn","BJP275M-A",275,245.3]
["BJ Penn","BJP280M-A",280,249.9]
["BJ Penn","BJP285M-A",285,254.5]
["BJ Penn","BJP285M-Av",285,255.8]
["BJ Penn","BJP290M-A",290,259.10000000000002]
["BJ Penn","BJP290M-Av",290,260.39999999999998]
["BJ Penn","BJP295M-A",295,266]
["BJ Penn","BJP295M-Av",295,265.10000000000002]
["BJ Penn","BJP300M-A",300,270.60000000000002]
["BJ Penn","BJP300M-Av",300,269.7]
["BJ Penn","BJP305M-A",305,275.2]
["BJ Penn","BJP305M-Av",305,274.3]
["BJ Penn","BJP310M-Av",310,278.89999999999998]
["BJ Penn","BJP315M-Av",315,283.60000000000002]
["Bluesun Solar Energy Tech. Co.,Ltd","BSM265M-60",265,238.1]
["Bluesun Solar Energy Tech. Co.,Ltd","BSM270M-60",270,242.7]
["Bluesun Solar Energy Tech. Co.,Ltd","BSM275M-60",275,247.4]
["Bluesun Solar Energy Tech. Co.,Ltd","BSM280M-60",280,252]
["Bluesun Solar Energy Tech. Co.,Ltd","BSM285M-60",285,256.7]
["Bluesun Solar Energy Tech. Co.,Ltd","BSM290M-60",290,261.3]
["Bluesun Solar Energy Tech. Co.,Ltd","BSM295M-60",295,266]
["Bluesun Solar Energy Tech. Co.,Ltd","BSM300M-60",300,270.60000000000002]
["Bluesun Solar Energy Tech. Co.,Ltd","BSM305M-60",305,280.2]
["Bluesun Solar Energy Tech. Co.,Ltd","BSM310M-60",310,285]
["Bluesun Solar Energy Tech. Co.,Ltd","BSM315M-60",315,289.7]
["Bluesun Solar Energy Tech. Co.,Ltd","BSM320M-60",320,294.39999999999998]
["Bluesun Solar Energy Tech. Co.,Ltd","BSM320P-72",320,292.2]
["Bluesun Solar Energy Tech. Co.,Ltd","BSM325P-72",325,296.89999999999998]
["Bluesun Solar Energy Tech. Co.,Ltd","BSM330P-72",330,301.60000000000002]
["Bluesun Solar Energy Tech. Co.,Ltd","BSM335P-72",335,306.3]
["Bluesun Solar Energy Tech. Co.,Ltd","BSM340P-72",340,311]
["Bluesun Solar Energy Tech. Co.,Ltd","BSM345P-72",345,315.7]
["Bluesun Solar Energy Tech. Co.,Ltd","BSM350P-72",350,320.39999999999998]
["Bluesun Solar Energy Tech. Co.,Ltd","BSM355P-72",355,325.10000000000002]
["Bluesun Solar Energy Tech. Co.,Ltd","BSM365M-72",365,335.4]
["Bluesun Solar Energy Tech. Co.,Ltd","BSM370M-72",370,340.1]
["Bluesun Solar Energy Tech. Co.,Ltd","BSM375M-72",375,344.9]
["Bluesun Solar Energy Tech. Co.,Ltd","BSM380M-72",380,349.6]
["Bluesun Solar Energy Tech. Co.,Ltd","BSM385M-72",385,354.4]
["Bosch Solar Energy","c-Si M 60-225-16",225,201]
["Bosch Solar Energy","c-Si M 60 NA30117 230W",230,202]
["Bosch Solar Energy","c-Si M 60-230-16",230,205.6]
["Bosch Solar Energy","c-Si M 60 NA30117 235W",235,206.5]
["Bosch Solar Energy","c-Si M 60-235-16",235,210.2]
["Bosch Solar Energy","c-Si M 60 NA30117 240W",240,211]
["Bosch Solar Energy","c-Si M 60-240-16",240,214.8]
["Bosch Solar Energy","c-Si M60 NA30119-240Wp",240,217.1]
["Bosch Solar Energy","c-Si M 60 NA30117 245W",245,215.6]
["Bosch Solar Energy","c-Si M60 NA30119-245Wp",245,221.7]
["Bosch Solar Energy","c-Si M60 NA42117 245W",245,217.9]
["Bosch Solar Energy","c-Si M60 NA30119-250Wp",250,226.4]
["Bosch Solar Energy","c-Si M60 NA42117 250W",250,222.5]
["Bosch Solar Energy","c-Si M60 NA30119-255Wp",255,231]
["Bosch Solar Energy","c-Si M60 NA42117 255W",255,227.1]
["Bosch Solar Energy","c-Si M60 NA 44117 260Wp",260,224.9]
["Bosch Solar Energy","c-Si M60 NA 44117 265Wp",265,229.4]
["Bosch Solar Energy","c-Si M60 NA 44117 270Wp",270,233.9]
["Bosch Solar Energy","c-Si P 72 NA21126 275Wp",275,242.1]
["Bosch Solar Energy","c-Si P 72 NA22126 275Wp",275,242.1]
["Bosch Solar Energy","c-Si P 72 NA21126 280Wp",280,246.6]
["Bosch Solar Energy","c-Si P 72 NA22126 280Wp",280,246.6]
["Bosch Solar Energy","c-Si P 72 NA21126 285Wp",285,251.2]
["Bosch Solar Energy","c-Si P 72 NA22126 285Wp",285,251.2]
["Bosch Solar Energy","c-Si M 72 NA41126 290Wp",290,256.5]
["Bosch Solar Energy","c-Si P 72 NA21126 290Wp",290,255.7]
["Bosch Solar Energy","c-Si P 72 NA22126 290Wp",290,255.7]
["Bosch Solar Energy","c-Si M 72 NA41126 295Wp",295,261]
["Bosch Solar Energy","c-Si P 72 NA21126 295Wp",295,260.3]
["Bosch Solar Energy","c-Si P 72 NA22126 295Wp",295,260.3]
["Bosch Solar Energy","c-Si M 72 NA41126 300Wp",300,265.60000000000002]
["Bosch Solar Energy","c-Si M 72 NA41126 305Wp",305,270.2]
["Bosch Solar Thin Film","um-Si plus 105",105,97.3]
["Bosch Solar Thin Film","um-Si plus 110",110,102]
["Bosch Solar Thin Film","um-Si plus 115",115,106.6]
["Boviet Solar Technology Co., Ltd.","BVM6610P-250",250,225.6]
["Boviet Solar Technology Co., Ltd.","BVM6610P-255",255,231]
["Boviet Solar Technology Co., Ltd.","BVM6610M-260",260,235.3]
["Boviet Solar Technology Co., Ltd.","BVM6610P-260",260,235.7]
["Boviet Solar Technology Co., Ltd.","BVM6610M-265",265,242.7]
["Boviet Solar Technology Co., Ltd.","BVM6610P-265",265,244.8]
["Boviet Solar Technology Co., Ltd.","BVM6610M-270",270,247.4]
["Boviet Solar Technology Co., Ltd.","BVM6610P-270",270,249.5]
["Boviet Solar Technology Co., Ltd.","BVM6610M-275",275,252.3]
["Boviet Solar Technology Co., Ltd.","BVM6610P-275",275,254.3]
["Boviet Solar Technology Co., Ltd.","BVM6610M-280",280,257]
["Boviet Solar Technology Co., Ltd.","BVM6610P-280",280,259]
["Boviet Solar Technology Co., Ltd.","BVM6610M-285",285,262.10000000000002]
["Boviet Solar Technology Co., Ltd.","BVM6610P-285",285,263.7]
["Boviet Solar Technology Co., Ltd.","BVM6610M-290",290,266.89999999999998]
["Boviet Solar Technology Co., Ltd.","BVM6610P-290",290,268.5]
["Boviet Solar Technology Co., Ltd.","BVM6610M-295",295,271.60000000000002]
["Boviet Solar Technology Co., Ltd.","BVM6610P-295",295,273.2]
["Boviet Solar Technology Co., Ltd.","BVM6610M-300",300,276.3]
["Boviet Solar Technology Co., Ltd.","BVM6610M-W5-300-H",300,279.10000000000002]
["Boviet Solar Technology Co., Ltd.","BVM6612P-300",300,270.8]
["Boviet Solar Technology Co., Ltd.","BVM6610M-305",305,281.10000000000002]
["Boviet Solar Technology Co., Ltd.","BVM6610M-W5-305-H",305,283.8]
["Boviet Solar Technology Co., Ltd.","BVM6612P-305",305,275.39999999999998]
["Boviet Solar Technology Co., Ltd.","BVM6610M-310",310,285.8]
["Boviet Solar Technology Co., Ltd.","BVM6610M-W5-310-H",310,288.60000000000002]
["Boviet Solar Technology Co., Ltd.","BVM6612M-310",310,280.5]
["Boviet Solar Technology Co., Ltd.","BVM6612P-310",310,280]
["Boviet Solar Technology Co., Ltd.","BVM6610M-315",315,290.5]
["Boviet Solar Technology Co., Ltd.","BVM6610M-W5-315-H",315,293.39999999999998]
["Boviet Solar Technology Co., Ltd.","BVM6612M-315",315,285.2]
["Boviet Solar Technology Co., Ltd.","BVM6612P-315",315,288.10000000000002]
["Boviet Solar Technology Co., Ltd.","BVM6610M-W5-320-H",320,298.2]
["Boviet Solar Technology Co., Ltd.","BVM6612M-320",320,289.8]
["Boviet Solar Technology Co., Ltd.","BVM6612P-320",320,295.60000000000002]
["Boviet Solar Technology Co., Ltd.","BVM6610M-W5-325-H",325,303]
["Boviet Solar Technology Co., Ltd.","BVM6612M-325",325,296.5]
["Boviet Solar Technology Co., Ltd.","BVM6612P-325",325,300.39999999999998]
["Boviet Solar Technology Co., Ltd.","BVM6610M-W5-330-H",330,307.7]
["Boviet Solar Technology Co., Ltd.","BVM6612M-330",330,301.2]
["Boviet Solar Technology Co., Ltd.","BVM6612P-330",330,305.10000000000002]
["Boviet Solar Technology Co., Ltd.","BVM6610M-W5-335-H",335,312.5]
["Boviet Solar Technology Co., Ltd.","BVM6612M-335",335,307.2]
["Boviet Solar Technology Co., Ltd.","BVM6612P-335",335,309.8]
["Boviet Solar Technology Co., Ltd.","BVM6612M-340",340,313.2]
["Boviet Solar Technology Co., Ltd.","BVM6612P-340",340,314.60000000000002]
["Boviet Solar Technology Co., Ltd.","BVM6612M-345",345,318]
["Boviet Solar Technology Co., Ltd.","BVM6612P-345",345,319.3]
["Boviet Solar Technology Co., Ltd.","BVM6612M-350",350,322.7]
["Boviet Solar Technology Co., Ltd.","BVM6612P-350",350,324.10000000000002]
["Boviet Solar Technology Co., Ltd.","BVM6612M-355",355,327.39999999999998]
["Boviet Solar Technology Co., Ltd.","BVM6612P-355",355,328.8]
["Boviet Solar Technology Co., Ltd.","BVM6612M-360",360,332.2]
["Boviet Solar Technology Co., Ltd.","BVM6612M-W5-360-H",360,334.8]
["Boviet Solar Technology Co., Ltd.","BVM6612M-365",365,336.9]
["Boviet Solar Technology Co., Ltd.","BVM6612M-W5-365-H",365,339.5]
["Boviet Solar Technology Co., Ltd.","BVM6612M-370",370,341.6]
["Boviet Solar Technology Co., Ltd.","BVM6612M-W5-370-H",370,344.3]
["Boviet Solar Technology Co., Ltd.","BVM6612M-375",375,346.4]
["Boviet Solar Technology Co., Ltd.","BVM6612M-W5-375-H",375,349.1]
["Boviet Solar Technology Co., Ltd.","BVM6612M-W5-380-H",380,353.9]
["Boviet Solar Technology Co., Ltd.","BVM6612M-W5-385-H",385,358.6]
["Boviet Solar Technology Co., Ltd.","BVM6612M-W5-390-H",390,363.4]
["Boviet Solar Technology Co., Ltd.","BVM6612M-W5-395-H",395,368.2]
["Boviet Solar Technology Co., Ltd.","BVM6612M-W5-400-H",400,373]
["Brightwatts","BWI-72-P175",175,159.4]
["Brightwatts","BWI-60-M190",190,168.1]
["Brightwatts","BI-156-200W",200,180.2]
["Brightwatts","BWI-60-M200",200,177.1]
["Brightwatts","BWI-60-M220",220,201.6]
["Brightwatts","BWI-96-M220",220,200.1]
["Brightwatts","BWI-60-M225",225,206.3]
["Brightwatts","BWI-96-M225",225,204.8]
["Brightwatts","BWI-60-M230",230,211]
["Brightwatts","BWI-96-M230",230,209.4]
["BYD (Huizhou) Battery","BYD 120P6-18",120,106.1]
["BYD (Huizhou) Battery","BYD 125P6-18",125,110.6]
["BYD (Huizhou) Battery","BYD 130P6-18",130,115.1]
["BYD (Huizhou) Battery","BYD 135P6-18",135,119.7]
["BYD (Huizhou) Battery","BYD 140P6-18",140,124.2]
["BYD (Huizhou) Battery","BYD 200P6-30",200,176.9]
["BYD (Huizhou) Battery","BYD 205P6-30",205,181.4]
["BYD (Huizhou) Battery","BYD 210P6-30",210,185.9]
["BYD (Huizhou) Battery","BYD 215P6-30",215,190.5]
["BYD (Huizhou) Battery","BYD 220P6-30",220,195]
["BYD (Huizhou) Battery","BYD 220P6A-30",220,192.1]
["BYD (Huizhou) Battery","BYD 225P6-30",225,199.6]
["BYD (Huizhou) Battery","BYD 225P6A-30",225,196.6]
["BYD (Huizhou) Battery","BYD 230P6-30",230,204.2]
["BYD (Huizhou) Battery","BYD 230P6A-30",230,201.1]
["BYD (Huizhou) Battery","BYD 235P6-30",235,208.7]
["BYD (Huizhou) Battery","BYD 235P6A-30",235,205.6]
["BYD (Huizhou) Battery","BYD 235P6C-30",235,209.6]
["BYD (Huizhou) Battery","BYD 240P6-30",240,213.5]
["BYD (Huizhou) Battery","BYD 240P6-36",240,212.3]
["BYD (Huizhou) Battery","BYD 240P6A-30",240,210.1]
["BYD (Huizhou) Battery","BYD 240P6C-30",240,214.2]
["BYD (Huizhou) Battery","BYD 245P6-36",245,216.8]
["BYD (Huizhou) Battery","BYD 245P6A-30",245,214.7]
["BYD (Huizhou) Battery","BYD 245P6C-30",245,218.7]
["BYD (Huizhou) Battery","BYD 250P6-36",250,221.3]
["BYD (Huizhou) Battery","BYD 250P6A-30",250,219.2]
["BYD (Huizhou) Battery","BYD 250P6C-30",250,223.3]
["BYD (Huizhou) Battery","BYD 255P6-36",255,225.9]
["BYD (Huizhou) Battery","BYD 255P6C-30",255,227.9]
["BYD (Huizhou) Battery","BYD 260P6-36",260,230.4]
["BYD (Huizhou) Battery","BYD 260P6A-36",260,227]
["BYD (Huizhou) Battery","BYD 265P6-36",265,235]
["BYD (Huizhou) Battery","BYD 265P6A-36",265,231.5]
["BYD (Huizhou) Battery","BYD 270P6-36",270,239.5]
["BYD (Huizhou) Battery","BYD 270P6A-36",270,236]
["BYD (Huizhou) Battery","BYD 275P6-36",275,244.1]
["BYD (Huizhou) Battery","BYD 275P6A-36",275,240.5]
["BYD (Huizhou) Battery","BYD 280P6-36",280,248.7]
["BYD (Huizhou) Battery","BYD 280P6A-36",280,245]
["BYD (Huizhou) Battery","BYD 280P6C-36",280,250.9]
["BYD (Huizhou) Battery","BYD 285P6-36",285,253.3]
["BYD (Huizhou) Battery","BYD 285P6A-36",285,249.5]
["BYD (Huizhou) Battery","BYD 285P6C-36",285,255.5]
["BYD (Huizhou) Battery","BYD 290P6A-36",290,254]
["BYD (Huizhou) Battery","BYD 290P6C-36",290,260.10000000000002]
["BYD (Huizhou) Battery","BYD 295P6A-36",295,258.60000000000002]
["BYD (Huizhou) Battery","BYD 295P6C-36",295,264.7]
["BYD (Huizhou) Battery","BYD 300P6A-36",300,263.10000000000002]
["BYD (Huizhou) Battery","BYD 300P6C-36",300,269.3]
["BYD (Huizhou) Battery","BYD 305P6C-36",305,273.89999999999998]
["BYD Company Limited","BYD 225P6C-30",225,202.7]
["BYD Company Limited","BYD 230P6C-30",230,207.3]
["BYD Company Limited","BYD 235P6C-30",235,212]
["BYD Company Limited","BYD 240P6C-30",240,216.6]
["BYD Company Limited","BYD 240P6C-30-DG",240,218.8]
["BYD Company Limited","BYD 245P6C-30",245,221.2]
["BYD Company Limited","BYD 245P6C-30-DG",245,223.4]
["BYD Company Limited","BYD245P6K-30",245,224.4]
["BYD Company Limited","BYD 250P6C-30",250,225.8]
["BYD Company Limited","BYD 250P6C-30-DG",250,228.1]
["BYD Company Limited","BYD250P6K-30",250,229.1]
["BYD Company Limited","BYD 255P6C-30",255,230.5]
["BYD Company Limited","BYD 255P6C-30-DG",255,232.8]
["BYD Company Limited","BYD255P6K-30",255,233.7]
["BYD Company Limited","BYD 260P6C-30",260,235.1]
["BYD Company Limited","BYD 260P6C-30-DG",260,237.5]
["BYD Company Limited","BYD 260P6C-36",260,236.2]
["BYD Company Limited","BYD260P6K-30",260,238.4]
["BYD Company Limited","BYD 265P6C-30",265,239.8]
["BYD Company Limited","BYD 265P6C-30-DG",265,242.2]
["BYD Company Limited","BYD 265P6C-36",265,240.8]
["BYD Company Limited","BYD265P6K-30",265,243.1]
["BYD Company Limited","BYD 270P6C-30",270,244.4]
["BYD Company Limited","BYD 270P6C-30-DG",270,246.9]
["BYD Company Limited","BYD 270P6C-36",270,245.5]
["BYD Company Limited","BYD270P6K-30",270,247.8]
["BYD Company Limited","BYD 275P6C-36",275,250.1]
["BYD Company Limited","BYD275P6K-30",275,252.6]
["BYD Company Limited","BYD 280P6C-36",280,254.8]
["BYD Company Limited","BYD280P6K-30",280,257.3]
["BYD Company Limited","BYD 285P6C-36",285,259.39999999999998]
["BYD Company Limited","BYD 290P6C-36",290,264.10000000000002]
["BYD Company Limited","BYD 290P6C-36-DG",290,264]
["BYD Company Limited","BYD 295P6C-36",295,268.8]
["BYD Company Limited","BYD 295P6C-36-DG",295,268.7]
["BYD Company Limited","BYD295P6K-36",295,270]
["BYD Company Limited","BYD 300P6C-36",300,273.39999999999998]
["BYD Company Limited","BYD 300P6C-36-DG",300,273.3]
["BYD Company Limited","BYD300P6K-36",300,274.7]
["BYD Company Limited","BYD 305P6C-36",305,278.10000000000002]
["BYD Company Limited","BYD 305P6C-36-DG",305,278]
["BYD Company Limited","BYD305P6K-36",305,279.39999999999998]
["BYD Company Limited","BYD 310P6C-36",310,282.8]
["BYD Company Limited","BYD 310P6C-36-DG",310,282.7]
["BYD Company Limited","BYD310P6K-36",310,284.10000000000002]
["BYD Company Limited","BYD 315P6C-36",315,287.39999999999998]
["BYD Company Limited","BYD 315P6C-36-DG",315,287.39999999999998]
["BYD Company Limited","BYD315P6K-36",315,288.8]
["BYD Company Limited","BYD 320P6C-36-DG",320,292.10000000000002]
["BYD Company Limited","BYD320P6K-36",320,293.5]
["BYD Company Limited","BYD325P6K-36",325,298.2]
["BYD Company Limited","BYD330P6K-36",330,302.89999999999998]
["BYD Company Limited","BYD335P6K-36",335,307.60000000000002]
["BYD Company Limited","BYD340P6K-36",340,312.3]
["CA Solar","MS-150M",150,131.69999999999999]
["CA Solar","MS-155M",155,136.19999999999999]
["CA Solar","MS-160M",160,140.69999999999999]
["CA Solar","MS-165M",165,145.19999999999999]
["CA Solar","MS-170M",170,149.69999999999999]
["CA Solar","MS-175M",175,154.19999999999999]
["CA Solar","MS-180M",180,158.80000000000001]
["Canadian Solar Inc.","CS5C-80M",80,72.7]
["Canadian Solar Inc.","CS5C-90M",90,82]
["Canadian Solar Inc.","CS5T-130M",130,113.3]
["Canadian Solar Inc.","CS5T-135M",135,117.8]
["Canadian Solar Inc.","CS5T-140M",140,122.2]
["Canadian Solar Inc.","CS6C-140P",140,127]
["Canadian Solar Inc.","CS5T-145M",145,126.7]
["Canadian Solar Inc.","CS6C-145P",145,131.69999999999999]
["Canadian Solar Inc.","CS5A-150M",150,136.19999999999999]
["Canadian Solar Inc.","CS5T-150M",150,131.1]
["Canadian Solar Inc.","CS6A-150P",150,130.69999999999999]
["Canadian Solar Inc.","CS6A-150PE",150,133.80000000000001]
["Canadian Solar Inc.","CS5A-155M",155,140.6]
["Canadian Solar Inc.","CS6A-155P",155,135.1]
["Canadian Solar Inc.","CS6A-155PE",155,138.4]
["Canadian Solar Inc.","CS5A-160M",160,145.4]
["Canadian Solar Inc.","CS5A-160MX",160,145.4]
["Canadian Solar Inc.","CS6A-160P",160,139.6]
["Canadian Solar Inc.","CS6A-160PE",160,143]
["Canadian Solar Inc.","CS6P-160PE",160,142.30000000000001]
["Canadian Solar Inc.","CS5A-165M",165,150.1]
["Canadian Solar Inc.","CS5A-165MX",165,150.1]
["Canadian Solar Inc.","CS6A-165P",165,144.1]
["Canadian Solar Inc.","CS6P-165PE",165,146.9]
["Canadian Solar Inc.","CS5A-170M",170,154.69999999999999]
["Canadian Solar Inc.","CS5A-170MX",170,154.69999999999999]
["Canadian Solar Inc.","CS6A-170P",170,148.6]
["Canadian Solar Inc.","CS6P-170PE",170,151.4]
["Canadian Solar Inc.","CS5A-175M",175,159.4]
["Canadian Solar Inc.","CS5A-175MX",175,159.4]
["Canadian Solar Inc.","CS6A-175P",175,153.1]
["Canadian Solar Inc.","CS6P-175PE",175,155.9]
["Canadian Solar Inc.","CS5A-180M",180,164]
["Canadian Solar Inc.","CS5A-180MX",180,164]
["Canadian Solar Inc.","CS6A-180P",180,157.6]
["Canadian Solar Inc.","CS6P-180P",180,156.69999999999999]
["Canadian Solar Inc.","CS6P-180PE",180,160.5]
["Canadian Solar Inc.","CS5A-185M",185,168.7]
["Canadian Solar Inc.","CS5A-185MX",185,168.7]
["Canadian Solar Inc.","CS6A-185P",185,162.1]
["Canadian Solar Inc.","CS6P-185P",185,159.5]
["Canadian Solar Inc.","CS6P-185PE",185,165]
["Canadian Solar Inc.","CS5A-190M",190,173.4]
["Canadian Solar Inc.","CS5A-190MX",190,173.4]
["Canadian Solar Inc.","CS6A-190MM",190,170.7]
["Canadian Solar Inc.","CS6A-190P",190,166.6]
["Canadian Solar Inc.","CS6P-190P",190,163.9]
["Canadian Solar Inc.","CS6P-190PE",190,169.6]
["Canadian Solar Inc.","CS5A-195M",195,178.1]
["Canadian Solar Inc.","CS5A-195MX",195,178.1]
["Canadian Solar Inc.","CS5P-195M",195,177]
["Canadian Solar Inc.","CS6A-195MM",195,175.4]
["Canadian Solar Inc.","CS6P-195P",195,168.4]
["Canadian Solar Inc.","CS6P-195PE",195,174.2]
["Canadian Solar Inc.","CS5A-200M",200,182.7]
["Canadian Solar Inc.","CS5P-200M",200,181.6]
["Canadian Solar Inc.","CS6A-200MM",200,180]
["Canadian Solar Inc.","CS6P-200P",200,183]
["Canadian Solar Inc.","CS6P-200PE",200,178.7]
["Canadian Solar Inc.","CS6P-200PX",200,183]
["Canadian Solar Inc.","CS5P-205M",205,186.2]
["Canadian Solar Inc.","CS6A-205MM",205,184.6]
["Canadian Solar Inc.","CS6P-205M",205,184.7]
["Canadian Solar Inc.","CS6P-205P",205,187.6]
["Canadian Solar Inc.","CS6P-205PE",205,183.5]
["Canadian Solar Inc.","CS6P-205PX",205,187.6]
["Canadian Solar Inc.","CS5P-210M",210,190.8]
["Canadian Solar Inc.","CS6A-210MM",210,189.3]
["Canadian Solar Inc.","CS6P-210M",210,189.3]
["Canadian Solar Inc.","CS6P-210P",210,192.3]
["Canadian Solar Inc.","CS6P-210PE",210,188.1]
["Canadian Solar Inc.","CS6P-210PX",210,192.3]
["Canadian Solar Inc.","CS5P-215M",215,195.5]
["Canadian Solar Inc.","CS6P-215M",215,193.9]
["Canadian Solar Inc.","CS6P-215P",215,197]
["Canadian Solar Inc.","CS6P-215PE",215,192.7]
["Canadian Solar Inc.","CS6P-215PX",215,197]
["Canadian Solar Inc.","CS5P-220M",220,200.1]
["Canadian Solar Inc.","CS5P-220P",220,193.1]
["Canadian Solar Inc.","CS6P-220M",220,198.5]
["Canadian Solar Inc.","CS6P-220P",220,201.6]
["Canadian Solar Inc.","CS6P-220PE",220,197.3]
["Canadian Solar Inc.","CS6P-220PX",220,201.6]
["Canadian Solar Inc.","CS5P-225M",225,204.8]
["Canadian Solar Inc.","CS5P-225P",225,197.7]
["Canadian Solar Inc.","CS6P-225P",225,206.3]
["Canadian Solar Inc.","CS6P-225PE",225,201.9]
["Canadian Solar Inc.","CS6P-225PX",225,206.3]
["Canadian Solar Inc.","CS5P-230M",230,209.4]
["Canadian Solar Inc.","CS5P-230P",230,202.2]
["Canadian Solar Inc.","CS6P-230M",230,207.8]
["Canadian Solar Inc.","CS6P-230MX",230,202.9]
["Canadian Solar Inc.","CS6P-230P",230,211]
["Canadian Solar Inc.","CS6P-230PE",230,206.5]
["Canadian Solar Inc.","CS6P-230PT",230,207.7]
["Canadian Solar Inc.","CS6P-230PX",230,211]
["Canadian Solar Inc.","CS5P-235M",235,214.1]
["Canadian Solar Inc.","CS5P-235P",235,206.7]
["Canadian Solar Inc.","CS6P-235M",235,212.4]
["Canadian Solar Inc.","CS6P-235MX",235,207.5]
["Canadian Solar Inc.","CS6P-235P",235,213.6]
["Canadian Solar Inc.","CS6P-235PM",235,209.4]
["Canadian Solar Inc.","CS6P-235PT",235,212.4]
["Canadian Solar Inc.","CS6P-235PX",235,215.7]
["Canadian Solar Inc.","CS5P-240M",240,218.7]
["Canadian Solar Inc.","CS5P-240P",240,211.2]
["Canadian Solar Inc.","CS6P-240M",240,217.1]
["Canadian Solar Inc.","CS6P-240MX",240,212]
["Canadian Solar Inc.","CS6P-240P",240,218.3]
["Canadian Solar Inc.","CS6P-240PM",240,214]
["Canadian Solar Inc.","CS6P-240PT",240,217]
["Canadian Solar Inc.","CS6P-240PX",240,218.3]
["Canadian Solar Inc.","CS5P-245M",245,222.6]
["Canadian Solar Inc.","CS6K-245P",245,224.8]
["Canadian Solar Inc.","CS6K-245P-FG",245,223.8]
["Canadian Solar Inc.","CS6K-245P-PG",245,223.8]
["Canadian Solar Inc.","CS6P-245M",245,223.3]
["Canadian Solar Inc.","CS6P-245M-EA",245,223.3]
["Canadian Solar Inc.","CS6P-245MM",245,220]
["Canadian Solar Inc.","CS6P-245MX",245,221.7]
["Canadian Solar Inc.","CS6P-245P",245,224.9]
["Canadian Solar Inc.","CS6P-245P-EA",245,224.9]
["Canadian Solar Inc.","CS6P-245PM",245,218.6]
["Canadian Solar Inc.","CS6P-245PT",245,221.7]
["Canadian Solar Inc.","CS6P-245PX",245,224.9]
["Canadian Solar Inc.","CS5P-250M",250,227.3]
["Canadian Solar Inc.","CS6K-250M",250,226.9]
["Canadian Solar Inc.","CS6K-250P",250,229.5]
["Canadian Solar Inc.","CS6K-250P-FG",250,228.4]
["Canadian Solar Inc.","CS6K-250P-PG",250,228.5]
["Canadian Solar Inc.","CS6K-250P-SD",250,229.4]
["Canadian Solar Inc.","CS6P-250M",250,228]
["Canadian Solar Inc.","CS6P-250M-EA",250,228]
["Canadian Solar Inc.","CS6P-250MM",250,224.6]
["Canadian Solar Inc.","CS6P-250MX",250,226.4]
["Canadian Solar Inc.","CS6P-250P",250,229.6]
["Canadian Solar Inc.","CS6P-250P-EA",250,229.6]
["Canadian Solar Inc.","CS6P-250PM",250,223.2]
["Canadian Solar Inc.","CS6P-250P-SD",250,229.5]
["Canadian Solar Inc.","CS6P-250PT",250,226.3]
["Canadian Solar Inc.","CS6P-250PX",250,229.6]
["Canadian Solar Inc.","CS5P-255M",255,231.9]
["Canadian Solar Inc.","CS6K-255M",255,231.5]
["Canadian Solar Inc.","CS6K-255P",255,234.2]
["Canadian Solar Inc.","CS6K-255P-FG",255,233.1]
["Canadian Solar Inc.","CS6K-255P-PG",255,233.2]
["Canadian Solar Inc.","CS6K-255P-SD",255,234.1]
["Canadian Solar Inc.","CS6P-255M",255,232.7]
["Canadian Solar Inc.","CS6P-255M-EA",255,232.7]
["Canadian Solar Inc.","CS6P-255MM",255,229.2]
["Canadian Solar Inc.","CS6P-255MX",255,231]
["Canadian Solar Inc.","CS6P-255P",255,234.3]
["Canadian Solar Inc.","CS6P-255P-EA",255,234.3]
["Canadian Solar Inc.","CS6P-255PM",255,227.8]
["Canadian Solar Inc.","CS6P-255P-SD",255,234.2]
["Canadian Solar Inc.","CS6P-255PX",255,234.3]
["Canadian Solar Inc.","CS6X-255M",255,226.9]
["Canadian Solar Inc.","CS6X-255P",255,226.3]
["Canadian Solar Inc.","CS6K-260M",260,236.2]
["Canadian Solar Inc.","CS6K-260M-SD",260,236.2]
["Canadian Solar Inc.","CS6K-260P",260,239.3]
["Canadian Solar Inc.","CS6K-260P-FG",260,237.8]
["Canadian Solar Inc.","CS6K-260P-PG",260,237.9]
["Canadian Solar Inc.","CS6K-260P-SD",260,238.8]
["Canadian Solar Inc.","CS6P-260M",260,237.3]
["Canadian Solar Inc.","CS6P-260M-EA",260,237.3]
["Canadian Solar Inc.","CS6P-260MM",260,233.8]
["Canadian Solar Inc.","CS6P-260MX",260,235.7]
["Canadian Solar Inc.","CS6P-260P",260,239.1]
["Canadian Solar Inc.","CS6P-260P-EA",260,239.1]
["Canadian Solar Inc.","CS6P-260P-SD",260,238.9]
["Canadian Solar Inc.","CS6P-260PX",260,239.1]
["Canadian Solar Inc.","CS6X-260M",260,231.4]
["Canadian Solar Inc.","CS6X-260P",260,230.8]
["Canadian Solar Inc.","CS3K-265P",265,244.7]
["Canadian Solar Inc.","CS6K-265M",265,240.9]
["Canadian Solar Inc.","CS6K-265P",265,244]
["Canadian Solar Inc.","CS6K-265P-AG",265,243.8]
["Canadian Solar Inc.","CS6K-265P-PG",265,242.6]
["Canadian Solar Inc.","CS6K-265P-SD",265,243.5]
["Canadian Solar Inc.","CS6P-265M",265,242]
["Canadian Solar Inc.","CS6P-265MM",265,236.5]
["Canadian Solar Inc.","CS6P-265MX",265,240.4]
["Canadian Solar Inc.","CS6P-265P",265,243.8]
["Canadian Solar Inc.","CS6P-265P-SD",265,243.6]
["Canadian Solar Inc.","CS6P-265PX",265,243.8]
["Canadian Solar Inc.","CS6X-265M",265,236]
["Canadian Solar Inc.","CS6X-265P",265,235.4]
["Canadian Solar Inc.","CS3K-270P",270,249.4]
["Canadian Solar Inc.","CS3K-270P-AG",270,248.9]
["Canadian Solar Inc.","CS6K-270M",270,245.5]
["Canadian Solar Inc.","CS6K-270M-FG",270,248.5]
["Canadian Solar Inc.","CS6K-270M-SD",270,245.5]
["Canadian Solar Inc.","CS6K-270P",270,248.8]
["Canadian Solar Inc.","CS6K-270P-AG",270,248.5]
["Canadian Solar Inc.","CS6K-270P-FG",270,248.7]
["Canadian Solar Inc.","CS6K-270P-SD",270,247]
["Canadian Solar Inc.","CS6P-270M",270,244.9]
["Canadian Solar Inc.","CS6P-270MX",270,244.9]
["Canadian Solar Inc.","CS6P-270P",270,247.1]
["Canadian Solar Inc.","CS6P-270P-SD",270,247.1]
["Canadian Solar Inc.","CS6X-270M",270,240.6]
["Canadian Solar Inc.","CS6X-270P",270,240]
["Canadian Solar Inc.","CS3K-275MS-AG",275,252.9]
["Canadian Solar Inc.","CS3K-275P",275,254.2]
["Canadian Solar Inc.","CS3K-275P-AG",275,253.6]
["Canadian Solar Inc.","CS6K-275M",275,249.2]
["Canadian Solar Inc.","CS6K-275M-FG",275,253.2]
["Canadian Solar Inc.","CS6K-275MS",275,252]
["Canadian Solar Inc.","CS6K-275M-SD",275,249.2]
["Canadian Solar Inc.","CS6K-275P",275,253.5]
["Canadian Solar Inc.","CS6K-275P-AG",275,253.2]
["Canadian Solar Inc.","CS6K-275P-FG",275,253.5]
["Canadian Solar Inc.","CS6K-275P-SD",275,251.7]
["Canadian Solar Inc.","CS6P-275M",275,249.5]
["Canadian Solar Inc.","CS6P-275MX",275,249.5]
["Canadian Solar Inc.","CS6P-275P",275,251.8]
["Canadian Solar Inc.","CS6P-275P-SD",275,251.8]
["Canadian Solar Inc.","CS6X-275M",275,245.2]
["Canadian Solar Inc.","CS6X-275P",275,244.6]
["Canadian Solar Inc.","CS3K-280MS-AG",280,257.60000000000002]
["Canadian Solar Inc.","CS3K-280P",280,258.89999999999998]
["Canadian Solar Inc.","CS3K-280P-AG",280,258.3]
["Canadian Solar Inc.","CS6K-280M",280,257.8]
["Canadian Solar Inc.","CS6K-280M-FG",280,257.89999999999998]
["Canadian Solar Inc.","CS6K-280MS",280,256.7]
["Canadian Solar Inc.","CS6K-280M-SD",280,253.9]
["Canadian Solar Inc.","CS6K-280P",280,258.2]
["Canadian Solar Inc.","CS6K-280P-AG",280,257.89999999999998]
["Canadian Solar Inc.","CS6P-280M",280,254.2]
["Canadian Solar Inc.","CS6P-280MX",280,254.2]
["Canadian Solar Inc.","CS6X-280M",280,254.9]
["Canadian Solar Inc.","CS6X-280P",280,249.1]
["Canadian Solar Inc.","CS3K-285MS-AG",285,262.3]
["Canadian Solar Inc.","CS3K-285P",285,263.60000000000002]
["Canadian Solar Inc.","CS3K-285P-AG",285,263.10000000000002]
["Canadian Solar Inc.","CS6K-285M",285,262.60000000000002]
["Canadian Solar Inc.","CS6K-285M-FG",285,262.60000000000002]
["Canadian Solar Inc.","CS6K-285MS",285,261.39999999999998]
["Canadian Solar Inc.","CS6K-285M-SD",285,258.5]
["Canadian Solar Inc.","CS6K-285P",285,264.39999999999998]
["Canadian Solar Inc.","CS6K-285P-AG",285,262.7]
["Canadian Solar Inc.","CS6P-285M",285,258.89999999999998]
["Canadian Solar Inc.","CS6P-285MX",285,258.89999999999998]
["Canadian Solar Inc.","CS6X-285M",285,259.60000000000002]
["Canadian Solar Inc.","CS6X-285P",285,261.5]
["Canadian Solar Inc.","CS3K-290MS",290,269.5]
["Canadian Solar Inc.","CS3K-290MS-AG",290,267]
["Canadian Solar Inc.","CS3K-290P",290,268.39999999999998]
["Canadian Solar Inc.","CS3K-290P-AG",290,267.8]
["Canadian Solar Inc.","CS6K-290M",290,267.3]
["Canadian Solar Inc.","CS6K-290M-FG",290,267.39999999999998]
["Canadian Solar Inc.","CS6K-290MS",290,266.10000000000002]
["Canadian Solar Inc.","CS6K-290P",290,269.2]
["Canadian Solar Inc.","CS6X-290M",290,264.2]
["Canadian Solar Inc.","CS6X-290P",290,266.2]
["Canadian Solar Inc.","CS1K-295MS",295,271.7]
["Canadian Solar Inc.","CS3K-295MS",295,274.3]
["Canadian Solar Inc.","CS3K-295MS-AG",295,271.8]
["Canadian Solar Inc.","CS3K-295P",295,273.10000000000002]
["Canadian Solar Inc.","CS3K-295P-AG",295,272.5]
["Canadian Solar Inc.","CS6K-295M",295,272]
["Canadian Solar Inc.","CS6K-295MS",295,270.8]
["Canadian Solar Inc.","CS6K-295P",295,273.89999999999998]
["Canadian Solar Inc.","CS6X-295M",295,268.89999999999998]
["Canadian Solar Inc.","CS6X-295P",295,270.89999999999998]
["Canadian Solar Inc.","CS1K-300MS",300,276.39999999999998]
["Canadian Solar Inc.","CS3K-300MS",300,279]
["Canadian Solar Inc.","CS3K-300MS-AG",300,276.5]
["Canadian Solar Inc.","CS3K-300P",300,277.89999999999998]
["Canadian Solar Inc.","CS3K-300P-AG",300,277.3]
["Canadian Solar Inc.","CS6K-300M",300,276.8]
["Canadian Solar Inc.","CS6K-300MS",300,275.60000000000002]
["Canadian Solar Inc.","CS6K-300P",300,278.7]
["Canadian Solar Inc.","CS6U-300P",300,274.10000000000002]
["Canadian Solar Inc.","CS6X-300M",300,273.60000000000002]
["Canadian Solar Inc.","CS6X-300P",300,274.10000000000002]
["Canadian Solar Inc.","CS6X-300PN",300,274.10000000000002]
["Canadian Solar Inc.","CS1K-305MS",305,281.10000000000002]
["Canadian Solar Inc.","CS3K-305MS",305,283.8]
["Canadian Solar Inc.","CS3K-305MS-AG",305,281.2]
["Canadian Solar Inc.","CS3K-305P",305,283.89999999999998]
["Canadian Solar Inc.","CS6K-305M",305,281.5]
["Canadian Solar Inc.","CS6K-305MS",305,280.3]
["Canadian Solar Inc.","CS6K-305P",305,282]
["Canadian Solar Inc.","CS6U-305P",305,278.8]
["Canadian Solar Inc.","CS6X-305M",305,278.3]
["Canadian Solar Inc.","CS6X-305P",305,278.8]
["Canadian Solar Inc.","CS6X-305PN",305,278.8]
["Canadian Solar Inc.","CS1H-310MS",310,288.89999999999998]
["Canadian Solar Inc.","CS1K-310MS",310,285.89999999999998]
["Canadian Solar Inc.","CS3K-310MS",310,288.60000000000002]
["Canadian Solar Inc.","CS3K-310MS-AG",310,286]
["Canadian Solar Inc.","CS3K-310P",310,288.60000000000002]
["Canadian Solar Inc.","CS3U-310P-AG",310,285.39999999999998]
["Canadian Solar Inc.","CS6K-310MS",310,285.10000000000002]
["Canadian Solar Inc.","CS6K-310P",310,286.7]
["Canadian Solar Inc.","CS6U-310P",310,285.39999999999998]
["Canadian Solar Inc.","CS6U-310P-AG",310,285.10000000000002]
["Canadian Solar Inc.","CS6X-310M",310,283]
["Canadian Solar Inc.","CS6X-310P",310,283.39999999999998]
["Canadian Solar Inc.","CS6X-310PN",310,283.39999999999998]
["Canadian Solar Inc.","CS1H-315MS",315,293.7]
["Canadian Solar Inc.","CS1K-315MS",315,290.60000000000002]
["Canadian Solar Inc.","CS3K-315MS",315,293.3]
["Canadian Solar Inc.","CS3K-315MS-AG",315,290.7]
["Canadian Solar Inc.","CS3K-315P",315,293.39999999999998]
["Canadian Solar Inc.","CS3L-315PB-AG",315,293.8]
["Canadian Solar Inc.","CS3U-315P-AG",315,290.2]
["Canadian Solar Inc.","CS6K-315MS",315,289.8]
["Canadian Solar Inc.","CS6K-315P",315,291.5]
["Canadian Solar Inc.","CS6U-315M",315,288.3]
["Canadian Solar Inc.","CS6U-315P",315,290.10000000000002]
["Canadian Solar Inc.","CS6U-315P-AG",315,289.8]
["Canadian Solar Inc.","CS6X-315P",315,288.10000000000002]
["Canadian Solar Inc.","CS6X-315P-FG",315,290.10000000000002]
["Canadian Solar Inc.","CS6X-315PN",315,288.10000000000002]
["Canadian Solar Inc.","CS1H-320MS",320,298.39999999999998]
["Canadian Solar Inc.","CS1K-320MS",320,295.39999999999998]
["Canadian Solar Inc.","CS3K-320MS",320,298.10000000000002]
["Canadian Solar Inc.","CS3K-320MS-AG",320,295.5]
["Canadian Solar Inc.","CS3K-320P",320,298.2]
["Canadian Solar Inc.","CS3L-320P",320,297.8]
["Canadian Solar Inc.","CS3L-320PB-AG",320,298.5]
["Canadian Solar Inc.","CS3U-320P",320,295.5]
["Canadian Solar Inc.","CS3U-320P-AG",320,294.89999999999998]
["Canadian Solar Inc.","CS6K-320MS",320,294.5]
["Canadian Solar Inc.","CS6K-320P",320,296.2]
["Canadian Solar Inc.","CS6U-320M",320,294.39999999999998]
["Canadian Solar Inc.","CS6U-320P",320,294.8]
["Canadian Solar Inc.","CS6U-320P-AG",320,294.5]
["Canadian Solar Inc.","CS6X-320M-FG",320,294.5]
["Canadian Solar Inc.","CS6X-320P",320,292.8]
["Canadian Solar Inc.","CS6X-320P-FG",320,294.8]
["Canadian Solar Inc.","CS6X-320PN",320,292.8]
["Canadian Solar Inc.","CS1H-325MS",325,303.2]
["Canadian Solar Inc.","CS1K-325MS",325,300.10000000000002]
["Canadian Solar Inc.","CS3K-325MS",325,302.89999999999998]
["Canadian Solar Inc.","CS3K-325P",325,303]
["Canadian Solar Inc.","CS3L-325P",325,302.5]
["Canadian Solar Inc.","CS3L-325PB-AG",325,303.3]
["Canadian Solar Inc.","CS3U-325P",325,300.3]
["Canadian Solar Inc.","CS3U-325P-AG",325,299.60000000000002]
["Canadian Solar Inc.","CS6U-325M",325,299.10000000000002]
["Canadian Solar Inc.","CS6U-325P",325,299.5]
["Canadian Solar Inc.","CS6U-325P-AG",325,299.2]
["Canadian Solar Inc.","CS6X-325M-FG",325,299.2]
["Canadian Solar Inc.","CS6X-325P",325,297.5]
["Canadian Solar Inc.","CS6X-325P-FG",325,299.5]
["Canadian Solar Inc.","CS6X-325PN",325,297.5]
["Canadian Solar Inc.","CS1H-330MS",330,308]
["Canadian Solar Inc.","CS1K-330MS",330,304.89999999999998]
["Canadian Solar Inc.","CS3K-330MS",330,307.7]
["Canadian Solar Inc.","CS3K-330P",330,307.8]
["Canadian Solar Inc.","CS3L-330P",330,307.3]
["Canadian Solar Inc.","CS3L-330PB-AG",330,308.10000000000002]
["Canadian Solar Inc.","CS3U-330P",330,305]
["Canadian Solar Inc.","CS3U-330P-AG",330,304.3]
["Canadian Solar Inc.","CS6U-330M",330,303.8]
["Canadian Solar Inc.","CS6U-330P",330,304.3]
["Canadian Solar Inc.","CS6U-330P-AG",330,304]
["Canadian Solar Inc.","CS6X-330M-FG",330,303.89999999999998]
["Canadian Solar Inc.","CS6X-330P",330,302.2]
["Canadian Solar Inc.","CS6X-330P-FG",330,304.2]
["Canadian Solar Inc.","CS6X-330PN",330,302.2]
["Canadian Solar Inc.","CS1H-335MS",335,312.8]
["Canadian Solar Inc.","CS1K-335MS",335,309.60000000000002]
["Canadian Solar Inc.","CS3K-335MS",335,312.5]
["Canadian Solar Inc.","CS3L-335P",335,312.10000000000002]
["Canadian Solar Inc.","CS3L-335PB-AG",335,312.8]
["Canadian Solar Inc.","CS3U-335P",335,309.7]
["Canadian Solar Inc.","CS3U-335P-AG",335,309]
["Canadian Solar Inc.","CS6U-335M",335,308.5]
["Canadian Solar Inc.","CS6U-335P",335,309]
["Canadian Solar Inc.","CS6U-335P-AG",335,308.7]
["Canadian Solar Inc.","CS6X-335M-FG",335,308.60000000000002]
["Canadian Solar Inc.","CS1H-340MS",340,317.60000000000002]
["Canadian Solar Inc.","CS1K-340MS",340,314.39999999999998]
["Canadian Solar Inc.","CS3L-340P",340,316.89999999999998]
["Canadian Solar Inc.","CS3L-340PB-AG",340,317.60000000000002]
["Canadian Solar Inc.","CS3U-340P",340,314.5]
["Canadian Solar Inc.","CS3U-340P-AG",340,313.8]
["Canadian Solar Inc.","CS6U-340M",340,313.3]
["Canadian Solar Inc.","CS6U-340P",340,313.7]
["Canadian Solar Inc.","CS6U-340P-AG",340,313.39999999999998]
["Canadian Solar Inc.","CS6X-340M-FG",340,313.39999999999998]
["Canadian Solar Inc.","CS3L-345P",345,321.60000000000002]
["Canadian Solar Inc.","CS3L-345PB-AG",345,322.39999999999998]
["Canadian Solar Inc.","CS3U-345P",345,319.2]
["Canadian Solar Inc.","CS3U-345P-AG",345,318.5]
["Canadian Solar Inc.","CS3U-345PB-AG",345,318.7]
["Canadian Solar Inc.","CS6U-345M",345,318]
["Canadian Solar Inc.","CS6U-345P",345,320.2]
["Canadian Solar Inc.","CS6X-345M-FG",345,318.10000000000002]
["Canadian Solar Inc.","CS3L-350P",350,326.39999999999998]
["Canadian Solar Inc.","CS3U-350MB-AG",350,323.2]
["Canadian Solar Inc.","CS3U-350MS",350,325.3]
["Canadian Solar Inc.","CS3U-350MS-AG",350,322.3]
["Canadian Solar Inc.","CS3U-350P",350,324]
["Canadian Solar Inc.","CS3U-350P-AG",350,323.2]
["Canadian Solar Inc.","CS3U-350PB-AG",350,323.39999999999998]
["Canadian Solar Inc.","CS6U-350M",350,321.2]
["Canadian Solar Inc.","CS6U-350P",350,325]
["Canadian Solar Inc.","CS6X-350M-FG",350,322.8]
["Canadian Solar Inc.","CS3L-355P",355,331.2]
["Canadian Solar Inc.","CS3U-355MB-AG",355,327.9]
["Canadian Solar Inc.","CS3U-355MS",355,330.1]
["Canadian Solar Inc.","CS3U-355MS-AG",355,327.10000000000002]
["Canadian Solar Inc.","CS3U-355P",355,328.7]
["Canadian Solar Inc.","CS3U-355PB-AG",355,328.1]
["Canadian Solar Inc.","CS6U-355P",355,329.8]
["Canadian Solar Inc.","CS3L-360P",360,336]
["Canadian Solar Inc.","CS3U-360MB-AG",360,337.5]
["Canadian Solar Inc.","CS3U-360MS",360,334.9]
["Canadian Solar Inc.","CS3U-360MS-AG",360,331.8]
["Canadian Solar Inc.","CS3U-360P",360,333.5]
["Canadian Solar Inc.","CS3U-360PB-AG",360,332.9]
["Canadian Solar Inc.","CS6U-360P",360,334.5]
["Canadian Solar Inc.","CS3L-365P",365,340.8]
["Canadian Solar Inc.","CS3U-365MB-AG",365,342.3]
["Canadian Solar Inc.","CS3U-365MS",365,339.6]
["Canadian Solar Inc.","CS3U-365MS-AG",365,336.5]
["Canadian Solar Inc.","CS3U-365P",365,339.7]
["Canadian Solar Inc.","CS3U-365PB-AG",365,337.6]
["Canadian Solar Inc.","CS3U-370MB-AG",370,347.1]
["Canadian Solar Inc.","CS3U-370MS",370,344.4]
["Canadian Solar Inc.","CS3U-370MS-AG",370,341.3]
["Canadian Solar Inc.","CS3U-370P",370,344.5]
["Canadian Solar Inc.","CS3U-370PB-AG",370,345.8]
["Canadian Solar Inc.","CS3U-375MB-AG",375,351.9]
["Canadian Solar Inc.","CS3U-375MS",375,349.2]
["Canadian Solar Inc.","CS3U-375MS-AG",375,346]
["Canadian Solar Inc.","CS3U-375P",375,349.2]
["Canadian Solar Inc.","CS3U-375PB-AG",375,350.6]
["Canadian Solar Inc.","CS3U-380MB-AG",380,356.7]
["Canadian Solar Inc.","CS3U-380MS",380,353.9]
["Canadian Solar Inc.","CS3U-380P",380,354]
["Canadian Solar Inc.","CS3U-380PB-AG",380,355.4]
["Canadian Solar Inc.","CS3W-380P",380,351]
["Canadian Solar Inc.","CS3W-380PB-AG",380,354.5]
["Canadian Solar Inc.","CS3U-385MB-AG",385,361.5]
["Canadian Solar Inc.","CS3U-385MS",385,358.7]
["Canadian Solar Inc.","CS3U-385P",385,358.8]
["Canadian Solar Inc.","CS3U-385PB-AG",385,360.1]
["Canadian Solar Inc.","CS3W-385P",385,355.7]
["Canadian Solar Inc.","CS3W-385PB-AG",385,359.2]
["Canadian Solar Inc.","CS1U-390MS",390,363.7]
["Canadian Solar Inc.","CS3U-390MB-AG",390,362.1]
["Canadian Solar Inc.","CS3U-390MS",390,363.5]
["Canadian Solar Inc.","CS3U-390P",390,363.6]
["Canadian Solar Inc.","CS3W-390P",390,360.4]
["Canadian Solar Inc.","CS3W-390PB-AG",390,364]
["Canadian Solar Inc.","CS1U-395MS",395,368.5]
["Canadian Solar Inc.","CS3U-395MB-AG",395,366.8]
["Canadian Solar Inc.","CS3U-395MS",395,367]
["Canadian Solar Inc.","CS3U-395P",395,368.4]
["Canadian Solar Inc.","CS3W-395P",395,365.2]
["Canadian Solar Inc.","CS3W-395PB-AG",395,368.8]
["Canadian Solar Inc.","CS1U-400MS",400,373.3]
["Canadian Solar Inc.","CS3U-400MB-AG",400,371.6]
["Canadian Solar Inc.","CS3U-400MS",400,371.8]
["Canadian Solar Inc.","CS3W-400P",400,369.9]
["Canadian Solar Inc.","CS3W-400PB-AG",400,373.6]
["Canadian Solar Inc.","CS1U-405MS",405,378.1]
["Canadian Solar Inc.","CS3U-405MB-AG",405,376.4]
["Canadian Solar Inc.","CS3U-405MS",405,376.6]
["Canadian Solar Inc.","CS3W-405P",405,374.7]
["Canadian Solar Inc.","CS3W-405PB-AG",405,378.3]
["Canadian Solar Inc.","CS1U-410MS",410,382.9]
["Canadian Solar Inc.","CS3U-410MS",410,381.4]
["Canadian Solar Inc.","CS3W-410P",410,382.2]
["Canadian Solar Inc.","CS3W-410PB-AG",410,383.1]
["Canadian Solar Inc.","CS1U-415MS",415,387.7]
["Canadian Solar Inc.","CS3W-415P",415,386.9]
["Canadian Solar Inc.","CS3W-415PB-AG",415,387.1]
["Canadian Solar Inc.","CS1U-420MS",420,392.5]
["Canadian Solar Inc.","CS3W-420P",420,391.7]
["Canadian Solar Inc.","CS3W-420PB-AG",420,392.7]
["Canadian Solar Inc.","CS1U-425MS",425,397.3]
["Canadian Solar Inc.","CS3W-425P",425,396.5]
["Canadian Solar Inc.","CS3W-425PB-AG",425,396.7]
["Canadian Solar Inc.","CS1U-430MS",430,402.1]
["Canadian Solar Inc.","CS3W-430P",430,401.3]
["Canadian Solar Inc.","CS3W-430PB-AG",430,401.5]
["Canadian Solar Inc.","CS3W-435P",435,406.1]
["Canadian Solar Inc.","CS3W-435PB-AG",435,406.3]
["Caterpillar","PVT105",105,97.4]
["Caterpillar","PVT105 ARC",105,97.4]
["Caterpillar","PVT107",107.5,99.7]
["Caterpillar","PVT107 ARC",107.5,99.7]
["Caterpillar","PVT110",110,102.1]
["Caterpillar","PVT110 ARC",110,102.1]
["Caterpillar","PVT112",112.5,104.5]
["Caterpillar","PVT112 ARC",112.5,104.5]
["Caterpillar","PVT115",115,105.2]
["Caterpillar","PVT115 ARC",115,105.2]
["Caterpillar","PVT117",117.5,107.5]
["Caterpillar","PVT117 ARC",117.5,107.5]
["Celestica","C60Q230",230,202.1]
["Celestica","C60Q230F-CT",230,200.7]
["Celestica","C60Q230M",230,202.1]
["Celestica","C60Q230M-Wx",230,202.1]
["Celestica","C60Q235",235,206.6]
["Celestica","C60Q235F-CT",235,205.2]
["Celestica","C60Q235M",235,206.6]
["Celestica","C60Q235M-Wx",235,206.6]
["Celestica","C60N240",240,210.5]
["Celestica","C60N240M",240,210.5]
["Celestica","C60N240M-Wx",240,210.5]
["Celestica","C60Q240",240,211.2]
["Celestica","C60Q240F-CT",240,209.7]
["Celestica","C60Q240M",240,211.2]
["Celestica","C60Q240M-Wx",240,211.2]
["Celestica","C60N245",245,215]
["Celestica","C60N245M",245,215]
["Celestica","C60N245M-Wx",245,215]
["Celestica","C60Q245",245,215.7]
["Celestica","C60Q245F-CT",245,214.2]
["Celestica","C60Q245M",245,215.7]
["Celestica","C60Q245M-Wx",245,215.7]
["Celestica","C60N250",250,219.6]
["Celestica","C60N250M",250,219.6]
["Celestica","C60N250M-Wx",250,219.6]
["Celestica","C60Q250",250,220.3]
["Celestica","C60Q250F-CT",250,218.7]
["Celestica","C60Q250M",250,220.3]
["Celestica","C60Q250M-Wx",250,220.3]
["Celestica","C60N255",255,224.1]
["Celestica","C60N255L-BX",255,219.1]
["Celestica","C60N255L-TX",255,219.1]
["Celestica","C60N255M",255,224.1]
["Celestica","C60N255M-Wx",255,224.1]
["Celestica","C60Q255F-CT",255,223.3]
["Celestica","C60N260",260,228.7]
["Celestica","C60N260M",260,228.7]
["Celestica","C60N260M-Wx",260,228.7]
["Celestica","C60Q260M-WT",260,230.6]
["Celestica","C60Q260U-MT",260,230.6]
["Celestica","C60N265",265,233.2]
["Celestica","C60N265M",265,233.2]
["Celestica","C60N265M-Wx",265,233.2]
["Celestica","C72Q280",280,246.2]
["Celestica","C72Q280M",280,246.2]
["Celestica","C72Q280M-Wx",280,246.2]
["Celestica","C72Q280V",280,246.2]
["Celestica","C72Q280V-Wx",280,246.2]
["Celestica","C72Q285",285,250.8]
["Celestica","C72Q285M",285,250.8]
["Celestica","C72Q285M-Wx",285,250.8]
["Celestica","C72Q285V",285,250.8]
["Celestica","C72Q285V-Wx",285,250.8]
["Celestica","C72N290",290,254.5]
["Celestica","C72N290M",290,254.5]
["Celestica","C72N290M-Wx",290,254.5]
["Celestica","C72N290V",290,254.5]
["Celestica","C72N290V-Wx",290,254.5]
["Celestica","C72Q290",290,255.3]
["Celestica","C72Q290M",290,255.3]
["Celestica","C72Q290M-Wx",290,255.3]
["Celestica","C72Q290V",290,255.3]
["Celestica","C72Q290V-Wx",290,255.3]
["Celestica","C72N295",295,259]
["Celestica","C72N295M",295,259]
["Celestica","C72N295M-Wx",295,259]
["Celestica","C72N295V",295,259]
["Celestica","C72N295V-Wx",295,259]
["Celestica","C72Q295",295,259.8]
["Celestica","C72Q295M",295,259.8]
["Celestica","C72Q295M-Wx",295,259.8]
["Celestica","C72Q295V",295,259.8]
["Celestica","C72Q295V-Wx",295,259.8]
["Celestica","C72N300",300,263.60000000000002]
["Celestica","C72N300M",300,263.60000000000002]
["Celestica","C72N300M-Wx",300,263.60000000000002]
["Celestica","C72N300V",300,263.60000000000002]
["Celestica","C72N300V-Wx",300,263.60000000000002]
["Celestica","C72Q300",300,264.39999999999998]
["Celestica","C72Q300M",300,264.39999999999998]
["Celestica","C72Q300M-Wx",300,264.39999999999998]
["Celestica","C72Q300V",300,264.39999999999998]
["Celestica","C72Q300V-Wx",300,264.39999999999998]
["Celestica","C72N305",305,268.10000000000002]
["Celestica","C72N305M",305,268.10000000000002]
["Celestica","C72N305M-Wx",305,268.10000000000002]
["Celestica","C72N305V",305,268.10000000000002]
["Celestica","C72N305V-Wx",305,268.10000000000002]
["Celestica","C72Q305",305,268.89999999999998]
["Celestica","C72Q305M",305,268.89999999999998]
["Celestica","C72Q305M-Wx",305,268.89999999999998]
["Celestica","C72Q305V",305,268.89999999999998]
["Celestica","C72Q305V-Wx",305,268.89999999999998]
["Celestica","C72N310",310,272.60000000000002]
["Celestica","C72N310M",310,272.60000000000002]
["Celestica","C72N310M-Wx",310,272.60000000000002]
["Celestica","C72N310V",310,272.60000000000002]
["Celestica","C72N310V-Wx",310,272.60000000000002]
["Celestica","C72Q310",310,273.5]
["Celestica","C72Q310M",310,273.5]
["Celestica","C72Q310M-Wx",310,273.5]
["Celestica","C72Q310V",310,273.5]
["Celestica","C72Q310V-Wx",310,273.5]
["Celestica","C72N315",315,277.2]
["Celestica","C72N315M",315,277.2]
["Celestica","C72N315M-Wx",315,277.2]
["Celestica","C72N315V",315,277.2]
["Celestica","C72N315V-Wx",315,277.2]
["Celestica","C72N320",320,281.8]
["Celestica","C72N320M",320,281.8]
["Celestica","C72N320M-Wx",320,281.8]
["Celestica","C72N320V",320,281.8]
["Celestica","C72N320V-Wx",320,281.8]
["Centennial Solar","CS200",200,180.2]
["Centrosolar America","DP36 130",130,114.7]
["Centrosolar America","DP36 135",135,119.2]
["Centrosolar America","VS-135C1",135,125]
["Centrosolar America","VS-135C2",135,125.4]
["Centrosolar America","DP36 140",140,123.7]
["Centrosolar America","VS-140C1",140,129.80000000000001]
["Centrosolar America","VS-140C2",140,130.1]
["Centrosolar America","DP36 145",145,128.30000000000001]
["Centrosolar America","VS-145C1",145,134.5]
["Centrosolar America","VS-145C2",145,134.80000000000001]
["Centrosolar America","DP36 150",150,132.80000000000001]
["Centrosolar America","VS-150C1",150,139.19999999999999]
["Centrosolar America","VS-150C2",150,139.5]
["Centrosolar America","VS-155C1",155,143.9]
["Centrosolar America","VS-155C2",155,144.19999999999999]
["Centrosolar America","VS-160C1",160,148.6]
["Centrosolar America","E165",165,146.5]
["Centrosolar America","E170",170,151.1]
["Centrosolar America","DP48 175",175,154.5]
["Centrosolar America","E175",175,155.69999999999999]
["Centrosolar America","DP48 180",180,159]
["Centrosolar America","E180",180,157.6]
["Centrosolar America","DP48 185",185,163.5]
["Centrosolar America","E185",185,162.19999999999999]
["Centrosolar America","DP48 190",190,168.1]
["Centrosolar America","DP48 195",195,172.7]
["Centrosolar America","E195",195,172.4]
["Centrosolar America","D200",200,183]
["Centrosolar America","DP48 200",200,177.2]
["Centrosolar America","DP54 200",200,176.6]
["Centrosolar America","E200",200,176.9]
["Centrosolar America","DP54 205",205,181.2]
["Centrosolar America","E205",205,181.5]
["Centrosolar America","D210",210,192.3]
["Centrosolar America","DP54 210",210,185.7]
["Centrosolar America","E210",210,186.1]
["Centrosolar America","DP54 215",215,190.3]
["Centrosolar America","D220",220,201.6]
["Centrosolar America","DP54 220",220,194.8]
["Centrosolar America","DP60 220",220,197.6]
["Centrosolar America","E220",220,198.2]
["Centrosolar America","E220B",220,198.2]
["Centrosolar America","DP54 225",225,199.4]
["Centrosolar America","DP60 225",225,202.2]
["Centrosolar America","E225",225,202.8]
["Centrosolar America","E225B",225,202.8]
["Centrosolar America","EP6 225 BW",225,199]
["Centrosolar America","EP6 225 SW",225,199]
["Centrosolar America","K225",225,200.8]
["Centrosolar America","K225B",225,202.3]
["Centrosolar America","D230",230,211]
["Centrosolar America","DM60 230",230,208.1]
["Centrosolar America","DP54 230",230,204]
["Centrosolar America","DP60 230",230,206.8]
["Centrosolar America","E230",230,207.5]
["Centrosolar America","E230B",230,207.5]
["Centrosolar America","E230BWZ",230,207.6]
["Centrosolar America","E230SWZ",230,207.6]
["Centrosolar America","EP6 230 BW",230,203.5]
["Centrosolar America","EP6 230 SW",230,203.5]
["Centrosolar America","K230",230,205.4]
["Centrosolar America","K230B",230,206.9]
["Centrosolar America","BP6235BB",235,208]
["Centrosolar America","BP6-235BW",235,210]
["Centrosolar America","BP6235SW",235,210]
["Centrosolar America","DM60 235",235,212.8]
["Centrosolar America","DP60 235",235,211.4]
["Centrosolar America","E235",235,212.3]
["Centrosolar America","E235B",235,212.3]
["Centrosolar America","E235BWZ",235,212.3]
["Centrosolar America","E235SWZ",235,212.3]
["Centrosolar America","EP6 235 BW",235,208.1]
["Centrosolar America","EP6 235 SW",235,208.1]
["Centrosolar America","K235",235,210]
["Centrosolar America","K235B",235,211.5]
["Centrosolar America","TUP6 235BB",235,202.3]
["Centrosolar America","BP6-240BB",240,212.6]
["Centrosolar America","BP6-240BW",240,214.6]
["Centrosolar America","BP6-240SW",240,214.6]
["Centrosolar America","DM60 240",240,217.4]
["Centrosolar America","DP60 240",240,216]
["Centrosolar America","E240",240,214.9]
["Centrosolar America","E240B",240,214.9]
["Centrosolar America","E240BWZ",240,215.1]
["Centrosolar America","E240SWZ",240,215.1]
["Centrosolar America","EP6 240 BW",240,212.7]
["Centrosolar America","EP6 240 SW",240,212.7]
["Centrosolar America","THP6240",240,214.2]
["Centrosolar America","TUP6 240BB",240,212.4]
["Centrosolar America","TUP6 240SW",240,213.2]
["Centrosolar America","BP6-245BB",245,217.1]
["Centrosolar America","BP6-245BW",245,219.2]
["Centrosolar America","BP6-245SW",245,219.2]
["Centrosolar America","DM60 245",245,222]
["Centrosolar America","DP60 245",245,220.6]
["Centrosolar America","E245",245,219]
["Centrosolar America","E245B",245,219]
["Centrosolar America","EP6 245 BW",245,217.2]
["Centrosolar America","EP6 245 SW",245,217.2]
["Centrosolar America","THP6245",245,218.8]
["Centrosolar America","TP6 245xx",245,220.4]
["Centrosolar America","TP6S 245xx",245,220.4]
["Centrosolar America","TUP6 245BB",245,216.9]
["Centrosolar America","TUP6 245SW",245,217.7]
["Centrosolar America","BP6-250BB",250,221.7]
["Centrosolar America","BP6-250BW",250,221.9]
["Centrosolar America","BP6-250SW",250,220.4]
["Centrosolar America","CM60 250xx",250,222.4]
["Centrosolar America","CP60 250xx",250,224.4]
["Centrosolar America","DM60 250",250,226.7]
["Centrosolar America","DP60 250",250,225.3]
["Centrosolar America","E250",250,225.9]
["Centrosolar America","E250B",250,225.9]
["Centrosolar America","EP6 250BW",250,222.3]
["Centrosolar America","EP6 250SW",250,222.3]
["Centrosolar America","THP6250",250,223.4]
["Centrosolar America","TP6 250xx",250,225]
["Centrosolar America","TP6S 250xx",250,225]
["Centrosolar America","TUP6 250BB",250,221.5]
["Centrosolar America","TUP6 250SW",250,222.3]
["Centrosolar America","BM60 255BB",255,225.3]
["Centrosolar America","BP6-255BB",255,226.6]
["Centrosolar America","BP6-255BW",255,224.4]
["Centrosolar America","BP6-255SW",255,224.4]
["Centrosolar America","CM60 255xx",255,227]
["Centrosolar America","DM60 255",255,231.4]
["Centrosolar America","DP60 255",255,226.2]
["Centrosolar America","E255B",255,230.6]
["Centrosolar America","EP6 255BW",255,226.9]
["Centrosolar America","EP6 255SW",255,226.9]
["Centrosolar America","EP60 255BW",255,230.6]
["Centrosolar America","EP60 255SW",255,230.6]
["Centrosolar America","THP6255",255,228]
["Centrosolar America","TP6 255xx",255,229.6]
["Centrosolar America","TP6S 255xx",255,229.6]
["Centrosolar America","TUP6 255BB",255,231.1]
["Centrosolar America","TUP6 255SW",255,231.3]
["Centrosolar America","BM60 260BB",260,229.9]
["Centrosolar America","BP6-260BB",260,231.2]
["Centrosolar America","BP6-260BW",260,229]
["Centrosolar America","BP6-260SW",260,229]
["Centrosolar America","CM60 260BB",260,234.5]
["Centrosolar America","CM60 260BW",260,234.5]
["Centrosolar America","CM60 260-C1",260,235.3]
["Centrosolar America","CP60 260BB",260,236.5]
["Centrosolar America","CP60 260BW",260,236.5]
["Centrosolar America","CP60 260-C1",260,235.3]
["Centrosolar America","CP60 260SW",260,236.5]
["Centrosolar America","DM60 260",260,236]
["Centrosolar America","DP60 260",260,234.4]
["Centrosolar America","E260",260,231.2]
["Centrosolar America","E260B",260,235.2]
["Centrosolar America","EM60 260BB",260,236.5]
["Centrosolar America","EP6 260BW",260,231.5]
["Centrosolar America","EP6 260SW",260,231.5]
["Centrosolar America","EP60 260BW",260,237]
["Centrosolar America","EP60 260SW",260,237]
["Centrosolar America","TM6 260xx",260,236.2]
["Centrosolar America","TM6S 260xx",260,236.2]
["Centrosolar America","TP6 260xx",260,234.3]
["Centrosolar America","TP6S 260xx",260,234.3]
["Centrosolar America","TUP6 260SW",260,236]
["Centrosolar America","BM60 265BB",265,235.6]
["Centrosolar America","BP6-265BB",265,235.8]
["Centrosolar America","BP6-265BW",265,233.5]
["Centrosolar America","BP6-265SW",265,233.5]
["Centrosolar America","CM60 265BB",265,239.1]
["Centrosolar America","CM60 265BW",265,239.1]
["Centrosolar America","CM60 265-C1",265,239.5]
["Centrosolar America","CP60 265-C1",265,239.5]
["Centrosolar America","DM60 265",265,240.7]
["Centrosolar America","DP60 265",265,239.1]
["Centrosolar America","E265",265,235.8]
["Centrosolar America","E265B",265,235.8]
["Centrosolar America","EM60 265BB",265,241.1]
["Centrosolar America","EM60 265BW",265,241.9]
["Centrosolar America","EM60 265SW",265,241.9]
["Centrosolar America","EP6 265BW",265,236.1]
["Centrosolar America","EP6 265SW",265,236.1]
["Centrosolar America","EP60 265BW",265,241.7]
["Centrosolar America","EP60 265SW",265,241.7]
["Centrosolar America","TM6 265xx",265,240.8]
["Centrosolar America","TM6S 265xx",265,240.8]
["Centrosolar America","TP6 265xx",265,238.9]
["Centrosolar America","TP6S 265xx",265,238.9]
["Centrosolar America","BM60 270BB",270,240.2]
["Centrosolar America","BP6-270BB",270,240.4]
["Centrosolar America","BP6-270BW",270,238.1]
["Centrosolar America","BP6-270SW",270,238.1]
["Centrosolar America","CM60 270BB",270,243.8]
["Centrosolar America","CM60 270BW",270,243.8]
["Centrosolar America","CP60 270SW",270,243.8]
["Centrosolar America","DM60 270",270,245.3]
["Centrosolar America","DP60 270",270,243.7]
["Centrosolar America","DP72 270",270,238.6]
["Centrosolar America","E270",270,237.2]
["Centrosolar America","E270B",270,237.2]
["Centrosolar America","EM60 270BB",270,245.8]
["Centrosolar America","EM60 270BW",270,246.5]
["Centrosolar America","EM60 270SW",270,246.5]
["Centrosolar America","EP60 270BW",270,246.4]
["Centrosolar America","EP60 270SW",270,246.4]
["Centrosolar America","TM6 270xx",270,244.5]
["Centrosolar America","TM6S 270xx",270,244.5]
["Centrosolar America","BM60 275BB",275,239.8]
["Centrosolar America","CM60 275BB",275,248.4]
["Centrosolar America","CM60 275BW",275,248.4]
["Centrosolar America","CM60 275SW",275,248.4]
["Centrosolar America","DM60 275",275,250]
["Centrosolar America","DP72 275",275,243.2]
["Centrosolar America","E275",275,241.7]
["Centrosolar America","E275B",275,241.7]
["Centrosolar America","EM60 275BB",275,250.5]
["Centrosolar America","EM60 275BW",275,251.2]
["Centrosolar America","EM60 275SW",275,251.2]
["Centrosolar America","EP60 275BW",275,251.1]
["Centrosolar America","EP60 275SW",275,251.1]
["Centrosolar America","EP7 275 BW",275,243.4]
["Centrosolar America","EP7 275 SW",275,243.4]
["Centrosolar America","SM60 275SW",275,245.6]
["Centrosolar America","TM6 275xx",275,249.2]
["Centrosolar America","TM6S 275xx",275,249.2]
["Centrosolar America","BM60 280BB",280,256.7]
["Centrosolar America","CM60 280BB",280,253.1]
["Centrosolar America","CM60 280BW",280,253.1]
["Centrosolar America","CM60 280SW",280,253.1]
["Centrosolar America","DP72 280",280,247.7]
["Centrosolar America","E280",280,250.3]
["Centrosolar America","E280B",280,250.3]
["Centrosolar America","EM60 280BB",280,255.2]
["Centrosolar America","EM60 280BW",280,255.9]
["Centrosolar America","EM60 280SW",280,255.9]
["Centrosolar America","EP60 280BW",280,255.8]
["Centrosolar America","EP60 280SW",280,255.8]
["Centrosolar America","EP7 280 BW",280,247.9]
["Centrosolar America","EP7 280 SW",280,247.9]
["Centrosolar America","SM60 280SW",280,250.2]
["Centrosolar America","TM6 280xx",280,253.8]
["Centrosolar America","TM6S 280xx",280,253.8]
["Centrosolar America","BM60 285BB",285,261.39999999999998]
["Centrosolar America","BP7-285SW",285,254.5]
["Centrosolar America","CM60 285BB",285,254.1]
["Centrosolar America","CM60 285BW",285,254.1]
["Centrosolar America","DM72 285",285,258.2]
["Centrosolar America","DP72 285",285,252.3]
["Centrosolar America","E285",285,254.9]
["Centrosolar America","E285B",285,254.9]
["Centrosolar America","EM60 285BB",285,259.89999999999998]
["Centrosolar America","EM60 285BW",285,260.60000000000002]
["Centrosolar America","EM60 285SW",285,260.60000000000002]
["Centrosolar America","EP7 285 BW",285,252.5]
["Centrosolar America","EP7 285 SW",285,252.5]
["Centrosolar America","THP7285",285,253]
["Centrosolar America","TM6 285xx",285,258.5]
["Centrosolar America","TM6S 285xx",285,258.5]
["Centrosolar America","BM60 290BB",290,266.10000000000002]
["Centrosolar America","BP7-290SW",290,259.10000000000002]
["Centrosolar America","CM60 290BB",290,258.7]
["Centrosolar America","CM60 290BW",290,258.7]
["Centrosolar America","DM72 290",290,262.8]
["Centrosolar America","DP72 290",290,256.89999999999998]
["Centrosolar America","E290",290,259.3]
["Centrosolar America","E290B",290,259.3]
["Centrosolar America","EM60 290BW",290,265.3]
["Centrosolar America","EM60 290SW",290,265.3]
["Centrosolar America","EP7 290 BW",290,257.10000000000002]
["Centrosolar America","EP7 290 SW",290,257.10000000000002]
["Centrosolar America","THP7290",290,257.5]
["Centrosolar America","TP7 290xx",290,262]
["Centrosolar America","TP7S 290xx",290,262]
["Centrosolar America","BP7-295SW",295,263.7]
["Centrosolar America","CM60 295BB",295,263.39999999999998]
["Centrosolar America","CM60 295BW",295,263.39999999999998]
["Centrosolar America","DM72 295",295,267.5]
["Centrosolar America","DP72 295",295,261.39999999999998]
["Centrosolar America","E295",295,263.7]
["Centrosolar America","E295B",295,263.7]
["Centrosolar America","EP7 295 BW",295,261.60000000000002]
["Centrosolar America","EP7 295 SW",295,261.60000000000002]
["Centrosolar America","TP7 295xx",295,266.60000000000002]
["Centrosolar America","TP7S 295xx",295,266.60000000000002]
["Centrosolar America","BP7-300SW",300,266.89999999999998]
["Centrosolar America","CM60 300BB",300,268]
["Centrosolar America","CM60 300BW",300,268]
["Centrosolar America","CM72 300xx",300,265]
["Centrosolar America","CP72 300-C1",300,271.7]
["Centrosolar America","CP72 300SW",300,273.2]
["Centrosolar America","DM72 300",300,272.10000000000002]
["Centrosolar America","DP72 300",300,266]
["Centrosolar America","E300",300,268.3]
["Centrosolar America","E300B",300,268.3]
["Centrosolar America","THP7300",300,266.7]
["Centrosolar America","TP7 300xx",300,271.2]
["Centrosolar America","TP7S 300xx",300,271.2]
["Centrosolar America","TUP7 300SW",300,267.7]
["Centrosolar America","BP7-305BW",305,274.5]
["Centrosolar America","BP7-305SW",305,274.5]
["Centrosolar America","CM72 305xx",305,269.60000000000002]
["Centrosolar America","CP72 305-C1",305,276.3]
["Centrosolar America","CP72 305SW",305,277.89999999999998]
["Centrosolar America","DM72 305",305,276.8]
["Centrosolar America","DP72 305",305,270.60000000000002]
["Centrosolar America","E305",305,272.89999999999998]
["Centrosolar America","E305B",305,272.89999999999998]
["Centrosolar America","EP72 305BW",305,272.89999999999998]
["Centrosolar America","EP72 305SW",305,277.89999999999998]
["Centrosolar America","THP7305",305,271.3]
["Centrosolar America","TP7 305xx",305,275.89999999999998]
["Centrosolar America","TP7S 305xx",305,275.89999999999998]
["Centrosolar America","TUP7 305SW",305,274.3]
["Centrosolar America","BP7-310BW",310,279.10000000000002]
["Centrosolar America","BP7-310SW",310,279.10000000000002]
["Centrosolar America","CM72 310-C1",310,280.5]
["Centrosolar America","CP72 310-C1",310,280]
["Centrosolar America","CP72 310SW",310,282.5]
["Centrosolar America","DM72 310",310,281.39999999999998]
["Centrosolar America","DP72 310",310,279.60000000000002]
["Centrosolar America","EP72 310BW",310,282.60000000000002]
["Centrosolar America","EP72 310SW",310,282.60000000000002]
["Centrosolar America","THP7310",310,275.89999999999998]
["Centrosolar America","TP7 310xx",310,280.5]
["Centrosolar America","TP7S 310xx",310,280.5]
["Centrosolar America","TUP7 310SW",310,279]
["Centrosolar America","BP7-315BW",315,283.7]
["Centrosolar America","BP7-315SW",315,283.7]
["Centrosolar America","CM72 315-C1",315,284.2]
["Centrosolar America","CP72 315-C1",315,284.7]
["Centrosolar America","CP72 315SW",315,287.2]
["Centrosolar America","DM72 315",315,286.10000000000002]
["Centrosolar America","DP72 315",315,284.2]
["Centrosolar America","EP72 315BW",315,287.3]
["Centrosolar America","EP72 315SW",315,287.3]
["Centrosolar America","SP72 315SW",315,282.89999999999998]
["Centrosolar America","THM7315",315,279.3]
["Centrosolar America","TM7 315BW",315,286.39999999999998]
["Centrosolar America","TM7 315SW",315,286.39999999999998]
["Centrosolar America","TM7S 315BW",315,286.39999999999998]
["Centrosolar America","TM7S 315SW",315,286.39999999999998]
["Centrosolar America","TP7 315xx",315,285.2]
["Centrosolar America","TP7S 315xx",315,285.2]
["Centrosolar America","TUP7 315SW",315,283.60000000000002]
["Centrosolar America","BP7-320BW",320,288.39999999999998]
["Centrosolar America","BP7-320SW",320,288.39999999999998]
["Centrosolar America","CM72 320-C1",320,288.89999999999998]
["Centrosolar America","CM72 320SW",320,288.2]
["Centrosolar America","CP72 320-C1",320,289.3]
["Centrosolar America","CP72 320SW",320,291.89999999999998]
["Centrosolar America","DM72 320",320,290.8]
["Centrosolar America","DP72 320",320,288.8]
["Centrosolar America","EM72 320BW",320,292.10000000000002]
["Centrosolar America","EM72 320SW",320,292.10000000000002]
["Centrosolar America","EP72 320BW",320,291.89999999999998]
["Centrosolar America","EP72 320SW",320,291.89999999999998]
["Centrosolar America","SP72 320SW",320,287.5]
["Centrosolar America","THM7320",320,283.89999999999998]
["Centrosolar America","TM7 320BW",320,291]
["Centrosolar America","TM7 320SW",320,291]
["Centrosolar America","TM7S 320BW",320,291]
["Centrosolar America","TM7S 320SW",320,291]
["Centrosolar America","TP7 320xx",320,289.8]
["Centrosolar America","TP7S 320xx",320,289.8]
["Centrosolar America","CM72 325SW",325,292.89999999999998]
["Centrosolar America","CP72 325SW",325,296.60000000000002]
["Centrosolar America","DM72 325",325,295.39999999999998]
["Centrosolar America","DP72 325",325,293.5]
["Centrosolar America","EM72 325BW",325,296.8]
["Centrosolar America","EM72 325SW",325,296.8]
["Centrosolar America","EP72 325BW",325,296.60000000000002]
["Centrosolar America","EP72 325SW",325,296.60000000000002]
["Centrosolar America","TM7 325BW",325,295.7]
["Centrosolar America","TM7 325SW",325,295.7]
["Centrosolar America","TM7S 325BW",325,295.7]
["Centrosolar America","TM7S 325SW",325,295.7]
["Centrosolar America","CM72 330SW",330,297.5]
["Centrosolar America","CP72 330SW",330,301.3]
["Centrosolar America","DM72 330",330,300.10000000000002]
["Centrosolar America","DP72 330",330,298.2]
["Centrosolar America","EM72 330BW",330,301.5]
["Centrosolar America","EM72 330SW",330,301.5]
["Centrosolar America","EP72 330BW",330,301.3]
["Centrosolar America","EP72 330SW",330,301.3]
["Centrosolar America","SM72 330SW",330,297.3]
["Centrosolar America","TM7 330BW",330,300.39999999999998]
["Centrosolar America","TM7 330SW",330,300.39999999999998]
["Centrosolar America","TM7S 330BW",330,300.39999999999998]
["Centrosolar America","TM7S 330SW",330,300.39999999999998]
["Centrosolar America","CM72 335SW",335,302.2]
["Centrosolar America","DM72 335",335,304.8]
["Centrosolar America","EM72 335BW",335,306.2]
["Centrosolar America","EM72 335SW",335,306.2]
["Centrosolar America","EP72 335BW",335,306]
["Centrosolar America","EP72 335SW",335,306]
["Centrosolar America","SM72 335SW",335,302]
["Centrosolar America","TM7 335BW",335,305.10000000000002]
["Centrosolar America","TM7 335SW",335,305.10000000000002]
["Centrosolar America","TM7S 335BW",335,305.10000000000002]
["Centrosolar America","TM7S 335SW",335,305.10000000000002]
["Centrosolar America","EM72 340BW",340,310.89999999999998]
["Centrosolar America","EM72 340SW",340,310.89999999999998]
["Centrosolar America","SM72 340SW",340,306.60000000000002]
["Centrosolar America","EM72 345BW",345,315.60000000000002]
["Centrosolar America","EM72 345SW",345,315.60000000000002]
["Centrosolar America","EM72 350BW",350,320.3]
["Centrosolar America","EM72 350SW",350,320.3]
["Centrosolar Canada","SP6 220SW",220,192.8]
["Centrosolar Canada","SP6 225SW",225,197.3]
["Centrosolar Canada","SP6 230SW",230,201.8]
["Centrosolar Canada","SP6 235SW",235,206.3]
["Centrosolar Canada","SP6 240SW",240,210.8]
["Centrosolar Canada","SP6 245SW",245,215.4]
["Centrosolar Canada","SP6 250SW",250,219.9]
["Centrosolar Canada","SP6 255SW",255,224.5]
["Centrosolar Canada","SP7 265SW",265,232.3]
["Centrosolar Canada","SP7 270SW",270,236.8]
["Centrosolar Canada","SP7 275SW",275,241.3]
["Centrosolar Canada","SP7 280SW",280,245.8]
["Centrosolar Canada","SP7 285SW",285,250.4]
["CentroSolar Sonnenstromfabrik","CP6230BW",230,206.6]
["CentroSolar Sonnenstromfabrik","CP6230SW",230,206.6]
["CentroSolar Sonnenstromfabrik","CP6235BW",235,211.3]
["CentroSolar Sonnenstromfabrik","CP6235SW",235,211.3]
["CentroSolar Sonnenstromfabrik","CP6240BW",240,215.9]
["CentroSolar Sonnenstromfabrik","CP6240SW",240,215.9]
["CertainTeed","Apollo",52,41.6]
["CertainTeed","APOLLO TILE-B",52,42.1]
["CertainTeed","APOLLO TILE-G",52,42.1]
["CertainTeed","Apollo II-54",54,42.7]
["CertainTeed","Apollo Tile II-54",54,43.2]
["CertainTeed","Apollo II-55",55,43.5]
["CertainTeed","Apollo Tile II-55",55,44]
["CertainTeed","Apollo II-56",56,44.4]
["CertainTeed","Apollo Tile II-56",56,44.8]
["CertainTeed","Apollo II-57",57,45.2]
["CertainTeed","Apollo Tile II-57",57,45.7]
["CertainTeed","Apollo II-58",58,49.1]
["CertainTeed","Apollo Tile II-58",58,49.7]
["CertainTeed","Apollo II-59",59,50]
["CertainTeed","Apollo Tile II-59",59,50.6]
["CertainTeed","Apollo II-60",60,50.8]
["CertainTeed","Apollo Tile II-60",60,51.4]
["CertainTeed","Apollo II-61",61,51.7]
["CertainTeed","Apollo Tile II-61",61,52.3]
["CertainTeed","Apollo II-62",62,52.6]
["CertainTeed","Apollo Tile II-62",62,53.2]
["CertainTeed","Apollo II-63",63,53.5]
["CertainTeed","Apollo Tile II-63",63,54.1]
["CertainTeed","Apollo II - 67",67,60.9]
["CertainTeed","Apollo Tile II - 67",67,61.1]
["CertainTeed","CT260P00-01",260,233.3]
["CertainTeed","CT260P10-01",260,233.3]
["CertainTeed","CT265M11-01",265,237.4]
["CertainTeed","CT270M11-01",270,242]
["CertainTeed","CT280M10-02",280,256.7]
["CertainTeed","CT280M11-02",280,256.7]
["Certainteed","CT285M10-01",285,258.89999999999998]
["CertainTeed","CT285M10-02",285,261.39999999999998]
["Certainteed","CT285M11-01",285,258]
["Certainteed","CT290M10-01",290,263.5]
["CertainTeed","CT290M10-02",290,266.10000000000002]
["Certainteed","CT290M11-01",290,262.60000000000002]
["CertainTeed","CT290M11-02",290,266.10000000000002]
["Certainteed","CT295M10-01",295,268.3]
["CertainTeed","CT295M10-02",295,270.39999999999998]
["Certainteed","CT295M11-01",295,267.3]
["CertainTeed","CT295M11-02",295,270.39999999999998]
["Certainteed","CT300M10-01",300,272.89999999999998]
["CertainTeed","CT300M10-02",300,275.10000000000002]
["CertainTeed","CT300M10-03",300,277.2]
["Certainteed","CT300M11-01",300,270.3]
["CertainTeed","CT300M11-02",300,274]
["CertainTeed","CT300M11-03",300,276.3]
["CertainTeed","CT305M10-02",305,279.8]
["CertainTeed","CT305M11-02",305,278.7]
["CertainTeed","CT310HC11-04",310,285.7]
["CertainTeed","CT310M11-02",310,283.39999999999998]
["CertainTeed","CT315HC11-04",315,290.39999999999998]
["CertainTeed","CT315M11-02",315,288.10000000000002]
["CertainTeed","CT320HC11-04",320,295.2]
["CertainTeed","CT320P00-01",320,293.60000000000002]
["CertainTeed","CT325P00-01",325,298.3]
["CertainTeed","CT340Mz0-03",340,310.60000000000002]
["CertainTeed","CT350M00-01",350,321.8]
["CertainTeed","CT350M10-01",350,321.8]
["CertainTeed","CT355M00-01",355,326.60000000000002]
["CertainTeed","CT355M10-01",355,326.60000000000002]
["CertainTeed","CT355M10-02",355,325.5]
["CertainTeed","CT355M10-03",355,324.89999999999998]
["CertainTeed","CT355M11-02",355,325.5]
["CertainTeed","CT355M11-03",355,327.5]
["CertainTeed","CT360M00-01",360,331.3]
["CertainTeed","CT360M10-01",360,331.3]
["CertainTeed","CT360M10-02",360,330.2]
["CertainTeed","CT360M10-03",360,329.6]
["CertainTeed","CT360M11-02",360,328.8]
["CertainTeed","CT360M11-03",360,332.3]
["CertainTeed","CT365M10-02",365,335.4]
["CertainTeed","CT365M10-03",365,334.3]
["CertainTeed","CT365M11-02",365,333.5]
["CertainTeed","CT370M00-04",370,345]
["CertainTeed","CT370M10-02",370,340.1]
["CertainTeed","CT370M10-03",370,339]
["CertainTeed","CT370M11-02",370,338.2]
["CertainTeed","CT375M00-04",375,349.7]
["CertainTeed","CT375M10-02",375,344.9]
["CertainTeed","CT375M11-02",375,342.9]
["CertainTeed","CT380M10-02",380,349.6]
["Changzhou Almaden","SEBP60S-220",220,189.1]
["Changzhou Almaden","SEBP60S-225",225,193.5]
["Changzhou Almaden","SEAP60-230",230,204.9]
["Changzhou Almaden","SEBP60S-230",230,204.1]
["Changzhou Almaden","SEAP60-235",235,209.5]
["Changzhou Almaden","SEBP60S-235",235,208.7]
["Changzhou Almaden","SEAP60-240",240,214.1]
["Changzhou Almaden","SEBP60S-240",240,213.3]
["Changzhou Almaden","SEAP60-245",245,218.7]
["Changzhou Almaden","SEBP60S-245",245,217.9]
["Changzhou Almaden","SEAP60-250",250,223.3]
["Changzhou Almaden","SEBP60S-250",250,222.4]
["Changzhou Almaden","SEAP60-255",255,227.9]
["Changzhou Almaden","SEAP60-260",260,232.5]
["Changzhou Almaden","SEAP72-280",280,249.6]
["Changzhou Almaden","SEAP72-285",285,254.2]
["Changzhou Almaden","SEAP72-290",290,258.8]
["Changzhou Almaden","SEAP72-295",295,263.39999999999998]
["Changzhou Almaden","SEAP72-300",300,268]
["Changzhou Almaden","SEAP72-305",305,272.60000000000002]
["Changzhou Eging Photovoltaic Technology","EGM-150",150,134.6]
["Changzhou Eging Photovoltaic Technology","EGM-155",155,139.19999999999999]
["Changzhou Eging Photovoltaic Technology","EGM-160",160,143.80000000000001]
["Changzhou Eging Photovoltaic Technology","EGM-165",165,148.4]
["Changzhou Eging Photovoltaic Technology","EG-170P48-C",170,151.5]
["Changzhou Eging Photovoltaic Technology","EGM-170",170,153]
["Changzhou Eging Photovoltaic Technology","EG-175P48-C",175,156.1]
["Changzhou Eging Photovoltaic Technology","EGM-175",175,157.6]
["Changzhou Eging Photovoltaic Technology","EG-180M48-C",180,159.80000000000001]
["Changzhou Eging Photovoltaic Technology","EG-180P48-C",180,160.69999999999999]
["Changzhou Eging Photovoltaic Technology","EGM-180",180,162.19999999999999]
["Changzhou Eging Photovoltaic Technology","EG-185M48-C",185,164.3]
["Changzhou Eging Photovoltaic Technology","EGM-185",185,165.4]
["Changzhou Eging Photovoltaic Technology","EG-190M48-C",190,168.9]
["Changzhou Eging Photovoltaic Technology","EG-190P54-C",190,169.4]
["Changzhou Eging Photovoltaic Technology","EGM-190",190,170]
["Changzhou Eging Photovoltaic Technology","EG-195P54-C",195,173.9]
["Changzhou Eging Photovoltaic Technology","EG-200P54-C",200,178.5]
["Changzhou Eging Photovoltaic Technology","EG-205M54-C",205,182]
["Changzhou Eging Photovoltaic Technology","EG-205P54-C",205,183.1]
["Changzhou Eging Photovoltaic Technology","EG-210M54-C",210,186.6]
["Changzhou Eging Photovoltaic Technology","EG-210P54-C",210,187.7]
["Changzhou Eging Photovoltaic Technology","EG-210P60-C",210,187.2]
["Changzhou Eging Photovoltaic Technology","EG-215M54-C",215,191.2]
["Changzhou Eging Photovoltaic Technology","EG-215P60-C",215,191.8]
["Changzhou Eging Photovoltaic Technology","EG-220P60-C",220,196.3]
["Changzhou Eging Photovoltaic Technology","EG-225M60-C",225,199.8]
["Changzhou Eging Photovoltaic Technology","EG-225P60-C",225,200.9]
["Changzhou Eging Photovoltaic Technology","EG-230M60-C",230,204.3]
["Changzhou Eging Photovoltaic Technology","EG-230P60-C",230,205.5]
["Changzhou Eging Photovoltaic Technology","EG-235M60-C",235,208.9]
["Changzhou Eging Photovoltaic Technology","EG-240M72-C",240,212.4]
["Changzhou Eging Photovoltaic Technology","EG-245M72-C",245,217]
["Changzhou Eging Photovoltaic Technology","EG-255P72-C",255,227.4]
["Changzhou Eging Photovoltaic Technology","EG-260P72-C",260,232]
["Changzhou Eging Photovoltaic Technology","EG-265M72-C",265,235.2]
["Changzhou Eging Photovoltaic Technology","EG-265P72-C",265,236.6]
["Changzhou Eging Photovoltaic Technology","EG-270M72-C",270,239.7]
["Changzhou Eging Photovoltaic Technology","EG-270P72-C",270,241.1]
["Changzhou Eging Photovoltaic Technology","EG-275M72-C",275,244.3]
["Changzhou Eging Photovoltaic Technology","EG-275P72-C",275,245.7]
["Changzhou Eging Photovoltaic Technology","EG-280M72-C",280,248.9]
["Changzhou Eging Photovoltaic Technology","EG-280P72-C",280,250.3]
["Changzhou Eging Photovoltaic Technology","EG-285M72-C",285,253.5]
["Changzhou Nesl Solartech","DJ-165D",165,147.30000000000001]
["Changzhou Nesl Solartech","DJ-170D",170,151.80000000000001]
["Changzhou Nesl Solartech","DJ-175D",175,156.4]
["Changzhou Nesl Solartech","DJ-180D",180,161]
["Changzhou Nesl Solartech","DJ-185D",185,167.3]
["Changzhou Nesl Solartech","DJ-190D",190,171.9]
["Changzhou Nesl Solartech","DJ-195D",195,176.6]
["Changzhou Nesl Solartech","DJ-200D",200,181.2]
["Changzhou Nesl Solartech","DJ-200P",200,175.9]
["Changzhou Nesl Solartech","DJ-210P",210,184.9]
["Changzhou Nesl Solartech","DJ-220P",220,194]
["Changzhou Nesl Solartech","DJ-230P",230,203.1]
["Changzhou Nesl Solartech","DJ-230P-ST15",230,203.1]
["Changzhou Nesl Solartech","DJ-235P",235,212.2]
["Changzhou Nesl Solartech","DJ-235P-ST15",235,212.2]
["Changzhou Nesl Solartech","DJ-240DA/C",240,216.7]
["Changzhou Nesl Solartech","DJ-240DA/C-ST15",240,216.7]
["Changzhou Nesl Solartech","DJ-240P",240,215.4]
["Changzhou Nesl Solartech","DJ-240PA",240,216.8]
["Changzhou Nesl Solartech","DJ-240P-ST15",240,215.4]
["Changzhou Nesl Solartech","DJ-245DA/C",245,221.3]
["Changzhou Nesl Solartech","DJ-245DA/C-ST15",245,221.3]
["Changzhou Nesl Solartech","DJ-250DA/C",250,226]
["Changzhou Nesl Solartech","DJ-250DA/C-ST15",250,226]
["Changzhou Nesl Solartech","DJ-250P",250,224.6]
["Changzhou Nesl Solartech","DJ-255D/C",255,230.6]
["Changzhou Nesl Solartech","DJ-255D/C-ST15",255,230.6]
["Changzhou Nesl Solartech","DJ-260P",260,233.8]
["Changzhou Nesl Solartech","DJ-270P",270,243]
["Changzhou Nesl Solartech","DJ-280P",280,252.2]
["Changzhou Nesl Solartech","DJ-285P",285,257.7]
["Changzhou Nesl Solartech","DJ-290D/C",290,261.89999999999998]
["Changzhou Nesl Solartech","DJ-290P",290,262.3]
["Changzhou Nesl Solartech","DJ-295D/C",295,266.5]
["Changzhou Nesl Solartech","DJ-295P",295,267]
["Changzhou Nesl Solartech","DJ-300D/C",300,271.10000000000002]
["Changzhou Nesl Solartech","DJ-300P",300,271.60000000000002]
["Changzhou Nesl Solartech","DJ-305D/C",305,275.8]
["Changzhou Nesl Solartech","DJ-310D/C",310,280.39999999999998]
["Chi Mei Energy","CSSU-100A",100,93.7]
["Chi Mei Energy","CSSU-100B",100,93.7]
["China Sunergy (Nanjing)","CSUN170-72M",170,145.30000000000001]
["China Sunergy (Nanjing)","CSUN175-72M",175,156.5]
["China Sunergy (Nanjing)","SST175-72M",175,156.5]
["China Sunergy (Nanjing)","CSUN180-72M",180,161]
["China Sunergy (Nanjing)","SST180-72M",180,161]
["China Sunergy (Nanjing)","CSUN185-72M",185,165.6]
["China Sunergy (Nanjing)","SST185-72M",185,165.6]
["China Sunergy (Nanjing)","CSUN190-72M",190,167.4]
["China Sunergy (Nanjing)","SST190-72M",190,167.4]
["China Sunergy (Nanjing)","CSUN215-54M-BB",215,187.4]
["China Sunergy (Nanjing)","SST215-54M",215,185.8]
["China Sunergy (Nanjing)","SST215-54M-BB",215,187.4]
["China Sunergy (Nanjing)","CSUN220-54M-BB",220,191.9]
["China Sunergy (Nanjing)","SST220-54M",220,190.3]
["China Sunergy (Nanjing)","SST220-54M-BB",220,191.9]
["China Sunergy (Nanjing)","SST220-60M",220,198.8]
["China Sunergy (Nanjing)","SST220-60P",220,195.5]
["China Sunergy (Nanjing)","CSUN225-54M-BB",225,196.4]
["China Sunergy (Nanjing)","SST225-54M",225,194.8]
["China Sunergy (Nanjing)","SST225-54M-BB",225,196.4]
["China Sunergy (Nanjing)","SST225-60M",225,203.4]
["China Sunergy (Nanjing)","SST225-60P",225,200.1]
["China Sunergy (Nanjing)","SST230-60M",230,208]
["China Sunergy (Nanjing)","SST230-60P",230,204.7]
["China Sunergy (Nanjing)","CSUN235-60M-BB",235,204.6]
["China Sunergy (Nanjing)","CSUN235-60P-BW",235,207.3]
["China Sunergy (Nanjing)","SST235-60M",235,212.6]
["China Sunergy (Nanjing)","SST235-60M-BB",235,204.6]
["China Sunergy (Nanjing)","SST235-60P",235,209.2]
["China Sunergy (Nanjing)","SST235-60P-BW",235,207.3]
["China Sunergy (Nanjing)","CSUN240-54M",240,209.2]
["China Sunergy (Nanjing)","CSUN240-60M-BB",240,209.1]
["China Sunergy (Nanjing)","CSUN240-60P-BW",240,211.8]
["China Sunergy (Nanjing)","SST240-54M",240,209.2]
["China Sunergy (Nanjing)","SST240-60M",240,217.3]
["China Sunergy (Nanjing)","SST240-60M-BB",240,209.1]
["China Sunergy (Nanjing)","SST240-60P",240,213.8]
["China Sunergy (Nanjing)","SST240-60P-BW",240,211.8]
["China Sunergy (Nanjing)","CSUN245-60M",245,218.8]
["China Sunergy (Nanjing)","CSUN245-60M-BB",245,213.6]
["China Sunergy (Nanjing)","CSUN245-60M-BW",245,218.8]
["China Sunergy (Nanjing)","CSUN245-60P",245,216.4]
["China Sunergy (Nanjing)","CSUN245-60P-BW",245,216.4]
["China Sunergy (Nanjing)","SST245-60M",245,218.8]
["China Sunergy (Nanjing)","SST245-60M-BB",245,213.6]
["China Sunergy (Nanjing)","SST245-60M-BW",245,218.8]
["China Sunergy (Nanjing)","SST245-60P",245,216.4]
["China Sunergy (Nanjing)","SST245-60P-BW",245,216.4]
["China Sunergy (Nanjing)","CSUN250-60M",250,223.4]
["China Sunergy (Nanjing)","CSUN250-60M-BW",250,223.4]
["China Sunergy (Nanjing)","CSUN250-60P",250,221]
["China Sunergy (Nanjing)","CSUN250-60P-BW",250,221]
["China Sunergy (Nanjing)","SST250-60M",250,223.4]
["China Sunergy (Nanjing)","SST250-60M-BW",250,223.4]
["China Sunergy (Nanjing)","SST250-60P",250,221]
["China Sunergy (Nanjing)","SST250-60P-BW",250,221]
["China Sunergy (Nanjing)","CSUN255-60M",255,228]
["China Sunergy (Nanjing)","CSUN255-60M-BW",255,228]
["China Sunergy (Nanjing)","CSUN255-60P",255,225.5]
["China Sunergy (Nanjing)","CSUN255-60P-BW",255,225.5]
["China Sunergy (Nanjing)","SST255-60M",255,228]
["China Sunergy (Nanjing)","SST255-60M-BW",255,228]
["China Sunergy (Nanjing)","SST255-60P",255,225.5]
["China Sunergy (Nanjing)","SST255-60P-BW",255,225.5]
["China Sunergy (Nanjing)","CSUN260-60M",260,232.6]
["China Sunergy (Nanjing)","CSUN260-60M-BW",260,232.6]
["China Sunergy (Nanjing)","CSUN260-60P",260,230.1]
["China Sunergy (Nanjing)","SST260-60M",260,232.6]
["China Sunergy (Nanjing)","SST260-60M-BW",260,232.6]
["China Sunergy (Nanjing)","SST260-60P",260,230.1]
["China Sunergy (Nanjing)","CSUN265-60M",265,237.8]
["China Sunergy (Nanjing)","CSUN265-60M-BW",265,237.2]
["China Sunergy (Nanjing)","CSUN265-60P",265,238.9]
["China Sunergy (Nanjing)","SST265-60M",265,237.8]
["China Sunergy (Nanjing)","SST265-60M-BW",265,237.2]
["China Sunergy (Nanjing)","SST265-72M",265,239.5]
["China Sunergy (Nanjing)","CSUN270-60M",270,242.5]
["China Sunergy (Nanjing)","CSUN270-60P",270,243.6]
["China Sunergy (Nanjing)","SST270-60M",270,242.5]
["China Sunergy (Nanjing)","SST270-72M",270,244.1]
["China Sunergy (Nanjing)","CSUN275-60M",275,247.1]
["China Sunergy (Nanjing)","CSUN275-60P",275,248.2]
["China Sunergy (Nanjing)","SST275-60M",275,247.1]
["China Sunergy (Nanjing)","SST275-72M",275,248.7]
["China Sunergy (Nanjing)","SST275-72P",275,241.6]
["China Sunergy (Nanjing)","CSUN280-60M",280,251.7]
["China Sunergy (Nanjing)","CSUN280-72M-BB",280,243.4]
["China Sunergy (Nanjing)","CSUN280-72P",280,246.1]
["China Sunergy (Nanjing)","SST280-60M",280,250.4]
["China Sunergy (Nanjing)","SST280-72M",280,253.4]
["China Sunergy (Nanjing)","SST280-72M-BB",280,243.4]
["China Sunergy (Nanjing)","SST280-72P",280,246.1]
["China Sunergy (Nanjing)","CSUN285-60M",285,257.10000000000002]
["China Sunergy (Nanjing)","CSUN285-72M-BB",285,247.9]
["China Sunergy (Nanjing)","SST285-72M",285,258]
["China Sunergy (Nanjing)","SST285-72M-BB",285,247.9]
["China Sunergy (Nanjing)","SST285-72P",285,250.6]
["China Sunergy (Nanjing)","CSUN290-60M",290,261.8]
["China Sunergy (Nanjing)","CSUN290-72M-BB",290,252.4]
["China Sunergy (Nanjing)","CSUN290-72P",290,261.39999999999998]
["China Sunergy (Nanjing)","SST290-72M",290,253.5]
["China Sunergy (Nanjing)","SST290-72M-BB",290,252.4]
["China Sunergy (Nanjing)","SST290-72P",290,255.2]
["China Sunergy (Nanjing)","CSUN295-72M-BB",295,256.89999999999998]
["China Sunergy (Nanjing)","CSUN295-72P",295,266.10000000000002]
["China Sunergy (Nanjing)","SST295-72M",295,258.10000000000002]
["China Sunergy (Nanjing)","SST295-72M-BB",295,256.89999999999998]
["China Sunergy (Nanjing)","CSUN300-72P",300,270.8]
["China Sunergy (Nanjing)","SST300-72M",300,262.60000000000002]
["China Sunergy (Nanjing)","CSUN305-72M",305,273.39999999999998]
["China Sunergy (Nanjing)","CSUN305-72P",305,275.39999999999998]
["China Sunergy (Nanjing)","SST305-72M",305,273.39999999999998]
["China Sunergy (Nanjing)","CSUN310-72M",310,278.10000000000002]
["China Sunergy (Nanjing)","CSUN310-72P",310,280.10000000000002]
["China Sunergy (Nanjing)","SST310-72M",310,278.10000000000002]
["China Sunergy (Nanjing)","CSUN315-72M",315,282.7]
["China Sunergy (Nanjing)","CSUN315-72P",315,284.8]
["China Sunergy (Nanjing)","SST315-72M",315,282.7]
["China Sunergy (Nanjing)","CSUN320-72M",320,287.3]
["China Sunergy (Nanjing)","CSUN320-72P",320,288.60000000000002]
["China Sunergy (Nanjing)","SST320-72M",320,287.3]
["China Sunergy (Nanjing)","CSUN325-72M",325,291.89999999999998]
["China Sunergy (Nanjing)","SST325-72M",325,291.89999999999998]
["China Sunergy (Nanjing)","CSUN330-72M",330,296.60000000000002]
["China Sunergy (Nanjing)","SST330-72M",330,296.60000000000002]
["China Sunergy (Nanjing)","CSUN335-72M",335,302.10000000000002]
["China Sunergy (Nanjing)","CSUN340-72M",340,306.7]
["China Sunergy (Nanjing)","CSUN345-72M",345,311.39999999999998]
["China Sunergy (Nanjing) Co.,Ltd.","CSUN285-60MH5",285,262.10000000000002]
["China Sunergy (Nanjing) Co.,Ltd.","CSUN285-60MH5BB",285,262.10000000000002]
["China Sunergy (Nanjing) Co.,Ltd.","CSUN285-60MH5BW",285,262.10000000000002]
["China Sunergy (Nanjing) Co.,Ltd.","CSUN285-60MM5",285,262.10000000000002]
["China Sunergy (Nanjing) Co.,Ltd.","CSUN285-60MM5BB",285,262.10000000000002]
["China Sunergy (Nanjing) Co.,Ltd.","CSUN285-60MM5BW",285,262.10000000000002]
["China Sunergy (Nanjing) Co.,Ltd.","CSUN290-60MH5",290,266.89999999999998]
["China Sunergy (Nanjing) Co.,Ltd.","CSUN290-60MH5BB",290,266.89999999999998]
["China Sunergy (Nanjing) Co.,Ltd.","CSUN290-60MH5BW",290,266.89999999999998]
["China Sunergy (Nanjing) Co.,Ltd.","CSUN290-60MM5",290,266.89999999999998]
["China Sunergy (Nanjing) Co.,Ltd.","CSUN290-60MM5BB",290,266.89999999999998]
["China Sunergy (Nanjing) Co.,Ltd.","CSUN290-60MM5BW",290,266.89999999999998]
["China Sunergy (Nanjing) Co.,Ltd.","CSUN295-60MH5",295,271.60000000000002]
["China Sunergy (Nanjing) Co.,Ltd.","CSUN295-60MH5BB",295,271.60000000000002]
["China Sunergy (Nanjing) Co.,Ltd.","CSUN295-60MH5BW",295,271.60000000000002]
["China Sunergy (Nanjing) Co.,Ltd.","CSUN295-60MM5",295,271.60000000000002]
["China Sunergy (Nanjing) Co.,Ltd.","CSUN295-60MM5BB",295,271.60000000000002]
["China Sunergy (Nanjing) Co.,Ltd.","CSUN295-60MM5BW",295,271.60000000000002]
["China Sunergy (Nanjing) Co.,Ltd.","CSUN300-60MH5",300,276.3]
["China Sunergy (Nanjing) Co.,Ltd.","CSUN300-60MH5BB",300,276.3]
["China Sunergy (Nanjing) Co.,Ltd.","CSUN300-60MH5BW",300,276.3]
["China Sunergy (Nanjing) Co.,Ltd.","CSUN300-60MM5",300,276.3]
["China Sunergy (Nanjing) Co.,Ltd.","CSUN300-60MM5BB",300,276.3]
["China Sunergy (Nanjing) Co.,Ltd.","CSUN300-60MM5BW",300,276.3]
["China Sunergy (Nanjing) Co.,Ltd.","CSUN305-60MH5",305,281.10000000000002]
["China Sunergy (Nanjing) Co.,Ltd.","CSUN305-60MH5BB",305,281.10000000000002]
["China Sunergy (Nanjing) Co.,Ltd.","CSUN305-60MH5BW",305,281.10000000000002]
["China Sunergy (Nanjing) Co.,Ltd.","CSUN305-60MM5",305,281.10000000000002]
["China Sunergy (Nanjing) Co.,Ltd.","CSUN305-60MM5BB",305,281.10000000000002]
["China Sunergy (Nanjing) Co.,Ltd.","CSUN305-60MM5BW",305,281.10000000000002]
["China Sunergy (Nanjing) Co.,Ltd.","CSUN310-60MH5",310,285.8]
["China Sunergy (Nanjing) Co.,Ltd.","CSUN310-60MH5BB",310,285.8]
["China Sunergy (Nanjing) Co.,Ltd.","CSUN310-60MH5BW",310,285.8]
["China Sunergy (Nanjing) Co.,Ltd.","CSUN310-60MM5",310,285.8]
["China Sunergy (Nanjing) Co.,Ltd.","CSUN310-60MM5BB",310,285.8]
["China Sunergy (Nanjing) Co.,Ltd.","CSUN310-60MM5BW",310,285.8]
["China Sunergy (Nanjing) Co.,Ltd.","CSUN315-60MH5",315,290.5]
["China Sunergy (Nanjing) Co.,Ltd.","CSUN315-60MH5BB",315,290.5]
["China Sunergy (Nanjing) Co.,Ltd.","CSUN315-60MH5BW",315,290.5]
["China Sunergy (Nanjing) Co.,Ltd.","CSUN315-60MM5",315,290.5]
["China Sunergy (Nanjing) Co.,Ltd.","CSUN315-60MM5BB",315,290.5]
["China Sunergy (Nanjing) Co.,Ltd.","CSUN315-60MM5BW",315,290.5]
["China Sunergy (Nanjing) Co.,Ltd.","CSUN315-72PH5",315,288.2]
["China Sunergy (Nanjing) Co.,Ltd.","CSUN315-72PH5BB",315,288.2]
["China Sunergy (Nanjing) Co.,Ltd.","CSUN315-72PH5BW",315,288.2]
["China Sunergy (Nanjing) Co.,Ltd.","CSUN315-72PM5",315,288.2]
["China Sunergy (Nanjing) Co.,Ltd.","CSUN315-72PM5BB",315,288.2]
["China Sunergy (Nanjing) Co.,Ltd.","CSUN315-72PM5BW",315,288.2]
["China Sunergy (Nanjing) Co.,Ltd.","CSUN320-60MH5",320,295.3]
["China Sunergy (Nanjing) Co.,Ltd.","CSUN320-60MH5BB",320,295.3]
["China Sunergy (Nanjing) Co.,Ltd.","CSUN320-60MH5BW",320,295.3]
["China Sunergy (Nanjing) Co.,Ltd.","CSUN320-60MM5",320,295.3]
["China Sunergy (Nanjing) Co.,Ltd.","CSUN320-60MM5BB",320,295.3]
["China Sunergy (Nanjing) Co.,Ltd.","CSUN320-60MM5BW",320,295.3]
["China Sunergy (Nanjing) Co.,Ltd.","CSUN320-72PH5",320,292.89999999999998]
["China Sunergy (Nanjing) Co.,Ltd.","CSUN320-72PH5BB",320,292.89999999999998]
["China Sunergy (Nanjing) Co.,Ltd.","CSUN320-72PH5BW",320,292.89999999999998]
["China Sunergy (Nanjing) Co.,Ltd.","CSUN320-72PM5",320,292.89999999999998]
["China Sunergy (Nanjing) Co.,Ltd.","CSUN320-72PM5BB",320,292.89999999999998]
["China Sunergy (Nanjing) Co.,Ltd.","CSUN320-72PM5BW",320,292.89999999999998]
["China Sunergy (Nanjing) Co.,Ltd.","CSUN325-60MH5",325,300]
["China Sunergy (Nanjing) Co.,Ltd.","CSUN325-60MH5BB",325,300]
["China Sunergy (Nanjing) Co.,Ltd.","CSUN325-60MH5BW",325,300]
["China Sunergy (Nanjing) Co.,Ltd.","CSUN325-60MM5",325,300]
["China Sunergy (Nanjing) Co.,Ltd.","CSUN325-60MM5BB",325,300]
["China Sunergy (Nanjing) Co.,Ltd.","CSUN325-60MM5BW",325,300]
["China Sunergy (Nanjing) Co.,Ltd.","CSUN325-72PH5",325,297.60000000000002]
["China Sunergy (Nanjing) Co.,Ltd.","CSUN325-72PH5BB",325,297.60000000000002]
["China Sunergy (Nanjing) Co.,Ltd.","CSUN325-72PH5BW",325,297.60000000000002]
["China Sunergy (Nanjing) Co.,Ltd.","CSUN325-72PM5",325,297.60000000000002]
["China Sunergy (Nanjing) Co.,Ltd.","CSUN325-72PM5BB",325,297.60000000000002]
["China Sunergy (Nanjing) Co.,Ltd.","CSUN325-72PM5BW",325,297.60000000000002]
["China Sunergy (Nanjing) Co.,Ltd.","CSUN330-60MH5",330,304.8]
["China Sunergy (Nanjing) Co.,Ltd.","CSUN330-60MH5BB",330,304.8]
["China Sunergy (Nanjing) Co.,Ltd.","CSUN330-60MH5BW",330,304.8]
["China Sunergy (Nanjing) Co.,Ltd.","CSUN330-60MM5",330,304.8]
["China Sunergy (Nanjing) Co.,Ltd.","CSUN330-60MM5BB",330,304.8]
["China Sunergy (Nanjing) Co.,Ltd.","CSUN330-60MM5BW",330,304.8]
["China Sunergy (Nanjing) Co.,Ltd.","CSUN330-72PH5",330,302.3]
["China Sunergy (Nanjing) Co.,Ltd.","CSUN330-72PH5BB",330,302.3]
["China Sunergy (Nanjing) Co.,Ltd.","CSUN330-72PH5BW",330,302.3]
["China Sunergy (Nanjing) Co.,Ltd.","CSUN330-72PM5",330,302.3]
["China Sunergy (Nanjing) Co.,Ltd.","CSUN330-72PM5BB",330,302.3]
["China Sunergy (Nanjing) Co.,Ltd.","CSUN330-72PM5BW",330,302.3]
["China Sunergy (Nanjing) Co.,Ltd.","CSUN335-72PH5",335,307]
["China Sunergy (Nanjing) Co.,Ltd.","CSUN335-72PH5BB",335,307]
["China Sunergy (Nanjing) Co.,Ltd.","CSUN335-72PH5BW",335,307]
["China Sunergy (Nanjing) Co.,Ltd.","CSUN335-72PM5",335,307]
["China Sunergy (Nanjing) Co.,Ltd.","CSUN335-72PM5BB",335,307]
["China Sunergy (Nanjing) Co.,Ltd.","CSUN335-72PM5BW",335,307]
["China Sunergy (Nanjing) Co.,Ltd.","CSUN340-72PH5",340,311.7]
["China Sunergy (Nanjing) Co.,Ltd.","CSUN340-72PH5BB",340,311.7]
["China Sunergy (Nanjing) Co.,Ltd.","CSUN340-72PH5BW",340,311.7]
["China Sunergy (Nanjing) Co.,Ltd.","CSUN340-72PM5",340,311.7]
["China Sunergy (Nanjing) Co.,Ltd.","CSUN340-72PM5BB",340,311.7]
["China Sunergy (Nanjing) Co.,Ltd.","CSUN340-72PM5BW",340,311.7]
["China Sunergy (Nanjing) Co.,Ltd.","CSUN345-72PH5",345,316.39999999999998]
["China Sunergy (Nanjing) Co.,Ltd.","CSUN345-72PH5BB",345,316.39999999999998]
["China Sunergy (Nanjing) Co.,Ltd.","CSUN345-72PH5BW",345,316.39999999999998]
["China Sunergy (Nanjing) Co.,Ltd.","CSUN345-72PM5",345,316.39999999999998]
["China Sunergy (Nanjing) Co.,Ltd.","CSUN345-72PM5BB",345,316.39999999999998]
["China Sunergy (Nanjing) Co.,Ltd.","CSUN345-72PM5BW",345,316.39999999999998]
["China Sunergy (Nanjing) Co.,Ltd.","CSUN360-72MH5",360,330.9]
["China Sunergy (Nanjing) Co.,Ltd.","CSUN360-72MH5BB",360,330.9]
["China Sunergy (Nanjing) Co.,Ltd.","CSUN360-72MH5BW",360,330.9]
["China Sunergy (Nanjing) Co.,Ltd.","CSUN360-72MM5",360,330.9]
["China Sunergy (Nanjing) Co.,Ltd.","CSUN360-72MM5BB",360,330.9]
["China Sunergy (Nanjing) Co.,Ltd.","CSUN360-72MM5BW",360,330.9]
["China Sunergy (Nanjing) Co.,Ltd.","CSUN365-72MH5",365,335.6]
["China Sunergy (Nanjing) Co.,Ltd.","CSUN365-72MH5BB",365,335.6]
["China Sunergy (Nanjing) Co.,Ltd.","CSUN365-72MH5BW",365,335.6]
["China Sunergy (Nanjing) Co.,Ltd.","CSUN365-72MM5",365,335.6]
["China Sunergy (Nanjing) Co.,Ltd.","CSUN365-72MM5BB",365,335.6]
["China Sunergy (Nanjing) Co.,Ltd.","CSUN365-72MM5BW",365,335.6]
["China Sunergy (Nanjing) Co.,Ltd.","CSUN370-72MH5",370,340.4]
["China Sunergy (Nanjing) Co.,Ltd.","CSUN370-72MH5BB",370,340.4]
["China Sunergy (Nanjing) Co.,Ltd.","CSUN370-72MH5BW",370,340.4]
["China Sunergy (Nanjing) Co.,Ltd.","CSUN370-72MM5",370,340.4]
["China Sunergy (Nanjing) Co.,Ltd.","CSUN370-72MM5BB",370,340.4]
["China Sunergy (Nanjing) Co.,Ltd.","CSUN370-72MM5BW",370,340.4]
["China Sunergy (Nanjing) Co.,Ltd.","CSUN375-72MH5",375,345.1]
["China Sunergy (Nanjing) Co.,Ltd.","CSUN375-72MH5BB",375,345.1]
["China Sunergy (Nanjing) Co.,Ltd.","CSUN375-72MH5BW",375,345.1]
["China Sunergy (Nanjing) Co.,Ltd.","CSUN375-72MM5",375,345.1]
["China Sunergy (Nanjing) Co.,Ltd.","CSUN375-72MM5BB",375,345.1]
["China Sunergy (Nanjing) Co.,Ltd.","CSUN375-72MM5BW",375,345.1]
["China Sunergy (Nanjing) Co.,Ltd.","CSUN380-72MH5",380,349.8]
["China Sunergy (Nanjing) Co.,Ltd.","CSUN380-72MH5BB",380,349.8]
["China Sunergy (Nanjing) Co.,Ltd.","CSUN380-72MH5BW",380,349.8]
["China Sunergy (Nanjing) Co.,Ltd.","CSUN380-72MM5",380,349.8]
["China Sunergy (Nanjing) Co.,Ltd.","CSUN380-72MM5BB",380,349.8]
["China Sunergy (Nanjing) Co.,Ltd.","CSUN380-72MM5BW",380,349.8]
["China Sunergy (Nanjing) Co.,Ltd.","CSUN385-72MH5",385,354.6]
["China Sunergy (Nanjing) Co.,Ltd.","CSUN385-72MH5BB",385,354.6]
["China Sunergy (Nanjing) Co.,Ltd.","CSUN385-72MH5BW",385,354.6]
["China Sunergy (Nanjing) Co.,Ltd.","CSUN385-72MM5",385,354.6]
["China Sunergy (Nanjing) Co.,Ltd.","CSUN385-72MM5BB",385,354.6]
["China Sunergy (Nanjing) Co.,Ltd.","CSUN385-72MM5BW",385,354.6]
["China Sunergy (Nanjing) Co.,Ltd.","CSUN390-72MH5",390,359.3]
["China Sunergy (Nanjing) Co.,Ltd.","CSUN390-72MH5BB",390,359.3]
["China Sunergy (Nanjing) Co.,Ltd.","CSUN390-72MH5BW",390,359.3]
["China Sunergy (Nanjing) Co.,Ltd.","CSUN390-72MM5",390,359.3]
["China Sunergy (Nanjing) Co.,Ltd.","CSUN390-72MM5BB",390,359.3]
["China Sunergy (Nanjing) Co.,Ltd.","CSUN390-72MM5BW",390,359.3]
["China Sunergy (Nanjing) Co.,Ltd.","CSUN395-72MH5",395,364.1]
["China Sunergy (Nanjing) Co.,Ltd.","CSUN395-72MH5BB",395,364.1]
["China Sunergy (Nanjing) Co.,Ltd.","CSUN395-72MH5BW",395,364.1]
["China Sunergy (Nanjing) Co.,Ltd.","CSUN395-72MM5",395,364.1]
["China Sunergy (Nanjing) Co.,Ltd.","CSUN395-72MM5BB",395,364.1]
["China Sunergy (Nanjing) Co.,Ltd.","CSUN395-72MM5BW",395,364.1]
["China Sunergy (Nanjing) Co.,Ltd.","CSUN400-72MH5",400,368.8]
["China Sunergy (Nanjing) Co.,Ltd.","CSUN400-72MH5BB",400,368.8]
["China Sunergy (Nanjing) Co.,Ltd.","CSUN400-72MH5BW",400,368.8]
["China Sunergy (Nanjing) Co.,Ltd.","CSUN400-72MM5",400,368.8]
["China Sunergy (Nanjing) Co.,Ltd.","CSUN400-72MM5BB",400,368.8]
["China Sunergy (Nanjing) Co.,Ltd.","CSUN400-72MM5BW",400,368.8]
["China Sunergy (Nanjing) Co.,Ltd.","CSUN405-72MH5",405,373.6]
["China Sunergy (Nanjing) Co.,Ltd.","CSUN405-72MH5BB",405,373.6]
["China Sunergy (Nanjing) Co.,Ltd.","CSUN405-72MH5BW",405,373.6]
["China Sunergy (Nanjing) Co.,Ltd.","CSUN405-72MM5",405,373.6]
["China Sunergy (Nanjing) Co.,Ltd.","CSUN405-72MM5BB",405,373.6]
["China Sunergy (Nanjing) Co.,Ltd.","CSUN405-72MM5BW",405,373.6]
["Chinaland Solar Energy","HSE235-60P",235,207.5]
["Chinaland Solar Energy","HSE235-60P-B",235,208.5]
["Chinaland Solar Energy","HSE240-60M",240,216.7]
["Chinaland Solar Energy","HSE240-60M-B",240,216.4]
["Chinaland Solar Energy","HSE240-60P",240,212.1]
["Chinaland Solar Energy","HSE240-60P-B",240,213.1]
["Chinaland Solar Energy","HSE245-60M",245,221.4]
["Chinaland Solar Energy","HSE245-60M-B",245,221.1]
["Chinaland Solar Energy","HSE245-60P",245,216.6]
["Chinaland Solar Energy","HSE245-60P-B",245,217.7]
["Chinaland Solar Energy","HSE250-60M",250,226]
["Chinaland Solar Energy","HSE250-60M-B",250,225.7]
["Chinaland Solar Energy","HSE250-60P",250,221.2]
["Chinaland Solar Energy","HSE250-60P-B",250,222.2]
["Chinaland Solar Energy","HSE255-60M",255,230.6]
["Chinaland Solar Energy","HSE255-60M-B",255,230.3]
["Chinaland Solar Energy","HSE255-60P",255,225.8]
["Chinaland Solar Energy","HSE255-60P-B",255,226.8]
["Chinaland Solar Energy","HSE260-60M",260,235.3]
["Chinaland Solar Energy","HSE260-60M-B",260,235]
["Chinaland Solar Energy","HSE260-60P",260,230.4]
["Chinaland Solar Energy","HSE260-60P-B",260,231.4]
["Chinaland Solar Energy","HSE265-60M",265,239.9]
["Chinaland Solar Energy","HSE265-60M-B",265,239.6]
["Chinaland Solar Energy","HSE265-60P",265,234.9]
["Chinaland Solar Energy","HSE265-60P-B",265,236]
["Chinaland Solar Energy","HSE270-60M",270,244.6]
["Chinaland Solar Energy","HSE270-60M-B",270,244.2]
["Chinaland Solar Energy","HSE270-60P",270,239.5]
["Chinaland Solar Energy","HSE270-60P-B",270,240.6]
["Chinaland Solar Energy","HSE275-60M-B",275,248.9]
["Chinaland Solar Energy","HSE290-72P",290,256.39999999999998]
["Chinaland Solar Energy","HSE295-72M",295,266]
["Chinaland Solar Energy","HSE295-72P",295,261]
["Chinaland Solar Energy","HSE300-72M",300,270.60000000000002]
["Chinaland Solar Energy","HSE300-72P",300,265.5]
["Chinaland Solar Energy","HSE305-72M",305,275.3]
["Chinaland Solar Energy","HSE305-72P",305,270.10000000000002]
["Chinaland Solar Energy","HSE310-72M",310,279.89999999999998]
["Chinaland Solar Energy","HSE310-72P",310,274.7]
["Chinaland Solar Energy","HSE315-72M",315,284.60000000000002]
["Chinaland Solar Energy","HSE315-72P",315,279.3]
["Chinaland Solar Energy","HSE320-72M",320,289.2]
["Chinaland Solar Energy","HSE320-72P",320,283.8]
["Chinaland Solar Energy","HSE325-72M",325,293.89999999999998]
["Chinalight Haoyu Photovoltaic Technology (Beijing)","CLS165P",165,146]
["Chinalight Haoyu Photovoltaic Technology (Beijing)","CLS170P",170,150.5]
["Chinalight Haoyu Photovoltaic Technology (Beijing)","CLS175P",175,155.1]
["Chinalight Haoyu Photovoltaic Technology (Beijing)","CLS180P",180,159.6]
["Chinalight Haoyu Photovoltaic Technology (Beijing)","CLS185P",185,164.2]
["Chinalight Haoyu Photovoltaic Technology (Beijing)","CLS190P",190,168.8]
["Chinalight Haoyu Photovoltaic Technology (Beijing)","CLS215P",215,190.5]
["Chinalight Haoyu Photovoltaic Technology (Beijing)","CLS220P",220,195]
["Chinalight Haoyu Photovoltaic Technology (Beijing)","CLS-225P",225,199.6]
["Chinalight Haoyu Photovoltaic Technology (Beijing)","CLS-230P",230,207.1]
["Chinalight Haoyu Photovoltaic Technology (Beijing)","CLS-235P",235,211.7]
["Chinalight Haoyu Photovoltaic Technology (Beijing)","CLS-240P",240,216.3]
["Chinalight Haoyu Photovoltaic Technology (Beijing)","CLS-245P",245,221]
["Chinalight Haoyu Photovoltaic Technology (Beijing)","CLS-250P",250,225.6]
["Chint Solar (Zhejiang) Co., Ltd","CHSM5001T-105",105,96.1]
["Chint Solar (Zhejiang) Co., Ltd","CHSM5001T-110",110,100.7]
["Chint Solar (Zhejiang) Co., Ltd","CHSM5001T-115",115,105.3]
["Chint Solar (Zhejiang) Co., Ltd","CHSM5031T-125",125,114.2]
["Chint Solar (Zhejiang) Co., Ltd","CHSM5031T-130",130,118.8]
["Chint Solar (Zhejiang) Co., Ltd","CHSM5031T-135",135,123.4]
["Chint Solar (Zhejiang) Co., Ltd","CHSM5612M-175",175,153.80000000000001]
["Chint Solar (Zhejiang) Co., Ltd","CHSM5612M-180",180,158.30000000000001]
["Chint Solar (Zhejiang) Co., Ltd","CHSM5612M(BL)-185",185,166.2]
["Chint Solar (Zhejiang) Co., Ltd","CHSM5612M-185",185,168.2]
["Chint Solar (Zhejiang) Co., Ltd","CHSM5612M(BL)-190",190,170.8]
["Chint Solar (Zhejiang) Co., Ltd","CHSM5612M-190",190,171.2]
["Chint Solar (Zhejiang) Co., Ltd","CHSM5612M(BL)-195",195,175.5]
["Chint Solar (Zhejiang) Co., Ltd","CHSM5612M-195",195,175.9]
["Chint Solar (Zhejiang) Co., Ltd","CHSM5612M(BL)-200",200,180.1]
["Chint Solar (Zhejiang) Co., Ltd","CHSM5612M-200",200,180.5]
["Chint Solar (Zhejiang) Co., Ltd","CHSM5612M-205",205,185.1]
["Chint Solar (Zhejiang) Co., Ltd","CHSM5612M-210",210,189.8]
["Chint Solar (Zhejiang) Co., Ltd","CHSM6609M-215",215,194.5]
["Chint Solar (Zhejiang) Co., Ltd","CHSM6610P-215",215,194.8]
["Chint Solar (Zhejiang) Co., Ltd","CHSM6609M-220",220,198.3]
["Chint Solar (Zhejiang) Co., Ltd","CHSM6610M-220",220,195.3]
["Chint Solar (Zhejiang) Co., Ltd","CHSM6610P-220",220,199.5]
["Chint Solar (Zhejiang) Co., Ltd","CHSM6609M-225",225,202.9]
["Chint Solar (Zhejiang) Co., Ltd","CHSM6610M-225",225,199.9]
["Chint Solar (Zhejiang) Co., Ltd","CHSM6610P-225",225,204.1]
["Chint Solar (Zhejiang) Co., Ltd","CHSM6609M-230",230,207.6]
["Chint Solar (Zhejiang) Co., Ltd","CHSM6610M-230",230,204.4]
["Chint Solar (Zhejiang) Co., Ltd","CHSM6610P-230",230,208.8]
["Chint Solar (Zhejiang) Co., Ltd","CHSM6609M-235",235,212.2]
["Chint Solar (Zhejiang) Co., Ltd","CHSM6610M-235",235,209]
["Chint Solar (Zhejiang) Co., Ltd","CHSM6610P-235",235,213.4]
["Chint Solar (Zhejiang) Co., Ltd","CHSM6609M-240",240,216.9]
["Chint Solar (Zhejiang) Co., Ltd","CHSM6610M(BL)-240",240,216.2]
["Chint Solar (Zhejiang) Co., Ltd","CHSM6610M-240",240,213.6]
["Chint Solar (Zhejiang) Co., Ltd","CHSM6610P-240",240,218.1]
["Chint Solar (Zhejiang) Co., Ltd","CHSM6610M(BL)-245",245,220.8]
["Chint Solar (Zhejiang) Co., Ltd","CHSM6610M-245",245,220.3]
["Chint Solar (Zhejiang) Co., Ltd","CHSM6610P-245",245,221.6]
["Chint Solar (Zhejiang) Co., Ltd","CHSM6610M(BL)-250",250,225.4]
["Chint Solar (Zhejiang) Co., Ltd","CHSM6610M-250",250,224.9]
["Chint Solar (Zhejiang) Co., Ltd","CHSM6610P/HV-250",250,224.3]
["Chint Solar (Zhejiang) Co., Ltd","CHSM6610P-250",250,226.3]
["Chint Solar (Zhejiang) Co., Ltd","CHSM6610PR-250",250,227.5]
["Chint Solar (Zhejiang) Co., Ltd","CHSM6610M(BL)-255",255,230.1]
["Chint Solar (Zhejiang) Co., Ltd","CHSM6610M-255",255,231.2]
["Chint Solar (Zhejiang) Co., Ltd","CHSM6610P/HV-255",255,228.9]
["Chint Solar (Zhejiang) Co., Ltd","CHSM6610P-255",255,230.9]
["Chint Solar (Zhejiang) Co., Ltd","CHSM6610PR-255",255,232.2]
["Chint Solar (Zhejiang) Co., Ltd","CHSM6610M(BL)-260",260,234.7]
["Chint Solar (Zhejiang) Co., Ltd","CHSM6610M-260",260,235.8]
["Chint Solar (Zhejiang) Co., Ltd","CHSM6610P/HV-260",260,233.6]
["Chint Solar (Zhejiang) Co., Ltd","CHSM6610P-260",260,235.6]
["Chint Solar (Zhejiang) Co., Ltd","CHSM6610PR-260",260,236.9]
["Chint Solar (Zhejiang) Co., Ltd","CHSM6612P-260",260,232.4]
["Chint Solar (Zhejiang) Co., Ltd","CHSM6610M-265",265,240.5]
["Chint Solar (Zhejiang) Co., Ltd","CHSM6610P/HV-265",265,238.2]
["Chint Solar (Zhejiang) Co., Ltd","CHSM6610P-265",265,240.2]
["Chint Solar (Zhejiang) Co., Ltd","CHSM6611P-265",265,238]
["Chint Solar (Zhejiang) Co., Ltd","CHSM6612P-265",265,237]
["Chint Solar (Zhejiang) Co., Ltd","CHSM6610M-270",270,245.1]
["Chint Solar (Zhejiang) Co., Ltd","CHSM6610P/HV-270",270,242.8]
["Chint Solar (Zhejiang) Co., Ltd","CHSM6610P-270",270,242.8]
["Chint Solar (Zhejiang) Co., Ltd","CHSM6611P-270",270,242.6]
["Chint Solar (Zhejiang) Co., Ltd","CHSM6612P-270",270,241.6]
["Chint Solar (Zhejiang) Co., Ltd","CHSM6610M/HV-275",275,249.9]
["Chint Solar (Zhejiang) Co., Ltd","CHSM6610M-275",275,249.8]
["Chint Solar (Zhejiang) Co., Ltd","CHSM6610P/HV-275",275,247.4]
["Chint Solar (Zhejiang) Co., Ltd","CHSM6610P-275",275,247.4]
["Chint Solar (Zhejiang) Co., Ltd","CHSM6611P-275",275,247.2]
["Chint Solar (Zhejiang) Co., Ltd","CHSM6612P-275",275,246.2]
["Chint Solar (Zhejiang) Co., Ltd","CHSM6612PM-275",275,242.1]
["Chint Solar (Zhejiang) Co., Ltd","CHSM6610M(BL)-280",280,254.6]
["Chint Solar (Zhejiang) Co., Ltd","CHSM6610M/HV-280",280,254.6]
["Chint Solar (Zhejiang) Co., Ltd","CHSM6610M-280",280,254.6]
["Chint Solar (Zhejiang) Co., Ltd","CHSM6610P/HV-280",280,252.1]
["Chint Solar (Zhejiang) Co., Ltd","CHSM6610P-280",280,252.1]
["Chint Solar (Zhejiang) Co., Ltd","CHSM6611P-280",280,251.9]
["Chint Solar (Zhejiang) Co., Ltd","CHSM6612P-280",280,250.8]
["Chint Solar (Zhejiang) Co., Ltd","CHSM6612PM-280",280,246.6]
["Chint Solar (Zhejiang) Co., Ltd","CHSM6610M(BL)-285",285,259.3]
["Chint Solar (Zhejiang) Co., Ltd","CHSM6610M/HV-285",285,259.3]
["Chint Solar (Zhejiang) Co., Ltd","CHSM6610M-285",285,259.3]
["Chint Solar (Zhejiang) Co., Ltd","CHSM6610P/HV-285",285,256.7]
["Chint Solar (Zhejiang) Co., Ltd","CHSM6610P-285",285,256.7]
["Chint Solar (Zhejiang) Co., Ltd","CHSM6611P-285",285,256.5]
["Chint Solar (Zhejiang) Co., Ltd","CHSM6612P-285",285,257.2]
["Chint Solar (Zhejiang) Co., Ltd","CHSM6612PM-285",285,251.2]
["Chint Solar (Zhejiang) Co., Ltd","CHSM6610M(BL)-290",290,264]
["Chint Solar (Zhejiang) Co., Ltd","CHSM6610M/HV-290",290,264]
["Chint Solar (Zhejiang) Co., Ltd","CHSM6610M-290",290,264]
["Chint Solar (Zhejiang) Co., Ltd","CHSM6610P/HV-290",290,261.39999999999998]
["Chint Solar (Zhejiang) Co., Ltd","CHSM6610P-290",290,261.39999999999998]
["Chint Solar (Zhejiang) Co., Ltd","CHSM6612P-290",290,261.8]
["Chint Solar (Zhejiang) Co., Ltd","CHSM6612PM-290",290,255.7]
["Chint Solar (Zhejiang) Co., Ltd","CHSM6610M(BL)-295",295,268.7]
["Chint Solar (Zhejiang) Co., Ltd","CHSM6610M/HV-295",295,268.7]
["Chint Solar (Zhejiang) Co., Ltd","CHSM6610M-295",295,268.7]
["Chint Solar (Zhejiang) Co., Ltd","CHSM6610P/HV-295",295,266]
["Chint Solar (Zhejiang) Co., Ltd","CHSM6610P-295",295,266]
["Chint Solar (Zhejiang) Co., Ltd","CHSM6612M-295",295,265.8]
["Chint Solar (Zhejiang) Co., Ltd","CHSM6612P-295",295,266.39999999999998]
["Chint Solar (Zhejiang) Co., Ltd","CHSM6612PM-295",295,260.3]
["Chint Solar (Zhejiang) Co., Ltd","CHSM6612PR-295",295,266]
["Chint Solar (Zhejiang) Co., Ltd","CHSM6610M/HV-300",300,273.39999999999998]
["Chint Solar (Zhejiang) Co., Ltd","CHSM6612M-300",300,270.39999999999998]
["Chint Solar (Zhejiang) Co., Ltd","CHSM6612P-300",300,271.10000000000002]
["Chint Solar (Zhejiang) Co., Ltd","CHSM6612PR-300",300,270.60000000000002]
["Chint Solar (Zhejiang) Co., Ltd","CHSM6610M/HV-305",305,278.10000000000002]
["Chint Solar (Zhejiang) Co., Ltd","CHSM6612M-305",305,275]
["Chint Solar (Zhejiang) Co., Ltd","CHSM6612P-305",305,275.7]
["Chint Solar (Zhejiang) Co., Ltd","CHSM6612PR-305",305,275.2]
["Chint Solar (Zhejiang) Co., Ltd","CHSM6612M-310",310,279.7]
["Chint Solar (Zhejiang) Co., Ltd","CHSM6612P/HV-310",310,279.39999999999998]
["Chint Solar (Zhejiang) Co., Ltd","CHSM6612P-310",310,280.3]
["Chint Solar (Zhejiang) Co., Ltd","CHSM6612M-315",315,284.3]
["Chint Solar (Zhejiang) Co., Ltd","CHSM6612P/HV-315",315,284.10000000000002]
["Chint Solar (Zhejiang) Co., Ltd","CHSM6612P-315",315,286.2]
["Chint Solar (Zhejiang) Co., Ltd","CHSM6612M-320",320,288.89999999999998]
["Chint Solar (Zhejiang) Co., Ltd","CHSM6612P/HV-320",320,288.7]
["Chint Solar (Zhejiang) Co., Ltd","CHSM6612P-320",320,290.89999999999998]
["Chint Solar (Zhejiang) Co., Ltd","CHSM6612M-325",325,293.60000000000002]
["Chint Solar (Zhejiang) Co., Ltd","CHSM6612P/HV-325",325,293.39999999999998]
["Chint Solar (Zhejiang) Co., Ltd","CHSM6612P-325",325,295.5]
["Chint Solar (Zhejiang) Co., Ltd","CHSM6612M(BL)-330",330,300]
["Chint Solar (Zhejiang) Co., Ltd","CHSM6612M/HV-330",330,300]
["Chint Solar (Zhejiang) Co., Ltd","CHSM6612M-330",330,300]
["Chint Solar (Zhejiang) Co., Ltd","CHSM6612P/HV-330",330,298]
["Chint Solar (Zhejiang) Co., Ltd","CHSM6612P-330",330,300.2]
["Chint Solar (Zhejiang) Co., Ltd","CHSM6612M(BL)-335",335,304.7]
["Chint Solar (Zhejiang) Co., Ltd","CHSM6612M/HV-335",335,304.7]
["Chint Solar (Zhejiang) Co., Ltd","CHSM6612M-335",335,304.7]
["Chint Solar (Zhejiang) Co., Ltd","CHSM6612P/HV-335",335,302.7]
["Chint Solar (Zhejiang) Co., Ltd","CHSM6612P-335",335,304.89999999999998]
["Chint Solar (Zhejiang) Co., Ltd","CHSM6612M(BL)-340",340,309.39999999999998]
["Chint Solar (Zhejiang) Co., Ltd","CHSM6612M/HV-340",340,309.39999999999998]
["Chint Solar (Zhejiang) Co., Ltd","CHSM6612M-340",340,309.39999999999998]
["Chint Solar (Zhejiang) Co., Ltd","CHSM6612P/HV-340",340,307.3]
["Chint Solar (Zhejiang) Co., Ltd","CHSM6612P-340",340,309.60000000000002]
["Chint Solar (Zhejiang) Co., Ltd","CHSM6612M(BL)-345",345,314.10000000000002]
["Chint Solar (Zhejiang) Co., Ltd","CHSM6612M/HV-345",345,314.10000000000002]
["Chint Solar (Zhejiang) Co., Ltd","CHSM6612M-345",345,314.10000000000002]
["Chint Solar (Zhejiang) Co., Ltd","CHSM6612P/HV-345",345,312]
["Chint Solar (Zhejiang) Co., Ltd","CHSM6612P-345",345,314.3]
["Chint Solar (Zhejiang) Co., Ltd","CHSM6612M(BL)-350",350,318.8]
["Chint Solar (Zhejiang) Co., Ltd","CHSM6612M/HV-350",350,318.8]
["Chint Solar (Zhejiang) Co., Ltd","CHSM6612M-350",350,318.8]
["Chint Solar (Zhejiang) Co., Ltd","CHSM6612P/HV-350",350,316.7]
["Chint Solar (Zhejiang) Co., Ltd","CHSM6612M(BL)-355",355,323.5]
["Chint Solar (Zhejiang) Co., Ltd","CHSM6612M/HV-355",355,323.5]
["Chint Solar (Zhejiang) Co., Ltd","CHSM6612M-355",355,323.5]
["Chint Solar (Zhejiang) Co., Ltd","CHSM6612P/HV-355",355,321.39999999999998]
["Chint Solar (Zhejiang) Co., Ltd","CHSM6612M(BL)-360",360,328.2]
["Chint Solar (Zhejiang) Co., Ltd","CHSM6612M/HV-360",360,328.2]
["Chint Solar (Zhejiang) Co., Ltd","CHSM6612M-360",360,328.2]
["Chint Solar (Zhejiang) Co., Ltd.","CHSM60P-HC-270",270,251.2]
["Chint Solar (Zhejiang) Co., Ltd.","CHSM60P-HC-275",275,255.9]
["Chint Solar (Zhejiang) Co., Ltd.","CHSM60P-HC-280",280,260.7]
["Chint Solar (Zhejiang) Co., Ltd.","CHSM60M-HC-285",285,265.89999999999998]
["Chint Solar (Zhejiang) Co., Ltd.","CHSM60P-HC-285",285,265.5]
["Chint Solar (Zhejiang) Co., Ltd.","CHSM60M-HC-290",290,270.60000000000002]
["Chint Solar (Zhejiang) Co., Ltd.","CHSM60P-HC-290",290,270.2]
["Chint Solar (Zhejiang) Co., Ltd.","CHSM60M-HC-295",295,275.39999999999998]
["Chint Solar (Zhejiang) Co., Ltd.","CHSM60P-HC-295",295,275]
["Chint Solar (Zhejiang) Co., Ltd.","CHSM60M-HC-300",300,280.2]
["Chint Solar (Zhejiang) Co., Ltd.","CHSM60P-HC-300",300,279.8]
["Chint Solar (Zhejiang) Co., Ltd.","CHSM60M-HC-305",305,285]
["Chint Solar (Zhejiang) Co., Ltd.","CHSM60P-HC-305",305,284.5]
["Chint Solar (Zhejiang) Co., Ltd.","CHSM60M-HC-310",310,289.8]
["Chint Solar (Zhejiang) Co., Ltd.","CHSM60P-HC-310",310,289.3]
["Chint Solar (Zhejiang) Co., Ltd.","CHSM60M-HC-315",315,294.5]
["Chint Solar (Zhejiang) Co., Ltd.","CHSM60M-HC-320",320,299.3]
["Chint Solar (Zhejiang) Co., Ltd.","CHSM60M-HC-325",325,304.10000000000002]
["Chint Solar (Zhejiang) Co., Ltd.","CHSM72P-HC-325",325,302.10000000000002]
["Chint Solar (Zhejiang) Co., Ltd.","CHSM60M-HC-330",330,308.89999999999998]
["Chint Solar (Zhejiang) Co., Ltd.","CHSM72P-HC-330",330,306.89999999999998]
["Chint Solar (Zhejiang) Co., Ltd.","CHSM72P-HC-335",335,311.60000000000002]
["Chint Solar (Zhejiang) Co., Ltd.","CHSM72P-HC-340",340,316.39999999999998]
["Chint Solar (Zhejiang) Co., Ltd.","CHSM72M-HC-345",345,322.10000000000002]
["Chint Solar (Zhejiang) Co., Ltd.","CHSM72P-HC-345",345,321.2]
["Chint Solar (Zhejiang) Co., Ltd.","CHSM72M-HC-350",350,326.89999999999998]
["Chint Solar (Zhejiang) Co., Ltd.","CHSM72P-HC-350",350,325.89999999999998]
["Chint Solar (Zhejiang) Co., Ltd.","CHSM72M-HC-355",355,331.7]
["Chint Solar (Zhejiang) Co., Ltd.","CHSM72P-HC-355",355,330.7]
["Chint Solar (Zhejiang) Co., Ltd.","CHSM72M-HC-360",360,336.4]
["Chint Solar (Zhejiang) Co., Ltd.","CHSM72P-HC-360",360,335.5]
["Chint Solar (Zhejiang) Co., Ltd.","CHSM6612M/HV-365",365,338.6]
["Chint Solar (Zhejiang) Co., Ltd.","CHSM6612M-365",365,338.6]
["Chint Solar (Zhejiang) Co., Ltd.","CHSM72M-HC-365",365,341.2]
["Chint Solar (Zhejiang) Co., Ltd.","CHSM72P-HC-365",365,340.2]
["Chint Solar (Zhejiang) Co., Ltd.","CHSM6612M/HV-370",370,343.3]
["Chint Solar (Zhejiang) Co., Ltd.","CHSM6612M-370",370,343.3]
["Chint Solar (Zhejiang) Co., Ltd.","CHSM72M-HC-370",370,346]
["Chint Solar (Zhejiang) Co., Ltd.","CHSM72P-HC-370",370,345]
["Chint Solar (Zhejiang) Co., Ltd.","CHSM6612M/HV-375",375,348.1]
["Chint Solar (Zhejiang) Co., Ltd.","CHSM6612M-375",375,348.1]
["Chint Solar (Zhejiang) Co., Ltd.","CHSM72M-HC-375",375,350.8]
["Chint Solar (Zhejiang) Co., Ltd.","CHSM6612M/HV-380",380,352.9]
["Chint Solar (Zhejiang) Co., Ltd.","CHSM6612M-380",380,352.9]
["Chint Solar (Zhejiang) Co., Ltd.","CHSM72M-HC-380",380,355.6]
["Chint Solar (Zhejiang) Co., Ltd.","CHSM72M-HC-385",385,360.4]
["Chint Solar (Zhejiang) Co., Ltd.","CHSM72M-HC-390",390,365.2]
["Clean Source & Energy","CSE115M-1",115,103.2]
["Clean Source & Energy","CSE120M-1",120,107.8]
["Clean Source & Energy","CSE125M-1",125,112.4]
["Clean Source & Energy","CSE150M-2",150,132]
["Clean Source & Energy","CSE155M-2",155,136.5]
["Clean Source & Energy","CSE160M-1",160,143.5]
["Clean Source & Energy","CSE160M-2",160,141]
["Clean Source & Energy","CSE165M-1",165,148]
["Clean Source & Energy","CSE165M-2",165,145.5]
["Clean Source & Energy","CSE170M-1",170,152.6]
["Clean Source & Energy","CSE170M-2",170,150.1]
["Clean Source & Energy","CSE175M-1",175,156.1]
["Clean Source & Energy","CSE175M-2",175,154.6]
["Clean Source & Energy","CSE180M-1",180,160.69999999999999]
["Clean Source & Energy","CSE180M-2",180,159.1]
["Clean Source & Energy","CSE180M-3",180,163.4]
["Clean Source & Energy","CSE185M-1",185,165.3]
["Clean Source & Energy","CSE185M-2",185,163.69999999999999]
["Clean Source & Energy","CSE190P-3",190,170.5]
["Clean Source & Energy","CSE195P-3",195,175.1]
["Clean Source & Energy","CSE200M-2",200,174.7]
["Clean Source & Energy","CSE200P-1",200,179.8]
["Clean Source & Energy","CSE200P-2",200,176]
["Clean Source & Energy","CSE200P-3",200,179.7]
["Clean Source & Energy","CSE205M-2",205,179.2]
["Clean Source & Energy","CSE205P-1",205,184.4]
["Clean Source & Energy","CSE205P-2",205,180.5]
["Clean Source & Energy","CSE205P-3",205,184.3]
["Clean Source & Energy","CSE210M-2",210,183.7]
["Clean Source & Energy","CSE210P-1",210,189]
["Clean Source & Energy","CSE210P-2",210,185]
["Clean Source & Energy","CSE215M-2",215,188.2]
["Clean Source & Energy","CSE215P-1",215,193.6]
["Clean Source & Energy","CSE215P-2",215,189.5]
["Clean Source & Energy","CSE220M-2",220,192.7]
["Clean Source & Energy","CSE220P-1",220,198.2]
["Clean Source & Energy","CSE220P-2",220,194.1]
["Clean Source & Energy","CSE220P-3",220,198.5]
["Clean Source & Energy","CSE220P-AS",220,196.6]
["Clean Source & Energy","CSE225M-2",225,197.3]
["Clean Source & Energy","CSE225M-AS",225,200.9]
["Clean Source & Energy","CSE225P-2",225,198.6]
["Clean Source & Energy","CSE225P-3",225,203.1]
["Clean Source & Energy","CSE230M-2",230,201.8]
["Clean Source & Energy","CSE230P-2",230,203.1]
["Clean Source & Energy","CSE230P-3",230,207.7]
["Clean Source & Energy","CSE230P-AS",230,206.9]
["Clean Source & Energy","CSE235M-2",235,206.3]
["Clean Source & Energy","CSE235M-AS",235,210]
["Clean Source & Energy","CSE240M-2",240,210.8]
["Clean Source & Energy","CSE250P-3",250,224.3]
["Clean Source & Energy","CSE255P-3",255,228.9]
["Clean Source & Energy","CSE270P-3",270,242.7]
["Clean Source & Energy","CSE275P-3",275,247.3]
["Clean Source & Energy","CSE280P-3",280,252]
["CNBM International","CNBM175SAb",175,153.9]
["CNBM International","CNBM175SAb(Black)",175,155.6]
["CNBM International","CNBM180SAb",180,158.5]
["CNBM International","CNBM180SAb(Black)",180,160.19999999999999]
["CNBM International","CNBM185SAb",185,163]
["CNBM International","CNBM185SAb(Black)",185,164.8]
["CNBM International","CNBM220PCe",220,193.2]
["CNBM International","CNBM220PCe(Black)",220,194.9]
["CNBM International","CNBM225PCe",225,197.7]
["CNBM International","CNBM225PCe(Black)",225,199.4]
["CNBM International","CNBM230PCe",230,202.2]
["CNBM International","CNBM230PCe(Black)",230,204]
["CNBM International","CNBM235PCe",235,210.4]
["CNBM International","CNBM235PCe(Black)",235,208.6]
["CNBM International","CNBM240PCe",240,215]
["CNBM International","CNBM240PCe(Black)",240,213.1]
["CNPV Dongying Solar Power","CNPV-170M",170,152.80000000000001]
["CNPV Dongying Solar Power","CNPV-175M",175,157.4]
["CNPV Dongying Solar Power","CNPV-180M",180,162]
["CNPV Dongying Solar Power","CNPV-185M",185,166.7]
["CNPV Dongying Solar Power","CNPV-190M",190,171.3]
["CNPV Dongying Solar Power","CNPV-195M",195,175.9]
["CNPV Dongying Solar Power","CNPV-200M",200,180.6]
["CNPV Dongying Solar Power","CNPV-200P-54",200,180.1]
["CNPV Dongying Solar Power","CNPV-205M",205,185.2]
["CNPV Dongying Solar Power","CNPV-205P-54",205,184.7]
["CNPV Dongying Solar Power","CNPV-210M-54",210,189.1]
["CNPV Dongying Solar Power","CNPV-210P-54",210,189.3]
["CNPV Dongying Solar Power","CNPV-215M-54",215,193.7]
["CNPV Dongying Solar Power","CNPV-215P-54",215,193.9]
["CNPV Dongying Solar Power","CNPV-220M-54",220,198.4]
["CNPV Dongying Solar Power","CNPV-220P-54",220,198.5]
["CNPV Dongying Solar Power","CNPV-225M-54",225,203]
["CNPV Dongying Solar Power","CNPV-225P",225,202.6]
["CNPV Dongying Solar Power","CNPV-225P-54",225,203.2]
["CNPV Dongying Solar Power","CNPV-230M-54",230,207.6]
["CNPV Dongying Solar Power","CNPV-230P",230,207.2]
["CNPV Dongying Solar Power","CNPV-230P-54",230,207.8]
["CNPV Dongying Solar Power","CNPV-235P",235,211.8]
["CNPV Dongying Solar Power","CNPV-235P-54",235,212.5]
["CNPV Dongying Solar Power","CNPV-240M",240,216.3]
["CNPV Dongying Solar Power","CNPV-240P",240,216.5]
["CNPV Dongying Solar Power","CNPV-245M",245,220.9]
["CNPV Dongying Solar Power","CNPV-245P",245,221.1]
["CNPV Dongying Solar Power","CNPV-250M",250,225.5]
["CNPV Dongying Solar Power","CNPV-250P",250,225.7]
["CNPV Dongying Solar Power","CNPV-255M",255,230.2]
["CNPV Dongying Solar Power","CNPV-255P",255,230.4]
["CNPV Dongying Solar Power","CNPV-260M",260,234.8]
["CNPV Dongying Solar Power","CNPV-260P",260,235]
["CNPV Dongying Solar Power","CNPV-270P",270,243.2]
["CNPV Dongying Solar Power","CNPV-275M",275,247.3]
["CNPV Dongying Solar Power","CNPV-275P",275,247.8]
["CNPV Dongying Solar Power","CNPV-280M",280,251.9]
["CNPV Dongying Solar Power","CNPV-280P",280,252.4]
["CNPV Dongying Solar Power","CNPV-285M",285,256.5]
["CNPV Dongying Solar Power","CNPV-285P",285,257]
["CNPV Dongying Solar Power","CNPV-290M",290,261.10000000000002]
["CNPV Dongying Solar Power","CNPV-290P",290,261.7]
["CNPV Dongying Solar Power","CNPV-295M",295,265.8]
["CNPV Dongying Solar Power","CNPV-295P",295,266.3]
["CNPV Dongying Solar Power","CNPV-300M",300,270.39999999999998]
["CNPV Dongying Solar Power","CNPV-300P",300,270.89999999999998]
["CNPV Dongying Solar Power","CNPV-305M",305,275]
["CNPV Dongying Solar Power","CNPV-305P",305,275.60000000000002]
["CNPV Dongying Solar Power","CNPV-310M",310,279.7]
["CNPV Dongying Solar Power","CNPV-310P",310,280.2]
["CNPV Dongying Solar Power","CNPV-315P",315,284.89999999999998]
["Cogenra Solar","TC-M300",300,268.7]
["Cogenra Solar","TC-M310",310,278]
["Conergy","Conergy Black 170M",170,153.30000000000001]
["Conergy","Conergy P 170M",170,151.80000000000001]
["Conergy","Conergy Black 175M",175,158]
["Conergy","Conergy P 175M",175,156.4]
["Conergy","Conergy PH 175M",175,153.80000000000001]
["Conergy","Conergy Black 180M",180,162.6]
["Conergy","Conergy P 180M",180,161]
["Conergy","Conergy Black 185M",185,167.2]
["Conergy","Conergy P 185M",185,165.6]
["Conergy","Conergy P 190P",190,168.6]
["Conergy","Conergy P 195P",195,173.1]
["Conergy","Conergy P 200P",200,177.7]
["Conergy","Conergy P 205P",205,182.3]
["Conergy","Conergy Black 210PA",210,188]
["Conergy","Conergy P 210P",210,186.8]
["Conergy","Conergy P 210PA",210,189.2]
["Conergy","Conergy Black 215PA",215,192.6]
["Conergy","Conergy P 215PA",215,193.8]
["Conergy","Conergy Black 220PA",220,197.2]
["Conergy","Conergy P 220PA",220,198.4]
["Conergy","Conergy PH 220P",220,199.5]
["Conergy","Conergy PM 220P",220,197.3]
["Conergy","Conergy Black 225PA",225,201.8]
["Conergy","Conergy P 225PA",225,203]
["Conergy","Conergy PH 225P",225,204.1]
["Conergy","Conergy PM 225P",225,201.9]
["Conergy","Conergy Black 230PA",230,206.4]
["Conergy","Conergy P 230PA",230,207.6]
["Conergy","Conergy PH 230M",230,204.4]
["Conergy","Conergy PH 230P",230,208.8]
["Conergy","Conergy PM 230P",230,206.5]
["Conergy","Conergy Black 235PA",235,211]
["Conergy","Conergy P 235PA",235,212.2]
["Conergy","Conergy PH 235M",235,209]
["Conergy","Conergy PH 235P",235,213.4]
["Conergy","Conergy PM 235P",235,211.1]
["Conergy","Conergy PH 240M",240,213.6]
["Conergy","Conergy PH 240M BL",240,216.2]
["Conergy","Conergy PH 240P",240,218.1]
["Conergy","Conergy PM 240P",240,215.7]
["Conergy","Conergy PE 245P",245,218.3]
["Conergy","Conergy PH 245M",245,220.3]
["Conergy","Conergy PH 245M BL",245,220.8]
["Conergy","Conergy PH 245P",245,221.6]
["Conergy","Conergy PM 245P",245,220.3]
["Conergy","Conergy PE 250P",250,222.9]
["Conergy","Conergy PH 250M",250,224.9]
["Conergy","Conergy PH 250M BL",250,225.4]
["Conergy","Conergy PH 250P",250,226.3]
["Conergy","Conergy PM 250P",250,227.2]
["Conergy","Conergy PE 255P",255,227.5]
["Conergy","Conergy PH 255M",255,231.2]
["Conergy","Conergy PH 255M BL",255,230.1]
["Conergy","Conergy PH 255P",255,230.9]
["Conergy","Conergy PM 255P",255,231.9]
["Conergy","Conergy PE 260P",260,232.1]
["Conergy","Conergy PH 260M",260,235.8]
["Conergy","Conergy PH 260P",260,235.6]
["Conergy","Conergy PM 260P",260,236.5]
["Conergy","Conergy PH 285P",285,257.2]
["Conergy","Conergy PH 290P",290,261.8]
["Conergy","Conergy PE 295P",295,264.10000000000002]
["Conergy","Conergy PH 295P",295,266.39999999999998]
["Conergy","Conergy PE 300P",300,268.7]
["Conergy","Conergy PH 300P",300,271.10000000000002]
["Conergy","Conergy PE 305P",305,273.39999999999998]
["Conergy","Conergy PH 305P",305,275.7]
["Conergy","Conergy PE 310P",310,278]
["Conergy","Conergy PH 310P",310,280.3]
["Conergy Holding","CONERGY ON 220-60",220,192.8]
["Conergy Holding","CONERGY ON 225-60",225,197.3]
["Conergy Holding","CONERGY ON 230-60",230,201.8]
["Conergy Holding","CONERGY ON 235-60",235,206.3]
["Conergy Holding","CONERGY ON 240-60",240,210.8]
["Conergy Holding","CONERGY ON 245-60",245,215.4]
["Conergy Holding","CONERGY ON 250-60",250,219.9]
["Conergy Holding","CONERGY ON 255-60",255,224.5]
["Conergy Holding","CONERGY ON 265P-72",265,232.3]
["Conergy Holding","CONERGY ON 270P-72",270,236.8]
["Conergy Holding","CONERGY ON 275P-72",275,241.3]
["Conergy Holding","CONERGY ON 280P-72",280,245.8]
["Conergy Holding","CONERGY ON 285P-72",285,250.4]
["Conergy Solarmodule","PowerPlus 215P",215,195.8]
["Conergy Solarmodule","PowerPlus 220P",220,200.5]
["Conergy Solarmodule","PowerPlus 225P",225,205.2]
["Cosmos Energy","SL195-18",195,169.3]
["Cosmos Energy","SL200-18",200,173.8]
["Cosmos Energy","SL205-18",205,178.3]
["Cosmos Energy","SL220-20",220,189.8]
["Cosmos Energy","SL225-20",225,194.2]
["Cosmos Energy","SL230-20",230,198.7]
["CSG PVTech","CSG160M2-24",160,143.4]
["CSG PVTech","CSG165M2-24",165,148]
["CSG PVTech","CSG170M2-24",170,152.6]
["CSG PVTech","CSG175M2-24",175,157.19999999999999]
["CSG PVTech","CSG175S1-36",175,158.69999999999999]
["CSG PVTech","CSG180M2-24",180,161.80000000000001]
["CSG PVTech","CSG180S1-36",180,163.4]
["CSG PVTech","CSG185S1",185,165.4]
["CSG PVTech","CSG190M2-27",190,170.5]
["CSG PVTech","CSG190S1",190,170]
["CSG PVTech","CSG195M2-27",195,175.1]
["CSG PVTech","CSG195S1",195,174.6]
["CSG PVTech","CSG200M2-27",200,179.7]
["CSG PVTech","CSG205M2-27",205,184.3]
["CSG PVTech","CSG220M2-30",220,198.5]
["CSG PVTech","CSG225M2-30",225,203.1]
["CSG PVTech","CSG230M2-30",230,207.7]
["CSG PVTech","CSG235M2",235,211.1]
["CSG PVTech","CSG235S2",235,210.5]
["CSG PVTech","CSG240M2",240,215.7]
["CSG PVTech","CSG240S2",240,215.1]
["CSG PVTech","CSG245M2",245,220.3]
["CSG PVTech","CSG245S2",245,219.7]
["CSG PVTech","CSG250M2-35",250,224.3]
["CSG PVTech","CSG250S2",250,224.3]
["CSG PVTech","CSG255M2-35",255,228.9]
["CSG PVTech","CSG255S2",255,228.8]
["CSG PVTech","CSG260M2-35",260,233.5]
["CSG PVTech","CSG260S2",260,233.5]
["CSG PVTech","CSG265M2-35",265,238.1]
["CSG PVTech","CSG265S2",265,238.1]
["CSG PVTech","CSG270M2-36",270,242.7]
["CSG PVTech","CSG275M2-36",275,247.3]
["CSG PVTech","CSG280M2-36",280,252]
["CSG PVTech","CSG285M2",285,256.10000000000002]
["CSG PVTech","CSG285S2",285,255.4]
["CSG PVTech","CSG290M2",290,260.7]
["CSG PVTech","CSG290S2",290,260]
["CSG PVTech","CSG295M2",295,265.3]
["CSG PVTech","CSG295S2",295,264.7]
["CSG PVTech","CSG300M2",300,270]
["CSG PVTech","CSG300S2",300,269.3]
["CSG PVTech","CSG305S2",305,273.89999999999998]
["CSUN Eurasia Energy Systems Industry and Trade","CSUN255-60P",255,228.7]
["CSUN Eurasia Energy Systems Industry and Trade","CSUN260-60P",260,233.3]
["CSUN Eurasia Energy Systems Industry and Trade","CSUN265-60P",265,237.9]
["CSUN Eurasia Energy Systems Industry and Trade","CSUN270-60M",270,243.1]
["CSUN Eurasia Energy Systems Industry and Trade","CSUN270-60P",270,242.5]
["CSUN Eurasia Energy Systems Industry and Trade","CSUN275-60M",275,247.8]
["CSUN Eurasia Energy Systems Industry and Trade","CSUN275-60P",275,247.2]
["CSUN Eurasia Energy Systems Industry and Trade","CSUN280-60M",280,252.4]
["CSUN Eurasia Energy Systems Industry and Trade","CSUN285-60M",285,257.10000000000002]
["CSUN Eurasia Energy Systems Industry and Trade","CSUN290-60M",290,261.7]
["CSUN Eurasia Energy Systems Industry and Trade","CSUN295-60M",295,266.39999999999998]
["CSUN Eurasia Energy Systems Industry and Trade","CSUN305-72P",305,273.5]
["CSUN Eurasia Energy Systems Industry and Trade","CSUN310-72P",310,278.10000000000002]
["CSUN Eurasia Energy Systems Industry and Trade","CSUN315-72P",315,282.8]
["CSUN Eurasia Energy Systems Industry and Trade","CSUN320-72M",320,288.10000000000002]
["CSUN Eurasia Energy Systems Industry and Trade","CSUN320-72P",320,287.39999999999998]
["CSUN Eurasia Energy Systems Industry and Trade","CSUN325-72M",325,292.7]
["CSUN Eurasia Energy Systems Industry and Trade","CSUN325-72P",325,292]
["CSUN Eurasia Energy Systems Industry and Trade","CSUN330-72M",330,297.39999999999998]
["CSUN Eurasia Energy Systems Industry and Trade","CSUN330-72P",330,296.7]
["CSUN Eurasia Energy Systems Industry and Trade","CSUN 335-72M",335,302]
["CSUN Eurasia Energy Systems Industry and Trade","CSUN340-72M",340,306.7]
["CSUN Eurasia Energy Systems Industry and Trade","CSUN350-72M",350,316]
["Cuantum Solar","SUNPORT 275P",275,248.5]
["Day4 Energy","Day448MC 155",155,138.69999999999999]
["Day4 Energy","Day448MC 160",160,143.30000000000001]
["Day4 Energy","Day448MC 165",165,147.9]
["Day4 Energy","Day448MC 170",170,152.5]
["Day4 Energy","Day448MC 175",175,157.1]
["Day4 Energy","Day448MC 180",180,161.69999999999999]
["Day4 Energy","Day448MC 185",185,166.3]
["Day4 Energy","Day448MC 190",190,170.9]
["Day4 Energy","Day4 60MC-I 205",205,183.3]
["Day4 Energy","Day4 60MC-I 210",210,187.8]
["Day4 Energy","Day4 60MC-I 215",215,192.4]
["Day4 Energy","Day4 60MC-I 220",220,197]
["Day4 Energy","Day4 60MC-I 225",225,201.6]
["Day4 Energy","Day4 60MC-I 230",230,206.2]
["Day4 Energy","Day4 60MC-I 235",235,210.8]
["Day4 Energy","Day4 60MC-I 240",240,215.4]
["Day4 Energy","Day4 60MC-I 245",245,220]
["Day4 Energy","Day4 60MC-I 250",250,224.6]
["DJ Solar","DJS175S125M-72",175,155.1]
["DJ Solar","DJS180S125M-72",180,159.6]
["DJ Solar","DJS-T180S6ST",180,160.5]
["DJ Solar","DJS185S125M-72",185,165.5]
["DJ Solar","DJS-T185S6ST",185,165.1]
["DJ Solar","DJS190S125M-72",190,170.1]
["DJ Solar","DJS-T190S6ST",190,169.7]
["DJ Solar","DJS195S125M-72",195,174.7]
["DJ Solar","DJS-T195S648ST",195,174.3]
["DJ Solar","DJS-T200S648ST",200,178.9]
["DJ Solar","DJS-T205S6ST",205,182.9]
["DJ Solar","DJS210S156P-60",210,189.3]
["DJ Solar","DJS-T210P6PT",210,186.8]
["DJ Solar","DJS-T210S6ST",210,187.5]
["DJ Solar","DJS215S156P-60",215,193.9]
["DJ Solar","DJS-T215P6PT",215,191.3]
["DJ Solar","DJS-T215S6ST",215,192.1]
["DJ Solar","DJS220S156P-60",220,195.8]
["DJ Solar","DJS-T220P6PT",220,195.9]
["DJ Solar","DJS-T220S6ST",220,196.7]
["DJ Solar","DJS225S156P-60",225,200.3]
["DJ Solar","DJS-T225P6PT",225,200.5]
["DJ Solar","DJS-T225S654ST",225,201.3]
["DJ Solar","DJS230S156P-60",230,201.4]
["DJ Solar","DJS-T230P6PT",230,205]
["DJ Solar","DJS235S156P-60",235,206]
["DJ Solar","DJS-T235S6ST",235,209.8]
["DJ Solar","DJS-TU235PT",235,209.6]
["DJ Solar","DJS240S156P-60",240,210.5]
["DJ Solar","DJS-T240P6PT",240,213.7]
["DJ Solar","DJS-T240PT",240,214.2]
["DJ Solar","DJS-T240S6ST",240,214.4]
["DJ Solar","DJS-T250P6PT",240,213.7]
["DJ Solar","DJS-T245P660PT",245,218.8]
["DJ Solar","DJS-T245P6PT",245,218.2]
["DJ Solar","DJS-T245S6ST",245,219]
["DJ Solar","DJS-T250P660PT",250,223.4]
["DJ Solar","DJS-T250ST",250,223.6]
["DJ Solar","DJS-T255P666PT",255,227.4]
["DJ Solar","DJS-T255P6PT",255,226.9]
["DJ Solar","DJS-T260P666PT",260,232]
["DJ Solar","DJS-T260P6PT",260,231.5]
["DJ Solar","DJS-T260S6ST",260,232.2]
["DJ Solar","DJS-T265P666PT",265,236.6]
["DJ Solar","DJS-T265P6PT",265,236]
["DJ Solar","DJS-T265S666ST",265,236.3]
["DJ Solar","DJS-T270P666PT",270,241.2]
["DJ Solar","DJS-T270P6PT",270,240.6]
["DJ Solar","DJS-T270S666ST",270,240.9]
["DJ Solar","DJS-T275P6PT",275,245.2]
["DJ Solar","DJS-T275S666ST",275,245.5]
["DJ Solar","DJS-T280P6PT",280,249.8]
["DJ Solar","DJS-T280S6ST",280,249.5]
["DJ Solar","DJS-T285P6PT",285,256.89999999999998]
["DJ Solar","DJS-T285S6ST",285,254]
["DJ Solar","DJS-T290P672PT",290,261.5]
["DJ Solar","DJS-T290S6ST",290,258.60000000000002]
["DJ Solar","DJS-T295P672PT",295,266.10000000000002]
["DJ Solar","DJS-T295S6ST",295,263.2]
["DJ Solar","DJS-T300P672PT",300,270.7]
["DJ Solar","DJS-T300S6ST",300,267.8]
["DJ Solar","DJS-T305S6ST",305,272.39999999999998]
["Dmsolar","DM160M2-24",160,143.4]
["Dmsolar","DM-M160",160,145.4]
["Dmsolar","DM165M2-24",165,148]
["Dmsolar","DM170M2-24",170,152.6]
["Dmsolar","DM-M170",170,154.69999999999999]
["Dmsolar","DM175M2-24",175,157.19999999999999]
["Dmsolar","DM175S1-36",175,158.69999999999999]
["Dmsolar","DM180M2-24",180,161.80000000000001]
["Dmsolar","DM180S1-36",180,163.4]
["Dmsolar","DM-M180",180,164]
["Dmsolar","DM190M2-27",190,170.5]
["Dmsolar","DM195M2-27",195,175.1]
["Dmsolar","DM200M2-27",200,179.7]
["Dmsolar","DM-P200",200,183]
["Dmsolar","DM205M2-27",205,184.3]
["Dmsolar","DM-P210",210,192.3]
["Dmsolar","DM220M2-30",220,198.5]
["Dmsolar","DM-M220",220,200.1]
["Dmsolar","DM-P220",220,201.6]
["Dmsolar","DM225M2-30",225,203.1]
["Dmsolar","DM230M2-30",230,207.7]
["Dmsolar","DM-M230",230,209.4]
["Dmsolar","DM-P230",230,211]
["Dmsolar","DM-M240",240,218.7]
["Dmsolar","DM250M2-35",250,224.3]
["Dmsolar","DM255M2-35",255,228.9]
["Dmsolar","DM260M2-35",260,233.5]
["Dmsolar","DM265M2-35",265,238.1]
["Dmsolar","DM270M2-36",270,242.7]
["Dmsolar","DM275M2-36",275,247.3]
["Dmsolar","DM280M2-36",280,252]
["Dongfang Electric (Yixing) MAGI","MGSM-235-60",235,206.8]
["Dongfang Electric (Yixing) MAGI","MGSM-240-60",240,211.4]
["Dongfang Electric (Yixing) MAGI","MGSM-245-60",245,215.9]
["Dongfang Electric (Yixing) MAGI","MGSM-250-60",250,220.5]
["Dongfang Electric (Yixing) MAGI","MGSM-255-60",255,225.1]
["Dongfang Electric (Yixing) MAGI","MGSM-285-72",285,252.2]
["Dongfang Electric (Yixing) MAGI","MGSM-290-72",290,256.7]
["Dongfang Electric (Yixing) MAGI","MGSM-295-72",295,261.3]
["Dongfang Electric (Yixing) MAGI","MGSM-300-72",300,265.89999999999998]
["Dongfang Electric (Yixing) MAGI","MGSM-305-72",305,270.5]
["Dongfang Electric (Yixing) MAGI","MGSM-310-72",310,275]
["Dongfang Electric (Yixing) MAGI","MGSM-315-72",315,279.60000000000002]
["Dow Chemical","DPS-09-1000",9,6.8]
["Dow Chemical","DPS-10-1000",10,7.6]
["Dow Chemical","DPS-11-1000",11,8.4]
["Dow Chemical","DPS-12-1000",12,9.1999999999999993]
["Dow Chemical","DPS-12.5-1000",12.5,9.6999999999999993]
["Dow Chemical","DPS-13-1000",13,10.1]
["Dow Chemical","PH 2.0-32",32,26.2]
["Dow Chemical","PH 2.0-34",34,27.8]
["Dow Chemical","PH 2.0-36",36,29.5]
["Dow Chemical","PH 2.0-37",37,30.4]
["Dow Chemical","PH 2.0-38",38,31.2]
["Dow Chemical","PH 2.0-39",39,32.1]
["Dow Chemical","PH 2.0-40",40,32.9]
["Dow Chemical","PH 2.0-41",41,33.799999999999997]
["Dow Chemical","PH 2.0-42",42,34.6]
["Dow Chemical","PH 2.0-43",43,35.5]
["Du Pont Apollo","DA095-A2",95,86.3]
["Du Pont Apollo","DA095-A6",95,89.5]
["Du Pont Apollo","DA100-A2",100,90.9]
["Du Pont Apollo","DA100-A6",100,94.2]
["Du Pont Apollo","DA102-A6",102,96.1]
["Du Pont Apollo","DA105-A2",105,95.5]
["Du Pont Apollo","DA105-A6",105,98.9]
["Du Pont Apollo","DA130-C2",130,119.6]
["Du Pont Apollo","DA133-C2",133,122.4]
["Du Pont Apollo","DA136-C2",136,125.2]
["DuCal Solar Technology LLC","DST265M-60",265,238.1]
["DuCal Solar Technology LLC","DST270M-60",270,242.7]
["DuCal Solar Technology LLC","DST275M-60",275,247.4]
["DuCal Solar Technology LLC","DST280M-60",280,252]
["DuCal Solar Technology LLC","DST285M-60",285,256.7]
["DuCal Solar Technology LLC","DST290M-60",290,261.3]
["DuCal Solar Technology LLC","DST295M-60",295,266]
["DuCal Solar Technology LLC","DST300M-60",300,270.60000000000002]
["DuCal Solar Technology LLC","DST305M-60",305,275.3]
["DuraComm","DCS-6P-36-130",130,114.7]
["DuraComm","DCS-6P-36-135",135,119.2]
["DuraComm","DCS-6P-36-140",140,123.7]
["DuraComm","DCS-6P-36-145",145,128.30000000000001]
["DuraComm","DCS-6P-36-150",150,132.80000000000001]
["DuraComm","DCS-6P-48-175",175,154.5]
["DuraComm","DCS-6P-48-180",180,159]
["DuraComm","DCS-6P-48-185",185,163.5]
["DuraComm","DCS-6P-48-190",190,168.1]
["DuraComm","DCS-6P-48-195",195,172.7]
["DuraComm","DCS-6P-48-200",200,177.2]
["DuraComm","DCS-6P-54-200",200,176.6]
["DuraComm","DCS-6P-54-205",205,181.2]
["DuraComm","DCS-6P-54-210",210,185.7]
["DuraComm","DCS-6P-54-215",215,190.3]
["DuraComm","DCS-6P-54-220",220,194.8]
["DuraComm","DCS-6P-60-220",220,197.6]
["DuraComm","DCS-6P-54-225",225,199.4]
["DuraComm","DCS-6P-60-225",225,202.2]
["DuraComm","DCS-6P-54-230",230,204]
["DuraComm","DCS-6P-60-230",230,206.8]
["DuraComm","DCS-6P-60-235",235,211.4]
["DuraComm","DCS-6P-60-240",240,216]
["DuraComm","DCS-6P-60-245",245,220.6]
["DuraComm","DCS-6P-60-250",250,225.3]
["DuraComm","DCS-6P-60-255",255,226.2]
["DuraComm","DCS-6P-72-265",265,234.1]
["DuraComm","DCS-6P-72-270",270,238.6]
["DuraComm","DCS-6P-72-275",275,243.2]
["DuraComm","DCS-6P-72-280",280,247.7]
["DuraComm","DCS-6P-72-285",285,252.3]
["DuraComm","DCS-6P-72-290",290,256.89999999999998]
["DuraComm","DCS-6P-72-295",295,261.39999999999998]
["DuraComm","DCS-6P-72-300",300,266]
["DuraComm","DCS-6P-72-305",305,270.60000000000002]
["E&H","EHS3-228",228,203.3]
["E&H","EHS3-230",230,205.2]
["E&H","EHS3-233",233,207.9]
["E&H","EHS3-235",235,209.7]
["E&H","EHS3-238",238,212.5]
["E&H","EHS3-240",240,214.3]
["E&H","EHS3-243",243,217.1]
["E&H","EHS3-245",245,218.9]
["E&H","EHS3-248",248,221.7]
["E&H","EHS3-250",250,223.5]
["Eclipsall Energy","NRG60-230M-BK",230,200.1]
["Eclipsall Energy","NRG60-235M-BK",235,204.6]
["Eclipsall Energy","NRG60-240M",240,212.7]
["Eclipsall Energy","NRG60-240M-BK",240,209.1]
["Eclipsall Energy","NRG60-240P",240,215.3]
["Eclipsall Energy","NRG60-245M",245,217.3]
["Eclipsall Energy","NRG60-245M-BK",245,213.6]
["Eclipsall Energy","NRG60-245P",245,219.9]
["Eclipsall Energy","NRG60-250M",250,221.9]
["Eclipsall Energy","NRG60-250M-BK",250,218.1]
["Eclipsall Energy","NRG60-250P",250,224.5]
["Eclipsall Energy","NRG60-255M",255,226.4]
["Eclipsall Energy","NRG60-255P",255,229.1]
["Eclipsall Energy","NRG60-260M",260,231]
["Eclipsall Energy","NRG72-290M",290,254.7]
["Eclipsall Energy","NRG72-290P",290,260.2]
["Eclipsall Energy","NRG72-295M",295,259.3]
["Eclipsall Energy","NRG72-295P",295,264.8]
["Eclipsall Energy","NRG72-300M",300,263.8]
["Eclipsall Energy","NRG72-300P",300,269.39999999999998]
["Eclipsall Energy","NRG72-305M",305,268.39999999999998]
["Eclipsall Energy","NRG72-305P",305,274.10000000000002]
["Eclipsall Energy","NRG72-310M",310,272.89999999999998]
["Eclipsall Energy","NRG72-310P",310,278.7]
["Eclipsall Energy","NRG72-315M",315,277.5]
["Eclipsall Energy","NRG72-320M",320,282]
["ECO Future","ECO-180C",180,161.30000000000001]
["ECO Future","ECO-185C",185,165.9]
["ECO Future","ECO-190C",190,170.5]
["ECO Future","ECO-200P54",200,179.7]
["ECO Future","ECO-210C54",210,189.8]
["ECO Future","ECO-210P54",210,189]
["ECO Future","ECO-220C54",220,199.1]
["ECO Future","ECO-220P54",220,198.2]
["ECO Future","ECO-220P60",220,197.7]
["ECO Future","ECO-230C54",230,208.3]
["ECO Future","ECO-230C60",230,207.8]
["ECO Future","ECO-230P60",230,206.9]
["ECO Future","ECO-240C60",240,217]
["ECO Future","ECO-240P60",240,216.1]
["ECO Future","ECO-250C60",250,226.3]
["ECO Future","ECO-270P72",270,242.8]
["ECO Future","ECO-280C72",280,253.1]
["ECO Future","ECO-280P72",280,252]
["ECO Future","ECO-290C72",290,262.39999999999998]
["ECO Future","ECO-290P72",290,261.3]
["ECO Future","ECO-300C72",300,271.7]
["Econess Energy","EN125M-72-185",185,166.1]
["Econess Energy","EN125M-72-190",190,170.7]
["Econess Energy","EN125M-72-195",195,175.3]
["Econess Energy","EN125M-72-200",200,179.9]
["Econess Energy","EN156M-60-235",235,210.8]
["Econess Energy","EN156P-60-235",235,211]
["Econess Energy","EN156M-60-240",240,215.4]
["Econess Energy","EN156P-60-240",240,215.6]
["Econess Energy","EN125M-96-245",245,220]
["Econess Energy","EN156M-60-245",245,220.1]
["Econess Energy","EN156P-60-245",245,220.3]
["Econess Energy","EN125M-96-250",250,224.6]
["Econess Energy","EN156M-60-250",250,224.7]
["Econess Energy","EN156P-60-250",250,224.9]
["Econess Energy","EN125M-96-255",255,229.2]
["Econess Energy","EN125M-96-260",260,233.8]
["Econess Energy","EN125M-96-265",265,238.4]
["Econess Energy","EN156M-72-280",280,250.9]
["Econess Energy","EN156P-72-280",280,253.5]
["Econess Energy","EN156M-72-285",285,255.5]
["Econess Energy","EN156P-72-285",285,258.2]
["Econess Energy","EN156M-72-290",290,260.10000000000002]
["Econess Energy","EN156P-72-290",290,262.8]
["Econess Energy","EN156M-72-295",295,264.7]
["Econess Energy","EN156P-72-295",295,267.5]
["Econess Energy","EN156M-72-300",300,269.3]
["Econess Energy","EN156P-72-300",300,272.10000000000002]
["Ecosol PV Tech","ECS195P-54",195,169.3]
["Ecosol PV Tech","ECS200P-54",200,173.8]
["Ecosol PV Tech","ECS205P-54",205,178.3]
["Ecosol PV Tech","ECS220P-60",220,189.8]
["Ecosol PV Tech","ECS225P-60",225,194.2]
["Ecosol PV Tech","ECS230P-60",230,198.7]
["EcoSolargy","TWES-(155)72M",155,135.1]
["EcoSolargy","ECO160A125M-72",160,138.30000000000001]
["EcoSolargy","TWES-(160)72M",160,139.5]
["EcoSolargy","ECO165A125M-72",165,142.80000000000001]
["EcoSolargy","SDM-170/(165)-72M",165,145.30000000000001]
["EcoSolargy","TWES-(165)72M",165,144]
["EcoSolargy","ECO170A125M-72",170,146.1]
["EcoSolargy","SDM-170/(170)-72M",170,149.80000000000001]
["EcoSolargy","TWES-(170)72M",170,148.5]
["EcoSolargy","ECO175A125M-72",175,150.5]
["EcoSolargy","SDM-170/(175)-72M",175,154.30000000000001]
["EcoSolargy","TWES-(175)72M",175,153]
["EcoSolargy","ECO180A125M-72",180,155]
["EcoSolargy","SDM-170/(180)-72M",180,158.9]
["EcoSolargy","TWES-(180)72M",180,157.5]
["EcoSolargy","ECO185A125M-72",185,165.9]
["EcoSolargy","ECO185S156P-54",185,163.5]
["EcoSolargy","SDM-170/(185)-72M",185,163.4]
["EcoSolargy","ECO190A125M-72",190,170.6]
["EcoSolargy","ECO190S156P-54",190,168.1]
["EcoSolargy","ECO195A125M-72",195,175.2]
["EcoSolargy","ECO195S156P-54",195,172.6]
["EcoSolargy","ECO200A125M-72",200,179.8]
["EcoSolargy","ECO200S156P-54",200,176.1]
["EcoSolargy","ECO200S156P-60",200,180.1]
["EcoSolargy","TWES-(200)60P",200,173.4]
["EcoSolargy","ECO205S156P-54",205,180.6]
["EcoSolargy","ECO205S156P-60",205,184.7]
["EcoSolargy","TWES-(205)60P",205,177.9]
["EcoSolargy","ECO210S156P-54",210,185.3]
["EcoSolargy","ECO210S156P-60",210,189.3]
["EcoSolargy","TWES-(210)60P",210,182.4]
["EcoSolargy","ECO215S156P-54",215,189.9]
["EcoSolargy","ECO215S156P-60",215,193.9]
["EcoSolargy","TWES-(215)60P",215,186.8]
["EcoSolargy","ECO220S156P-54",220,194.4]
["EcoSolargy","ECO220S156P-60",220,195.8]
["EcoSolargy","TWES-(220)60P",220,191.3]
["EcoSolargy","ECO225S156P-54",225,199]
["EcoSolargy","ECO225S156P-60",225,200.3]
["EcoSolargy","TWES-(225)60P",225,195.8]
["EcoSolargy","ECO230A156M-60",230,207.7]
["EcoSolargy","ECO230A156P-60",230,207.9]
["EcoSolargy","ECO230A156PB-60",230,205.7]
["EcoSolargy","ECO230S156M-60",230,203.7]
["EcoSolargy","ECO230S156P-54",230,203.6]
["EcoSolargy","ECO230S156P-60",230,201.4]
["EcoSolargy","TWES-(230)60P",230,200.3]
["EcoSolargy","ECO235A156M-60",235,212.3]
["EcoSolargy","ECO235A156P-60",235,212.5]
["EcoSolargy","ECO235A156PB-60",235,210.3]
["EcoSolargy","ECO235S156P-60",235,206]
["EcoSolargy","TWES-(235)60P",235,204.8]
["EcoSolargy","ECO240A156M-60",240,217]
["EcoSolargy","ECO240A156P-60",240,217.2]
["EcoSolargy","ECO240A156PB-60",240,214.9]
["EcoSolargy","ECO240S156M-60",240,212.8]
["EcoSolargy","ECO240S156P-60",240,210.5]
["EcoSolargy","ECO240S156P-72",240,211.3]
["EcoSolargy","ECO240T156P-60",240,218]
["EcoSolargy","ECO245A156M-60",245,221.6]
["EcoSolargy","ECO245A156P-60",245,221.8]
["EcoSolargy","ECO245S156P-60",245,215]
["EcoSolargy","ECO245S156P-72",245,215.8]
["EcoSolargy","ECO245T156P-60",245,222.7]
["EcoSolargy","ECO250A156M-60",250,226.2]
["EcoSolargy","ECO250A156P-60",250,226.5]
["EcoSolargy","ECO250H156P-60",250,224.4]
["EcoSolargy","ECO250S156M-60",250,222]
["EcoSolargy","ECO250S156P-60",250,224.8]
["EcoSolargy","ECO250S156P-72",250,220.4]
["EcoSolargy","ECO250T156M4-60",250,226.8]
["EcoSolargy","ECO250T156M-60",250,226.8]
["EcoSolargy","ECO250T156P-60",250,227.3]
["EcoSolargy","ECO255H156P-60",255,229.1]
["EcoSolargy","ECO255S156P-60",255,229.4]
["EcoSolargy","ECO255S156P-72",255,224.9]
["EcoSolargy","ECO255T156M4-60",255,231.5]
["EcoSolargy","ECO255T156M-60",255,231.5]
["EcoSolargy","ECO255T156P-60",255,232]
["EcoSolargy","ECO260H156P-60",260,233.7]
["EcoSolargy","ECO260S156P-60",260,234.1]
["EcoSolargy","ECO260S156P-72",260,230.5]
["EcoSolargy","ECO260T156M4-60",260,236.2]
["EcoSolargy","ECO260T156M-60",260,236.2]
["EcoSolargy","ECO260T156P-60",260,236.7]
["EcoSolargy","ECO265H156P-60",265,238.3]
["EcoSolargy","ECO265S156P-72",265,235.1]
["EcoSolargy","ECO265T156M4-60",265,240.8]
["EcoSolargy","ECO265T156M-60",265,240.8]
["EcoSolargy","ECO265T156P-60",265,241.3]
["EcoSolargy","ECO270H156P-60",270,242.9]
["EcoSolargy","ECO270S156P-72",270,239.6]
["EcoSolargy","ECO270T156M4-60",270,245.5]
["EcoSolargy","ECO270T156M-60",270,245.5]
["EcoSolargy","ECO270T156P-60",270,246]
["EcoSolargy","ECO275A156M-72",275,248.7]
["EcoSolargy","ECO275A156P-72",275,248.4]
["EcoSolargy","ECO275H156P-60",275,247.6]
["EcoSolargy","ECO275S156P-72",275,244.2]
["EcoSolargy","ECO275T156M4-60",275,250.2]
["EcoSolargy","ECO275T156M-60",275,250.2]
["EcoSolargy","ECO275T156P-60",275,250.7]
["EcoSolargy","ECO280A156M-72",280,253.3]
["EcoSolargy","ECO280A156P-72",280,253]
["EcoSolargy","ECO280S156P-72",280,248.8]
["EcoSolargy","ECO280T156M4-60",280,254.8]
["EcoSolargy","ECO280T156M-60",280,254.8]
["EcoSolargy","ECO280T156P-60",280,255.4]
["EcoSolargy","ECO285A156M-72",285,258]
["EcoSolargy","ECO285A156P-72",285,257.60000000000002]
["EcoSolargy","ECO285H156P-72",285,257.60000000000002]
["EcoSolargy","ECO285S156P-72",285,253.4]
["EcoSolargy","ECO285T156M4-60",285,259.5]
["EcoSolargy","ECO285T156M-60",285,259.5]
["EcoSolargy","ECO285T156P-60",285,260.10000000000002]
["EcoSolargy","ECO285T156P-72",285,258.89999999999998]
["EcoSolargy","ECO290A156M-72",290,262.60000000000002]
["EcoSolargy","ECO290A156P-72",290,262.3]
["EcoSolargy","ECO290H156P-72",290,262.2]
["EcoSolargy","ECO290S156P-72",290,257.89999999999998]
["EcoSolargy","ECO290T156M4-60",290,264.2]
["EcoSolargy","ECO290T156M-60",290,264.2]
["EcoSolargy","ECO290T156P-72",290,263.5]
["EcoSolargy","ECO295A156M-72",295,267.2]
["EcoSolargy","ECO295A156P-72",295,266.89999999999998]
["EcoSolargy","ECO295H156P-72",295,266.89999999999998]
["EcoSolargy","ECO295S156P-72",295,262.5]
["EcoSolargy","ECO295T156M4-60",295,268.89999999999998]
["EcoSolargy","ECO295T156M-60",295,268.89999999999998]
["EcoSolargy","ECO295T156P-72",295,268.2]
["EcoSolargy","ECO300A156M-72",300,271.89999999999998]
["EcoSolargy","ECO300H156P-72",300,271.5]
["EcoSolargy","ECO300S156P-72",300,267.10000000000002]
["EcoSolargy","ECO300T156M4-72",300,272.2]
["EcoSolargy","ECO300T156M-72",300,272.2]
["EcoSolargy","ECO300T156P-72",300,272.8]
["EcoSolargy","ECO305H156P-72",305,276.2]
["EcoSolargy","ECO305T156M4-72",305,276.89999999999998]
["EcoSolargy","ECO305T156M-72",305,276.89999999999998]
["EcoSolargy","ECO305T156P-72",305,277.5]
["EcoSolargy","ECO310H156P-72",310,280.8]
["EcoSolargy","ECO310T156M4-72",310,281.60000000000002]
["EcoSolargy","ECO310T156M-72",310,281.60000000000002]
["EcoSolargy","ECO310T156P-72",310,282.2]
["EcoSolargy","ECO315H156P-72",315,285.5]
["EcoSolargy","ECO315T156M4-72",315,286.2]
["EcoSolargy","ECO315T156M-72",315,286.2]
["EcoSolargy","ECO315T156P-72",315,286.89999999999998]
["EcoSolargy","ECO320H156P-72",320,290.10000000000002]
["EcoSolargy","ECO320T156M4-72",320,290.89999999999998]
["EcoSolargy","ECO320T156M-72",320,290.89999999999998]
["EcoSolargy","ECO320T156P-72",320,291.5]
["EcoSolargy","ECO325H156P-72",325,294.8]
["EcoSolargy","ECO325T156M4-72",325,295.60000000000002]
["EcoSolargy","ECO325T156M-72",325,295.60000000000002]
["EcoSolargy","ECO325T156P-72",325,296.2]
["EcoSolargy","ECO330T156M4-72",330,300.3]
["EcoSolargy","ECO330T156M-72",330,300.3]
["EcoSolargy","ECO330T156P-72",330,300.89999999999998]
["EcoSolargy","ECO335T156M4-72",335,304.89999999999998]
["EcoSolargy","ECO335T156M-72",335,304.89999999999998]
["EcoSolargy","ECO335T156P-72",335,305.60000000000002]
["EcoSolargy","ECO340T156M4-72",340,309.60000000000002]
["EcoSolargy","ECO340T156M-72",340,309.60000000000002]
["EcoSolargy","ECO340T156P-72",340,310.3]
["EcoSolargy","ECO345T156M4-72",345,314.3]
["EcoSolargy","ECO345T156M-72",345,314.3]
["EcoSolargy","ECO350T156M4-72",350,319]
["EcoSolargy","ECO350T156M-72",350,319]
["EcoSolargy","ECO355T156M4-72",355,323.7]
["EcoSolargy","ECO355T156M-72",355,323.7]
["ENN Solar Energy","EST-110",110,100.9]
["ENN Solar Energy","EST-115A",114,104.6]
["ENN Solar Energy","EST-115",115,105.5]
["ENN Solar Energy","EST-120",120,110.1]
["ENN Solar Energy","EST-220H",220,201.7]
["ENN Solar Energy","EST-220V",220,201.7]
["ENN Solar Energy","EST-228HA",229,210.1]
["ENN Solar Energy","EST-228VA",229,210.1]
["ENN Solar Energy","EST-230H",230,211]
["ENN Solar Energy","EST-230V",230,211]
["ENN Solar Energy","EST-240H",240,220.3]
["ENN Solar Energy","EST-240V",240,220.3]
["ENN Solar Energy","EST-440",440,403.5]
["ENN Solar Energy","EST-460",458,420.2]
["ENN Solar Energy","EST-460A",458,420.2]
["ENN Solar Energy","EST-480",480,440.6]
["Enp Sonne Solar Technikk","ENP-M165MO",165,147.30000000000001]
["Enp Sonne Solar Technikk","ENP-M170MO",170,151.80000000000001]
["Enp Sonne Solar Technikk","ENP-M175MO",175,156.4]
["Enp Sonne Solar Technikk","ENP-M180MO",180,161]
["Eoplly New Energy Technology","EP125M/72-180W",180,161.1]
["Eoplly New Energy Technology","EP125M/72-185W",185,165.7]
["Eoplly New Energy Technology","EP125M/72-190W",190,168.6]
["Eoplly New Energy Technology","EP125M/72-195W",195,173.2]
["Eoplly New Energy Technology","EP125M/72-200W",200,177.8]
["Eoplly New Energy Technology","EP125M/72-205W",205,182.4]
["Eoplly New Energy Technology","EP125M/72-210W",210,187]
["Eoplly New Energy Technology","EP156P/60-225S AC",225,200.7]
["Eoplly New Energy Technology","EP156P/60-225W",225,200.7]
["Eoplly New Energy Technology","EP156M/60-230S AC",230,205.5]
["Eoplly New Energy Technology","EP156M/60-230W",230,205.5]
["Eoplly New Energy Technology","EP156MB/60-230S AC",230,205.5]
["Eoplly New Energy Technology","EP156MB/60-230W",230,205.5]
["Eoplly New Energy Technology","EP156P/60-230S AC",230,205.2]
["Eoplly New Energy Technology","EP156P/60-230W",230,205.2]
["Eoplly New Energy Technology","EP156M/60-235S AC",235,210.1]
["Eoplly New Energy Technology","EP156M/60-235W",235,210.1]
["Eoplly New Energy Technology","EP156MB/60-235S AC",235,210.1]
["Eoplly New Energy Technology","EP156MB/60-235W",235,210.1]
["Eoplly New Energy Technology","EP156P/60-235S AC",235,209.8]
["Eoplly New Energy Technology","EP156P/60-235W",235,209.8]
["Eoplly New Energy Technology","EP156M/60-240S AC",240,215.3]
["Eoplly New Energy Technology","EP156M/60-240W",240,215.3]
["Eoplly New Energy Technology","EP156MB/60-240 AC",240,214.7]
["Eoplly New Energy Technology","EP156MB/60-240S AC",240,214.7]
["Eoplly New Energy Technology","EP156MB/60-240W",240,214.7]
["Eoplly New Energy Technology","EP156P/60-240 AC",240,214.4]
["Eoplly New Energy Technology","EP156P/60-240S AC",240,214.4]
["Eoplly New Energy Technology","EP156P/60-240W",240,214.4]
["Eoplly New Energy Technology","EP156M/60-245S AC",245,219.9]
["Eoplly New Energy Technology","EP156M/60-245W",245,219.9]
["Eoplly New Energy Technology","EP156MB/60-245 AC",245,219.3]
["Eoplly New Energy Technology","EP156MB/60-245S AC",245,219.3]
["Eoplly New Energy Technology","EP156MB/60-245W",245,219.3]
["Eoplly New Energy Technology","EP156P/60-245 AC",245,220]
["Eoplly New Energy Technology","EP156P/60-245S AC",245,220]
["Eoplly New Energy Technology","EP156P/60-245W",245,220]
["Eoplly New Energy Technology","EP156M/60-250 AC",250,224.5]
["Eoplly New Energy Technology","EP156M/60-250S AC",250,224.5]
["Eoplly New Energy Technology","EP156M/60-250W",250,224.5]
["Eoplly New Energy Technology","EP156MB/60-250S AC",250,223.9]
["Eoplly New Energy Technology","EP156MB/60-250W",250,223.9]
["Eoplly New Energy Technology","EP156P/60-250S AC",250,224.6]
["Eoplly New Energy Technology","EP156P/60-250W",250,224.6]
["Eoplly New Energy Technology","EP156M/60-255 AC",255,229.2]
["Eoplly New Energy Technology","EP156M/60-255S AC",255,229.2]
["Eoplly New Energy Technology","EP156M/60-255W",255,229.2]
["Eoplly New Energy Technology","EP156P/60-255S AC",255,229.2]
["Eoplly New Energy Technology","EP156P/60-255W",255,229.2]
["Eoplly New Energy Technology","EP156M/60-260 AC",260,233.8]
["Eoplly New Energy Technology","EP156M/60-260S AC",260,233.8]
["Eoplly New Energy Technology","EP156M/60-260W",260,233.8]
["Eoplly New Energy Technology","EP156P/60-260S AC",260,233.8]
["Eoplly New Energy Technology","EP156P/60-260W",260,233.8]
["Eoplly New Energy Technology","EP156P/72-260W",260,232.1]
["Eoplly New Energy Technology","EP156P/72-265W",265,236.7]
["Eoplly New Energy Technology","EP156P/72-270W",270,241.3]
["Eoplly New Energy Technology","EP156P/72-275W",275,250.3]
["Eoplly New Energy Technology","EP156P/72-280W",280,254.9]
["Eoplly New Energy Technology","EP156P/72-285W",285,259.60000000000002]
["Eoplly New Energy Technology","EP156M/72-290W",290,255.1]
["Eoplly New Energy Technology","EP156P/72-290W",290,260.3]
["Eoplly New Energy Technology","EP156M/72-295W",295,259.60000000000002]
["Eoplly New Energy Technology","EP156P/72-295W",295,264.89999999999998]
["Eoplly New Energy Technology","EP156M/72-300W",300,264.2]
["Eoplly New Energy Technology","EP156P/72-300W",300,269.5]
["Eoplly New Energy Technology","EP156M/72-305W",305,268.7]
["Eoplly New Energy Technology","EP156P/72-305W",305,274.2]
["Eoplly New Energy Technology","EP156M/72-310W",310,273.3]
["Eoplly New Energy Technology","EP156P/72-310W",310,278.8]
["Eoplly New Energy Technology","EP156M/72-315W",315,277.89999999999998]
["Eoplly New Energy Technology","EP156P/72-315W",315,283.39999999999998]
["Eoplly New Energy Technology","EP156M/72-320W",320,282.39999999999998]
["Eoplly New Energy Technology","EP156P/72-320W",320,288.10000000000002]
["EPV SOLAR","EPV-40",40,38.200000000000003]
["EPV SOLAR","EPV-42",42,40.1]
["ERA Solar","ESPSA-170",170,151.30000000000001]
["ERA Solar","ESPSA-175",175,155.80000000000001]
["ERA Solar","ESPSA-180",180,160.4]
["ERA Solar","ESPSA-185",185,165]
["ERA Solar","ESPSA-190",190,169.6]
["ERA Solar","ESPSA-195",195,174.2]
["ERA Solar","ESPMC-205",205,183.7]
["ERA Solar","ESPMC-210",210,188.3]
["ERA Solar","ESPMC-215",215,192.9]
["ERA Solar","ESPMC-220",220,197.5]
["ERA Solar","ESPMC-225",225,202.1]
["ERA Solar","ESPMC-230",230,206.7]
["ERA Solar","ESPMC-235",235,211.3]
["ERA Solar","ESPMC-240",240,215.9]
["ERA Solar","ESPMC-245",245,220.6]
["E-solar","ESP6-72-295/SI",295,268.3]
["E-solar","ESP6-72-300/SI",300,272.89999999999998]
["E-solar","ESP6-72-305/SI",305,277.60000000000002]
["E-solar","ESP6-72-310/SI",310,282.3]
["E-solar","ESP6-72-315/SI",315,286.89999999999998]
["E-solar","ESP6-72-320/SI",320,275.39999999999998]
["E-solar","ESP6-72-325/SI",325,279.89999999999998]
["ET Solar Industry","ET-M572165WW",165,146.5]
["ET Solar Industry","ET-M572165WWZ",165,146.5]
["ET Solar Industry","ET-M572170WW",170,151.1]
["ET Solar Industry","ET-M572170WWZ",170,151.1]
["ET Solar Industry","ET-M572175BB",175,155.1]
["ET Solar Industry","ET-M572175BBZ",175,155.1]
["ET Solar Industry","ET-M572175WW",175,155.69999999999999]
["ET Solar Industry","ET-M572175WWZ",175,155.69999999999999]
["ET Solar Industry","ET-M572180BB",180,160.1]
["ET Solar Industry","ET-M572180BBZ",180,160.1]
["ET Solar Industry","ET-M572180WW",180,160.69999999999999]
["ET Solar Industry","ET-M572180WWZ",180,160.69999999999999]
["ET Solar Industry","ET-M572185BB",185,164.6]
["ET Solar Industry","ET-M572185BBZ",185,164.6]
["ET Solar Industry","ET-M572185WW",185,165.3]
["ET Solar Industry","ET-M572185WWZ",185,165.3]
["ET Solar Industry","ET-M572190BBZ",190,169.3]
["ET Solar Industry","ET-M572190WB",190,169.3]
["ET Solar Industry","ET-M572190WW",190,169.3]
["ET Solar Industry","ET-M572190WWZ",190,169.3]
["ET Solar Industry","ET-P654190WB",190,167.9]
["ET Solar Industry","ET-P654190WW",190,167.9]
["ET Solar Industry","ET-P654195WB",195,172.4]
["ET Solar Industry","ET-P654195WW",195,172.4]
["ET Solar Industry","ET-P654200WB",200,176.9]
["ET Solar Industry","ET-P654200WW",200,176.9]
["ET Solar Industry","ET-P654205WB",205,181.5]
["ET Solar Industry","ET-P654205WW",205,181.5]
["ET Solar Industry","ET-P654210WB",210,186.1]
["ET Solar Industry","ET-P654210WW",210,186.1]
["ET Solar Industry","ET-P660220WB",220,198.2]
["ET Solar Industry","ET-P660220WBZ",220,198.2]
["ET Solar Industry","ET-P660220WW",220,198.2]
["ET Solar Industry","ET-P660220WWZ",220,198.2]
["ET Solar Industry","ET-A-P660225",225,199]
["ET Solar Industry","ET-A-P660225B",225,199]
["ET Solar Industry","ET-P660225WB",225,202.8]
["ET Solar Industry","ET-P660225WBZ",225,202.8]
["ET Solar Industry","ET-P660225WW",225,202.8]
["ET Solar Industry","ET-P660225WWZ",225,202.8]
["ET Solar Industry","ET-A-P660230",230,203.5]
["ET Solar Industry","ET-A-P660230B",230,203.5]
["ET Solar Industry","ET-P660230B",230,207.5]
["ET Solar Industry","ET-P660230WB",230,207.5]
["ET Solar Industry","ET-P660230WBZ",230,207.5]
["ET Solar Industry","ET-P660230WW",230,207.5]
["ET Solar Industry","ET-P660230WWZ",230,207.5]
["ET Solar Industry","ET-A-M660235",235,208.3]
["ET Solar Industry","ET-A-M660235B",235,208.3]
["ET Solar Industry","ET-A-P660235",235,208.1]
["ET Solar Industry","ET-A-P660235B",235,208.1]
["ET Solar Industry","ET-P660235B",235,212]
["ET Solar Industry","ET-P660235BB",235,210.5]
["ET Solar Industry","ET-P660235BBZ",235,210.5]
["ET Solar Industry","ET-P660235WB",235,212]
["ET Solar Industry","ET-P660235WBZ",235,212]
["ET Solar Industry","ET-P660235WW",235,212]
["ET Solar Industry","ET-P660235WWZ",235,212]
["ET Solar Industry","ET-A-M660240",240,212.9]
["ET Solar Industry","ET-A-M660240B",240,212.9]
["ET Solar Industry","ET-A-P660240",240,212.7]
["ET Solar Industry","ET-A-P660240B",240,212.7]
["ET Solar Industry","ET-M660240BB",240,215.9]
["ET Solar Industry","ET-M660240WW",240,215.9]
["ET Solar Industry","ET-P660240B",240,216.7]
["ET Solar Industry","ET-P660240BB",240,215.1]
["ET Solar Industry","ET-P660240BBZ",240,215.1]
["ET Solar Industry","ET-P660240WB",240,216.7]
["ET Solar Industry","ET-P660240WBZ",240,216.7]
["ET Solar Industry","ET-P660240WW",240,216.7]
["ET Solar Industry","ET-P660240WWZ",240,216.7]
["ET Solar Industry","ET-A-M660245",245,217.5]
["ET Solar Industry","ET-A-M660245B",245,217.5]
["ET Solar Industry","ET-A-P660245",245,217.2]
["ET Solar Industry","ET-A-P660245B",245,217.2]
["ET Solar Industry","ET-M660245BB",245,220.5]
["ET Solar Industry","ET-M660245WW",245,220.5]
["ET Solar Industry","ET-P660245B",245,221.3]
["ET Solar Industry","ET-P660245BAC",245,219]
["ET Solar Industry","ET-P660245BB",245,219.7]
["ET Solar Industry","ET-P660245BBAC",245,211.9]
["ET Solar Industry","ET-P660245BBZ",245,219.7]
["ET Solar Industry","ET-P660245BBZAC",245,211.9]
["ET Solar Industry","ET-P660245WB",245,221.3]
["ET Solar Industry","ET-P660245WBZ",245,221.3]
["ET Solar Industry","ET-P660245WBZAC",245,219]
["ET Solar Industry","ET-P660245WW",245,221.3]
["ET Solar Industry","ET-P660245WWZ",245,221.3]
["ET Solar Industry","ET-A-M660250",250,222]
["ET Solar Industry","ET-A-M660250B",250,222]
["ET Solar Industry","ET-M660250BB",250,225.2]
["ET Solar Industry","ET-M660250WW",250,225.2]
["ET Solar Industry","ET-P660250BAC",250,223.6]
["ET Solar Industry","ET-P660250BB",250,224.3]
["ET Solar Industry","ET-P660250BBAC",250,216.4]
["ET Solar Industry","ET-P660250BBZ",250,224.3]
["ET Solar Industry","ET-P660250BBZAC",250,216.4]
["ET Solar Industry","ET-P660250WB",250,225.9]
["ET Solar Industry","ET-P660250WBAC",250,225.9]
["ET Solar Industry","ET-P660250WBZ",250,225.9]
["ET Solar Industry","ET-P660250WBZAC",250,223.6]
["ET Solar Industry","ET-P660250WW",250,225.9]
["ET Solar Industry","ET-P660250WWZ",250,225.9]
["ET Solar Industry","ET-P672250",250,223.2]
["ET Solar Industry","ET-A-M660255",255,226.6]
["ET Solar Industry","ET-A-M660255B",255,226.6]
["ET Solar Industry","ET-M660255BB",255,229.8]
["ET Solar Industry","ET-M660255WW",255,229.8]
["ET Solar Industry","ET-P660255BB",255,229]
["ET Solar Industry","ET-P660255BBAC",255,229]
["ET Solar Industry","ET-P660255BBZ",255,229]
["ET Solar Industry","ET-P660255BBZAC",255,229]
["ET Solar Industry","ET-P660255WB",255,230.6]
["ET Solar Industry","ET-P660255WBAC",255,230.6]
["ET Solar Industry","ET-P660255WBZ",255,230.6]
["ET Solar Industry","ET-P660255WBZAC",255,230.6]
["ET Solar Industry","ET-P660255WW",255,230.6]
["ET Solar Industry","ET-P660255WWAC",255,230.6]
["ET Solar Industry","ET-P660255WWZ",255,230.6]
["ET Solar Industry","ET-P660255WWZAC",255,230.6]
["ET Solar Industry","ET-P672255",255,227.8]
["ET Solar Industry","ET-A-M660260",260,231.2]
["ET Solar Industry","ET-A-M660260B",260,231.2]
["ET Solar Industry","ET-M660260BB",260,236.5]
["ET Solar Industry","ET-M660260WW",260,234.4]
["ET Solar Industry","ET-P660260WB",260,237]
["ET Solar Industry","ET-P660260WBAC",260,235.2]
["ET Solar Industry","ET-P660260WBZ",260,235.2]
["ET Solar Industry","ET-P660260WBZAC",260,235.2]
["ET Solar Industry","ET-P660260WW",260,237]
["ET Solar Industry","ET-P660260WWAC",260,235.2]
["ET Solar Industry","ET-P660260WWZ",260,235.2]
["ET Solar Industry","ET-P660260WWZAC",260,235.2]
["ET Solar Industry","ET-P672260WB",260,232.4]
["ET Solar Industry","ET-P672260WW",260,232.4]
["ET Solar Industry","ET-A-M660265",265,235.8]
["ET Solar Industry","ET-A-M660265B",265,235.8]
["ET Solar Industry","ET-M660265BB",265,241.1]
["ET Solar Industry","ET-M660265WB",265,241.9]
["ET Solar Industry","ET-M660265WW",265,241.9]
["ET Solar Industry","ET-P660265WB",265,241.7]
["ET Solar Industry","ET-P660265WW",265,241.7]
["ET Solar Industry","ET-P672265WB",265,237]
["ET Solar Industry","ET-P672265WW",265,237]
["ET Solar Industry","ET-M660270BB",270,245.8]
["ET Solar Industry","ET-M660270WB",270,246.5]
["ET Solar Industry","ET-M660270WW",270,246.5]
["ET Solar Industry","ET-P660270WB",270,246.4]
["ET Solar Industry","ET-P660270WW",270,246.4]
["ET Solar Industry","ET-P672270WB",270,241.6]
["ET Solar Industry","ET-P672270WW",270,241.6]
["ET Solar Industry","ET-A-P672275",275,243.4]
["ET Solar Industry","ET-A-P672275B",275,243.4]
["ET Solar Industry","ET-M660275BB",275,250.5]
["ET Solar Industry","ET-M660275WB",275,251.2]
["ET Solar Industry","ET-M660275WW",275,251.2]
["ET Solar Industry","ET-P660275WB",275,251.1]
["ET Solar Industry","ET-P660275WW",275,251.1]
["ET Solar Industry","ET-P672275WB",275,246.2]
["ET Solar Industry","ET-P672275WW",275,246.2]
["ET Solar Industry","ET-A-P672280",280,247.9]
["ET Solar Industry","ET-A-P672280B",280,247.9]
["ET Solar Industry","ET-M660280BB",280,255.2]
["ET Solar Industry","ET-M660280WB",280,255.9]
["ET Solar Industry","ET-M660280WW",280,255.9]
["ET Solar Industry","ET-P660280WB",280,255.8]
["ET Solar Industry","ET-P660280WW",280,255.8]
["ET Solar Industry","ET-P672280WB",280,250.8]
["ET Solar Industry","ET-P672280WBG",280,252.2]
["ET Solar Industry","ET-P672280WW",280,250.8]
["ET Solar Industry","ET-P672280WWG",280,252.2]
["ET Solar Industry","ET-A-M672285",285,252.8]
["ET Solar Industry","ET-A-M672285B",285,252.8]
["ET Solar Industry","ET-A-P672285",285,252.5]
["ET Solar Industry","ET-A-P672285B",285,252.5]
["ET Solar Industry","ET-M660285BB",285,259.89999999999998]
["ET Solar Industry","ET-M660285WB",285,260.60000000000002]
["ET Solar Industry","ET-M660285WW",285,260.60000000000002]
["ET Solar Industry","ET-P672285WB",285,254.7]
["ET Solar Industry","ET-P672285WBG",285,256.89999999999998]
["ET Solar Industry","ET-P672285WW",285,254.7]
["ET Solar Industry","ET-P672285WWG",285,256.89999999999998]
["ET Solar Industry","ET-A-M672290",290,257.39999999999998]
["ET Solar Industry","ET-A-M672290B",290,257.39999999999998]
["ET Solar Industry","ET-A-P672290",290,257.10000000000002]
["ET Solar Industry","ET-A-P672290B",290,257.10000000000002]
["ET Solar Industry","ET-M660290WB",290,265.3]
["ET Solar Industry","ET-M660290WW",290,265.3]
["ET Solar Industry","ET-P672290WB",290,259.3]
["ET Solar Industry","ET-P672290WBG",290,261.5]
["ET Solar Industry","ET-P672290WW",290,259.3]
["ET Solar Industry","ET-P672290WWG",290,261.5]
["ET Solar Industry","ET-A-M672295",295,261.89999999999998]
["ET Solar Industry","ET-A-M672295B",295,261.89999999999998]
["ET Solar Industry","ET-A-P672295",295,261.60000000000002]
["ET Solar Industry","ET-A-P672295B",295,261.60000000000002]
["ET Solar Industry","ET-P672295WB",295,263.7]
["ET Solar Industry","ET-P672295WBG",295,266.10000000000002]
["ET Solar Industry","ET-P672295WW",295,263.7]
["ET Solar Industry","ET-P672295WWG",295,266.10000000000002]
["ET Solar Industry","ET-A-M672300",300,266.5]
["ET Solar Industry","ET-A-M672300B",300,266.5]
["ET Solar Industry","ET-P672300WB",300,268.3]
["ET Solar Industry","ET-P672300WBG",300,270.8]
["ET Solar Industry","ET-P672300WW",300,268.3]
["ET Solar Industry","ET-P672300WWG",300,270.8]
["ET Solar Industry","ET-A-M672305",305,271.10000000000002]
["ET Solar Industry","ET-A-M672305B",305,271.10000000000002]
["ET Solar Industry","ET-P672305WB",305,272.89999999999998]
["ET Solar Industry","ET-P672305WBG",305,275.3]
["ET Solar Industry","ET-P672305WW",305,277.89999999999998]
["ET Solar Industry","ET-P672305WWG",305,275.39999999999998]
["ET Solar Industry","ET-P672310WB",310,282.60000000000002]
["ET Solar Industry","ET-P672310WW",310,282.60000000000002]
["ET Solar Industry","ET-P672315WB",315,287.3]
["ET Solar Industry","ET-P672315WW",315,287.3]
["ET Solar Industry","ET-M672320WB",320,292.10000000000002]
["ET Solar Industry","ET-M672320WW",320,292.10000000000002]
["ET Solar Industry","ET-P672320WB",320,291.89999999999998]
["ET Solar Industry","ET-P672320WW",320,291.89999999999998]
["ET Solar Industry","ET-M672325WB",325,296.8]
["ET Solar Industry","ET-M672325WW",325,296.8]
["ET Solar Industry","ET-P672325WB",325,296.60000000000002]
["ET Solar Industry","ET-P672325WW",325,296.60000000000002]
["ET Solar Industry","ET-M672330WB",330,301.5]
["ET Solar Industry","ET-M672330WW",330,301.5]
["ET Solar Industry","ET-P672330WB",330,301.3]
["ET Solar Industry","ET-P672330WW",330,301.3]
["ET Solar Industry","ET-M672335WB",335,306.2]
["ET Solar Industry","ET-M672335WW",335,306.2]
["ET Solar Industry","ET-P672335WB",335,306]
["ET Solar Industry","ET-P672335WW",335,306]
["ET Solar Industry","ET-M672340WB",340,310.89999999999998]
["ET Solar Industry","ET-M672340WW",340,310.89999999999998]
["ET Solar Industry","ET-M672345WB",345,315.60000000000002]
["ET Solar Industry","ET-M672345WW",345,315.60000000000002]
["ET Solar Industry","ET-M672350WB",350,320.3]
["ET Solar Industry","ET-M672350WW",350,320.3]
["ET Solar New Energy","ET-M572165WW",165,146.5]
["ET Solar New Energy","ET-M572165WWZ",165,146.5]
["ET Solar New Energy","ET-M572170WW",170,151.1]
["ET Solar New Energy","ET-M572170WWZ",170,151.1]
["ET Solar New Energy","ET-M572175BB",175,155.1]
["ET Solar New Energy","ET-M572175BBZ",175,155.1]
["ET Solar New Energy","ET-M572175WW",175,155.69999999999999]
["ET Solar New Energy","ET-M572175WWZ",175,155.69999999999999]
["ET Solar New Energy","ET-M572180BB",180,160.1]
["ET Solar New Energy","ET-M572180BBZ",180,160.1]
["ET Solar New Energy","ET-M572180WW",180,160.69999999999999]
["ET Solar New Energy","ET-M572180WWZ",180,160.69999999999999]
["ET Solar New Energy","ET-M572185BB",185,164.6]
["ET Solar New Energy","ET-M572185BBZ",185,164.6]
["ET Solar New Energy","ET-M572185WW",185,165.3]
["ET Solar New Energy","ET-M572185WWZ",185,165.3]
["ET Solar New Energy","ET-M572190BBZ",190,169.3]
["ET Solar New Energy","ET-M572190WB",190,169.3]
["ET Solar New Energy","ET-M572190WW",190,169.3]
["ET Solar New Energy","ET-M572190WWZ",190,169.3]
["ET Solar New Energy","ET-P654190WB",190,167.9]
["ET Solar New Energy","ET-P654190WW",190,167.9]
["ET Solar New Energy","ET-P654195WB",195,172.4]
["ET Solar New Energy","ET-P654195WW",195,172.4]
["ET Solar New Energy","ET-P654200WB",200,176.9]
["ET Solar New Energy","ET-P654200WW",200,176.9]
["ET Solar New Energy","ET-P654205WB",205,181.5]
["ET Solar New Energy","ET-P654205WW",205,181.5]
["ET Solar New Energy","ET-P654210WB",210,186.1]
["ET Solar New Energy","ET-P654210WW",210,186.1]
["ET Solar New Energy","ET-P660220WB",220,198.2]
["ET Solar New Energy","ET-P660220WBZ",220,198.2]
["ET Solar New Energy","ET-P660220WW",220,198.2]
["ET Solar New Energy","ET-P660220WWZ",220,198.2]
["ET Solar New Energy","ET-A-P660225",225,199]
["ET Solar New Energy","ET-A-P660225B",225,199]
["ET Solar New Energy","ET-P660225WB",225,202.8]
["ET Solar New Energy","ET-P660225WBZ",225,202.8]
["ET Solar New Energy","ET-P660225WW",225,202.8]
["ET Solar New Energy","ET-P660225WWZ",225,202.8]
["ET Solar New Energy","ET-A-P660230",230,203.5]
["ET Solar New Energy","ET-A-P660230B",230,203.5]
["ET Solar New Energy","ET-P660230B",230,207.5]
["ET Solar New Energy","ET-P660230WB",230,207.5]
["ET Solar New Energy","ET-P660230WBZ",230,207.5]
["ET Solar New Energy","ET-P660230WW",230,207.5]
["ET Solar New Energy","ET-P660230WWZ",230,207.5]
["ET Solar New Energy","ET-A-M660235",235,208.3]
["ET Solar New Energy","ET-A-M660235B",235,208.3]
["ET Solar New Energy","ET-A-P660235",235,208.1]
["ET Solar New Energy","ET-A-P660235B",235,208.1]
["ET Solar New Energy","ET-P660235B",235,212]
["ET Solar New Energy","ET-P660235BB",235,210.5]
["ET Solar New Energy","ET-P660235BBZ",235,210.5]
["ET Solar New Energy","ET-P660235WB",235,212]
["ET Solar New Energy","ET-P660235WBZ",235,212]
["ET Solar New Energy","ET-P660235WW",235,212]
["ET Solar New Energy","ET-P660235WWZ",235,212]
["ET Solar New Energy","ET-A-M660240",240,212.9]
["ET Solar New Energy","ET-A-M660240B",240,212.9]
["ET Solar New Energy","ET-A-P660240",240,212.7]
["ET Solar New Energy","ET-A-P660240B",240,212.7]
["ET Solar New Energy","ET-M660240BB",240,215.9]
["ET Solar New Energy","ET-M660240WW",240,215.9]
["ET Solar New Energy","ET-P660240B",240,216.7]
["ET Solar New Energy","ET-P660240BB",240,215.1]
["ET Solar New Energy","ET-P660240BBZ",240,215.1]
["ET Solar New Energy","ET-P660240WB",240,216.7]
["ET Solar New Energy","ET-P660240WBZ",240,216.7]
["ET Solar New Energy","ET-P660240WW",240,216.7]
["ET Solar New Energy","ET-P660240WWZ",240,216.7]
["ET Solar New Energy","ET-A-M660245",245,217.5]
["ET Solar New Energy","ET-A-M660245B",245,217.5]
["ET Solar New Energy","ET-A-P660245",245,217.2]
["ET Solar New Energy","ET-A-P660245B",245,217.2]
["ET Solar New Energy","ET-M660245BB",245,220.5]
["ET Solar New Energy","ET-M660245WW",245,220.5]
["ET Solar New Energy","ET-P660245B",245,221.3]
["ET Solar New Energy","ET-P660245BAC",245,219]
["ET Solar New Energy","ET-P660245BB",245,219.7]
["ET Solar New Energy","ET-P660245BBAC",245,211.9]
["ET Solar New Energy","ET-P660245BBZ",245,219.7]
["ET Solar New Energy","ET-P660245BBZAC",245,211.9]
["ET Solar New Energy","ET-P660245WB",245,221.3]
["ET Solar New Energy","ET-P660245WBZ",245,221.3]
["ET Solar New Energy","ET-P660245WBZAC",245,219]
["ET Solar New Energy","ET-P660245WW",245,221.3]
["ET Solar New Energy","ET-P660245WWZ",245,221.3]
["ET Solar New Energy","ET-A-M660250",250,222]
["ET Solar New Energy","ET-A-M660250B",250,222]
["ET Solar New Energy","ET-M660250BB",250,225.2]
["ET Solar New Energy","ET-M660250WW",250,225.2]
["ET Solar New Energy","ET-P660250BAC",250,223.6]
["ET Solar New Energy","ET-P660250BB",250,224.3]
["ET Solar New Energy","ET-P660250BBAC",250,216.4]
["ET Solar New Energy","ET-P660250BBZ",250,224.3]
["ET Solar New Energy","ET-P660250BBZAC",250,216.4]
["ET Solar New Energy","ET-P660250WB",250,225.9]
["ET Solar New Energy","ET-P660250WBAC",250,225.9]
["ET Solar New Energy","ET-P660250WBZ",250,225.9]
["ET Solar New Energy","ET-P660250WBZAC",250,223.6]
["ET Solar New Energy","ET-P660250WW",250,225.9]
["ET Solar New Energy","ET-P660250WWZ",250,225.9]
["ET Solar New Energy","ET-P672250",250,223.2]
["ET Solar New Energy","ET-A-M660255",255,226.6]
["ET Solar New Energy","ET-A-M660255B",255,226.6]
["ET Solar New Energy","ET-M660255BB",255,229.8]
["ET Solar New Energy","ET-M660255WW",255,229.8]
["ET Solar New Energy","ET-P660255BB",255,229]
["ET Solar New Energy","ET-P660255BBAC",255,229]
["ET Solar New Energy","ET-P660255BBZ",255,229]
["ET Solar New Energy","ET-P660255BBZAC",255,229]
["ET Solar New Energy","ET-P660255WB",255,230.6]
["ET Solar New Energy","ET-P660255WBAC",255,230.6]
["ET Solar New Energy","ET-P660255WBZ",255,230.6]
["ET Solar New Energy","ET-P660255WBZAC",255,230.6]
["ET Solar New Energy","ET-P660255WW",255,230.6]
["ET Solar New Energy","ET-P660255WWAC",255,230.6]
["ET Solar New Energy","ET-P660255WWZ",255,230.6]
["ET Solar New Energy","ET-P660255WWZAC",255,230.6]
["ET Solar New Energy","ET-P672255",255,227.8]
["ET Solar New Energy","ET-A-M660260",260,231.2]
["ET Solar New Energy","ET-A-M660260B",260,231.2]
["ET Solar New Energy","ET-M660260BB",260,236.5]
["ET Solar New Energy","ET-M660260WW",260,234.4]
["ET Solar New Energy","ET-P660260WB",260,237]
["ET Solar New Energy","ET-P660260WBAC",260,235.2]
["ET Solar New Energy","ET-P660260WBZ",260,235.2]
["ET Solar New Energy","ET-P660260WBZAC",260,235.2]
["ET Solar New Energy","ET-P660260WW",260,237]
["ET Solar New Energy","ET-P660260WWAC",260,235.2]
["ET Solar New Energy","ET-P660260WWZ",260,235.2]
["ET Solar New Energy","ET-P660260WWZAC",260,235.2]
["ET Solar New Energy","ET-P672260WB",260,232.4]
["ET Solar New Energy","ET-P672260WW",260,232.4]
["ET Solar New Energy","ET-A-M660265",265,235.8]
["ET Solar New Energy","ET-A-M660265B",265,235.8]
["ET Solar New Energy","ET-M660265BB",265,241.1]
["ET Solar New Energy","ET-M660265WB",265,241.9]
["ET Solar New Energy","ET-M660265WW",265,241.9]
["ET Solar New Energy","ET-P660265WB",265,241.7]
["ET Solar New Energy","ET-P660265WW",265,241.7]
["ET Solar New Energy","ET-P672265WB",265,237]
["ET Solar New Energy","ET-P672265WW",265,237]
["ET Solar New Energy","ET-M660270BB",270,245.8]
["ET Solar New Energy","ET-M660270WB",270,246.5]
["ET Solar New Energy","ET-M660270WW",270,246.5]
["ET Solar New Energy","ET-P660270WB",270,246.4]
["ET Solar New Energy","ET-P660270WW",270,246.4]
["ET Solar New Energy","ET-P672270WB",270,241.6]
["ET Solar New Energy","ET-P672270WW",270,241.6]
["ET Solar New Energy","ET-A-P672275",275,243.4]
["ET Solar New Energy","ET-A-P672275B",275,243.4]
["ET Solar New Energy","ET-M660275BB",275,250.5]
["ET Solar New Energy","ET-M660275WB",275,251.2]
["ET Solar New Energy","ET-M660275WW",275,251.2]
["ET Solar New Energy","ET-P660275WB",275,251.1]
["ET Solar New Energy","ET-P660275WW",275,251.1]
["ET Solar New Energy","ET-P672275WB",275,246.2]
["ET Solar New Energy","ET-P672275WW",275,246.2]
["ET Solar New Energy","ET-A-P672280",280,247.9]
["ET Solar New Energy","ET-A-P672280B",280,247.9]
["ET Solar New Energy","ET-M660280BB",280,255.2]
["ET Solar New Energy","ET-M660280WB",280,255.9]
["ET Solar New Energy","ET-M660280WW",280,255.9]
["ET Solar New Energy","ET-M6605280WW",280,257.39999999999998]
["ET Solar New Energy","ET-P660280WB",280,255.8]
["ET Solar New Energy","ET-P660280WW",280,255.8]
["ET Solar New Energy","ET-P672280WB",280,250.8]
["ET Solar New Energy","ET-P672280WBG",280,252.2]
["ET Solar New Energy","ET-P672280WW",280,250.8]
["ET Solar New Energy","ET-P672280WWG",280,252.2]
["ET Solar New Energy","ET-A-M672285",285,252.8]
["ET Solar New Energy","ET-A-M672285B",285,252.8]
["ET Solar New Energy","ET-A-P672285",285,252.5]
["ET Solar New Energy","ET-A-P672285B",285,252.5]
["ET Solar New Energy","ET-M660285BB",285,259.89999999999998]
["ET Solar New Energy","ET-M660285WB",285,260.60000000000002]
["ET Solar New Energy","ET-M660285WW",285,260.60000000000002]
["ET Solar New Energy","ET-M6605285WW",285,262.2]
["ET Solar New Energy","ET-P672285WB",285,254.7]
["ET Solar New Energy","ET-P672285WBG",285,256.89999999999998]
["ET Solar New Energy","ET-P672285WW",285,254.7]
["ET Solar New Energy","ET-P672285WWG",285,256.89999999999998]
["ET Solar New Energy","ET-A-M672290",290,257.39999999999998]
["ET Solar New Energy","ET-A-M672290B",290,257.39999999999998]
["ET Solar New Energy","ET-A-P672290",290,257.10000000000002]
["ET Solar New Energy","ET-A-P672290B",290,257.10000000000002]
["ET Solar New Energy","ET-M660290WB",290,265.3]
["ET Solar New Energy","ET-M660290WW",290,265.3]
["ET Solar New Energy","ET-M6605290WW",290,266.89999999999998]
["ET Solar New Energy","ET-P672290WB",290,259.3]
["ET Solar New Energy","ET-P672290WBG",290,261.5]
["ET Solar New Energy","ET-P672290WW",290,259.3]
["ET Solar New Energy","ET-P672290WWG",290,261.5]
["ET Solar New Energy","ET-A-M672295",295,261.89999999999998]
["ET Solar New Energy","ET-A-M672295B",295,261.89999999999998]
["ET Solar New Energy","ET-A-P672295",295,261.60000000000002]
["ET Solar New Energy","ET-A-P672295B",295,261.60000000000002]
["ET Solar New Energy","ET-M6605295WW",295,271.60000000000002]
["ET Solar New Energy","ET-P672295WB",295,263.7]
["ET Solar New Energy","ET-P672295WBG",295,266.10000000000002]
["ET Solar New Energy","ET-P672295WW",295,263.7]
["ET Solar New Energy","ET-P672295WWG",295,266.10000000000002]
["ET Solar New Energy","ET-A-M672300",300,266.5]
["ET Solar New Energy","ET-A-M672300B",300,266.5]
["ET Solar New Energy","ET-M6605300WW",300,276.3]
["ET Solar New Energy","ET-P672300WB",300,268.3]
["ET Solar New Energy","ET-P672300WBG",300,270.8]
["ET Solar New Energy","ET-P672300WW",300,268.3]
["ET Solar New Energy","ET-P672300WWG",300,270.8]
["ET Solar New Energy","ET-A-M672305",305,271.10000000000002]
["ET Solar New Energy","ET-A-M672305B",305,271.10000000000002]
["ET Solar New Energy","ET-M6605305WW",305,281.10000000000002]
["ET Solar New Energy","ET-P672305WB",305,272.89999999999998]
["ET Solar New Energy","ET-P672305WBG",305,275.3]
["ET Solar New Energy","ET-P672305WW",305,277.89999999999998]
["ET Solar New Energy","ET-P672305WWG",305,275.39999999999998]
["ET Solar New Energy","ET-M6605310WW",310,285.8]
["ET Solar New Energy","ET-P672310WB",310,282.60000000000002]
["ET Solar New Energy","ET-P672310WW",310,282.60000000000002]
["ET Solar New Energy","ET-M6605315WW",315,290.5]
["ET Solar New Energy","ET-P672315WB",315,287.3]
["ET Solar New Energy","ET-P672315WW",315,287.3]
["ET Solar New Energy","ET-M6605320WW",320,295.3]
["ET Solar New Energy","ET-M672320WB",320,292.10000000000002]
["ET Solar New Energy","ET-M672320WW",320,292.10000000000002]
["ET Solar New Energy","ET-P672320WB",320,291.89999999999998]
["ET Solar New Energy","ET-P672320WW",320,291.89999999999998]
["ET Solar New Energy","ET-M6605325WW",325,300]
["ET Solar New Energy","ET-M672325WB",325,296.8]
["ET Solar New Energy","ET-M672325WW",325,296.8]
["ET Solar New Energy","ET-P672325WB",325,296.60000000000002]
["ET Solar New Energy","ET-P672325WW",325,296.60000000000002]
["ET Solar New Energy","ET-M672330WB",330,301.5]
["ET Solar New Energy","ET-M672330WW",330,301.5]
["ET Solar New Energy","ET-P672330WB",330,301.3]
["ET Solar New Energy","ET-P672330WW",330,301.3]
["ET Solar New Energy","ET-M672335WB",335,306.2]
["ET Solar New Energy","ET-M672335WW",335,306.2]
["ET Solar New Energy","ET-P672335WB",335,306]
["ET Solar New Energy","ET-P672335WW",335,306]
["ET Solar New Energy","ET-M672340WB",340,310.89999999999998]
["ET Solar New Energy","ET-M672340WW",340,310.89999999999998]
["ET Solar New Energy","ET-M672345WB",345,315.60000000000002]
["ET Solar New Energy","ET-M672345WW",345,315.60000000000002]
["ET Solar New Energy","ET-M6725345WW",345,318.89999999999998]
["ET Solar New Energy","ET-M672350WB",350,320.3]
["ET Solar New Energy","ET-M672350WW",350,320.3]
["ET Solar New Energy","ET-M6725350WW",350,323.60000000000002]
["ET Solar New Energy","ET-M6725355WW",355,328.4]
["ET Solar New Energy","ET-M6725360WW",360,333.1]
["ET Solar New Energy","ET-M6725365WW",365,337.9]
["ET Solar New Energy","ET-M6725370WW",370,342.6]
["ET Solar New Energy","ET-M6725375WW",375,347.4]
["ET Solar New Energy","ET-M6725380WW",380,352.1]
["ET Solar New Energy","ET-M6725385WW",385,356.9]
["ET Solar New Energy","ET-M6725390WW",390,361.6]
["Eterbright Solar Corp.","Cigs-3050E1",305,285.60000000000002]
["Eterbright Solar Corp.","Cigs-3100A1",310,290.39999999999998]
["Eterbright Solar Corp.","Cigs-3100E1",310,290.39999999999998]
["Eterbright Solar Corp.","Cigs-3150A1",315,295.10000000000002]
["Eterbright Solar Corp.","Cigs-3150E1",315,295.10000000000002]
["Eterbright Solar Corp.","Cigs-3200A1",320,299.89999999999998]
["Eterbright Solar Corp.","Cigs-3200E1",320,299.89999999999998]
["Eterbright Solar Corp.","Cigs-3250A1",325,304.60000000000002]
["Exeltech","AM24-1-B-6-0-00",240,211.9]
["Exiom Solution","EX-175M",175,153.9]
["Exiom Solution","EX-175MB",175,155.6]
["Exiom Solution","EX-180M",180,158.5]
["Exiom Solution","EX-180MB",180,160.19999999999999]
["Exiom Solution","EX-185M",185,163]
["Exiom Solution","EX-185MB",185,164.8]
["Exiom Solution","EX-185W",185,163]
["Exiom Solution","EX-190M",190,171.4]
["Exiom Solution","EX-195M",195,176]
["Exiom Solution","EX-220P",220,193.2]
["Exiom Solution","EX-220PB",220,194.9]
["Exiom Solution","EX-225P",225,197.7]
["Exiom Solution","EX-225PB",225,199.4]
["Exiom Solution","EX-230P",230,202.2]
["Exiom Solution","EX-230PB",230,204]
["Exiom Solution","EX-230W",230,202.2]
["Exiom Solution","EX-235P",235,210.4]
["Exiom Solution","EX-235PB",235,208.6]
["Exiom Solution","EX-235W",235,210.4]
["Exiom Solution","EX-240P",240,215]
["Exiom Solution","EX-240PB",240,213.1]
["Exiom Solution","EX-240W",240,215]
["Exiom Solution","EX-270P",270,242.6]
["Exiom Solution","EX-270PB",270,241.7]
["Exiom Solution","EX-275P",275,247.3]
["Exiom Solution","EX-275PB",275,246.3]
["Exiom Solution","EX-280P",280,251.9]
["Exiom Solution","EX-280PB",280,250.9]
["Exiom Solution","EX-285P",285,256.5]
["Exiom Solution","EX-285PB",285,255.5]
["Exiom Solution","EX-290P",290,261.10000000000002]
["Exiom Solution","EX-290PB",290,260.10000000000002]
["Fire Energy","FE5A-160M",160,145.4]
["Fire Energy","FE6A-160P",160,139.6]
["Fire Energy","FE6A-160PE",160,141.69999999999999]
["Fire Energy","FE5A-170M",170,154.69999999999999]
["Fire Energy","FE6A-170P",170,148.6]
["Fire Energy","FE6P-170PE",170,150]
["Fire Energy","FE5A-180M",180,164]
["Fire Energy","FE6A-180P",180,157.6]
["Fire Energy","FE6P-180PE",180,159]
["Fire Energy","FE5A-190M",190,172.3]
["Fire Energy","FE6P-190PE",190,168.1]
["Fire Energy","FE6P-200PE",200,177.1]
["Fire Energy","FE6P-210P",210,192.3]
["Fire Energy","FE5P-220M",220,200.1]
["Fire Energy","FE6P-220P",220,201.6]
["Fire Energy","FE5P-230M",230,209.4]
["Fire Energy","FE6P-230P",230,211]
["Fire Energy","FE5P-240M",240,218.7]
["First Solar, Inc.","FS-267",67.5,64.8]
["First Solar, Inc.","FS-367",67.5,64]
["First Solar, Inc.","FS-270",70,67.2]
["First Solar, Inc.","FS-370",70,66.400000000000006]
["First Solar, Inc.","FS-272",72.5,69.8]
["First Solar, Inc.","FS-372",72.5,68.8]
["First Solar, Inc.","FS-275",75,72.2]
["First Solar, Inc.","FS-375",75,71.2]
["First Solar, Inc.","FS-377",77,73.099999999999994]
["First Solar, Inc.","FS-277",77.5,74.599999999999994]
["First Solar, Inc.","FS-280",80,76.900000000000006]
["First Solar, Inc.","FS-380",80,76]
["First Solar, Inc.","FS-382",82.5,78.400000000000006]
["First Solar, Inc.","FS-385",85,80.8]
["First Solar, Inc.","FS-387",87.5,83.4]
["First Solar, Inc.","FS-387-Plus",87.5,82.8]
["First Solar, Inc.","FS-390",90,85.8]
["First Solar, Inc.","FS-390-Plus",90,85.2]
["First Solar, Inc.","FS-490",90,84.9]
["First Solar, Inc.","FS-490A",90,84.9]
["First Solar, Inc.","FS-392",92.5,88.5]
["First Solar, Inc.","FS-392-Plus",92.5,87.6]
["First Solar, Inc.","FS-492",92.5,87.3]
["First Solar, Inc.","Fs-492A",92.5,87.3]
["First Solar, Inc.","FS-395",95,90.9]
["First Solar, Inc.","FS-395-Plus",95,90]
["First Solar, Inc.","FS-495",95,89.7]
["First Solar, Inc.","FS-495A",95,89.7]
["First Solar, Inc.","FS-397-Plus",97.5,92.4]
["First Solar, Inc.","FS-497",97.5,92.1]
["First Solar, Inc.","FS-497A",97.5,92.1]
["First Solar, Inc.","FS-3100-Plus",100,94.8]
["First Solar, Inc.","FS-4100",100,94.5]
["First Solar, Inc.","FS-4100-2",100,92.7]
["First Solar, Inc.","FS-4100A",100,94.5]
["First Solar, Inc.","FS-4100A-2",100,92.7]
["First Solar, Inc.","FS-4102",102.5,96.9]
["First Solar, Inc.","FS-4102-2",102.5,95]
["First Solar, Inc.","FS-4102A",102.5,96.9]
["First Solar, Inc.","FS-4102A-2",102.5,95]
["First Solar, Inc.","FS-4105",105,99.3]
["First Solar, Inc.","FS-4105-2",105,97.4]
["First Solar, Inc.","FS-4105-3",105,97.8]
["First Solar, Inc.","FS-4105A",105,99.3]
["First Solar, Inc.","FS-4105A-2",105,97.4]
["First Solar, Inc.","FS-4105A-3",105,97.8]
["First Solar, Inc.","FS-4107-2",107.5,99.7]
["First Solar, Inc.","FS-4107-3",107.5,100.2]
["First Solar, Inc.","FS-4107A-2",107.5,99.7]
["First Solar, Inc.","FS-4107A-3",107.5,100.2]
["First Solar, Inc.","FS-4110-2",110,102.1]
["First Solar, Inc.","FS-4110-3",110,102.6]
["First Solar, Inc.","FS-4110A-2",110,102.1]
["First Solar, Inc.","FS-4110A-3",110,102.6]
["First Solar, Inc.","FS-4112-2",112.5,104.5]
["First Solar, Inc.","FS-4112-3",112.5,104.9]
["First Solar, Inc.","FS-4112A-2",112.5,104.5]
["First Solar, Inc.","FS-4112A-3",112.5,104.9]
["First Solar, Inc.","FS-4115-2",115,105.2]
["First Solar, Inc.","FS-4115-3",115,107.3]
["First Solar, Inc.","FS-4115A-2",115,105.2]
["First Solar, Inc.","FS-4115A-3",115,107.3]
["First Solar, Inc.","FS-4117-2",117.5,107.5]
["First Solar, Inc.","FS-4117-3",117.5,109.7]
["First Solar, Inc.","FS-4117A-2",117.5,107.5]
["First Solar, Inc.","FS-4117A-3",117.5,109.7]
["First Solar, Inc.","FS-4120-3",120,112.1]
["First Solar, Inc.","FS-4120A-3",120,112.1]
["First Solar, Inc.","FS-4122-3",122.5,114.5]
["First Solar, Inc.","FS-4122A-3",122.5,114.5]
["First Solar, Inc.","TS-295-R11-02",295,274.7]
["First Solar, Inc.","TS-295-R12-02",295,274.7]
["First Solar, Inc.","TS-295-R13-02",295,274.7]
["First Solar, Inc.","TS-300-R11-02",300,279.39999999999998]
["First Solar, Inc.","TS-300-R12-02",300,279.39999999999998]
["First Solar, Inc.","TS-300-R13-02",300,279.39999999999998]
["First Solar, Inc.","TS-305-R11-02",305,284.2]
["First Solar, Inc.","TS-305-R12-02",305,284.2]
["First Solar, Inc.","TS-305-R13-02",305,284.2]
["First Solar, Inc.","TS-310-R11-02",310,289]
["First Solar, Inc.","TS-310-R12-02",310,289]
["First Solar, Inc.","TS-310-R13-02",310,289]
["First Solar, Inc.","TS-315-R11-02",315,293.7]
["First Solar, Inc.","TS-315-R12-02",315,293.7]
["First Solar, Inc.","TS-315-R13-02",315,293.7]
["First Solar, Inc.","TS-355-R11-02",355,333.2]
["First Solar, Inc.","TS-355-R12-02",355,333.2]
["First Solar, Inc.","TS-355-R13-02",355,333.2]
["First Solar, Inc.","TS-360-R11-02",360,338]
["First Solar, Inc.","TS-360-R12-02",360,338]
["First Solar, Inc.","TS-360-R13-02",360,338]
["First Solar, Inc.","TS-365-R11-02",365,342.7]
["First Solar, Inc.","TS-365-R12-02",365,342.7]
["First Solar, Inc.","TS-365-R13-02",365,342.7]
["First Solar, Inc.","TS-370-R11-02",370,347.5]
["First Solar, Inc.","TS-370-R12-02",370,347.5]
["First Solar, Inc.","TS-370-R13-02",370,347.5]
["First Solar, Inc.","TS-375-R11-02",375,352.3]
["First Solar, Inc.","TS-375-R12-02",375,352.3]
["First Solar, Inc.","TS-375-R13-02",375,352.3]
["First Solar, Inc.","FS-6385",385,358.5]
["First Solar, Inc.","FS-6390",390,363.2]
["First Solar, Inc.","FS-6390A",390,365.6]
["First Solar, Inc.","FS-6395",395,368]
["First Solar, Inc.","FS-6395A",395,370.4]
["First Solar, Inc.","FS-6400",400,372.7]
["First Solar, Inc.","FS-6400A",400,375.2]
["First Solar, Inc.","FS-6405",405,377.5]
["First Solar, Inc.","FS-6405A",405,379.9]
["First Solar, Inc.","FS-6410",410,382.2]
["First Solar, Inc.","FS-6410A",410,384.7]
["First Solar, Inc.","FS-6415",415,387]
["First Solar, Inc.","FS-6415A",415,389.5]
["First Solar, Inc.","FS-6420",420,391.7]
["First Solar, Inc.","FS-6420A",420,394.2]
["First Solar, Inc.","FS-6425",425,396.5]
["First Solar, Inc.","FS-6425A",425,399]
["First Solar, Inc.","FS-6430",430,401.3]
["First Solar, Inc.","FS-6430A",430,403.8]
["First Solar, Inc.","FS-6435A",435,408.6]
["Flextronics","FXS-260BB-MAA1B",252.8,229.6]
["Flextronics","FXS-260BB-MAA1W",252.8,229.6]
["Flextronics","FLV-MA-265M60AK",265,241.3]
["Flextronics","FLV-MA-265M60AW",265,241.3]
["Flextronics","FLV-MA-270M60AK",270,246]
["Flextronics","FLV-MA-270M60AW",270,246]
["Flextronics","FXS-270BB-SAC1B",270,246.6]
["Flextronics","FLV-MA-275M60AK",275,250.7]
["Flextronics","FLV-MA-275M60AW",275,250.7]
["Flextronics","FXS-275BB-SAC1B",275,251.3]
["Flextronics","FXS-285BB-SBC1B",278.8,254.8]
["Flextronics","FXS-285BB-SBC1W",278.8,254.8]
["Flextronics","FLV-MA-280M60AK",280,255.4]
["Flextronics","FLV-MA-280M60AW",280,255.4]
["Flextronics","FLV-MA-280P60AB",280,258]
["Flextronics","FLV-MA-280P60AK",280,257.10000000000002]
["Flextronics","FLV-MA-280P60AW",280,257.10000000000002]
["Flextronics","FLV-MA-285M60AK",285,260]
["Flextronics","FLV-MA-285M60AW",285,260]
["Flextronics","FLV-MA-285P60AB",285,262.7]
["Flextronics","FLV-MA-285P60AK",285,261.8]
["Flextronics","FLV-MA-285P60AW",285,261.8]
["Flextronics","FLV-MA-290P60AB",290,267.39999999999998]
["Flextronics","FLV-MA-290P60AK",290,266.5]
["Flextronics","FLV-MA-290P60AW",290,266.5]
["Flextronics","FLV-MA-295P60AB",295,272.2]
["Flextronics","FLV-MA-295P60AK",295,271.2]
["Flextronics","FLV-MA-295P60AW",295,271.2]
["Flextronics","FLV-MA-300P60AB",300,276.89999999999998]
["Flextronics","FLV-MA-320M72AK",320,291.5]
["Flextronics","FLV-MA-320M72AW",320,291.5]
["Flextronics","FLV-MA-325M72AK",325,296.2]
["Flextronics","FLV-MA-325M72AW",325,296.2]
["Flextronics","FXS-325BB-MAB1W",325,297.60000000000002]
["Flextronics","FXS-325BC-MAB1W",325,297.60000000000002]
["Flextronics","FLV-MA-330M72AK",330,300.89999999999998]
["Flextronics","FLV-MA-330M72AW",330,300.89999999999998]
["Flextronics","FLV-MA-330P72AK",330,302.89999999999998]
["Flextronics","FLV-MA-330P72AW",330,302.89999999999998]
["Flextronics","FXS-330BB-SAD1W",330,300.8]
["Flextronics","FLV-MA-335M72AK",335,305.60000000000002]
["Flextronics","FLV-MA-335M72AW",335,305.60000000000002]
["Flextronics","FLV-MA-335P72AK",335,307.7]
["Flextronics","FLV-MA-335P72AW",335,307.7]
["Flextronics","FXS-335BB-SAD1W",335,305.5]
["Flextronics","FLV-MA-340M72AK",340,310.3]
["Flextronics","FLV-MA-340M72AW",340,310.3]
["Flextronics","FLV-MA-340P72AK",340,312.39999999999998]
["Flextronics","FLV-MA-340P72AW",340,312.39999999999998]
["Flextronics","FXS-350BB-SBD1W",340.2,311.39999999999998]
["Flextronics","FXS-350BC-SBD1W",340.2,311.39999999999998]
["Flextronics","FLV-MA-345P72AK",345,317.10000000000002]
["Flextronics","FLV-MA-345P72AW",345,317.10000000000002]
["Fluitecnik","FTS210P",210,179.6]
["Fluitecnik","FTS215P",215,184]
["Fluitecnik","FTS220P",220,188.4]
["Fluitecnik","FTS225P",225,190.9]
["Fluitecnik","FTS230M",230,198.4]
["Fluitecnik","FTS230P",230,195.3]
["Fluitecnik","FTS235M",235,202.9]
["Fluitecnik","FTS240M",240,207.4]
["Fluitecnik","FTS245M",245,211.9]
["Fluitecnik","FTS250P",250,216.6]
["Fluitecnik","FTS260P",260,225.6]
["Fluitecnik","FTS270P",270,229.7]
["Fluitecnik","FTS280P",280,238.6]
["Foxconn International","FSM185-D4C0",185,166.6]
["Foxconn International","FSM190-D4C0",190,171.2]
["Foxconn International","FSM195-D4C0",195,175.8]
["Foxconn International","FSM205-D3C0",205,184.5]
["Foxconn International","FSM210-D3C0",210,189.1]
["Foxconn International","FSM215-D3C0",215,193.8]
["Foxconn International","FSM220-D3C0",220,198.4]
["Foxconn International","FSM225-D3C0",225,203]
["Foxconn International","FSM230-D2C0",230,207.1]
["Foxconn International","FSM235-D2C0",235,211.7]
["Foxconn International","FSM240-D2C0",240,216.3]
["Foxconn International","FSM245-D2C0",245,221]
["Foxconn International","FSM250-D2C0",250,225.6]
["Foxconn International","FSM275-D1E0",275,247.7]
["Foxconn International","FSM275-D1F0",275,244.8]
["Foxconn International","FSM280-D1E0",280,252.3]
["Foxconn International","FSM280-D1F0",280,249.4]
["Foxconn International","FSM285-D1E0",285,256.89999999999998]
["Foxconn International","FSM285-D1F0",285,254]
["Foxconn International","FSM290-D1E0",290,261.5]
["Foxconn International","FSM290-D1F0",290,258.60000000000002]
["Foxconn International","FSM295-D1E0",295,266.10000000000002]
["Foxconn International","FSM295-D1F0",295,263.10000000000002]
["Freevolt","SW Premium 275",275,245.6]
["Freevolt","SW Premium 285",285,254.9]
["Freevolt","SW Premium 300",300,268.8]
["Future Solar Energy","FSM572165",165,146.5]
["Future Solar Energy","FSM572170",170,151.1]
["Future Solar Energy","FSM572175",175,155.69999999999999]
["Future Solar Energy","FSM572180",180,157.6]
["Future Solar Energy","FSM572185",185,162.19999999999999]
["Future Solar Energy","FSP654195",195,172.4]
["Future Solar Energy","FSP654200",200,176.9]
["Future Solar Energy","FSP654205",205,181.5]
["Future Solar Energy","FSP654210",210,186.1]
["Future Solar Energy","FSP672260",260,231.2]
["Future Solar Energy","FSP672265",265,235.8]
["Future Solar Energy","FSP672270",270,237.2]
["Future Solar Energy","FSP672275",275,241.7]
["Future Solar Energy","FSP672280",280,246.3]
["GAF","RIAC 1000",150,139.19999999999999]
["GCL System Integration Technology Co., Ltd.","GCL-P6-36-130",130,116.5]
["GCL System Integration Technology Co., Ltd.","GCL-P6-36-135",135,121.1]
["GCL System Integration Technology Co., Ltd.","GCL-P6-36-140",140,125.7]
["GCL System Integration Technology Co., Ltd.","GCL-P6-36-145",145,130.30000000000001]
["GCL System Integration Technology Co., Ltd.","GCL-P6-42-150",150,134.5]
["GCL System Integration Technology Co., Ltd.","GCL-P6-42-155",155,139.1]
["GCL System Integration Technology Co., Ltd.","GCL-P6-42-160",160,143.69999999999999]
["GCL System Integration Technology Co., Ltd.","GCL-P6-42-165",165,148.30000000000001]
["GCL System Integration Technology Co., Ltd.","GCL-P6-42-170",170,152.9]
["GCL System Integration Technology Co., Ltd.","GCL-P6-48-170",170,152.4]
["GCL System Integration Technology Co., Ltd.","GCL-P6-48-175",175,157]
["GCL System Integration Technology Co., Ltd.","GCL-M5(L)-72-180",180,160.19999999999999]
["GCL System Integration Technology Co., Ltd.","GCL-P6-48-180",180,161.6]
["GCL System Integration Technology Co., Ltd.","GCL-M5(L)-72-185",185,164.8]
["GCL System Integration Technology Co., Ltd.","GCL-P6-48-185",185,166.2]
["GCL System Integration Technology Co., Ltd.","GCL-M5(L)-72-190",190,169.4]
["GCL System Integration Technology Co., Ltd.","GCL-P6-48-190",190,170.8]
["GCL System Integration Technology Co., Ltd.","GCL-M5(L)-72-195",195,173.9]
["GCL System Integration Technology Co., Ltd.","GCL-P6-48-195",195,175.4]
["GCL System Integration Technology Co., Ltd.","GCL-M5(L)-72-200",200,178.5]
["GCL System Integration Technology Co., Ltd.","GCL-M6-60-200",200,178.6]
["GCL System Integration Technology Co., Ltd.","GCL-P6-54-200",200,179.5]
["GCL System Integration Technology Co., Ltd.","GCL-M5(L)-72-205",205,183.1]
["GCL System Integration Technology Co., Ltd.","GCL-M6-60-205",205,183.2]
["GCL System Integration Technology Co., Ltd.","GCL-P6-54-205",205,184.1]
["GCL System Integration Technology Co., Ltd.","GCL-M5(L)-72-210",210,187.8]
["GCL System Integration Technology Co., Ltd.","GCL-M6-60-210",210,187.8]
["GCL System Integration Technology Co., Ltd.","GCL-P6-54-210",210,188.7]
["GCL System Integration Technology Co., Ltd.","GCL-M6-60-215",215,192.4]
["GCL System Integration Technology Co., Ltd.","GCL-P6-54-215",215,193.3]
["GCL System Integration Technology Co., Ltd.","GCL-P6-60-215",215,191.8]
["GCL System Integration Technology Co., Ltd.","GCL-M6-60-220",220,197]
["GCL System Integration Technology Co., Ltd.","GCL-P6-54-220",220,197.9]
["GCL System Integration Technology Co., Ltd.","GCL-P6-60-220",220,197.4]
["GCL System Integration Technology Co., Ltd.","GCL-M6-60-225",225,201.5]
["GCL System Integration Technology Co., Ltd.","GCL-P6-60-225",225,202]
["GCL System Integration Technology Co., Ltd.","GCL-M6-60-230",230,206.1]
["GCL System Integration Technology Co., Ltd.","GCL-P6-60-230",230,206.6]
["GCL System Integration Technology Co., Ltd.","GCL-M6-60-235",235,210.7]
["GCL System Integration Technology Co., Ltd.","GCL-P6-60-235",235,211.2]
["GCL System Integration Technology Co., Ltd.","GCL-M6-60-240",240,215.3]
["GCL System Integration Technology Co., Ltd.","GCL-P6-60-240",240,215.9]
["GCL System Integration Technology Co., Ltd.","GCL-P6-60-245",245,216.4]
["GCL System Integration Technology Co., Ltd.","GCL-P6-60-250",250,221]
["GCL System Integration Technology Co., Ltd.","GCL-P6-72-250",250,225.8]
["GCL System Integration Technology Co., Ltd.","GCL-P6/60255",255,230.6]
["GCL System Integration Technology Co., Ltd.","GCL-P6-72-255",255,230.5]
["GCL System Integration Technology Co., Ltd.","GCL-P6/60260",260,235.3]
["GCL System Integration Technology Co., Ltd.","GCL-P6/60B260",260,234.2]
["GCL System Integration Technology Co., Ltd.","GCL-P6-72-260",260,235.1]
["GCL System Integration Technology Co., Ltd.","GCL-P6/60265",265,239.9]
["GCL System Integration Technology Co., Ltd.","GCL-P6/60B265",265,238.9]
["GCL System Integration Technology Co., Ltd.","GCL-P6-72-265",265,239.8]
["GCL System Integration Technology Co., Ltd.","GCL-P6/60270",270,244.6]
["GCL System Integration Technology Co., Ltd.","GCL-P6/60B270",270,243.5]
["GCL System Integration Technology Co., Ltd.","GCL-P6-72-270",270,244.4]
["GCL System Integration Technology Co., Ltd.","GCL-M6/60275",275,247.6]
["GCL System Integration Technology Co., Ltd.","GCL-P6/60275",275,249.3]
["GCL System Integration Technology Co., Ltd.","GCL-P6-72-275",275,249]
["GCL System Integration Technology Co., Ltd.","GCL-M6/60280",280,252.2]
["GCL System Integration Technology Co., Ltd.","GCL-P6/60280",280,253.7]
["GCL System Integration Technology Co., Ltd.","GCL-P6-72-280",280,253.7]
["GCL System Integration Technology Co., Ltd.","GCL-M6/60285",285,256.89999999999998]
["GCL System Integration Technology Co., Ltd.","GCL-P6/60285",285,258.39999999999998]
["GCL System Integration Technology Co., Ltd.","GCL-P6-72-285",285,258.39999999999998]
["GCL System Integration Technology Co., Ltd.","GCL-M6/60290",290,261.5]
["GCL System Integration Technology Co., Ltd.","GCL-P6/60290",290,263.10000000000002]
["GCL System Integration Technology Co., Ltd.","GCL-P6-72-290",290,263]
["GCL System Integration Technology Co., Ltd.","GCL-M6/60295",295,266.2]
["GCL System Integration Technology Co., Ltd.","GCL-P6-72-295",295,267.7]
["GCL System Integration Technology Co., Ltd.","GCL-M6/60300",300,273.5]
["GCL System Integration Technology Co., Ltd.","GCL-P6/72300",300,271.2]
["GCL System Integration Technology Co., Ltd.","GCL-M6/60305",305,278.2]
["GCL System Integration Technology Co., Ltd.","GCL-P6/72305",305,275.89999999999998]
["GCL System Integration Technology Co., Ltd.","GCL-M6/60310",310,282.89999999999998]
["GCL System Integration Technology Co., Ltd.","GCL-P6/72310",310,280.5]
["GCL System Integration Technology Co., Ltd.","GCL-M6/60315",315,287.60000000000002]
["GCL System Integration Technology Co., Ltd.","GCL-P6/72315",315,285.2]
["GCL System Integration Technology Co., Ltd.","GCL-P6/72B315",315,283.89999999999998]
["GCL System Integration Technology Co., Ltd.","GCL-M6/60320",320,292.3]
["GCL System Integration Technology Co., Ltd.","GCL-P6/72320",320,289.8]
["GCL System Integration Technology Co., Ltd.","GCL-P6/72B320",320,288.60000000000002]
["GCL System Integration Technology Co., Ltd.","GCL-M6/72325",325,293.7]
["GCL System Integration Technology Co., Ltd.","GCL-P6/72325",325,294.7]
["GCL System Integration Technology Co., Ltd.","GCL-P6/72B325",325,293.2]
["GCL System Integration Technology Co., Ltd.","GCL-M6/72330",330,298.3]
["GCL System Integration Technology Co., Ltd.","GCL-M6/72H330",330,301.39999999999998]
["GCL System Integration Technology Co., Ltd.","GCL-P6/72330",330,299.39999999999998]
["GCL System Integration Technology Co., Ltd.","GCL-P6/72B330",330,297.89999999999998]
["GCL System Integration Technology Co., Ltd.","GCL-P6/72H330",330,302.39999999999998]
["GCL System Integration Technology Co., Ltd.","GCL-M6/72335",335,303]
["GCL System Integration Technology Co., Ltd.","GCL-M6/72H335",335,306.10000000000002]
["GCL System Integration Technology Co., Ltd.","GCL-P6/72335",335,304.10000000000002]
["GCL System Integration Technology Co., Ltd.","GCL-P6/72B335",335,302.5]
["GCL System Integration Technology Co., Ltd.","GCL-P6/72H335",335,307.10000000000002]
["GCL System Integration Technology Co., Ltd.","GCL-M6/72340",340,307.7]
["GCL System Integration Technology Co., Ltd.","GCL-M6/72H340",340,310.8]
["GCL System Integration Technology Co., Ltd.","GCL-P3/72H340",340,316.3]
["GCL System Integration Technology Co., Ltd.","GCL-P6/72340",340,311.2]
["GCL System Integration Technology Co., Ltd.","GCL-P6/72B340",340,307.2]
["GCL System Integration Technology Co., Ltd.","GCL-P6/72H340",340,311.8]
["GCL System Integration Technology Co., Ltd.","GCL-M6/72345",345,312.3]
["GCL System Integration Technology Co., Ltd.","GCL-M6/72H345",345,315.5]
["GCL System Integration Technology Co., Ltd.","GCL-P3/72H345",345,321.10000000000002]
["GCL System Integration Technology Co., Ltd.","GCL-P6/72345",345,315.89999999999998]
["GCL System Integration Technology Co., Ltd.","GCL-P6/72B345",345,311.8]
["GCL System Integration Technology Co., Ltd.","GCL-P6/72H345",345,316.5]
["GCL System Integration Technology Co., Ltd.","GCL-M6/72350",350,317]
["GCL System Integration Technology Co., Ltd.","GCL-M6/72H350",350,320.2]
["GCL System Integration Technology Co., Ltd.","GCL-P3/72H350",350,325.8]
["GCL System Integration Technology Co., Ltd.","GCL-P6/72350",350,320.60000000000002]
["GCL System Integration Technology Co., Ltd.","GCL-P6/72H350",350,321.2]
["GCL System Integration Technology Co., Ltd.","GCL-M6/72355",355,321.7]
["GCL System Integration Technology Co., Ltd.","GCL-M6/72H355",355,324.89999999999998]
["GCL System Integration Technology Co., Ltd.","GCL-P3/72H355",355,330.6]
["GCL System Integration Technology Co., Ltd.","GCL-P6/72355",355,325.3]
["GCL System Integration Technology Co., Ltd.","GCL-P6/72H355",355,325.89999999999998]
["GCL System Integration Technology Co., Ltd.","GCL-M3/72H360",360,335.7]
["GCL System Integration Technology Co., Ltd.","GCL-M6/72H360",360,329.6]
["GCL System Integration Technology Co., Ltd.","GCL-P3/72H360",360,335.4]
["GCL System Integration Technology Co., Ltd.","GCL-P6/72H360",360,330.6]
["GCL System Integration Technology Co., Ltd.","GCL-M3/72H365",365,340.5]
["GCL System Integration Technology Co., Ltd.","GCL-M6/72H365",365,340.3]
["GCL System Integration Technology Co., Ltd.","GCL-P3/72H365",365,340.1]
["GCL System Integration Technology Co., Ltd.","GCL-M3/72H370",370,345.2]
["GCL System Integration Technology Co., Ltd.","GCL-M6/72H370",370,345.1]
["GCL System Integration Technology Co., Ltd.","GCL-P3/72H370",370,344.9]
["GCL System Integration Technology Co., Ltd.","GCL-M3/72H375",375,350]
["GCL System Integration Technology Co., Ltd.","GCL-M6/72H375",375,349.8]
["GCL System Integration Technology Co., Ltd.","GCL-M3/72H380",380,354.8]
["GCL System Integration Technology Co., Ltd.","GCL-M6/72H380",380,353.4]
["GCL System Integration Technology Co., Ltd.","GCL-M3/72H385",385,359.6]
["GCL System Integration Technology Co., Ltd.","GCL-M6/72H385",385,358.2]
["GCL System Integration Technology Co., Ltd.","GCL-M3/72H390",390,364.4]
["GCL System Integration Technology Co., Ltd.","GCL-M6/72H390",390,363]
["GCL System Integration Technology Co., Ltd.","GCL-M6/72GDF360",360,336.9]
["GCL System Integration Technology Co., Ltd.","GCL-M3/72GDF365",365,338.6]
["GCL System Integration Technology Co., Ltd.","GCL-M6/72GDF365",365,341.7]
["GCL System Integration Technology Co., Ltd.","GCL-M3/72GDF370",370,343.3]
["GCL System Integration Technology Co., Ltd.","GCL-M6/72GDF370",370,346.5]
["GCL System Integration Technology Co., Ltd.","GCL-M3/72GDF375",375,348.1]
["GCL System Integration Technology Co., Ltd.","GCL-M6/72GDF375",375,351.3]
["GCL System Integration Technology Co., Ltd.","GCL-M3/72GDF380",380,352.8]
["GCL System Integration Technology Co., Ltd.","GCL-M6/72GDF380",380,356.1]
["GCL System Integration Technology Co., Ltd.","GCL-M3/72GDF385",385,357.6]
["GCL System Integration Technology Co., Ltd.","GCL-M6/72GDF385",385,360.9]
["GCL System Integration Technology Co., Ltd.","GCL-M3/72GDF390",390,362.4]
["GCL System Integration Technology Co., Ltd.","GCL-M6/72H395",395,367.7]
["GE Energy","GEPVp-066-G",66,52.1]
["GE Energy","GE80-NA-B",80,71.099999999999994]
["GE Energy","GE85-NA-B",85,76.7]
["GE Energy","GE-CIGS130",130,117.9]
["GE Energy","GE-CIGS140",140,127.1]
["GE Energy","GE-CIGS145",145,131.19999999999999]
["GE Energy","GE-CIGS150",150,135.80000000000001]
["GE Energy","GE-CIGS155",155,140.5]
["GE Energy","GEPVp-200-M",200,173.1]
["GE Energy","GEPVp-205-M",205,177.6]
["General Energy Solutions","7C00-6A225",225,199]
["General Energy Solutions","7C00-6A230",230,203.5]
["General Energy Solutions","7C00-6A235",235,208.1]
["General Energy Solutions","7E00-6A235",235,208.3]
["General Energy Solutions","7C00-6A240",240,212.7]
["General Energy Solutions","7E00-6A240",240,212.9]
["General Energy Solutions","7C00-6A245",245,217.2]
["General Energy Solutions","7E00-6A245",245,217.5]
["General Energy Solutions","7E00-6A250",250,222]
["General Energy Solutions","BVM6610P-250",250,223.8]
["General Energy Solutions","7E00-6A255",255,226.6]
["General Energy Solutions","BVM6610P-255",255,228.5]
["General Energy Solutions","7E00-6A260",260,231.2]
["General Energy Solutions","BVM6610M-260",260,232.2]
["General Energy Solutions","BVM6610P-260",260,233.1]
["General Energy Solutions","7E00-6A265",265,235.8]
["General Energy Solutions","BVM6610M-265",265,236.8]
["General Energy Solutions","BVM6610P-265",265,237.7]
["General Energy Solutions","BVM6610M-270",270,241.5]
["General Energy Solutions","BVM6610P-270",270,242.3]
["General Energy Solutions","7C00-6C275",275,243.4]
["General Energy Solutions","BVM6610M-275",275,246.1]
["General Energy Solutions","7C00-6C280",280,247.9]
["General Energy Solutions","BVM6610M-280",280,250.7]
["General Energy Solutions","7C00-6C285",285,255.3]
["General Energy Solutions","7E00-6C285",285,252.8]
["General Energy Solutions","7C00-6C290",290,259.89999999999998]
["General Energy Solutions","7E00-6C290",290,257.39999999999998]
["General Energy Solutions","7C00-6C295",295,264.5]
["General Energy Solutions","7E00-6C295",295,264.3]
["General Energy Solutions","7C00-6C300",300,269.2]
["General Energy Solutions","7E00-6C300",300,268.89999999999998]
["General Energy Solutions","BVM6612P-300",300,268.7]
["General Energy Solutions","7C00-6C305",305,273.8]
["General Energy Solutions","7E00-6C305",305,273.5]
["General Energy Solutions","BVM6612P-305",305,273.3]
["General Energy Solutions","7C00-6C310",310,278.39999999999998]
["General Energy Solutions","7E00-6C310",310,278.10000000000002]
["General Energy Solutions","BVM6612M-310",310,276.89999999999998]
["General Energy Solutions","BVM6612P-310",310,277.89999999999998]
["General Energy Solutions","7E00-6C315",315,282.7]
["General Energy Solutions","BVM6612M-315",315,281.5]
["General Energy Solutions","BVM6612P-315",315,282.5]
["General Energy Solutions","BVM6612M-320",320,286.10000000000002]
["General Energy Solutions","BVM6612P-320",320,287.10000000000002]
["General Energy Solutions","BVM6612M-325",325,290.7]
["General Energy Solutions","BVM6612P-325",325,291.8]
["General Energy Solutions","BVM6612M-330",330,295.39999999999998]
["General Energy Solutions","BVM6612M-335",335,300]
["General Solar Power (Yantai)","GSC90UR33Y",90,83.1]
["General Solar Power (Yantai)","GSC93UR33Y",93,85.9]
["General Solar Power (Yantai)","GSB94UR33",94,86.9]
["General Solar Power (Yantai)","GSB97UR33",97,89.7]
["General Solar Power (Yantai)","GSB100UR33",100,92.5]
["GermanSolar USA","GSP6-60-245W",245,219.7]
["GermanSolar USA","GSP6-60-250W",250,225.6]
["GermanSolar USA","GSP6-60-255W",255,230.2]
["GermanSolar USA","GSM6-60-260W",260,235.3]
["GermanSolar USA","GSP6-60-260W",260,234.9]
["GermanSolar USA","GSM6-60-265W",265,239.9]
["GermanSolar USA","GSP6-60-265W",265,239.5]
["GermanSolar USA","GSM6-60-270W",270,242.1]
["GermanSolar USA","GSP6-60-270W",270,244.2]
["GermanSolar USA","GSM6-60-275W",275,246.7]
["GermanSolar USA","GSM6-60-280W",280,251.3]
["GermanSolar USA","GSM6-60-285W",285,256]
["GermanSolar USA","GSM6-60-290W",290,260.60000000000002]
["GermanSolar USA","GSM6-60-295W",295,266.8]
["GermanSolar USA","GSM6-60-300W",300,271.5]
["GermanSolar USA","GSP6-72-300W",300,270.8]
["GermanSolar USA","GSP6-72-305W",305,275.39999999999998]
["GermanSolar USA","GSM6-72-310W",310,280.5]
["GermanSolar USA","GSP6-72-310W",310,280]
["GermanSolar USA","GSM6-72-315W",315,285.2]
["GermanSolar USA","GSP6-72-315W",315,284.7]
["GermanSolar USA","GSM6-72-320W",320,289.8]
["GermanSolar USA","GSP6-72-320W",320,289.3]
["GermanSolar USA","GSM6-72-325W",325,294.5]
["GermanSolar USA","GSP6-72-325W",325,294]
["GermanSolar USA","GSM6-72-330W",330,299.2]
["GermanSolar USA","GSM6-72-335W",335,300]
["GESOLAR","GES-M165",165,147.30000000000001]
["GESOLAR","GES-M170",170,151.80000000000001]
["GESOLAR","GES-M175",175,156.4]
["GESOLAR","GES-M180",180,161]
["GESOLAR","GES-P200",200,175.9]
["GESOLAR","GES-P210",210,184.9]
["GESOLAR","GES-P220",220,194]
["GESOLAR","GES-P230",230,203.1]
["GESOLAR","GES-P240",240,211.7]
["GESOLAR","GES-P250",250,220.7]
["GESOLAR","GES-P260",260,229.8]
["GESOLAR","GES-P270",270,238.9]
["GESOLAR","GES-P280",280,248]
["Gigawatt","GW250PB",250,227.3]
["Gigawatt","GW255PB",255,232]
["Gigawatt","GW260PB",260,236.7]
["Gigawatt","GW265PB",265,241.3]
["Gigawatt","GW270MB",270,245.5]
["Gigawatt","GW270MB-M2",270,245.5]
["Gigawatt","GW270PB",270,246]
["Gigawatt","GW275MB",275,250.2]
["Gigawatt","GW275MB-M2",275,250.2]
["Gigawatt","GW-275MB-USA",275,248.1]
["Gigawatt","GW275PB",275,250.7]
["Gigawatt","GW280MB",280,254.8]
["Gigawatt","GW280MB-M2",280,254.8]
["Gigawatt","GW-280MB-USA",280,252.8]
["Gigawatt","GW280PB",280,255.4]
["Gigawatt","GW285MB",285,259.5]
["Gigawatt","GW285MB-M2",285,259.5]
["Gigawatt","GW-285MB-USA",285,257.5]
["Gigawatt","GW290MB",290,264.2]
["Gigawatt","GW290MB-M2",290,264.2]
["Gigawatt","GW-290MB-USA",290,262.10000000000002]
["Gigawatt","GW295MB",295,268.89999999999998]
["Gigawatt","GW295MB-M2",295,268.89999999999998]
["Gigawatt","GW-295MB-USA",295,266.8]
["Gigawatt","GW-300MB-USA",300,271.5]
["Gintech Energy","GIN P6-48-200",200,180.6]
["Gintech Energy","GTE 200M",200,178.3]
["Gintech Energy","GIN P6-48-205",205,185.2]
["Gintech Energy","GTE 205M",205,182.8]
["Gintech Energy","GIN M6-48-210",210,185.4]
["Gintech Energy","GIN P6-48-210",210,189.9]
["Gintech Energy","GTE 210M",210,187.4]
["Gintech Energy","GIN M6-48-215",215,190]
["Gintech Energy","GIN P6-48-215",215,194.5]
["Gintech Energy","GTE 215M",215,192]
["Gintech Energy","GIN M6-48-220",220,194.5]
["Gintech Energy","GIN P6-48-220",220,199.2]
["Gintech Energy","GTE 220M",220,196.5]
["Gintech Energy","GIN M6-48-225",225,199.1]
["Gintech Energy","GTE 225M",225,201.1]
["Gintech Energy","GIN M6-48-230",230,202.2]
["Gintech Energy","GTE 230M",230,205.7]
["Gintech Energy","GTE 235M",235,210.3]
["Gintech Energy","GTE 240M",240,214.9]
["Gintech Energy","GIN P6-60-250",250,225.8]
["Gintech Energy","GIN P6-60-255",255,230.4]
["Gintech Energy","GIN P6-60-260",260,235.1]
["Gintech Energy","GIN M6-60-265",265,234.1]
["Gintech Energy","GIN P6-60-265",265,239.7]
["Gintech Energy","GIN M6-60-270",270,238.7]
["Gintech Energy","GIN P6-60-270",270,244.4]
["Gintech Energy","GIN M6-60-275",275,243.2]
["Gintech Energy","GIN M6-60-280",280,247.8]
["Gintech Energy","GIN M6-60-285",285,252.4]
["Gintech Energy","GIN P6-72-290",290,261.7]
["Gintech Energy","GIN P6-72-295",295,266.3]
["Gintech Energy","GIN P6-72-300",300,271]
["Gintech Energy","GIN M6-72-305",305,269.10000000000002]
["Gintech Energy","GIN P6-72-305",305,275.60000000000002]
["Gintech Energy","GIN P6F-72-305",305,272.60000000000002]
["Gintech Energy","GIN M6-72-310",310,273.60000000000002]
["Gintech Energy","GIN P6-72-310",310,280.3]
["Gintech Energy","GIN P6F-72-310",310,277.2]
["Gintech Energy","GIN M6-72-315",315,278.2]
["Gintech Energy","GIN P6-72-315",315,284.89999999999998]
["Gintech Energy","GIN P6F-72-315",315,281.8]
["Gintech Energy","GIN M6-72-320",320,282.8]
["Gintech Energy","GIN P6-72-320",320,289.60000000000002]
["Gintech Energy","GIN P6F-72-320",320,286.39999999999998]
["Gintech Energy","GIN M6-72-325",325,287.39999999999998]
["Gintech Energy","GIN P6F-72-325",325,291]
["Gintech Energy","GIN M6-72-330",330,292]
["Gintech Energy","GIN P6F-72-330",330,295.60000000000002]
["Gintech Energy","GIN M6-72-335",335,296.60000000000002]
["Gintung Energy","ASEC-120G6M",120,106.9]
["Gintung Energy","ASEC-125G6M",125,111.5]
["Gintung Energy","ASEC-125G6S",125,111.7]
["Gintung Energy","ASEC-130G6M",130,116]
["Gintung Energy","ASEC-130G6S",130,116.3]
["Gintung Energy","ASEC-135G6M",135,120.6]
["Gintung Energy","ASEC-135G6S",135,120.9]
["Gintung Energy","ASEC-140G6M",140,125.2]
["Gintung Energy","ASEC-140G6S",140,125.5]
["Gintung Energy","ASEC-145G6M49",145,127.4]
["Gintung Energy","ASEC-145G6S49",145,126.8]
["Gintung Energy","ASEC-150G6M49",150,131.9]
["Gintung Energy","ASEC-150G6S49",150,131.30000000000001]
["Gintung Energy","ASEC-155G6M49",155,136.5]
["Gintung Energy","ASEC-155G6S49",155,135.9]
["Gintung Energy","ASEC-175G6M",175,155.9]
["Gintung Energy","ASEC-175G6S",175,155.19999999999999]
["Gintung Energy","ASEC-180G6M",180,160.5]
["Gintung Energy","ASEC-180G6S",180,159.69999999999999]
["Gintung Energy","ASEC-185G6M",185,165.1]
["Gintung Energy","ASEC-185G6S",185,164.3]
["Gintung Energy","ASEC-190G6M",190,167.8]
["Gintung Energy","ASEC-190G6M68",190,170]
["Gintung Energy","ASEC-190G6S",190,169.8]
["Gintung Energy","ASEC-190G6S68",190,170.4]
["Gintung Energy","GTEC-190G6M68",190,170]
["Gintung Energy","GTEC-190G6S68",190,170.4]
["Gintung Energy","ASEC-195G6M",195,172.4]
["Gintung Energy","ASEC-195G6M68",195,174.6]
["Gintung Energy","ASEC-195G6S",195,174.4]
["Gintung Energy","ASEC-195G6S68",195,175]
["Gintung Energy","GTEC-195G6M68",195,174.6]
["Gintung Energy","GTEC-195G6S68",195,175]
["Gintung Energy","ASEC-200G6M",200,176.9]
["Gintung Energy","ASEC-200G6M68",200,175.9]
["Gintung Energy","ASEC-200G6S",200,179]
["Gintung Energy","ASEC-200G6S68",200,175.2]
["Gintung Energy","GTEC-200G6M68",200,175.9]
["Gintung Energy","GTEC-200G6S68",200,175.2]
["Gintung Energy","ASEC-205G6M",205,181.5]
["Gintung Energy","ASEC-205G6M68",205,180.5]
["Gintung Energy","ASEC-205G6S",205,183.6]
["Gintung Energy","ASEC-205G6S68",205,179.7]
["Gintung Energy","GTEC-205G6M68",205,180.5]
["Gintung Energy","GTEC-205G6S68",205,179.7]
["Gintung Energy","ASEC-210G6M",210,186.1]
["Gintung Energy","ASEC-210G6M68",210,185]
["Gintung Energy","ASEC-210G6S",210,188.2]
["Gintung Energy","ASEC-210G6S68",210,184.3]
["Gintung Energy","GTEC-210G6M68",210,185]
["Gintung Energy","GTEC-210G6S68",210,184.3]
["Gintung Energy","ASEC-215G6M",215,192]
["Gintung Energy","ASEC-215G6M68",215,189.6]
["Gintung Energy","ASEC-215G6M69",215,192.5]
["Gintung Energy","ASEC-215G6S",215,192.4]
["Gintung Energy","ASEC-215G6S68",215,188.8]
["Gintung Energy","ASEC-215G6S69",215,192.9]
["Gintung Energy","GTEC-215G6M68",215,189.6]
["Gintung Energy","GTEC-215G6M69",215,192.5]
["Gintung Energy","GTEC-215G6S68",215,188.8]
["Gintung Energy","GTEC-215G6S69",215,192.9]
["Gintung Energy","ASEC-220G6M",220,196.5]
["Gintung Energy","ASEC-220G6M68",220,194.2]
["Gintung Energy","ASEC-220G6M69",220,197.1]
["Gintung Energy","ASEC-220G6S",220,197]
["Gintung Energy","ASEC-220G6S68",220,193.4]
["Gintung Energy","ASEC-220G6S69",220,197.5]
["Gintung Energy","GTEC-220G6M68",220,194.2]
["Gintung Energy","GTEC-220G6M69",220,197.1]
["Gintung Energy","GTEC-220G6S68",220,193.4]
["Gintung Energy","GTEC-220G6S69",220,197.5]
["Gintung Energy","ASEC-225G6M",225,201.1]
["Gintung Energy","ASEC-225G6M69",225,197.9]
["Gintung Energy","ASEC-225G6S",225,201.6]
["Gintung Energy","ASEC-225G6S69",225,197.1]
["Gintung Energy","GTEC-225G6M69",225,197.9]
["Gintung Energy","GTEC-225G6S69",225,197.1]
["Gintung Energy","ASEC-230G6M",230,205.7]
["Gintung Energy","ASEC-230G6M69",230,202.5]
["Gintung Energy","ASEC-230G6S",230,206.2]
["Gintung Energy","ASEC-230G6S69",230,201.6]
["Gintung Energy","GTEC-230G6M69",230,202.5]
["Gintung Energy","GTEC-230G6S69",230,201.6]
["Gintung Energy","ASEC-235G6M",235,210.3]
["Gintung Energy","ASEC-235G6M69",235,207]
["Gintung Energy","ASEC-235G6S",235,210.8]
["Gintung Energy","ASEC-235G6S69",235,206.2]
["Gintung Energy","GTEC-235G6M69",235,207]
["Gintung Energy","GTEC-235G6S69",235,206.2]
["Gintung Energy","ASEC-240G6M69",240,211.6]
["Gintung Energy","ASEC-240G6M6A",240,214.9]
["Gintung Energy","ASEC-240G6S69",240,210.7]
["Gintung Energy","ASEC-240G6S6A",240,215.4]
["Gintung Energy","GTEC-240G6M69",240,211.6]
["Gintung Energy","GTEC-240G6M6A",240,214.9]
["Gintung Energy","GTEC-240G6S69",240,210.7]
["Gintung Energy","GTEC-240G6S6A",240,215.4]
["Gintung Energy","ASEC-245G6M",245,218.4]
["Gintung Energy","ASEC-245G6M69",245,216.2]
["Gintung Energy","ASEC-245G6M6A",245,219.5]
["Gintung Energy","ASEC-245G6S69",245,215.3]
["Gintung Energy","ASEC-245G6S6A",245,220]
["Gintung Energy","GTEC-245G6M69",245,216.2]
["Gintung Energy","GTEC-245G6M6A",245,219.5]
["Gintung Energy","GTEC-245G6S69",245,215.3]
["Gintung Energy","GTEC-245G6S6A",245,220]
["Gintung Energy","ASEC-250G6M",250,223]
["Gintung Energy","ASEC-250G6M6A",250,220]
["Gintung Energy","ASEC-250G6M6B",250,219.3]
["Gintung Energy","ASEC-250G6S6A",250,219.1]
["Gintung Energy","ASEC-250G6S6B",250,218.4]
["Gintung Energy","GTEC-250G6M6A",250,220]
["Gintung Energy","GTEC-250G6S6A",250,219.1]
["Gintung Energy","ASEC-255G6M",255,227.5]
["Gintung Energy","ASEC-255G6M6A",255,224.6]
["Gintung Energy","ASEC-255G6M6B",255,223.9]
["Gintung Energy","ASEC-255G6S",255,228]
["Gintung Energy","ASEC-255G6S6A",255,223.6]
["Gintung Energy","ASEC-255G6S6B",255,222.9]
["Gintung Energy","GTEC-255G6M6A",255,224.6]
["Gintung Energy","GTEC-255G6S6A",255,223.6]
["Gintung Energy","ASEC-260G6M",260,232.1]
["Gintung Energy","ASEC-260G6M6A",260,229.1]
["Gintung Energy","ASEC-260G6M6B",260,228.4]
["Gintung Energy","ASEC-260G6S",260,232.6]
["Gintung Energy","ASEC-260G6S6A",260,228.1]
["Gintung Energy","ASEC-260G6S6B",260,227.4]
["Gintung Energy","GTEC-260G6M6A",260,229.1]
["Gintung Energy","GTEC-260G6M6B",260,228.4]
["Gintung Energy","GTEC-260G6S6A",260,228.1]
["Gintung Energy","GTEC-260G6S6B",260,227.4]
["Gintung Energy","ASEC-265G6M",265,236.7]
["Gintung Energy","ASEC-265G6M6A",265,233.7]
["Gintung Energy","ASEC-265G6M6B",265,232.9]
["Gintung Energy","ASEC-265G6S",265,237.2]
["Gintung Energy","ASEC-265G6S6A",265,232.7]
["Gintung Energy","ASEC-265G6S6B",265,231.9]
["Gintung Energy","GTEC-265G6M6A",265,233.7]
["Gintung Energy","GTEC-265G6M6B",265,232.9]
["Gintung Energy","GTEC-265G6S6A",265,232.7]
["Gintung Energy","GTEC-265G6S6B",265,231.9]
["Gintung Energy","ASEC-270G6M",270,241.3]
["Gintung Energy","ASEC-270G6M6A",270,238.3]
["Gintung Energy","ASEC-270G6M6B",270,237.5]
["Gintung Energy","ASEC-270G6S",270,241.8]
["Gintung Energy","ASEC-270G6S6A",270,237.2]
["Gintung Energy","ASEC-270G6S6B",270,236.4]
["Gintung Energy","GTEC-270G6M6A",270,238.3]
["Gintung Energy","GTEC-270G6M6B",270,237.5]
["Gintung Energy","GTEC-270G6S6A",270,237.2]
["Gintung Energy","GTEC-270G6S6B",270,236.4]
["Gintung Energy","ASEC-275G6M",275,245.9]
["Gintung Energy","ASEC-275G6M6B",275,242]
["Gintung Energy","ASEC-275G6S",275,246.4]
["Gintung Energy","ASEC-275G6S6B",275,241]
["Gintung Energy","GTEC-275G6M6B",275,242]
["Gintung Energy","GTEC-275G6S6B",275,241]
["Gintung Energy","ASEC-280G6M",280,250.5]
["Gintung Energy","ASEC-280G6M6B",280,246.6]
["Gintung Energy","ASEC-280G6S",280,251]
["Gintung Energy","ASEC-280G6S6B",280,245.5]
["Gintung Energy","GTEC-280G6M",280,250.5]
["Gintung Energy","GTEC-280G6M6B",280,246.6]
["Gintung Energy","GTEC-280G6S",280,251]
["Gintung Energy","GTEC-280G6S6B",280,245.5]
["Gintung Energy","ASEC-285G6M",285,255.1]
["Gintung Energy","ASEC-285G6M6B",285,251.1]
["Gintung Energy","ASEC-285G6S",285,255.6]
["Gintung Energy","ASEC-285G6S6B",285,250]
["Gintung Energy","GTEC-285G6M",285,255.1]
["Gintung Energy","GTEC-285G6M6B",285,251.1]
["Gintung Energy","GTEC-285G6S",285,255.6]
["Gintung Energy","GTEC-285G6S6B",285,250]
["Gintung Energy","ASEC-290G6M",290,259.7]
["Gintung Energy","ASEC-290G6M6B",290,255.7]
["Gintung Energy","ASEC-290G6S",290,260.2]
["Gintung Energy","ASEC-290G6S6B",290,254.6]
["Gintung Energy","GTEC-290G6M",290,259.7]
["Gintung Energy","GTEC-290G6M6B",290,255.7]
["Gintung Energy","GTEC-290G6S",290,260.2]
["Gintung Energy","GTEC-290G6S6B",290,254.6]
["Gintung Energy","ASEC-295G6M",295,259.39999999999998]
["Gintung Energy","ASEC-295G6M6B",295,260.2]
["Gintung Energy","ASEC-295G6S",295,258.2]
["Gintung Energy","ASEC-295G6S6B",295,259.10000000000002]
["Gintung Energy","GTEC-295G6M",295,259.39999999999998]
["Gintung Energy","GTEC-295G6M6B",295,260.2]
["Gintung Energy","GTEC-295G6S",295,258.2]
["Gintung Energy","GTEC-295G6S6B",295,259.10000000000002]
["Gintung Energy","ASEC-300G6M",300,263.89999999999998]
["Gintung Energy","ASEC-300G6S",300,262.8]
["Gintung Energy","GTEC-300G6M",300,263.89999999999998]
["Gintung Energy","GTEC-300G6S",300,262.8]
["Gintung Energy","ASEC-305G6M",305,268.5]
["Gintung Energy","ASEC-305G6S",305,267.3]
["Gintung Energy","GTEC-305G6M",305,268.5]
["Gintung Energy","GTEC-305G6S",305,267.3]
["Gintung Energy","ASEC-310G6M",310,273]
["Gintung Energy","ASEC-310G6S",310,271.8]
["Gintung Energy","GTEC-310G6M",310,273]
["Gintung Energy","GTEC-310G6S",310,271.8]
["Gintung Energy","ASEC-315G6M",315,277.60000000000002]
["Gintung Energy","ASEC-315G6S",315,276.39999999999998]
["Gintung Energy","GTEC-315G6M",315,277.60000000000002]
["Gintung Energy","GTEC-315G6S",315,276.39999999999998]
["Gintung Energy","ASEC-320G6M",320,282.10000000000002]
["Gintung Energy","ASEC-320G6S",320,280.89999999999998]
["Gintung Energy","GTEC-320G6M",320,282.10000000000002]
["Gintung Energy","GTEC-320G6S",320,280.89999999999998]
["Gintung Energy","ASEC-325G6M",325,286.7]
["Gintung Energy","ASEC-325G6S",325,285.5]
["Gintung Energy","GTEC-325G6M",325,286.7]
["Gintung Energy","GTEC-325G6S",325,285.5]
["Global Solar Energy","FG-2BTM-82",82,69.599999999999994]
["Global Solar Energy","FG-2BTN-82",82,69.599999999999994]
["Global Solar Energy","FG-2BTM-90",90,76.5]
["Global Solar Energy","FG-2BTN-90",90,76.599999999999994]
["Global Solar Energy","FG-2BTM-100",100,85.3]
["Global Solar Energy","FG-2BTN-100",100,85.3]
["Global Solar Energy","FG-4BTM-185",185,159.80000000000001]
["Global Solar Energy","FG-4BTN-185",185,159.80000000000001]
["Global Solar Energy","FG-1BTM-225",225,188.2]
["Global Solar Energy","FG-1BTN-225",225,188.3]
["Global Solar Energy","FG-1BTM-250",250,209.6]
["Global Solar Energy","FG-1BTN-250",250,209.7]
["Global Solar Energy","FG-1BTM-275",275,231.1]
["Global Solar Energy","FG-1BTN-275",275,231.2]
["Global Solar Energy","FG-1BTM-300",300,252.8]
["Global Solar Energy","FG-1BTN-300",300,252.8]
["Global Sun","P-220GS",220,194.8]
["Global Sun","P-225GS",225,199.3]
["Global Sun","P-230GS",230,203.9]
["Global Sun","P-235GS",235,208.5]
["Global Sun","P-240GS",240,213.2]
["Gloria Solar","GSS5-160A-E1",160,139.69999999999999]
["Gloria Solar","GSS5-165A-E1",165,144.19999999999999]
["Gloria Solar","GSS5-170A-E1",170,148.69999999999999]
["Gloria Solar","GSS5-175A-E1",175,157.4]
["Gloria Solar","GSS5-180A-E1",180,162]
["Gloria Solar","GSM6-200D-E1",200,170]
["Gloria Solar","GSM6-205D-E1",205,174.4]
["Gloria Solar","GSM6-210D-E1",210,178.8]
["Gloria Solar","GSM6-215D-E1",215,183.2]
["Gloria Solar","GSM6-220D-E1",220,187.6]
["Gloria Solar","GSM6-225D-E1",225,202.2]
["Gloria Solar","GSM6-230D-E1",230,206.8]
["Gloria Solar","GSM6-235D-E1",235,211.4]
["Gloria Solar","GSM6-240D-E1",240,216]
["Grape Solar","GS-P-120-PDX",120,106.1]
["Grape Solar","GS-P-125-PDX",125,110.6]
["Grape Solar","GS-P-130-PDX",130,115.1]
["Grape Solar","GS-P-135-PDX",135,119.7]
["Grape Solar","GS-P-140-PDX",140,124.2]
["Grape Solar","GS-S-150-SF",150,132]
["Grape Solar","GS-S-155-SF",155,136.5]
["Grape Solar","GS-P-160-EUG",160,143.4]
["Grape Solar","GS-S-160-Fab8",160,143.30000000000001]
["Grape Solar","GS-S-160-SF",160,141]
["Grape Solar","CS-S-165-DJ",165,147.30000000000001]
["Grape Solar","GS-P-165-EUG",165,148]
["Grape Solar","GS-S-165-Fab8",165,147.9]
["Grape Solar","GS-S-165-SF",165,145.5]
["Grape Solar","CS-S-170-DJ",170,151.80000000000001]
["Grape Solar","GS-P-170-EUG",170,152.6]
["Grape Solar","GS-S-170-Fab3",170,150.9]
["Grape Solar","GS-S-170-SF",170,150.1]
["Grape Solar","GS-S-175-Fab8",170,152.5]
["Grape Solar","CS-S-175-DJ",175,156.4]
["Grape Solar","GS-P-175-EUG",175,157.19999999999999]
["Grape Solar","GS-S-175-EUG",175,158.69999999999999]
["Grape Solar","GS-S-175-Fab3",175,155.4]
["Grape Solar","GS-S-175-SF",175,154.6]
["Grape Solar","CS-S-180-DJ",180,161]
["Grape Solar","GS-P-180-EUG",180,161.80000000000001]
["Grape Solar","GS-S-180-EUG",180,163.4]
["Grape Solar","GS-S-180-Fab3",180,160]
["Grape Solar","GS-S-180-Fab8",180,161.69999999999999]
["Grape Solar","GS-S-180-SF",180,159.1]
["Grape Solar","GS-S-185-Fab3",185,164.5]
["Grape Solar","GS-S-185-Fab8",185,166.3]
["Grape Solar","GS-S-185-SF",185,163.69999999999999]
["Grape Solar","GS-P-190-EUG",190,170.5]
["Grape Solar","GS-S-190-Fab3",190,169]
["Grape Solar","GS-P-190-SL6-18",195,169.3]
["Grape Solar","GS-P-195-EUG",195,175.1]
["Grape Solar","GS-S-195-Fab3",195,173.5]
["Grape Solar","CS-P-200-DJ",200,175.9]
["Grape Solar","GS-P-200-CSPE",200,177.1]
["Grape Solar","GS-P-200-EUG",200,179.7]
["Grape Solar","GS-P-200-Fab1",200,178.4]
["Grape Solar","GS-P-200-OR",200,179.4]
["Grape Solar","GS-P-200-PDX",200,176.9]
["Grape Solar","GS-P-200-SL6-18",200,173.8]
["Grape Solar","GS-S-200-Fab1",200,178.4]
["Grape Solar","GS-P-205-EUG",205,184.3]
["Grape Solar","GS-P-205-Fab1",205,183]
["Grape Solar","GS-P-205-OR",205,184]
["Grape Solar","GS-P-205-PDX",205,181.4]
["Grape Solar","GS-P-205-SL6-18",205,178.3]
["Grape Solar","GS-S-205-Fab1",205,183]
["Grape Solar","CS-P-210-DJ",210,184.9]
["Grape Solar","GS-P-210-Fab1",210,187.5]
["Grape Solar","GS-P-210-Fab5",210,188.1]
["Grape Solar","GS-P-210-OR",210,188.6]
["Grape Solar","GS-P-210-PDX",210,185.9]
["Grape Solar","GS-S-210-Fab1",210,187.5]
["Grape Solar","GS-P-215-Fab1",215,192.1]
["Grape Solar","GS-P-215-Fab5",215,192.6]
["Grape Solar","GS-P-215-OR",215,193.2]
["Grape Solar","GS-P-215-PDX",215,190.5]
["Grape Solar","GS-S-215-Fab1",215,192.1]
["Grape Solar","CS-P-220-DJ",220,194]
["Grape Solar","GS-P-220-CS",220,201.6]
["Grape Solar","GS-P-220-EUG",220,198.5]
["Grape Solar","GS-P-220-Fab1",220,196.6]
["Grape Solar","GS-P-220-Fab5",220,197.2]
["Grape Solar","GS-P-220-OR",220,197.8]
["Grape Solar","GS-P-220-PDX",220,195]
["Grape Solar","GS-P-220-SL6-20",220,189.8]
["Grape Solar","GS-S-220-CS",220,200.1]
["Grape Solar","GS-S-220-Fab1",220,196.7]
["Grape Solar","GS-S-220-Fab3",220,196.3]
["Grape Solar","GS-S-220-Fab8",220,195.5]
["Grape Solar","GS-P-225-EUG",225,203.1]
["Grape Solar","GS-P-225-Fab1",225,202.7]
["Grape Solar","GS-P-225-Fab5",225,201.8]
["Grape Solar","GS-P-225-PDX",225,199.6]
["Grape Solar","GS-P-225-SL6-20",225,194.2]
["Grape Solar","GS-S-225-Fab1",225,201.2]
["Grape Solar","GS-S-225-Fab3",225,200.8]
["Grape Solar","GS-S-225-Fab8",225,200.1]
["Grape Solar","CS-P-230-DJ",230,203.1]
["Grape Solar","GS-P-230-CS",230,211]
["Grape Solar","GS-P-230-EUG",230,207.7]
["Grape Solar","GS-P-230-Fab1",230,207.3]
["Grape Solar","GS-P-230-Fab5",230,206.4]
["Grape Solar","GS-P-230-PDX",230,204.2]
["Grape Solar","GS-P-230-SL6-20",230,198.7]
["Grape Solar","GS-S-230-CS",230,209.4]
["Grape Solar","GS-S-230-Fab1",230,205.8]
["Grape Solar","GS-S-230-Fab3",230,205.4]
["Grape Solar","GS-S-230-Fab8",230,204.7]
["Grape Solar","GS-P-235-Fab1",235,212]
["Grape Solar","GS-P-235-Fab5",235,211]
["Grape Solar","GS-P-235-PDX",235,208.7]
["Grape Solar","GS-S-235-Fab1",235,210.4]
["Grape Solar","GS-S-235-Fab3",235,210]
["Grape Solar","GS-S-235-Fab8",235,209.2]
["Grape Solar","CS-P-240-DJ",240,215.4]
["Grape Solar","GS-P-240-Fab1",240,216.6]
["Grape Solar","GS-P-240-KR2",240,213.1]
["Grape Solar","GS-P-240-KR2K",240,213.1]
["Grape Solar","GS-P-240-PDX",240,212.3]
["Grape Solar","GS-S-240-CS",240,218.7]
["Grape Solar","GS-S-240-Fab1",240,214.9]
["Grape Solar","GS-S-240-Fab3",240,214.5]
["Grape Solar","GS-S-240-Fab8",240,213.8]
["Grape Solar","GS-P-245-Fab1",245,221.2]
["Grape Solar","GS-P-245-KR2",245,217.7]
["Grape Solar","GS-P-245-KR2K",245,217.7]
["Grape Solar","GS-P-245-PDX",245,216.8]
["Grape Solar","GS-S-245-Fab3",245,219.1]
["Grape Solar","GS-S-245-Fab8",245,218.4]
["Grape Solar","CS-P-250-DJ",250,224.6]
["Grape Solar","GS-P-250-EUG",250,224.3]
["Grape Solar","GS-P-250-Fab1",250,225.8]
["Grape Solar","GS-P-250-KR2",250,222.3]
["Grape Solar","GS-P-250-KR2K",250,222.3]
["Grape Solar","GS-P-250-PDX",250,221.3]
["Grape Solar","GS-S-250-Fab3",250,223.7]
["Grape Solar","GS-S-250-Fab5",250,222.1]
["Grape Solar","GS-S-250-Fab8",250,223]
["Grape Solar","GS-S-250-KR1",250,227.5]
["Grape Solar","GS-S-250-KR1K",250,227.5]
["Grape Solar","GS-S-250-KR3",250,222.3]
["Grape Solar","GS-S-250-KR3K",250,222.3]
["Grape Solar","GS-P-255-EUG",255,228.9]
["Grape Solar","GS-P-255-Fab1",255,230.5]
["Grape Solar","GS-P-255-PDX",255,225.9]
["Grape Solar","GS-P60-255-Fab2",255,230.1]
["Grape Solar","GS-S-255-Fab3",255,228.3]
["Grape Solar","GS-S-255-Fab5",255,226.7]
["Grape Solar","GS-S-255-KR1",255,232.1]
["Grape Solar","GS-S-255-KR1K",255,232.1]
["Grape Solar","GS-S-255-KR3",255,226.9]
["Grape Solar","GS-S-255-KR3K",255,226.9]
["Grape Solar","CS-P-260-DJ",260,233.8]
["Grape Solar","GS-P-260-EUG",260,233.5]
["Grape Solar","GS-P-260-Fab1",260,235.1]
["Grape Solar","GS-P-260-PDX",260,230.4]
["Grape Solar","GS-P60-260-Fab2",260,234.7]
["Grape Solar","GS-P72-260-Fab2",260,236.2]
["Grape Solar","GS-S-260-Fab1",260,232.3]
["Grape Solar","GS-S-260-Fab5",260,231.6]
["Grape Solar","GS-S-260-KR1",260,236.8]
["Grape Solar","GS-S-260-KR1K",260,236.8]
["Grape Solar","GS-S-260-KR3",260,231.5]
["Grape Solar","GS-S-260-KR3K",260,231.5]
["Grape Solar","GS-S60-260-SI",260,234.6]
["Grape Solar","GS-P-265-Fab1",265,239.8]
["Grape Solar","GS-P-265-PDX",265,235]
["Grape Solar","GS-P60-265-Fab2",265,239.4]
["Grape Solar","GS-P72-265-Fab2",265,240.8]
["Grape Solar","GS-S-265-Fab1",265,236.9]
["Grape Solar","GS-S-265-Fab5",265,236.1]
["Grape Solar","GS-S60-265-SI",265,239.2]
["Grape Solar","CS-P-270-DJ",270,243]
["Grape Solar","GS-P-270-EUG",270,242.7]
["Grape Solar","GS-P-270-Fab1",270,244.4]
["Grape Solar","GS-P-270-PDX",270,239.5]
["Grape Solar","GS-P60-270-Fab2",270,244]
["Grape Solar","GS-P72-270-Fab2",270,245.5]
["Grape Solar","GS-S-270-Fab1",270,241.5]
["Grape Solar","GS-S-270-Fab5",270,240.7]
["Grape Solar","GS-S60-270-SI",270,243.8]
["Grape Solar","GS-P-275-EUG",275,247.3]
["Grape Solar","GS-P-275-Fab1",275,246.4]
["Grape Solar","GS-P-275-PDX",275,244.1]
["Grape Solar","GS-P60-275-Fab2",275,248.7]
["Grape Solar","GS-P72-275-Fab2",275,250.1]
["Grape Solar","GS-S-275-Fab1",275,246.1]
["Grape Solar","GS-S-275-Fab5",275,245.3]
["Grape Solar","GS-S60-275-SI",275,248.5]
["Grape Solar","CS-P-280-DJ",280,252.2]
["Grape Solar","GS-P-280-EUG",280,252]
["Grape Solar","GS-P-280-Fab1",280,251]
["Grape Solar","GS-P-280-PDX",280,248.7]
["Grape Solar","GS-P72-280-Fab2",280,254.8]
["Grape Solar","GS-S-280-Fab1",280,250.7]
["Grape Solar","GS-S-280-Fab5",280,249.9]
["Grape Solar","GS-S60-280-SI",280,253.1]
["Grape Solar","GS-M60-285-Fab1-USA",285,261.39999999999998]
["Grape Solar","GS-P-285-Fab1",285,255.6]
["Grape Solar","GS-P-285-FAB36",285,257.7]
["Grape Solar","GS-P-285-PDX",285,253.3]
["Grape Solar","GS-P72-285-Fab2",285,259.39999999999998]
["Grape Solar","GS-S-285-Fab1",285,255.3]
["Grape Solar","GS-S60LSQ-285-PR",285,260]
["Grape Solar","GS-M60-290-Fab1-USA",290,266.10000000000002]
["Grape Solar","GS-P-290-Fab1",290,260.2]
["Grape Solar","GS-P-290-FAB36",290,262.3]
["Grape Solar","GS-P72-290-Fab2",290,264.10000000000002]
["Grape Solar","GS-S-290-Fab1",290,259.89999999999998]
["Grape Solar","GS-S-290-FAB36",290,261.89999999999998]
["Grape Solar","GS-M60-295-Fab1-USA",295,270.39999999999998]
["Grape Solar","GS-P-295-Fab1",295,264.8]
["Grape Solar","GS-P-295-FAB36",295,267]
["Grape Solar","GS-P72-295-Fab2",295,268.8]
["Grape Solar","GS-S-295-Fab1",295,264.5]
["Grape Solar","GS-S-295-FAB36",295,266.5]
["Grape Solar","GS-M60-300-Fab1-USA",300,275.10000000000002]
["Grape Solar","GS-P-300-FAB36",300,271.60000000000002]
["Grape Solar","GS-P72-300-Fab2",300,270.60000000000002]
["Grape Solar","GS-S-300-FAB36",300,271.10000000000002]
["Grape Solar","GS-S-300-KR1",300,271.2]
["Grape Solar","GS-S-300-KR1K",300,271.2]
["Grape Solar","GS-P72-305-Fab2",305,275.3]
["Grape Solar","GS-S-305-FAB36",305,275.8]
["Grape Solar","GS-S-305-KR1",305,275.89999999999998]
["Grape Solar","GS-S-305-KR1K",305,275.89999999999998]
["Grape Solar","GS-S72-305-SI",305,275.10000000000002]
["Grape Solar","GS-P72-310-Fab2",310,279.89999999999998]
["Grape Solar","GS-S-310-FAB36",310,280.39999999999998]
["Grape Solar","GS-S-310-KR1",310,280.5]
["Grape Solar","GS-S-310-KR1K",310,280.5]
["Grape Solar","GS-S72-310-SI",310,279.7]
["Grape Solar","GS-P72-315-Fab2",315,284.5]
["Grape Solar","GS-S72-315-SI",315,284.3]
["Grape Solar","GS-P72-320-Fab2",320,289.2]
["Grape Solar","GS-S72-320-SI",320,289]
["Grape Solar","GS-P72-325-Fab2",325,293.8]
["Grape Solar","GS-S72-325-SI",325,293.60000000000002]
["Grape Solar","GS-P72-330-Fab2",330,298.5]
["Grape Solar","GS-S72-330-SI",330,298.3]
["Grape Solar","GS-S72-335-SI",335,303]
["Grape Solar","GS-M72-340-Fab1-USA",340,311.8]
["Grape Solar","GS-M72-345-Fab1-USA",345,315.8]
["Grape Solar","GS-M72-350-Fab1-USA",350,320.5]
["Grape Solar","GS-M72-355-Fab1-USA",355,325.5]
["Grape Solar","GS-M72-360-Fab1-USA",360,330.2]
["Grape Solar","GS-P-375-KR2",375,334]
["Grape Solar","GS-P-380-KR2",380,338.6]
["Grape Solar","GS-P-385-KR2",385,343.2]
["Grape Solar","GS-S-385-TS",385,336.4]
["Grape Solar","GS-P-390-KR2",390,347.8]
["Grape Solar","GS-S-390-TS",390,340.9]
["Grape Solar","GS-P-395-KR2",395,352.4]
["Grape Solar","GS-S-395-Platinum",395,345.5]
["Grape Solar","GS-S-400-Platinum",400,350]
["Grape Solar","GS-S-405-KR1",405,359.4]
["Grape Solar","GS-S-405-KR3",405,351.8]
["Grape Solar","GS-S-405-Platinum",405,354.5]
["Grape Solar","GS-S-410-KR1",410,364]
["Grape Solar","GS-S-410-KR3",410,356.3]
["Grape Solar","GS-S-410-Platinum",410,359.1]
["Grape Solar","GS-S-415-KR1",415,368.6]
["Grape Solar","GS-S-415-KR3",415,360.8]
["Grape Solar","GS-S-420-KR1",420,373.2]
["Grape Solar","GS-S-420-KR3",420,365.4]
["Green Energy Solar & Wind","GESW1750 USA-170W",170,151.9]
["Green Energy Solar & Wind","GESW1750 USA-175W",175,156.5]
["Green Energy Solar & Wind","GESW1750 USA-180W",180,161.1]
["Green Energy Solar & Wind","GESW2100 USA-210W",210,189.5]
["Green Energy Solar & Wind","GESW2100 USA-215W",215,194.1]
["Green Energy Solar & Wind","GESW2100 USA-220W",220,198.8]
["Green Energy Technology","GET-085A",85,79.900000000000006]
["Green Energy Technology","GET-090A",90,84.6]
["Green Energy Technology","GET-095A-1",95,89.2]
["Green Energy Technology","GET-095-AT",95,89]
["Green Energy Technology","GET-100A-1",100,94]
["Green Energy Technology","GET-100-AT",100,93.7]
["Green Energy Technology","GET-105-AT",105,98.4]
["Green Energy Technology","GET-170A",170,159.69999999999999]
["Green Energy Technology","GET-170B",170,159.69999999999999]
["Green Energy Technology","GET-180A",180,169.2]
["Green Energy Technology","GET-180B",180,169.2]
["Green Energy Technology","GET-340A",340,319.39999999999998]
["Green Energy Technology","GET-360A",360,338.3]
["Green Power","ET-M572165",165,146.5]
["Green Power","ET-M572170",170,151.1]
["Green Power","ET-M572175",175,155.69999999999999]
["Green Power","ET-M572175B",175,155.1]
["Green Power","ET-M572180",180,157.6]
["Green Power","ET-M572180B",180,159.6]
["Green Power","ET-M572185",185,162.19999999999999]
["Green Power","ET-M572185B",185,164.2]
["Green Power","ET-P654190B",190,167.9]
["Green Power","ET-P654195",195,172.4]
["Green Power","ET-P654195B",195,172.4]
["Green Power","ET-P654200",200,176.9]
["Green Power","ET-P654200B",200,176.9]
["Green Power","ET-P654205",205,181.5]
["Green Power","ET-P654205B",205,181.5]
["Green Power","ET-P654210",210,186.1]
["Green Power","ET-P654210B",210,186.1]
["Green Power","ET-P660220",220,198.2]
["Green Power","ET-P660220B",220,198.2]
["Green Power","ET-P660225",225,202.8]
["Green Power","ET-P660225B",225,202.8]
["Green Power","ET-P660230",230,207.5]
["Green Power","ET-P660230B",230,207.5]
["Green Power","ET-P660235",235,212.1]
["Green Power","ET-P660235B",235,212.1]
["Green Power","ET-P672260",260,231.2]
["Green Power","ET-P672260B",260,231.2]
["Green Power","ET-P672265",265,235.8]
["Green Power","ET-P672265B",265,235.8]
["Green Power","ET-P672270",270,237.2]
["Green Power","ET-P672270B",270,237.2]
["Green Power","ET-P672275",275,241.7]
["Green Power","ET-P672275B",275,241.7]
["Green Power","ET-P672280",280,246.3]
["Green Power","ET-P672280B",280,246.3]
["Greenbrilliance Energy","GB54P6-200",200,181.1]
["Greenbrilliance Energy","GB60P6-210",210,189.9]
["Greenbrilliance Energy","GB60P6-215",215,194.5]
["Greenbrilliance Energy","GB60P6-220",220,197.9]
["Greenbrilliance Energy","GB60P6-225",225,202.5]
["Greenbrilliance Energy","GB60P6-230",230,207.2]
["Greenbrilliance Energy","GB72P6-270",270,245.2]
["Greenbrilliance Energy","GB72P6-275",275,247.7]
["Greenbrilliance Energy","GB72P6-280",280,252.3]
["Greenlite Solar Canada","GLS-200",200,180]
["Greenlite Solar Canada","GLS-220",220,197.9]
["Greenlite Solar Canada","GLS-270",270,243.1]
["GS-Solar (Fujian)","GS-46SU",46,43.6]
["GS-Solar (Fujian)","GS-58",58,54.8]
["GS-Solar (Fujian)","GS-60",60,56.9]
["GS-Solar (Fujian)","GS-63",63,59.7]
["Guangdong Fivestar Solar Energy","FS-M125-175W",175,156.4]
["Guangdong Fivestar Solar Energy","FS-P156-210W",210,189.5]
["Guangdong Fivestar Solar Energy","FS-P156-220W",220,198.7]
["Guangdong Golden Glass Technologies","GG160M2-24/1324x992",160,143.4]
["Guangdong Golden Glass Technologies","GG165M2-24/1324x992",165,148]
["Guangdong Golden Glass Technologies","GG170M2-24/1324x992",170,152.6]
["Guangdong Golden Glass Technologies","GG175M2-24/1324x992",175,157.19999999999999]
["Guangdong Golden Glass Technologies","GG175S1-36/1589x807",175,158.69999999999999]
["Guangdong Golden Glass Technologies","GG180M2-24/1324x992",180,161.80000000000001]
["Guangdong Golden Glass Technologies","GG180S1-36/1589x807",180,163.4]
["Guangdong Golden Glass Technologies","GG190M2-27/1482x992",190,170.5]
["Guangdong Golden Glass Technologies","GG195M2-27/1482x992",195,175.1]
["Guangdong Golden Glass Technologies","GG200M2-27/1482x992",200,179.7]
["Guangdong Golden Glass Technologies","GG205M2-27/1482x992",205,184.3]
["Guangdong Golden Glass Technologies","GG220M2-30/1640x992",220,198.5]
["Guangdong Golden Glass Technologies","GG225M2-30/1640x992",225,203.1]
["Guangdong Golden Glass Technologies","GG230M2-30/1640x992",230,207.7]
["Guangdong Golden Glass Technologies","GG250M2-35/1956x992",250,224.3]
["Guangdong Golden Glass Technologies","GG255M2-35/1956x992",255,228.9]
["Guangdong Golden Glass Technologies","GG260M2-35/1956x992",260,233.5]
["Guangdong Golden Glass Technologies","GG270M2-36/1956x992",270,242.7]
["Guangdong Golden Glass Technologies","GG275M2-36/1956x992",275,247.3]
["Guangdong Golden Glass Technologies","GG280M2-36/1956x992",280,252]
["Guodian Jintech Solar Energy","JT5M-175/E",175,157.69999999999999]
["Guodian Jintech Solar Energy","JT5M-180/E",180,162.30000000000001]
["Guodian Jintech Solar Energy","JT5M-185/E",185,166.9]
["Guodian Jintech Solar Energy","JT6P-215/D",215,193.7]
["Guodian Jintech Solar Energy","JT6P-220/D",220,198.4]
["Guodian Jintech Solar Energy","JT6P-225/D",225,203]
["Guodian Jintech Solar Energy","JT6P-230/D",230,207.6]
["Guodian Jintech Solar Energy","JT6P-235/D",235,212.2]
["Guodian Jintech Solar Energy","JT6P-255/E",255,228.5]
["Guodian Jintech Solar Energy","JT6P-260/E",260,233.1]
["Guodian Jintech Solar Energy","JT6P-265/E",265,237.7]
["Guodian Jintech Solar Energy","JT6P-270/E",270,242.3]
["Guodian Jintech Solar Energy","JT6P-275/E",275,246.9]
["Guodian Jintech Solar Energy","JT6P-280/E",280,251.5]
["Hangzhou AmpleSun Solar Technology","ASF100",100,91.7]
["Hangzhou Zhejiang University Sunny Energy Science & Technology","ZDNY-180C",180,161.30000000000001]
["Hangzhou Zhejiang University Sunny Energy Science & Technology","ZDNY-185C",185,165.9]
["Hangzhou Zhejiang University Sunny Energy Science & Technology","ZDNY-190C",190,170.5]
["Hangzhou Zhejiang University Sunny Energy Science & Technology","ZDNY-200P54",200,179.7]
["Hangzhou Zhejiang University Sunny Energy Science & Technology","ZDNY-210C54",210,189.8]
["Hangzhou Zhejiang University Sunny Energy Science & Technology","ZDNY-210P54",210,189]
["Hangzhou Zhejiang University Sunny Energy Science & Technology","ZDNY-220C54",220,199.1]
["Hangzhou Zhejiang University Sunny Energy Science & Technology","ZDNY-220P54",220,198.2]
["Hangzhou Zhejiang University Sunny Energy Science & Technology","ZDNY-220P60",220,197.7]
["Hangzhou Zhejiang University Sunny Energy Science & Technology","ZDNY-230C54",230,208.3]
["Hangzhou Zhejiang University Sunny Energy Science & Technology","ZDNY-230C60",230,207.8]
["Hangzhou Zhejiang University Sunny Energy Science & Technology","ZDNY-230P60",230,206.9]
["Hangzhou Zhejiang University Sunny Energy Science & Technology","ZDNY-240C60",240,217]
["Hangzhou Zhejiang University Sunny Energy Science & Technology","ZDNY-240P60",240,216.1]
["Hangzhou Zhejiang University Sunny Energy Science & Technology","ZDNY-245P60",245,220.1]
["Hangzhou Zhejiang University Sunny Energy Science & Technology","ZDNY-250C60",250,226.3]
["Hangzhou Zhejiang University Sunny Energy Science & Technology","ZDNY-250P60",250,224.7]
["Hangzhou Zhejiang University Sunny Energy Science & Technology","ZDNY-255C60",255,229.9]
["Hangzhou Zhejiang University Sunny Energy Science & Technology","ZDNY-255P60",255,229.3]
["Hangzhou Zhejiang University Sunny Energy Science & Technology","ZDNY-260C60",260,234.5]
["Hangzhou Zhejiang University Sunny Energy Science & Technology","ZDNY-260P60",260,234]
["Hangzhou Zhejiang University Sunny Energy Science & Technology","ZDNY-265C60",265,239.2]
["Hangzhou Zhejiang University Sunny Energy Science & Technology","ZDNY-265P60",265,238.6]
["Hangzhou Zhejiang University Sunny Energy Science & Technology","ZDNY-270C60",270,243.8]
["Hangzhou Zhejiang University Sunny Energy Science & Technology","ZDNY-270P72",270,242.8]
["Hangzhou Zhejiang University Sunny Energy Science & Technology","ZDNY-275C60",275,248.5]
["Hangzhou Zhejiang University Sunny Energy Science & Technology","ZDNY-280C72",280,253.1]
["Hangzhou Zhejiang University Sunny Energy Science & Technology","ZDNY-280P72",280,252]
["Hangzhou Zhejiang University Sunny Energy Science & Technology","ZDNY-290C72",290,262.39999999999998]
["Hangzhou Zhejiang University Sunny Energy Science & Technology","ZDNY-290P72",290,261.3]
["Hangzhou Zhejiang University Sunny Energy Science & Technology","ZDNY-295P72",295,265.10000000000002]
["Hangzhou Zhejiang University Sunny Energy Science & Technology","ZDNY-300C72",300,271.7]
["Hangzhou Zhejiang University Sunny Energy Science & Technology","ZDNY-300P72",300,269.7]
["Hangzhou Zhejiang University Sunny Energy Science & Technology","ZDNY-305C72",305,275]
["Hangzhou Zhejiang University Sunny Energy Science & Technology","ZDNY-305P72",305,274.3]
["Hangzhou Zhejiang University Sunny Energy Science & Technology","ZDNY-310C72",310,279.60000000000002]
["Hangzhou Zhejiang University Sunny Energy Science & Technology","ZDNY-310P72",310,278.89999999999998]
["Hangzhou Zhejiang University Sunny Energy Science & Technology","ZDNY-315C72",315,284.3]
["Hangzhou Zhejiang University Sunny Energy Science & Technology","ZDNY-315P72",315,283.60000000000002]
["Hangzhou Zhejiang University Sunny Energy Science & Technology","ZDNY-320C72",320,288.89999999999998]
["Hangzhou Zhejiang University Sunny Energy Science & Technology","ZDNY-320P72",320,288.2]
["Hangzhou Zhejiang University Sunny Energy Science & Technology","ZDNY-325C72",325,293.60000000000002]
["Hangzhou Zhejiang University Sunny Energy Science & Technology","ZDNY-330C72",330,298.2]
["Hangzhou Zhejiang University Sunny Energy Science & Technology","ZDNY-335C72",335,302.89999999999998]
["Hansol Technics Co., Ltd.","HS238SB-A",238,211]
["Hansol Technics Co., Ltd.","HS238SB-A06",238,212.2]
["Hansol Technics Co., Ltd.","HS240ME-V01",240,214.4]
["Hansol Technics Co., Ltd.","HS240SB-A",240,212.9]
["Hansol Technics Co., Ltd.","HS240SB-A06",240,214]
["Hansol Technics Co., Ltd.","HS243SB-A",243,215.6]
["Hansol Technics Co., Ltd.","HS243SB-A06",243,216.8]
["Hansol Technics Co., Ltd.","HS245ME-V01",245,219]
["Hansol Technics Co., Ltd.","HS245SB-A",245,217.4]
["Hansol Technics Co., Ltd.","HS245SB-A06",245,218.6]
["Hansol Technics Co., Ltd.","HS248SB-A",248,220.2]
["Hansol Technics Co., Ltd.","HS248SB-A06",248,221.4]
["Hansol Technics Co., Ltd.","HS250MB-AN3",250,228.9]
["Hansol Technics Co., Ltd.","HS250ME-V01",250,223.6]
["Hansol Technics Co., Ltd.","HS250NB-AN3",250,228.9]
["Hansol Technics Co., Ltd.","HS250SB-A",250,222]
["Hansol Technics Co., Ltd.","HS250SB-A06",250,223.2]
["Hansol Technics Co., Ltd.","HS253SB-A",253,224.8]
["Hansol Technics Co., Ltd.","HS253SB-A06",253,226]
["Hansol Technics Co., Ltd.","HS255MB-AN3",255,233.6]
["Hansol Technics Co., Ltd.","HS255ME-V01",255,228.2]
["Hansol Technics Co., Ltd.","HS255NB-AN3",255,233.6]
["Hansol Technics Co., Ltd.","HS255NB-AN4",255,233.5]
["Hansol Technics Co., Ltd.","HS255SB-A",255,226.6]
["Hansol Technics Co., Ltd.","HS255SB-A06",255,227.8]
["Hansol Technics Co., Ltd.","HS255SE-V01",255,230.2]
["Hansol Technics Co., Ltd.","HS258SB-A",258,229.4]
["Hansol Technics Co., Ltd.","HS258SB-A06",258,230.6]
["Hansol Technics Co., Ltd.","HS260MB-AN3",260,238.2]
["Hansol Technics Co., Ltd.","HS260ME-V01",260,233.9]
["Hansol Technics Co., Ltd.","HS260NB-AN3",260,238.2]
["Hansol Technics Co., Ltd.","HS260NB-AN4",260,238.2]
["Hansol Technics Co., Ltd.","HS260PB-AN1",260,239.4]
["Hansol Technics Co., Ltd.","HS260SB-A",260,231.2]
["Hansol Technics Co., Ltd.","HS260SB-A06",260,232.4]
["Hansol Technics Co., Ltd.","HS260SE-V01",260,234.9]
["Hansol Technics Co., Ltd.","HS265MB-AN3",265,242.9]
["Hansol Technics Co., Ltd.","HS265ME-V01",265,238.5]
["Hansol Technics Co., Ltd.","HS265NB-AN3",265,242.9]
["Hansol Technics Co., Ltd.","HS265NB-AN4",265,242.9]
["Hansol Technics Co., Ltd.","HS265PB-AN1",265,244.1]
["Hansol Technics Co., Ltd.","HS265SE-V01",265,239.5]
["Hansol Technics Co., Ltd.","HS270MB-AN3",270,247.6]
["Hansol Technics Co., Ltd.","HS270ME-V01",270,243.2]
["Hansol Technics Co., Ltd.","HS270NB-AN3",270,247.6]
["Hansol Technics Co., Ltd.","HS270NB-AN4",270,247.6]
["Hansol Technics Co., Ltd.","HS270PB-AN1",270,248.8]
["Hansol Technics Co., Ltd.","HS270SE-V01",270,244.2]
["Hansol Technics Co., Ltd.","HS275NB-AN4",275,252.3]
["Hansol Technics Co., Ltd.","HS275PB-AN1",275,253.6]
["Hansol Technics Co., Ltd.","HS275SE-V01",275,248.8]
["Hansol Technics Co., Ltd.","HS275TB-AN3",275,246.3]
["Hansol Technics Co., Ltd.","HS280PB-AN1",280,258.3]
["Hansol Technics Co., Ltd.","HS280SE-V01",280,253.5]
["Hansol Technics Co., Ltd.","HS280TB-AN3",280,250.9]
["Hansol Technics Co., Ltd.","HS280TB-AN4",280,255.4]
["Hansol Technics Co., Ltd.","HS285TB-AN3",285,255.6]
["Hansol Technics Co., Ltd.","HS285TB-AN4",285,260.10000000000002]
["Hansol Technics Co., Ltd.","HS285UB-AN1 [Wht]",285,262.7]
["Hansol Technics Co., Ltd.","HS290TB-AN3",290,260.2]
["Hansol Technics Co., Ltd.","HS290TB-AN4",290,264.8]
["Hansol Technics Co., Ltd.","HS290UB-AN1 [Blk]",290,266.89999999999998]
["Hansol Technics Co., Ltd.","HS290UB-AN1 [Wht]",290,265.2]
["Hansol Technics Co., Ltd.","HS295ME-V01",295,264.89999999999998]
["Hansol Technics Co., Ltd.","HS295TB-AN3",295,264.8]
["Hansol Technics Co., Ltd.","HS295TB-AN4",295,269.5]
["Hansol Technics Co., Ltd.","HS295UB-AN1 [Blk]",295,271.60000000000002]
["Hansol Technics Co., Ltd.","HS295UB-AN1 [Wht]",295,269.89999999999998]
["Hansol Technics Co., Ltd.","HS295UB-JH2 [Blk]",295,274]
["Hansol Technics Co., Ltd.","HS300MD-AN3",300,270.5]
["Hansol Technics Co., Ltd.","HS300ME-V01",300,269.5]
["Hansol Technics Co., Ltd.","HS300ND-AN3",300,270.5]
["Hansol Technics Co., Ltd.","HS300TB-AN3",300,269.5]
["Hansol Technics Co., Ltd.","HS300TB-AN4",300,274.2]
["Hansol Technics Co., Ltd.","HS300UB-AN1 [Blk]",300,276.3]
["Hansol Technics Co., Ltd.","HS300UB-AN1 [Wht]",300,274.60000000000002]
["Hansol Technics Co., Ltd.","HS300UB-JH2 [Blk]",300,278.7]
["Hansol Technics Co., Ltd.","HS305MD-AN3",305,275.10000000000002]
["Hansol Technics Co., Ltd.","HS305ME-V01",305,274.2]
["Hansol Technics Co., Ltd.","HS305ND-AN3",305,275.10000000000002]
["Hansol Technics Co., Ltd.","HS305ND-AN4",305,279.10000000000002]
["Hansol Technics Co., Ltd.","HS305SE-V01",305,272.8]
["Hansol Technics Co., Ltd.","HS305UB-AN1 [Blk]",305,281]
["Hansol Technics Co., Ltd.","HS305UB-AN1 [Wht]",305,279.3]
["Hansol Technics Co., Ltd.","HS305UB-JH2 [Blk]",305,283.5]
["Hansol Technics Co., Ltd.","HS305UB-JH2 [Wht]",305,285.3]
["Hansol Technics Co., Ltd.","HS310MD-AN3",310,279.8]
["Hansol Technics Co., Ltd.","HS310ME-V01",310,278.8]
["Hansol Technics Co., Ltd.","HS310ND-AN3",310,279.8]
["Hansol Technics Co., Ltd.","HS310ND-AN4",310,283.8]
["Hansol Technics Co., Ltd.","HS310SE-V01",310,277.39999999999998]
["Hansol Technics Co., Ltd.","HS310UB-AN1 [Blk]",310,285.8]
["Hansol Technics Co., Ltd.","HS310UB-AN1 [Wht]",310,284.10000000000002]
["Hansol Technics Co., Ltd.","HS310UB-JH2 [Blk]",310,288.3]
["Hansol Technics Co., Ltd.","HS310UB-JH2 [Wht]",310,290.10000000000002]
["Hansol Technics Co., Ltd.","HS315MD-AN3",315,284.39999999999998]
["Hansol Technics Co., Ltd.","HS315ME-V01",315,283.39999999999998]
["Hansol Technics Co., Ltd.","HS315ND-AN3",315,284.39999999999998]
["Hansol Technics Co., Ltd.","HS315ND-AN4",315,288.5]
["Hansol Technics Co., Ltd.","HS315PD-AN1",315,289.60000000000002]
["Hansol Technics Co., Ltd.","HS315SE-V01",315,282]
["Hansol Technics Co., Ltd.","HS315UB-AN1 [Blk]",315,290.5]
["Hansol Technics Co., Ltd.","HS315UB-AN1 [Wht]",315,288.8]
["Hansol Technics Co., Ltd.","HS315UB-JH2 [Blk]",315,293]
["Hansol Technics Co., Ltd.","HS315UB-JH2 [Wht]",315,294.89999999999998]
["Hansol Technics Co., Ltd.","HS320MD-AN3",320,289]
["Hansol Technics Co., Ltd.","HS320ME-V01",320,288.10000000000002]
["Hansol Technics Co., Ltd.","HS320ND-AN3",320,289]
["Hansol Technics Co., Ltd.","HS320ND-AN4",320,293.2]
["Hansol Technics Co., Ltd.","HS320PD-AN1",320,294.3]
["Hansol Technics Co., Ltd.","HS320SE-V01",320,286.60000000000002]
["Hansol Technics Co., Ltd.","HS320UB-AN1 [Blk]",320,295.3]
["Hansol Technics Co., Ltd.","HS320UB-AN1 [Wht]",320,293.5]
["Hansol Technics Co., Ltd.","HS320UB-JH2 [Blk]",320,297.8]
["Hansol Technics Co., Ltd.","HS320UB-JH2 [Wht]",320,299.7]
["Hansol Technics Co., Ltd.","HS325MD-AN3",325,293.7]
["Hansol Technics Co., Ltd.","HS325ME-V01",325,292.7]
["Hansol Technics Co., Ltd.","HS325ND-AN3",325,293.7]
["Hansol Technics Co., Ltd.","HS325ND-AN4",325,297.89999999999998]
["Hansol Technics Co., Ltd.","HS325PD-AN1",325,299]
["Hansol Technics Co., Ltd.","HS325SE-V01",325,291.2]
["Hansol Technics Co., Ltd.","HS325TD-AN3",325,293.89999999999998]
["Hansol Technics Co., Ltd.","HS325UB-JH2 [Blk]",325,302.60000000000002]
["Hansol Technics Co., Ltd.","HS325UB-JH2 [Wht]",325,304.5]
["Hansol Technics Co., Ltd.","HS330ND-AN4",330,302.60000000000002]
["Hansol Technics Co., Ltd.","HS330PD-AN1",330,303.7]
["Hansol Technics Co., Ltd.","HS330SE-V01",330,295.89999999999998]
["Hansol Technics Co., Ltd.","HS330TD-AN3",330,298.60000000000002]
["Hansol Technics Co., Ltd.","HS330TD-AN4",330,305.2]
["Hansol Technics Co., Ltd.","HS330UB-JH2 [Wht]",330,309.3]
["Hansol Technics Co., Ltd.","HS335ND-AN4",335,307.3]
["Hansol Technics Co., Ltd.","HS335PD-AN1",335,308.39999999999998]
["Hansol Technics Co., Ltd.","HS335SE-V01",335,300.5]
["Hansol Technics Co., Ltd.","HS335TD-AN3",335,303.3]
["Hansol Technics Co., Ltd.","HS335TD-AN4",335,309.89999999999998]
["Hansol Technics Co., Ltd.","HS335UB-JH2 [Wht]",335,314.10000000000002]
["Hansol Technics Co., Ltd.","HS340PD-AN1",340,313.2]
["Hansol Technics Co., Ltd.","HS340TD-AN3",340,307.89999999999998]
["Hansol Technics Co., Ltd.","HS340TD-AN4",340,314.60000000000002]
["Hansol Technics Co., Ltd.","HS340UD-AN1 [Wht]",340,310.60000000000002]
["Hansol Technics Co., Ltd.","HS345PD-AN1",345,317.89999999999998]
["Hansol Technics Co., Ltd.","HS345TD-AN3",345,312.60000000000002]
["Hansol Technics Co., Ltd.","HS345TD-AN4",345,319.39999999999998]
["Hansol Technics Co., Ltd.","HS345UD-AN1 [Blk]",345,318.10000000000002]
["Hansol Technics Co., Ltd.","HS345UD-AN1 [Wht]",345,315.3]
["Hansol Technics Co., Ltd.","HS350TD-AN3",350,317.3]
["Hansol Technics Co., Ltd.","HS350TD-AN4",350,324.10000000000002]
["Hansol Technics Co., Ltd.","HS350UD-AN1 [Blk]",350,322.8]
["Hansol Technics Co., Ltd.","HS350UD-AN1 [Wht]",350,320]
["Hansol Technics Co., Ltd.","HS355TD-AN3",355,321.89999999999998]
["Hansol Technics Co., Ltd.","HS355TD-AN4",355,328.9]
["Hansol Technics Co., Ltd.","HS355UD-AN1 [Blk]",355,327.60000000000002]
["Hansol Technics Co., Ltd.","HS355UD-AN1 [Wht]",355,329]
["Hansol Technics Co., Ltd.","HS360TD-AN4",360,333.6]
["Hansol Technics Co., Ltd.","HS360UD-AN1 [Blk]",360,332.3]
["Hansol Technics Co., Ltd.","HS360UD-AN1 [Wht]",360,333.8]
["Hansol Technics Co., Ltd.","HS365UD-AH2",365,339.5]
["Hansol Technics Co., Ltd.","HS365UD-AN1 [Blk]",365,337]
["Hansol Technics Co., Ltd.","HS365UD-AN1 [Wht]",365,338.5]
["Hansol Technics Co., Ltd.","HS370UD-AH2",370,344.3]
["Hansol Technics Co., Ltd.","HS370UD-AN1 [Blk]",370,341.8]
["Hansol Technics Co., Ltd.","HS370UD-AN1 [Wht]",370,343.3]
["Hansol Technics Co., Ltd.","HS370UD-JH2",370,346.5]
["Hansol Technics Co., Ltd.","HS375UD-AH2",375,349]
["Hansol Technics Co., Ltd.","HS375UD-JH2",375,351.3]
["Hansol Technics Co., Ltd.","HS380UD-AH2",380,353.8]
["Hansol Technics Co., Ltd.","HS380UD-JH2",380,356.1]
["Hansol Technics Co., Ltd.","HS380UE-AN1",380,350.1]
["Hansol Technics Co., Ltd.","HS385UD-AH2",385,358.6]
["Hansol Technics Co., Ltd.","HS385UD-JH2",385,360.9]
["Hansol Technics Co., Ltd.","HS385UE-AN1",385,354.9]
["Hansol Technics Co., Ltd.","HS390UD-AH2",390,363.4]
["Hansol Technics Co., Ltd.","HS390UD-JH2",390,365.7]
["Hansol Technics Co., Ltd.","HS390UE-AN1",390,359.6]
["Hansol Technics Co., Ltd.","HS395UD-AH2",395,368.2]
["Hansol Technics Co., Ltd.","HS395UD-JH2",395,370.5]
["Hansol Technics Co., Ltd.","HS395UE-AN1",395,364.3]
["Hansol Technics Co., Ltd.","HS395UE-JH2",395,371]
["Hansol Technics Co., Ltd.","HS400UD-JH2",400,375.3]
["Hansol Technics Co., Ltd.","HS400UE-AN1",400,369.1]
["Hansol Technics Co., Ltd.","HS400UE-JH2",400,375.8]
["Hansol Technics Co., Ltd.","HS405UE-AN1",405,373.8]
["Hansol Technics Co., Ltd.","HS405UE-JH2",405,380.6]
["Hansol Technics Co., Ltd.","HS410UE-AN1",410,378.6]
["Hansol Technics Co., Ltd.","HS410UE-JH2",410,385.4]
["Hansol Technics Co., Ltd.","HS415UE-AN1",415,383.3]
["Hansol Technics Co., Ltd.","HS415UE-JH2",415,390.2]
["Hansol Technics Co., Ltd.","HS420UE-AN1",420,388.1]
["Hansol Technics Co., Ltd.","HS420UE-JH2",420,395]
["Hansol Technics Co., Ltd.","HS425UE-JH2",425,399.9]
["Hansol Technics Co., Ltd.","HS430UE-JH2",430,404.7]
["Hansol Technics Co., Ltd.","HS435UE-JH2",435,409.5]
["Hanwha Q CELLS","Q.PRO-G3 240",240,217.8]
["Hanwha Q CELLS","Q.PRO BFR - G3 245",245,222.5]
["Hanwha Q CELLS","Q.PRO-G3 245",245,222.5]
["Hanwha Q CELLS","Q.PRO BFR - G3 250",250,227.1]
["Hanwha Q CELLS","Q.PRO-G3 250",250,227.1]
["Hanwha Q CELLS","Q.PRO BFR - G3 255",255,231.8]
["Hanwha Q CELLS","Q.PRO BFR G4 255",255,230.8]
["Hanwha Q CELLS","Q.PRO BFR-G4.1 255",255,232.1]
["Hanwha Q CELLS","Q.PRO G4.1/SC 255",255,232.2]
["Hanwha Q CELLS","Q.PRO-G3 255",255,231.8]
["Hanwha Q CELLS","Q.PRO-G4 255",255,230.8]
["Hanwha Q CELLS","Q.PRO-G4/SC 255",255,232]
["Hanwha Q CELLS","Q.PRO BFR - G3 260",260,236.5]
["Hanwha Q CELLS","Q.PRO BFR G4 260",260,235.4]
["Hanwha Q CELLS","Q.PRO BFR-G4.1 260",260,236.8]
["Hanwha Q CELLS","Q.PRO BFR-G4.3 260",260,233.9]
["Hanwha Q CELLS","Q.PRO G4.1/SC 260",260,236.9]
["Hanwha Q CELLS","Q.PRO-G3 260",260,236.5]
["Hanwha Q CELLS","Q.PRO-G4 260",260,235.4]
["Hanwha Q CELLS","Q.PRO-G4/SC 260",260,236.7]
["Hanwha Q CELLS","Q.PEAK BLK-G3 265",265,237.2]
["Hanwha Q CELLS","Q.PEAK-G3 265",265,237.9]
["Hanwha Q CELLS","Q.PRO BFR - G3 265",265,241.1]
["Hanwha Q CELLS","Q.PRO BFR G4 265",265,240.1]
["Hanwha Q CELLS","Q.PRO BFR-G4.1 265",265,241.4]
["Hanwha Q CELLS","Q.PRO BFR-G4.3 265",265,238.5]
["Hanwha Q CELLS","Q.PRO G4.1/SC 265",265,241.5]
["Hanwha Q CELLS","Q.PRO-G3 265",265,241.1]
["Hanwha Q CELLS","Q.PRO-G4 265",265,240.1]
["Hanwha Q CELLS","Q.PRO-G4/SC 265",265,241.3]
["Hanwha Q CELLS","Q.PEAK BLK-G3 270",270,241.8]
["Hanwha Q CELLS","Q.PEAK-G3 270",270,242.5]
["Hanwha Q CELLS","Q.PLUS BFR G3.1 270",270,247.3]
["Hanwha Q CELLS","Q.PLUS BFR G4.1 270",270,247.3]
["Hanwha Q CELLS","Q.PLUS G4 270",270,246.1]
["Hanwha Q CELLS","Q.PLUS-G3 270",270,246.1]
["Hanwha Q CELLS","Q.PLUS-G4.1/SC 270",270,247]
["Hanwha Q CELLS","Q.PEAK BLK-G3 275",275,246.5]
["Hanwha Q CELLS","Q.PEAK-G3 275",275,247.1]
["Hanwha Q CELLS","Q.PLUS BFR G3.1 275",275,252]
["Hanwha Q CELLS","Q.PLUS BFR G4.1 275",275,252]
["Hanwha Q CELLS","Q.PLUS G4 275",275,250.7]
["Hanwha Q CELLS","Q.PLUS-G3 275",275,250.8]
["Hanwha Q CELLS","Q.PLUS-G4.1/SC 275",275,251.7]
["Hanwha Q CELLS","B.LINE PEAK BLK-G4.1 280",280,256.5]
["Hanwha Q CELLS","Q.PEAK-G3 280",280,251.8]
["Hanwha Q CELLS","Q.PLUS BFR G3.1 280",280,256.7]
["Hanwha Q CELLS","Q.PLUS BFR G4.1 280",280,256.7]
["Hanwha Q CELLS","Q.PLUS BFR-G4.1/TAA 280",280,256.7]
["Hanwha Q CELLS","Q.PLUS G4 280",280,255.4]
["Hanwha Q CELLS","Q.PLUS-G3 280",280,255.5]
["Hanwha Q CELLS","Q.PLUS-G4.1/SC 280",280,256.7]
["Hanwha Q CELLS","Q.PLUS-G4.3 280",280,256.7]
["Hanwha Q CELLS","B.LINE PEAK BLK-G4.1 285",285,261.2]
["Hanwha Q CELLS","B.LINE PEAK BLK-G4.1/SC 285",285,261.2]
["Hanwha Q CELLS","Q.PEAK BLK-G4.1 285",285,261.2]
["Hanwha Q CELLS","Q.PEAK BLK-G4.1/SC 285",285,261.2]
["Hanwha Q CELLS","Q.PEAK BLK-G4.1/TAA 285",285,261.2]
["Hanwha Q CELLS","Q.PLUS BFR-G4.1/TAA 285",285,261.39999999999998]
["Hanwha Q CELLS","Q.PLUS-G4.1/SC 285",285,261.39999999999998]
["Hanwha Q CELLS","Q.PLUS-G4.3 285",285,261.39999999999998]
["Hanwha Q CELLS","Q.PEAK BLK-G3.1 290",290,265.10000000000002]
["Hanwha Q CELLS","Q.PEAK BLK-G4.1 290",290,265.89999999999998]
["Hanwha Q CELLS","Q.PEAK BLK-G4.1/SC 290",290,265.89999999999998]
["Hanwha Q CELLS","Q.PEAK BLK-G4.1/TAA 290",290,265.89999999999998]
["Hanwha Q CELLS","Q.PEAK DUO BLK-G5 290",290,266.2]
["Hanwha Q CELLS","Q.PEAK-G4.1 290",290,267.89999999999998]
["Hanwha Q CELLS","Q.PLUS-BFR G4.1/TAA 290",290,266.10000000000002]
["Hanwha Q CELLS","Q.PLUS-G4.3 290",290,266.10000000000002]
["Hanwha Q CELLS","Q.PRO L 290",290,258.3]
["Hanwha Q CELLS","Q.PEAK BLK-G3.1 295",295,269.8]
["Hanwha Q CELLS","Q.PEAK BLK-G4.1 295",295,270.60000000000002]
["Hanwha Q CELLS","Q.PEAK BLK-G4.1/SC 295",295,270.60000000000002]
["Hanwha Q CELLS","Q.PEAK BLK-G4.1/TAA 295",295,270.60000000000002]
["Hanwha Q CELLS","Q.PEAK G3.1 295",295,269.8]
["Hanwha Q CELLS","Q.PEAK G4.1/SC 295",295,269.8]
["Hanwha Q CELLS","Q.PEAK-G4.1 295",295,272.60000000000002]
["Hanwha Q CELLS","Q.PRO L 295",295,262.89999999999998]
["Hanwha Q CELLS","Q.PEAK BLK-G4.1 300",300,275.3]
["Hanwha Q CELLS","Q.PEAK BLK-G4.1 300W",300,274.5]
["Hanwha Q CELLS","Q.PEAK BLK-G4.1/TAA 300",300,275.3]
["Hanwha Q CELLS","Q.PEAK DUO BLK-G5 300",300,277.89999999999998]
["Hanwha Q CELLS","Q.PEAK G3.1 300",300,274.5]
["Hanwha Q CELLS","Q.PEAK G4.1/ Max 300",300,274.60000000000002]
["Hanwha Q CELLS","Q.PEAK G4.1/SC 300",300,274.5]
["Hanwha Q CELLS","Q.PEAK G4.1/TAA 300",300,274.5]
["Hanwha Q CELLS","Q.PEAK-G4.1 300",300,277.60000000000002]
["Hanwha Q CELLS","Q.PRO L 300",300,267.5]
["Hanwha Q CELLS","Q.PRO L-G3 300",300,272.2]
["Hanwha Q CELLS","Q.PEAK DUO BLK-G5 305",305,280.3]
["Hanwha Q CELLS","Q.PEAK DUO-G5 305",305,281.7]
["Hanwha Q CELLS","Q.PEAK G3.1 305",305,279.2]
["Hanwha Q CELLS","Q.PEAK G4.1/ Max 305",305,279.3]
["Hanwha Q CELLS","Q.PEAK G4.1/SC 305",305,279.2]
["Hanwha Q CELLS","Q.PEAK G4.1/TAA 305",305,279.2]
["Hanwha Q CELLS","Q.PEAK-G4.1 305",305,282.10000000000002]
["Hanwha Q CELLS","Q.PRO L 305",305,272.10000000000002]
["Hanwha Q CELLS","Q.PRO L-G2 305",305,274.60000000000002]
["Hanwha Q CELLS","Q.PRO L-G2.3 305",305,276]
["Hanwha Q CELLS","Q.PRO L-G3 305",305,276.8]
["Hanwha Q CELLS","B.LINE PRO L-G4.1 307",308,284.60000000000002]
["Hanwha Q CELLS","Q.PEAK DUO BLK-G5 310",310,287.39999999999998]
["Hanwha Q CELLS","Q.PEAK DUO BLK-G5/SC 310",310,287.39999999999998]
["Hanwha Q CELLS","Q.PEAK DUO-G5 310",310,286.5]
["Hanwha Q CELLS","Q.PEAK-G4.1 310",310,287.10000000000002]
["Hanwha Q CELLS","Q.PRO L 310",310,283.8]
["Hanwha Q CELLS","Q.PRO L G4 310",310,283.39999999999998]
["Hanwha Q CELLS","Q.PRO L G4.1 310",310,283.39999999999998]
["Hanwha Q CELLS","Q.PRO L-G2 310",310,279.3]
["Hanwha Q CELLS","Q.PRO L-G2.3 310",310,280.60000000000002]
["Hanwha Q CELLS","Q.PRO L-G3 310",310,281.5]
["Hanwha Q CELLS","Q.PRO L-G3.1 310",310,283.8]
["Hanwha Q CELLS","Q.PEAK DUO BLK-G5 315",315,292.2]
["Hanwha Q CELLS","Q.PEAK DUO BLK-G5/SC 315",315,292.2]
["Hanwha Q CELLS","Q.PEAK DUO-G5 315",315,291.2]
["Hanwha Q CELLS","Q.PEAK DUO-G7 315",315,292.2]
["Hanwha Q CELLS","Q.PEAK-G4.1 315",315,291.89999999999998]
["Hanwha Q CELLS","Q.PRO L G2 315",315,288.5]
["Hanwha Q CELLS","Q.PRO L G4 315",315,288]
["Hanwha Q CELLS","Q.PRO L G4.1 315",315,288]
["Hanwha Q CELLS","Q.PRO L-G2.3 315",315,285.3]
["Hanwha Q CELLS","Q.PRO L-G3 315",315,286.10000000000002]
["Hanwha Q CELLS","Q.PRO L-G3.1 315",315,288.39999999999998]
["Hanwha Q CELLS","B.LINE PLUS L-G4.2 317",317,293.10000000000002]
["Hanwha Q CELLS","Q.PEAK DUO BLK-G5 320",320,297]
["Hanwha Q CELLS","Q.PEAK DUO BLK-G5/SC 320",320,297]
["Hanwha Q CELLS","Q.PEAK DUO BLK-G6+ 320",320,298.89999999999998]
["Hanwha Q CELLS","Q.PEAK DUO-G5 320",320,295.89999999999998]
["Hanwha Q CELLS","Q.PEAK DUO-G5/SC 320",320,296]
["Hanwha Q CELLS","Q.PEAK DUO-G7 320",320,296.89999999999998]
["Hanwha Q CELLS","Q.PLUS L-G4 320",320,292.7]
["Hanwha Q CELLS","Q.PLUS L-G4.1 320",320,292.7]
["Hanwha Q CELLS","Q.PLUS L-G4.2 320",320,295.89999999999998]
["Hanwha Q CELLS","Q.PRO L G4 320",320,292.7]
["Hanwha Q CELLS","Q.PRO L G4.1 320",320,292.7]
["Hanwha Q CELLS","Q.PRO L-G3.1 320",320,293.10000000000002]
["Hanwha Q CELLS","B.LINE PLUS L-G4.1 322",323,298.7]
["Hanwha Q CELLS","B.LINE PRO L-G4.1 322",323,298.7]
["Hanwha Q CELLS","B.LINE PLUS L-G4.2 325",325,300.60000000000002]
["Hanwha Q CELLS","Q.PEAK DUO BLK-G6+ 325",325,303.7]
["Hanwha Q CELLS","Q.PEAK DUO-G5 325",325,303.2]
["Hanwha Q CELLS","Q.PEAK DUO-G5/SC 325",325,300.7]
["Hanwha Q CELLS","Q.PEAK DUO-G7 325",325,301.7]
["Hanwha Q CELLS","Q.PLUS L-G4 325",325,297.39999999999998]
["Hanwha Q CELLS","Q.PLUS L-G4.1 325",325,297.39999999999998]
["Hanwha Q CELLS","Q.PLUS L-G4.2 325",325,300.60000000000002]
["Hanwha Q CELLS","B.LINE PLUS L-G4.2 330",330,305.39999999999998]
["Hanwha Q CELLS","Q.PEAK DUO BLK-G6+ 330",330,308.5]
["Hanwha Q CELLS","Q.PEAK DUO-G5 330",330,307.89999999999998]
["Hanwha Q CELLS","Q.PEAK DUO-G6 330",330,305.60000000000002]
["Hanwha Q CELLS","Q.PEAK DUO-G7 330",330,306.5]
["Hanwha Q CELLS","Q.PLUS L-G4 330",330,302.10000000000002]
["Hanwha Q CELLS","Q.PLUS L-G4.1 330",330,302.10000000000002]
["Hanwha Q CELLS","Q.PLUS L-G4.2 330",330,305.39999999999998]
["Hanwha Q CELLS","B.LINE PLUS L-G4.2 332",332,307.3]
["Hanwha Q CELLS","B.LINE PLUS L-G4.2 335",335,310.10000000000002]
["Hanwha Q CELLS","Q.PEAK DUO BLK-G6+ 335",335,313.3]
["Hanwha Q CELLS","Q.PEAK DUO-G5 335",335,312.7]
["Hanwha Q CELLS","Q.PLUS L-G4 335",335,306.8]
["Hanwha Q CELLS","Q.PLUS L-G4.1 335",335,306.8]
["Hanwha Q CELLS","Q.PLUS L-G4.2 335",335,307.5]
["Hanwha Q CELLS","Q.PLUS L-G4.2/TAA 335",335,307.5]
["Hanwha Q CELLS","Q.PEAK DUO BLK-G6+ 340",340,318.10000000000002]
["Hanwha Q CELLS","Q.PEAK DUO-G6 340",340,315.10000000000002]
["Hanwha Q CELLS","Q.PLUS L-G4.2 340W",340,312.2]
["Hanwha Q CELLS","Q.PLUS L-G4.2/TAA 340",340,312.2]
["Hanwha Q CELLS","Q.PEAK DUO BLK-G6+ 345",345,322.8]
["Hanwha Q CELLS","Q.PEAK DUO-G6 345",345,319.8]
["Hanwha Q CELLS","Q.PEAK L-G4.1 345",345,316.8]
["Hanwha Q CELLS","Q.PLUS L-G4.2 345W",345,316.89999999999998]
["Hanwha Q CELLS","Q.PLUS L-G4.2/TAA 345",345,316.89999999999998]
["Hanwha Q CELLS","Q.PEAK DUO BLK-G6+ 350",350,327.60000000000002]
["Hanwha Q CELLS","Q.PEAK L-G4.1 350",350,321.5]
["Hanwha Q CELLS","Q.PLUS L-G4.2/TAA 350",350,321.60000000000002]
["Hanwha Q CELLS","Q.PEAK L-G4.1 355",355,326.2]
["Hanwha Q CELLS","Q.PLUS DUO L-G5.2 355",355,328.9]
["Hanwha Q CELLS","Q.PLUS DUO L-G5.3 355",355,328.9]
["Hanwha Q CELLS","Q.PEAK L-G4.1 360",360,330.9]
["Hanwha Q CELLS","Q.PEAK L-G4.2 360",360,331.2]
["Hanwha Q CELLS","Q.PLUS DUO L-G5.2 360",360,333.7]
["Hanwha Q CELLS","Q.PLUS DUO L-G5.3 360",360,333.7]
["Hanwha Q CELLS","Q.PEAK L-G4.2 365",365,335.9]
["Hanwha Q CELLS","Q.PLUS DUO L-G5.2 365",365,338.4]
["Hanwha Q CELLS","Q.PLUS DUO L-G5.3 365",365,338.4]
["Hanwha Q CELLS","Q.PEAK L-G4.2 370",370,340.6]
["Hanwha Q CELLS","Q.PLUS DUO L-G5.2 370",370,343.2]
["Hanwha Q CELLS","Q.PLUS DUO L-G5.3 370",370,343.2]
["Hanwha Q CELLS","Q.PEAK L-G4.2 375",375,345.5]
["Hanwha Q CELLS","Q.PEAK DUO L-G5.2 380",380,351.7]
["Hanwha Q CELLS","Q.PEAK DUO L-G5.3 380",380,351.7]
["Hanwha Q CELLS","Q.PEAK DUO L-G5.2 385",385,356.8]
["Hanwha Q CELLS","Q.PEAK DUO L-G5.3 385",385,356.5]
["Hanwha Q CELLS","Q.PEAK DUO L-G5.2 390",390,363.5]
["Hanwha Q CELLS","Q.PEAK DUO L-G5.3 390",390,361.2]
["Hanwha Q CELLS","Q.PEAK DUO L-G5.2 395",395,366]
["Hanwha Q CELLS","Q.PEAK DUO L-G5.3 395",395,366]
["Hanwha Q CELLS","Q.PEAK DUO L-G5.2 400",400,373]
["Hanwha Q CELLS","Q.PEAK DUO L-G5.3 400",400,373]
["Hanwha Q CELLS","Q.PEAK DUO L-G6 400",400,371.7]
["Hanwha Q CELLS","Q.PEAK DUO L-G6.2 400",400,371.7]
["Hanwha Q CELLS","Q.PEAK DUO L-G5.2 405",405,377.8]
["Hanwha Q CELLS","Q.PEAK DUO L-G6 405",405,376.4]
["Hanwha Q CELLS","Q.PEAK DUO L-G6.2 405",405,376.4]
["Hanwha Q CELLS","Q.PEAK DUO L-G6.3 405",405,376.4]
["Hanwha Q CELLS","Q.PEAK DUO L-G6 410",410,381.2]
["Hanwha Q CELLS","Q.PEAK DUO L-G6.2 410",410,381.2]
["Hanwha Q CELLS","Q.PEAK DUO L-G6.3 410",410,381.2]
["Hanwha Q CELLS","Q.PEAK DUO L-G6 415",415,386]
["Hanwha Q CELLS","Q.PEAK DUO L-G6.2 415",415,386]
["Hanwha Q CELLS","Q.PEAK DUO L-G6.3 415",415,386]
["Hanwha Q CELLS","Q.PEAK DUO L-G6.2 420",420,390.7]
["Hanwha Q CELLS","Q.PEAK DUO L-G6.3 420",420,390.7]
["Hanwha Q CELLS (Qidong)","HSL60P6-PA-3-230Q",230,204.4]
["Hanwha Q CELLS (Qidong)","HSL60P6-PA-3-230QB",230,204.4]
["Hanwha Q CELLS (Qidong)","HSL60P6-PA-3-230QW",230,204.4]
["Hanwha Q CELLS (Qidong)","HSL60P6-PB-3-230Q",230,204.6]
["Hanwha Q CELLS (Qidong)","HSL60P6-PB-3-230QB",230,204.6]
["Hanwha Q CELLS (Qidong)","HSL60P6-PB-3-230QW",230,204.6]
["Hanwha Q CELLS (Qidong)","HSL60P6-PA-0-235T",235,208.7]
["Hanwha Q CELLS (Qidong)","HSL60P6-PA-0-235TB",235,211.2]
["Hanwha Q CELLS (Qidong)","HSL60P6-PA-0-235TW",235,208.7]
["Hanwha Q CELLS (Qidong)","HSL60P6-PA-2-235Q",235,209]
["Hanwha Q CELLS (Qidong)","HSL60P6-PA-2-235QB",235,209]
["Hanwha Q CELLS (Qidong)","HSL60P6-PA-2-235QW",235,209]
["Hanwha Q CELLS (Qidong)","HSL60P6-PA-3-235Q",235,209]
["Hanwha Q CELLS (Qidong)","HSL60P6-PA-3-235QB",235,209]
["Hanwha Q CELLS (Qidong)","HSL60P6-PA-3-235QW",235,209]
["Hanwha Q CELLS (Qidong)","HSL60P6-PA-4-235Q",235,209]
["Hanwha Q CELLS (Qidong)","HSL60P6-PA-4-235QB",235,209]
["Hanwha Q CELLS (Qidong)","HSL60P6-PA-4-235QW",235,209]
["Hanwha Q CELLS (Qidong)","HSL60P6-PA-4-235T",235,211.2]
["Hanwha Q CELLS (Qidong)","HSL60P6-PA-4-235TB",235,211.2]
["Hanwha Q CELLS (Qidong)","HSL60P6-PA-4-235TW",235,211.2]
["Hanwha Q CELLS (Qidong)","HSL60P6-PB-2-235Q",235,209.1]
["Hanwha Q CELLS (Qidong)","HSL60P6-PB-2-235QB",235,209.1]
["Hanwha Q CELLS (Qidong)","HSL60P6-PB-2-235QW",235,209.1]
["Hanwha Q CELLS (Qidong)","HSL60P6-PB-3-235Q",235,209.1]
["Hanwha Q CELLS (Qidong)","HSL60P6-PB-3-235QB",235,209.1]
["Hanwha Q CELLS (Qidong)","HSL60P6-PB-3-235QW",235,209.1]
["Hanwha Q CELLS (Qidong)","HSL60P6-PB-4-235Q",235,209.1]
["Hanwha Q CELLS (Qidong)","HSL60P6-PB-4-235QB",235,209.1]
["Hanwha Q CELLS (Qidong)","HSL60P6-PB-4-235QW",235,209.1]
["Hanwha Q CELLS (Qidong)","HSL60M6-HA-0-240T",240,213.3]
["Hanwha Q CELLS (Qidong)","HSL60M6-HB-0-240T",240,213.5]
["Hanwha Q CELLS (Qidong)","HSL60M6-HB-4-240T",240,213.5]
["Hanwha Q CELLS (Qidong)","HSL60M6-HB-4-240TB",240,213.5]
["Hanwha Q CELLS (Qidong)","HSL60M6-HB-4-240TW",240,213.5]
["Hanwha Q CELLS (Qidong)","HSL60P6-PA-0-240T",240,213.3]
["Hanwha Q CELLS (Qidong)","HSL60P6-PA-0-240TB",240,215.9]
["Hanwha Q CELLS (Qidong)","HSL60P6-PA-0-240TW",240,213.3]
["Hanwha Q CELLS (Qidong)","HSL60P6-PA-2-240Q",240,213.6]
["Hanwha Q CELLS (Qidong)","HSL60P6-PA-2-240QB",240,213.6]
["Hanwha Q CELLS (Qidong)","HSL60P6-PA-2-240QW",240,213.6]
["Hanwha Q CELLS (Qidong)","HSL60P6-PA-3-240Q",240,213.6]
["Hanwha Q CELLS (Qidong)","HSL60P6-PA-3-240QB",240,213.6]
["Hanwha Q CELLS (Qidong)","HSL60P6-PA-3-240QW",240,213.6]
["Hanwha Q CELLS (Qidong)","HSL60P6-PA-4-240Q",240,213.6]
["Hanwha Q CELLS (Qidong)","HSL60P6-PA-4-240QB",240,213.6]
["Hanwha Q CELLS (Qidong)","HSL60P6-PA-4-240QW",240,213.6]
["Hanwha Q CELLS (Qidong)","HSL60P6-PA-4-240T",240,215.9]
["Hanwha Q CELLS (Qidong)","HSL60P6-PA-4-240TB",240,215.9]
["Hanwha Q CELLS (Qidong)","HSL60P6-PA-4-240TW",240,215.9]
["Hanwha Q CELLS (Qidong)","HSL60P6-PB-0-240T",240,213.4]
["Hanwha Q CELLS (Qidong)","HSL60P6-PB-0-240TB",240,216]
["Hanwha Q CELLS (Qidong)","HSL60P6-PB-0-240TW",240,213.4]
["Hanwha Q CELLS (Qidong)","HSL60P6-PB-2-240Q",240,213.7]
["Hanwha Q CELLS (Qidong)","HSL60P6-PB-2-240QB",240,213.7]
["Hanwha Q CELLS (Qidong)","HSL60P6-PB-2-240QW",240,213.7]
["Hanwha Q CELLS (Qidong)","HSL60P6-PB-3-240QB",240,213.7]
["Hanwha Q CELLS (Qidong)","HSL60P6-PB-4-240Q",240,213.7]
["Hanwha Q CELLS (Qidong)","HSL60P6-PB-4-240QW",240,213.7]
["Hanwha Q CELLS (Qidong)","HSL60P6-PB-4-240T",240,216]
["Hanwha Q CELLS (Qidong)","HSL60P6-PB-4-240TB",240,216]
["Hanwha Q CELLS (Qidong)","HSL60P6-PB-4-240TW",240,216]
["Hanwha Q CELLS (Qidong)","HSL60M6-HB-0-245TW",245,218.1]
["Hanwha Q CELLS (Qidong)","HSL60M6-HB-4-245T",245,218.1]
["Hanwha Q CELLS (Qidong)","HSL60M6-HB-4-245TB",245,218.1]
["Hanwha Q CELLS (Qidong)","HSL60M6-HB-4-245TW",245,218.1]
["Hanwha Q CELLS (Qidong)","HSL60P6-PA-0-245T",245,217.9]
["Hanwha Q CELLS (Qidong)","HSL60P6-PA-0-245TB",245,220.5]
["Hanwha Q CELLS (Qidong)","HSL60P6-PA-0-245TW",245,217.9]
["Hanwha Q CELLS (Qidong)","HSL60P6-PA-2-245Q",245,218.2]
["Hanwha Q CELLS (Qidong)","HSL60P6-PA-2-245QB",245,218.2]
["Hanwha Q CELLS (Qidong)","HSL60P6-PA-2-245QW",245,218.2]
["Hanwha Q CELLS (Qidong)","HSL60P6-PA-3-245Q",245,218.2]
["Hanwha Q CELLS (Qidong)","HSL60P6-PA-3-245QB",245,218.2]
["Hanwha Q CELLS (Qidong)","HSL60P6-PA-3-245QW",245,218.2]
["Hanwha Q CELLS (Qidong)","HSL60P6-PA-4-245Q",245,218.2]
["Hanwha Q CELLS (Qidong)","HSL60P6-PA-4-245QB",245,218.2]
["Hanwha Q CELLS (Qidong)","HSL60P6-PA-4-245QW",245,218.2]
["Hanwha Q CELLS (Qidong)","HSL60P6-PA-4-245T",245,220.5]
["Hanwha Q CELLS (Qidong)","HSL60P6-PA-4-245TB",245,220.5]
["Hanwha Q CELLS (Qidong)","HSL60P6-PA-4-245TW",245,220.5]
["Hanwha Q CELLS (Qidong)","HSL60P6-PB-0-245T",245,218]
["Hanwha Q CELLS (Qidong)","HSL60P6-PB-0-245TB",245,220.6]
["Hanwha Q CELLS (Qidong)","HSL60P6-PB-0-245TW",245,218]
["Hanwha Q CELLS (Qidong)","HSL60P6-PB-2-245Q",245,218.3]
["Hanwha Q CELLS (Qidong)","HSL60P6-PB-2-245QB",245,218.3]
["Hanwha Q CELLS (Qidong)","HSL60P6-PB-2-245QW",245,218.3]
["Hanwha Q CELLS (Qidong)","HSL60P6-PB-3-245Q",245,218.3]
["Hanwha Q CELLS (Qidong)","HSL60P6-PB-3-245QB",245,218.3]
["Hanwha Q CELLS (Qidong)","HSL60P6-PB-3-245QW",245,218.3]
["Hanwha Q CELLS (Qidong)","HSL60P6-PB-4-245",245,222.9]
["Hanwha Q CELLS (Qidong)","HSL60P6-PB-4-245Q",245,218.3]
["Hanwha Q CELLS (Qidong)","HSL60P6-PB-4-245QB",245,218.3]
["Hanwha Q CELLS (Qidong)","HSL60P6-PB-4-245QW",245,218.3]
["Hanwha Q CELLS (Qidong)","HSL60P6-PB-4-245T",245,220.6]
["Hanwha Q CELLS (Qidong)","HSL60P6-PB-4-245TB",245,220.6]
["Hanwha Q CELLS (Qidong)","HSL60P6-PB-4-245TW",245,220.6]
["Hanwha Q CELLS (Qidong)","HSL60P6-PB-4-245W",245,222.9]
["Hanwha Q CELLS (Qidong)","HSL60M6-HA-0-250T",250,222.5]
["Hanwha Q CELLS (Qidong)","HSL60P6-PA-2-250QB",250,222.7]
["Hanwha Q CELLS (Qidong)","HSL60P6-PA-2-250QW",250,222.7]
["Hanwha Q CELLS (Qidong)","HSL60P6-PA-3-250Q",250,222.7]
["Hanwha Q CELLS (Qidong)","HSL60P6-PA-3-250QB",250,222.7]
["Hanwha Q CELLS (Qidong)","HSL60P6-PA-3-250QW",250,222.7]
["Hanwha Q CELLS (Qidong)","HSL60P6-PA-4-250Q",250,222.7]
["Hanwha Q CELLS (Qidong)","HSL60P6-PA-4-250QB",250,222.7]
["Hanwha Q CELLS (Qidong)","HSL60P6-PA-4-250QW",250,222.7]
["Hanwha Q CELLS (Qidong)","HSL60P6-PA-4-250T",250,225.1]
["Hanwha Q CELLS (Qidong)","HSL60P6-PA-4-250TB",250,225.1]
["Hanwha Q CELLS (Qidong)","HSL60P6-PA-4-250TW",250,225.1]
["Hanwha Q CELLS (Qidong)","HSL60P6-PB-0-250T",250,222.6]
["Hanwha Q CELLS (Qidong)","HSL60P6-PB-0-250TB",250,225.2]
["Hanwha Q CELLS (Qidong)","HSL60P6-PB-0-250TW",250,222.6]
["Hanwha Q CELLS (Qidong)","HSL60P6-PB-2-250Q",250,222.9]
["Hanwha Q CELLS (Qidong)","HSL60P6-PB-2-250QB",250,222.9]
["Hanwha Q CELLS (Qidong)","HSL60P6-PB-2-250QW",250,222.9]
["Hanwha Q CELLS (Qidong)","HSL60P6-PB-3-250Q",250,222.9]
["Hanwha Q CELLS (Qidong)","HSL60P6-PB-3-250QB",250,222.9]
["Hanwha Q CELLS (Qidong)","HSL60P6-PB-3-250QW",250,222.9]
["Hanwha Q CELLS (Qidong)","HSL60P6-PB-4-250",250,227.5]
["Hanwha Q CELLS (Qidong)","HSL60P6-PB-4-250Q",250,222.9]
["Hanwha Q CELLS (Qidong)","HSL60P6-PB-4-250QB",250,222.9]
["Hanwha Q CELLS (Qidong)","HSL60P6-PB-4-250QW",250,222.9]
["Hanwha Q CELLS (Qidong)","HSL60P6-PB-4-250T",250,225.2]
["Hanwha Q CELLS (Qidong)","HSL60P6-PB-4-250TB",250,225.2]
["Hanwha Q CELLS (Qidong)","HSL60P6-PB-4-250TW",250,225.2]
["Hanwha Q CELLS (Qidong)","HSL60P6-PB-4-250W",250,227.5]
["Hanwha Q CELLS (Qidong)","HSL60P6-PC-3-250",250,226.8]
["Hanwha Q CELLS (Qidong)","HSL60P6-PC-3-250W",250,227.6]
["Hanwha Q CELLS (Qidong)","HSL60M6-HA-4-255T",255,227.1]
["Hanwha Q CELLS (Qidong)","HSL60M6-HA-4-255TB",255,227.1]
["Hanwha Q CELLS (Qidong)","HSL60M6-HA-4-255TW",255,227.1]
["Hanwha Q CELLS (Qidong)","HSL60M6-HB-4-255T",255,227.2]
["Hanwha Q CELLS (Qidong)","HSL60M6-HB-4-255TB",255,227.2]
["Hanwha Q CELLS (Qidong)","HSL60M6-HB-4-255TW",255,227.2]
["Hanwha Q CELLS (Qidong)","HSL60P6-PA-0-255T",255,228.6]
["Hanwha Q CELLS (Qidong)","HSL60P6-PA-0-255TB",255,228.6]
["Hanwha Q CELLS (Qidong)","HSL60P6-PA-0-255TW",255,228.6]
["Hanwha Q CELLS (Qidong)","HSL60P6-PA-2-255Q",255,229.1]
["Hanwha Q CELLS (Qidong)","HSL60P6-PA-2-255QB",255,229.1]
["Hanwha Q CELLS (Qidong)","HSL60P6-PA-2-255QW",255,229.1]
["Hanwha Q CELLS (Qidong)","HSL60P6-PA-3-255Q",255,229.1]
["Hanwha Q CELLS (Qidong)","HSL60P6-PA-3-255QB",255,229.1]
["Hanwha Q CELLS (Qidong)","HSL60P6-PA-3-255QW",255,229.1]
["Hanwha Q CELLS (Qidong)","HSL60P6-PA-4-255Q",255,229.1]
["Hanwha Q CELLS (Qidong)","HSL60P6-PA-4-255QB",255,229.1]
["Hanwha Q CELLS (Qidong)","HSL60P6-PA-4-255QW",255,229.1]
["Hanwha Q CELLS (Qidong)","HSL60P6-PA-4-255T",255,228.6]
["Hanwha Q CELLS (Qidong)","HSL60P6-PA-4-255TB",255,228.6]
["Hanwha Q CELLS (Qidong)","HSL60P6-PA-4-255TW",255,228.6]
["Hanwha Q CELLS (Qidong)","HSL60P6-PB-0-255T",255,228.8]
["Hanwha Q CELLS (Qidong)","HSL60P6-PB-0-255TB",255,228.8]
["Hanwha Q CELLS (Qidong)","HSL60P6-PB-0-255TW",255,228.8]
["Hanwha Q CELLS (Qidong)","HSL60P6-PB-2-255Q",255,229.2]
["Hanwha Q CELLS (Qidong)","HSL60P6-PB-2-255QB",255,229.2]
["Hanwha Q CELLS (Qidong)","HSL60P6-PB-2-255QW",255,229.2]
["Hanwha Q CELLS (Qidong)","HSL60P6-PB-3-255Q",255,229.2]
["Hanwha Q CELLS (Qidong)","HSL60P6-PB-3-255QB",255,229.2]
["Hanwha Q CELLS (Qidong)","HSL60P6-PB-3-255QW",255,229.2]
["Hanwha Q CELLS (Qidong)","HSL60P6-PB-4-255",255,232.2]
["Hanwha Q CELLS (Qidong)","HSL60P6-PB-4-255Q",255,229.2]
["Hanwha Q CELLS (Qidong)","HSL60P6-PB-4-255QB",255,229.2]
["Hanwha Q CELLS (Qidong)","HSL60P6-PB-4-255QW",255,229.2]
["Hanwha Q CELLS (Qidong)","HSL60P6-PB-4-255T",255,228.8]
["Hanwha Q CELLS (Qidong)","HSL60P6-PB-4-255TB",255,228.8]
["Hanwha Q CELLS (Qidong)","HSL60P6-PB-4-255TW",255,228.8]
["Hanwha Q CELLS (Qidong)","HSL60P6-PB-4-255W",255,232.2]
["Hanwha Q CELLS (Qidong)","HSL60P6-PC-3-255",255,231.4]
["Hanwha Q CELLS (Qidong)","HSL60P6-PC-3-255W",255,232.2]
["Hanwha Q CELLS (Qidong)","HSL60M6-HA-4-260T",260,231.7]
["Hanwha Q CELLS (Qidong)","HSL60M6-HA-4-260TB",260,231.7]
["Hanwha Q CELLS (Qidong)","HSL60M6-HA-4-260TW",260,231.7]
["Hanwha Q CELLS (Qidong)","HSL60M6-HB-0-260T",260,231.8]
["Hanwha Q CELLS (Qidong)","HSL60M6-HB-4-260T",260,231.8]
["Hanwha Q CELLS (Qidong)","HSL60M6-HB-4-260TB",260,231.8]
["Hanwha Q CELLS (Qidong)","HSL60M6-HB-4-260TW",260,231.8]
["Hanwha Q CELLS (Qidong)","HSL60P6-PB-0-260T",260,233.1]
["Hanwha Q CELLS (Qidong)","HSL60P6-PB-0-260TW",260,233.1]
["Hanwha Q CELLS (Qidong)","HSL60P6-PB-4-260",260,236.9]
["Hanwha Q CELLS (Qidong)","HSL60P6-PB-4-260T",260,233.1]
["Hanwha Q CELLS (Qidong)","HSL60P6-PB-4-260TW",260,233.1]
["Hanwha Q CELLS (Qidong)","HSL60P6-PB-4-260W",260,236.9]
["Hanwha Q CELLS (Qidong)","HSL60P6-PC-3-260",260,236.1]
["Hanwha Q CELLS (Qidong)","HSL60P6-PC-3-260W",260,236.9]
["Hanwha Q CELLS (Qidong)","HSL60P6-PB-0-265T",265,237.8]
["Hanwha Q CELLS (Qidong)","HSL60P6-PB-0-265TW",265,237.8]
["Hanwha Q CELLS (Qidong)","HSL60P6-PB-4-265T",265,237.8]
["Hanwha Q CELLS (Qidong)","HSL60P6-PB-4-265TW",265,237.8]
["Hanwha Q CELLS (Qidong)","HSL60P6-PC-3-265",265,240.7]
["Hanwha Q CELLS (Qidong)","HSL60P6-PC-3-265W",265,241.6]
["Hanwha Q CELLS (Qidong)","HSL60P6-PB-0-270T",270,242.4]
["Hanwha Q CELLS (Qidong)","HSL60P6-PB-0-270TW",270,242.4]
["Hanwha Q CELLS (Qidong)","HSL60P6-PB-4-270T",270,242.4]
["Hanwha Q CELLS (Qidong)","HSL60P6-PB-4-270TW",270,242.4]
["Hanwha Q CELLS (Qidong)","HSL60P6-PC-3-270",270,245.4]
["Hanwha Q CELLS (Qidong)","HSL60P6-PC-3-275",275,250.1]
["Hanwha Q CELLS (Qidong)","HSL72P6-PA-0-275T",275,244.1]
["Hanwha Q CELLS (Qidong)","HSL72P6-PA-0-275TB",275,247.1]
["Hanwha Q CELLS (Qidong)","HSL72P6-PA-0-275TW",275,244.1]
["Hanwha Q CELLS (Qidong)","HSL72P6-PA-4-275T",275,247.1]
["Hanwha Q CELLS (Qidong)","HSL72P6-PA-4-275TB",275,247.1]
["Hanwha Q CELLS (Qidong)","HSL72P6-PA-4-275TW",275,247.1]
["Hanwha Q CELLS (Qidong)","HSL72P6-PA-0-280T",280,248.7]
["Hanwha Q CELLS (Qidong)","HSL72P6-PA-0-280TB",280,251.7]
["Hanwha Q CELLS (Qidong)","HSL72P6-PA-0-280TW",280,248.7]
["Hanwha Q CELLS (Qidong)","HSL72P6-PA-2-280Q",280,249]
["Hanwha Q CELLS (Qidong)","HSL72P6-PA-2-280QB",280,249]
["Hanwha Q CELLS (Qidong)","HSL72P6-PA-2-280QW",280,249]
["Hanwha Q CELLS (Qidong)","HSL72P6-PA-3-280Q",280,249]
["Hanwha Q CELLS (Qidong)","HSL72P6-PA-3-280QB",280,249]
["Hanwha Q CELLS (Qidong)","HSL72P6-PA-3-280QW",280,249]
["Hanwha Q CELLS (Qidong)","HSL72P6-PA-4-280Q",280,249]
["Hanwha Q CELLS (Qidong)","HSL72P6-PA-4-280QB",280,249]
["Hanwha Q CELLS (Qidong)","HSL72P6-PA-4-280QW",280,249]
["Hanwha Q CELLS (Qidong)","HSL72P6-PA-4-280T",280,251.7]
["Hanwha Q CELLS (Qidong)","HSL72P6-PA-4-280TB",280,251.7]
["Hanwha Q CELLS (Qidong)","HSL72P6-PA-4-280TW",280,251.7]
["Hanwha Q CELLS (Qidong)","HSL72P6-PB-2-280Q",280,249.2]
["Hanwha Q CELLS (Qidong)","HSL72P6-PB-2-280QB",280,249.2]
["Hanwha Q CELLS (Qidong)","HSL72P6-PB-2-280QW",280,249.2]
["Hanwha Q CELLS (Qidong)","HSL72P6-PB-3-280Q",280,249.2]
["Hanwha Q CELLS (Qidong)","HSL72P6-PB-3-280QB",280,249.2]
["Hanwha Q CELLS (Qidong)","HSL72P6-PB-3-280QW",280,249.2]
["Hanwha Q CELLS (Qidong)","HSL72P6-PB-4-280Q",280,249.2]
["Hanwha Q CELLS (Qidong)","HSL72P6-PB-4-280QB",280,249.2]
["Hanwha Q CELLS (Qidong)","HSL72P6-PB-4-280QW",280,249.2]
["Hanwha Q CELLS (Qidong)","HSL72M6-HA-0-285T",285,253.3]
["Hanwha Q CELLS (Qidong)","HSL72M6-HA-0-285TB",285,253.3]
["Hanwha Q CELLS (Qidong)","HSL72M6-HA-0-285TW",285,253.3]
["Hanwha Q CELLS (Qidong)","HSL72M6-HA-4-285T",285,253.3]
["Hanwha Q CELLS (Qidong)","HSL72M6-HA-4-285TB",285,253.3]
["Hanwha Q CELLS (Qidong)","HSL72M6-HA-4-285TW",285,253.3]
["Hanwha Q CELLS (Qidong)","HSL72M6-HB-0-285T",285,253.5]
["Hanwha Q CELLS (Qidong)","HSL72M6-HB-0-285TB",285,253.5]
["Hanwha Q CELLS (Qidong)","HSL72M6-HB-0-285TW",285,253.5]
["Hanwha Q CELLS (Qidong)","HSL72M6-HB-4-285T",285,253.5]
["Hanwha Q CELLS (Qidong)","HSL72M6-HB-4-285TB",285,253.5]
["Hanwha Q CELLS (Qidong)","HSL72M6-HB-4-285TW",285,253.5]
["Hanwha Q CELLS (Qidong)","HSL72P6-PA-0-285T",285,253.2]
["Hanwha Q CELLS (Qidong)","HSL72P6-PA-0-285TB",285,256.3]
["Hanwha Q CELLS (Qidong)","HSL72P6-PA-0-285TW",285,253.2]
["Hanwha Q CELLS (Qidong)","HSL72P6-PA-2-285Q",285,253.6]
["Hanwha Q CELLS (Qidong)","HSL72P6-PA-2-285QB",285,253.6]
["Hanwha Q CELLS (Qidong)","HSL72P6-PA-2-285QW",285,253.6]
["Hanwha Q CELLS (Qidong)","HSL72P6-PA-3-285Q",285,253.6]
["Hanwha Q CELLS (Qidong)","HSL72P6-PA-3-285QB",285,253.6]
["Hanwha Q CELLS (Qidong)","HSL72P6-PA-3-285QW",285,253.6]
["Hanwha Q CELLS (Qidong)","HSL72P6-PA-4-285Q",285,253.6]
["Hanwha Q CELLS (Qidong)","HSL72P6-PA-4-285QB",285,253.6]
["Hanwha Q CELLS (Qidong)","HSL72P6-PA-4-285QW",285,253.6]
["Hanwha Q CELLS (Qidong)","HSL72P6-PA-4-285T",285,256.3]
["Hanwha Q CELLS (Qidong)","HSL72P6-PA-4-285TB",285,256.3]
["Hanwha Q CELLS (Qidong)","HSL72P6-PA-4-285TW",285,256.3]
["Hanwha Q CELLS (Qidong)","HSL72P6-PB-0-285T",285,253.4]
["Hanwha Q CELLS (Qidong)","HSL72P6-PB-0-285TB",285,256.39999999999998]
["Hanwha Q CELLS (Qidong)","HSL72P6-PB-0-285TW",285,253.4]
["Hanwha Q CELLS (Qidong)","HSL72P6-PB-2-285Q",285,253.7]
["Hanwha Q CELLS (Qidong)","HSL72P6-PB-2-285QB",285,253.7]
["Hanwha Q CELLS (Qidong)","HSL72P6-PB-2-285QW",285,253.7]
["Hanwha Q CELLS (Qidong)","HSL72P6-PB-3-285Q",285,253.7]
["Hanwha Q CELLS (Qidong)","HSL72P6-PB-3-285QB",285,253.7]
["Hanwha Q CELLS (Qidong)","HSL72P6-PB-3-285QW",285,253.7]
["Hanwha Q CELLS (Qidong)","HSL72P6-PB-4-285Q",285,253.7]
["Hanwha Q CELLS (Qidong)","HSL72P6-PB-4-285QB",285,253.7]
["Hanwha Q CELLS (Qidong)","HSL72P6-PB-4-285QW",285,253.7]
["Hanwha Q CELLS (Qidong)","HSL72P6-PB-4-285T",285,256.39999999999998]
["Hanwha Q CELLS (Qidong)","HSL72P6-PB-4-285TB",285,256.39999999999998]
["Hanwha Q CELLS (Qidong)","HSL72P6-PB-4-285TW",285,256.39999999999998]
["Hanwha Q CELLS (Qidong)","HSL72M6-HA-0-290T",290,257.89999999999998]
["Hanwha Q CELLS (Qidong)","HSL72M6-HA-0-290TB",290,257.89999999999998]
["Hanwha Q CELLS (Qidong)","HSL72M6-HA-0-290TW",290,257.89999999999998]
["Hanwha Q CELLS (Qidong)","HSL72M6-HA-4-290T",290,257.89999999999998]
["Hanwha Q CELLS (Qidong)","HSL72M6-HA-4-290TB",290,257.89999999999998]
["Hanwha Q CELLS (Qidong)","HSL72M6-HA-4-290TW",290,257.89999999999998]
["Hanwha Q CELLS (Qidong)","HSL72M6-HB-0-290T",290,258]
["Hanwha Q CELLS (Qidong)","HSL72M6-HB-0-290TB",290,258]
["Hanwha Q CELLS (Qidong)","HSL72M6-HB-0-290TW",290,258]
["Hanwha Q CELLS (Qidong)","HSL72M6-HB-4-290T",290,258]
["Hanwha Q CELLS (Qidong)","HSL72M6-HB-4-290TB",290,258]
["Hanwha Q CELLS (Qidong)","HSL72M6-HB-4-290TW",290,258]
["Hanwha Q CELLS (Qidong)","HSL72P6-PA-0-290T",290,257.8]
["Hanwha Q CELLS (Qidong)","HSL72P6-PA-0-290TB",290,260.89999999999998]
["Hanwha Q CELLS (Qidong)","HSL72P6-PA-0-290TW",290,257.8]
["Hanwha Q CELLS (Qidong)","HSL72P6-PA-2-290QB",290,258.2]
["Hanwha Q CELLS (Qidong)","HSL72P6-PA-3-290Q",290,258.2]
["Hanwha Q CELLS (Qidong)","HSL72P6-PA-3-290QW",290,258.2]
["Hanwha Q CELLS (Qidong)","HSL72P6-PA-4-290Q",290,258.2]
["Hanwha Q CELLS (Qidong)","HSL72P6-PA-4-290QB",290,258.2]
["Hanwha Q CELLS (Qidong)","HSL72P6-PA-4-290QW",290,258.2]
["Hanwha Q CELLS (Qidong)","HSL72P6-PA-4-290T",290,260.89999999999998]
["Hanwha Q CELLS (Qidong)","HSL72P6-PA-4-290TB",290,260.89999999999998]
["Hanwha Q CELLS (Qidong)","HSL72P6-PA-4-290TW",290,260.89999999999998]
["Hanwha Q CELLS (Qidong)","HSL72P6-PB-0-290T",290,258]
["Hanwha Q CELLS (Qidong)","HSL72P6-PB-0-290TB",290,261]
["Hanwha Q CELLS (Qidong)","HSL72P6-PB-0-290TW",290,258]
["Hanwha Q CELLS (Qidong)","HSL72P6-PB-2-290Q",290,258.3]
["Hanwha Q CELLS (Qidong)","HSL72P6-PB-2-290QB",290,258.3]
["Hanwha Q CELLS (Qidong)","HSL72P6-PB-2-290QW",290,258.3]
["Hanwha Q CELLS (Qidong)","HSL72P6-PB-3-290Q",290,258.3]
["Hanwha Q CELLS (Qidong)","HSL72P6-PB-3-290QB",290,258.3]
["Hanwha Q CELLS (Qidong)","HSL72P6-PB-3-290QW",290,258.3]
["Hanwha Q CELLS (Qidong)","HSL72P6-PB-4-290Q",290,258.3]
["Hanwha Q CELLS (Qidong)","HSL72P6-PB-4-290QB",290,258.3]
["Hanwha Q CELLS (Qidong)","HSL72P6-PB-4-290QW",290,258.3]
["Hanwha Q CELLS (Qidong)","HSL72P6-PB-4-290T",290,261]
["Hanwha Q CELLS (Qidong)","HSL72P6-PB-4-290TB",290,261]
["Hanwha Q CELLS (Qidong)","HSL72P6-PB-4-290TW",290,261]
["Hanwha Q CELLS (Qidong)","HSL72P6-PC-3-290",290,263.89999999999998]
["Hanwha Q CELLS (Qidong)","HSL72P6-PC-3-290W",290,263.89999999999998]
["Hanwha Q CELLS (Qidong)","HSL72M6-HA-0-295T",295,262.5]
["Hanwha Q CELLS (Qidong)","HSL72M6-HA-0-295TB",295,262.5]
["Hanwha Q CELLS (Qidong)","HSL72M6-HA-0-295TW",295,262.5]
["Hanwha Q CELLS (Qidong)","HSL72M6-HA-4-295T",295,262.5]
["Hanwha Q CELLS (Qidong)","HSL72M6-HA-4-295TB",295,262.5]
["Hanwha Q CELLS (Qidong)","HSL72M6-HA-4-295TW",295,262.5]
["Hanwha Q CELLS (Qidong)","HSL72M6-HB-0-295T",295,262.60000000000002]
["Hanwha Q CELLS (Qidong)","HSL72M6-HB-0-295TB",295,262.60000000000002]
["Hanwha Q CELLS (Qidong)","HSL72M6-HB-0-295TW",295,262.60000000000002]
["Hanwha Q CELLS (Qidong)","HSL72M6-HB-4-295T",295,262.60000000000002]
["Hanwha Q CELLS (Qidong)","HSL72M6-HB-4-295TB",295,262.60000000000002]
["Hanwha Q CELLS (Qidong)","HSL72M6-HB-4-295TW",295,262.60000000000002]
["Hanwha Q CELLS (Qidong)","HSL72P6-PA-0-295T",295,262.39999999999998]
["Hanwha Q CELLS (Qidong)","HSL72P6-PA-0-295TB",295,265.5]
["Hanwha Q CELLS (Qidong)","HSL72P6-PA-0-295TW",295,262.39999999999998]
["Hanwha Q CELLS (Qidong)","HSL72P6-PA-2-295Q",295,262.8]
["Hanwha Q CELLS (Qidong)","HSL72P6-PA-2-295QB",295,262.8]
["Hanwha Q CELLS (Qidong)","HSL72P6-PA-2-295QW",295,262.8]
["Hanwha Q CELLS (Qidong)","HSL72P6-PA-3-295Q",295,262.8]
["Hanwha Q CELLS (Qidong)","HSL72P6-PA-3-295QB",295,262.8]
["Hanwha Q CELLS (Qidong)","HSL72P6-PA-3-295QW",295,262.8]
["Hanwha Q CELLS (Qidong)","HSL72P6-PA-4-295Q",295,262.8]
["Hanwha Q CELLS (Qidong)","HSL72P6-PA-4-295QB",295,262.8]
["Hanwha Q CELLS (Qidong)","HSL72P6-PA-4-295QW",295,262.8]
["Hanwha Q CELLS (Qidong)","HSL72P6-PA-4-295T",295,265.5]
["Hanwha Q CELLS (Qidong)","HSL72P6-PA-4-295TB",295,265.5]
["Hanwha Q CELLS (Qidong)","HSL72P6-PA-4-295TW",295,265.5]
["Hanwha Q CELLS (Qidong)","HSL72P6-PB-0-295T",295,262.5]
["Hanwha Q CELLS (Qidong)","HSL72P6-PB-0-295TB",295,265.7]
["Hanwha Q CELLS (Qidong)","HSL72P6-PB-0-295TW",295,262.5]
["Hanwha Q CELLS (Qidong)","HSL72P6-PB-2-295Q",295,262.89999999999998]
["Hanwha Q CELLS (Qidong)","HSL72P6-PB-2-295QB",295,262.89999999999998]
["Hanwha Q CELLS (Qidong)","HSL72P6-PB-2-295QW",295,262.89999999999998]
["Hanwha Q CELLS (Qidong)","HSL72P6-PB-3-295Q",295,262.89999999999998]
["Hanwha Q CELLS (Qidong)","HSL72P6-PB-3-295QB",295,262.89999999999998]
["Hanwha Q CELLS (Qidong)","HSL72P6-PB-3-295QW",295,262.89999999999998]
["Hanwha Q CELLS (Qidong)","HSL72P6-PB-4-295",295,268.39999999999998]
["Hanwha Q CELLS (Qidong)","HSL72P6-PB-4-295Q",295,262.89999999999998]
["Hanwha Q CELLS (Qidong)","HSL72P6-PB-4-295QB",295,262.89999999999998]
["Hanwha Q CELLS (Qidong)","HSL72P6-PB-4-295QW",295,262.89999999999998]
["Hanwha Q CELLS (Qidong)","HSL72P6-PB-4-295T",295,265.7]
["Hanwha Q CELLS (Qidong)","HSL72P6-PB-4-295TB",295,265.7]
["Hanwha Q CELLS (Qidong)","HSL72P6-PB-4-295TW",295,265.7]
["Hanwha Q CELLS (Qidong)","HSL72P6-PB-4-295W",295,268.39999999999998]
["Hanwha Q CELLS (Qidong)","HSL72P6-PC-3-295",295,268.60000000000002]
["Hanwha Q CELLS (Qidong)","HSL72P6-PC-3-295Q",295,265.10000000000002]
["Hanwha Q CELLS (Qidong)","HSL72P6-PC-3-295QW",295,265.10000000000002]
["Hanwha Q CELLS (Qidong)","HSL72P6-PC-3-295W",295,268.60000000000002]
["Hanwha Q CELLS (Qidong)","HSL72M6-HA-0-300T",300,267.10000000000002]
["Hanwha Q CELLS (Qidong)","HSL72M6-HA-0-300TB",300,267.10000000000002]
["Hanwha Q CELLS (Qidong)","HSL72M6-HA-0-300TW",300,267.10000000000002]
["Hanwha Q CELLS (Qidong)","HSL72M6-HA-4-300T",300,267.10000000000002]
["Hanwha Q CELLS (Qidong)","HSL72M6-HA-4-300TB",300,267.10000000000002]
["Hanwha Q CELLS (Qidong)","HSL72M6-HA-4-300TW",300,267.10000000000002]
["Hanwha Q CELLS (Qidong)","HSL72M6-HB-0-300T",300,267.2]
["Hanwha Q CELLS (Qidong)","HSL72M6-HB-0-300TB",300,267.2]
["Hanwha Q CELLS (Qidong)","HSL72M6-HB-0-300TW",300,267.2]
["Hanwha Q CELLS (Qidong)","HSL72M6-HB-4-300T",300,267.2]
["Hanwha Q CELLS (Qidong)","HSL72M6-HB-4-300TB",300,267.2]
["Hanwha Q CELLS (Qidong)","HSL72M6-HB-4-300TW",300,267.2]
["Hanwha Q CELLS (Qidong)","HSL72P6-PA-0-300T",300,268.10000000000002]
["Hanwha Q CELLS (Qidong)","HSL72P6-PA-0-300TW",300,268.10000000000002]
["Hanwha Q CELLS (Qidong)","HSL72P6-PA-2-300Q",300,267.39999999999998]
["Hanwha Q CELLS (Qidong)","HSL72P6-PA-2-300QB",300,267.39999999999998]
["Hanwha Q CELLS (Qidong)","HSL72P6-PA-2-300QW",300,267.39999999999998]
["Hanwha Q CELLS (Qidong)","HSL72P6-PA-3-300Q",300,267.39999999999998]
["Hanwha Q CELLS (Qidong)","HSL72P6-PA-3-300QB",300,267.39999999999998]
["Hanwha Q CELLS (Qidong)","HSL72P6-PA-3-300QW",300,267.39999999999998]
["Hanwha Q CELLS (Qidong)","HSL72P6-PA-4-300Q",300,267.39999999999998]
["Hanwha Q CELLS (Qidong)","HSL72P6-PA-4-300QB",300,267.39999999999998]
["Hanwha Q CELLS (Qidong)","HSL72P6-PA-4-300QW",300,267.39999999999998]
["Hanwha Q CELLS (Qidong)","HSL72P6-PA-4-300T",300,268.10000000000002]
["Hanwha Q CELLS (Qidong)","HSL72P6-PA-4-300TW",300,268.10000000000002]
["Hanwha Q CELLS (Qidong)","HSL72P6-PB-0-300T",300,268.2]
["Hanwha Q CELLS (Qidong)","HSL72P6-PB-0-300TW",300,268.2]
["Hanwha Q CELLS (Qidong)","HSL72P6-PB-2-300Q",300,267.5]
["Hanwha Q CELLS (Qidong)","HSL72P6-PB-2-300QB",300,267.5]
["Hanwha Q CELLS (Qidong)","HSL72P6-PB-2-300QW",300,267.5]
["Hanwha Q CELLS (Qidong)","HSL72P6-PB-3-300Q",300,267.5]
["Hanwha Q CELLS (Qidong)","HSL72P6-PB-3-300QB",300,267.5]
["Hanwha Q CELLS (Qidong)","HSL72P6-PB-3-300QW",300,267.5]
["Hanwha Q CELLS (Qidong)","HSL72P6-PB-4-300",300,273]
["Hanwha Q CELLS (Qidong)","HSL72P6-PB-4-300Q",300,267.5]
["Hanwha Q CELLS (Qidong)","HSL72P6-PB-4-300QB",300,267.5]
["Hanwha Q CELLS (Qidong)","HSL72P6-PB-4-300QW",300,267.5]
["Hanwha Q CELLS (Qidong)","HSL72P6-PB-4-300T",300,268.2]
["Hanwha Q CELLS (Qidong)","HSL72P6-PB-4-300TW",300,268.2]
["Hanwha Q CELLS (Qidong)","HSL72P6-PB-4-300W",300,273]
["Hanwha Q CELLS (Qidong)","HSL72P6-PC-3-300",300,271.2]
["Hanwha Q CELLS (Qidong)","HSL72P6-PC-3-300Q",300,269.7]
["Hanwha Q CELLS (Qidong)","HSL72P6-PC-3-300QW",300,269.7]
["Hanwha Q CELLS (Qidong)","HSL72P6-PC-3-300W",300,273.2]
["Hanwha Q CELLS (Qidong)","HSL72M6-HA-0-305T",305,271.7]
["Hanwha Q CELLS (Qidong)","HSL72M6-HA-0-305TB",305,271.7]
["Hanwha Q CELLS (Qidong)","HSL72M6-HA-0-305TW",305,271.7]
["Hanwha Q CELLS (Qidong)","HSL72M6-HA-4-305T",305,271.7]
["Hanwha Q CELLS (Qidong)","HSL72M6-HA-4-305TB",305,271.7]
["Hanwha Q CELLS (Qidong)","HSL72M6-HA-4-305TW",305,271.7]
["Hanwha Q CELLS (Qidong)","HSL72M6-HB-0-305T",305,271.8]
["Hanwha Q CELLS (Qidong)","HSL72M6-HB-0-305TB",305,271.8]
["Hanwha Q CELLS (Qidong)","HSL72M6-HB-0-305TW",305,271.8]
["Hanwha Q CELLS (Qidong)","HSL72M6-HB-4-305T",305,271.8]
["Hanwha Q CELLS (Qidong)","HSL72M6-HB-4-305TB",305,271.8]
["Hanwha Q CELLS (Qidong)","HSL72M6-HB-4-305TW",305,271.8]
["Hanwha Q CELLS (Qidong)","HSL72P6-PA-0-305T",305,273.5]
["Hanwha Q CELLS (Qidong)","HSL72P6-PA-0-305TB",305,273.5]
["Hanwha Q CELLS (Qidong)","HSL72P6-PA-0-305TW",305,273.5]
["Hanwha Q CELLS (Qidong)","HSL72P6-PA-2-305Q",305,274]
["Hanwha Q CELLS (Qidong)","HSL72P6-PA-2-305QB",305,274]
["Hanwha Q CELLS (Qidong)","HSL72P6-PA-2-305QW",305,274]
["Hanwha Q CELLS (Qidong)","HSL72P6-PA-3-305Q",305,274]
["Hanwha Q CELLS (Qidong)","HSL72P6-PA-3-305QB",305,274]
["Hanwha Q CELLS (Qidong)","HSL72P6-PA-3-305QW",305,274]
["Hanwha Q CELLS (Qidong)","HSL72P6-PA-4-305Q",305,274]
["Hanwha Q CELLS (Qidong)","HSL72P6-PA-4-305QB",305,274]
["Hanwha Q CELLS (Qidong)","HSL72P6-PA-4-305QW",305,274]
["Hanwha Q CELLS (Qidong)","HSL72P6-PA-4-305T",305,273.5]
["Hanwha Q CELLS (Qidong)","HSL72P6-PA-4-305TB",305,273.5]
["Hanwha Q CELLS (Qidong)","HSL72P6-PA-4-305TW",305,273.5]
["Hanwha Q CELLS (Qidong)","HSL72P6-PB-0-305T",305,273.7]
["Hanwha Q CELLS (Qidong)","HSL72P6-PB-0-305TB",305,273.7]
["Hanwha Q CELLS (Qidong)","HSL72P6-PB-0-305TW",305,273.7]
["Hanwha Q CELLS (Qidong)","HSL72P6-PB-2-305Q",305,274.2]
["Hanwha Q CELLS (Qidong)","HSL72P6-PB-2-305QB",305,274.2]
["Hanwha Q CELLS (Qidong)","HSL72P6-PB-2-305QW",305,274.2]
["Hanwha Q CELLS (Qidong)","HSL72P6-PB-3-305Q",305,274.2]
["Hanwha Q CELLS (Qidong)","HSL72P6-PB-3-305QB",305,274.2]
["Hanwha Q CELLS (Qidong)","HSL72P6-PB-3-305QW",305,274.2]
["Hanwha Q CELLS (Qidong)","HSL72P6-PB-4-305",305,277.7]
["Hanwha Q CELLS (Qidong)","HSL72P6-PB-4-305Q",305,274.2]
["Hanwha Q CELLS (Qidong)","HSL72P6-PB-4-305QB",305,274.2]
["Hanwha Q CELLS (Qidong)","HSL72P6-PB-4-305QW",305,274.2]
["Hanwha Q CELLS (Qidong)","HSL72P6-PB-4-305T",305,273.7]
["Hanwha Q CELLS (Qidong)","HSL72P6-PB-4-305TB",305,273.7]
["Hanwha Q CELLS (Qidong)","HSL72P6-PB-4-305TW",305,273.7]
["Hanwha Q CELLS (Qidong)","HSL72P6-PB-4-305W",305,277.7]
["Hanwha Q CELLS (Qidong)","HSL72P6-PC-3-305",305,275.89999999999998]
["Hanwha Q CELLS (Qidong)","HSL72P6-PC-3-305Q",305,274.3]
["Hanwha Q CELLS (Qidong)","HSL72P6-PC-3-305QW",305,274.3]
["Hanwha Q CELLS (Qidong)","HSL72P6-PC-3-305W",305,277.89999999999998]
["Hanwha Q CELLS (Qidong)","HSL72M6-HA-0-310T",310,276.3]
["Hanwha Q CELLS (Qidong)","HSL72M6-HA-0-310TB",310,276.3]
["Hanwha Q CELLS (Qidong)","HSL72M6-HA-0-310TW",310,276.3]
["Hanwha Q CELLS (Qidong)","HSL72M6-HA-4-310T",310,276.3]
["Hanwha Q CELLS (Qidong)","HSL72M6-HA-4-310TB",310,276.3]
["Hanwha Q CELLS (Qidong)","HSL72M6-HA-4-310TW",310,276.3]
["Hanwha Q CELLS (Qidong)","HSL72M6-HB-0-310T",310,276.39999999999998]
["Hanwha Q CELLS (Qidong)","HSL72M6-HB-0-310TB",310,276.39999999999998]
["Hanwha Q CELLS (Qidong)","HSL72M6-HB-0-310TW",310,276.39999999999998]
["Hanwha Q CELLS (Qidong)","HSL72M6-HB-4-310T",310,276.39999999999998]
["Hanwha Q CELLS (Qidong)","HSL72M6-HB-4-310TB",310,276.39999999999998]
["Hanwha Q CELLS (Qidong)","HSL72M6-HB-4-310TW",310,276.39999999999998]
["Hanwha Q CELLS (Qidong)","HSL72P6-PB-0-310T",310,277.89999999999998]
["Hanwha Q CELLS (Qidong)","HSL72P6-PB-0-310TW",310,277.89999999999998]
["Hanwha Q CELLS (Qidong)","HSL72P6-PB-4-310",310,282.39999999999998]
["Hanwha Q CELLS (Qidong)","HSL72P6-PB-4-310T",310,277.89999999999998]
["Hanwha Q CELLS (Qidong)","HSL72P6-PB-4-310TW",310,277.89999999999998]
["Hanwha Q CELLS (Qidong)","HSL72P6-PB-4-310W",310,282.39999999999998]
["Hanwha Q CELLS (Qidong)","HSL72P6-PC-3-310",310,280.5]
["Hanwha Q CELLS (Qidong)","HSL72P6-PC-3-310Q",310,278.89999999999998]
["Hanwha Q CELLS (Qidong)","HSL72P6-PC-3-310QW",310,278.89999999999998]
["Hanwha Q CELLS (Qidong)","HSL72P6-PC-3-310W",310,282.60000000000002]
["Hanwha Q CELLS (Qidong)","HSL72P6-PB-0-315T",315,282.60000000000002]
["Hanwha Q CELLS (Qidong)","HSL72P6-PB-0-315TW",315,282.60000000000002]
["Hanwha Q CELLS (Qidong)","HSL72P6-PB-4-315T",315,282.60000000000002]
["Hanwha Q CELLS (Qidong)","HSL72P6-PB-4-315TW",315,282.60000000000002]
["Hanwha Q CELLS (Qidong)","HSL72P6-PC-3-315",315,285.2]
["Hanwha Q CELLS (Qidong)","HSL72P6-PC-3-315Q",315,283.60000000000002]
["Hanwha Q CELLS (Qidong)","HSL72P6-PC-3-315QW",315,283.60000000000002]
["Hanwha Q CELLS (Qidong)","HSL72P6-PC-3-320",320,289.8]
["Hanwha Q CELLS (Qidong)","HSL72P6-PC-3-325",325,294.5]
["Hanwha Q CELLS (Qidong)","HSL72P6-PC-3-330",330,299.2]
["Hanwha Q CELLS (Qidong) Co., Ltd.","Q.PRIME L-G5.1.G 330",330,300.89999999999998]
["Hanwha Q CELLS (Qidong) Co., Ltd.","Q.PRIME L-G5.2.G 330",330,301]
["Hanwha Q CELLS (Qidong) Co., Ltd.","Q.PRIME L-G5.1.G 335",335,305.60000000000002]
["Hanwha Q CELLS (Qidong) Co., Ltd.","Q.PRIME L-G5.2.G 335",335,305.7]
["Hanwha Q CELLS (Qidong) Co., Ltd.","Q.PRIME L-G5.1.G 340",340,310.3]
["Hanwha Q CELLS (Qidong) Co., Ltd.","Q.PRIME L-G5.2.G 340",340,310.39999999999998]
["Hanwha Q CELLS (Qidong) Co., Ltd.","Q.PRIME L-G5.1.G 345",345,315]
["Hanwha Q CELLS (Qidong) Co., Ltd.","Q.PRIME L-G5.2.G 345",345,315.10000000000002]
["Hanwha Solar Canada","HSC60PA-D-S-240",240,215.8]
["Hanwha Solar Canada","HSC60PA-x-S-245",245,220.4]
["Hanwha Solar Canada","HSC60PA-x-S-250",250,225]
["Hanwha Solar Canada","HSC60PA-x-S-255",255,229.6]
["Hanwha Solar Canada","HSC60MA-G-S-260",260,236.2]
["Hanwha Solar Canada","HSC60MA-S-S-260",260,236.2]
["Hanwha Solar Canada","HSC60PA-x-S-260",260,234.3]
["Hanwha Solar Canada","HSC60MA-G-S-265",265,240.8]
["Hanwha Solar Canada","HSC60MA-S-S-265",265,240.8]
["Hanwha Solar Canada","HSC60PA-x-S-265",265,238.9]
["Hanwha Solar Canada","HSC60MA-G-S-270",270,244.5]
["Hanwha Solar Canada","HSC60MA-S-S-270",270,244.5]
["Hanwha Solar Canada","HSC60MA-G-S-275",275,249.2]
["Hanwha Solar Canada","HSC60MA-S-S-275",275,249.2]
["Hanwha Solar Canada","HSC60MA-G-S-280",280,253.8]
["Hanwha Solar Canada","HSC60MA-S-S-280",280,253.8]
["Hanwha Solar Canada","HSC60MA-G-S-285",285,258.5]
["Hanwha Solar Canada","HSC60MA-S-S-285",285,258.5]
["Hanwha Solar Canada","HSC72PA-x-S-290",290,262]
["Hanwha Solar Canada","HSC72PA-x-S-295",295,266.60000000000002]
["Hanwha Solar Canada","HSC72PA-x-S-300",300,271.2]
["Hanwha Solar Canada","HSC72PA-x-S-305",305,275.89999999999998]
["Hanwha Solar Canada","HSC72PA-x-S-310",310,280.5]
["Hanwha Solar Canada","HSC72MA-G-S-315",315,286.39999999999998]
["Hanwha Solar Canada","HSC72MA-S-S-315",315,286.39999999999998]
["Hanwha Solar Canada","HSC72PA-x-S-315",315,285.2]
["Hanwha Solar Canada","HSC72MA-G-S-320",320,291]
["Hanwha Solar Canada","HSC72MA-S-S-320",320,291]
["Hanwha Solar Canada","HSC72PA-x-S-320",320,289.8]
["Hanwha Solar Canada","HSC72MA-G-S-325",325,295.7]
["Hanwha Solar Canada","HSC72MA-S-S-325",325,295.7]
["Hanwha Solar Canada","HSC72MA-G-S-330",330,300.39999999999998]
["Hanwha Solar Canada","HSC72MA-S-S-330",330,300.39999999999998]
["Hanwha Solar Canada","HSC72MA-G-S-335",335,305.10000000000002]
["Hanwha Solar Canada","HSC72MA-S-S-335",335,305.10000000000002]
["Hanwha SolarOne (Qidong)","SF160-24-M150",150,133.6]
["Hanwha SolarOne (Qidong)","SF160-24-M155",155,138.1]
["Hanwha SolarOne (Qidong)","SF160-24-M160",160,142.69999999999999]
["Hanwha SolarOne (Qidong)","SF160-24-M160B",160,144.1]
["Hanwha SolarOne (Qidong)","SF160-24-M165",165,147.19999999999999]
["Hanwha SolarOne (Qidong)","SF160-24-M165B",165,148.69999999999999]
["Hanwha SolarOne (Qidong)","SF160-24-P165",165,145.5]
["Hanwha SolarOne (Qidong)","SF160-24-M170",170,151.80000000000001]
["Hanwha SolarOne (Qidong)","SF160-24-M170B",170,153.30000000000001]
["Hanwha SolarOne (Qidong)","SF160-24-P170",170,150]
["Hanwha SolarOne (Qidong)","SF190-27-P170",170,150.4]
["Hanwha SolarOne (Qidong)","SF160-24-M175",175,156.4]
["Hanwha SolarOne (Qidong)","SF160-24-M175B",175,158]
["Hanwha SolarOne (Qidong)","SF160-24-M175L",175,156.4]
["Hanwha SolarOne (Qidong)","SF160-24-M175L-B",175,158]
["Hanwha SolarOne (Qidong)","SF160-24-P175",175,154.5]
["Hanwha SolarOne (Qidong)","SF190-27-P175",175,155]
["Hanwha SolarOne (Qidong)","SF160-24-M180",180,161]
["Hanwha SolarOne (Qidong)","SF160-24-M180B",180,162.6]
["Hanwha SolarOne (Qidong)","SF160-24-M180L",180,161]
["Hanwha SolarOne (Qidong)","SF160-24-M180L-B",180,162.6]
["Hanwha SolarOne (Qidong)","SF190-27-M180",180,159.4]
["Hanwha SolarOne (Qidong)","SF190-27-M180B",180,159.4]
["Hanwha SolarOne (Qidong)","SF190-27-P180",180,159.5]
["Hanwha SolarOne (Qidong)","SF160-24-M185",185,165.6]
["Hanwha SolarOne (Qidong)","SF160-24-M185B",185,167.2]
["Hanwha SolarOne (Qidong)","SF160-24-M185L",185,165.6]
["Hanwha SolarOne (Qidong)","SF160-24-M185L-B",185,167.2]
["Hanwha SolarOne (Qidong)","SF190-27-M185",185,164]
["Hanwha SolarOne (Qidong)","SF190-27-M185B",185,164]
["Hanwha SolarOne (Qidong)","SF190-27-P185",185,164]
["Hanwha SolarOne (Qidong)","SF160-24-M190",190,170.2]
["Hanwha SolarOne (Qidong)","SF160-24-M190B",190,171.8]
["Hanwha SolarOne (Qidong)","SF160-24-M190L",190,170.2]
["Hanwha SolarOne (Qidong)","SF160-24-M190L-B",190,171.8]
["Hanwha SolarOne (Qidong)","SF190-27-M190",190,168.5]
["Hanwha SolarOne (Qidong)","SF190-27-M190B",190,168.5]
["Hanwha SolarOne (Qidong)","SF190-27-P190",190,168.6]
["Hanwha SolarOne (Qidong)","SF190-27-M195",195,173.1]
["Hanwha SolarOne (Qidong)","SF190-27-M195B",195,173.1]
["Hanwha SolarOne (Qidong)","SF190-27-P195",195,173.1]
["Hanwha SolarOne (Qidong)","SF190-27-M200",200,177.6]
["Hanwha SolarOne (Qidong)","SF190-27-M200B",200,177.6]
["Hanwha SolarOne (Qidong)","SF190-27-P200",200,177.7]
["Hanwha SolarOne (Qidong)","SF220-30-M200",200,179.9]
["Hanwha SolarOne (Qidong)","SF220-30-M200B",200,178.9]
["Hanwha SolarOne (Qidong)","SF220-30-P200",200,180]
["Hanwha SolarOne (Qidong)","SF220-30-P200B",200,178.9]
["Hanwha SolarOne (Qidong)","SF190-27-M205",205,182.2]
["Hanwha SolarOne (Qidong)","SF190-27-M205B",205,182.2]
["Hanwha SolarOne (Qidong)","SF190-27-P205",205,182.3]
["Hanwha SolarOne (Qidong)","SF220-30-M205",205,184.5]
["Hanwha SolarOne (Qidong)","SF220-30-M205B",205,183.5]
["Hanwha SolarOne (Qidong)","SF220-30-P205",205,184.6]
["Hanwha SolarOne (Qidong)","SF220-30-P205B",205,183.4]
["Hanwha SolarOne (Qidong)","SF190-27-M210",210,186.7]
["Hanwha SolarOne (Qidong)","SF190-27-M210B",210,186.7]
["Hanwha SolarOne (Qidong)","SF190-27-P210",210,186.8]
["Hanwha SolarOne (Qidong)","SF220-30-M210",210,189.1]
["Hanwha SolarOne (Qidong)","SF220-30-M210B",210,188.1]
["Hanwha SolarOne (Qidong)","SF220-30-P210",210,189.2]
["Hanwha SolarOne (Qidong)","SF220-30-P210B",210,188]
["Hanwha SolarOne (Qidong)","SF220-30-M215",215,193.7]
["Hanwha SolarOne (Qidong)","SF220-30-M215B",215,192.6]
["Hanwha SolarOne (Qidong)","SF220-30-P215",215,193.8]
["Hanwha SolarOne (Qidong)","SF220-30-P215B",215,192.6]
["Hanwha SolarOne (Qidong)","SF220-30-M220",220,198.3]
["Hanwha SolarOne (Qidong)","SF220-30-M220B",220,197.2]
["Hanwha SolarOne (Qidong)","SF220-30-P220",220,198.4]
["Hanwha SolarOne (Qidong)","SF220-30-P220B",220,197.2]
["Hanwha SolarOne (Qidong)","SF220-30-M225",225,202.9]
["Hanwha SolarOne (Qidong)","SF220-30-M225B",225,201.8]
["Hanwha SolarOne (Qidong)","SF220-30-P225",225,203]
["Hanwha SolarOne (Qidong)","SF220-30-P225B",225,201.8]
["Hanwha SolarOne (Qidong)","HSL60P6-PA-3-230Q",230,204.4]
["Hanwha SolarOne (Qidong)","HSL60P6-PA-3-230QB",230,204.4]
["Hanwha SolarOne (Qidong)","HSL60P6-PA-3-230QW",230,204.4]
["Hanwha SolarOne (Qidong)","HSL60P6-PB-3-230Q",230,204.6]
["Hanwha SolarOne (Qidong)","HSL60P6-PB-3-230QB",230,204.6]
["Hanwha SolarOne (Qidong)","HSL60P6-PB-3-230QW",230,204.6]
["Hanwha SolarOne (Qidong)","SF220-30-M230",230,207.5]
["Hanwha SolarOne (Qidong)","SF220-30-M230B",230,206.4]
["Hanwha SolarOne (Qidong)","SF220-30-M230L",230,207.5]
["Hanwha SolarOne (Qidong)","SF220-30-P230",230,207.6]
["Hanwha SolarOne (Qidong)","SF220-30-P230B",230,206.4]
["Hanwha SolarOne (Qidong)","SF220-30-P230L",230,207.6]
["Hanwha SolarOne (Qidong)","SF220-30-P230L-B",230,206.4]
["Hanwha SolarOne (Qidong)","HSL60P6-PA-0-235T",235,208.7]
["Hanwha SolarOne (Qidong)","HSL60P6-PA-0-235TB",235,211.2]
["Hanwha SolarOne (Qidong)","HSL60P6-PA-0-235TW",235,208.7]
["Hanwha SolarOne (Qidong)","HSL60P6-PA-2-235Q",235,209]
["Hanwha SolarOne (Qidong)","HSL60P6-PA-2-235QB",235,209]
["Hanwha SolarOne (Qidong)","HSL60P6-PA-2-235QW",235,209]
["Hanwha SolarOne (Qidong)","HSL60P6-PA-3-235Q",235,209]
["Hanwha SolarOne (Qidong)","HSL60P6-PA-3-235QB",235,209]
["Hanwha SolarOne (Qidong)","HSL60P6-PA-3-235QW",235,209]
["Hanwha SolarOne (Qidong)","HSL60P6-PA-4-235Q",235,209]
["Hanwha SolarOne (Qidong)","HSL60P6-PA-4-235QB",235,209]
["Hanwha SolarOne (Qidong)","HSL60P6-PA-4-235QW",235,209]
["Hanwha SolarOne (Qidong)","HSL60P6-PA-4-235T",235,211.2]
["Hanwha SolarOne (Qidong)","HSL60P6-PA-4-235TB",235,211.2]
["Hanwha SolarOne (Qidong)","HSL60P6-PA-4-235TW",235,211.2]
["Hanwha SolarOne (Qidong)","HSL60P6-PB-2-235Q",235,209.1]
["Hanwha SolarOne (Qidong)","HSL60P6-PB-2-235QB",235,209.1]
["Hanwha SolarOne (Qidong)","HSL60P6-PB-2-235QW",235,209.1]
["Hanwha SolarOne (Qidong)","HSL60P6-PB-3-235Q",235,209.1]
["Hanwha SolarOne (Qidong)","HSL60P6-PB-3-235QB",235,209.1]
["Hanwha SolarOne (Qidong)","HSL60P6-PB-3-235QW",235,209.1]
["Hanwha SolarOne (Qidong)","HSL60P6-PB-4-235Q",235,209.1]
["Hanwha SolarOne (Qidong)","HSL60P6-PB-4-235QB",235,209.1]
["Hanwha SolarOne (Qidong)","HSL60P6-PB-4-235QW",235,209.1]
["Hanwha SolarOne (Qidong)","SF220-30-M235",235,212.2]
["Hanwha SolarOne (Qidong)","SF220-30-M235B",235,211]
["Hanwha SolarOne (Qidong)","SF220-30-M235L",235,212.2]
["Hanwha SolarOne (Qidong)","SF220-30-P235",235,212.2]
["Hanwha SolarOne (Qidong)","SF220-30-P235B",235,211]
["Hanwha SolarOne (Qidong)","SF220-30-P235L",235,212.2]
["Hanwha SolarOne (Qidong)","SF220-30-P235L-B",235,211]
["Hanwha SolarOne (Qidong)","HSL60M6-HA-0-240T",240,213.3]
["Hanwha SolarOne (Qidong)","HSL60M6-HA-0-240TW",240,213.3]
["Hanwha SolarOne (Qidong)","HSL60M6-HA-4-240T",240,213.3]
["Hanwha SolarOne (Qidong)","HSL60M6-HA-4-240TB",240,213.3]
["Hanwha SolarOne (Qidong)","HSL60M6-HA-4-240TW",240,213.3]
["Hanwha SolarOne (Qidong)","HSL60M6-HB-0-240T",240,213.5]
["Hanwha SolarOne (Qidong)","HSL60M6-HB-0-240TB",240,213.5]
["Hanwha SolarOne (Qidong)","HSL60M6-HB-0-240TW",240,213.5]
["Hanwha SolarOne (Qidong)","HSL60M6-HB-4-240T",240,213.5]
["Hanwha SolarOne (Qidong)","HSL60M6-HB-4-240TB",240,213.5]
["Hanwha SolarOne (Qidong)","HSL60M6-HB-4-240TW",240,213.5]
["Hanwha SolarOne (Qidong)","HSL60P6-PA-0-240T",240,213.3]
["Hanwha SolarOne (Qidong)","HSL60P6-PA-0-240TB",240,215.9]
["Hanwha SolarOne (Qidong)","HSL60P6-PA-0-240TW",240,213.3]
["Hanwha SolarOne (Qidong)","HSL60P6-PA-2-240Q",240,213.6]
["Hanwha SolarOne (Qidong)","HSL60P6-PA-2-240QB",240,213.6]
["Hanwha SolarOne (Qidong)","HSL60P6-PA-2-240QW",240,213.6]
["Hanwha SolarOne (Qidong)","HSL60P6-PA-3-240Q",240,213.6]
["Hanwha SolarOne (Qidong)","HSL60P6-PA-3-240QB",240,213.6]
["Hanwha SolarOne (Qidong)","HSL60P6-PA-3-240QW",240,213.6]
["Hanwha SolarOne (Qidong)","HSL60P6-PA-4-240Q",240,213.6]
["Hanwha SolarOne (Qidong)","HSL60P6-PA-4-240QB",240,213.6]
["Hanwha SolarOne (Qidong)","HSL60P6-PA-4-240QW",240,213.6]
["Hanwha SolarOne (Qidong)","HSL60P6-PA-4-240T",240,215.9]
["Hanwha SolarOne (Qidong)","HSL60P6-PA-4-240TB",240,215.9]
["Hanwha SolarOne (Qidong)","HSL60P6-PA-4-240TW",240,215.9]
["Hanwha SolarOne (Qidong)","HSL60P6-PB-0-240T",240,213.4]
["Hanwha SolarOne (Qidong)","HSL60P6-PB-0-240TB",240,216]
["Hanwha SolarOne (Qidong)","HSL60P6-PB-0-240TW",240,213.4]
["Hanwha SolarOne (Qidong)","HSL60P6-PB-2-240Q",240,213.7]
["Hanwha SolarOne (Qidong)","HSL60P6-PB-2-240QB",240,213.7]
["Hanwha SolarOne (Qidong)","HSL60P6-PB-2-240QW",240,213.7]
["Hanwha SolarOne (Qidong)","HSL60P6-PB-3-240QB",240,213.7]
["Hanwha SolarOne (Qidong)","HSL60P6-PB-4-240Q",240,213.7]
["Hanwha SolarOne (Qidong)","HSL60P6-PB-4-240QW",240,213.7]
["Hanwha SolarOne (Qidong)","HSL60P6-PB-4-240T",240,216]
["Hanwha SolarOne (Qidong)","HSL60P6-PB-4-240TB",240,216]
["Hanwha SolarOne (Qidong)","HSL60P6-PB-4-240TW",240,216]
["Hanwha SolarOne (Qidong)","SF220-30-M240",240,216.8]
["Hanwha SolarOne (Qidong)","SF220-30-M240B",240,215.6]
["Hanwha SolarOne (Qidong)","SF220-30-M240L",240,216.8]
["Hanwha SolarOne (Qidong)","SF220-30-P240",240,216.9]
["Hanwha SolarOne (Qidong)","SF220-30-P240B",240,215.6]
["Hanwha SolarOne (Qidong)","SF220-30-P240L",240,216.9]
["Hanwha SolarOne (Qidong)","SF220-30-P240L-B",240,215.6]
["Hanwha SolarOne (Qidong)","HSL60M6-HA-0-245T",245,217.9]
["Hanwha SolarOne (Qidong)","HSL60M6-HA-0-245TW",245,217.9]
["Hanwha SolarOne (Qidong)","HSL60M6-HA-4-245T",245,217.9]
["Hanwha SolarOne (Qidong)","HSL60M6-HA-4-245TB",245,217.9]
["Hanwha SolarOne (Qidong)","HSL60M6-HA-4-245TW",245,217.9]
["Hanwha SolarOne (Qidong)","HSL60M6-HB-0-245T",245,218.1]
["Hanwha SolarOne (Qidong)","HSL60M6-HB-0-245TB",245,218.1]
["Hanwha SolarOne (Qidong)","HSL60M6-HB-0-245TW",245,218.1]
["Hanwha SolarOne (Qidong)","HSL60M6-HB-4-245T",245,218.1]
["Hanwha SolarOne (Qidong)","HSL60M6-HB-4-245TB",245,218.1]
["Hanwha SolarOne (Qidong)","HSL60M6-HB-4-245TW",245,218.1]
["Hanwha SolarOne (Qidong)","HSL60P6-PA-0-245T",245,217.9]
["Hanwha SolarOne (Qidong)","HSL60P6-PA-0-245TB",245,220.5]
["Hanwha SolarOne (Qidong)","HSL60P6-PA-0-245TW",245,217.9]
["Hanwha SolarOne (Qidong)","HSL60P6-PA-2-245Q",245,218.2]
["Hanwha SolarOne (Qidong)","HSL60P6-PA-2-245QB",245,218.2]
["Hanwha SolarOne (Qidong)","HSL60P6-PA-2-245QW",245,218.2]
["Hanwha SolarOne (Qidong)","HSL60P6-PA-3-245Q",245,218.2]
["Hanwha SolarOne (Qidong)","HSL60P6-PA-3-245QB",245,218.2]
["Hanwha SolarOne (Qidong)","HSL60P6-PA-3-245QW",245,218.2]
["Hanwha SolarOne (Qidong)","HSL60P6-PA-4-245Q",245,218.2]
["Hanwha SolarOne (Qidong)","HSL60P6-PA-4-245QB",245,218.2]
["Hanwha SolarOne (Qidong)","HSL60P6-PA-4-245QW",245,218.2]
["Hanwha SolarOne (Qidong)","HSL60P6-PA-4-245T",245,220.5]
["Hanwha SolarOne (Qidong)","HSL60P6-PA-4-245TB",245,220.5]
["Hanwha SolarOne (Qidong)","HSL60P6-PA-4-245TW",245,220.5]
["Hanwha SolarOne (Qidong)","HSL60P6-PB-0-245T",245,218]
["Hanwha SolarOne (Qidong)","HSL60P6-PB-0-245TB",245,220.6]
["Hanwha SolarOne (Qidong)","HSL60P6-PB-0-245TW",245,218]
["Hanwha SolarOne (Qidong)","HSL60P6-PB-2-245Q",245,218.3]
["Hanwha SolarOne (Qidong)","HSL60P6-PB-2-245QB",245,218.3]
["Hanwha SolarOne (Qidong)","HSL60P6-PB-2-245QW",245,218.3]
["Hanwha SolarOne (Qidong)","HSL60P6-PB-3-245Q",245,218.3]
["Hanwha SolarOne (Qidong)","HSL60P6-PB-3-245QB",245,218.3]
["Hanwha SolarOne (Qidong)","HSL60P6-PB-3-245QW",245,218.3]
["Hanwha SolarOne (Qidong)","HSL60P6-PB-4-245",245,222.9]
["Hanwha SolarOne (Qidong)","HSL60P6-PB-4-245Q",245,218.3]
["Hanwha SolarOne (Qidong)","HSL60P6-PB-4-245QB",245,218.3]
["Hanwha SolarOne (Qidong)","HSL60P6-PB-4-245QW",245,218.3]
["Hanwha SolarOne (Qidong)","HSL60P6-PB-4-245T",245,220.6]
["Hanwha SolarOne (Qidong)","HSL60P6-PB-4-245TB",245,220.6]
["Hanwha SolarOne (Qidong)","HSL60P6-PB-4-245TW",245,220.6]
["Hanwha SolarOne (Qidong)","HSL60P6-PB-4-245W",245,222.9]
["Hanwha SolarOne (Qidong)","SF220-30-M245",245,221.4]
["Hanwha SolarOne (Qidong)","SF220-30-M245B",245,220.3]
["Hanwha SolarOne (Qidong)","SF220-30-M245L",245,221.4]
["Hanwha SolarOne (Qidong)","SF220-30-P245",245,221.5]
["Hanwha SolarOne (Qidong)","SF220-30-P245B",245,220.2]
["Hanwha SolarOne (Qidong)","SF220-30-P245L",245,221.5]
["Hanwha SolarOne (Qidong)","SF220-30-P245L-B",245,220.2]
["Hanwha SolarOne (Qidong)","HSL60M6-HA-0-250T",250,222.5]
["Hanwha SolarOne (Qidong)","HSL60M6-HA-0-250TW",250,222.5]
["Hanwha SolarOne (Qidong)","HSL60M6-HA-4-250T",250,222.5]
["Hanwha SolarOne (Qidong)","HSL60M6-HA-4-250TB",250,222.5]
["Hanwha SolarOne (Qidong)","HSL60M6-HA-4-250TW",250,222.5]
["Hanwha SolarOne (Qidong)","HSL60M6-HB-0-250T",250,222.7]
["Hanwha SolarOne (Qidong)","HSL60M6-HB-0-250TB",250,222.7]
["Hanwha SolarOne (Qidong)","HSL60M6-HB-0-250TW",250,222.7]
["Hanwha SolarOne (Qidong)","HSL60M6-HB-4-250T",250,222.7]
["Hanwha SolarOne (Qidong)","HSL60M6-HB-4-250TB",250,222.7]
["Hanwha SolarOne (Qidong)","HSL60M6-HB-4-250TW",250,222.7]
["Hanwha SolarOne (Qidong)","HSL60P6-PA-0-250T",250,222.4]
["Hanwha SolarOne (Qidong)","HSL60P6-PA-0-250TB",250,225.1]
["Hanwha SolarOne (Qidong)","HSL60P6-PA-0-250TW",250,222.4]
["Hanwha SolarOne (Qidong)","HSL60P6-PA-2-250Q",250,222.7]
["Hanwha SolarOne (Qidong)","HSL60P6-PA-2-250QB",250,222.7]
["Hanwha SolarOne (Qidong)","HSL60P6-PA-2-250QW",250,222.7]
["Hanwha SolarOne (Qidong)","HSL60P6-PA-3-250Q",250,222.7]
["Hanwha SolarOne (Qidong)","HSL60P6-PA-3-250QB",250,222.7]
["Hanwha SolarOne (Qidong)","HSL60P6-PA-3-250QW",250,222.7]
["Hanwha SolarOne (Qidong)","HSL60P6-PA-4-250Q",250,222.7]
["Hanwha SolarOne (Qidong)","HSL60P6-PA-4-250QB",250,222.7]
["Hanwha SolarOne (Qidong)","HSL60P6-PA-4-250QW",250,222.7]
["Hanwha SolarOne (Qidong)","HSL60P6-PA-4-250T",250,225.1]
["Hanwha SolarOne (Qidong)","HSL60P6-PA-4-250TB",250,225.1]
["Hanwha SolarOne (Qidong)","HSL60P6-PA-4-250TW",250,225.1]
["Hanwha SolarOne (Qidong)","HSL60P6-PB-0-250T",250,222.6]
["Hanwha SolarOne (Qidong)","HSL60P6-PB-0-250TB",250,225.2]
["Hanwha SolarOne (Qidong)","HSL60P6-PB-0-250TW",250,222.6]
["Hanwha SolarOne (Qidong)","HSL60P6-PB-2-250Q",250,222.9]
["Hanwha SolarOne (Qidong)","HSL60P6-PB-2-250QB",250,222.9]
["Hanwha SolarOne (Qidong)","HSL60P6-PB-2-250QW",250,222.9]
["Hanwha SolarOne (Qidong)","HSL60P6-PB-3-250Q",250,222.9]
["Hanwha SolarOne (Qidong)","HSL60P6-PB-3-250QB",250,222.9]
["Hanwha SolarOne (Qidong)","HSL60P6-PB-3-250QW",250,222.9]
["Hanwha SolarOne (Qidong)","HSL60P6-PB-4-250",250,227.5]
["Hanwha SolarOne (Qidong)","HSL60P6-PB-4-250Q",250,222.9]
["Hanwha SolarOne (Qidong)","HSL60P6-PB-4-250QB",250,222.9]
["Hanwha SolarOne (Qidong)","HSL60P6-PB-4-250QW",250,222.9]
["Hanwha SolarOne (Qidong)","HSL60P6-PB-4-250T",250,225.2]
["Hanwha SolarOne (Qidong)","HSL60P6-PB-4-250TB",250,225.2]
["Hanwha SolarOne (Qidong)","HSL60P6-PB-4-250TW",250,225.2]
["Hanwha SolarOne (Qidong)","HSL60P6-PB-4-250W",250,227.5]
["Hanwha SolarOne (Qidong)","HSL60P6-PC-3-250",250,227.6]
["Hanwha SolarOne (Qidong)","HSL60P6-PC-3-250W",250,227.6]
["Hanwha SolarOne (Qidong)","HSL60M6-HA-0-255T",255,227.1]
["Hanwha SolarOne (Qidong)","HSL60M6-HA-0-255TW",255,227.1]
["Hanwha SolarOne (Qidong)","HSL60M6-HA-4-255T",255,227.1]
["Hanwha SolarOne (Qidong)","HSL60M6-HA-4-255TB",255,227.1]
["Hanwha SolarOne (Qidong)","HSL60M6-HA-4-255TW",255,227.1]
["Hanwha SolarOne (Qidong)","HSL60M6-HB-0-255T",255,227.2]
["Hanwha SolarOne (Qidong)","HSL60M6-HB-0-255TB",255,227.2]
["Hanwha SolarOne (Qidong)","HSL60M6-HB-0-255TW",255,227.2]
["Hanwha SolarOne (Qidong)","HSL60M6-HB-4-255T",255,227.2]
["Hanwha SolarOne (Qidong)","HSL60M6-HB-4-255TB",255,227.2]
["Hanwha SolarOne (Qidong)","HSL60M6-HB-4-255TW",255,227.2]
["Hanwha SolarOne (Qidong)","HSL60P6-PA-0-255T",255,228.6]
["Hanwha SolarOne (Qidong)","HSL60P6-PA-0-255TB",255,228.6]
["Hanwha SolarOne (Qidong)","HSL60P6-PA-0-255TW",255,228.6]
["Hanwha SolarOne (Qidong)","HSL60P6-PA-2-255Q",255,229.1]
["Hanwha SolarOne (Qidong)","HSL60P6-PA-2-255QB",255,229.1]
["Hanwha SolarOne (Qidong)","HSL60P6-PA-2-255QW",255,229.1]
["Hanwha SolarOne (Qidong)","HSL60P6-PA-3-255Q",255,229.1]
["Hanwha SolarOne (Qidong)","HSL60P6-PA-3-255QB",255,229.1]
["Hanwha SolarOne (Qidong)","HSL60P6-PA-3-255QW",255,229.1]
["Hanwha SolarOne (Qidong)","HSL60P6-PA-4-255Q",255,229.1]
["Hanwha SolarOne (Qidong)","HSL60P6-PA-4-255QB",255,229.1]
["Hanwha SolarOne (Qidong)","HSL60P6-PA-4-255QW",255,229.1]
["Hanwha SolarOne (Qidong)","HSL60P6-PA-4-255T",255,228.6]
["Hanwha SolarOne (Qidong)","HSL60P6-PA-4-255TB",255,228.6]
["Hanwha SolarOne (Qidong)","HSL60P6-PA-4-255TW",255,228.6]
["Hanwha SolarOne (Qidong)","HSL60P6-PB-0-255T",255,228.8]
["Hanwha SolarOne (Qidong)","HSL60P6-PB-0-255TB",255,228.8]
["Hanwha SolarOne (Qidong)","HSL60P6-PB-0-255TW",255,228.8]
["Hanwha SolarOne (Qidong)","HSL60P6-PB-2-255Q",255,229.2]
["Hanwha SolarOne (Qidong)","HSL60P6-PB-2-255QB",255,229.2]
["Hanwha SolarOne (Qidong)","HSL60P6-PB-2-255QW",255,229.2]
["Hanwha SolarOne (Qidong)","HSL60P6-PB-3-255Q",255,229.2]
["Hanwha SolarOne (Qidong)","HSL60P6-PB-3-255QB",255,229.2]
["Hanwha SolarOne (Qidong)","HSL60P6-PB-3-255QW",255,229.2]
["Hanwha SolarOne (Qidong)","HSL60P6-PB-4-255",255,232.2]
["Hanwha SolarOne (Qidong)","HSL60P6-PB-4-255Q",255,229.2]
["Hanwha SolarOne (Qidong)","HSL60P6-PB-4-255QB",255,229.2]
["Hanwha SolarOne (Qidong)","HSL60P6-PB-4-255QW",255,229.2]
["Hanwha SolarOne (Qidong)","HSL60P6-PB-4-255T",255,228.8]
["Hanwha SolarOne (Qidong)","HSL60P6-PB-4-255TB",255,228.8]
["Hanwha SolarOne (Qidong)","HSL60P6-PB-4-255TW",255,228.8]
["Hanwha SolarOne (Qidong)","HSL60P6-PB-4-255W",255,232.2]
["Hanwha SolarOne (Qidong)","HSL60P6-PC-3-255",255,232.2]
["Hanwha SolarOne (Qidong)","HSL60P6-PC-3-255W",255,232.2]
["Hanwha SolarOne (Qidong)","SF260-36-P255",255,229]
["Hanwha SolarOne (Qidong)","SF260-36-P255B",255,229]
["Hanwha SolarOne (Qidong)","HSL60M6-HA-0-260T",260,231.7]
["Hanwha SolarOne (Qidong)","HSL60M6-HA-0-260TW",260,231.7]
["Hanwha SolarOne (Qidong)","HSL60M6-HA-4-260T",260,231.7]
["Hanwha SolarOne (Qidong)","HSL60M6-HA-4-260TB",260,231.7]
["Hanwha SolarOne (Qidong)","HSL60M6-HA-4-260TW",260,231.7]
["Hanwha SolarOne (Qidong)","HSL60M6-HB-0-260T",260,231.8]
["Hanwha SolarOne (Qidong)","HSL60M6-HB-0-260TB",260,231.8]
["Hanwha SolarOne (Qidong)","HSL60M6-HB-0-260TW",260,231.8]
["Hanwha SolarOne (Qidong)","HSL60M6-HB-4-260T",260,231.8]
["Hanwha SolarOne (Qidong)","HSL60M6-HB-4-260TB",260,231.8]
["Hanwha SolarOne (Qidong)","HSL60M6-HB-4-260TW",260,231.8]
["Hanwha SolarOne (Qidong)","HSL60P6-PB-0-260T",260,233.1]
["Hanwha SolarOne (Qidong)","HSL60P6-PB-0-260TW",260,233.1]
["Hanwha SolarOne (Qidong)","HSL60P6-PB-4-260",260,236.9]
["Hanwha SolarOne (Qidong)","HSL60P6-PB-4-260T",260,233.1]
["Hanwha SolarOne (Qidong)","HSL60P6-PB-4-260TW",260,233.1]
["Hanwha SolarOne (Qidong)","HSL60P6-PB-4-260W",260,236.9]
["Hanwha SolarOne (Qidong)","HSL60P6-PC-3-260",260,236.9]
["Hanwha SolarOne (Qidong)","HSL60P6-PC-3-260W",260,236.9]
["Hanwha SolarOne (Qidong)","SF260-36-P260",260,233.6]
["Hanwha SolarOne (Qidong)","SF260-36-P260B",260,233.6]
["Hanwha SolarOne (Qidong)","HSL60P6-PB-0-265T",265,237.8]
["Hanwha SolarOne (Qidong)","HSL60P6-PB-0-265TW",265,237.8]
["Hanwha SolarOne (Qidong)","HSL60P6-PB-4-265T",265,237.8]
["Hanwha SolarOne (Qidong)","HSL60P6-PB-4-265TW",265,237.8]
["Hanwha SolarOne (Qidong)","HSL60P6-PC-3-265",265,241.6]
["Hanwha SolarOne (Qidong)","HSL60P6-PC-3-265W",265,241.6]
["Hanwha SolarOne (Qidong)","SF260-36-P265",265,238.2]
["Hanwha SolarOne (Qidong)","SF260-36-P265B",265,238.2]
["Hanwha SolarOne (Qidong)","HSL60P6-PB-0-270T",270,242.4]
["Hanwha SolarOne (Qidong)","HSL60P6-PB-0-270TW",270,242.4]
["Hanwha SolarOne (Qidong)","HSL60P6-PB-4-270T",270,242.4]
["Hanwha SolarOne (Qidong)","HSL60P6-PB-4-270TW",270,242.4]
["Hanwha SolarOne (Qidong)","SF260-36-P270",270,242.8]
["Hanwha SolarOne (Qidong)","SF260-36-P270B",270,242.8]
["Hanwha SolarOne (Qidong)","SF260-36-P270L",270,242.8]
["Hanwha SolarOne (Qidong)","SF260-36-P270L-B",270,242.8]
["Hanwha SolarOne (Qidong)","HSL72P6-PA-0-275T",275,244.1]
["Hanwha SolarOne (Qidong)","HSL72P6-PA-0-275TB",275,247.1]
["Hanwha SolarOne (Qidong)","HSL72P6-PA-0-275TW",275,244.1]
["Hanwha SolarOne (Qidong)","HSL72P6-PA-4-275T",275,247.1]
["Hanwha SolarOne (Qidong)","HSL72P6-PA-4-275TB",275,247.1]
["Hanwha SolarOne (Qidong)","HSL72P6-PA-4-275TW",275,247.1]
["Hanwha SolarOne (Qidong)","SF260-36-P275",275,247]
["Hanwha SolarOne (Qidong)","SF260-36-P275B",275,247]
["Hanwha SolarOne (Qidong)","SF260-36-P275L",275,247]
["Hanwha SolarOne (Qidong)","SF260-36-P275L-B",275,247]
["Hanwha SolarOne (Qidong)","HSL72P6-PA-0-280T",280,248.7]
["Hanwha SolarOne (Qidong)","HSL72P6-PA-0-280TB",280,251.7]
["Hanwha SolarOne (Qidong)","HSL72P6-PA-0-280TW",280,248.7]
["Hanwha SolarOne (Qidong)","HSL72P6-PA-2-280Q",280,249]
["Hanwha SolarOne (Qidong)","HSL72P6-PA-2-280QB",280,249]
["Hanwha SolarOne (Qidong)","HSL72P6-PA-2-280QW",280,249]
["Hanwha SolarOne (Qidong)","HSL72P6-PA-3-280Q",280,249]
["Hanwha SolarOne (Qidong)","HSL72P6-PA-3-280QB",280,249]
["Hanwha SolarOne (Qidong)","HSL72P6-PA-3-280QW",280,249]
["Hanwha SolarOne (Qidong)","HSL72P6-PA-4-280Q",280,249]
["Hanwha SolarOne (Qidong)","HSL72P6-PA-4-280QB",280,249]
["Hanwha SolarOne (Qidong)","HSL72P6-PA-4-280QW",280,249]
["Hanwha SolarOne (Qidong)","HSL72P6-PA-4-280T",280,251.7]
["Hanwha SolarOne (Qidong)","HSL72P6-PA-4-280TB",280,251.7]
["Hanwha SolarOne (Qidong)","HSL72P6-PA-4-280TW",280,251.7]
["Hanwha SolarOne (Qidong)","HSL72P6-PB-2-280Q",280,249.2]
["Hanwha SolarOne (Qidong)","HSL72P6-PB-2-280QB",280,249.2]
["Hanwha SolarOne (Qidong)","HSL72P6-PB-2-280QW",280,249.2]
["Hanwha SolarOne (Qidong)","HSL72P6-PB-3-280Q",280,249.2]
["Hanwha SolarOne (Qidong)","HSL72P6-PB-3-280QB",280,249.2]
["Hanwha SolarOne (Qidong)","HSL72P6-PB-3-280QW",280,249.2]
["Hanwha SolarOne (Qidong)","HSL72P6-PB-4-280Q",280,249.2]
["Hanwha SolarOne (Qidong)","HSL72P6-PB-4-280QB",280,249.2]
["Hanwha SolarOne (Qidong)","HSL72P6-PB-4-280QW",280,249.2]
["Hanwha SolarOne (Qidong)","SF260-36-P280",280,251.6]
["Hanwha SolarOne (Qidong)","SF260-36-P280B",280,251.6]
["Hanwha SolarOne (Qidong)","SF260-36-P280L",280,251.6]
["Hanwha SolarOne (Qidong)","SF260-36-P280L-B",280,251.6]
["Hanwha SolarOne (Qidong)","HSL72M6-HA-0-285T",285,253.3]
["Hanwha SolarOne (Qidong)","HSL72M6-HA-0-285TB",285,253.3]
["Hanwha SolarOne (Qidong)","HSL72M6-HA-0-285TW",285,253.3]
["Hanwha SolarOne (Qidong)","HSL72M6-HA-4-285T",285,253.3]
["Hanwha SolarOne (Qidong)","HSL72M6-HA-4-285TB",285,253.3]
["Hanwha SolarOne (Qidong)","HSL72M6-HA-4-285TW",285,253.3]
["Hanwha SolarOne (Qidong)","HSL72M6-HB-0-285T",285,253.5]
["Hanwha SolarOne (Qidong)","HSL72M6-HB-0-285TB",285,253.5]
["Hanwha SolarOne (Qidong)","HSL72M6-HB-0-285TW",285,253.5]
["Hanwha SolarOne (Qidong)","HSL72M6-HB-4-285T",285,253.5]
["Hanwha SolarOne (Qidong)","HSL72M6-HB-4-285TB",285,253.5]
["Hanwha SolarOne (Qidong)","HSL72M6-HB-4-285TW",285,253.5]
["Hanwha SolarOne (Qidong)","HSL72P6-PA-0-285T",285,253.2]
["Hanwha SolarOne (Qidong)","HSL72P6-PA-0-285TB",285,256.3]
["Hanwha SolarOne (Qidong)","HSL72P6-PA-0-285TW",285,253.2]
["Hanwha SolarOne (Qidong)","HSL72P6-PA-2-285Q",285,253.6]
["Hanwha SolarOne (Qidong)","HSL72P6-PA-2-285QB",285,253.6]
["Hanwha SolarOne (Qidong)","HSL72P6-PA-2-285QW",285,253.6]
["Hanwha SolarOne (Qidong)","HSL72P6-PA-3-285Q",285,253.6]
["Hanwha SolarOne (Qidong)","HSL72P6-PA-3-285QB",285,253.6]
["Hanwha SolarOne (Qidong)","HSL72P6-PA-3-285QW",285,253.6]
["Hanwha SolarOne (Qidong)","HSL72P6-PA-4-285Q",285,253.6]
["Hanwha SolarOne (Qidong)","HSL72P6-PA-4-285QB",285,253.6]
["Hanwha SolarOne (Qidong)","HSL72P6-PA-4-285QW",285,253.6]
["Hanwha SolarOne (Qidong)","HSL72P6-PA-4-285T",285,256.3]
["Hanwha SolarOne (Qidong)","HSL72P6-PA-4-285TB",285,256.3]
["Hanwha SolarOne (Qidong)","HSL72P6-PA-4-285TW",285,256.3]
["Hanwha SolarOne (Qidong)","HSL72P6-PB-0-285T",285,253.4]
["Hanwha SolarOne (Qidong)","HSL72P6-PB-0-285TB",285,256.39999999999998]
["Hanwha SolarOne (Qidong)","HSL72P6-PB-0-285TW",285,253.4]
["Hanwha SolarOne (Qidong)","HSL72P6-PB-2-285Q",285,253.7]
["Hanwha SolarOne (Qidong)","HSL72P6-PB-2-285QB",285,253.7]
["Hanwha SolarOne (Qidong)","HSL72P6-PB-2-285QW",285,253.7]
["Hanwha SolarOne (Qidong)","HSL72P6-PB-3-285Q",285,253.7]
["Hanwha SolarOne (Qidong)","HSL72P6-PB-3-285QB",285,253.7]
["Hanwha SolarOne (Qidong)","HSL72P6-PB-3-285QW",285,253.7]
["Hanwha SolarOne (Qidong)","HSL72P6-PB-4-285Q",285,253.7]
["Hanwha SolarOne (Qidong)","HSL72P6-PB-4-285QB",285,253.7]
["Hanwha SolarOne (Qidong)","HSL72P6-PB-4-285QW",285,253.7]
["Hanwha SolarOne (Qidong)","HSL72P6-PB-4-285T",285,256.39999999999998]
["Hanwha SolarOne (Qidong)","HSL72P6-PB-4-285TB",285,256.39999999999998]
["Hanwha SolarOne (Qidong)","HSL72P6-PB-4-285TW",285,256.39999999999998]
["Hanwha SolarOne (Qidong)","SF260-36-P285",285,256.2]
["Hanwha SolarOne (Qidong)","SF260-36-P285B",285,256.2]
["Hanwha SolarOne (Qidong)","SF260-36-P285L",285,256.2]
["Hanwha SolarOne (Qidong)","SF260-36-P285L-B",285,256.2]
["Hanwha SolarOne (Qidong)","HSL72M6-HA-0-290T",290,257.89999999999998]
["Hanwha SolarOne (Qidong)","HSL72M6-HA-0-290TB",290,257.89999999999998]
["Hanwha SolarOne (Qidong)","HSL72M6-HA-0-290TW",290,257.89999999999998]
["Hanwha SolarOne (Qidong)","HSL72M6-HA-4-290T",290,257.89999999999998]
["Hanwha SolarOne (Qidong)","HSL72M6-HA-4-290TB",290,257.89999999999998]
["Hanwha SolarOne (Qidong)","HSL72M6-HA-4-290TW",290,257.89999999999998]
["Hanwha SolarOne (Qidong)","HSL72M6-HB-0-290T",290,258]
["Hanwha SolarOne (Qidong)","HSL72M6-HB-0-290TB",290,258]
["Hanwha SolarOne (Qidong)","HSL72M6-HB-0-290TW",290,258]
["Hanwha SolarOne (Qidong)","HSL72M6-HB-4-290T",290,258]
["Hanwha SolarOne (Qidong)","HSL72M6-HB-4-290TB",290,258]
["Hanwha SolarOne (Qidong)","HSL72M6-HB-4-290TW",290,258]
["Hanwha SolarOne (Qidong)","HSL72P6-PA-0-290T",290,257.8]
["Hanwha SolarOne (Qidong)","HSL72P6-PA-0-290TB",290,260.89999999999998]
["Hanwha SolarOne (Qidong)","HSL72P6-PA-0-290TW",290,257.8]
["Hanwha SolarOne (Qidong)","HSL72P6-PA-2-290QB",290,258.2]
["Hanwha SolarOne (Qidong)","HSL72P6-PA-3-290Q",290,258.2]
["Hanwha SolarOne (Qidong)","HSL72P6-PA-3-290QW",290,258.2]
["Hanwha SolarOne (Qidong)","HSL72P6-PA-4-290Q",290,258.2]
["Hanwha SolarOne (Qidong)","HSL72P6-PA-4-290QB",290,258.2]
["Hanwha SolarOne (Qidong)","HSL72P6-PA-4-290QW",290,258.2]
["Hanwha SolarOne (Qidong)","HSL72P6-PA-4-290T",290,260.89999999999998]
["Hanwha SolarOne (Qidong)","HSL72P6-PA-4-290TB",290,260.89999999999998]
["Hanwha SolarOne (Qidong)","HSL72P6-PA-4-290TW",290,260.89999999999998]
["Hanwha SolarOne (Qidong)","HSL72P6-PB-0-290T",290,258]
["Hanwha SolarOne (Qidong)","HSL72P6-PB-0-290TB",290,261]
["Hanwha SolarOne (Qidong)","HSL72P6-PB-0-290TW",290,258]
["Hanwha SolarOne (Qidong)","HSL72P6-PB-2-290Q",290,258.3]
["Hanwha SolarOne (Qidong)","HSL72P6-PB-2-290QB",290,258.3]
["Hanwha SolarOne (Qidong)","HSL72P6-PB-2-290QW",290,258.3]
["Hanwha SolarOne (Qidong)","HSL72P6-PB-3-290Q",290,258.3]
["Hanwha SolarOne (Qidong)","HSL72P6-PB-3-290QB",290,258.3]
["Hanwha SolarOne (Qidong)","HSL72P6-PB-3-290QW",290,258.3]
["Hanwha SolarOne (Qidong)","HSL72P6-PB-4-290Q",290,258.3]
["Hanwha SolarOne (Qidong)","HSL72P6-PB-4-290QB",290,258.3]
["Hanwha SolarOne (Qidong)","HSL72P6-PB-4-290QW",290,258.3]
["Hanwha SolarOne (Qidong)","HSL72P6-PB-4-290T",290,261]
["Hanwha SolarOne (Qidong)","HSL72P6-PB-4-290TB",290,261]
["Hanwha SolarOne (Qidong)","HSL72P6-PB-4-290TW",290,261]
["Hanwha SolarOne (Qidong)","HSL72P6-PC-3-290",290,263.89999999999998]
["Hanwha SolarOne (Qidong)","HSL72P6-PC-3-290W",290,263.89999999999998]
["Hanwha SolarOne (Qidong)","SF260-36-P290",290,260.8]
["Hanwha SolarOne (Qidong)","SF260-36-P290B",290,260.8]
["Hanwha SolarOne (Qidong)","SF260-36-P290L",290,260.8]
["Hanwha SolarOne (Qidong)","SF260-36-P290L-B",290,260.8]
["Hanwha SolarOne (Qidong)","HSL72M6-HA-0-295T",295,262.5]
["Hanwha SolarOne (Qidong)","HSL72M6-HA-0-295TB",295,262.5]
["Hanwha SolarOne (Qidong)","HSL72M6-HA-0-295TW",295,262.5]
["Hanwha SolarOne (Qidong)","HSL72M6-HA-4-295T",295,262.5]
["Hanwha SolarOne (Qidong)","HSL72M6-HA-4-295TB",295,262.5]
["Hanwha SolarOne (Qidong)","HSL72M6-HA-4-295TW",295,262.5]
["Hanwha SolarOne (Qidong)","HSL72M6-HB-0-295T",295,262.60000000000002]
["Hanwha SolarOne (Qidong)","HSL72M6-HB-0-295TB",295,262.60000000000002]
["Hanwha SolarOne (Qidong)","HSL72M6-HB-0-295TW",295,262.60000000000002]
["Hanwha SolarOne (Qidong)","HSL72M6-HB-4-295T",295,262.60000000000002]
["Hanwha SolarOne (Qidong)","HSL72M6-HB-4-295TB",295,262.60000000000002]
["Hanwha SolarOne (Qidong)","HSL72M6-HB-4-295TW",295,262.60000000000002]
["Hanwha SolarOne (Qidong)","HSL72P6-PA-0-295T",295,262.39999999999998]
["Hanwha SolarOne (Qidong)","HSL72P6-PA-0-295TB",295,265.5]
["Hanwha SolarOne (Qidong)","HSL72P6-PA-0-295TW",295,262.39999999999998]
["Hanwha SolarOne (Qidong)","HSL72P6-PA-2-295Q",295,262.8]
["Hanwha SolarOne (Qidong)","HSL72P6-PA-2-295QB",295,262.8]
["Hanwha SolarOne (Qidong)","HSL72P6-PA-2-295QW",295,262.8]
["Hanwha SolarOne (Qidong)","HSL72P6-PA-3-295Q",295,262.8]
["Hanwha SolarOne (Qidong)","HSL72P6-PA-3-295QB",295,262.8]
["Hanwha SolarOne (Qidong)","HSL72P6-PA-3-295QW",295,262.8]
["Hanwha SolarOne (Qidong)","HSL72P6-PA-4-295Q",295,262.8]
["Hanwha SolarOne (Qidong)","HSL72P6-PA-4-295QB",295,262.8]
["Hanwha SolarOne (Qidong)","HSL72P6-PA-4-295QW",295,262.8]
["Hanwha SolarOne (Qidong)","HSL72P6-PA-4-295T",295,265.5]
["Hanwha SolarOne (Qidong)","HSL72P6-PA-4-295TB",295,265.5]
["Hanwha SolarOne (Qidong)","HSL72P6-PA-4-295TW",295,265.5]
["Hanwha SolarOne (Qidong)","HSL72P6-PB-0-295T",295,262.5]
["Hanwha SolarOne (Qidong)","HSL72P6-PB-0-295TB",295,265.7]
["Hanwha SolarOne (Qidong)","HSL72P6-PB-0-295TW",295,262.5]
["Hanwha SolarOne (Qidong)","HSL72P6-PB-2-295Q",295,262.89999999999998]
["Hanwha SolarOne (Qidong)","HSL72P6-PB-2-295QB",295,262.89999999999998]
["Hanwha SolarOne (Qidong)","HSL72P6-PB-2-295QW",295,262.89999999999998]
["Hanwha SolarOne (Qidong)","HSL72P6-PB-3-295Q",295,262.89999999999998]
["Hanwha SolarOne (Qidong)","HSL72P6-PB-3-295QB",295,262.89999999999998]
["Hanwha SolarOne (Qidong)","HSL72P6-PB-3-295QW",295,262.89999999999998]
["Hanwha SolarOne (Qidong)","HSL72P6-PB-4-295",295,268.39999999999998]
["Hanwha SolarOne (Qidong)","HSL72P6-PB-4-295Q",295,262.89999999999998]
["Hanwha SolarOne (Qidong)","HSL72P6-PB-4-295QB",295,262.89999999999998]
["Hanwha SolarOne (Qidong)","HSL72P6-PB-4-295QW",295,262.89999999999998]
["Hanwha SolarOne (Qidong)","HSL72P6-PB-4-295T",295,265.7]
["Hanwha SolarOne (Qidong)","HSL72P6-PB-4-295TB",295,265.7]
["Hanwha SolarOne (Qidong)","HSL72P6-PB-4-295TW",295,265.7]
["Hanwha SolarOne (Qidong)","HSL72P6-PB-4-295W",295,268.39999999999998]
["Hanwha SolarOne (Qidong)","HSL72P6-PC-3-295",295,268.60000000000002]
["Hanwha SolarOne (Qidong)","HSL72P6-PC-3-295Q",295,265.10000000000002]
["Hanwha SolarOne (Qidong)","HSL72P6-PC-3-295QW",295,265.10000000000002]
["Hanwha SolarOne (Qidong)","HSL72P6-PC-3-295W",295,268.60000000000002]
["Hanwha SolarOne (Qidong)","SF260-36-P295",295,265.39999999999998]
["Hanwha SolarOne (Qidong)","SF260-36-P295B",295,265.39999999999998]
["Hanwha SolarOne (Qidong)","SF260-36-P295L",295,265.39999999999998]
["Hanwha SolarOne (Qidong)","SF260-36-P295L-B",295,265.39999999999998]
["Hanwha SolarOne (Qidong)","HSL72M6-HA-0-300T",300,267.10000000000002]
["Hanwha SolarOne (Qidong)","HSL72M6-HA-0-300TB",300,267.10000000000002]
["Hanwha SolarOne (Qidong)","HSL72M6-HA-0-300TW",300,267.10000000000002]
["Hanwha SolarOne (Qidong)","HSL72M6-HA-4-300T",300,267.10000000000002]
["Hanwha SolarOne (Qidong)","HSL72M6-HA-4-300TB",300,267.10000000000002]
["Hanwha SolarOne (Qidong)","HSL72M6-HA-4-300TW",300,267.10000000000002]
["Hanwha SolarOne (Qidong)","HSL72M6-HB-0-300T",300,267.2]
["Hanwha SolarOne (Qidong)","HSL72M6-HB-0-300TB",300,267.2]
["Hanwha SolarOne (Qidong)","HSL72M6-HB-0-300TW",300,267.2]
["Hanwha SolarOne (Qidong)","HSL72M6-HB-4-300T",300,267.2]
["Hanwha SolarOne (Qidong)","HSL72M6-HB-4-300TB",300,267.2]
["Hanwha SolarOne (Qidong)","HSL72M6-HB-4-300TW",300,267.2]
["Hanwha SolarOne (Qidong)","HSL72P6-PA-0-300T",300,268.10000000000002]
["Hanwha SolarOne (Qidong)","HSL72P6-PA-0-300TW",300,268.10000000000002]
["Hanwha SolarOne (Qidong)","HSL72P6-PA-2-300Q",300,267.39999999999998]
["Hanwha SolarOne (Qidong)","HSL72P6-PA-2-300QB",300,267.39999999999998]
["Hanwha SolarOne (Qidong)","HSL72P6-PA-2-300QW",300,267.39999999999998]
["Hanwha SolarOne (Qidong)","HSL72P6-PA-3-300Q",300,267.39999999999998]
["Hanwha SolarOne (Qidong)","HSL72P6-PA-3-300QB",300,267.39999999999998]
["Hanwha SolarOne (Qidong)","HSL72P6-PA-3-300QW",300,267.39999999999998]
["Hanwha SolarOne (Qidong)","HSL72P6-PA-4-300Q",300,267.39999999999998]
["Hanwha SolarOne (Qidong)","HSL72P6-PA-4-300QB",300,267.39999999999998]
["Hanwha SolarOne (Qidong)","HSL72P6-PA-4-300QW",300,267.39999999999998]
["Hanwha SolarOne (Qidong)","HSL72P6-PA-4-300T",300,268.10000000000002]
["Hanwha SolarOne (Qidong)","HSL72P6-PA-4-300TW",300,268.10000000000002]
["Hanwha SolarOne (Qidong)","HSL72P6-PB-0-300T",300,268.2]
["Hanwha SolarOne (Qidong)","HSL72P6-PB-0-300TW",300,268.2]
["Hanwha SolarOne (Qidong)","HSL72P6-PB-2-300Q",300,267.5]
["Hanwha SolarOne (Qidong)","HSL72P6-PB-2-300QB",300,267.5]
["Hanwha SolarOne (Qidong)","HSL72P6-PB-2-300QW",300,267.5]
["Hanwha SolarOne (Qidong)","HSL72P6-PB-3-300Q",300,267.5]
["Hanwha SolarOne (Qidong)","HSL72P6-PB-3-300QB",300,267.5]
["Hanwha SolarOne (Qidong)","HSL72P6-PB-3-300QW",300,267.5]
["Hanwha SolarOne (Qidong)","HSL72P6-PB-4-300",300,273]
["Hanwha SolarOne (Qidong)","HSL72P6-PB-4-300Q",300,267.5]
["Hanwha SolarOne (Qidong)","HSL72P6-PB-4-300QB",300,267.5]
["Hanwha SolarOne (Qidong)","HSL72P6-PB-4-300QW",300,267.5]
["Hanwha SolarOne (Qidong)","HSL72P6-PB-4-300T",300,268.2]
["Hanwha SolarOne (Qidong)","HSL72P6-PB-4-300TW",300,268.2]
["Hanwha SolarOne (Qidong)","HSL72P6-PB-4-300W",300,273]
["Hanwha SolarOne (Qidong)","HSL72P6-PC-3-300",300,273.2]
["Hanwha SolarOne (Qidong)","HSL72P6-PC-3-300Q",300,269.7]
["Hanwha SolarOne (Qidong)","HSL72P6-PC-3-300QW",300,269.7]
["Hanwha SolarOne (Qidong)","HSL72P6-PC-3-300W",300,273.2]
["Hanwha SolarOne (Qidong)","HSL72M6-HA-0-305T",305,271.7]
["Hanwha SolarOne (Qidong)","HSL72M6-HA-0-305TB",305,271.7]
["Hanwha SolarOne (Qidong)","HSL72M6-HA-0-305TW",305,271.7]
["Hanwha SolarOne (Qidong)","HSL72M6-HA-4-305T",305,271.7]
["Hanwha SolarOne (Qidong)","HSL72M6-HA-4-305TB",305,271.7]
["Hanwha SolarOne (Qidong)","HSL72M6-HA-4-305TW",305,271.7]
["Hanwha SolarOne (Qidong)","HSL72M6-HB-0-305T",305,271.8]
["Hanwha SolarOne (Qidong)","HSL72M6-HB-0-305TB",305,271.8]
["Hanwha SolarOne (Qidong)","HSL72M6-HB-0-305TW",305,271.8]
["Hanwha SolarOne (Qidong)","HSL72M6-HB-4-305T",305,271.8]
["Hanwha SolarOne (Qidong)","HSL72M6-HB-4-305TB",305,271.8]
["Hanwha SolarOne (Qidong)","HSL72M6-HB-4-305TW",305,271.8]
["Hanwha SolarOne (Qidong)","HSL72P6-PA-0-305T",305,273.5]
["Hanwha SolarOne (Qidong)","HSL72P6-PA-0-305TB",305,273.5]
["Hanwha SolarOne (Qidong)","HSL72P6-PA-0-305TW",305,273.5]
["Hanwha SolarOne (Qidong)","HSL72P6-PA-2-305Q",305,274]
["Hanwha SolarOne (Qidong)","HSL72P6-PA-2-305QB",305,274]
["Hanwha SolarOne (Qidong)","HSL72P6-PA-2-305QW",305,274]
["Hanwha SolarOne (Qidong)","HSL72P6-PA-3-305Q",305,274]
["Hanwha SolarOne (Qidong)","HSL72P6-PA-3-305QB",305,274]
["Hanwha SolarOne (Qidong)","HSL72P6-PA-3-305QW",305,274]
["Hanwha SolarOne (Qidong)","HSL72P6-PA-4-305Q",305,274]
["Hanwha SolarOne (Qidong)","HSL72P6-PA-4-305QB",305,274]
["Hanwha SolarOne (Qidong)","HSL72P6-PA-4-305QW",305,274]
["Hanwha SolarOne (Qidong)","HSL72P6-PA-4-305T",305,273.5]
["Hanwha SolarOne (Qidong)","HSL72P6-PA-4-305TB",305,273.5]
["Hanwha SolarOne (Qidong)","HSL72P6-PA-4-305TW",305,273.5]
["Hanwha SolarOne (Qidong)","HSL72P6-PB-0-305T",305,273.7]
["Hanwha SolarOne (Qidong)","HSL72P6-PB-0-305TB",305,273.7]
["Hanwha SolarOne (Qidong)","HSL72P6-PB-0-305TW",305,273.7]
["Hanwha SolarOne (Qidong)","HSL72P6-PB-2-305Q",305,274.2]
["Hanwha SolarOne (Qidong)","HSL72P6-PB-2-305QB",305,274.2]
["Hanwha SolarOne (Qidong)","HSL72P6-PB-2-305QW",305,274.2]
["Hanwha SolarOne (Qidong)","HSL72P6-PB-3-305Q",305,274.2]
["Hanwha SolarOne (Qidong)","HSL72P6-PB-3-305QB",305,274.2]
["Hanwha SolarOne (Qidong)","HSL72P6-PB-3-305QW",305,274.2]
["Hanwha SolarOne (Qidong)","HSL72P6-PB-4-305",305,277.7]
["Hanwha SolarOne (Qidong)","HSL72P6-PB-4-305Q",305,274.2]
["Hanwha SolarOne (Qidong)","HSL72P6-PB-4-305QB",305,274.2]
["Hanwha SolarOne (Qidong)","HSL72P6-PB-4-305QW",305,274.2]
["Hanwha SolarOne (Qidong)","HSL72P6-PB-4-305T",305,273.7]
["Hanwha SolarOne (Qidong)","HSL72P6-PB-4-305TB",305,273.7]
["Hanwha SolarOne (Qidong)","HSL72P6-PB-4-305TW",305,273.7]
["Hanwha SolarOne (Qidong)","HSL72P6-PB-4-305W",305,277.7]
["Hanwha SolarOne (Qidong)","HSL72P6-PC-3-305",305,277.89999999999998]
["Hanwha SolarOne (Qidong)","HSL72P6-PC-3-305Q",305,274.3]
["Hanwha SolarOne (Qidong)","HSL72P6-PC-3-305QW",305,274.3]
["Hanwha SolarOne (Qidong)","HSL72P6-PC-3-305W",305,277.89999999999998]
["Hanwha SolarOne (Qidong)","HSL72M6-HA-0-310T",310,276.3]
["Hanwha SolarOne (Qidong)","HSL72M6-HA-0-310TB",310,276.3]
["Hanwha SolarOne (Qidong)","HSL72M6-HA-0-310TW",310,276.3]
["Hanwha SolarOne (Qidong)","HSL72M6-HA-4-310T",310,276.3]
["Hanwha SolarOne (Qidong)","HSL72M6-HA-4-310TB",310,276.3]
["Hanwha SolarOne (Qidong)","HSL72M6-HA-4-310TW",310,276.3]
["Hanwha SolarOne (Qidong)","HSL72M6-HB-0-310T",310,276.39999999999998]
["Hanwha SolarOne (Qidong)","HSL72M6-HB-0-310TB",310,276.39999999999998]
["Hanwha SolarOne (Qidong)","HSL72M6-HB-0-310TW",310,276.39999999999998]
["Hanwha SolarOne (Qidong)","HSL72M6-HB-4-310T",310,276.39999999999998]
["Hanwha SolarOne (Qidong)","HSL72M6-HB-4-310TB",310,276.39999999999998]
["Hanwha SolarOne (Qidong)","HSL72M6-HB-4-310TW",310,276.39999999999998]
["Hanwha SolarOne (Qidong)","HSL72P6-PB-0-310T",310,277.89999999999998]
["Hanwha SolarOne (Qidong)","HSL72P6-PB-0-310TW",310,277.89999999999998]
["Hanwha SolarOne (Qidong)","HSL72P6-PB-4-310",310,282.39999999999998]
["Hanwha SolarOne (Qidong)","HSL72P6-PB-4-310T",310,277.89999999999998]
["Hanwha SolarOne (Qidong)","HSL72P6-PB-4-310TW",310,277.89999999999998]
["Hanwha SolarOne (Qidong)","HSL72P6-PB-4-310W",310,282.39999999999998]
["Hanwha SolarOne (Qidong)","HSL72P6-PC-3-310",310,282.60000000000002]
["Hanwha SolarOne (Qidong)","HSL72P6-PC-3-310Q",310,278.89999999999998]
["Hanwha SolarOne (Qidong)","HSL72P6-PC-3-310QW",310,278.89999999999998]
["Hanwha SolarOne (Qidong)","HSL72P6-PC-3-310W",310,282.60000000000002]
["Hanwha SolarOne (Qidong)","HSL72P6-PB-0-315T",315,282.60000000000002]
["Hanwha SolarOne (Qidong)","HSL72P6-PB-0-315TW",315,282.60000000000002]
["Hanwha SolarOne (Qidong)","HSL72P6-PB-4-315T",315,282.60000000000002]
["Hanwha SolarOne (Qidong)","HSL72P6-PB-4-315TW",315,282.60000000000002]
["Hanwha SolarOne (Qidong)","HSL72P6-PC-3-315Q",315,283.60000000000002]
["Hanwha SolarOne (Qidong)","HSL72P6-PC-3-315QW",315,283.60000000000002]
["Hanwha SolarOne Hong Kong","HSL60P-PA-0-235K",235,210.9]
["Hanwha SolarOne Hong Kong","HSL60P-PA-0-240K",240,215.5]
["Hanwha SolarOne Hong Kong","HSL60P-PA-0-245K",245,220.1]
["Hanwha SolarOne Hong Kong","HSL60P-PA-0-250K",250,224.7]
["Hanwha SolarOne Hong Kong","HSL72P-PA-0-280K",280,254.6]
["Hanwha SolarOne Hong Kong","HSL72P-PA-0-285K",285,259.2]
["Hanwha SolarOne Hong Kong","HSL72P-PA-0-290K",290,263.89999999999998]
["Hanwha SolarOne Hong Kong","HSL72P-PA-0-295K",295,268.5]
["HC Solar Power","HCP175D-24",175,157.9]
["HC Solar Power","HCP180D-24",180,162.5]
["HC Solar Power","HCP185D-24",185,167.1]
["HC Solar Power","HCP190D-24",190,171.3]
["HC Solar Power","HCP195D-24",195,175.9]
["HC Solar Power","HCP230P-20",230,205.9]
["HC Solar Power","HCP235P-20",235,210.5]
["HC Solar Power","HCP240P-20",240,215.1]
["HC Solar Power","HCP245P-24",245,218.7]
["HC Solar Power","HCP250P-24",250,223.3]
["HC Solar Power","HCP255P-24",255,227.9]
["HC Solar Power","HCP260P-24",260,232.4]
["HC Solar Power","HCP265P-24",265,237]
["HC Solar Power","HCP270P-24",270,241.6]
["HC Solar Power","HCP275P-24",275,246.2]
["HC Solar Power","HCP280P-24",280,250.8]
["Heliene","20M-100GH",100,85.2]
["Heliene","60P215",215,190.2]
["Heliene","60P220",220,194.8]
["Heliene","60P225",225,199.3]
["Heliene","60M230",230,207.1]
["Heliene","60P230",230,203.9]
["Heliene","60M235",235,211.7]
["Heliene","60M240",240,216.3]
["Heliene","60P240",240,214.1]
["Heliene","60P240-HD",240,214.2]
["Heliene","60M245",245,220.9]
["Heliene","60P245",245,218.7]
["Heliene","60P245-HD",245,218.8]
["Heliene","60M250",250,225.6]
["Heliene","60P250",250,223.3]
["Heliene","60P250-HD",250,223.4]
["Heliene","60M255",255,229.6]
["Heliene","60P255",255,227.9]
["Heliene","60P255-HD",255,228]
["Heliene","60M260",260,234.2]
["Heliene","60P260",260,232.6]
["Heliene","72P260",260,229.6]
["Heliene","60M265",265,235.5]
["Heliene","72P265",265,234.1]
["Heliene","60M270",270,244.1]
["Heliene","60M270-HD",270,243.9]
["Heliene","72P270",270,238.7]
["Heliene","60M275",275,248.8]
["Heliene","60M275-HD",275,248.5]
["Heliene","72P275",275,243.2]
["Heliene","60M280",280,253.5]
["Heliene","60M280-HD",280,253.2]
["Heliene","72M280",280,251]
["Heliene","60M285",285,258.10000000000002]
["Heliene","60M285-HD",285,257.89999999999998]
["Heliene","72M285",285,255.6]
["Heliene","72P285",285,253.2]
["Heliene","72P285-HD",285,253]
["Heliene","60M290",290,262.8]
["Heliene","60M290-HD",290,262.5]
["Heliene","72M290",290,260.2]
["Heliene","72P290",290,257.8]
["Heliene","72P290-HD",290,257.5]
["Heliene","60M295",295,266.10000000000002]
["Heliene","72M295",295,264.8]
["Heliene","60M300",300,270.8]
["Heliene","72M300",300,269.39999999999998]
["Heliene","72P300",300,267]
["Heliene","72P300-HD",300,266.7]
["Heliene","60M305",305,273.89999999999998]
["Heliene","72M305",305,269.5]
["Heliene","72P305",305,271.60000000000002]
["Heliene","72P305-HD",305,271.3]
["Heliene","72M310",310,274.10000000000002]
["Heliene","72P310",310,276.2]
["Heliene","72P310-HD",310,275.89999999999998]
["Heliene","72M315",315,279.60000000000002]
["Heliene","72M315-HD",315,279.3]
["Heliene","72P315",315,280.8]
["Heliene","72P315-HD",315,280.5]
["Heliene","72M320",320,284.2]
["Heliene","72M320-HD",320,283.89999999999998]
["Heliene","72P320",320,285.39999999999998]
["Heliene","72P320-HD",320,285.10000000000002]
["Heliene","72M325",325,288.8]
["Heliene","72M325-HD",325,288.5]
["Heliene","72P-325",325,290.3]
["Heliene","72M330",330,293.5]
["Heliene","72M330-HD",330,293.10000000000002]
["Heliene","72M335",335,298.10000000000002]
["Heliene","72M335-HD",335,297.7]
["Heliene","72M340",340,307.8]
["Heliene","72M340-HD",340,302.3]
["Heliene","72M345",345,312.39999999999998]
["Heliene","72M345-HD",345,306.89999999999998]
["Heliene","72M350",350,317.10000000000002]
["Heliene","72M355",355,321.8]
["Heliene","72M360",360,326.5]
["Heliene","72M365",365,331.2]
["Heliene","72M370",370,335.9]
["Heliene","96M390",390,347.9]
["Heliene","96M395",395,352.5]
["Heliene","96M400",400,357.1]
["Heliene","96M405",405,361.7]
["Heliene","96M410",410,366.3]
["Heliene","96M415",415,370.9]
["Heliene","96P415",415,371.6]
["Heliene","96M420",420,375.5]
["Heliene","96P420",420,376.2]
["Heliene","96P425",425,380.8]
["Heliene","96P430",430,385.5]
["Heliene","96P435",435,390.1]
["Heliene","96M440",440,397.1]
["Heliene","96P440",440,394.7]
["Heliene","96M445",445,401.8]
["Heliene","96M450",450,406.4]
["Heliene","96M455",455,411.1]
["Heliene","96M460",460,415.8]
["Heliene","96M465",465,420.4]
["Heliene","96M470",470,425.1]
["Heliene","96M475",475,429.8]
["Helios Energy Europe","HEE210UA62",215,190.2]
["Helios Energy Europe","HEE210UA63",220,194.8]
["Helios Energy Europe","HEE210U",225,199.3]
["Helios Energy Europe","HEE210UA64",225,199.3]
["Helios Energy Europe","HEE210UA65",230,203.9]
["Helios Energy Europe","HEE215MA64",230,207.1]
["Helios Energy Europe","HEE215MA65",235,211.7]
["Helios Energy Europe","60P240",240,214.1]
["Helios Energy Europe","HEE215M",240,216.3]
["Helios Energy Europe","HEE215MA66",240,216.3]
["Helios Energy Europe","60P245",245,218.7]
["Helios Energy Europe","HEE215MA67",245,220.9]
["Helios Energy Europe","60M250",250,225]
["Helios Energy Europe","60P250",250,223.3]
["Helios Energy Europe","HEE215MA68",250,225.6]
["Helios Energy Europe","60M255",255,229.6]
["Helios Energy Europe","60P255",255,227.9]
["Helios Energy Europe","60M260",260,234.2]
["Helios Energy Europe","60P260",260,232.6]
["Helios Energy Europe","HEE275AU72",260,229.6]
["Helios Energy Europe","60M265",265,235.5]
["Helios Energy Europe","HEE275AU73",265,234.1]
["Helios Energy Europe","60M270",270,244.1]
["Helios Energy Europe","HEE275AU74",270,238.7]
["Helios Energy Europe","HEE275U",270,241.8]
["Helios Energy Europe","60M275",275,248.8]
["Helios Energy Europe","HEE275AU75",275,243.2]
["Helios Energy Europe","60M280",280,253.5]
["Helios Energy Europe","HEE300MA74",280,251]
["Helios Energy Europe","60M285",285,258.10000000000002]
["Helios Energy Europe","72P285",285,253.2]
["Helios Energy Europe","HEE300MA75",285,255.6]
["Helios Energy Europe","60M290",290,262.8]
["Helios Energy Europe","72P290",290,257.8]
["Helios Energy Europe","HEE300M",290,260.2]
["Helios Energy Europe","HEE300MA76",290,260.2]
["Helios Energy Europe","HEE300MA77",295,264.8]
["Helios Energy Europe","72P300",300,267]
["Helios Energy Europe","HEE300MA78",300,269.39999999999998]
["Helios Energy Europe","72M305",305,269.5]
["Helios Energy Europe","72P305",305,271.60000000000002]
["Helios Energy Europe","72M310",310,274.10000000000002]
["Helios Energy Europe","72P310",310,276.2]
["Helios Energy Europe","72M315",315,279.60000000000002]
["Helios Energy Europe","72P315",315,280.8]
["Helios Energy Europe","72M320",320,284.2]
["Helios Energy Europe","72P320",320,285.39999999999998]
["Helios Energy Europe","72M325",325,288.8]
["Helios Energy Europe","72M330",330,293.5]
["Helios Energy Europe","72M335",335,298.10000000000002]
["Helios Energy Europe","72M340",340,302.7]
["Helios Energy Europe","72M345",345,307.3]
["Helios Energy Europe","96M390",390,347.9]
["Helios Energy Europe","96M395",395,352.5]
["Helios Energy Europe","96M400",400,357.1]
["Helios Energy Europe","96M405",405,361.7]
["Helios Energy Europe","96M410",410,366.3]
["Helios Energy Europe","96M415",415,370.9]
["Helios Energy Europe","96M420",420,375.5]
["Helios USA","6T p215",215,190.2]
["Helios USA","6T p220",220,194.8]
["Helios USA","6T p225",225,199.3]
["Helios USA","6T 230",230,207.1]
["Helios USA","6T p230",230,203.9]
["Helios USA","6T 235",235,211.7]
["Helios USA","6T 240",240,216.3]
["Helios USA","6T 245",245,220.9]
["Helios USA","6T 250",250,225]
["Helios USA","6T 255",255,229.6]
["Helios USA","6TA",255,229.6]
["Helios USA","6T 260",260,234.2]
["Helios USA","6T 265",265,235.5]
["Helios USA","7T2 280",280,251]
["Helios USA","7T2 285",285,255.6]
["Helios USA","7T2 290",290,260.2]
["Helios USA","7T2 295",295,264.8]
["Helios USA","7T2 300",300,269.39999999999998]
["Helios USA","7T2 305",305,269.5]
["Helios USA","7T2 310",310,274.10000000000002]
["Helios USA","7T2 315",315,278.60000000000002]
["Helios USA","9T6 390",390,347.9]
["Helios USA","9T6 395",395,352.5]
["Helios USA","9T6 400",400,357.1]
["Helios USA","9T6 405",405,361.7]
["Helios USA","9T6 410",410,366.3]
["Helios USA","9T6 415",415,370.9]
["Helios USA","9T6 420",420,375.5]
["HelioVolt","HVC-170X",68,60]
["HelioVolt","HVC-190X",82,71.599999999999994]
["Hengdian Group DMEGC Magnetics","DM175-M125-72",175,154.19999999999999]
["Hengdian Group DMEGC Magnetics","DM180-M125-72",180,158.69999999999999]
["Hengdian Group DMEGC Magnetics","DM185-M125-72",185,163.30000000000001]
["Hengdian Group DMEGC Magnetics","DM190-M125-72",190,167.9]
["Hengdian Group DMEGC Magnetics","DM195-M125-72",195,172.4]
["Hengdian Group DMEGC Magnetics","DM210-P156-60",210,185.4]
["Hengdian Group DMEGC Magnetics","DM215-P156-60",215,190]
["Hengdian Group DMEGC Magnetics","DM220-P156-60",220,194.5]
["Hengdian Group DMEGC Magnetics","DM225-P156-60",225,204.9]
["Hengdian Group DMEGC Magnetics","DM230-M156-60",230,203.1]
["Hengdian Group DMEGC Magnetics","DM230-P156-60",230,209.6]
["Hengdian Group DMEGC Magnetics","DM230-P156-60BF",230,209.6]
["Hengdian Group DMEGC Magnetics","DM235-M156-60",235,207.6]
["Hengdian Group DMEGC Magnetics","DM235-P156-60",235,214.2]
["Hengdian Group DMEGC Magnetics","DM235-P156-60BF",235,214.2]
["Hengdian Group DMEGC Magnetics","DM240-M156-60",240,212.2]
["Hengdian Group DMEGC Magnetics","DM240-P156-60",240,218.9]
["Hengdian Group DMEGC Magnetics","DM240-P156-60BF",240,218.9]
["Hengdian Group DMEGC Magnetics","DM245-M156-60",245,216.8]
["Hengdian Group DMEGC Magnetics","DM245-P156-60",245,223.6]
["Hengdian Group DMEGC Magnetics","DM245-P156-60BF",245,223.6]
["Hengdian Group DMEGC Magnetics","DM250-M156-60",250,221.3]
["Hengdian Group DMEGC Magnetics","DM250-P156-60",250,228.3]
["Hengdian Group DMEGC Magnetics","DM250-P156-60BF",250,228.3]
["Hengdian Group DMEGC Magnetics","DM250-P156-72",250,220.8]
["Hengdian Group DMEGC Magnetics","DM255-P156-60",255,232.9]
["Hengdian Group DMEGC Magnetics","DM255-P156-60BF",255,232.9]
["Hengdian Group DMEGC Magnetics","DM255-P156-72",255,225.3]
["Hengdian Group DMEGC Magnetics","DM260-P156-60",260,237.6]
["Hengdian Group DMEGC Magnetics","DM260-P156-60BF",260,237.6]
["Hengdian Group DMEGC Magnetics","DM260-P156-72",260,229.8]
["Hengdian Group DMEGC Magnetics","DM265-M156-72",265,233.8]
["Hengdian Group DMEGC Magnetics","DM265-P156-72",265,234.4]
["Hengdian Group DMEGC Magnetics","DM270-M156-72",270,238.3]
["Hengdian Group DMEGC Magnetics","DM270-P156-72",270,238.9]
["Hengdian Group DMEGC Magnetics","DM275-M156-72",275,242.9]
["Hengdian Group DMEGC Magnetics","DM275-P156-72",275,249.4]
["Hengdian Group DMEGC Magnetics","DM280-M156-72",280,247.4]
["Hengdian Group DMEGC Magnetics","DM280-P156-72",280,254]
["Hengdian Group DMEGC Magnetics","DM285-M156-72",285,252]
["Hengdian Group DMEGC Magnetics","DM285-P156-72",285,258.60000000000002]
["Hengdian Group DMEGC Magnetics","DM290-M156-72",290,256.5]
["Hengdian Group DMEGC Magnetics","DM290-P156-72",290,263.3]
["Hengdian Group DMEGC Magnetics","DM295-M156-72",295,261.10000000000002]
["Hengdian Group DMEGC Magnetics","DM295-P156-72",295,268]
["Hengdian Group DMEGC Magnetics","DM300-P156-72",300,272.60000000000002]
["Hengdian Group DMEGC Magnetics","DM305-P156-72",305,277.3]
["Hengji PV-Tech Energy","HJM085M-12",85,75.8]
["Hengji PV-Tech Energy","HJM090M-12",90,80.400000000000006]
["Hengji PV-Tech Energy","HJM095M-12",95,85]
["Hengji PV-Tech Energy","HJM170M-24",170,151.69999999999999]
["Hengji PV-Tech Energy","HJM175M-24",175,156.19999999999999]
["Hengji PV-Tech Energy","HJM180M-24",180,160.80000000000001]
["Hengji PV-Tech Energy","HJM180P-16",180,159.9]
["Hengji PV-Tech Energy","HJM185M-24",185,165.4]
["Hengji PV-Tech Energy","HJM190M-24",190,170]
["Hengji PV-Tech Energy","HJM190M-28",190,169.3]
["Hengji PV-Tech Energy","HJM190P-16",190,169]
["Hengji PV-Tech Energy","HJM200M-28",200,178.5]
["Hengji PV-Tech Energy","HJM200P-16",200,178.2]
["Hengji PV-Tech Energy","HJM200P-18",200,177.6]
["Hengji PV-Tech Energy","HJM210M-28",210,187.7]
["Hengji PV-Tech Energy","HJM210P-18",210,186.7]
["Hengji PV-Tech Energy","HJM220M-28",220,196.9]
["Hengji PV-Tech Energy","HJM220P-18",220,195.9]
["Hengji PV-Tech Energy","HJM230M-28",230,206.1]
["Hengji PV-Tech Energy","HJM230P-20",230,204.5]
["Hengji PV-Tech Energy","HJM240P-20",240,213.6]
["Hengji PV-Tech Energy","HJM250P-20",250,222.8]
["Hengji PV-Tech Energy","HJM270P-24",270,239.9]
["Hengji PV-Tech Energy","HJM280P-24",280,249.1]
["Hengji PV-Tech Energy","HJM290P-24",290,258.2]
["HHV Solar Technologies","HSTUBC12095P",95,84.7]
["HHV Solar Technologies","HSTUBC12100P",100,89.3]
["HHV Solar Technologies","HSTUBC12105P",105,93.8]
["HHV Solar Technologies","HSTUBF12130P",130,114]
["HHV Solar Technologies","HSTUAF12135M",135,116.5]
["HHV Solar Technologies","HSTUBF12135P",135,118.6]
["HHV Solar Technologies","HSTUAF12140M",140,121]
["HHV Solar Technologies","HSTUBF12140P",140,123.1]
["HHV Solar Technologies","HSTUAF12145M",145,125.5]
["HHV Solar Technologies","HSTUBF12175P",175,155.5]
["HHV Solar Technologies","HSTUAF12180M",180,154.9]
["HHV Solar Technologies","HSTUBF12180P",180,159.9]
["HHV Solar Technologies","HSTUAF12185M",185,159.30000000000001]
["HHV Solar Technologies","HSTUBF12185P",185,164.6]
["HHV Solar Technologies","HSTUAF12190M",190,163.6]
["HHV Solar Technologies","HSTUBF12190P",190,168.7]
["HHV Solar Technologies","HSTUAF12195M",195,168.3]
["HHV Solar Technologies","HSTUBF12195P",195,173.2]
["HHV Solar Technologies","HSTUBF12200P",200,177.7]
["HHV Solar Technologies","HSTUAF12205M",205,178.2]
["HHV Solar Technologies","HSTUBF12205P",205,182.4]
["HHV Solar Technologies","HSTUAF12210M",210,182.7]
["HHV Solar Technologies","HSTUBF12210P",210,187]
["HHV Solar Technologies","HSTUAF12215M",215,187]
["HHV Solar Technologies","HSTUBF24215P",215,192.1]
["HHV Solar Technologies","HSTUCF24215P",215,192.2]
["HHV Solar Technologies","HSTUAF12220M",220,191.7]
["HHV Solar Technologies","HSTUBF24220P",220,196.7]
["HHV Solar Technologies","HSTUCF24220P",220,196.7]
["HHV Solar Technologies","HSTUAF24225M",225,195.3]
["HHV Solar Technologies","HSTUBF24225P",225,201.3]
["HHV Solar Technologies","HSTUCF24225P",225,201.3]
["HHV Solar Technologies","HSTUAF24230M",230,198.8]
["HHV Solar Technologies","HSTUBF24230P",230,205.9]
["HHV Solar Technologies","HSTUCF24230P",230,205.9]
["HHV Solar Technologies","HSTUAF24235M",235,203.2]
["HHV Solar Technologies","HSTUBF24235P",235,210.5]
["HHV Solar Technologies","HSTUCF24235P",235,210.5]
["HHV Solar Technologies","HSTUAF24240M",240,207.7]
["HHV Solar Technologies","HSTUAF24245M",245,212.2]
["HHV Solar Technologies","HSTUAF24260M",260,229.1]
["HHV Solar Technologies","HSTUBF24260P",260,229.4]
["HHV Solar Technologies","HSTUCF24260P",260,232.5]
["HHV Solar Technologies","HSTUAF24265M",265,233.6]
["HHV Solar Technologies","HSTUBF24265P",265,233.9]
["HHV Solar Technologies","HSTUCF24265P",265,237]
["HHV Solar Technologies","HSTUAF24270M",270,238.1]
["HHV Solar Technologies","HSTUBF24270P",270,238.4]
["HHV Solar Technologies","HSTUCF24270P",270,241.6]
["HHV Solar Technologies","HSTUAF24275M",275,242.7]
["HHV Solar Technologies","HSTUBF24275P",275,243]
["HHV Solar Technologies","HSTUCF24275P",275,246.2]
["HHV Solar Technologies","HSTUAF24280M",280,247.2]
["HHV Solar Technologies","HSTUBF24280P",280,247.5]
["HHV Solar Technologies","HSTUCF24280P",280,250.8]
["HHV Solar Technologies","HSTUAF24285M",285,251.1]
["HHV Solar Technologies","HSTUAF24290M",290,255.7]
["HHV Solar Technologies","HSTUAF24295M",295,260.2]
["Himin Clean Energy Holdings","HG-160S",160,144.9]
["Himin Clean Energy Holdings","HG-165S",165,149.5]
["Himin Clean Energy Holdings","HG-170S",170,154.1]
["Himin Clean Energy Holdings","HG-175S",175,158.69999999999999]
["Himin Clean Energy Holdings","HG-180S",180,163.4]
["Himin Clean Energy Holdings","HG-185S",185,168]
["Honda Soltec","HEM120PUB",120,105.3]
["Honda Soltec","HEM125PUB",125,109.8]
["Honda Soltec","HEM130PUB",130,114.4]
["Hunan Sunzone Optoelectronics Energy","SZ180M-36",180,162.6]
["Hunan Sunzone Optoelectronics Energy","SZ185M-36",185,167.3]
["Hunan Sunzone Optoelectronics Energy","SZ190M-36",190,171.9]
["Hunan Sunzone Optoelectronics Energy","SZ220P-29",220,197.4]
["Hunan Sunzone Optoelectronics Energy","SZ225P-29",225,202]
["Hunan Sunzone Optoelectronics Energy","SZ230P-29",230,206.6]
["Hunan Sunzone Optoelectronics Energy","SZ235P-29",235,211.3]
["Hunan Sunzone Optoelectronics Energy","SZ240P-29",240,215.9]
["Hunan Sunzone Optoelectronics Energy","SZ275P-35",275,247.1]
["Hunan Sunzone Optoelectronics Energy","SZ280P-35",280,251.7]
["Hunan Sunzone Optoelectronics Energy","SZ285P-35",285,256.3]
["Hunan Sunzone Optoelectronics Energy","SZ290P-35",290,260.89999999999998]
["HYUNDAI ENERGY SOLUTIONS CO., LTD.","HiS-M191SF",191,172.6]
["HYUNDAI ENERGY SOLUTIONS CO., LTD.","HiS-M194SF",194,175.4]
["HYUNDAI ENERGY SOLUTIONS CO., LTD.","HiS-M197SF",197,178.2]
["HYUNDAI ENERGY SOLUTIONS CO., LTD.","HiS-M200SF",200,180.9]
["HYUNDAI ENERGY SOLUTIONS CO., LTD.","HiS-M203SF",203,183.7]
["HYUNDAI ENERGY SOLUTIONS CO., LTD.","HiS-M206SF",206,186.5]
["HYUNDAI ENERGY SOLUTIONS CO., LTD.","HiS-S206SF",206,186.2]
["HYUNDAI ENERGY SOLUTIONS CO., LTD.","HiS-M209SF",209,189.3]
["HYUNDAI ENERGY SOLUTIONS CO., LTD.","HiS-S209SF",209,189]
["HYUNDAI ENERGY SOLUTIONS CO., LTD.","HiS-M212SF",212,188.5]
["HYUNDAI ENERGY SOLUTIONS CO., LTD.","HiS-M212SG",212,191]
["HYUNDAI ENERGY SOLUTIONS CO., LTD.","HiS-S212SF",212,191.8]
["HYUNDAI ENERGY SOLUTIONS CO., LTD.","HiS-M215SF",215,191.3]
["HYUNDAI ENERGY SOLUTIONS CO., LTD.","HiS-M215SG",215,193.7]
["HYUNDAI ENERGY SOLUTIONS CO., LTD.","HiS-S215SF",215,194.6]
["HYUNDAI ENERGY SOLUTIONS CO., LTD.","HiS-M218SG",218,196.5]
["HYUNDAI ENERGY SOLUTIONS CO., LTD.","HiS-S218SF",218,197.4]
["HYUNDAI ENERGY SOLUTIONS CO., LTD.","HiS-M221SG",221,199.3]
["HYUNDAI ENERGY SOLUTIONS CO., LTD.","HiS-S221SF",221,200.2]
["HYUNDAI ENERGY SOLUTIONS CO., LTD.","HiS-M223MG",223,200.6]
["HYUNDAI ENERGY SOLUTIONS CO., LTD.","HiS-M223MG(BK)",223,200.6]
["HYUNDAI ENERGY SOLUTIONS CO., LTD.","HiS-M224SG",224,202]
["HYUNDAI ENERGY SOLUTIONS CO., LTD.","HiS-S224SF",224,203]
["HYUNDAI ENERGY SOLUTIONS CO., LTD.","HiS-S224SG",224,196.9]
["HYUNDAI ENERGY SOLUTIONS CO., LTD.","HiS-M225MG",225,202.4]
["HYUNDAI ENERGY SOLUTIONS CO., LTD.","HiS-M225MG(BK)",225,202.4]
["HYUNDAI ENERGY SOLUTIONS CO., LTD.","HiS-M227SG",227,204.8]
["HYUNDAI ENERGY SOLUTIONS CO., LTD.","HiS-S227SG",227,198.8]
["HYUNDAI ENERGY SOLUTIONS CO., LTD.","HiS-M228MG",228,205.7]
["HYUNDAI ENERGY SOLUTIONS CO., LTD.","HiS-M228MG(BK)",228,205.2]
["HYUNDAI ENERGY SOLUTIONS CO., LTD.","HiS-M230MG",230,207.6]
["HYUNDAI ENERGY SOLUTIONS CO., LTD.","HiS-M230MG(BK)",230,207]
["HYUNDAI ENERGY SOLUTIONS CO., LTD.","HiS-M230SG",230,207.6]
["HYUNDAI ENERGY SOLUTIONS CO., LTD.","HiS-S230SG",230,201.6]
["HYUNDAI ENERGY SOLUTIONS CO., LTD.","HiS-M233MG",233,210.3]
["HYUNDAI ENERGY SOLUTIONS CO., LTD.","HiS-M233MG(BK)",233,209.8]
["HYUNDAI ENERGY SOLUTIONS CO., LTD.","HiS-M233SG",233,202.5]
["HYUNDAI ENERGY SOLUTIONS CO., LTD.","HiS-S233MG",233,205.9]
["HYUNDAI ENERGY SOLUTIONS CO., LTD.","HiS-S233MG(BK)",233,205.9]
["HYUNDAI ENERGY SOLUTIONS CO., LTD.","HiS-S233SG",233,204.3]
["HYUNDAI ENERGY SOLUTIONS CO., LTD.","HiS-M235MG",235,212.2]
["HYUNDAI ENERGY SOLUTIONS CO., LTD.","HiS-M235MG(BK)",235,211.6]
["HYUNDAI ENERGY SOLUTIONS CO., LTD.","HiS-M235RG(BK)",235,211.4]
["HYUNDAI ENERGY SOLUTIONS CO., LTD.","HiS-S235MG",235,207.8]
["HYUNDAI ENERGY SOLUTIONS CO., LTD.","HiS-S235MG(BK)",235,207.8]
["HYUNDAI ENERGY SOLUTIONS CO., LTD.","HiS-M236SG",236,205.2]
["HYUNDAI ENERGY SOLUTIONS CO., LTD.","HiS-S236SG",236,207]
["HYUNDAI ENERGY SOLUTIONS CO., LTD.","HiS-M238MG",238,215]
["HYUNDAI ENERGY SOLUTIONS CO., LTD.","HiS-M238MG(BK)",238,214.4]
["HYUNDAI ENERGY SOLUTIONS CO., LTD.","HiS-S238MG",238,214.6]
["HYUNDAI ENERGY SOLUTIONS CO., LTD.","HiS-S238MG(BK)",238,210.5]
["HYUNDAI ENERGY SOLUTIONS CO., LTD.","HiS-M239SG",239,207.9]
["HYUNDAI ENERGY SOLUTIONS CO., LTD.","HiS-S239SG",239,209.7]
["HYUNDAI ENERGY SOLUTIONS CO., LTD.","HiS-M240MG",240,216.8]
["HYUNDAI ENERGY SOLUTIONS CO., LTD.","HiS-M240MG(BK)",240,216.3]
["HYUNDAI ENERGY SOLUTIONS CO., LTD.","HiS-M240RG",240,215.7]
["HYUNDAI ENERGY SOLUTIONS CO., LTD.","HiS-M240RG(BK)",240,216]
["HYUNDAI ENERGY SOLUTIONS CO., LTD.","HiS-M240RW",240,216]
["HYUNDAI ENERGY SOLUTIONS CO., LTD.","HiS-M240TG",240,215.5]
["HYUNDAI ENERGY SOLUTIONS CO., LTD.","HiS-S240MG",240,216.5]
["HYUNDAI ENERGY SOLUTIONS CO., LTD.","HiS-S240MG(BK)",240,212.3]
["HYUNDAI ENERGY SOLUTIONS CO., LTD.","HiS-M242SG",242,210.6]
["HYUNDAI ENERGY SOLUTIONS CO., LTD.","HiS-S242SG",242,212.4]
["HYUNDAI ENERGY SOLUTIONS CO., LTD.","HiS-M243MG",243,219.6]
["HYUNDAI ENERGY SOLUTIONS CO., LTD.","HiS-M243MG(BK)",243,219]
["HYUNDAI ENERGY SOLUTIONS CO., LTD.","HiS-S243MG",243,219.2]
["HYUNDAI ENERGY SOLUTIONS CO., LTD.","HiS-S243MG(BK)",243,215.1]
["HYUNDAI ENERGY SOLUTIONS CO., LTD.","HiS-M245HG",245,219.5]
["HYUNDAI ENERGY SOLUTIONS CO., LTD.","HiS-M245MG",245,221.5]
["HYUNDAI ENERGY SOLUTIONS CO., LTD.","HiS-M245MG(BK)",245,217.7]
["HYUNDAI ENERGY SOLUTIONS CO., LTD.","HiS-M245RG",245,220.3]
["HYUNDAI ENERGY SOLUTIONS CO., LTD.","HiS-M245RG(BK)",245,220.7]
["HYUNDAI ENERGY SOLUTIONS CO., LTD.","HiS-M245RW",245,220.6]
["HYUNDAI ENERGY SOLUTIONS CO., LTD.","HiS-M245TG",245,220.1]
["HYUNDAI ENERGY SOLUTIONS CO., LTD.","HiS-S245MG",245,221.1]
["HYUNDAI ENERGY SOLUTIONS CO., LTD.","HiS-S245MG(BK)",245,216.9]
["HYUNDAI ENERGY SOLUTIONS CO., LTD.","HiS-S245RG(BK)",245,218.4]
["HYUNDAI ENERGY SOLUTIONS CO., LTD.","HiS-M248MG",248,224.2]
["HYUNDAI ENERGY SOLUTIONS CO., LTD.","HiS-M248MG(BK)",248,220.4]
["HYUNDAI ENERGY SOLUTIONS CO., LTD.","HiS-S248MG",248,223.9]
["HYUNDAI ENERGY SOLUTIONS CO., LTD.","HiS-S248MG(BK)",248,219.6]
["HYUNDAI ENERGY SOLUTIONS CO., LTD.","HiS-M250HG",250,224.1]
["HYUNDAI ENERGY SOLUTIONS CO., LTD.","HiS-M250MG",250,226.1]
["HYUNDAI ENERGY SOLUTIONS CO., LTD.","HiS-M250MG(BK)",250,222.3]
["HYUNDAI ENERGY SOLUTIONS CO., LTD.","HiS-M250RG",250,224.9]
["HYUNDAI ENERGY SOLUTIONS CO., LTD.","HiS-M250RG(BK)",250,225.3]
["HYUNDAI ENERGY SOLUTIONS CO., LTD.","HiS-M250RW",250,225.2]
["HYUNDAI ENERGY SOLUTIONS CO., LTD.","HiS-M250TG",250,224.7]
["HYUNDAI ENERGY SOLUTIONS CO., LTD.","HiS-S250MG",250,225.7]
["HYUNDAI ENERGY SOLUTIONS CO., LTD.","HiS-S250MG(BK)",250,226.3]
["HYUNDAI ENERGY SOLUTIONS CO., LTD.","HiS-S250RG(BK)",250,223]
["HYUNDAI ENERGY SOLUTIONS CO., LTD.","HiS-S250RW",250,222.2]
["HYUNDAI ENERGY SOLUTIONS CO., LTD.","HiS-M253MG(BK)",253,225]
["HYUNDAI ENERGY SOLUTIONS CO., LTD.","HiS-S253MG",253,228.5]
["HYUNDAI ENERGY SOLUTIONS CO., LTD.","HiS-S253MG(BK)",253,229.1]
["HYUNDAI ENERGY SOLUTIONS CO., LTD.","HiS-M255HG",255,228.7]
["HYUNDAI ENERGY SOLUTIONS CO., LTD.","HiS-M255MG(BK)",255,226.9]
["HYUNDAI ENERGY SOLUTIONS CO., LTD.","HiS-M255RG",255,230.4]
["HYUNDAI ENERGY SOLUTIONS CO., LTD.","HiS-M255RG(BK)",255,230.4]
["HYUNDAI ENERGY SOLUTIONS CO., LTD.","HiS-M255RW",255,229.8]
["HYUNDAI ENERGY SOLUTIONS CO., LTD.","HiS-M255TG",255,229.3]
["HYUNDAI ENERGY SOLUTIONS CO., LTD.","HiS-S255HG",255,230.8]
["HYUNDAI ENERGY SOLUTIONS CO., LTD.","HiS-S255MG",255,230.4]
["HYUNDAI ENERGY SOLUTIONS CO., LTD.","HiS-S255MG(BK)",255,231]
["HYUNDAI ENERGY SOLUTIONS CO., LTD.","HiS-S255RG",255,228]
["HYUNDAI ENERGY SOLUTIONS CO., LTD.","HiS-S255RG(BK)",255,227.6]
["HYUNDAI ENERGY SOLUTIONS CO., LTD.","HiS-S255RW",255,226.8]
["HYUNDAI ENERGY SOLUTIONS CO., LTD.","HiS-S255TG",255,226.7]
["HYUNDAI ENERGY SOLUTIONS CO., LTD.","HiS-S258MG",258,233.2]
["HYUNDAI ENERGY SOLUTIONS CO., LTD.","HiS-S258MG(BK)",258,233.8]
["HYUNDAI ENERGY SOLUTIONS CO., LTD.","HiS-M260HG",260,233.3]
["HYUNDAI ENERGY SOLUTIONS CO., LTD.","HiS-M260KG",260,235]
["HYUNDAI ENERGY SOLUTIONS CO., LTD.","HiS-M260RG",260,235]
["HYUNDAI ENERGY SOLUTIONS CO., LTD.","HiS-M260RG(BK)",260,235]
["HYUNDAI ENERGY SOLUTIONS CO., LTD.","HiS-M260TG",260,235.9]
["HYUNDAI ENERGY SOLUTIONS CO., LTD.","HiS-S260HG",260,235.5]
["HYUNDAI ENERGY SOLUTIONS CO., LTD.","HiS-S260MG",260,235]
["HYUNDAI ENERGY SOLUTIONS CO., LTD.","HiS-S260MG(BK)",260,235.7]
["HYUNDAI ENERGY SOLUTIONS CO., LTD.","HiS-S260RG",260,233.5]
["HYUNDAI ENERGY SOLUTIONS CO., LTD.","HiS-S260RG(BK)",260,232.8]
["HYUNDAI ENERGY SOLUTIONS CO., LTD.","HiS-S260RW",260,231.4]
["HYUNDAI ENERGY SOLUTIONS CO., LTD.","HiS-S260TG",260,231.2]
["HYUNDAI ENERGY SOLUTIONS CO., LTD.","HiS-S263MG",263,235.6]
["HYUNDAI ENERGY SOLUTIONS CO., LTD.","HiS-S263MG(BK)",263,238.4]
["HYUNDAI ENERGY SOLUTIONS CO., LTD.","HiS-M265KG",265,239.6]
["HYUNDAI ENERGY SOLUTIONS CO., LTD.","HiS-M265RG",265,239.7]
["HYUNDAI ENERGY SOLUTIONS CO., LTD.","HiS-M265RG(BK)",265,239.7]
["HYUNDAI ENERGY SOLUTIONS CO., LTD.","HiS-M265TG",265,240.6]
["HYUNDAI ENERGY SOLUTIONS CO., LTD.","HiS-S265HG",265,240.1]
["HYUNDAI ENERGY SOLUTIONS CO., LTD.","HiS-S265MG",265,237.5]
["HYUNDAI ENERGY SOLUTIONS CO., LTD.","HiS-S265MG(BK)",265,240.3]
["HYUNDAI ENERGY SOLUTIONS CO., LTD.","HiS-S265RG",265,238.1]
["HYUNDAI ENERGY SOLUTIONS CO., LTD.","HiS-S265RG(BK)",265,237.4]
["HYUNDAI ENERGY SOLUTIONS CO., LTD.","HiS-S265RW",265,236]
["HYUNDAI ENERGY SOLUTIONS CO., LTD.","HiS-S265TG",265,235.8]
["HYUNDAI ENERGY SOLUTIONS CO., LTD.","HiS-S268MG",268,240.2]
["HYUNDAI ENERGY SOLUTIONS CO., LTD.","HiS-S268MG(BK)",268,243.1]
["HYUNDAI ENERGY SOLUTIONS CO., LTD.","HiS-M270KG",270,244.3]
["HYUNDAI ENERGY SOLUTIONS CO., LTD.","HiS-M270RG",270,244.3]
["HYUNDAI ENERGY SOLUTIONS CO., LTD.","HiS-M270RG(BK)",270,244.3]
["HYUNDAI ENERGY SOLUTIONS CO., LTD.","HiS-M270TG",270,245.3]
["HYUNDAI ENERGY SOLUTIONS CO., LTD.","HiS-S270HG",270,244.8]
["HYUNDAI ENERGY SOLUTIONS CO., LTD.","HiS-S270MG",270,242.1]
["HYUNDAI ENERGY SOLUTIONS CO., LTD.","HiS-S270MG(BK)",270,245]
["HYUNDAI ENERGY SOLUTIONS CO., LTD.","HiS-S270RG",270,242.7]
["HYUNDAI ENERGY SOLUTIONS CO., LTD.","HiS-S270RG(BK)",270,242]
["HYUNDAI ENERGY SOLUTIONS CO., LTD.","HiS-S270TG",270,240.4]
["HYUNDAI ENERGY SOLUTIONS CO., LTD.","HiS-M273MI",273,245.4]
["HYUNDAI ENERGY SOLUTIONS CO., LTD.","HiS-S273MG",273,244.9]
["HYUNDAI ENERGY SOLUTIONS CO., LTD.","HiS-M275HI",275,247.2]
["HYUNDAI ENERGY SOLUTIONS CO., LTD.","HiS-M275KG",275,248.9]
["HYUNDAI ENERGY SOLUTIONS CO., LTD.","HiS-M275MI",275,247.2]
["HYUNDAI ENERGY SOLUTIONS CO., LTD.","HiS-M275RG",275,249]
["HYUNDAI ENERGY SOLUTIONS CO., LTD.","HiS-M275RG(BK)",275,249]
["HYUNDAI ENERGY SOLUTIONS CO., LTD.","HiS-M275TG",275,249.9]
["HYUNDAI ENERGY SOLUTIONS CO., LTD.","HiS-S275HG",275,249.5]
["HYUNDAI ENERGY SOLUTIONS CO., LTD.","HiS-S275MG",275,246.7]
["HYUNDAI ENERGY SOLUTIONS CO., LTD.","HiS-S275RG",275,247.4]
["HYUNDAI ENERGY SOLUTIONS CO., LTD.","HiS-S275RG(BK)",275,248.6]
["HYUNDAI ENERGY SOLUTIONS CO., LTD.","HiS-S275TG",275,245]
["HYUNDAI ENERGY SOLUTIONS CO., LTD.","HiS-M278MI",278,250]
["HYUNDAI ENERGY SOLUTIONS CO., LTD.","HiS-M280HI",280,251.8]
["HYUNDAI ENERGY SOLUTIONS CO., LTD.","HiS-M280MI",280,251.8]
["HYUNDAI ENERGY SOLUTIONS CO., LTD.","HiS-S280KG",280,251.7]
["HYUNDAI ENERGY SOLUTIONS CO., LTD.","HiS-S280MI",280,249.5]
["HYUNDAI ENERGY SOLUTIONS CO., LTD.","HiS-S280RG",280,254.2]
["HYUNDAI ENERGY SOLUTIONS CO., LTD.","HiS-S280RG(BK)",280,253.3]
["HYUNDAI ENERGY SOLUTIONS CO., LTD.","HiS-S280TG",280,251.8]
["HYUNDAI ENERGY SOLUTIONS CO., LTD.","HiS-M283MI",283,254.6]
["HYUNDAI ENERGY SOLUTIONS CO., LTD.","HiS-S283MI",283,253.9]
["HYUNDAI ENERGY SOLUTIONS CO., LTD.","HiS-M285HI",285,252]
["HYUNDAI ENERGY SOLUTIONS CO., LTD.","HiS-M285MI",285,256.39999999999998]
["HYUNDAI ENERGY SOLUTIONS CO., LTD.","HiS-S285KG",285,256.39999999999998]
["HYUNDAI ENERGY SOLUTIONS CO., LTD.","HiS-S285MI",285,255.7]
["HYUNDAI ENERGY SOLUTIONS CO., LTD.","HiS-S285RG",285,258.89999999999998]
["HYUNDAI ENERGY SOLUTIONS CO., LTD.","HiS-S285RG(BK)",285,258]
["HYUNDAI ENERGY SOLUTIONS CO., LTD.","HiS-S285TG",285,256.5]
["HYUNDAI ENERGY SOLUTIONS CO., LTD.","HiS-M288MI",288,259.2]
["HYUNDAI ENERGY SOLUTIONS CO., LTD.","HiS-S288MI",288,258.5]
["HYUNDAI ENERGY SOLUTIONS CO., LTD.","HiA-S290FG",290,269]
["HYUNDAI ENERGY SOLUTIONS CO., LTD.","HiA-S290HG",290,269]
["HYUNDAI ENERGY SOLUTIONS CO., LTD.","HiD-S290RG(BK)",290,262]
["HYUNDAI ENERGY SOLUTIONS CO., LTD.","HiS-M290HI",290,256.60000000000002]
["HYUNDAI ENERGY SOLUTIONS CO., LTD.","HiS-M290MI",290,261]
["HYUNDAI ENERGY SOLUTIONS CO., LTD.","HiS-M290RI",290,258.7]
["HYUNDAI ENERGY SOLUTIONS CO., LTD.","HiS-M290TI",290,259.3]
["HYUNDAI ENERGY SOLUTIONS CO., LTD.","HiS-S290KG",290,261]
["HYUNDAI ENERGY SOLUTIONS CO., LTD.","HiS-S290MI",290,260.3]
["HYUNDAI ENERGY SOLUTIONS CO., LTD.","HiS-S290RG",290,263.5]
["HYUNDAI ENERGY SOLUTIONS CO., LTD.","HiS-S290RG(BK)",290,262.60000000000002]
["HYUNDAI ENERGY SOLUTIONS CO., LTD.","HiS-S290TG",290,261.10000000000002]
["HYUNDAI ENERGY SOLUTIONS CO., LTD.","HiS-M293MI",293,263.8]
["HYUNDAI ENERGY SOLUTIONS CO., LTD.","HiS-S293MI",293,263.10000000000002]
["HYUNDAI ENERGY SOLUTIONS CO., LTD.","HiA-S295FG",295,273.8]
["HYUNDAI ENERGY SOLUTIONS CO., LTD.","HiA-S295HG",295,273.8]
["HYUNDAI ENERGY SOLUTIONS CO., LTD.","HiD-S295RG(BK)",295,266.7]
["HYUNDAI ENERGY SOLUTIONS CO., LTD.","HiS-M295HI",295,261.2]
["HYUNDAI ENERGY SOLUTIONS CO., LTD.","HiS-M295KI",295,265.89999999999998]
["HYUNDAI ENERGY SOLUTIONS CO., LTD.","HiS-M295MI",295,265.7]
["HYUNDAI ENERGY SOLUTIONS CO., LTD.","HiS-M295RI",295,263.3]
["HYUNDAI ENERGY SOLUTIONS CO., LTD.","HiS-M295TI",295,264]
["HYUNDAI ENERGY SOLUTIONS CO., LTD.","HiS-S295HI",295,260.39999999999998]
["HYUNDAI ENERGY SOLUTIONS CO., LTD.","HiS-S295KG",295,265.7]
["HYUNDAI ENERGY SOLUTIONS CO., LTD.","HiS-S295MI",295,265]
["HYUNDAI ENERGY SOLUTIONS CO., LTD.","HiS-S295RG",295,268.3]
["HYUNDAI ENERGY SOLUTIONS CO., LTD.","HiS-S295RG(BK)",295,267.3]
["HYUNDAI ENERGY SOLUTIONS CO., LTD.","HiS-S295TG",295,265.8]
["HYUNDAI ENERGY SOLUTIONS CO., LTD.","HiS-M298MI",298,268.39999999999998]
["HYUNDAI ENERGY SOLUTIONS CO., LTD.","HiS-S298MI",298,267.7]
["HYUNDAI ENERGY SOLUTIONS CO., LTD.","HiA-S300FG",300,278.5]
["HYUNDAI ENERGY SOLUTIONS CO., LTD.","HiA-S300HG",300,278.5]
["HYUNDAI ENERGY SOLUTIONS CO., LTD.","HiD-S300RG(BK)",300,271.39999999999998]
["HYUNDAI ENERGY SOLUTIONS CO., LTD.","HiS-M300HI",300,265.7]
["HYUNDAI ENERGY SOLUTIONS CO., LTD.","HiS-M300KI",300,270.60000000000002]
["HYUNDAI ENERGY SOLUTIONS CO., LTD.","HiS-M300MI",300,269]
["HYUNDAI ENERGY SOLUTIONS CO., LTD.","HiS-M300RI",300,270.3]
["HYUNDAI ENERGY SOLUTIONS CO., LTD.","HiS-M300TI",300,268.60000000000002]
["HYUNDAI ENERGY SOLUTIONS CO., LTD.","HiS-S300HI",300,265]
["HYUNDAI ENERGY SOLUTIONS CO., LTD.","HiS-S300KG",300,270.3]
["HYUNDAI ENERGY SOLUTIONS CO., LTD.","HiS-S300MI",300,269.60000000000002]
["HYUNDAI ENERGY SOLUTIONS CO., LTD.","HiS-S300RG",300,272.89999999999998]
["HYUNDAI ENERGY SOLUTIONS CO., LTD.","HiS-S300RG(BK)",300,270.3]
["HYUNDAI ENERGY SOLUTIONS CO., LTD.","HiS-S300TG",300,270.5]
["HYUNDAI ENERGY SOLUTIONS CO., LTD.","HiS-S303MI",303,272.3]
["HYUNDAI ENERGY SOLUTIONS CO., LTD.","HiA-S305FG",305,283.3]
["HYUNDAI ENERGY SOLUTIONS CO., LTD.","HiA-S305HG",305,283.3]
["HYUNDAI ENERGY SOLUTIONS CO., LTD.","HiD-S305RG(BK)",305,276]
["HYUNDAI ENERGY SOLUTIONS CO., LTD.","HiS-M305KI",305,275.2]
["HYUNDAI ENERGY SOLUTIONS CO., LTD.","HiS-M305RI",305,275]
["HYUNDAI ENERGY SOLUTIONS CO., LTD.","HiS-M305TI",305,273.3]
["HYUNDAI ENERGY SOLUTIONS CO., LTD.","HiS-S305HI",305,269.60000000000002]
["HYUNDAI ENERGY SOLUTIONS CO., LTD.","HiS-S305MI",305,274.2]
["HYUNDAI ENERGY SOLUTIONS CO., LTD.","HiS-S305RI",305,270.39999999999998]
["HYUNDAI ENERGY SOLUTIONS CO., LTD.","HiS-S305TI",305,271.39999999999998]
["HYUNDAI ENERGY SOLUTIONS CO., LTD.","HiA-S310FG",310,288]
["HYUNDAI ENERGY SOLUTIONS CO., LTD.","HiA-S310HG",310,288]
["HYUNDAI ENERGY SOLUTIONS CO., LTD.","HiD-S310RG(BK)",310,280.7]
["HYUNDAI ENERGY SOLUTIONS CO., LTD.","HiS-M310KI",310,279.89999999999998]
["HYUNDAI ENERGY SOLUTIONS CO., LTD.","HiS-M310RI",310,279.60000000000002]
["HYUNDAI ENERGY SOLUTIONS CO., LTD.","HiS-M310TI",310,279.60000000000002]
["HYUNDAI ENERGY SOLUTIONS CO., LTD.","HiS-S310HI",310,274.2]
["HYUNDAI ENERGY SOLUTIONS CO., LTD.","HiS-S310MI",310,274.60000000000002]
["HYUNDAI ENERGY SOLUTIONS CO., LTD.","HiS-S310RI",310,275]
["HYUNDAI ENERGY SOLUTIONS CO., LTD.","HiS-S310TI",310,276]
["HYUNDAI ENERGY SOLUTIONS CO., LTD.","HiA-S315FG",315,292.8]
["HYUNDAI ENERGY SOLUTIONS CO., LTD.","HiA-S315HG",315,292.8]
["HYUNDAI ENERGY SOLUTIONS CO., LTD.","HiS-M315KI",315,284.5]
["HYUNDAI ENERGY SOLUTIONS CO., LTD.","HiS-M315RI",315,284.3]
["HYUNDAI ENERGY SOLUTIONS CO., LTD.","HiS-M315TI",315,284.2]
["HYUNDAI ENERGY SOLUTIONS CO., LTD.","HiS-S315HI",315,278.7]
["HYUNDAI ENERGY SOLUTIONS CO., LTD.","HiS-S315MI",315,278.8]
["HYUNDAI ENERGY SOLUTIONS CO., LTD.","HiS-S315RI",315,279.60000000000002]
["HYUNDAI ENERGY SOLUTIONS CO., LTD.","HiS-S315TI",315,280.60000000000002]
["HYUNDAI ENERGY SOLUTIONS CO., LTD.","HiA-S320FG",320,298.89999999999998]
["HYUNDAI ENERGY SOLUTIONS CO., LTD.","HiA-S320HG",320,298.89999999999998]
["HYUNDAI ENERGY SOLUTIONS CO., LTD.","HiS-M320KI",320,289.2]
["HYUNDAI ENERGY SOLUTIONS CO., LTD.","HiS-M320RI",320,288.89999999999998]
["HYUNDAI ENERGY SOLUTIONS CO., LTD.","HiS-M320TI",320,288.89999999999998]
["HYUNDAI ENERGY SOLUTIONS CO., LTD.","HiS-S320RI",320,284.2]
["HYUNDAI ENERGY SOLUTIONS CO., LTD.","HiS-S320TI",320,285.2]
["HYUNDAI ENERGY SOLUTIONS CO., LTD.","HiA-S325FG",325,303.7]
["HYUNDAI ENERGY SOLUTIONS CO., LTD.","HiA-S325HG",325,303.7]
["HYUNDAI ENERGY SOLUTIONS CO., LTD.","HiS-M325KI",325,293.8]
["HYUNDAI ENERGY SOLUTIONS CO., LTD.","HiS-M325RI",325,293.5]
["HYUNDAI ENERGY SOLUTIONS CO., LTD.","HiS-M325TI",325,293.5]
["HYUNDAI ENERGY SOLUTIONS CO., LTD.","HiS-S325RI",325,288]
["HYUNDAI ENERGY SOLUTIONS CO., LTD.","HiS-S325TI",325,294.2]
["HYUNDAI ENERGY SOLUTIONS CO., LTD.","HiA-S330FG",330,308.5]
["HYUNDAI ENERGY SOLUTIONS CO., LTD.","HiA-S330HG",330,308.5]
["HYUNDAI ENERGY SOLUTIONS CO., LTD.","HiS-M330KI",330,297.3]
["HYUNDAI ENERGY SOLUTIONS CO., LTD.","HiS-M330RI",330,298.2]
["HYUNDAI ENERGY SOLUTIONS CO., LTD.","HiS-M330TI",330,298.2]
["HYUNDAI ENERGY SOLUTIONS CO., LTD.","HiS-S330KI",330,296.2]
["HYUNDAI ENERGY SOLUTIONS CO., LTD.","HiS-S330RI",330,292.89999999999998]
["HYUNDAI ENERGY SOLUTIONS CO., LTD.","HiS-S330TI",330,298.89999999999998]
["HYUNDAI ENERGY SOLUTIONS CO., LTD.","HiA-S335FG",335,313.3]
["HYUNDAI ENERGY SOLUTIONS CO., LTD.","HiA-S335HG",335,313.3]
["HYUNDAI ENERGY SOLUTIONS CO., LTD.","HIS-S335KI",335,303.8]
["HYUNDAI ENERGY SOLUTIONS CO., LTD.","HiS-S335RI",335,303.60000000000002]
["HYUNDAI ENERGY SOLUTIONS CO., LTD.","HiS-S335TI",335,303.5]
["HYUNDAI ENERGY SOLUTIONS CO., LTD.","HiA-S340FG",340,318.10000000000002]
["HYUNDAI ENERGY SOLUTIONS CO., LTD.","HiA-S340HG",340,318.10000000000002]
["HYUNDAI ENERGY SOLUTIONS CO., LTD.","HIS-S340KI",340,308.5]
["HYUNDAI ENERGY SOLUTIONS CO., LTD.","HiS-S340RI",340,308.3]
["HYUNDAI ENERGY SOLUTIONS CO., LTD.","HiS-S340TI",340,308.2]
["HYUNDAI ENERGY SOLUTIONS CO., LTD.","HIS-S345KI",345,313.2]
["HYUNDAI ENERGY SOLUTIONS CO., LTD.","HiS-S345RI",345,313]
["HYUNDAI ENERGY SOLUTIONS CO., LTD.","HiS-S345TI",345,312.89999999999998]
["HYUNDAI ENERGY SOLUTIONS CO., LTD.","HIS-S350KI",350,317.89999999999998]
["HYUNDAI ENERGY SOLUTIONS CO., LTD.","HiS-S350KI(BK)",350,317.10000000000002]
["HYUNDAI ENERGY SOLUTIONS CO., LTD.","HiS-S350RI",350,317.60000000000002]
["HYUNDAI ENERGY SOLUTIONS CO., LTD.","HiS-S350RI(BK)",350,317.2]
["HYUNDAI ENERGY SOLUTIONS CO., LTD.","HiS-S350TI",350,317.5]
["HYUNDAI ENERGY SOLUTIONS CO., LTD.","HiA-S355FI",355,328.9]
["HYUNDAI ENERGY SOLUTIONS CO., LTD.","HiA-S355HI",355,328.9]
["HYUNDAI ENERGY SOLUTIONS CO., LTD.","HIS-S355KI",355,322.5]
["HYUNDAI ENERGY SOLUTIONS CO., LTD.","HiS-S355KI(BK)",355,321.7]
["HYUNDAI ENERGY SOLUTIONS CO., LTD.","HiS-S355RI",355,322.3]
["HYUNDAI ENERGY SOLUTIONS CO., LTD.","HiS-S355RI(BK)",355,321.89999999999998]
["HYUNDAI ENERGY SOLUTIONS CO., LTD.","HiS-S355TI",355,322.2]
["HYUNDAI ENERGY SOLUTIONS CO., LTD.","HiA-S360FI",360,333.7]
["HYUNDAI ENERGY SOLUTIONS CO., LTD.","HiA-S360HI",360,333.7]
["HYUNDAI ENERGY SOLUTIONS CO., LTD.","HIS-S360KI",360,327.2]
["HYUNDAI ENERGY SOLUTIONS CO., LTD.","HiS-S360KI(BK)",360,326.39999999999998]
["HYUNDAI ENERGY SOLUTIONS CO., LTD.","HiS-S360RI",360,327]
["HYUNDAI ENERGY SOLUTIONS CO., LTD.","HiS-S360RI(BK)",360,326.60000000000002]
["HYUNDAI ENERGY SOLUTIONS CO., LTD.","HiA-S365FI",365,338.4]
["HYUNDAI ENERGY SOLUTIONS CO., LTD.","HiA-S365HI",365,338.4]
["HYUNDAI ENERGY SOLUTIONS CO., LTD.","HiS-S365KI",365,331.8]
["HYUNDAI ENERGY SOLUTIONS CO., LTD.","HiS-S365RI",365,332]
["HYUNDAI ENERGY SOLUTIONS CO., LTD.","HiA-S370FI",370,343.2]
["HYUNDAI ENERGY SOLUTIONS CO., LTD.","HiA-S370HI",370,343.2]
["HYUNDAI ENERGY SOLUTIONS CO., LTD.","HiS-S370BI",370,335.2]
["HYUNDAI ENERGY SOLUTIONS CO., LTD.","HiS-S370GI",370,335.5]
["HYUNDAI ENERGY SOLUTIONS CO., LTD.","HiS-S370KI",370,336.5]
["HYUNDAI ENERGY SOLUTIONS CO., LTD.","HiS-S370RI",370,336.7]
["HYUNDAI ENERGY SOLUTIONS CO., LTD.","HiA-S375FI",375,348]
["HYUNDAI ENERGY SOLUTIONS CO., LTD.","HiA-S375HI",375,348]
["HYUNDAI ENERGY SOLUTIONS CO., LTD.","HiS-S375BI",375,339.9]
["HYUNDAI ENERGY SOLUTIONS CO., LTD.","HiS-S375GI",375,340.2]
["HYUNDAI ENERGY SOLUTIONS CO., LTD.","HiA-S380FI",380,352.7]
["HYUNDAI ENERGY SOLUTIONS CO., LTD.","HiA-S380HI",380,352.7]
["HYUNDAI ENERGY SOLUTIONS CO., LTD.","HiS-S380BI",380,344.6]
["HYUNDAI ENERGY SOLUTIONS CO., LTD.","HiS-S380GI",380,344.8]
["HYUNDAI ENERGY SOLUTIONS CO., LTD.","HiS-S380NI",380,344.7]
["HYUNDAI ENERGY SOLUTIONS CO., LTD.","HiS-S380PI",380,344.7]
["HYUNDAI ENERGY SOLUTIONS CO., LTD.","HiA-S385FI",385,357.5]
["HYUNDAI ENERGY SOLUTIONS CO., LTD.","HiA-S385HI",385,357.5]
["HYUNDAI ENERGY SOLUTIONS CO., LTD.","HiS-S385BI",385,349.3]
["HYUNDAI ENERGY SOLUTIONS CO., LTD.","HiS-S385GI",385,349.5]
["HYUNDAI ENERGY SOLUTIONS CO., LTD.","HiS-S385NI",385,349.4]
["HYUNDAI ENERGY SOLUTIONS CO., LTD.","HiS-S385PI",385,349.3]
["HYUNDAI ENERGY SOLUTIONS CO., LTD.","HiA-S390FI",390,364.2]
["HYUNDAI ENERGY SOLUTIONS CO., LTD.","HiA-S390HI",390,364.2]
["HYUNDAI ENERGY SOLUTIONS CO., LTD.","HiS-S390BI",390,354]
["HYUNDAI ENERGY SOLUTIONS CO., LTD.","HiS-S390GI",390,354.2]
["HYUNDAI ENERGY SOLUTIONS CO., LTD.","HiS-S390NI",390,354.1]
["HYUNDAI ENERGY SOLUTIONS CO., LTD.","HiS-S390PI",390,354]
["HYUNDAI ENERGY SOLUTIONS CO., LTD.","HiA-S395FI",395,369]
["HYUNDAI ENERGY SOLUTIONS CO., LTD.","HiA-S395HI",395,369]
["HYUNDAI ENERGY SOLUTIONS CO., LTD.","HiS-S395BI",395,358.7]
["HYUNDAI ENERGY SOLUTIONS CO., LTD.","HiS-S395GI",395,358.9]
["HYUNDAI ENERGY SOLUTIONS CO., LTD.","HiS-S395NI",395,358.7]
["HYUNDAI ENERGY SOLUTIONS CO., LTD.","HiS-S395PI",395,358.7]
["HYUNDAI ENERGY SOLUTIONS CO., LTD.","HiA-S400FI",400,373.8]
["HYUNDAI ENERGY SOLUTIONS CO., LTD.","HiA-S400HI",400,373.8]
["HYUNDAI ENERGY SOLUTIONS CO., LTD.","HiS-S400NI",400,363.4]
["HYUNDAI ENERGY SOLUTIONS CO., LTD.","HiS-S400PI",400,363.4]
["HYUNDAI ENERGY SOLUTIONS CO., LTD.","HiA-S405FI",405,378.6]
["HYUNDAI ENERGY SOLUTIONS CO., LTD.","HiA-S405HI",405,378.6]
["HYUNDAI ENERGY SOLUTIONS CO., LTD.","HiS-S405NI",405,368.2]
["HYUNDAI ENERGY SOLUTIONS CO., LTD.","HiS-S405PI",405,368.1]
["HYUNDAI ENERGY SOLUTIONS CO., LTD.","HiA-S410FI",410,383.4]
["HYUNDAI ENERGY SOLUTIONS CO., LTD.","HiA-S410HI",410,383.4]
["Innotech Solar","ITS210XXXX",210,187.4]
["Innotech Solar","ITS220Eyz2",210,187.4]
["Innotech Solar","ITS220Fyz2",210,187.4]
["Innotech Solar","ITS220Myz2",210,186.3]
["Innotech Solar","ITS220Nyz2",210,186.3]
["Innotech Solar","ITS215XXXX",215,192]
["Innotech Solar","ITS220Eyz3",220,196.6]
["Innotech Solar","ITS220Fyz3",220,196.6]
["Innotech Solar","ITS220Myz3",220,195.4]
["Innotech Solar","ITS220Nyz3",220,195.4]
["Innotech Solar","x220",220,196.8]
["Innotech Solar","ITS225XXXX",225,201.1]
["Innotech Solar","x225",225,201.4]
["Innotech Solar","ITS220Eyz4",230,205.7]
["Innotech Solar","ITS220Fyz4",230,205.7]
["Innotech Solar","ITS220Mxy4",230,204.6]
["Innotech Solar","ITS220Nxy4",230,204.6]
["Innotech Solar","ITS230XXXX",230,205.7]
["Innotech Solar","x230",230,206]
["Innotech Solar","x235",235,210.6]
["Innotech Solar","x240",240,215.2]
["Innotech Solar","x245",245,219.8]
["Innotech Solar","ITS270Eyz1",250,223.4]
["Innotech Solar","ITS270Fyz1",250,223.4]
["Innotech Solar","ITS270Myz1",250,216.8]
["Innotech Solar","ITS270Nyz1",250,216.8]
["Innotech Solar","x250",250,224.4]
["Innotech Solar","x255",255,229]
["Innotech Solar","ITS270Eyz2",260,232.5]
["Innotech Solar","ITS270Fyz2",260,232.5]
["Innotech Solar","ITS270Myz2",260,225.8]
["Innotech Solar","ITS270Nyz2",260,225.8]
["Innotech Solar","x260",260,233.6]
["Innotech Solar","x265",265,238.3]
["Innotech Solar","ITS270Eyz3",270,241.7]
["Innotech Solar","ITS270Fyz3",270,241.7]
["Innotech Solar","ITS270Myz3",270,234.8]
["Innotech Solar","ITS270Nyz3",270,234.8]
["Innovosolar International","TEM165M",165,147.30000000000001]
["Innovosolar International","TEM170M",170,151.80000000000001]
["Innovosolar International","TEM175M",175,156.4]
["Innovosolar International","TEM180M",180,161]
["Instalaciones Pevafersa","IP-VA180",180,159.19999999999999]
["Instalaciones Pevafersa","IP-VAP210",210,183.7]
["Instalaciones Pevafersa","IP-220 GG",220,196.3]
["Instalaciones Pevafersa","IP-225 GG",225,200.9]
["Instalaciones Pevafersa","IP-230 GG",230,205.4]
["Instalaciones Pevafersa","IP-VAP230",230,201]
["Instalaciones Pevafersa","IP-235 GG",235,210]
["Integrated Power","IPC175M01",175,157.6]
["Integrated Power","IPC175M01-US",175,157.6]
["Integrated Power","IPC175P01",175,157.69999999999999]
["Integrated Power","IPC175P01-US",175,157.69999999999999]
["Integrated Power","IPC180M01",180,162.30000000000001]
["Integrated Power","IPC180M01-US",180,162.30000000000001]
["Integrated Power","IPC180P01",180,162.30000000000001]
["Integrated Power","IPC180P01-US",180,162.30000000000001]
["Integrated Power","IPC185M01",185,166.9]
["Integrated Power","IPC185M01-US",185,166.9]
["Integrated Power","IPC185P01",185,167]
["Integrated Power","IPC185P01-US",185,167]
["Integrated Power","IPC190P01",190,171.6]
["Integrated Power","IPC190P01-US",190,171.6]
["Integrated Power","IPC200P01",200,179.8]
["Integrated Power","IPC200P01-US",200,179.8]
["Integrated Power","IPC205P01",205,184.4]
["Integrated Power","IPC205P01-US",205,184.4]
["Integrated Power","IPC210P01",210,189]
["Integrated Power","IPC210P01-US",210,189]
["Integrated Power","IPC215P01",215,193.6]
["Integrated Power","IPC215P01-US",215,193.6]
["Integrated Power","IPC220P01",220,198.2]
["Integrated Power","IPC220P01-US",220,198.2]
["Integrated Power","IPC225P01",225,202.9]
["Integrated Power","IPC225P01-US",225,202.9]
["Integrated Power","IPC230P01",230,206.5]
["Integrated Power","IPC230P01-US",230,206.5]
["Integrated Power","IPC235P01",235,211.1]
["Integrated Power","IPC235P01-US",235,211.1]
["Integrated Power","IPC240P01",240,215.7]
["Integrated Power","IPC240P01-US",240,215.7]
["Integrated Power","IPC245P01",245,220.3]
["Integrated Power","IPC245P01-US",245,220.3]
["Integrated Power","IPC250P01",250,224.9]
["Integrated Power","IPC250P01-US",250,224.9]
["Integrated Power","IPC255P01",255,229.6]
["Integrated Power","IPC255P01-US",255,229.6]
["Integrated Power","IPC260P01",260,234.2]
["Integrated Power","IPC260P01-US",260,234.2]
["Integrated Power","IPC265P01",265,238.8]
["Integrated Power","IPC265P01-US",265,238.8]
["Integrated Power","IPC270P01",270,243.4]
["Integrated Power","IPC270P01-US",270,243.4]
["Integrated Power","IPC275P01",275,248.1]
["Integrated Power","IPC275P01-US",275,248.1]
["Integrated Power","IPC280P01",280,252.7]
["Integrated Power","IPC280P01-US",280,252.7]
["Integrated Solar Technology","STT-64M-B4U",64,54.6]
["Integrated Solar Technology","STT-67M-B4U",67,57.2]
["Integrated Solar Technology","STT-70M-B4U",70,59.8]
["Integrated Solar Technology","STS-95M-B4U",95,82.7]
["Integrated Solar Technology","STS-100M-B4U",100,87.2]
["Integrated Solar Technology","STS-105M-B4U",105,91.8]
["Inventec Energy","IECS-6P66-125",125,110.1]
["Inventec Energy","IECS-6M66-130",130,113.3]
["Inventec Energy","IECS-6P66-130",130,114.7]
["Inventec Energy","IECS-6M66-135",135,117.8]
["Inventec Energy","IECS-6P66-135",135,119.2]
["Inventec Energy","IECS-6M66-140",140,122.3]
["Inventec Energy","IECS-6P66-140",140,123.8]
["Inventec Energy","IECS-6M66-145",145,126.8]
["Inventec Energy","IECS-6P66-145",145,128.30000000000001]
["Inventec Energy","IECS-6P67-145",145,127.8]
["Inventec Energy","IECS-6M66-150",150,131.4]
["Inventec Energy","IECS-6M67-150",150,133.6]
["Inventec Energy","IECS-6P67-150",150,132.30000000000001]
["Inventec Energy","IECS-6M67-155",155,138.19999999999999]
["Inventec Energy","IECS-6P67-155",155,136.80000000000001]
["Inventec Energy","IECS-6M67-160",160,142.80000000000001]
["Inventec Energy","IECS-6P67-160",160,142]
["Inventec Energy","IECS-6M67-165",165,147.4]
["Inventec Energy","IECS-6P67-165",165,146.6]
["Inventec Energy","IECS-6P68-165",165,145.4]
["Inventec Energy","IECS-6M67-170",170,152]
["Inventec Energy","IECS-6M68-170",170,151.9]
["Inventec Energy","IECS-6P67-170",170,151.1]
["Inventec Energy","IECS-6P68-170",170,149.9]
["Inventec Energy","IECS-6M67-175",175,156.6]
["Inventec Energy","IECS-6M68-175",175,156.5]
["Inventec Energy","IECS-6P67-175",175,155.1]
["Inventec Energy","IECS-6P68-175",175,154.5]
["Inventec Energy","IECS-6M68-180",180,161.1]
["Inventec Energy","IECS-6M68-185",185,165.7]
["Inventec Energy","IECS-6P68-185",185,163.6]
["Inventec Energy","IECS-6M68-190",190,170.3]
["Inventec Energy","IECS-6P68-190",190,168.1]
["Inventec Energy","IECS-6P69-190",190,167.6]
["Inventec Energy","IECS-6M68-195",195,174.9]
["Inventec Energy","IECS-6P68-195",195,172.7]
["Inventec Energy","IECS-6P69-195",195,172.1]
["Inventec Energy","IECS-6M69-200",200,172.7]
["Inventec Energy","IECS-6P68-200",200,177.3]
["Inventec Energy","IECS-6P69-200",200,176.6]
["Inventec Energy","IECS-6M69-205",205,177.2]
["Inventec Energy","IECS-6P68-205",205,181.8]
["Inventec Energy","IECS-6P69-205",205,181.2]
["Inventec Energy","IECS-6M69-210",210,181.7]
["Inventec Energy","IECS-6P69-210",210,185.7]
["Inventec Energy","IECS-6P6A-210",210,185.2]
["Inventec Energy","IECS-6M6A-215",215,189]
["Inventec Energy","IECS-6P69-215",215,190.3]
["Inventec Energy","IECS-6P6A-215",215,189.7]
["Inventec Energy","IECS-6M6A-220",220,193.5]
["Inventec Energy","IECS-6P69-220",220,194.9]
["Inventec Energy","IECS-6P6A-220",220,197.7]
["Inventec Energy","IECS-6M6A-225",225,198.1]
["Inventec Energy","IECS-6P69-225",225,199.4]
["Inventec Energy","IECS-6P6A-225",225,202.3]
["Inventec Energy","IECS-6M6A-230",230,202.6]
["Inventec Energy","IECS-6P69-230",230,204]
["Inventec Energy","IECS-6P6A-230",230,207]
["Inventec Energy","IECS-6M6A-235",235,207.1]
["Inventec Energy","IECS-6P6A-235",235,211.6]
["Inventec Energy","IECS-6M6A-240",240,211.7]
["Inventec Energy","IECS-6P6A-240",240,216.2]
["Inventec Energy","IECS-6M6A-245",245,216.2]
["Inventec Energy","IECS-6P6A-245",245,217.1]
["Inventec Energy","IECS-6M6A-250",250,220]
["Inventec Energy","IECS-6P6A-250",250,221.6]
["Inventec Energy","IECS-6M6A-255",255,224.6]
["Inventec Energy","IECS-6P6A-255",255,226.2]
["Inventec Energy","IECS-6M6A-260",260,229.1]
["Inventec Energy","IECS-6M6A-265",265,233.7]
["Inventec Energy","IECS-6M6A-270",270,238.2]
["Inventec Energy","IECS-6M6A-275",275,242.8]
["Inventec Energy","IECS-6P6C-275",275,243.2]
["Inventec Energy","IECS-6P6C-280",280,247.7]
["Inventec Energy","IECS-6M6C-285",285,250.4]
["Inventec Energy","IECS-6P6C-285",285,252.3]
["Inventec Energy","IECS-6M6C-290",290,255]
["Inventec Energy","IECS-6P6C-290",290,252.1]
["Inventec Energy","IECS-6M6C-295",295,259.5]
["Inventec Energy","IECS-6P6C-295",295,256.60000000000002]
["Inventec Energy","IECS-6M6C-300",300,264.10000000000002]
["Inventec Energy","IECS-6P6C-300",300,261.10000000000002]
["Inventec Energy","IECS-6M6C-305",305,268.60000000000002]
["Inventec Energy","IECS-6M6C-310",310,273.2]
["Inventec Energy","IECS-6M6C-315",315,277.7]
["Inventec Energy","IECS-6M6C-320",320,282.3]
["Inventec Energy","IECS-6M6C-325",325,286.89999999999998]
["Inventec Energy","IECS-6M6C-330",330,291.5]
["Isofoton","IS-210/32",210,182.8]
["Isofoton","IS-215/32",215,187.3]
["Isofoton","IS-220/32",220,191.8]
["Isofoton","ISF-235",235,212.8]
["Isofoton","ISF-240",240,217.4]
["Isofoton","ISFP-240 Black",240,212.6]
["Isofoton","ISFP-240 White",240,211.3]
["Isofoton","ISF-245",245,222]
["Isofoton","ISF-245 Black",245,217.5]
["Isofoton","ISF-245 Clear",245,218.6]
["Isofoton","ISFP-245 Black",245,217.1]
["Isofoton","ISFP-245 White",245,215.8]
["Isofoton","ISFT-245",245,220.5]
["Isofoton","ISF-250",250,225]
["Isofoton","ISF-250 Black",250,222.1]
["Isofoton","ISF-250 Clear",250,223.2]
["Isofoton","ISFP-250 Black",250,227.2]
["Isofoton","ISFP-250 White",250,228.4]
["Isofoton","ISFT-250",250,225.1]
["Isofoton","ISF-255",255,229.6]
["Isofoton","ISF-255 Black",255,226.7]
["Isofoton","ISF-255 Clear",255,227.8]
["Isofoton","ISFP-255 Black",255,231.9]
["Isofoton","ISFP-255 White",255,233.1]
["Isofoton","ISFT-255",255,229.7]
["Isofoton","ISFP-260 Black",260,236.5]
["Isofoton","ISFP-260 White",260,237.7]
["Isofoton","ISFP-265 Black",265,241.2]
["Isofoton","ISFP-265 White",265,242.4]
["Isofoton","ISFP-270 Black",270,245.9]
["Isofoton","ISFP-270 White",270,247.1]
["Itek Energy LLC","iT-220",220,192.5]
["Itek Energy LLC","iT-225",225,197]
["Itek Energy LLC","iT-230",230,201.5]
["Itek Energy LLC","iT-235",235,206.1]
["Itek Energy LLC","iT-240",240,210.6]
["Itek Energy LLC","P18y250",250,224.7]
["Itek Energy LLC","S18y250",250,224.7]
["Itek Energy LLC","P18y255",255,229.3]
["Itek Energy LLC","S18y255",255,229.3]
["Itek Energy LLC","iT-260-HE",260,239]
["Itek Energy LLC","P18y260",260,233.9]
["Itek Energy LLC","S18y260",260,233.9]
["Itek Energy LLC","iT-265-HE",265,243.7]
["Itek Energy LLC","P18Y265",265,238.5]
["Itek Energy LLC","S18y265",265,238.5]
["Itek Energy LLC","iT-270-HE",270,248.4]
["Itek Energy LLC","S19Y270",270,244.3]
["Itek Energy LLC","S79y270",270,244.3]
["Itek Energy LLC","iT-275-HE",275,253.1]
["Itek Energy LLC","iT-275-SE",275,252.8]
["Itek Energy LLC","P19Y275",275,249.4]
["Itek Energy LLC","S19y275",275,249]
["Itek Energy LLC","S79y275",275,249]
["Itek Energy LLC","iT-280-HE",280,257.8]
["Itek Energy LLC","iT-280-SE",280,257.5]
["Itek Energy LLC","S19y280",280,253.6]
["Itek Energy LLC","S59y280",280,253.6]
["Itek Energy LLC","S79y280",280,253.6]
["Itek Energy LLC","iT-285-HE",285,259]
["Itek Energy LLC","iT-285-SE",285,262.3]
["Itek Energy LLC","P19Y285",285,258.8]
["Itek Energy LLC","S19y285",285,258.3]
["Itek Energy LLC","S59y285",285,258.3]
["Itek Energy LLC","S79y285",285,258.3]
["Itek Energy LLC","iT-290-HE",290,263.7]
["Itek Energy LLC","iT-290-SE",290,267]
["Itek Energy LLC","P19Y290",290,263.39999999999998]
["Itek Energy LLC","S19y290",290,263]
["Itek Energy LLC","S59y290",290,263]
["Itek Energy LLC","S79Y290",290,263.39999999999998]
["Itek Energy LLC","iT-295-HE",295,268.39999999999998]
["Itek Energy LLC","iT-295-SE",295,271.7]
["Itek Energy LLC","P19Y295",295,268.10000000000002]
["Itek Energy LLC","S19Y295",295,268.10000000000002]
["Itek Energy LLC","S59Y295",295,268.10000000000002]
["Itek Energy LLC","S79Y295",295,268.10000000000002]
["Itek Energy LLC","iT-300-HE",300,273.10000000000002]
["Itek Energy LLC","iT-300-SE",300,276.39999999999998]
["Itek Energy LLC","P19Y300",300,272.8]
["Itek Energy LLC","S19Y300",300,272.8]
["Itek Energy LLC","S59Y300",300,272.8]
["Itek Energy LLC","S79Y300",300,272.8]
["Itek Energy LLC","iT-305-SE",305,281.2]
["Itek Energy LLC","P19Y305",305,277.5]
["Itek Energy LLC","S19Y305",305,277.5]
["Itek Energy LLC","S59Y305",305,277.5]
["Itek Energy LLC","S79Y305",305,277.5]
["Itek Energy LLC","P19Y310",310,282.2]
["Itek Energy LLC","S19Y310",310,282.2]
["Itek Energy LLC","S59Y310",310,282.2]
["Itek Energy LLC","iT-335-SE-72",335,308.7]
["Itek Energy LLC","iT-340-SE-72",340,313.5]
["Itek Energy LLC","iT-345-SE-72",345,318.2]
["Itek Energy LLC","iT-350-SE-72",350,322.89999999999998]
["Itek Energy LLC","iT-355-SE-72",355,327.7]
["Itek Energy LLC","iT-360-SE-72",360,332.4]
["Itek Energy LLC","iT-365-SE-72",365,337.2]
["Itek Energy LLC","iT-370-SE-72",370,341.9]
["Itek Energy LLC","iT-375-SE-72",375,346.7]
["JA Solar","JAM5-72-165",165,148]
["JA Solar","JAM5-72-170",170,152.6]
["JA Solar","JAM5-72-175",175,157.19999999999999]
["JA Solar","JAM5(L)(BK)-72-180/SI",180,160.19999999999999]
["JA Solar","JAM5(L)-72-180/SI",180,160.19999999999999]
["JA Solar","JAM5-72-180",180,161.80000000000001]
["JA Solar","JAM5(L)(BK)-72-185/SI",185,164.8]
["JA Solar","JAM5(L)-72-185/SI",185,164.8]
["JA Solar","JAM5-72-185",185,166.4]
["JA Solar","JAM5(L)(BK)-72-190/SI",190,169.4]
["JA Solar","JAM5(L)-72-190/SI",190,169.4]
["JA Solar","JAM5-72-190",190,171]
["JA Solar","JAM5(L)(BK)-72-195/SI",195,173.9]
["JA Solar","JAM5(L)-72-195/SI",195,173.9]
["JA Solar","JAM5-72-195",195,175.6]
["JA Solar","JAM5(L)(BK)-72-200/SI",200,178.5]
["JA Solar","JAM5(L)-72-200/SI",200,178.5]
["JA Solar","JAM6-60-200",200,178.6]
["JA Solar","JAP6-60-200",200,178.1]
["JA Solar","JAM5(L)(BK)-72-205/SI",205,183.1]
["JA Solar","JAM5(L)-72-205/SI",205,183.1]
["JA Solar","JAM6-60-205",205,183.2]
["JA Solar","JAP6-60-205",205,182.6]
["JA Solar","JAM5(L)(BK)-72-210/SI",210,187.8]
["JA Solar","JAM5(L)-72-210/SI",210,187.8]
["JA Solar","JAM6-60-210",210,187.8]
["JA Solar","JAP6-60-210",210,187.2]
["JA Solar","JAM6-60-215",215,192.4]
["JA Solar","JAP6(BK)-60-215",215,190.9]
["JA Solar","JAM6-60-220",220,197]
["JA Solar","JAP6(BK)-60-220",220,195.4]
["JA Solar","JAM6-60-225",225,201.5]
["JA Solar","JAP6(BK)-60-225",225,200]
["JA Solar","JAP6-60-225/MP",225,198.3]
["JA Solar","JAM6-60-230",230,206.1]
["JA Solar","JAP6(BK)-60-230",230,204.5]
["JA Solar","JAP6-60-230/MP",230,202.8]
["JA Solar","JAM6-60-235",235,210.7]
["JA Solar","JAM6-60-235/SI",235,208.4]
["JA Solar","JAP6(BK)-60-235",235,209.1]
["JA Solar","JAP6-60-235/MP",235,207.3]
["JA Solar","JAM6-60-240",240,215.3]
["JA Solar","JAM6-60-240/SI",240,212.9]
["JA Solar","JAP6(BK)-60-240",240,213.7]
["JA Solar","JAP6-60-240/MP",240,211.9]
["JA Solar","JAM6-60-245/SI",245,217.5]
["JA Solar","JAP6(BK)-60-245",245,218.3]
["JA Solar","JAP6-60-245",245,218.3]
["JA Solar","JAP6-60-245/3BB",245,218.3]
["JA Solar","JAP6-60-245/MP",245,216.4]
["JA Solar","JAM6-60-250/SI",250,222.1]
["JA Solar","JAP6(BK)-60-250",250,222.9]
["JA Solar","JAP6-60-250",250,222.9]
["JA Solar","JAP6-60-250/3BB",250,222.9]
["JA Solar","JAP6-60-250/MP",250,221]
["JA Solar","JAP6-72-250",250,222.8]
["JA Solar","JAM6-60-255/SI",255,226.6]
["JA Solar","JAM6-72-255",255,228.1]
["JA Solar","JAP6(k)-60-255/4BB",255,236]
["JA Solar","JAP6-60-255/3BB",255,230.1]
["JA Solar","JAP6-60-255/4BB",255,236]
["JA Solar","JAP6-60-255/MP",255,225.6]
["JA Solar","JAP6-72-255",255,227.4]
["JA Solar","JAM6-60-260/SI",260,234.6]
["JA Solar","JAM6-72-260",260,232.7]
["JA Solar","JAP6(k)-60-260/4BB",260,240.7]
["JA Solar","JAP6-60-260/3BB",260,234.7]
["JA Solar","JAP6-60-260/4BB",260,240.7]
["JA Solar","JAP6-60-260/4BB/RE",260,238]
["JA Solar","JAP6-60-260/MP",260,230.1]
["JA Solar","JAP6-72-260",260,232]
["JA Solar","JAM6(k)-60-265/4BB",265,241.3]
["JA Solar","JAM6-60-265/SI",265,239.2]
["JA Solar","JAM6-72-265",265,237.3]
["JA Solar","JAP6(BK)-72-265",265,235.5]
["JA Solar","JAP6(k)-60-265/4BB",265,245.4]
["JA Solar","JAP6-60-265/3BB",265,239.4]
["JA Solar","JAP6-60-265/4BB",265,245.4]
["JA Solar","JAP6-60-265/4BB/RE",265,242.7]
["JA Solar","JAM6(k)-60-270/4BB",270,246]
["JA Solar","JAM6-60-270/SI",270,243.8]
["JA Solar","JAM6-72-270",270,241.9]
["JA Solar","JAP6(BK)-72-270",270,240.1]
["JA Solar","JAP6(k)-60-270/4BB",270,250.2]
["JA Solar","JAP6-60-270/3BB",270,244]
["JA Solar","JAP6-60-270/4BB",270,250.2]
["JA Solar","JAP6-60-270/4BB/RE",270,247.3]
["JA Solar","JAM6(k)-60-275/4BB",275,250.7]
["JA Solar","JAM6-60-275/SI",275,248.5]
["JA Solar","JAM6-72-275",275,246.5]
["JA Solar","JAP6(BK)-72-275",275,244.6]
["JA Solar","JAP6(k)-60-275/4BB",275,254.9]
["JA Solar","JAP6-60-275/3BB",275,248.7]
["JA Solar","JAP6-60-275/4BB",275,254.9]
["JA Solar","JAP6-60-275/4BB/RE",275,252]
["JA Solar","JAP6-72-275/3BB",275,245.7]
["JA Solar","JAM6(k)(BK)-60-280/PR",280,258]
["JA Solar","JAM6(k)-60-280/4BB",280,255.4]
["JA Solar","JAM6(k)-60-280/PR",280,257.10000000000002]
["JA Solar","JAM60S01-280/PR",280,258.7]
["JA Solar","JAM60S02-280/PR",280,256.60000000000002]
["JA Solar","JAM6-60-280/SI",280,253.1]
["JA Solar","JAM6-72-280",280,251.1]
["JA Solar","JAP6(BK)-72-280",280,249.2]
["JA Solar","JAP6(BK)-72-280/MP",280,247.1]
["JA Solar","JAP6-60-280/4BB/RE",280,256.7]
["JA Solar","JAP6-72-280/3BB",280,250.3]
["JA Solar","JAP6-72-280/MP",280,247.1]
["JA Solar","JAM6(BK)-72-285/SI",285,252.9]
["JA Solar","JAM6(k)(BK)-60-285/PR",285,262.7]
["JA Solar","JAM6(k)-60-285/4BB",285,260]
["JA Solar","JAM6(k)-60-285/PR",285,261.8]
["JA Solar","JAM60S01-285/PR",285,263.39999999999998]
["JA Solar","JAM60S02-285/PR",285,261.3]
["JA Solar","JAM6-72-285",285,255.7]
["JA Solar","JAM6-72-285/SI",285,252.9]
["JA Solar","JAP6(BK)-72-285",285,253.8]
["JA Solar","JAP6(BK)-72-285/MP",285,251.6]
["JA Solar","JAP6-72-285/3BB",285,254.9]
["JA Solar","JAP6-72-285/MP",285,251.6]
["JA Solar","JAM6(BK)-72-290/SI",290,257.39999999999998]
["JA Solar","JAM6(k)(BK)-60-290/PR",290,267.39999999999998]
["JA Solar","JAM6(k)-60-290/PR",290,266.5]
["JA Solar","JAM60S01-290/PR",290,268.10000000000002]
["JA Solar","JAM60S02-290/PR",290,266]
["JA Solar","JAM6-72-290",290,260.3]
["JA Solar","JAM6-72-290/SI",290,257.39999999999998]
["JA Solar","JAP6(BK)-72-290",290,258.39999999999998]
["JA Solar","JAP6(BK)-72-290/MP",290,256.2]
["JA Solar","JAP6-72-290/3BB",290,259.5]
["JA Solar","JAP6-72-290/MP",290,256.2]
["JA Solar","JAM6(BK)-72-295/SI",295,262]
["JA Solar","JAM6(k)(BK)-60-295/PR",295,272.2]
["JA Solar","JAM6(k)-60-295/PR",295,271.2]
["JA Solar","JAM60S01-295/PR",295,272.89999999999998]
["JA Solar","JAM60S02-295/PR",295,270.7]
["JA Solar","JAM6-72-295",295,264.89999999999998]
["JA Solar","JAM6-72-295/SI",295,262]
["JA Solar","JAP6(BK)-72-295",295,262.89999999999998]
["JA Solar","JAP6(BK)-72-295/MP",295,260.7]
["JA Solar","JAP6-72-295",295,264.10000000000002]
["JA Solar","JAP6-72-295/3BB",295,264.10000000000002]
["JA Solar","JAP6-72-295/MP",295,260.7]
["JA Solar","JAM6(BK)-72-300/SI",300,266.60000000000002]
["JA Solar","JAM6(k)(BK)-60-300/PR",300,276.89999999999998]
["JA Solar","JAM6(k)-60-300/PR",300,275.89999999999998]
["JA Solar","JAM60S01-300/PR",300,277.60000000000002]
["JA Solar","JAM60S02-300/PR",300,275.5]
["JA Solar","JAM6-72-300",300,269.5]
["JA Solar","JAM6-72-300/SI",300,266.60000000000002]
["JA Solar","JAP6(BK)-72-300",300,267.5]
["JA Solar","JAP6(BK)-72-300/MP",300,265.3]
["JA Solar","JAP6-72-300",300,271.7]
["JA Solar","JAP6-72-300/3BB",300,270.60000000000002]
["JA Solar","JAP6-72-300/MP",300,265.3]
["JA Solar","JAM6(BK)-72-305/SI",305,271.2]
["JA Solar","JAM60S01-305/PR",305,282.39999999999998]
["JA Solar","JAM6-72-305/SI",305,275.10000000000002]
["JA Solar","JAP6(BK)-72-305/MP",305,269.89999999999998]
["JA Solar","JAP6(k)-72-305/4BB",305,282.3]
["JA Solar","JAP6-72-305",305,276.3]
["JA Solar","JAP6-72-305/3BB",305,275.3]
["JA Solar","JAP6-72-305/4BB",305,282.3]
["JA Solar","JAP6-72-305/4BB/RE",305,279.10000000000002]
["JA Solar","JAP6-72-305/MP",305,269.89999999999998]
["JA Solar","JAP72S01-305/SC",305,281.2]
["JA Solar","JAM6(BK)-72-310/SI",310,275.8]
["JA Solar","JAM60S01-310/PR",310,288.39999999999998]
["JA Solar","JAM6-72-310/SI",310,279.7]
["JA Solar","JAP6(BK)-72-310/MP",310,274.39999999999998]
["JA Solar","JAP6(k)-72-310/4BB",310,287]
["JA Solar","JAP6-72-310",310,281]
["JA Solar","JAP6-72-310/3BB",310,279.89999999999998]
["JA Solar","JAP6-72-310/4BB",310,287]
["JA Solar","JAP6-72-310/4BB/RE",310,283.8]
["JA Solar","JAP6-72-310/MP",310,274.39999999999998]
["JA Solar","JAP72S01-310/SC",310,286]
["JA Solar","JAM6(BK)-72-315/SI",315,280.3]
["JA Solar","JAM60S01-315/PR",315,293.2]
["JA Solar","JAM6-72-315/SI",315,284.3]
["JA Solar","JAP6(BK)-72-315/MP",315,279]
["JA Solar","JAP6(k)-72-315/4BB",315,291.7]
["JA Solar","JAP6-72-315",315,285.60000000000002]
["JA Solar","JAP6-72-315/3BB",315,284.5]
["JA Solar","JAP6-72-315/4BB",315,291.7]
["JA Solar","JAP6-72-315/4BB/RE",315,288.5]
["JA Solar","JAP6-72-315/MP",315,279]
["JA Solar","JAP72S01-315/SC",315,290.7]
["JA Solar","JAM6(k)-72-320/4BB",320,291.5]
["JA Solar","JAM60S01-320/PR",320,297.89999999999998]
["JA Solar","JAM6-72-320/SI",320,289]
["JA Solar","JAP6(k)-72-320/4BB",320,296.5]
["JA Solar","JAP6-72-320/3BB",320,289.2]
["JA Solar","JAP6-72-320/4BB",320,296.5]
["JA Solar","JAP6-72-320/4BB/RE",320,293.10000000000002]
["JA Solar","JAP72S01-320/SC",320,295.39999999999998]
["JA Solar","JAM6(k)-72-325/4BB",325,296.2]
["JA Solar","JAM6-72-325/SI",325,293.60000000000002]
["JA Solar","JAP6(k)-72-325/4BB",325,301.2]
["JA Solar","JAP6-72-325/3BB",325,293.8]
["JA Solar","JAP6-72-325/4BB",325,301.2]
["JA Solar","JAP6-72-325/4BB/RE",325,297.8]
["JA Solar","JAP72S01-325/SC",325,300.10000000000002]
["JA Solar","JAM6(k)-72-330/4BB",330,300.89999999999998]
["JA Solar","JAM6(k)-72-330/PR",330,302.89999999999998]
["JA Solar","JAM6-72-330/SI",330,298.3]
["JA Solar","JAP6-72-330/3BB",330,298.5]
["JA Solar","JAP6-72-330/4BB",330,306]
["JA Solar","JAP6-72-330/4BB/RE",330,302.5]
["JA Solar","JAP72S01-330/SC",330,304.2]
["JA Solar","JAM6(k)-72-335/4BB",335,305.60000000000002]
["JA Solar","JAM6(k)-72-335/PR",335,307.7]
["JA Solar","JAM6-72-335/SI",335,303]
["JA Solar","JAM72S01-335/PR",335,309.10000000000002]
["JA Solar","JAP6-72-335/4BB/RE",335,307.3]
["JA Solar","JAP72S01-335/SC",335,309]
["JA Solar","JAM6(k)-72-340/4BB",340,310.3]
["JA Solar","JAM6(k)-72-340/PR",340,312.39999999999998]
["JA Solar","JAM72S01-340/PR",340,313.89999999999998]
["JA Solar","JAP72S01-340/SC",340,313.7]
["JA Solar","JAM6(k)-72-345/PR",345,317.10000000000002]
["JA Solar","JAM72S01-345/PR",345,318.60000000000002]
["JA Solar","JAM6(k)-72-350/PR",350,321.8]
["JA Solar","JAM72S01-350/PR",350,323.3]
["JA Solar","JAM6(k)-72-355/PR",355,326.5]
["JA Solar","JAM72S01-355/PR",355,328.1]
["JA Solar","JAM6(k)-72-360/PR",360,331.2]
["JA Solar","JAM72S01-360/PR",360,332.8]
["JA Solar","JAM72S01-365/PR",365,337.6]
["JA Solar","JAM72D09-370/BP",370,343.4]
["JA Solar","JAM72S01-370/PR",370,343.6]
["JA Solar","JAM72D09-375/BP",375,348.2]
["JA Solar","JAM72S01-375/PR",375,348.4]
["JA Solar","JAM72S09-375/PR",375,349.4]
["JA Solar","JAM72D09-380/BP",380,353]
["JA Solar","JAM72S01-380/PR",380,353.2]
["JA Solar","JAM72S09-380/PR",380,354.2]
["JA Solar","JAM72D09-385/BP",385,357.7]
["JA Solar","JAM72S01-385/PR",385,357.9]
["JA Solar","JAM72S09-385/PR",385,359]
["JA Solar","JAM72D09-390/BP",390,362.5]
["JA Solar","JAM72S09-390/PR",390,363.8]
["JA Solar","JAM72S09-395/PR",395,368.6]
["Japan Solar (Infini Co., Ltd)","JS-170M-TCI72",170,145.30000000000001]
["Japan Solar (Infini Co., Ltd)","JS-175M-CI72",175,156.5]
["Japan Solar (Infini Co., Ltd)","JS-175M-TCI72",175,156.5]
["Japan Solar (Infini Co., Ltd)","JS-180M-CI72",180,161]
["Japan Solar (Infini Co., Ltd)","JS-180M-TCI72",180,161]
["Japan Solar (Infini Co., Ltd)","JS-185M-CI72",185,165.6]
["Japan Solar (Infini Co., Ltd)","JS-185M-TCI72",185,165.6]
["Japan Solar (Infini Co., Ltd)","JS-190M-CI72",190,167.4]
["Japan Solar (Infini Co., Ltd)","JS-190M-TCI72",190,167.4]
["Japan Solar (Infini Co., Ltd)","JS-215M-CI54",215,185.8]
["Japan Solar (Infini Co., Ltd)","JS-215M-CI54-BB",215,187.4]
["Japan Solar (Infini Co., Ltd)","JS-215M-TCI54",215,185.8]
["Japan Solar (Infini Co., Ltd)","JS-215M-TCI54-BB",215,187.4]
["Japan Solar (Infini Co., Ltd)","JS-220M-CI54",220,190.3]
["Japan Solar (Infini Co., Ltd)","JS-220M-CI54-BB",220,191.9]
["Japan Solar (Infini Co., Ltd)","JS-220M-CI60",220,198.8]
["Japan Solar (Infini Co., Ltd)","JS-220M-TCI54",220,190.3]
["Japan Solar (Infini Co., Ltd)","JS-220M-TCI54-BB",220,191.9]
["Japan Solar (Infini Co., Ltd)","JS-220M-TCI60",220,198.8]
["Japan Solar (Infini Co., Ltd)","JS-220U-CI60",220,195.5]
["Japan Solar (Infini Co., Ltd)","JS-220U-TCI60",220,195.5]
["Japan Solar (Infini Co., Ltd)","JS-225M-CI54",225,194.8]
["Japan Solar (Infini Co., Ltd)","JS-225M-CI54-BB",225,196.4]
["Japan Solar (Infini Co., Ltd)","JS-225M-CI60",225,203.4]
["Japan Solar (Infini Co., Ltd)","JS-225M-TCI54",225,194.8]
["Japan Solar (Infini Co., Ltd)","JS-225M-TCI54-BB",225,196.4]
["Japan Solar (Infini Co., Ltd)","JS-225M-TCI60",225,203.4]
["Japan Solar (Infini Co., Ltd)","JS-225U-CI60",225,200.1]
["Japan Solar (Infini Co., Ltd)","JS-225U-TCI60",225,200.1]
["Japan Solar (Infini Co., Ltd)","JS-230M-CI60",230,208]
["Japan Solar (Infini Co., Ltd)","JS-230M-TCI60",230,208]
["Japan Solar (Infini Co., Ltd)","JS-230U-CI60",230,204.7]
["Japan Solar (Infini Co., Ltd)","JS-230U-TCI60",230,204.7]
["Japan Solar (Infini Co., Ltd)","JS-235M-CI60",235,212.6]
["Japan Solar (Infini Co., Ltd)","JS-235M-CI60-BB",235,204.6]
["Japan Solar (Infini Co., Ltd)","JS-235M-TCI60",235,212.6]
["Japan Solar (Infini Co., Ltd)","JS-235M-TCI60-BB",235,204.6]
["Japan Solar (Infini Co., Ltd)","JS-235U-CI60",235,209.2]
["Japan Solar (Infini Co., Ltd)","JS-235U-CI60-BW",235,207.3]
["Japan Solar (Infini Co., Ltd)","JS-235U-TCI60-BW",235,207.3]
["Japan Solar (Infini Co., Ltd)","JS-240M-CI54",240,209.2]
["Japan Solar (Infini Co., Ltd)","JS-240M-CI60",240,217.3]
["Japan Solar (Infini Co., Ltd)","JS-240M-CI60-BB",240,209.1]
["Japan Solar (Infini Co., Ltd)","JS-240M-TCI54",240,209.2]
["Japan Solar (Infini Co., Ltd)","JS-240M-TCI60",240,217.3]
["Japan Solar (Infini Co., Ltd)","JS-240M-TCI60-BB",240,209.1]
["Japan Solar (Infini Co., Ltd)","JS-240U-CI60",240,213.8]
["Japan Solar (Infini Co., Ltd)","JS-240U-CI60-BW",240,211.8]
["Japan Solar (Infini Co., Ltd)","JS-240U-TCI60",240,213.8]
["Japan Solar (Infini Co., Ltd)","JS-240U-TCI60-BW",240,211.8]
["Japan Solar (Infini Co., Ltd)","JS-245M-CI60",245,218.8]
["Japan Solar (Infini Co., Ltd)","JS-245M-CI60-BB",245,213.6]
["Japan Solar (Infini Co., Ltd)","JS-245M-CI60-BW",245,218.8]
["Japan Solar (Infini Co., Ltd)","JS-245M-TCI60",245,218.8]
["Japan Solar (Infini Co., Ltd)","JS-245M-TCI60-BB",245,213.6]
["Japan Solar (Infini Co., Ltd)","JS-245M-TCI60-BW",245,218.8]
["Japan Solar (Infini Co., Ltd)","JS-245M-TCI72",245,221.9]
["Japan Solar (Infini Co., Ltd)","JS-245U-CI60",245,216.4]
["Japan Solar (Infini Co., Ltd)","JS-245U-CI60-BW",245,216.4]
["Japan Solar (Infini Co., Ltd)","JS-245U-TCI60",245,216.4]
["Japan Solar (Infini Co., Ltd)","JS-245U-TCI60-BW",245,216.4]
["Japan Solar (Infini Co., Ltd)","JS-250M-CI60",250,223.4]
["Japan Solar (Infini Co., Ltd)","JS-250M-CI60-BW",250,223.4]
["Japan Solar (Infini Co., Ltd)","JS-250M-TCI60",250,223.4]
["Japan Solar (Infini Co., Ltd)","JS-250M-TCI60-BB",250,223.4]
["Japan Solar (Infini Co., Ltd)","JS-250M-TCI72",250,226.6]
["Japan Solar (Infini Co., Ltd)","JS-250U-CI60",250,221]
["Japan Solar (Infini Co., Ltd)","JS-250U-CI60-BW",250,221]
["Japan Solar (Infini Co., Ltd)","JS-250U-LI60",250,225.4]
["Japan Solar (Infini Co., Ltd)","JS-250U-PI60",250,223.7]
["Japan Solar (Infini Co., Ltd)","JS-250U-TCI60",250,221]
["Japan Solar (Infini Co., Ltd)","JS-250U-TCI60-BW",250,221]
["Japan Solar (Infini Co., Ltd)","JS-255M-CI60",255,228]
["Japan Solar (Infini Co., Ltd)","JS-255M-CI60-BW",255,228]
["Japan Solar (Infini Co., Ltd)","JS-255M-LI60",255,232.8]
["Japan Solar (Infini Co., Ltd)","JS-255M-TCI60",255,228]
["Japan Solar (Infini Co., Ltd)","JS-255M-TCI60-BB",255,228]
["Japan Solar (Infini Co., Ltd)","JS-255U-CI60",255,225.5]
["Japan Solar (Infini Co., Ltd)","JS-255U-CI60-BW",255,225.5]
["Japan Solar (Infini Co., Ltd)","JS-255U-LI60",255,230.1]
["Japan Solar (Infini Co., Ltd)","JS-255U-PI60",255,228.4]
["Japan Solar (Infini Co., Ltd)","JS-255U-RI60",255,233.5]
["Japan Solar (Infini Co., Ltd)","JS-255U-RJI60",255,233.5]
["Japan Solar (Infini Co., Ltd)","JS-255U-TCI60",255,225.5]
["Japan Solar (Infini Co., Ltd)","JS-255U-TCI60-BW",255,225.5]
["Japan Solar (Infini Co., Ltd)","JS-260M-CI60",260,232.6]
["Japan Solar (Infini Co., Ltd)","JS-260M-CI60-BW",260,232.6]
["Japan Solar (Infini Co., Ltd)","JS-260M-LI60",260,237.5]
["Japan Solar (Infini Co., Ltd)","JS-260M-PI60",260,234.6]
["Japan Solar (Infini Co., Ltd)","JS-260M-TCI60",260,232.6]
["Japan Solar (Infini Co., Ltd)","JS-260M-TCI60-BB",260,232.6]
["Japan Solar (Infini Co., Ltd)","JS-260U-CI60",260,230.1]
["Japan Solar (Infini Co., Ltd)","JS-260U-LI60",260,235.2]
["Japan Solar (Infini Co., Ltd)","JS-260U-PI60",260,233]
["Japan Solar (Infini Co., Ltd)","JS-260U-RI60",260,238.2]
["Japan Solar (Infini Co., Ltd)","JS-260U-RJI60",260,238.2]
["Japan Solar (Infini Co., Ltd)","JS-260U-TCI60",260,230.1]
["Japan Solar (Infini Co., Ltd)","JS-265M-CI60",265,237.2]
["Japan Solar (Infini Co., Ltd)","JS-265M-CI60-BW",265,237.2]
["Japan Solar (Infini Co., Ltd)","JS-265M-CI72",265,239.5]
["Japan Solar (Infini Co., Ltd)","JS-265M-LI60",265,236.6]
["Japan Solar (Infini Co., Ltd)","JS-265M-PI60",265,239.2]
["Japan Solar (Infini Co., Ltd)","JS-265M-TCI60",265,237.2]
["Japan Solar (Infini Co., Ltd)","JS-265M-TCI60-BB",265,237.2]
["Japan Solar (Infini Co., Ltd)","JS-265M-TCI72",265,239.5]
["Japan Solar (Infini Co., Ltd)","JS-265U-LI60",265,235.7]
["Japan Solar (Infini Co., Ltd)","JS-265U-PI60",265,237.6]
["Japan Solar (Infini Co., Ltd)","JPS-270P-60-A",270,250.2]
["Japan Solar (Infini Co., Ltd)","JS-270M-CI60",270,235.5]
["Japan Solar (Infini Co., Ltd)","JS-270M-CI72",270,244.1]
["Japan Solar (Infini Co., Ltd)","JS-270M-LI60",270,241.2]
["Japan Solar (Infini Co., Ltd)","JS-270M-PI60",270,243.9]
["Japan Solar (Infini Co., Ltd)","JS-270M-TCI60",270,235.5]
["Japan Solar (Infini Co., Ltd)","JS-270M-TCI72",270,244.1]
["Japan Solar (Infini Co., Ltd)","JS-270U-LI60",270,240.3]
["Japan Solar (Infini Co., Ltd)","JS-270U-PI60",270,242.2]
["Japan Solar (Infini Co., Ltd)","JPS-275P-60-A",275,254.9]
["Japan Solar (Infini Co., Ltd)","JS-275M-CI60",275,247.1]
["Japan Solar (Infini Co., Ltd)","JS-275M-CI72",275,248.7]
["Japan Solar (Infini Co., Ltd)","JS-275M-LI60",275,245.8]
["Japan Solar (Infini Co., Ltd)","JS-275M-PI60",275,248.5]
["Japan Solar (Infini Co., Ltd)","JS-275M-TCI60",275,247.1]
["Japan Solar (Infini Co., Ltd)","JS-275M-TCI72",275,248.7]
["Japan Solar (Infini Co., Ltd)","JS-275U-CI72",275,241.6]
["Japan Solar (Infini Co., Ltd)","JS-275U-PI60",275,246.8]
["Japan Solar (Infini Co., Ltd)","JS-275U-TCI72",275,241.6]
["Japan Solar (Infini Co., Ltd)","JS-280M-60-BB",280,253.4]
["Japan Solar (Infini Co., Ltd)","JS-280M-CI60",280,250.4]
["Japan Solar (Infini Co., Ltd)","JS-280M-CI72",280,253.4]
["Japan Solar (Infini Co., Ltd)","JS-280M-CI72-BB",280,243.4]
["Japan Solar (Infini Co., Ltd)","JS-280M-LI60",280,250.4]
["Japan Solar (Infini Co., Ltd)","JS-280M-PI60",280,253.2]
["Japan Solar (Infini Co., Ltd)","JS-280M-TCI60",280,251.7]
["Japan Solar (Infini Co., Ltd)","JS-280M-TCI72",280,253.4]
["Japan Solar (Infini Co., Ltd)","JS-280M-TCI72-BB",280,243.4]
["Japan Solar (Infini Co., Ltd)","JS-280U-CI72",280,246.1]
["Japan Solar (Infini Co., Ltd)","JS-280U-PI60",280,251.5]
["Japan Solar (Infini Co., Ltd)","JS-280U-TCI72",280,246.1]
["Japan Solar (Infini Co., Ltd)","JS-285M-60",285,257.60000000000002]
["Japan Solar (Infini Co., Ltd)","JS-285M-60-BB",285,258]
["Japan Solar (Infini Co., Ltd)","JS-285M-CI72",285,258]
["Japan Solar (Infini Co., Ltd)","JS-285M-CI72-BB",285,247.9]
["Japan Solar (Infini Co., Ltd)","JS-285M-LI60",285,255.1]
["Japan Solar (Infini Co., Ltd)","JS-285M-PI60",285,257.8]
["Japan Solar (Infini Co., Ltd)","JS-285M-TCI72",285,258]
["Japan Solar (Infini Co., Ltd)","JS-285M-TCI72-BB",285,247.9]
["Japan Solar (Infini Co., Ltd)","JS-285U-CI72",285,250.6]
["Japan Solar (Infini Co., Ltd)","JS-285U-PI60",285,256.10000000000002]
["Japan Solar (Infini Co., Ltd)","JS-285U-TCI72",285,250.6]
["Japan Solar (Infini Co., Ltd)","JS-290M-60",290,262.3]
["Japan Solar (Infini Co., Ltd)","JS-290M-60-BB",290,262.7]
["Japan Solar (Infini Co., Ltd)","JS-290M-CI72",290,253.5]
["Japan Solar (Infini Co., Ltd)","JS-290M-CI72-BB",290,252.4]
["Japan Solar (Infini Co., Ltd)","JS-290M-PI60",290,262.5]
["Japan Solar (Infini Co., Ltd)","JS-290M-TCI72",290,253.5]
["Japan Solar (Infini Co., Ltd)","JS-290M-TCI72-BB",290,252.4]
["Japan Solar (Infini Co., Ltd)","JS-290U-CI72",290,255.2]
["Japan Solar (Infini Co., Ltd)","JS-290U-TCI72",290,261.39999999999998]
["Japan Solar (Infini Co., Ltd)","JS-295M-60",295,267]
["Japan Solar (Infini Co., Ltd)","JS-295M-60-BB",295,267.39999999999998]
["Japan Solar (Infini Co., Ltd)","JS-295M-CI72",295,258.10000000000002]
["Japan Solar (Infini Co., Ltd)","JS-295M-CI72-BB",295,256.89999999999998]
["Japan Solar (Infini Co., Ltd)","JS-295M-PI60",295,267.2]
["Japan Solar (Infini Co., Ltd)","JS-295M-TCI72",295,258.10000000000002]
["Japan Solar (Infini Co., Ltd)","JS-295M-TCI72-BB",295,256.89999999999998]
["Japan Solar (Infini Co., Ltd)","JS-295U-PI72",295,262.2]
["Japan Solar (Infini Co., Ltd)","JS-295U-TCI72",295,266.10000000000002]
["Japan Solar (Infini Co., Ltd)","JPS-300M-60-A",300,277.60000000000002]
["Japan Solar (Infini Co., Ltd)","JPS-300M-60-A-BB",300,275.5]
["Japan Solar (Infini Co., Ltd)","JS-300M-60",300,271.60000000000002]
["Japan Solar (Infini Co., Ltd)","JS-300M-CI72",300,262.60000000000002]
["Japan Solar (Infini Co., Ltd)","JS-300M-TCI72",300,262.60000000000002]
["Japan Solar (Infini Co., Ltd)","JS-300U-LI72",300,270.3]
["Japan Solar (Infini Co., Ltd)","JS-300U-PI72",300,266.8]
["Japan Solar (Infini Co., Ltd)","JS-300U-RI72",300,274.60000000000002]
["Japan Solar (Infini Co., Ltd)","JS-300U-TCI72",300,270.8]
["Japan Solar (Infini Co., Ltd)","JS-305M-CI72",305,265.5]
["Japan Solar (Infini Co., Ltd)","JS-305M-TCI72",305,265.5]
["Japan Solar (Infini Co., Ltd)","JS-305U-LI72",305,276.7]
["Japan Solar (Infini Co., Ltd)","JS-305U-PI72",305,271.39999999999998]
["Japan Solar (Infini Co., Ltd)","JS-305U-RI72",305,279.3]
["Japan Solar (Infini Co., Ltd)","JS-305U-TCI72",305,275.39999999999998]
["Japan Solar (Infini Co., Ltd)","JS-310M-CI72",310,270]
["Japan Solar (Infini Co., Ltd)","JS-310M-LI72",310,280.2]
["Japan Solar (Infini Co., Ltd)","JS-310M-TCI72",310,270]
["Japan Solar (Infini Co., Ltd)","JS-310U-LI72",310,281.39999999999998]
["Japan Solar (Infini Co., Ltd)","JS-310U-PI72",310,276]
["Japan Solar (Infini Co., Ltd)","JS-310U-RI72",310,284]
["Japan Solar (Infini Co., Ltd)","JS-310U-TCI72",310,280.10000000000002]
["Japan Solar (Infini Co., Ltd)","JS-315M-CI72",315,274.5]
["Japan Solar (Infini Co., Ltd)","JS-315M-LI72",315,285.89999999999998]
["Japan Solar (Infini Co., Ltd)","JS-315M-PI72",315,283.7]
["Japan Solar (Infini Co., Ltd)","JS-315M-TCI72",315,274.5]
["Japan Solar (Infini Co., Ltd)","JS-315U-LI72",315,284.2]
["Japan Solar (Infini Co., Ltd)","JS-315U-PI72",315,280.60000000000002]
["Japan Solar (Infini Co., Ltd)","JS-315U-RI72",315,288.7]
["Japan Solar (Infini Co., Ltd)","JS-315U-TCI72",315,284.8]
["Japan Solar (Infini Co., Ltd)","JS-320M-CI72",320,279]
["Japan Solar (Infini Co., Ltd)","JS-320M-LI72",320,290.60000000000002]
["Japan Solar (Infini Co., Ltd)","JS-320M-PI72",320,288.39999999999998]
["Japan Solar (Infini Co., Ltd)","JS-320M-TCI72",320,279]
["Japan Solar (Infini Co., Ltd)","JS-320U-LI72",320,288.89999999999998]
["Japan Solar (Infini Co., Ltd)","JS-320U-PI72",320,285.2]
["Japan Solar (Infini Co., Ltd)","JS-325M-CI72",325,291.89999999999998]
["Japan Solar (Infini Co., Ltd)","JS-325M-LI72",325,291.3]
["Japan Solar (Infini Co., Ltd)","JS-325M-PI72",325,293]
["Japan Solar (Infini Co., Ltd)","JS-325M-TCI72",325,291.89999999999998]
["Japan Solar (Infini Co., Ltd)","JS-325U-LI72",325,293.5]
["Japan Solar (Infini Co., Ltd)","JS-325U-PI72",325,289.8]
["Japan Solar (Infini Co., Ltd)","JS-330M-CI72",330,296.60000000000002]
["Japan Solar (Infini Co., Ltd)","JS-330M-LI72",330,296]
["Japan Solar (Infini Co., Ltd)","JS-330M-PI72",330,297.7]
["Japan Solar (Infini Co., Ltd)","JS-330M-TCI72",330,296.60000000000002]
["Japan Solar (Infini Co., Ltd)","JS-330U-PI72",330,294.39999999999998]
["Japan Solar (Infini Co., Ltd)","JS-335M-LI72",335,300.60000000000002]
["Japan Solar (Infini Co., Ltd)","JS-335M-PI72",335,302.3]
["Japan Solar (Infini Co., Ltd)","JS-335U-PI72",335,299]
["Japan Solar (Infini Co., Ltd)","JS-340M-PI72",340,307]
["Japan Solar (Infini Co., Ltd)","JS-340U-PI72",340,303.60000000000002]
["Japan Solar (Infini Co., Ltd)","JS-345M-PI72",345,311.60000000000002]
["Japan Solar (Infini Co., Ltd)","JS-350M-PI72",350,316.3]
["Japan Solar (Infini Co., Ltd)","JPS-355M-72-A",355,328.1]
["Japan Solar (Infini Co., Ltd)","JS-355M-PI72",355,321]
["Japan Solar (Infini Co., Ltd)","JPS-360M-72-A",360,332.8]
["Japan Solar (Infini Co., Ltd)","JS-360M-PI72",360,325.60000000000002]
["Japan Solar (Infini Co., Ltd.)","JPS-365M-72-A-1500",365,337.6]
["Japan Solar (Infini Co., Ltd.)","JPS-370M-72-A-1500",370,343.6]
["Japan Solar (Infini Co., Ltd.)","JPS-375M-72-A-1500",375,348.4]
["Japan Solar Factory","JB250P-60",250,223.8]
["Japan Solar Factory","JB255P-60",255,228.5]
["Japan Solar Factory","JB260M-60",260,232.2]
["Japan Solar Factory","JB260P-60",260,233.1]
["Japan Solar Factory","JB265M-60",265,236.8]
["Japan Solar Factory","JB265P-60",265,237.7]
["Japan Solar Factory","JB270M-60",270,241.5]
["Japan Solar Factory","JB270P-60",270,242.3]
["Japan Solar Factory","JB275M-60",275,246.1]
["Japan Solar Factory","JB280M-60",280,250.7]
["Japan Solar Factory","JB300P-72",300,268.7]
["Japan Solar Factory","JB305P-72",305,273.3]
["Japan Solar Factory","JB310M-72",310,276.89999999999998]
["Japan Solar Factory","JB310P-72",310,277.89999999999998]
["Japan Solar Factory","JB315M-72",315,281.5]
["Japan Solar Factory","JB315P-72",315,282.5]
["Japan Solar Factory","JB320M-72",320,286.10000000000002]
["Japan Solar Factory","JB320P-72",320,287.10000000000002]
["Japan Solar Factory","JB325M-72",325,290.7]
["Japan Solar Factory","JB325P-72",325,291.8]
["Japan Solar Factory","JB330M-72",330,295.39999999999998]
["Japan Solar Factory","JB335M-72",335,300]
["Jetion Science & Technology Co","JT250PLg",250,228.3]
["Jetion Science & Technology Co","JT255PLg",255,232.9]
["Jetion Science & Technology Co","JT260PLg",260,237.6]
["Jetion Science & Technology Co","JT265PLg",265,242.3]
["Jetion Science & Technology Co","JT270PLg",270,247]
["Jetion Science & Technology Co","JT300PMg",300,269.5]
["Jetion Science & Technology Co","JT305PMg",305,274.10000000000002]
["Jetion Science & Technology Co","JT310PMg",310,278.7]
["Jetion Science & Technology Co","JT315PMg",315,283.3]
["Jetion Science & Technology Co","JT320PMg",320,288]
["Jetion Solar (China)","JT175SAb",175,153.9]
["Jetion Solar (China)","JT175SAb(Black)",175,155.6]
["Jetion Solar (China)","JT180SAb",180,158.5]
["Jetion Solar (China)","JT180SAb(Black)",180,160.19999999999999]
["Jetion Solar (China)","JT185SAb",185,163]
["Jetion Solar (China)","JT185SAb(Black)",185,164.8]
["Jetion Solar (China)","JT190SAb",190,171.4]
["Jetion Solar (China)","JT195SAb",195,176]
["Jetion Solar (China)","JT220PCe",220,193.2]
["Jetion Solar (China)","JT220PCe(Black)",220,194.9]
["Jetion Solar (China)","JT225PCe",225,197.7]
["Jetion Solar (China)","JT225PCe(Black)",225,199.4]
["Jetion Solar (China)","JT230PCe",230,202.2]
["Jetion Solar (China)","JT230PCe(Black)",230,204]
["Jetion Solar (China)","JT230SCc",230,207.1]
["Jetion Solar (China)","JT230SCc(Black)",230,207.1]
["Jetion Solar (China)","JT235PCe",235,210.4]
["Jetion Solar (China)","JT235PCe(Black)",235,208.6]
["Jetion Solar (China)","JT235SCc",235,211.7]
["Jetion Solar (China)","JT235SCc(Black)",235,211.7]
["Jetion Solar (China)","JT240PCe",240,215]
["Jetion Solar (China)","JT240PCe(Black)",240,213.1]
["Jetion Solar (China)","JT240SCc",240,216.4]
["Jetion Solar (China)","JT240SCc(Black)",240,216.4]
["Jetion Solar (China)","JT245SCc",245,221]
["Jetion Solar (China)","JT245SCc(Black)",245,221]
["Jetion Solar (China)","JT250PPg",250,223.5]
["Jetion Solar (China)","JT250SCc",250,225.6]
["Jetion Solar (China)","JT255PPg",255,228.1]
["Jetion Solar (China)","JT260PPg",260,232.7]
["Jetion Solar (China)","JT265PPg",265,237.3]
["Jetion Solar (China)","JT270PAe",270,242.6]
["Jetion Solar (China)","JT270PAe(Black)",270,241.7]
["Jetion Solar (China)","JT270PPg",270,242]
["Jetion Solar (China)","JT270SAc",270,243.4]
["Jetion Solar (China)","JT270SAc(Black)",270,240.2]
["Jetion Solar (China)","JT275PAe",275,247.3]
["Jetion Solar (China)","JT275PAe(Black)",275,246.3]
["Jetion Solar (China)","JT275SAc",275,248]
["Jetion Solar (China)","JT275SAc(Black)",275,244.8]
["Jetion Solar (China)","JT280PAe",280,251.9]
["Jetion Solar (China)","JT280PAe(Black)",280,250.9]
["Jetion Solar (China)","JT280SAc",280,252.6]
["Jetion Solar (China)","JT280SAc(Black)",280,249.4]
["Jetion Solar (China)","JT285PAe",285,256.5]
["Jetion Solar (China)","JT285PAe(Black)",285,255.5]
["Jetion Solar (China)","JT285SAc",285,257.2]
["Jetion Solar (China)","JT285SAc(Black)",285,254]
["Jetion Solar (China)","JT290PAe",290,261.10000000000002]
["Jetion Solar (China)","JT290PAe(Black)",290,260.10000000000002]
["Jetion Solar (China)","JT290SAc",290,261.89999999999998]
["Jetion Solar (China)","JT290SAc(Black)",290,258.60000000000002]
["Jetion Solar (China)","JT300PAg",300,269.7]
["Jetion Solar (China)","JT305PAg",305,274.39999999999998]
["Jetion Solar (China)","JT310PAg",310,279]
["Jetion Solar (China)","JT315PAg",315,283.60000000000002]
["Jetion Solar (China)","JT320PAg",320,288.3]
["Jiangsu Aide Solar Energy Technology","AD160M5-Aa",160,138.30000000000001]
["Jiangsu Aide Solar Energy Technology","AD165M5-Aa",165,142.80000000000001]
["Jiangsu Aide Solar Energy Technology","AD170M5-Aa",170,146.1]
["Jiangsu Aide Solar Energy Technology","AD175M5-Aa",175,150.5]
["Jiangsu Aide Solar Energy Technology","AD180M5-Aa",180,155]
["Jiangsu Aide Solar Energy Technology","AD185M5-Aa",185,165.9]
["Jiangsu Aide Solar Energy Technology","AD190M5-Aa",190,170.6]
["Jiangsu Aide Solar Energy Technology","AD190P6-Ac",190,163.9]
["Jiangsu Aide Solar Energy Technology","AD195M5-Aa",195,175.2]
["Jiangsu Aide Solar Energy Technology","AD195P6-Ac",195,168.3]
["Jiangsu Aide Solar Energy Technology","AD200M5-Aa",200,179.8]
["Jiangsu Aide Solar Energy Technology","AD200P6-Ac",200,172.8]
["Jiangsu Aide Solar Energy Technology","AD205P6-Ac",205,177.2]
["Jiangsu Aide Solar Energy Technology","AD210P6-Ac",210,181.7]
["Jiangsu Aide Solar Energy Technology","AD210P6-Bc",210,187.8]
["Jiangsu Aide Solar Energy Technology","AD215P6-Ab",215,185.5]
["Jiangsu Aide Solar Energy Technology","AD220P6-Ab",220,190]
["Jiangsu Aide Solar Energy Technology","AD220P6-Bb",220,196.6]
["Jiangsu Aide Solar Energy Technology","AD225P6-Ab",225,194]
["Jiangsu Aide Solar Energy Technology","AD230M6-Ab",230,207.7]
["Jiangsu Aide Solar Energy Technology","AD230P6-Ab",230,207.9]
["Jiangsu Aide Solar Energy Technology","AD230P6-Bb",230,205.7]
["Jiangsu Aide Solar Energy Technology","AD235M6-Ab",235,212.3]
["Jiangsu Aide Solar Energy Technology","AD235P6-Ab",235,212.5]
["Jiangsu Aide Solar Energy Technology","AD235P6-Bb",235,210.3]
["Jiangsu Aide Solar Energy Technology","AD240M6-Ab",240,217]
["Jiangsu Aide Solar Energy Technology","AD240P6-Ab",240,217.2]
["Jiangsu Aide Solar Energy Technology","AD240P6-Bb",240,214.9]
["Jiangsu Aide Solar Energy Technology","AD245M6-Ab",245,221.6]
["Jiangsu Aide Solar Energy Technology","AD245P6-Ab",245,221.8]
["Jiangsu Aide Solar Energy Technology","AD250M6-Ab",250,226.2]
["Jiangsu Aide Solar Energy Technology","AD250P6-Ab",250,226.5]
["Jiangsu Aide Solar Energy Technology","AD255M6-Ab",255,232.8]
["Jiangsu Aide Solar Energy Technology","AD255P6-Ab",255,231.1]
["Jiangsu Aide Solar Energy Technology","AD260M6-Ab",260,237.5]
["Jiangsu Aide Solar Energy Technology","AD260P6-Ab",260,235.8]
["Jiangsu Aide Solar Energy Technology","AD265M6-Ab",265,242.2]
["Jiangsu Aide Solar Energy Technology","AD275M6-Aa",275,248.7]
["Jiangsu Aide Solar Energy Technology","AD275P6-Aa",275,248.4]
["Jiangsu Aide Solar Energy Technology","AD280M6-Aa",280,253.3]
["Jiangsu Aide Solar Energy Technology","AD280P6-Aa",280,253]
["Jiangsu Aide Solar Energy Technology","AD285M6-Aa",285,258]
["Jiangsu Aide Solar Energy Technology","AD285P6-Aa",285,257.60000000000002]
["Jiangsu Aide Solar Energy Technology","AD290M6-Aa",290,262.60000000000002]
["Jiangsu Aide Solar Energy Technology","AD290P6-Aa",290,262.3]
["Jiangsu Aide Solar Energy Technology","AD295M6-Aa",295,267.2]
["Jiangsu Aide Solar Energy Technology","AD295P6-Aa",295,266.89999999999998]
["Jiangsu Aide Solar Energy Technology","AD300M6-Aa",300,271.89999999999998]
["Jiangsu Aide Solar Energy Technology","AD300P6-Aa",300,271.5]
["Jiangsu Aide Solar Energy Technology","AD305M6-Aa",305,278.3]
["Jiangsu Aide Solar Energy Technology","AD305P6-Aa",305,276.2]
["Jiangsu Aide Solar Energy Technology","AD310M6-Aa",310,283]
["Jiangsu Aide Solar Energy Technology","AD310P6-Aa",310,280.89999999999998]
["Jiangsu Aide Solar Energy Technology","AD315M6-Aa",315,287.7]
["Jiangsu Best Solar High-Tech","BEST-170D-24",170,148.19999999999999]
["Jiangsu Best Solar High-Tech","BEST-175D-24",175,152.69999999999999]
["Jiangsu Best Solar High-Tech","BEST-180D-24",180,157.19999999999999]
["Jiangsu Best Solar High-Tech","BEST-190P-18",190,166.2]
["Jiangsu Best Solar High-Tech","BEST-200P-18",200,175.2]
["Jiangsu Best Solar High-Tech","BEST-210P-18",210,184.3]
["Jiangsu Best Solar High-Tech","BEST-210P-20",210,183]
["Jiangsu Best Solar High-Tech","BEST-220D-20",220,189.7]
["Jiangsu Best Solar High-Tech","BEST-220P-20",220,192]
["Jiangsu Best Solar High-Tech","BEST-230D-20",230,198.6]
["Jiangsu Best Solar High-Tech","BEST-230P-20",230,201]
["Jiangsu Best Solar High-Tech","BEST-240D-20",240,207.6]
["Jiangsu Best Solar High-Tech","BEST-260P-24",260,228]
["Jiangsu Best Solar High-Tech","BEST-270P-24",270,237]
["Jiangsu Best Solar High-Tech","BEST-280P-24",280,246.1]
["Jiangsu Green Power PV","GPM175-A-72",175,154.30000000000001]
["Jiangsu Green Power PV","GPM175-B-48",175,153.19999999999999]
["Jiangsu Green Power PV","GPM175P-B-48",175,155]
["Jiangsu Green Power PV","GPM180-A-72",180,158.9]
["Jiangsu Green Power PV","GPM180-B-48",180,157.69999999999999]
["Jiangsu Green Power PV","GPM180P-B-48",180,159.5]
["Jiangsu Green Power PV","GPM185-A-72",185,163.4]
["Jiangsu Green Power PV","GPM185-B-48",185,162.30000000000001]
["Jiangsu Green Power PV","GPM185P-B-48",185,164.1]
["Jiangsu Green Power PV","GPM190-B-54",190,165.3]
["Jiangsu Green Power PV","GPM190P-B-54",190,168]
["Jiangsu Green Power PV","GPM195-B-54",195,169.7]
["Jiangsu Green Power PV","GPM195P-B-54",195,172.6]
["Jiangsu Green Power PV","GPM200-B-54",200,174.2]
["Jiangsu Green Power PV","GPM200P-B-54",200,177.1]
["Jiangsu Green Power PV","GPM205-B-54",205,178.7]
["Jiangsu Green Power PV","GPM205P-B-54",205,181.7]
["Jiangsu Green Power PV","GPM210-B-54",210,183.2]
["Jiangsu Green Power PV","GPM210P-B-54",210,186.3]
["Jiangsu Green Power PV","GPM210P-B-60",210,187.4]
["Jiangsu Green Power PV","GPM215P-B-60",215,192]
["Jiangsu Green Power PV","GPM220-B-60",220,193.3]
["Jiangsu Green Power PV","GPM220P-B-60",220,196.6]
["Jiangsu Green Power PV","GPM225-B-60",225,197.8]
["Jiangsu Green Power PV","GPM225P-B-60",225,201.2]
["Jiangsu Green Power PV","GPM230-B-60",230,202.4]
["Jiangsu Green Power PV","GPM230P-B-60",230,205.8]
["Jiangsu Green Power PV","GPM235-B-60",235,206.9]
["Jiangsu Green Power PV","GPM240-B-60",240,211.5]
["Jiangsu Hanjia Thin Film Solar Technology Co., Ltd.","HW-MQSB-V128",28,25.3]
["Jiangsu Hanjia Thin Film Solar Technology Co., Ltd.","HW-MQSC-V128",28,25.3]
["Jiangsu Hanjia Thin Film Solar Technology Co., Ltd.","HW-MQSG-V128",28,25.3]
["Jiangsu Hanjia Thin Film Solar Technology Co., Ltd.","HW-MQSR-V128",28,25.3]
["Jiangsu Hanjia Thin Film Solar Technology Co., Ltd.","HW-MQSB-V129",29,26.2]
["Jiangsu Hanjia Thin Film Solar Technology Co., Ltd.","HW-MQSG-V129",29,26.2]
["Jiangsu Hanjia Thin Film Solar Technology Co., Ltd.","HW-MQSB-V130",30,27.1]
["Jiangsu Hanjia Thin Film Solar Technology Co., Ltd.","HW-MQSC-V130",30,27.1]
["Jiangsu Hanjia Thin Film Solar Technology Co., Ltd.","HW-MQSG-V130",30,27.1]
["Jiangsu Hanjia Thin Film Solar Technology Co., Ltd.","HW-MQSR-V130",30,27.1]
["Jiangsu JiaSheng Photovoltaic Technology","JS140M36-12V",140,124.7]
["Jiangsu JiaSheng Photovoltaic Technology","JS140P36-12V",140,124.5]
["Jiangsu JiaSheng Photovoltaic Technology","JS145M36-12V",145,129.19999999999999]
["Jiangsu JiaSheng Photovoltaic Technology","JS145P36-12V",145,129.1]
["Jiangsu JiaSheng Photovoltaic Technology","JS180D72-24V",180,160.5]
["Jiangsu JiaSheng Photovoltaic Technology","JS185D72-24V",185,165.1]
["Jiangsu JiaSheng Photovoltaic Technology","JS190D72-24V",190,169.7]
["Jiangsu JiaSheng Photovoltaic Technology","JS195D72-24V",195,174.3]
["Jiangsu JiaSheng Photovoltaic Technology","JS220P60-24V",220,196.7]
["Jiangsu JiaSheng Photovoltaic Technology","JS225P60-24V",225,201.3]
["Jiangsu JiaSheng Photovoltaic Technology","JS230M60-24V",230,205.7]
["Jiangsu JiaSheng Photovoltaic Technology","JS230P60-24V",230,205.9]
["Jiangsu JiaSheng Photovoltaic Technology","JS235M60-24V",235,210.3]
["Jiangsu JiaSheng Photovoltaic Technology","JS235P60-24V",235,210.5]
["Jiangsu JiaSheng Photovoltaic Technology","JS240M60-24V",240,214.9]
["Jiangsu JiaSheng Photovoltaic Technology","JS240P60-24V",240,215.1]
["Jiangsu JiaSheng Photovoltaic Technology","JS245M60-24V",245,219.5]
["Jiangsu JiaSheng Photovoltaic Technology","JS250M60-24V",250,224.1]
["Jiangsu JiaSheng Photovoltaic Technology","JS255M60-24V",255,228.7]
["Jiangsu JiaSheng Photovoltaic Technology","JS255P72-24V",255,227.9]
["Jiangsu JiaSheng Photovoltaic Technology","JS260M60-24V",260,233.3]
["Jiangsu JiaSheng Photovoltaic Technology","JS260M72-24V",260,232.2]
["Jiangsu JiaSheng Photovoltaic Technology","JS260P72-24V",260,232.5]
["Jiangsu JiaSheng Photovoltaic Technology","JS265M72-24V",265,236.8]
["Jiangsu JiaSheng Photovoltaic Technology","JS265P72-24V",265,237]
["Jiangsu JiaSheng Photovoltaic Technology","JS270M72-24V",270,241.4]
["Jiangsu JiaSheng Photovoltaic Technology","JS270P72-24V",270,241.6]
["Jiangsu JiaSheng Photovoltaic Technology","JS275M72-24V",275,246]
["Jiangsu JiaSheng Photovoltaic Technology","JS275P72-24V",275,246.2]
["Jiangsu JiaSheng Photovoltaic Technology","JS280M72-24V",280,250.6]
["Jiangsu JiaSheng Photovoltaic Technology","JS280P72-24V",280,250.8]
["Jiangsu JiaSheng Photovoltaic Technology","JS290M72-24V",290,259.8]
["Jiangsu JiaSheng Photovoltaic Technology","JS290P72-24V",290,260]
["Jiangsu JiaSheng Photovoltaic Technology","JS300M72-24V",300,269]
["Jiangsu JiaSheng Photovoltaic Technology","JS300P72-24V",300,269.3]
["Jiangsu Prefersolar Photovoltaic","PS-175M",175,156]
["Jiangsu Prefersolar Photovoltaic","PS-180M",180,160.6]
["Jiangsu Prefersolar Photovoltaic","PS-185M",185,165.2]
["Jiangsu Prefersolar Photovoltaic","PS-230M",230,203.9]
["Jiangsu Prefersolar Photovoltaic","PS-235M",235,208.4]
["Jiangsu Prefersolar Photovoltaic","PS-240M",240,213]
["Jiangsu Prefersolar Photovoltaic","PS-245M",245,217.6]
["Jiangsu Prefersolar Photovoltaic","PS-250M",250,222.2]
["Jiangsu Runda PV","RS185M-72",185,165.8]
["Jiangsu Runda PV","RS190M-72",190,170.4]
["Jiangsu Runda PV","RS215P-60",215,192.3]
["Jiangsu Runda PV","RS220P-60",220,196.8]
["Jiangsu Runda PV","RS225P-60",225,201.4]
["Jiangsu Runda PV","RS230M-96",230,205]
["Jiangsu Runda PV","RS230P-60",230,206]
["Jiangsu Runda PV","RS235M-96",235,209.6]
["Jiangsu Runda PV","RS235P-60",235,210.6]
["Jiangsu Runda PV","RS240M-96",240,214.2]
["Jiangsu Runda PV","RS245M-96",245,218.8]
["Jiangsu Runda PV","RS250M-96",250,223.4]
["Jiangsu Sainty Machinery","GES-M165",165,147.30000000000001]
["Jiangsu Sainty Machinery","GES-5M170",170,153.30000000000001]
["Jiangsu Sainty Machinery","GES-M170",170,151.80000000000001]
["Jiangsu Sainty Machinery","GES-5M175",175,157.9]
["Jiangsu Sainty Machinery","GES-M175",175,156.4]
["Jiangsu Sainty Machinery","GES-5M180",180,162.5]
["Jiangsu Sainty Machinery","GES-M180",180,161]
["Jiangsu Sainty Machinery","GES-5M185",185,167.1]
["Jiangsu Sainty Machinery","GES-5M190",190,171.8]
["Jiangsu Sainty Machinery","GES-6M190",190,170.8]
["Jiangsu Sainty Machinery","GES-5M195",195,176.4]
["Jiangsu Sainty Machinery","GES-6M195",195,175.4]
["Jiangsu Sainty Machinery","GES-6M200",200,180]
["Jiangsu Sainty Machinery","GES-P200",200,175.9]
["Jiangsu Sainty Machinery","GES-6M205",205,184.6]
["Jiangsu Sainty Machinery","GES-6M210",210,189.2]
["Jiangsu Sainty Machinery","GES-P210",210,184.9]
["Jiangsu Sainty Machinery","GES-6M220",220,197.8]
["Jiangsu Sainty Machinery","GES-P220",220,194]
["Jiangsu Sainty Machinery","GES-6M225",225,202.4]
["Jiangsu Sainty Machinery","GES-6P225",225,203.3]
["Jiangsu Sainty Machinery","GES-5M230",230,207]
["Jiangsu Sainty Machinery","GES-6M230",230,207]
["Jiangsu Sainty Machinery","GES-6P230",230,207.9]
["Jiangsu Sainty Machinery","GES-P230",230,203.1]
["Jiangsu Sainty Machinery","GES-5M235",235,211.6]
["Jiangsu Sainty Machinery","GES-6M235",235,211.7]
["Jiangsu Sainty Machinery","GES-6P235",235,212.6]
["Jiangsu Sainty Machinery","GES-5M240",240,216.3]
["Jiangsu Sainty Machinery","GES-6M240",240,216.3]
["Jiangsu Sainty Machinery","GES-6P240",240,217.2]
["Jiangsu Sainty Machinery","GES-P240",240,211.7]
["Jiangsu Sainty Machinery","GES-5M245",245,220.9]
["Jiangsu Sainty Machinery","GES-6M245",245,221.8]
["Jiangsu Sainty Machinery","GES-6P245",245,221.8]
["Jiangsu Sainty Machinery","GES-5M250",250,225.5]
["Jiangsu Sainty Machinery","GES-6M250",250,226.5]
["Jiangsu Sainty Machinery","GES-6P250",250,226.7]
["Jiangsu Sainty Machinery","GES-P250",250,220.7]
["Jiangsu Sainty Machinery","GES-5M255",255,230.1]
["Jiangsu Sainty Machinery","GES-6M255",255,230.7]
["Jiangsu Sainty Machinery","GES-6P255",255,231.4]
["Jiangsu Sainty Machinery","GES-6M260",260,235.3]
["Jiangsu Sainty Machinery","GES-6P260",260,236.1]
["Jiangsu Sainty Machinery","GES-P260",260,229.8]
["Jiangsu Sainty Machinery","GES-6M265",265,238.8]
["Jiangsu Sainty Machinery","GES-6P265",265,239.6]
["Jiangsu Sainty Machinery","GES-6M270",270,243.4]
["Jiangsu Sainty Machinery","GES-6P270",270,244.3]
["Jiangsu Sainty Machinery","GES-P270",270,238.9]
["Jiangsu Sainty Machinery","GES-6M275",275,248]
["Jiangsu Sainty Machinery","GES-6P275",275,248.9]
["Jiangsu Sainty Machinery","GES-6M280",280,253.5]
["Jiangsu Sainty Machinery","GES-6P280",280,253.5]
["Jiangsu Sainty Machinery","GES-P280",280,248]
["Jiangsu Sainty Machinery","GES-6M285",285,258.2]
["Jiangsu Sainty Machinery","GES-6P285",285,258.2]
["Jiangsu Sainty Machinery","GES-6M290",290,262.8]
["Jiangsu Sainty Machinery","GES-6P290",290,262.8]
["Jiangsu Sainty Machinery","GES-6M295",295,267.5]
["Jiangsu Sainty Machinery","GES-6P295",295,267.5]
["Jiangsu Sainty Machinery","GES-6M300",300,272.10000000000002]
["Jiangsu Sainty Machinery","GES-6P300",300,272.10000000000002]
["Jiangsu Sainty Machinery","GES-6M305",305,276.8]
["Jiangsu Sainty Machinery","GES-6P305",305,276.8]
["Jiangsu Sainty Machinery","GES-6M310",310,281.39999999999998]
["Jiangsu Sainty Machinery","GES-6M315",315,286.10000000000002]
["Jiangsu Shunda PV-Tech","SDM-170/(165)-72M",165,145.30000000000001]
["Jiangsu Shunda PV-Tech","SDM-170/(170)-72M",170,149.80000000000001]
["Jiangsu Shunda PV-Tech","SDM-170/(175)-72M",175,154.30000000000001]
["Jiangsu Shunda PV-Tech","SDM-170/(180)-72M",180,158.9]
["Jiangsu Shunda PV-Tech","SDM-170/(185)-72M",185,163.4]
["Jiangsu SunLink PV Technology","SL180-24M170",170,150.9]
["Jiangsu SunLink PV Technology","SL180-24M175",175,155.4]
["Jiangsu SunLink PV Technology","SL180-24M180",180,160]
["Jiangsu SunLink PV Technology","SL180-24M185",185,164.5]
["Jiangsu SunLink PV Technology","SL180-24M190",190,169]
["Jiangsu SunLink PV Technology","SL180-24M195",195,173.5]
["Jiangsu SunLink PV Technology","SL220-20M200",200,178.4]
["Jiangsu SunLink PV Technology","SL220-20P200",200,178.4]
["Jiangsu SunLink PV Technology","SL220-20M205",205,183]
["Jiangsu SunLink PV Technology","SL220-20P205",205,183]
["Jiangsu SunLink PV Technology","SL220-20M210",210,187.5]
["Jiangsu SunLink PV Technology","SL220-20P210",210,187.5]
["Jiangsu SunLink PV Technology","SL220-20M215",215,192.1]
["Jiangsu SunLink PV Technology","SL220-20P215",215,192.1]
["Jiangsu SunLink PV Technology","SL220-20M220",220,196.7]
["Jiangsu SunLink PV Technology","SL220-20P220",220,196.6]
["Jiangsu SunLink PV Technology","SL240-32M220",220,196.3]
["Jiangsu SunLink PV Technology","SL220-20M225",225,201.2]
["Jiangsu SunLink PV Technology","SL220-20P225",225,201.2]
["Jiangsu SunLink PV Technology","SL240-32M225",225,200.8]
["Jiangsu SunLink PV Technology","SL220-20M230",230,205.8]
["Jiangsu SunLink PV Technology","SL220-20P230",230,205.8]
["Jiangsu SunLink PV Technology","SL240-32M230",230,205.4]
["Jiangsu SunLink PV Technology","SL220-20M235",235,210.4]
["Jiangsu SunLink PV Technology","SL220-20P235",235,210.4]
["Jiangsu SunLink PV Technology","SL240-32M235",235,210]
["Jiangsu SunLink PV Technology","SL220-20M240",240,214.9]
["Jiangsu SunLink PV Technology","SL220-20P240",240,214.9]
["Jiangsu SunLink PV Technology","SL240-32M240",240,214.5]
["Jiangsu SunLink PV Technology","SL220-20M245",245,221.4]
["Jiangsu SunLink PV Technology","SL240-32M245",245,219.1]
["Jiangsu SunLink PV Technology","SL220-20M250",250,226.1]
["Jiangsu SunLink PV Technology","SL240-32M250",250,223.7]
["Jiangsu SunLink PV Technology","SL220-20M255",255,230.7]
["Jiangsu SunLink PV Technology","SL240-32M255",255,228.3]
["Jiangsu SunLink PV Technology","SL220-20M260",260,235.4]
["Jiangsu SunLink PV Technology","SL280-24M260",260,232.3]
["Jiangsu SunLink PV Technology","SL280-24P260",260,232.7]
["Jiangsu SunLink PV Technology","SL280-24M265",265,236.9]
["Jiangsu SunLink PV Technology","SL280-24P265",265,237.2]
["Jiangsu SunLink PV Technology","SL280-24M270",270,241.5]
["Jiangsu SunLink PV Technology","SL280-24P270",270,241.8]
["Jiangsu SunLink PV Technology","SL280-24M275",275,246.1]
["Jiangsu SunLink PV Technology","SL280-24P275",275,246.4]
["Jiangsu SunLink PV Technology","SL280-24M280",280,250.7]
["Jiangsu SunLink PV Technology","SL280-24P280",280,251]
["Jiangsu SunLink PV Technology","SL280-24M285",285,255.3]
["Jiangsu SunLink PV Technology","SL280-24P285",285,255.6]
["Jiangsu SunLink PV Technology","SL280-24M290",290,259.89999999999998]
["Jiangsu SunLink PV Technology","SL280-24P290",290,260.2]
["Jiangsu SunLink PV Technology","SL280-24M295",295,264.5]
["Jiangsu SunLink PV Technology","SL280-24P295",295,264.8]
["Jiangsu Wanfeng PV","WF175M-01E",175,156.30000000000001]
["Jiangsu Wanfeng PV","WF180M-01E",180,160.9]
["Jiangsu Wanfeng PV","WF185M-01E",185,165.5]
["Jiangsu Wanfeng PV","WF200P-02B",200,178.3]
["Jiangsu Wanfeng PV","WF205P-02B",205,182.9]
["Jiangsu Wanfeng PV","WF210P-02B",210,187.4]
["Jiangsu Wanfeng PV","WF215P-02B",215,192]
["Jiangsu Wanfeng PV","WF220P-02B",220,196.6]
["Jiangsu Wanfeng PV","WF225P-02B",225,201.2]
["Jiangsu Wanfeng PV","WF230P-02B",230,205.8]
["Jiangsu Wanfeng PV","WF240P-02A",240,214]
["Jiangsu Wanfeng PV","WF245P-02A",245,218.6]
["Jiangsu Wanfeng PV","WF250P-02A",250,223.2]
["Jiangsu Wanfeng PV","WF255P-02A",255,227.7]
["Jiangsu Wanfeng PV","WF260P-02A",260,232.3]
["Jiangsu Wanfeng PV","WF265P-02A",265,236.9]
["Jiangsu Wanfeng PV","WF270P-02A",270,241.5]
["Jiangsu Wanfeng PV","WF275P-02A",275,246.1]
["Jiangsu Wanfeng PV","WF280P-02A",280,250.7]
["Jiangxi Best Solar High-Tech","BEST-170D-24",170,148.19999999999999]
["Jiangxi Best Solar High-Tech","BEST-175D-24",175,152.69999999999999]
["Jiangxi Best Solar High-Tech","BEST-180D-24",180,157.19999999999999]
["Jiangxi Best Solar High-Tech","BEST-190P-18",190,166.2]
["Jiangxi Best Solar High-Tech","BEST-200P-18",200,175.2]
["Jiangxi Best Solar High-Tech","BEST-210P-18",210,184.3]
["Jiangxi Best Solar High-Tech","BEST-210P-20",210,183]
["Jiangxi Best Solar High-Tech","BEST-220D-20",220,189.7]
["Jiangxi Best Solar High-Tech","BEST-220P-20",220,192]
["Jiangxi Best Solar High-Tech","BEST-230D-20",230,198.6]
["Jiangxi Best Solar High-Tech","BEST-230P-20",230,201]
["Jiangxi Best Solar High-Tech","BEST-240D-20",240,207.6]
["Jiangxi Best Solar High-Tech","BEST-260P-24",260,228]
["Jiangxi Best Solar High-Tech","BEST-270P-24",270,237]
["Jiangxi Best Solar High-Tech","BEST-280P-24",280,246.1]
["Jiangyin Hareon Power","HR-115W/17V",115,103.2]
["Jiangyin Hareon Power","HR-120W/17V",120,107.8]
["Jiangyin Hareon Power","HR-125W/17V",125,112.4]
["Jiangyin Hareon Power","HR-160W/24V",160,143.5]
["Jiangyin Hareon Power","HR-165W/24V",165,148]
["Jiangyin Hareon Power","HR-170W/24V",170,152.6]
["Jiangyin Hareon Power","HR-175W/24V",175,156.1]
["Jiangyin Hareon Power","HR-180W/24V",180,160.69999999999999]
["Jiangyin Hareon Power","HR-185W/24V",185,165.3]
["Jiangyin Hareon Power","HR-190W/24V",190,170.8]
["Jiangyin Hareon Power","HR-195W/24V",195,175.5]
["Jiangyin Hareon Power","HR-200W/18V",200,179.8]
["Jiangyin Hareon Power","HR-200W/24V",200,180.1]
["Jiangyin Hareon Power","HR-205W/18V",205,184.4]
["Jiangyin Hareon Power","HR-210W/18V",210,189]
["Jiangyin Hareon Power","HR-215W/18V",215,193.6]
["Jiangyin Hareon Power","HR220D6P-3",220,198.1]
["Jiangyin Hareon Power","HR-220W/18V",220,198.2]
["Jiangyin Hareon Power","HR225D6P-3",225,202.7]
["Jiangyin Hareon Power","HR-225P-18/Bb",225,202.3]
["Jiangyin Hareon Power","HR-225P-18/Bbp",225,199.4]
["Jiangyin Hareon Power","HR-225W/18V",225,201.6]
["Jiangyin Hareon Power","HR230D6P-3",230,207.4]
["Jiangyin Hareon Power","HR-230P-18/Bb",230,206.9]
["Jiangyin Hareon Power","HR-230P-18/Bbp",230,204]
["Jiangyin Hareon Power","HR-230W/18V",230,206.2]
["Jiangyin Hareon Power","HR235D6P-3",235,212]
["Jiangyin Hareon Power","HR-235P-18/Bb",235,211.5]
["Jiangyin Hareon Power","HR-235P-18/Bbp",235,208.6]
["Jiangyin Hareon Power","HR-235W/18V",235,210.8]
["Jiangyin Hareon Power","HR-240P-18/Bb",240,216.1]
["Jiangyin Hareon Power","HR-240P-18/Bbp",240,213.1]
["Jiangyin Hareon Power","HR-240P-AC/Bb",240,216.1]
["Jiangyin Hareon Power","HR-240P-AC/BbP",240,213.1]
["Jiangyin Hareon Power","HR-240W/18V",240,215.4]
["Jiangyin Hareon Power","HR-245P-18/Bb",245,220.8]
["Jiangyin Hareon Power","HR-245P-18/Bbp",245,217.7]
["Jiangyin Hareon Power","HR-245P-AC/Bb",245,220.8]
["Jiangyin Hareon Power","HR-245P-AC/BbP",245,217.7]
["Jiangyin Hareon Power","HR-250-18/Cb",250,225.3]
["Jiangyin Hareon Power","HR-250-AC/Cb",250,225.3]
["Jiangyin Hareon Power","HR-250P-18/Bb",250,225.4]
["Jiangyin Hareon Power","HR-250P-18/Bbp",250,222.3]
["Jiangyin Hareon Power","HR-250P-AC/Bb",250,225.4]
["Jiangyin Hareon Power","HR-250P-AC/BbP",250,222.3]
["Jiangyin Hareon Power","HRA-250P-18/Bb",250,223.6]
["Jiangyin Hareon Power","HR-255-18/Cb",255,229.9]
["Jiangyin Hareon Power","HR-255-AC/Cb",255,229.9]
["Jiangyin Hareon Power","HR-255P-18/Bb",255,230]
["Jiangyin Hareon Power","HR-255P-18/Bbp",255,226.9]
["Jiangyin Hareon Power","HR-255P-AC/Bb",255,230]
["Jiangyin Hareon Power","HR-255P-AC/BbP",255,226.9]
["Jiangyin Hareon Power","HRA-255P-18/Bb",255,228.2]
["Jiangyin Hareon Power","HR-260-18/Cb",260,234.6]
["Jiangyin Hareon Power","HR-260-AC/Cb",260,234.6]
["Jiangyin Hareon Power","HR-260P-18/Bb",260,231.5]
["Jiangyin Hareon Power","HR-260P-18/Bbp",260,231.5]
["Jiangyin Hareon Power","HR-260P-AC/Bb",260,231.5]
["Jiangyin Hareon Power","HR-260P-AC/BbP",260,231.5]
["Jiangyin Hareon Power","HRA-260P-18/Bb",260,233.9]
["Jiangyin Hareon Power","HR-265-18/Cb",265,239.2]
["Jiangyin Hareon Power","HR-265-AC/Cb",265,239.2]
["Jiangyin Hareon Power","HR-265P-18/Bb",265,236.1]
["Jiangyin Hareon Power","HR-265P-18/Bbp",265,236.1]
["Jiangyin Hareon Power","HRA-265P-18/Bb-1",265,242.9]
["Jiangyin Hareon Power","HR-270-18/Cb",270,243.9]
["Jiangyin Hareon Power","HR-270-AC/Cb",270,243.9]
["Jiangyin Hareon Power","HR-270P-24/Ba",270,242.8]
["Jiangyin Hareon Power","HR-270P-24/Bap",270,239.4]
["Jiangyin Hareon Power","HRA-270-18/Cb",270,244.2]
["Jiangyin Hareon Power","HRA-270-19/Cb",270,244.2]
["Jiangyin Hareon Power","HR-275P-24/Ba",275,247.4]
["Jiangyin Hareon Power","HR-275P-24/Bap",275,243.9]
["Jiangyin Hareon Power","HR-280P-24/Ba",280,252]
["Jiangyin Hareon Power","HR-280P-24/Bap",280,248.5]
["Jiangyin Hareon Power","HRA-280-18/Cb-1",280,250.9]
["Jiangyin Hareon Power","HR-285P-24/Ba",285,256.60000000000002]
["Jiangyin Hareon Power","HR-285P-24/Bap",285,253.1]
["Jiangyin Hareon Power","HRA-285-18/Cb-1",285,255.6]
["Jiangyin Hareon Power","HR-290P-24/Ba",290,261.2]
["Jiangyin Hareon Power","HR-290P-24/Bap",290,257.60000000000002]
["Jiangyin Hareon Power","HR-295-24/Ca",295,265.8]
["Jiangyin Hareon Power","HR-295P-24/Ba",295,265.89999999999998]
["Jiangyin Hareon Power","HR-295P-24/Bap",295,262.2]
["Jiangyin Hareon Power","HRA-295-18/Cb-1",295,264.8]
["Jiangyin Hareon Power","HR-300-24/Ca",300,270.39999999999998]
["Jiangyin Hareon Power","HR-300P-24/Ba",300,270.5]
["Jiangyin Hareon Power","HR-300P-24/Bap",300,266.8]
["Jiangyin Hareon Power","HRA-300-18/Cb-1",300,269.5]
["Jiangyin Hareon Power","HRA-300P-24/Ba",300,269.5]
["Jiangyin Hareon Power","HR-305-24/Ca",305,275]
["Jiangyin Hareon Power","HR-305P-24/Ba",305,275.10000000000002]
["Jiangyin Hareon Power","HR-305P-24/Bap",305,271.39999999999998]
["Jiangyin Hareon Power","HRA-305P-24/Ba",305,274.2]
["Jiangyin Hareon Power","HR-310-24/Ca",310,279.7]
["Jiangyin Hareon Power","HR-310P-24/Ba",310,276]
["Jiangyin Hareon Power","HR-310P-24/Bap",310,276]
["Jiangyin Hareon Power","HRA-310P-24/Ba",310,278.8]
["Jiangyin Hareon Power","HR-315-24/Ca",315,284.3]
["Jiangyin Hareon Power","HR-315P-24/Ba",315,280.60000000000002]
["Jiangyin Hareon Power","HR-315P-24/Bap",315,280.60000000000002]
["Jiangyin Hareon Power","HRA-315-24/Ca",315,282]
["Jiangyin Hareon Power","HRA-315P-24/Ba",315,283.39999999999998]
["Jiangyin Hareon Power","HR-320P-24/Ba",320,285.2]
["Jiangyin Hareon Power","HR-320P-24/Bap",320,285.2]
["Jiangyin Hareon Power","HRA-320-24/Ca",320,286.60000000000002]
["Jiangyin Hareon Power","HRA-320P-24/Ba-1",320,289]
["Jiangyin Hareon Power","HRA-335-24/Ca-1",335,303.3]
["Jiangyin Hareon Power","HRA-340-24/Ca-1",340,307.89999999999998]
["Jiangyin Hareon Power","HRA-350-24/Ca-1",350,317.3]
["Jiangyin Hareon Power","HRA-355-24/Ca-1",355,321.89999999999998]
["Jiangyin Jetion Science and Technology","JT210PCe",210,184.1]
["Jiangyin Jetion Science and Technology","JT215PCe",215,188.6]
["Jiawei Solarchina (Shenzhen)","JW-G2300/MD6660P-1",230,194.2]
["Jiawei Solarchina (Shenzhen)","JW-G2300/QC6660P-1",230,195.1]
["Jingao Solar","JAM5(L)-175",175,153.4]
["Jingao Solar","JAM5(L)-180",180,158]
["Jingao Solar","JAM5(L)-185",185,162.5]
["Jingao Solar","JAM6-200",200,179.5]
["Jingao Solar","JAP6-200",200,178.8]
["Jingao Solar","JAM6-205",205,184.1]
["Jingao Solar","JAP6-205",205,183.4]
["Jingao Solar","JAM6-210",210,188.7]
["Jingao Solar","JAP6-210",210,187.9]
["Jingao Solar","JAM6-215",215,193.3]
["Jingao Solar","JAP6-215",215,192.5]
["Jingao Solar","JAM6-220",220,197.9]
["Jingao Solar","JAP6-220",220,197.1]
["Jingao Solar","JAM6-225",225,202.5]
["Jingao Solar","JAP6-225",225,201.7]
["Jingao Solar","JAM6-230",230,207.1]
["Jingao Solar","JAP6-230",230,206.3]
["Jingao Solar","JAM6-235",235,211.7]
["Jingao Solar","JAP6-235",235,210.9]
["Jingao Solar","JAM6-240",240,216.3]
["Jingao Solar","JAP6-240",240,215.5]
["Jinko Solar Co., Ltd","JKM170M-72B",170,152.80000000000001]
["Jinko Solar Co., Ltd","JKM175M-72",175,154.80000000000001]
["Jinko Solar Co., Ltd","JKM175M-72B",175,157.4]
["Jinko Solar Co., Ltd","JKM180M-72",180,159.30000000000001]
["Jinko Solar Co., Ltd","JKM180M-72B",180,162]
["Jinko Solar Co., Ltd","JKM185M-72",185,166.2]
["Jinko Solar Co., Ltd","JKM185M-72B",185,166.6]
["Jinko Solar Co., Ltd","JKM190M-72",190,170.8]
["Jinko Solar Co., Ltd","JKM190M-72B",190,171.3]
["Jinko Solar Co., Ltd","JKM195M-72",195,175.4]
["Jinko Solar Co., Ltd","JKM195M-72B",195,175.9]
["Jinko Solar Co., Ltd","JKM200M-60B",200,178.9]
["Jinko Solar Co., Ltd","JKM200M-72",200,180]
["Jinko Solar Co., Ltd","JKM200M-72B",200,180.5]
["Jinko Solar Co., Ltd","JKM200P-60B",200,178.7]
["Jinko Solar Co., Ltd","JKM205M-60B",205,183.4]
["Jinko Solar Co., Ltd","JKM205M-72",205,184.7]
["Jinko Solar Co., Ltd","JKM205M-72B",205,185.2]
["Jinko Solar Co., Ltd","JKM205P-60B",205,183.3]
["Jinko Solar Co., Ltd","JKM210M-60B",210,188]
["Jinko Solar Co., Ltd","JKM210P-60B",210,187.9]
["Jinko Solar Co., Ltd","JKM215M-60B",215,192.6]
["Jinko Solar Co., Ltd","JKM215P-60B",215,192.4]
["Jinko Solar Co., Ltd","JKM220M-60",220,184.5]
["Jinko Solar Co., Ltd","JKM220M-60B",220,197.2]
["Jinko Solar Co., Ltd","JKM220P-60",220,187]
["Jinko Solar Co., Ltd","JKM220P-60B",220,197]
["Jinko Solar Co., Ltd","JKM225M-60",225,202.3]
["Jinko Solar Co., Ltd","JKM225M-60B",225,201.8]
["Jinko Solar Co., Ltd","JKM225P-60",225,200.8]
["Jinko Solar Co., Ltd","JKM225P-60B",225,201.6]
["Jinko Solar Co., Ltd","JKM230M-60",230,206.9]
["Jinko Solar Co., Ltd","JKM230M-60B",230,206.4]
["Jinko Solar Co., Ltd","JKM230P-60",230,205.4]
["Jinko Solar Co., Ltd","JKM230P-60B",230,206.2]
["Jinko Solar Co., Ltd","JKM235M-60",235,211.5]
["Jinko Solar Co., Ltd","JKM235M-60B",235,211]
["Jinko Solar Co., Ltd","JKM235P-60",235,210]
["Jinko Solar Co., Ltd","JKM235P-60B",235,210.8]
["Jinko Solar Co., Ltd","JKM240M-60",240,216.2]
["Jinko Solar Co., Ltd","JKM240M-60B",240,215.6]
["Jinko Solar Co., Ltd","JKM240P-60",240,214.6]
["Jinko Solar Co., Ltd","JKM240P-60B",240,215.4]
["Jinko Solar Co., Ltd","JKM240PP-60B",240,215.4]
["Jinko Solar Co., Ltd","JKM245M-60",245,220.8]
["Jinko Solar Co., Ltd","JKM245M-60B",245,220.2]
["Jinko Solar Co., Ltd","JKM245P-60",245,224.9]
["Jinko Solar Co., Ltd","JKM245P-60B",245,221.5]
["Jinko Solar Co., Ltd","JKM245PP-60(Plus)",245,221.3]
["Jinko Solar Co., Ltd","JKM245PP-60B",245,221.5]
["Jinko Solar Co., Ltd","JKMS245P-60",245,221]
["Jinko Solar Co., Ltd","JKMS245PP-60",245,224.9]
["Jinko Solar Co., Ltd","JKM250M-60",250,228.9]
["Jinko Solar Co., Ltd","JKM250M-72B",250,223.3]
["Jinko Solar Co., Ltd","JKM250P-60",250,228.8]
["Jinko Solar Co., Ltd","JKM250P-60B",250,226.1]
["Jinko Solar Co., Ltd","JKM250P-60-J4",250,228.8]
["Jinko Solar Co., Ltd","JKM250P-60-V",250,228.4]
["Jinko Solar Co., Ltd","JKM250P-72",250,222.5]
["Jinko Solar Co., Ltd","JKM250P-72B",250,223.3]
["Jinko Solar Co., Ltd","JKM250PP-60",250,228.8]
["Jinko Solar Co., Ltd","JKM250PP-60(Plus)",250,226]
["Jinko Solar Co., Ltd","JKM250PP-60B",250,226.1]
["Jinko Solar Co., Ltd","JKM250PP-60-J4",250,228.8]
["Jinko Solar Co., Ltd","JKM250PP-60-V",250,228.4]
["Jinko Solar Co., Ltd","JKMS250P-60",250,225.6]
["Jinko Solar Co., Ltd","JKMS250PP-60",250,227.8]
["Jinko Solar Co., Ltd","JKM255M-60",255,230.4]
["Jinko Solar Co., Ltd","JKM255M-72B",255,227.9]
["Jinko Solar Co., Ltd","JKM255M-96",255,229.9]
["Jinko Solar Co., Ltd","JKM255P-60",255,233.5]
["Jinko Solar Co., Ltd","JKM255P-60B",255,230.8]
["Jinko Solar Co., Ltd","JKM255P-60-J4",255,233.5]
["Jinko Solar Co., Ltd","JKM255P-60-V",255,233.1]
["Jinko Solar Co., Ltd","JKM255P-72",255,227.1]
["Jinko Solar Co., Ltd","JKM255P-72B",255,227.9]
["Jinko Solar Co., Ltd","JKM255PP-60",255,233.5]
["Jinko Solar Co., Ltd","JKM255PP-60(Plus)",255,230.6]
["Jinko Solar Co., Ltd","JKM255PP-60B",255,230.8]
["Jinko Solar Co., Ltd","JKM255PP-60-J4",255,233.5]
["Jinko Solar Co., Ltd","JKM255PP-60-V",255,233.1]
["Jinko Solar Co., Ltd","JKMS255P-60",255,230.3]
["Jinko Solar Co., Ltd","JKMS255PP-60",255,232.5]
["Jinko Solar Co., Ltd","JKM260M-60B",260,234.8]
["Jinko Solar Co., Ltd","JKM260M-72B",260,232.5]
["Jinko Solar Co., Ltd","JKM260M-96",260,234.6]
["Jinko Solar Co., Ltd","JKM260P-60",260,238.2]
["Jinko Solar Co., Ltd","JKM260P-60B",260,235.4]
["Jinko Solar Co., Ltd","JKM260P-60-J4",260,238.2]
["Jinko Solar Co., Ltd","JKM260P-60-V",260,237.8]
["Jinko Solar Co., Ltd","JKM260P-72",260,231.6]
["Jinko Solar Co., Ltd","JKM260P-72B",260,232.5]
["Jinko Solar Co., Ltd","JKM260PP-60",260,238.2]
["Jinko Solar Co., Ltd","JKM260PP-60(Plus)",260,235.3]
["Jinko Solar Co., Ltd","JKM260PP-60B",260,235.4]
["Jinko Solar Co., Ltd","JKM260PP-60-J4",260,238.2]
["Jinko Solar Co., Ltd","JKM260PP-60-V",260,237.8]
["Jinko Solar Co., Ltd","JKMS260M-60",260,235.5]
["Jinko Solar Co., Ltd","JKMS260M-60B-EP",260,236.6]
["Jinko Solar Co., Ltd","JKMS260M-60B-MX",260,236.4]
["Jinko Solar Co., Ltd","JKMS260P-60",260,234.9]
["Jinko Solar Co., Ltd","JKMS260PP-60",260,237.2]
["Jinko Solar Co., Ltd","JKM265M-60B",265,239.4]
["Jinko Solar Co., Ltd","JKM265M-72B",265,237]
["Jinko Solar Co., Ltd","JKM265M-96",265,239.2]
["Jinko Solar Co., Ltd","JKM265P-60",265,242.9]
["Jinko Solar Co., Ltd","JKM265P-60B",265,240.1]
["Jinko Solar Co., Ltd","JKM265P-60-J4",265,242.9]
["Jinko Solar Co., Ltd","JKM265P-60-V",265,242.5]
["Jinko Solar Co., Ltd","JKM265P-72",265,236.2]
["Jinko Solar Co., Ltd","JKM265P-72B",265,237.1]
["Jinko Solar Co., Ltd","JKM265PP-60",265,242.9]
["Jinko Solar Co., Ltd","JKM265PP-60(Plus)",265,239.9]
["Jinko Solar Co., Ltd","JKM265PP-60B",265,240.1]
["Jinko Solar Co., Ltd","JKM265PP-60-J4",265,242.9]
["Jinko Solar Co., Ltd","JKM265PP-60-V",265,242.5]
["Jinko Solar Co., Ltd","JKMS265M-60",265,240.2]
["Jinko Solar Co., Ltd","JKMS265M-60B-EP",265,241.3]
["Jinko Solar Co., Ltd","JKMS265M-60B-MX",265,241.1]
["Jinko Solar Co., Ltd","JKMS265P-60",265,239.5]
["Jinko Solar Co., Ltd","JKMS265PP-60",265,241.9]
["Jinko Solar Co., Ltd","JKMS265PP-60-MX",265,241.6]
["Jinko Solar Co., Ltd","JKM270M-60B",270,244.1]
["Jinko Solar Co., Ltd","JKM270M-60-V",270,247.9]
["Jinko Solar Co., Ltd","JKM270M-72",270,242.9]
["Jinko Solar Co., Ltd","JKM270M-72B",270,241.6]
["Jinko Solar Co., Ltd","JKM270M-96",270,243.8]
["Jinko Solar Co., Ltd","JKM270P-60",270,247.6]
["Jinko Solar Co., Ltd","JKM270P-60-J4",270,247.6]
["Jinko Solar Co., Ltd","JKM270P-60-V",270,247.2]
["Jinko Solar Co., Ltd","JKM270P-72",270,240.8]
["Jinko Solar Co., Ltd","JKM270P-72B",270,241.6]
["Jinko Solar Co., Ltd","JKM270PP-60",270,247.6]
["Jinko Solar Co., Ltd","JKM270PP-60-J4",270,247.6]
["Jinko Solar Co., Ltd","JKM270PP-60-V",270,247.2]
["Jinko Solar Co., Ltd","JKMS270M-60",270,247.4]
["Jinko Solar Co., Ltd","JKMS270M-60B-EP",270,245.9]
["Jinko Solar Co., Ltd","JKMS270M-60B-MX",270,245.8]
["Jinko Solar Co., Ltd","JKMS270M-60-J4",270,247.4]
["Jinko Solar Co., Ltd","JKMS270M-60-MX",270,247.7]
["Jinko Solar Co., Ltd","JKMS270PP-60-MX",270,246.3]
["Jinko Solar Co., Ltd","JKM275M-60",275,252.5]
["Jinko Solar Co., Ltd","JKM275M-60B",275,250.6]
["Jinko Solar Co., Ltd","JKM275M-60B-J4",275,250.6]
["Jinko Solar Co., Ltd","JKM275M-60-J4",275,252.5]
["Jinko Solar Co., Ltd","JKM275M-60-V",275,252.7]
["Jinko Solar Co., Ltd","JKM275M-72",275,247.5]
["Jinko Solar Co., Ltd","JKM275M-72B",275,246.2]
["Jinko Solar Co., Ltd","JKM275M-96",275,248.5]
["Jinko Solar Co., Ltd","JKM275P-60",275,251.2]
["Jinko Solar Co., Ltd","JKM275P-72",275,245.4]
["Jinko Solar Co., Ltd","JKM275P-72B",275,246.2]
["Jinko Solar Co., Ltd","JKM275PP-60",275,251.2]
["Jinko Solar Co., Ltd","JKM275PP-60H",275,252.1]
["Jinko Solar Co., Ltd","JKM275PP-60H-V",275,251.8]
["Jinko Solar Co., Ltd","JKM275PP-60-J4",275,251.2]
["Jinko Solar Co., Ltd","JKM275PP-60-V",275,250.8]
["Jinko Solar Co., Ltd","JKMS275M-60",275,252.1]
["Jinko Solar Co., Ltd","JKMS275M-60B-EP",275,250.6]
["Jinko Solar Co., Ltd","JKMS275M-60B-MX",275,250.4]
["Jinko Solar Co., Ltd","JKMS275M-60-EP",275,252.6]
["Jinko Solar Co., Ltd","JKMS275M-60-J4",275,252.1]
["Jinko Solar Co., Ltd","JKMS275M-60-MX",275,252.4]
["Jinko Solar Co., Ltd","JKMS275PP-60",275,251.8]
["Jinko Solar Co., Ltd","JKMS275PP-60-J4",275,251.8]
["Jinko Solar Co., Ltd","JKMS275PP-60-MX",275,251]
["Jinko Solar Co., Ltd","JKM280M-60",280,257.2]
["Jinko Solar Co., Ltd","JKM280M-60B",280,255.3]
["Jinko Solar Co., Ltd","JKM280M-60B-J4",280,255.3]
["Jinko Solar Co., Ltd","JKM280M-60H",280,257.2]
["Jinko Solar Co., Ltd","JKM280M-60HB",280,257.10000000000002]
["Jinko Solar Co., Ltd","JKM280M-60HB-V",280,256.7]
["Jinko Solar Co., Ltd","JKM280M-60H-V",280,256.89999999999998]
["Jinko Solar Co., Ltd","JKM280M-60-J4",280,257.2]
["Jinko Solar Co., Ltd","JKM280M-60-V",280,257.39999999999998]
["Jinko Solar Co., Ltd","JKM280M-72",280,252.1]
["Jinko Solar Co., Ltd","JKM280M-72B",280,250.8]
["Jinko Solar Co., Ltd","JKM280M-96",280,253.1]
["Jinko Solar Co., Ltd","JKM280P-60",280,255.9]
["Jinko Solar Co., Ltd","JKM280P-72",280,250]
["Jinko Solar Co., Ltd","JKM280P-72B",280,250.8]
["Jinko Solar Co., Ltd","JKM280PP-60",280,255.9]
["Jinko Solar Co., Ltd","JKM280PP-60H",280,256.8]
["Jinko Solar Co., Ltd","JKM280PP-60H-V",280,256.5]
["Jinko Solar Co., Ltd","JKM280PP-60-J4",280,255.9]
["Jinko Solar Co., Ltd","JKM280PP-60-V",280,255.5]
["Jinko Solar Co., Ltd","JKMS280M-60",280,256.8]
["Jinko Solar Co., Ltd","JKMS280M-60B-EP",280,255.3]
["Jinko Solar Co., Ltd","JKMS280M-60B-MX",280,255.1]
["Jinko Solar Co., Ltd","JKMS280M-60-EP",280,257.3]
["Jinko Solar Co., Ltd","JKMS280M-60-J4",280,256.8]
["Jinko Solar Co., Ltd","JKMS280M-60-MX",280,257.10000000000002]
["Jinko Solar Co., Ltd","JKMS280PP-60-MX",280,255.7]
["Jinko Solar Co., Ltd","JKM285M-60",285,262]
["Jinko Solar Co., Ltd","JKM285M-60B",285,260]
["Jinko Solar Co., Ltd","JKM285M-60B-J4",285,260]
["Jinko Solar Co., Ltd","JKM285M-60H",285,261.89999999999998]
["Jinko Solar Co., Ltd","JKM285M-60HB",285,261.8]
["Jinko Solar Co., Ltd","JKM285M-60HB-V",285,261.39999999999998]
["Jinko Solar Co., Ltd","JKM285M-60H-V",285,261.60000000000002]
["Jinko Solar Co., Ltd","JKM285M-60-J4",285,262]
["Jinko Solar Co., Ltd","JKM285M-60-V",285,262.10000000000002]
["Jinko Solar Co., Ltd","JKM285M-72",285,256.7]
["Jinko Solar Co., Ltd","JKM285M-72B",285,255.4]
["Jinko Solar Co., Ltd","JKM285P-60",285,260.60000000000002]
["Jinko Solar Co., Ltd","JKM285P-72",285,254.6]
["Jinko Solar Co., Ltd","JKM285P-72B",285,255.4]
["Jinko Solar Co., Ltd","JKM285PP-60",285,260.60000000000002]
["Jinko Solar Co., Ltd","JKM285PP-60H",285,261.5]
["Jinko Solar Co., Ltd","JKM285PP-60H-V",285,261.2]
["Jinko Solar Co., Ltd","JKM285PP-60-J4",285,260.60000000000002]
["Jinko Solar Co., Ltd","JKM285PP-60-V",285,260.2]
["Jinko Solar Co., Ltd","JKMS285M-60",285,261.5]
["Jinko Solar Co., Ltd","JKMS285M-60B-EP",285,260]
["Jinko Solar Co., Ltd","JKMS285M-60B-MX",285,259.8]
["Jinko Solar Co., Ltd","JKMS285M-60-EP",285,262]
["Jinko Solar Co., Ltd","JKMS285M-60-J4",285,261.5]
["Jinko Solar Co., Ltd","JKMS285M-60-MX",285,261.8]
["Jinko Solar Co., Ltd","JKMS285PP-60-MX",285,260.39999999999998]
["Jinko Solar Co., Ltd","JKM290M-60",290,266.7]
["Jinko Solar Co., Ltd","JKM290M-60B",290,264.7]
["Jinko Solar Co., Ltd","JKM290M-60B-J4",290,264.7]
["Jinko Solar Co., Ltd","JKM290M-60H",290,266.7]
["Jinko Solar Co., Ltd","JKM290M-60HB",290,266.5]
["Jinko Solar Co., Ltd","JKM290M-60HB-V",290,266.10000000000002]
["Jinko Solar Co., Ltd","JKM290M-60H-V",290,266.3]
["Jinko Solar Co., Ltd","JKM290M-60-J4",290,266.7]
["Jinko Solar Co., Ltd","JKM290M-60-V",290,266.8]
["Jinko Solar Co., Ltd","JKM290M-72",290,261.3]
["Jinko Solar Co., Ltd","JKM290M-72B",290,261.39999999999998]
["Jinko Solar Co., Ltd","JKM290P-60",290,265.3]
["Jinko Solar Co., Ltd","JKM290P-72",290,264.10000000000002]
["Jinko Solar Co., Ltd","JKM290P-72B",290,262.2]
["Jinko Solar Co., Ltd","JKM290PP-60",290,265.3]
["Jinko Solar Co., Ltd","JKM290PP-60H",290,266.3]
["Jinko Solar Co., Ltd","JKM290PP-60H-V",290,266]
["Jinko Solar Co., Ltd","JKM290PP-60-J4",290,265.3]
["Jinko Solar Co., Ltd","JKM290PP-60-V",290,264.89999999999998]
["Jinko Solar Co., Ltd","JKM290PP-72(Plus)",290,262]
["Jinko Solar Co., Ltd","JKM290PP-72B",290,262.2]
["Jinko Solar Co., Ltd","JKMS290M-60",290,266.2]
["Jinko Solar Co., Ltd","JKMS290M-60B-EP",290,264.7]
["Jinko Solar Co., Ltd","JKMS290M-60B-MX",290,264.5]
["Jinko Solar Co., Ltd","JKMS290M-60-EP",290,266.7]
["Jinko Solar Co., Ltd","JKMS290M-60-J4",290,266.2]
["Jinko Solar Co., Ltd","JKMS290M-60-MX",290,266.5]
["Jinko Solar Co., Ltd","JKMS290M-72",290,262.3]
["Jinko Solar Co., Ltd","JKMS290P-72",290,261.60000000000002]
["Jinko Solar Co., Ltd","JKMS290PP-60-MX",290,265.10000000000002]
["Jinko Solar Co., Ltd","JKMS290PP-72",290,261.60000000000002]
["Jinko Solar Co., Ltd","JKM295M-60",295,271.5]
["Jinko Solar Co., Ltd","JKM295M-60B",295,269.39999999999998]
["Jinko Solar Co., Ltd","JKM295M-60B-J4",295,269.39999999999998]
["Jinko Solar Co., Ltd","JKM295M-60H",295,271.39999999999998]
["Jinko Solar Co., Ltd","JKM295M-60HB",295,271.3]
["Jinko Solar Co., Ltd","JKM295M-60HB-V",295,270.89999999999998]
["Jinko Solar Co., Ltd","JKM295M-60H-V",295,271]
["Jinko Solar Co., Ltd","JKM295M-60-J4",295,271.39999999999998]
["Jinko Solar Co., Ltd","JKM295M-60-V",295,271.60000000000002]
["Jinko Solar Co., Ltd","JKM295M-72",295,265.60000000000002]
["Jinko Solar Co., Ltd","JKM295M-72B",295,266]
["Jinko Solar Co., Ltd","JKM295P-72",295,268.8]
["Jinko Solar Co., Ltd","JKM295P-72B",295,266.8]
["Jinko Solar Co., Ltd","JKM295PP-60H",295,271]
["Jinko Solar Co., Ltd","JKM295PP-60H-V",295,270.7]
["Jinko Solar Co., Ltd","JKM295PP-72",295,266.8]
["Jinko Solar Co., Ltd","JKM295PP-72(Plus)",295,266.60000000000002]
["Jinko Solar Co., Ltd","JKM295PP-72B",295,266]
["Jinko Solar Co., Ltd","JKMS295M-60B-EP",295,269.39999999999998]
["Jinko Solar Co., Ltd","JKMS295M-60B-MX",295,269.2]
["Jinko Solar Co., Ltd","JKMS295M-60-EP",295,271.5]
["Jinko Solar Co., Ltd","JKMS295M-60-MX",295,271.3]
["Jinko Solar Co., Ltd","JKMS295M-72",295,266.89999999999998]
["Jinko Solar Co., Ltd","JKMS295P-72",295,266.2]
["Jinko Solar Co., Ltd","JKMS295PP-72",295,266.2]
["Jinko Solar Co., Ltd","JKM300M-60",300,276.2]
["Jinko Solar Co., Ltd","JKM300M-60B",300,275.2]
["Jinko Solar Co., Ltd","JKM300M-60BL",300,276.89999999999998]
["Jinko Solar Co., Ltd","JKM300M-60H",300,276.10000000000002]
["Jinko Solar Co., Ltd","JKM300M-60HB",300,276]
["Jinko Solar Co., Ltd","JKM300M-60HB-V",300,275.60000000000002]
["Jinko Solar Co., Ltd","JKM300M-60H-V",300,275.8]
["Jinko Solar Co., Ltd","JKM300M-60-V",300,276.3]
["Jinko Solar Co., Ltd","JKM300M-72",300,270.2]
["Jinko Solar Co., Ltd","JKM300M-72B",300,270.7]
["Jinko Solar Co., Ltd","JKM300P-72",300,273.5]
["Jinko Solar Co., Ltd","JKM300P-72B",300,271.5]
["Jinko Solar Co., Ltd","JKM300PP-60H",300,275.7]
["Jinko Solar Co., Ltd","JKM300PP-60H-V",300,275.39999999999998]
["Jinko Solar Co., Ltd","JKM300PP-72",300,271.39999999999998]
["Jinko Solar Co., Ltd","JKM300PP-72(Plus)",300,271.3]
["Jinko Solar Co., Ltd","JKM300PP-72B",300,271.5]
["Jinko Solar Co., Ltd","JKMS300M-60BL-EP",300,276.89999999999998]
["Jinko Solar Co., Ltd","JKMS300M-60BL-MX3",300,276.89999999999998]
["Jinko Solar Co., Ltd","JKMS300M-60BL-TI",300,276.89999999999998]
["Jinko Solar Co., Ltd","JKMS300M-60B-MX",300,273.89999999999998]
["Jinko Solar Co., Ltd","JKMS300M-60-EP",300,276.2]
["Jinko Solar Co., Ltd","JKMS300M-60-MX",300,276]
["Jinko Solar Co., Ltd","JKMS300M-72",300,271.5]
["Jinko Solar Co., Ltd","JKMS300P-72",300,270.8]
["Jinko Solar Co., Ltd","JKMS300PP-72",300,270.8]
["Jinko Solar Co., Ltd","JKM305M-60",305,281]
["Jinko Solar Co., Ltd","JKM305M-60B",305,279.89999999999998]
["Jinko Solar Co., Ltd","JKM305M-60BL",305,281.7]
["Jinko Solar Co., Ltd","JKM305M-60H",305,280.89999999999998]
["Jinko Solar Co., Ltd","JKM305M-60HB",305,280.7]
["Jinko Solar Co., Ltd","JKM305M-60HB-V",305,280.3]
["Jinko Solar Co., Ltd","JKM305M-60H-V",305,280.5]
["Jinko Solar Co., Ltd","JKM305M-60L",305,280.3]
["Jinko Solar Co., Ltd","JKM305M-60-V",305,281]
["Jinko Solar Co., Ltd","JKM305M-72",305,275.60000000000002]
["Jinko Solar Co., Ltd","JKM305M-72B",305,275.3]
["Jinko Solar Co., Ltd","JKM305P-72",305,279.3]
["Jinko Solar Co., Ltd","JKM305P-72B",305,276.10000000000002]
["Jinko Solar Co., Ltd","JKM305P-72-J4",305,279.3]
["Jinko Solar Co., Ltd","JKM305P-72-V",305,278.8]
["Jinko Solar Co., Ltd","JKM305PP-60H",305,280.39999999999998]
["Jinko Solar Co., Ltd","JKM305PP-60H-V",305,280.10000000000002]
["Jinko Solar Co., Ltd","JKM305PP-72",305,279.3]
["Jinko Solar Co., Ltd","JKM305PP-72(Plus)",305,275.89999999999998]
["Jinko Solar Co., Ltd","JKM305PP-72B",305,276.10000000000002]
["Jinko Solar Co., Ltd","JKM305PP-72-J4",305,279.3]
["Jinko Solar Co., Ltd","JKM305PP-72-V",305,278.8]
["Jinko Solar Co., Ltd","JKMS305M-60BL-EP",305,281.7]
["Jinko Solar Co., Ltd","JKMS305M-60BL-MX3",305,281.7]
["Jinko Solar Co., Ltd","JKMS305M-60BL-TI",305,281.7]
["Jinko Solar Co., Ltd","JKMS305M-60L-EP",305,280.3]
["Jinko Solar Co., Ltd","JKMS305M-60L-MX3",305,280.3]
["Jinko Solar Co., Ltd","JKMS305M-60L-TI",305,280.3]
["Jinko Solar Co., Ltd","JKMS305M-72",305,276.2]
["Jinko Solar Co., Ltd","JKMS305P-72",305,275.5]
["Jinko Solar Co., Ltd","JKMS305PP-72",305,275.5]
["Jinko Solar Co., Ltd","JKM310M-60",310,286.2]
["Jinko Solar Co., Ltd","JKM310M-60B",310,284.60000000000002]
["Jinko Solar Co., Ltd","JKM310M-60BL",310,286.39999999999998]
["Jinko Solar Co., Ltd","JKM310M-60H",310,285.60000000000002]
["Jinko Solar Co., Ltd","JKM310M-60HB",310,285.5]
["Jinko Solar Co., Ltd","JKM310M-60HBL",310,284.60000000000002]
["Jinko Solar Co., Ltd","JKM310M-60HB-V",310,285]
["Jinko Solar Co., Ltd","JKM310M-60HL-BDVP",310,283.5]
["Jinko Solar Co., Ltd","JKM310M-60H-V",310,285.2]
["Jinko Solar Co., Ltd","JKM310M-60L",310,285]
["Jinko Solar Co., Ltd","JKM310M-72",310,280.3]
["Jinko Solar Co., Ltd","JKM310M-72B",310,280]
["Jinko Solar Co., Ltd","JKM310P-72",310,284]
["Jinko Solar Co., Ltd","JKM310P-72B",310,280.8]
["Jinko Solar Co., Ltd","JKM310P-72-J4",310,284]
["Jinko Solar Co., Ltd","JKM310P-72-V",310,283.5]
["Jinko Solar Co., Ltd","JKM310PP-60H",310,285.2]
["Jinko Solar Co., Ltd","JKM310PP-60H-V",310,284.89999999999998]
["Jinko Solar Co., Ltd","JKM310PP-72",310,284]
["Jinko Solar Co., Ltd","JKM310PP-72(Plus)",310,280.60000000000002]
["Jinko Solar Co., Ltd","JKM310PP-72B",310,280.8]
["Jinko Solar Co., Ltd","JKM310PP-72-J4",310,284]
["Jinko Solar Co., Ltd","JKM310PP-72-V",310,283.5]
["Jinko Solar Co., Ltd","JKMS310M-60BL-EP",310,286.39999999999998]
["Jinko Solar Co., Ltd","JKMS310M-60BL-MX3",310,286.39999999999998]
["Jinko Solar Co., Ltd","JKMS310M-60BL-TI",310,286.39999999999998]
["Jinko Solar Co., Ltd","JKMS310M-60HBL-MX3",310,284.60000000000002]
["Jinko Solar Co., Ltd","JKMS310M-60HBL-TI",310,284.60000000000002]
["Jinko Solar Co., Ltd","JKMS310M-60L-EP",310,285]
["Jinko Solar Co., Ltd","JKMS310M-60L-MX3",310,285]
["Jinko Solar Co., Ltd","JKMS310M-60L-TI",310,285]
["Jinko Solar Co., Ltd","JKMS310M-72",310,280.89999999999998]
["Jinko Solar Co., Ltd","JKMS310P-72",310,280.10000000000002]
["Jinko Solar Co., Ltd","JKMS310PP-72",310,280.10000000000002]
["Jinko Solar Co., Ltd","JKM315M-60",315,291]
["Jinko Solar Co., Ltd","JKM315M-60B",315,289.3]
["Jinko Solar Co., Ltd","JKM315M-60BL",315,291.2]
["Jinko Solar Co., Ltd","JKM315M-60H",315,290.3]
["Jinko Solar Co., Ltd","JKM315M-60HB",315,290.2]
["Jinko Solar Co., Ltd","JKM315M-60HBL",315,289.39999999999998]
["Jinko Solar Co., Ltd","JKM315M-60HB-V",315,289.8]
["Jinko Solar Co., Ltd","JKM315M-60HL",315,289.60000000000002]
["Jinko Solar Co., Ltd","JKM315M-60HL-BDVP",315,288.2]
["Jinko Solar Co., Ltd","JKM315M-60HL-TV",315,290.2]
["Jinko Solar Co., Ltd","JKM315M-60H-V",315,290]
["Jinko Solar Co., Ltd","JKM315M-60L",315,289.7]
["Jinko Solar Co., Ltd","JKM315M-72B",315,284.60000000000002]
["Jinko Solar Co., Ltd","JKM315P-72",315,288.7]
["Jinko Solar Co., Ltd","JKM315P-72B",315,285.39999999999998]
["Jinko Solar Co., Ltd","JKM315P-72-J4",315,288.7]
["Jinko Solar Co., Ltd","JKM315P-72-V",315,288.2]
["Jinko Solar Co., Ltd","JKM315PP-72",315,288.7]
["Jinko Solar Co., Ltd","JKM315PP-72(Plus)",315,285.2]
["Jinko Solar Co., Ltd","JKM315PP-72B",315,285.39999999999998]
["Jinko Solar Co., Ltd","JKM315PP-72-J4",315,288.7]
["Jinko Solar Co., Ltd","JKM315PP-72-V",315,288.2]
["Jinko Solar Co., Ltd","JKMS315M-60BL-EP",315,291.2]
["Jinko Solar Co., Ltd","JKMS315M-60BL-MX3",315,291.2]
["Jinko Solar Co., Ltd","JKMS315M-60BL-TI",315,291.2]
["Jinko Solar Co., Ltd","JKMS315M-60HBL-MX3",315,289.39999999999998]
["Jinko Solar Co., Ltd","JKMS315M-60HBL-TI",315,289.39999999999998]
["Jinko Solar Co., Ltd","JKMS315M-60HL-MX3",315,289.60000000000002]
["Jinko Solar Co., Ltd","JKMS315M-60HL-TI",315,289.60000000000002]
["Jinko Solar Co., Ltd","JKMS315M-60L-EP",315,289.7]
["Jinko Solar Co., Ltd","JKMS315M-60L-MX3",315,289.7]
["Jinko Solar Co., Ltd","JKMS315M-60L-TI",315,289.7]
["Jinko Solar Co., Ltd","JKMS315M-72",315,285.5]
["Jinko Solar Co., Ltd","JKMS315P-72",315,284.8]
["Jinko Solar Co., Ltd","JKMS315PP-72",315,284.8]
["Jinko Solar Co., Ltd","JKM320M-60",320,295.7]
["Jinko Solar Co., Ltd","JKM320M-60B",320,294.10000000000002]
["Jinko Solar Co., Ltd","JKM320M-60BL",320,295.89999999999998]
["Jinko Solar Co., Ltd","JKM320M-60H",320,295.10000000000002]
["Jinko Solar Co., Ltd","JKM320M-60HB",320,295]
["Jinko Solar Co., Ltd","JKM320M-60HBL",320,294.10000000000002]
["Jinko Solar Co., Ltd","JKM320M-60HB-V",320,294.5]
["Jinko Solar Co., Ltd","JKM320M-60HL",320,294.39999999999998]
["Jinko Solar Co., Ltd","JKM320M-60HL-BDVP",320,292.89999999999998]
["Jinko Solar Co., Ltd","JKM320M-60HL-TV",320,295]
["Jinko Solar Co., Ltd","JKM320M-60H-V",320,294.7]
["Jinko Solar Co., Ltd","JKM320M-60L",320,294.5]
["Jinko Solar Co., Ltd","JKM320M-72B",320,289.3]
["Jinko Solar Co., Ltd","JKM320P-72",320,293.39999999999998]
["Jinko Solar Co., Ltd","JKM320P-72B",320,290.10000000000002]
["Jinko Solar Co., Ltd","JKM320P-72-J4",320,293.39999999999998]
["Jinko Solar Co., Ltd","JKM320P-72-V",320,292.89999999999998]
["Jinko Solar Co., Ltd","JKM320PP-72",320,293.39999999999998]
["Jinko Solar Co., Ltd","JKM320PP-72(Plus)",320,289.89999999999998]
["Jinko Solar Co., Ltd","JKM320PP-72B",320,290.10000000000002]
["Jinko Solar Co., Ltd","JKM320PP-72-J4",320,293.39999999999998]
["Jinko Solar Co., Ltd","JKM320PP-72-V",320,292.89999999999998]
["Jinko Solar Co., Ltd","JKMS320M-60BL-EP",320,295.89999999999998]
["Jinko Solar Co., Ltd","JKMS320M-60BL-MX3",320,295.89999999999998]
["Jinko Solar Co., Ltd","JKMS320M-60BL-TI",320,295.89999999999998]
["Jinko Solar Co., Ltd","JKMS320M-60HBL-MX3",320,294.10000000000002]
["Jinko Solar Co., Ltd","JKMS320M-60HBL-TI",320,294.10000000000002]
["Jinko Solar Co., Ltd","JKMS320M-60HL-MX3",320,294.39999999999998]
["Jinko Solar Co., Ltd","JKMS320M-60HL-TI",320,294.39999999999998]
["Jinko Solar Co., Ltd","JKMS320M-60L-EP",320,294.5]
["Jinko Solar Co., Ltd","JKMS320M-60L-MX3",320,294.5]
["Jinko Solar Co., Ltd","JKMS320M-60L-TI",320,294.5]
["Jinko Solar Co., Ltd","JKMS320M-72",320,290.2]
["Jinko Solar Co., Ltd","JKMS320P-72",320,289.39999999999998]
["Jinko Solar Co., Ltd","JKMS320PP-72",320,292.8]
["Jinko Solar Co., Ltd","JKMS320PP-72-J4",320,292.8]
["Jinko Solar Co., Ltd","JKM325M-60BL",325,300.7]
["Jinko Solar Co., Ltd","JKM325M-60HBL",325,298.8]
["Jinko Solar Co., Ltd","JKM325M-60HL",325,299.10000000000002]
["Jinko Solar Co., Ltd","JKM325M-60HL-BDVP",325,297.60000000000002]
["Jinko Solar Co., Ltd","JKM325M-60HL-TV",325,299.7]
["Jinko Solar Co., Ltd","JKM325M-60L",325,299.2]
["Jinko Solar Co., Ltd","JKM325M-72",325,298.3]
["Jinko Solar Co., Ltd","JKM325M-72-J4",325,298.3]
["Jinko Solar Co., Ltd","JKM325P-72",325,298.10000000000002]
["Jinko Solar Co., Ltd","JKM325P-72-J4",325,298.10000000000002]
["Jinko Solar Co., Ltd","JKM325P-72-V",325,297.60000000000002]
["Jinko Solar Co., Ltd","JKM325PP-72",325,298.10000000000002]
["Jinko Solar Co., Ltd","JKM325PP-72-J4",325,298.10000000000002]
["Jinko Solar Co., Ltd","JKM325PP-72-V",325,297.60000000000002]
["Jinko Solar Co., Ltd","JKMS325M-60BL-EP",325,300.7]
["Jinko Solar Co., Ltd","JKMS325M-60BL-MX3",325,300.7]
["Jinko Solar Co., Ltd","JKMS325M-60BL-TI",325,300.7]
["Jinko Solar Co., Ltd","JKMS325M-60HBL-MX3",325,298.8]
["Jinko Solar Co., Ltd","JKMS325M-60HBL-TI",325,298.8]
["Jinko Solar Co., Ltd","JKMS325M-60HL-MX3",325,299.10000000000002]
["Jinko Solar Co., Ltd","JKMS325M-60HL-TI",325,299.10000000000002]
["Jinko Solar Co., Ltd","JKMS325M-60L-EP",325,299.2]
["Jinko Solar Co., Ltd","JKMS325M-60L-MX3",325,299.2]
["Jinko Solar Co., Ltd","JKMS325M-60L-TI",325,299.2]
["Jinko Solar Co., Ltd","JKMS325M-72",325,297.8]
["Jinko Solar Co., Ltd","JKMS325M-72-J4",325,297.8]
["Jinko Solar Co., Ltd","JKMS325PP-72",325,297.5]
["Jinko Solar Co., Ltd","JKMS325PP-72-J4",325,297.5]
["Jinko Solar Co., Ltd","JKM330M-60HBL",330,303.60000000000002]
["Jinko Solar Co., Ltd","JKM330M-60HL",330,303.89999999999998]
["Jinko Solar Co., Ltd","JKM330M-60HL-BDVP",330,302.39999999999998]
["Jinko Solar Co., Ltd","JKM330M-60HL-TV",330,304.5]
["Jinko Solar Co., Ltd","JKM330M-60L",330,304]
["Jinko Solar Co., Ltd","JKM330M-72",330,303.10000000000002]
["Jinko Solar Co., Ltd","JKM330M-72-J4",330,303.10000000000002]
["Jinko Solar Co., Ltd","JKM330M-72-V",330,302.89999999999998]
["Jinko Solar Co., Ltd","JKM330P-72",330,302.8]
["Jinko Solar Co., Ltd","JKM330P-72-J4",330,302.8]
["Jinko Solar Co., Ltd","JKM330P-72-V",330,302.3]
["Jinko Solar Co., Ltd","JKM330PP-72",330,302.8]
["Jinko Solar Co., Ltd","JKM330PP-72H",330,302.39999999999998]
["Jinko Solar Co., Ltd","JKM330PP-72H-V",330,302.8]
["Jinko Solar Co., Ltd","JKM330PP-72-J4",330,302.8]
["Jinko Solar Co., Ltd","JKM330PP-72-V",330,302.3]
["Jinko Solar Co., Ltd","JKMS330M-60HBL-MX3",330,303.60000000000002]
["Jinko Solar Co., Ltd","JKMS330M-60HBL-TI",330,303.60000000000002]
["Jinko Solar Co., Ltd","JKMS330M-60HL-MX3",330,303.89999999999998]
["Jinko Solar Co., Ltd","JKMS330M-60HL-TI",330,303.89999999999998]
["Jinko Solar Co., Ltd","JKMS330M-60L-EP",330,304]
["Jinko Solar Co., Ltd","JKMS330M-60L-MX3",330,304]
["Jinko Solar Co., Ltd","JKMS330M-60L-TI",330,304]
["Jinko Solar Co., Ltd","JKMS330M-72",330,302.5]
["Jinko Solar Co., Ltd","JKMS330M-72-J4",330,302.5]
["Jinko Solar Co., Ltd","JKMS330PP-72",330,302.2]
["Jinko Solar Co., Ltd","JKMS330PP-72-J4",330,302.2]
["Jinko Solar Co., Ltd","JKM335M-60HBL",335,308.3]
["Jinko Solar Co., Ltd","JKM335M-60HL",335,308.60000000000002]
["Jinko Solar Co., Ltd","JKM335M-60HL-BDVP",335,307.10000000000002]
["Jinko Solar Co., Ltd","JKM335M-60HL-TV",335,309.2]
["Jinko Solar Co., Ltd","JKM335M-72",335,307.89999999999998]
["Jinko Solar Co., Ltd","JKM335M-72B",335,305.5]
["Jinko Solar Co., Ltd","JKM335M-72B-J4",335,305.5]
["Jinko Solar Co., Ltd","JKM335M-72H",335,307.89999999999998]
["Jinko Solar Co., Ltd","JKM335M-72HB",335,307.5]
["Jinko Solar Co., Ltd","JKM335M-72HB-V",335,306.89999999999998]
["Jinko Solar Co., Ltd","JKM335M-72H-V",335,307.39999999999998]
["Jinko Solar Co., Ltd","JKM335M-72-J4",335,307.8]
["Jinko Solar Co., Ltd","JKM335M-72-V",335,307.60000000000002]
["Jinko Solar Co., Ltd","JKM335P-72",335,306.2]
["Jinko Solar Co., Ltd","JKM335PP-72",335,306.2]
["Jinko Solar Co., Ltd","JKM335PP-72H",335,307.10000000000002]
["Jinko Solar Co., Ltd","JKM335PP-72H-V",335,307.5]
["Jinko Solar Co., Ltd","JKM335PP-72-J4",335,306.2]
["Jinko Solar Co., Ltd","JKM335PP-72-V",335,305]
["Jinko Solar Co., Ltd","JKMS335M-60HBL-MX3",335,308.3]
["Jinko Solar Co., Ltd","JKMS335M-60HBL-TI",335,308.3]
["Jinko Solar Co., Ltd","JKMS335M-60HL-MX3",335,308.60000000000002]
["Jinko Solar Co., Ltd","JKMS335M-60HL-TI",335,308.60000000000002]
["Jinko Solar Co., Ltd","JKMS335M-72",335,307.2]
["Jinko Solar Co., Ltd","JKMS335M-72-J4",335,307.2]
["Jinko Solar Co., Ltd","JKM340M-60HBL",340,313.10000000000002]
["Jinko Solar Co., Ltd","JKM340M-60HL",340,313.39999999999998]
["Jinko Solar Co., Ltd","JKM340M-60HL-TV",340,314]
["Jinko Solar Co., Ltd","JKM340M-72",340,312.60000000000002]
["Jinko Solar Co., Ltd","JKM340M-72B",340,310.2]
["Jinko Solar Co., Ltd","JKM340M-72B-J4",340,310.2]
["Jinko Solar Co., Ltd","JKM340M-72H",340,312.60000000000002]
["Jinko Solar Co., Ltd","JKM340M-72HB",340,312.2]
["Jinko Solar Co., Ltd","JKM340M-72HB-V",340,311.60000000000002]
["Jinko Solar Co., Ltd","JKM340M-72H-V",340,312.10000000000002]
["Jinko Solar Co., Ltd","JKM340M-72-J4",340,312.5]
["Jinko Solar Co., Ltd","JKM340M-72-V",340,312.3]
["Jinko Solar Co., Ltd","JKM340PP-72H",340,311.89999999999998]
["Jinko Solar Co., Ltd","JKM340PP-72H-V",340,312.2]
["Jinko Solar Co., Ltd","JKM340PP-72-V",340,309.7]
["Jinko Solar Co., Ltd","JKMS340M-60HBL-MX3",340,313.10000000000002]
["Jinko Solar Co., Ltd","JKMS340M-60HBL-TI",340,313.10000000000002]
["Jinko Solar Co., Ltd","JKMS340M-60HL-MX3",340,313.39999999999998]
["Jinko Solar Co., Ltd","JKMS340M-60HL-TI",340,313.39999999999998]
["Jinko Solar Co., Ltd","JKMS340M-72",340,312]
["Jinko Solar Co., Ltd","JKMS340M-72-J4",340,312]
["Jinko Solar Co., Ltd","JKM340P-72",345,315.60000000000002]
["Jinko Solar Co., Ltd","JKM340PP-72",345,315.60000000000002]
["Jinko Solar Co., Ltd","JKM340PP-72-J4",345,315.60000000000002]
["Jinko Solar Co., Ltd","JKM345M-72",345,317.3]
["Jinko Solar Co., Ltd","JKM345M-72B",345,314.89999999999998]
["Jinko Solar Co., Ltd","JKM345M-72B-J4",345,314.89999999999998]
["Jinko Solar Co., Ltd","JKM345M-72H",345,317.3]
["Jinko Solar Co., Ltd","JKM345M-72HB",345,316.89999999999998]
["Jinko Solar Co., Ltd","JKM345M-72HB-V",345,316.39999999999998]
["Jinko Solar Co., Ltd","JKM345M-72H-V",345,316.8]
["Jinko Solar Co., Ltd","JKM345M-72-J4",345,317.2]
["Jinko Solar Co., Ltd","JKM345M-72-V",345,317]
["Jinko Solar Co., Ltd","JKM345P-72",345,315.60000000000002]
["Jinko Solar Co., Ltd","JKM345PP-72",345,315.60000000000002]
["Jinko Solar Co., Ltd","JKM345PP-72H",345,316.60000000000002]
["Jinko Solar Co., Ltd","JKM345PP-72H-V",345,316.89999999999998]
["Jinko Solar Co., Ltd","JKM345PP-72-J4",345,315.60000000000002]
["Jinko Solar Co., Ltd","JKM345PP-72-V",345,314.39999999999998]
["Jinko Solar Co., Ltd","JKMS345M-72",345,316.7]
["Jinko Solar Co., Ltd","JKMS345M-72-J4",345,316.7]
["Jinko Solar Co., Ltd","JKM350M-72",350,322]
["Jinko Solar Co., Ltd","JKM350M-72B",350,319.60000000000002]
["Jinko Solar Co., Ltd","JKM350M-72B-J4",350,319.60000000000002]
["Jinko Solar Co., Ltd","JKM350M-72H",350,322.10000000000002]
["Jinko Solar Co., Ltd","JKM350M-72HB",350,321.60000000000002]
["Jinko Solar Co., Ltd","JKM350M-72HB-V",350,321.10000000000002]
["Jinko Solar Co., Ltd","JKM350M-72H-V",350,321.5]
["Jinko Solar Co., Ltd","JKM350M-72-J4",350,322]
["Jinko Solar Co., Ltd","JKM350M-72-V",350,321.7]
["Jinko Solar Co., Ltd","JKM350P-72",350,320.3]
["Jinko Solar Co., Ltd","JKM350PP-72",350,320.3]
["Jinko Solar Co., Ltd","JKM350PP-72H",350,321.3]
["Jinko Solar Co., Ltd","JKM350PP-72H-V",350,321.60000000000002]
["Jinko Solar Co., Ltd","JKM350PP-72-J4",350,320.3]
["Jinko Solar Co., Ltd","JKM350PP-72-V",350,319.10000000000002]
["Jinko Solar Co., Ltd","JKMS350M-72",350,321.39999999999998]
["Jinko Solar Co., Ltd","JKMS350M-72-J4",350,321.39999999999998]
["Jinko Solar Co., Ltd","JKM355M-72",355,326.8]
["Jinko Solar Co., Ltd","JKM355M-72B",355,324.3]
["Jinko Solar Co., Ltd","JKM355M-72B-J4",355,324.3]
["Jinko Solar Co., Ltd","JKM355M-72H",355,326.8]
["Jinko Solar Co., Ltd","JKM355M-72HB",355,326.39999999999998]
["Jinko Solar Co., Ltd","JKM355M-72HB-V",355,325.8]
["Jinko Solar Co., Ltd","JKM355M-72H-V",355,326.2]
["Jinko Solar Co., Ltd","JKM355M-72-J4",355,326.7]
["Jinko Solar Co., Ltd","JKM355M-72-V",355,326.5]
["Jinko Solar Co., Ltd","JKM355PP-72H",355,326]
["Jinko Solar Co., Ltd","JKM355PP-72H-V",355,326.39999999999998]
["Jinko Solar Co., Ltd","JKMS355M-72",355,326.10000000000002]
["Jinko Solar Co., Ltd","JKMS355M-72-J4",355,326.10000000000002]
["Jinko Solar Co., Ltd","JKM360M-72",360,331.5]
["Jinko Solar Co., Ltd","JKM360M-72H",360,331.5]
["Jinko Solar Co., Ltd","JKM360M-72HB",360,331.1]
["Jinko Solar Co., Ltd","JKM360M-72HB-V",360,330.5]
["Jinko Solar Co., Ltd","JKM360M-72H-V",360,331]
["Jinko Solar Co., Ltd","JKM360M-72-V",360,331.2]
["Jinko Solar Co., Ltd","JKM360PP-72H",360,330.7]
["Jinko Solar Co., Ltd","JKM360PP-72H-V",360,331.1]
["Jinko Solar Co., Ltd","JKM365M-72",365,336.3]
["Jinko Solar Co., Ltd","JKM365M-72H",365,336.3]
["Jinko Solar Co., Ltd","JKM365M-72HB",365,335.8]
["Jinko Solar Co., Ltd","JKM365M-72HB-V",365,335.3]
["Jinko Solar Co., Ltd","JKM365M-72H-V",365,335.7]
["Jinko Solar Co., Ltd","JKM365M-72-V",365,335.9]
["Jinko Solar Co., Ltd","JKM365PP-72H",365,335.5]
["Jinko Solar Co., Ltd","JKM365PP-72H-V",365,335.8]
["Jinko Solar Co., Ltd","JKM370M-72",370,341.7]
["Jinko Solar Co., Ltd","JKM370M-72BL",370,341.1]
["Jinko Solar Co., Ltd","JKM370M-72H",370,341]
["Jinko Solar Co., Ltd","JKM370M-72HB",370,340.6]
["Jinko Solar Co., Ltd","JKM370M-72HBL",370,340.6]
["Jinko Solar Co., Ltd","JKM370M-72HB-V",370,340]
["Jinko Solar Co., Ltd","JKM370M-72H-V",370,340.4]
["Jinko Solar Co., Ltd","JKM370M-72L",370,339.7]
["Jinko Solar Co., Ltd","JKM370M-72L-V",370,340.2]
["Jinko Solar Co., Ltd","JKM370M-72-V",370,340.7]
["Jinko Solar Co., Ltd","JKM370PP-72H",370,340.2]
["Jinko Solar Co., Ltd","JKM370PP-72H-V",370,340.6]
["Jinko Solar Co., Ltd","JKMS370M-72L-TI",370,339.7]
["Jinko Solar Co., Ltd","JKMS370M-72L-V-MX3",370,340.2]
["Jinko Solar Co., Ltd","JKMS370M-72L-V-TI",370,340.2]
["Jinko Solar Co., Ltd","JKM375M-72",375,346.4]
["Jinko Solar Co., Ltd","JKM375M-72BL",375,345.9]
["Jinko Solar Co., Ltd","JKM375M-72H",375,345.8]
["Jinko Solar Co., Ltd","JKM375M-72HB",375,345.3]
["Jinko Solar Co., Ltd","JKM375M-72HBL",375,345.4]
["Jinko Solar Co., Ltd","JKM375M-72HB-V",375,344.7]
["Jinko Solar Co., Ltd","JKM375M-72HL",375,346.2]
["Jinko Solar Co., Ltd","JKM375M-72HL-BDVP",375,344.4]
["Jinko Solar Co., Ltd","JKM375M-72HL-TV",375,344.3]
["Jinko Solar Co., Ltd","JKM375M-72HL-V",375,347.5]
["Jinko Solar Co., Ltd","JKM375M-72H-V",375,345.2]
["Jinko Solar Co., Ltd","JKM375M-72L",375,344.5]
["Jinko Solar Co., Ltd","JKM375M-72L-V",375,344.9]
["Jinko Solar Co., Ltd","JKM375M-72-V",375,345.4]
["Jinko Solar Co., Ltd","JKMS375M-72HL-TI",375,346.2]
["Jinko Solar Co., Ltd","JKMS375M-72HL-V-MX3",375,347.5]
["Jinko Solar Co., Ltd","JKMS375M-72HL-V-TI",375,347.5]
["Jinko Solar Co., Ltd","JKMS375M-72L-TI",375,344.5]
["Jinko Solar Co., Ltd","JKMS375M-72L-V-MX3",375,344.9]
["Jinko Solar Co., Ltd","JKMS375M-72L-V-TI",375,344.9]
["Jinko Solar Co., Ltd","JKM380M-72",380,351.2]
["Jinko Solar Co., Ltd","JKM380M-72BL",380,350.6]
["Jinko Solar Co., Ltd","JKM380M-72H",380,350.5]
["Jinko Solar Co., Ltd","JKM380M-72HB",380,350.1]
["Jinko Solar Co., Ltd","JKM380M-72HBL",380,350.1]
["Jinko Solar Co., Ltd","JKM380M-72HB-V",380,349.5]
["Jinko Solar Co., Ltd","JKM380M-72HL",380,350.9]
["Jinko Solar Co., Ltd","JKM380M-72HL-BDVP",380,349.1]
["Jinko Solar Co., Ltd","JKM380M-72HL-TV",380,349]
["Jinko Solar Co., Ltd","JKM380M-72HL-V",380,352.3]
["Jinko Solar Co., Ltd","JKM380M-72H-V",380,349.9]
["Jinko Solar Co., Ltd","JKM380M-72L",380,349.2]
["Jinko Solar Co., Ltd","JKM380M-72L-V",380,349.7]
["Jinko Solar Co., Ltd","JKM380M-72-V",380,350.9]
["Jinko Solar Co., Ltd","JKMS380M-72HL-TI",380,350.9]
["Jinko Solar Co., Ltd","JKMS380M-72HL-V-MX3",380,352.3]
["Jinko Solar Co., Ltd","JKMS380M-72HL-V-TI",380,352.3]
["Jinko Solar Co., Ltd","JKMS380M-72L-TI",380,349.2]
["Jinko Solar Co., Ltd","JKMS380M-72L-V-MX3",380,349.7]
["Jinko Solar Co., Ltd","JKMS380M-72L-V-TI",380,349.7]
["Jinko Solar Co., Ltd","JKM385M-72BL",385,355.4]
["Jinko Solar Co., Ltd","JKM385M-72H",385,355.3]
["Jinko Solar Co., Ltd","JKM385M-72HB",385,354.8]
["Jinko Solar Co., Ltd","JKM385M-72HBL",385,354.9]
["Jinko Solar Co., Ltd","JKM385M-72HB-V",385,354.2]
["Jinko Solar Co., Ltd","JKM385M-72HL",385,355.7]
["Jinko Solar Co., Ltd","JKM385M-72HL-BDVP",385,353.8]
["Jinko Solar Co., Ltd","JKM385M-72HL-TV",385,353.8]
["Jinko Solar Co., Ltd","JKM385M-72HL-V",385,357.1]
["Jinko Solar Co., Ltd","JKM385M-72H-V",385,354.7]
["Jinko Solar Co., Ltd","JKM385M-72L",385,353.9]
["Jinko Solar Co., Ltd","JKM385M-72L-V",385,354.4]
["Jinko Solar Co., Ltd","JKM385M-72-V",385,355.7]
["Jinko Solar Co., Ltd","JKMS385M-72HL-TI",385,355.7]
["Jinko Solar Co., Ltd","JKMS385M-72HL-V-MX3",385,357.1]
["Jinko Solar Co., Ltd","JKMS385M-72HL-V-TI",385,357.1]
["Jinko Solar Co., Ltd","JKMS385M-72L-TI",385,353.9]
["Jinko Solar Co., Ltd","JKMS385M-72L-V-MX3",385,354.4]
["Jinko Solar Co., Ltd","JKMS385M-72L-V-TI",385,354.4]
["Jinko Solar Co., Ltd","JKM390M-72BL",390,360.1]
["Jinko Solar Co., Ltd","JKM390M-72HBL",390,359.6]
["Jinko Solar Co., Ltd","JKM390M-72HL",390,360.5]
["Jinko Solar Co., Ltd","JKM390M-72HL-BDVP",390,358.6]
["Jinko Solar Co., Ltd","JKM390M-72HL-TV",390,358.5]
["Jinko Solar Co., Ltd","JKM390M-72HL-V",390,361.8]
["Jinko Solar Co., Ltd","JKM390M-72L",390,358.7]
["Jinko Solar Co., Ltd","JKM390M-72L-V",390,359.1]
["Jinko Solar Co., Ltd","JKMS390M-72HL-TI",390,360.5]
["Jinko Solar Co., Ltd","JKMS390M-72HL-V-MX3",390,361.8]
["Jinko Solar Co., Ltd","JKMS390M-72HL-V-TI",390,361.8]
["Jinko Solar Co., Ltd","JKMS390M-72L-TI",390,358.7]
["Jinko Solar Co., Ltd","JKMS390M-72L-V-MX3",390,359.1]
["Jinko Solar Co., Ltd","JKMS390M-72L-V-TI",390,359.1]
["Jinko Solar Co., Ltd","JKM395M-72BL",395,364.9]
["Jinko Solar Co., Ltd","JKM395M-72HBL",395,364.4]
["Jinko Solar Co., Ltd","JKM395M-72HL",395,365.2]
["Jinko Solar Co., Ltd","JKM395M-72HL-BDVP",395,363.3]
["Jinko Solar Co., Ltd","JKM395M-72HL-TV",395,363.2]
["Jinko Solar Co., Ltd","JKM395M-72HL-V",395,366.6]
["Jinko Solar Co., Ltd","JKM395M-72L",395,363.4]
["Jinko Solar Co., Ltd","JKM395M-72L-V",395,363.9]
["Jinko Solar Co., Ltd","JKMS395M-72HL-TI",395,365.2]
["Jinko Solar Co., Ltd","JKMS395M-72HL-V-MX3",395,366.6]
["Jinko Solar Co., Ltd","JKMS395M-72HL-V-TI",395,366.6]
["Jinko Solar Co., Ltd","JKMS395M-72L-TI",395,363.4]
["Jinko Solar Co., Ltd","JKMS395M-72L-V-MX3",395,363.9]
["Jinko Solar Co., Ltd","JKMS395M-72L-V-TI",395,363.9]
["Jinko Solar Co., Ltd","JKM400M-72BL",400,369.6]
["Jinko Solar Co., Ltd","JKM400M-72HBL",400,369.1]
["Jinko Solar Co., Ltd","JKM400M-72HL",400,370]
["Jinko Solar Co., Ltd","JKM400M-72HL-BDVP",400,368.1]
["Jinko Solar Co., Ltd","JKM400M-72HL-TV",400,368]
["Jinko Solar Co., Ltd","JKM400M-72HL-V",400,371.4]
["Jinko Solar Co., Ltd","JKM400M-72L",400,368.2]
["Jinko Solar Co., Ltd","JKM400M-72L-V",400,368.6]
["Jinko Solar Co., Ltd","JKMS400M-72HL-TI",400,370]
["Jinko Solar Co., Ltd","JKMS400M-72HL-V-TI",400,371.4]
["Jinko Solar Co., Ltd","JKMS400M-72L-TI",400,368.2]
["Jinko Solar Co., Ltd","JKMS400M-72L-V-TI",400,368.6]
["Jinko Solar Co., Ltd","JKM405M-72HBL",405,373.9]
["Jinko Solar Co., Ltd","JKM405M-72HL",405,374.7]
["Jinko Solar Co., Ltd","JKM405M-72HL-BDVP",405,372.8]
["Jinko Solar Co., Ltd","JKM405M-72HL-TV",405,372.7]
["Jinko Solar Co., Ltd","JKM405M-72HL-V",405,376.1]
["Jinko Solar Co., Ltd","JKMS405M-72HL-TI",405,374.7]
["Jinko Solar Co., Ltd","JKMS405M-72HL-V-TI",405,376.1]
["Jinko Solar Co., Ltd","JKM410M-72HBL",410,378.6]
["Jinko Solar Co., Ltd","JKM410M-72HL",410,379.5]
["Jinko Solar Co., Ltd","JKM410M-72HL-TV",410,377.5]
["Jinko Solar Co., Ltd","JKM410M-72HL-V",410,380.9]
["Jinko Solar Co., Ltd","JKMS410M-72HL-TI",410,379.5]
["Jinko Solar Co., Ltd","JKMS410M-72HL-V-TI",410,380.9]
["Jinko Solar Co., Ltd","JKM415M-72HL-TV",415,382.2]
["Jinneng Clean Energy Technology","JNMP60-245",245,213.4]
["Jinneng Clean Energy Technology","JNMM60-250",250,222.1]
["Jinneng Clean Energy Technology","JNMP60-250",250,217.9]
["Jinneng Clean Energy Technology","JNMM60-255",255,226.7]
["Jinneng Clean Energy Technology","JNMP60-255",255,222.4]
["Jinneng Clean Energy Technology","JNMM60-260",260,231.2]
["Jinneng Clean Energy Technology","JNMP60-260",260,227]
["Jinneng Clean Energy Technology","JNMM60-265",265,235.8]
["Jinneng Clean Energy Technology","JNMP60-265",265,231.5]
["Jinneng Clean Energy Technology","JNMM60-270",270,240.4]
["Jinneng Clean Energy Technology","JNMP72-295",295,256.8]
["Jinneng Clean Energy Technology","JNMP72-300",300,261.3]
["Jinneng Clean Energy Technology","JNMM72-305",305,268.89999999999998]
["Jinneng Clean Energy Technology","JNMP72-305",305,265.8]
["Jinneng Clean Energy Technology","JNMM72-310",310,273.5]
["Jinneng Clean Energy Technology","JNMP72-310",310,270.3]
["Jinneng Clean Energy Technology","JNMM72-315",315,278]
["Jinneng Clean Energy Technology","JNMP72-315",315,274.8]
["Jinneng Clean Energy Technology","JNMM72-320",320,282.60000000000002]
["Jinneng Clean Energy Technology","JNMP72-320",320,279.39999999999998]
["Jinneng Clean Energy Technology","JNMM72-325",325,287.2]
["Jinneng Clean Energy Technology","JNMP72-325",325,283.89999999999998]
["Jinneng Clean Energy Technology","JNMM72-330",330,291.7]
["Jinneng Clean Energy Technology","JNMM72-335",335,296.3]
["Jinzhou Jinmao Photovoltaic Technology","JMPV-5M/36-85",85,74.099999999999994]
["Jinzhou Jinmao Photovoltaic Technology","JMPV-5M/36-90",90,78.599999999999994]
["Jinzhou Jinmao Photovoltaic Technology","JMPV-5M/36-95",95,83.1]
["Jinzhou Jinmao Photovoltaic Technology","JMPV-5M/72-165",165,142.30000000000001]
["Jinzhou Jinmao Photovoltaic Technology","JMPV-5M/72-170",170,146.80000000000001]
["Jinzhou Jinmao Photovoltaic Technology","JMPV-5M/72-175",175,151.30000000000001]
["Jinzhou Jinmao Photovoltaic Technology","JMPV-5M/72-180",180,155.69999999999999]
["Jinzhou Jinmao Photovoltaic Technology","JMPV-5M/72-185",185,160.19999999999999]
["Jinzhou Jinmao Photovoltaic Technology","JMPV-5M/72-190",190,164.7]
["JSPV","JSMP2404",240,217.3]
["JSPV","JSMP2454",245,222]
["JSPV","JSMM2504",250,226.9]
["JSPV","JSMP2504",250,226.6]
["JSPV","JSMP250A",250,228.3]
["JSPV","JSMM2554",255,231.5]
["JSPV","JSMP255A",255,233]
["JSPV","JSMM2604",260,236.2]
["JSPV","JSMP260A",260,237.7]
["JSPV","JSMP265A",265,242.4]
["JSPV","JSMP270A",270,247.1]
["JSPV","JSMP3003",300,269.5]
["JSPV","JSMP305A",305,277.7]
["JSPV","JSMP310A",310,282.39999999999998]
["JSPV","JSMP315A",315,287.10000000000002]
["JSPV","JSMP320A",320,291.8]
["JSPV","JSMP325A",325,296.5]
["Juli New Energy","JLS155M",155,132.6]
["Juli New Energy","JLS160M",160,137]
["Juli New Energy","JLS165M",165,141.5]
["Juli New Energy","JLS170M",170,148.6]
["Juli New Energy","JLS175M",175,153.1]
["Juli New Energy","JLS180M",180,157.6]
["Juli New Energy","JLS200M",200,177.8]
["Juli New Energy","JLS205M",205,182.4]
["Juli New Energy","JLS210M",210,187]
["Juli New Energy","JLS215P",215,188.6]
["Juli New Energy","JLS220P",220,191.5]
["Juli New Energy","JLS225P",225,196]
["Juli New Energy","JLS230P",230,200.5]
["Juli New Energy","JLS60P240WH(156)",240,212.9]
["Juli New Energy","JLS60P245WH(156)",245,217.4]
["Juli New Energy","JLS60M250WH(156)",250,221.6]
["Juli New Energy","JLS60P250WH(156)",250,222]
["Juli New Energy","JLS60M255WH(156)",255,226.2]
["Juli New Energy","JLS60P255WH(156)",255,226.6]
["Juli New Energy","JLS60M260WH(156)",260,230.8]
["Juli New Energy","JLS60P260WH(156)",260,231.2]
["Juli New Energy","JLS60M265WH(156)",265,235.4]
["Juli New Energy","JLS72P290WH(156)",290,257.39999999999998]
["Juli New Energy","JLS72P295WH(156)",295,261.89999999999998]
["Juli New Energy","JLS72M300WH(156)",300,266.10000000000002]
["Juli New Energy","JLS72P300WH(156)",300,266.5]
["Juli New Energy","JLS72M305WH(156)",305,270.60000000000002]
["Juli New Energy","JLS72P305WH(156)",305,271.10000000000002]
["Juli New Energy","JLS72M310WH(156)",310,275.2]
["Juli New Energy","JLS72P310WH(156)",310,275.7]
["Juli New Energy","JLS72M315WH(156)",315,279.8]
["Juli New Energy","JLS72M320WH(156)",320,284.39999999999998]
["Jumao Photonic (Xiamen)","JMP-85W-S5-G",85,72.599999999999994]
["Jumao Photonic (Xiamen)","JMP-160W-S5-G",160,134.80000000000001]
["Jumao Photonic (Xiamen)","JMP-170W-S5-G",170,143.5]
["Jumao Photonic (Xiamen)","JMP-210W-M6-G",210,187.4]
["Jumao Photonic (Xiamen)","JMP-215W-M6-G",215,192]
["Jumao Photonic (Xiamen)","JMP-220W-M6-G",220,196.6]
["Jumao Photonic (Xiamen)","JMP-225W-M6-G",225,201.1]
["Jumao Photonic (Xiamen)","JMP-230W-M6-G",230,205.7]
["Kaneka","G-SA060",60,57]
["Kaneka","GSA221",60,57]
["Kaneka","U-SA105",105,94.5]
["Kaneka","U-SA110",110,99.1]
["KD Solar","KD-20012A2",200,176.5]
["KD Solar","KD-20013A2",200,175.4]
["KD Solar","KD-20512A2",205,181.1]
["KD Solar","KD-20513A2",205,180]
["KD Solar","KD-21012A2",210,185.6]
["KD Solar","KD-21013A2",210,184.5]
["KD Solar","KD-21512A2",215,190.2]
["KD Solar","KD-21513A2",215,189]
["KD Solar","KD-22012A2",220,195.8]
["KD Solar","KD-22013A2",220,192.5]
["KD Solar","KD-22512A2",225,200.3]
["KD Solar","KD-22513A2",225,197]
["KD Solar","KD-23012A2",230,204.9]
["KD Solar","KD-23013A2",230,201.6]
["KD Solar","KD-23512A2",235,209.5]
["KD Solar","KD-24012A2",240,214.1]
["Kenmec Mechanical Engineering","TKSE-13001",130,116.5]
["Kenmec Mechanical Engineering","TKSE-13501",135,121.1]
["Kenmec Mechanical Engineering","TKSE-14001",140,125.7]
["Kenmec Mechanical Engineering","TKSE-14501",145,130.30000000000001]
["Kenmec Mechanical Engineering","TKSD-15001",150,134.5]
["Kenmec Mechanical Engineering","TKSD-15501",155,139.1]
["Kenmec Mechanical Engineering","TKSD-16001",160,143.69999999999999]
["Kenmec Mechanical Engineering","TKSD-16501",165,148.30000000000001]
["Kenmec Mechanical Engineering","TKSC-17001",170,152.4]
["Kenmec Mechanical Engineering","TKSD-17001",170,152.9]
["Kenmec Mechanical Engineering","TKSC-17501",175,157]
["Kenmec Mechanical Engineering","TKSC-18001",180,161.6]
["Kenmec Mechanical Engineering","TKSC-18501",185,166.2]
["Kenmec Mechanical Engineering","TKSC-19001",190,170.8]
["Kenmec Mechanical Engineering","TKSC-19501",195,175.4]
["Kenmec Mechanical Engineering","TKSB-20001",200,179.5]
["Kenmec Mechanical Engineering","TKSB-20501",205,184.1]
["Kenmec Mechanical Engineering","TKSB-21001",210,188.7]
["Kenmec Mechanical Engineering","TKSB-21501",215,193.3]
["Kenmec Mechanical Engineering","TKSA-22001",220,197.4]
["Kenmec Mechanical Engineering","TKSB-22001",220,197.9]
["Kenmec Mechanical Engineering","TKSA-22501",225,202]
["Kenmec Mechanical Engineering","TKSA-23001",230,206.6]
["Kenmec Mechanical Engineering","TKSA-23501",235,211.2]
["Kenmec Mechanical Engineering","TKSA-24001",240,215.9]
["Kenmec Mechanical Engineering","TKSA-24501",245,220.8]
["Kenmec Mechanical Engineering","TKSA-25001",250,225.4]
["Kenmec Mechanical Engineering","TKSG-25001",250,225.8]
["Kenmec Mechanical Engineering","TKSA-25501",255,230]
["Kenmec Mechanical Engineering","TKSG-25501",255,230.5]
["Kenmec Mechanical Engineering","TKSA-26001",260,234.7]
["Kenmec Mechanical Engineering","TKSG-26001",260,235.1]
["Kenmec Mechanical Engineering","TKSG-26501",265,239.8]
["Kenmec Mechanical Engineering","TKSG-27001",270,244.4]
["Kenmec Mechanical Engineering","TKSG-27501",275,249]
["Kenmec Mechanical Engineering","TKSG-28001",280,253.7]
["Kenmec Mechanical Engineering","TKSG-28501",285,258.39999999999998]
["Kenmec Mechanical Engineering","TKSG-29001",290,263]
["Kenmec Mechanical Engineering","TKSG-29501",295,267.7]
["Kenmec Mechanical Engineering","TKSG-30001",300,272.3]
["Kenmec Mechanical Engineering","TKSG-30501",305,277]
["Kenmec Mechanical Engineering","TKSG-31001",310,281.7]
["Kenmec Mechanical Engineering","TKSG-31501",315,286.39999999999998]
["Kenmos Photovoltaic","aTT-50W-02",50,44.3]
["Kinve Solar Power","KV170-72M",170,147.30000000000001]
["Kinve Solar Power","KV175-72M",175,151.80000000000001]
["Kinve Solar Power","KV180-72M",180,156.19999999999999]
["KISCO","S91E",91,85.8]
["KISCO","S92E",92,86.8]
["KISCO","S93E",93,87.7]
["KISCO","S94E",94,88.7]
["KISCO","S95E",95,89.6]
["KISCO","S96E",96,90.6]
["KISCO","S97E",97,91.5]
["KISCO","S98E",98,92.5]
["KISCO","S99E",99,93.4]
["KISCO","S100E",100,94.4]
["KISCO","S101E",101,95.3]
["KISCO","GETWATT 224P-A1U",224,200.4]
["KISCO","GETWATT 225P-A1U",225,201.4]
["KISCO","GETWATT 226P-A1U",226,202.3]
["KISCO","GETWATT 227P-A1U",227,203.2]
["KISCO","GETWATT 228P-A1U",228,204.1]
["KISCO","GETWATT 229P-A1U",229,205]
["KISCO","GETWATT 230P-A1U",230,205.9]
["KISCO","GETWATT 231P-A1U",231,206.9]
["KISCO","GETWATT 232P-A1U",232,207.8]
["KISCO","GETWATT 233P-A1U",233,208.7]
["KISCO","GETWATT 234P-A1U",234,209.6]
["KISCO","GETWATT 235P-A1U",235,210.5]
["KISCO","GETWATT 236P-A1U",236,211.5]
["KISCO","GETWATT 237P-A1U",237,212.4]
["KISCO","GETWATT 238M-A1U",238,209.9]
["KISCO","GETWATT 238P-A1U",238,213.3]
["KISCO","GETWATT 239M-A1U",239,210.8]
["KISCO","GETWATT 239P-A1U",239,214.2]
["KISCO","GETWATT 240M-A1U",240,211.7]
["KISCO","GETWATT 240M-C1U",240,217.1]
["KISCO","GETWATT 240P-A1U",240,215.2]
["KISCO","GETWATT 241M-A1U",241,212.6]
["KISCO","GETWATT 241M-C1U",241,218]
["KISCO","GETWATT 241P-A1U",241,216.1]
["KISCO","GETWATT 242M-A1U",242,213.6]
["KISCO","GETWATT 242M-C1U",242,218.9]
["KISCO","GETWATT 242P-A1U",242,217]
["KISCO","GETWATT 243M-A1U",243,214.5]
["KISCO","GETWATT 243M-C1U",243,219.9]
["KISCO","GETWATT 243P-A1U",243,217.9]
["KISCO","GETWATT 244M-A1U",244,215.4]
["KISCO","GETWATT 244M-C1U",244,220.8]
["KISCO","GETWATT 244P-A1U",244,218.8]
["KISCO","GETWATT 245M-A1U",245,216.3]
["KISCO","GETWATT 245M-C1U",245,221.7]
["KISCO","GETWATT 245P-A1U",245,219.8]
["KISCO","GETWATT 246M-A1U",246,217.2]
["KISCO","GETWATT 246M-C1U",246,222.6]
["KISCO","GETWATT 247M-A1U",247,218.1]
["KISCO","GETWATT 247M-C1U",247,223.6]
["KISCO","GETWATT 248M-A1U",248,219]
["KISCO","GETWATT 248M-C1U",248,224.5]
["KISCO","GETWATT 249M-A1U",249,219.9]
["KISCO","GETWATT 249M-C1U",249,225.4]
["KISCO","GETWATT 250M-A1U",250,220.9]
["KISCO","GETWATT 250M-C1U",250,226.4]
["KISCO","GETWATT 251M-A1U",251,221.8]
["KISCO","GETWATT 251M-C1U",251,227.3]
["KISCO","GETWATT 252M-A1U",252,222.7]
["KISCO","GETWATT 252M-C1U",252,228.2]
["KISCO","GETWATT 253M-A1U",253,223.6]
["KISCO","GETWATT 253M-C1U",253,229.2]
["KISCO","GETWATT 254M-A1U",254,224.5]
["KISCO","GETWATT 254M-C1U",254,230.1]
["KISCO","GETWATT 255M-A1U",255,225.4]
["KISCO","GETWATT 255M-C1U",255,231]
["KISCO","GETWATT 256M-A1U",256,226.3]
["KISCO","GETWATT 257M-A1U",257,227.2]
["KISCO","GETWATT 258M-A1U",258,228.2]
["KISCO","GETWATT 259M-A1U",259,229.1]
["KISCO","GETWATT 260M-A1U",260,230]
["KISCO","GETWATT 261M-A1U",261,230.9]
["KISCO","GETWATT 262M-A1U",262,231.8]
["Konca Solar Cell","KC5M-170a",170,149.6]
["Konca Solar Cell","KC5M-175a",175,154.1]
["Konca Solar Cell","KC5M-180a",180,158.6]
["Konca Solar Cell","KC6P-215b",215,187.2]
["Konca Solar Cell","KC6P-220b",220,191.7]
["Konca Solar Cell","KC6P-225b",225,196.2]
["Konca Solar Cell","KC6P-230b",230,200.7]
["Konca Solar Cell","KC6P-235b",235,205.2]
["KOSOL ENERGIE PVT. LTD.","KE200",200,181.5]
["KOSOL ENERGIE PVT. LTD.","KE205",205,186.2]
["KOSOL ENERGIE PVT. LTD.","KE210",210,190.8]
["KOSOL ENERGIE PVT. LTD.","KE225",225,202.6]
["KOSOL ENERGIE PVT. LTD.","KE230",230,207.2]
["KOSOL ENERGIE PVT. LTD.","KE235",235,211.9]
["KOSOL ENERGIE PVT. LTD.","KE240",240,219.5]
["KOSOL ENERGIE PVT. LTD.","KE245",245,224.2]
["KOSOL ENERGIE PVT. LTD.","KE250",250,225.9]
["KOSOL ENERGIE PVT. LTD.","KE255",255,230.5]
["KOSOL ENERGIE PVT. LTD.","KE260",260,235.1]
["KOSOL ENERGIE PVT. LTD.","KE265",265,239.8]
["KOSOL ENERGIE PVT. LTD.","KE300",300,273.60000000000002]
["KOSOL ENERGIE PVT. LTD.","KE305",305,278.2]
["KOSOL ENERGIE PVT. LTD.","KE310",310,282.89999999999998]
["KOSOL ENERGIE PVT. LTD.","KE315",315,287.60000000000002]
["Kyocera Solar","SU53BU",53,41.6]
["Kyocera Solar","KC130GT",130,114.2]
["Kyocera Solar","KC130TM",130,114.2]
["Kyocera Solar","KD130GX-L",130,117.5]
["Kyocera Solar","KD130GX-LFBS",130,115.8]
["Kyocera Solar","KD130GX-LP",130,117.5]
["Kyocera Solar","KD135GX-L",135,122.2]
["Kyocera Solar","KD135GX-LFBS",135,120.3]
["Kyocera Solar","KD135GX-LP",135,122.2]
["Kyocera Solar","KD135GX-LPU",135,122.2]
["Kyocera Solar","KD140GX-LFBS",140,124.9]
["Kyocera Solar","KC175GT",175,153.6]
["Kyocera Solar","KD180GX-L",180,162.5]
["Kyocera Solar","KD180GX-LFBS",180,160.5]
["Kyocera Solar","KD180GX-LP",180,162.5]
["Kyocera Solar","KD185GX-LFBS",185,165.1]
["Kyocera Solar","KD185GX-LPU",185,167.1]
["Kyocera Solar","KD190GX-LFBS",190,169.7]
["Kyocera Solar","KC200GT",200,175.7]
["Kyocera Solar","KD200GX-LPU",200,180.5]
["Kyocera Solar","KD205GX-L",205,185.2]
["Kyocera Solar","KD205GX-LFBS",205,185.3]
["Kyocera Solar","KD205GX-LP",205,185.2]
["Kyocera Solar","KD205GX-LPU",205,185.2]
["Kyocera Solar","KD210GX-L",210,189.8]
["Kyocera Solar","KD210GX-LFBS",210,190]
["Kyocera Solar","KD210GX-LP",210,189.8]
["Kyocera Solar","KD210GX-LPU",210,189.8]
["Kyocera Solar","KD215GX-LFBS",215,194.6]
["Kyocera Solar","KD215GX-LPU",215,194.4]
["Kyocera Solar","KD220GX-LFBS",220,199.2]
["Kyocera Solar","KD225GX-LFB",225,203.9]
["Kyocera Solar","KD225GX-LFBS",225,203.9]
["Kyocera Solar","KD225GX-LPB",225,203.3]
["Kyocera Solar","KD230GX-LFB",230,208]
["Kyocera Solar","KD230GX-LPB",230,208]
["Kyocera Solar","KD235GX-LFB",235,212.6]
["Kyocera Solar","KD235GX-LPB",235,212.6]
["Kyocera Solar","KD240GX-LFB",240,217.3]
["Kyocera Solar","KD240GX-LFB2",240,217.3]
["Kyocera Solar","KD240GX-LPB",240,217.3]
["Kyocera Solar","KD240GX-LPB2",240,217.3]
["Kyocera Solar","KD245GX-LFB",245,219.1]
["Kyocera Solar","KD245GX-LFB2",245,219.1]
["Kyocera Solar","KD245GX-LPB",245,219.1]
["Kyocera Solar","KD245GX-LPB2",245,219.1]
["Kyocera Solar","KU245-6BCA",245,219.1]
["Kyocera Solar","KD250GX-LFB",250,223.7]
["Kyocera Solar","KD250GX-LFB2",250,223.7]
["Kyocera Solar","KD250GX-LFB3",250,223.7]
["Kyocera Solar","KD250GX-LPB",250,223.7]
["Kyocera Solar","KD250GX-LPB2",250,223.7]
["Kyocera Solar","KD250GX-LPB3",250,224.2]
["Kyocera Solar","KU250-6BCA",250,223.7]
["Kyocera Solar","KU250-6BPA",250,224.2]
["Kyocera Solar","KU250-6ZPE",250,220.5]
["Kyocera Solar","KD255GX-LFB2",255,228.3]
["Kyocera Solar","KD255GX-LFB3",255,228.3]
["Kyocera Solar","KD255GX-LFM",255,228.8]
["Kyocera Solar","KD255GX-LPB2",255,228.3]
["Kyocera Solar","KD255GX-LPB3",255,228.8]
["Kyocera Solar","KD255GX-LPM",255,228.8]
["Kyocera Solar","KU255-6BCA",255,228.3]
["Kyocera Solar","KU255-6BPA",255,228.8]
["Kyocera Solar","KU255-6MCA",255,228.8]
["Kyocera Solar","KU255-6MCB",255,225.1]
["Kyocera Solar","KU255-6MPA",255,228.8]
["Kyocera Solar","KU255-6MPB",255,225.1]
["Kyocera Solar","KU255-6XCA",255,228.3]
["Kyocera Solar","KU255-6XPA",255,228.3]
["Kyocera Solar","KU255-6ZCA",255,228.3]
["Kyocera Solar","KU255-6ZPA",255,228.3]
["Kyocera Solar","KU255-6ZPB",255,225.2]
["Kyocera Solar","KU255-6ZPE",255,225.1]
["Kyocera Solar","KD260GX-LFB2",260,232.9]
["Kyocera Solar","KD260GX-LFM",260,233.5]
["Kyocera Solar","KD260GX-LPB2",260,232.9]
["Kyocera Solar","KD260GX-LPM",260,233.5]
["Kyocera Solar","KU260-6BCA",260,233.5]
["Kyocera Solar","KU260-6BPA",260,233.5]
["Kyocera Solar","KU260-6MCA",260,233.5]
["Kyocera Solar","KU260-6MCB",260,229.7]
["Kyocera Solar","KU260-6MPA",260,233.5]
["Kyocera Solar","KU260-6MPB",260,229.7]
["Kyocera Solar","KU260-6XCA",260,232.9]
["Kyocera Solar","KU260-6XPA",260,232.9]
["Kyocera Solar","KU260-6ZCA",260,232.9]
["Kyocera Solar","KU260-6ZPA",260,232.9]
["Kyocera Solar","KU260-6ZPB",260,229.7]
["Kyocera Solar","KU260-6ZPC",260,233.5]
["Kyocera Solar","KU260-6ZPE",260,229.7]
["Kyocera Solar","KD265GX-LFB2",265,238.1]
["Kyocera Solar","KD265GX-LFM",265,238.1]
["Kyocera Solar","KD265GX-LPB2",265,238.1]
["Kyocera Solar","KD265GX-LPM",265,238.1]
["Kyocera Solar","KU265-6BCA",265,238.1]
["Kyocera Solar","KU265-6BPA",265,238.1]
["Kyocera Solar","KU265-6MCA",265,238.1]
["Kyocera Solar","KU265-6MCB",265,234.2]
["Kyocera Solar","KU265-6MPA",265,238.1]
["Kyocera Solar","KU265-6MPB",265,234.2]
["Kyocera Solar","KU265-6XCA",265,238.1]
["Kyocera Solar","KU265-6XPA",265,238.1]
["Kyocera Solar","KU265-6ZCA",265,238.1]
["Kyocera Solar","KU265-6ZPA",265,238.1]
["Kyocera Solar","KU265-6ZPB",265,234.3]
["Kyocera Solar","KU265-6ZPC",265,238.2]
["Kyocera Solar","KU265-6ZPE",265,234.2]
["Kyocera Solar","KD270GX-LFB2",270,242.7]
["Kyocera Solar","KD270GX-LFM",270,242.7]
["Kyocera Solar","KD270GX-LPB2",270,242.7]
["Kyocera Solar","KD270GX-LPM",270,242.7]
["Kyocera Solar","KU270-6BCA",270,242.7]
["Kyocera Solar","KU270-6BPA",270,242.7]
["Kyocera Solar","KU270-6MCA",270,242.7]
["Kyocera Solar","KU270-6MCB",270,238.8]
["Kyocera Solar","KU270-6MPA",270,242.7]
["Kyocera Solar","KU270-6MPB",270,238.8]
["Kyocera Solar","KU270-6XCA",270,242.7]
["Kyocera Solar","KU270-6XPA",270,242.7]
["Kyocera Solar","KU270-6ZCA",270,242.7]
["Kyocera Solar","KU270-6ZPA",270,242.7]
["Kyocera Solar","KU270-6ZPB",270,238.9]
["Kyocera Solar","KU270-6ZPC",270,242.8]
["Kyocera Solar","KU270-6ZPE",270,238.8]
["Kyocera Solar","KD300GX-LFB",300,265.10000000000002]
["Kyocera Solar","KD300GX-LPB",300,265.10000000000002]
["Kyocera Solar","KD305GX-LFB",305,272]
["Kyocera Solar","KD305GX-LPB",305,272]
["Kyocera Solar","KD310GX-LFB",310,276.60000000000002]
["Kyocera Solar","KD310GX-LPB",310,276.60000000000002]
["Kyocera Solar","KD315GX-LFB",315,281.2]
["Kyocera Solar","KD315GX-LPB",315,281.2]
["Kyocera Solar","KU315-7ZCA",315,285.8]
["Kyocera Solar","KU315-7ZPA",315,285.8]
["Kyocera Solar","KD320GX-LFB",320,285.8]
["Kyocera Solar","KD320GX-LPB",320,285.8]
["Kyocera Solar","KU320-7ZCA",320,290.5]
["Kyocera Solar","KU320-7ZPA",320,290.5]
["Kyocera Solar","KU320-8BCA",320,285.8]
["Kyocera Solar","KD325GX-LFB",325,290.39999999999998]
["Kyocera Solar","KD325GX-LPB",325,290.39999999999998]
["Kyocera Solar","KU325-7ZCA",325,295.2]
["Kyocera Solar","KU325-7ZPA",325,295.2]
["Kyocera Solar","KU325-8BCA",325,290.39999999999998]
["Kyocera Solar","KU325-8BPA",325,291.60000000000002]
["Kyocera Solar","KD330GX-LFB",330,295]
["Kyocera Solar","KD330GX-LPB",330,296.2]
["Kyocera Solar","KU330-7ZCA",330,299.8]
["Kyocera Solar","KU330-7ZPA",330,299.8]
["Kyocera Solar","KU330-8BCA",330,295]
["Kyocera Solar","KU330-8BPA",330,296.2]
["Kyocera Solar","KD335GX-LFB",335,299.60000000000002]
["Kyocera Solar","KD335GX-LPB",335,300.8]
["Kyocera Solar","KU335-7ZCA",335,304.5]
["Kyocera Solar","KU335-7ZPA",335,304.5]
["Kyocera Solar","KU335-8BCA",335,299.60000000000002]
["Kyocera Solar","KU335-8BPA",335,300.8]
["Kyocera Solar","KD340GX-LFB",340,305.39999999999998]
["Kyocera Solar","KU340-8BCA",340,305.39999999999998]
["Kyung Won","KWL-210 S",210,184.1]
["Kyung Won","KWL-220 S",220,193.2]
["Kyung Won","KWL-230 S",230,201]
["Kyung Won","KWL-240 S",240,210.1]
["Kyung Won","KWL-250 S",250,219.1]
["LDK Solar","LDK-170D-24",170,152.69999999999999]
["LDK Solar","LDK-175D-24",175,157.30000000000001]
["LDK Solar","LDK-180D-24",180,161.9]
["LDK Solar","LDK-180P-24(S)",180,160.30000000000001]
["LDK Solar","LDK-185P-24(S)",185,164.9]
["LDK Solar","LDK-190D-24(S)",190,170.1]
["LDK Solar","LDK-190P-18",190,166.2]
["LDK Solar","LDK-190P-24(S)",190,169.5]
["LDK Solar","LDK-195D-24(S)",195,174.7]
["LDK Solar","LDK-200D-24(S)",200,179.3]
["LDK Solar","LDK-200P-18",200,175.2]
["LDK Solar","LDK-210P-18",210,184.3]
["LDK Solar","LDK-210P-20",210,183]
["LDK Solar","LDK-220D-20",220,189.7]
["LDK Solar","LDK-220P-20",220,192]
["LDK Solar","LDK-225P-20",225,200.3]
["LDK Solar","LDK-230D-20",230,206.2]
["LDK Solar","LDK-230P-20",230,204.8]
["LDK Solar","LDK-235D-20",235,210.8]
["LDK Solar","LDK-235P-20",235,209.4]
["LDK Solar","LDK-240D-20",240,215.4]
["LDK Solar","LDK-240P-20",240,214]
["LDK Solar","LDK-245D-20",245,220]
["LDK Solar","LDK-245P-20",245,216.2]
["LDK Solar","LDK245PABB",245,220.9]
["LDK Solar","LDK245PABW",245,220.9]
["LDK Solar","LDK245PAFB",245,222]
["LDK Solar","LDK245PAFW",245,222]
["LDK Solar","LDK-250D-20",250,224.6]
["LDK Solar","LDK-250P-20",250,220.8]
["LDK Solar","LDK250PABB",250,225.6]
["LDK Solar","LDK250PABW",250,225.6]
["LDK Solar","LDK250PAFB",250,226.7]
["LDK Solar","LDK250PAFW",250,226.7]
["LDK Solar","LDK-255D-20",255,226.2]
["LDK Solar","LDK-255P-20",255,225.4]
["LDK Solar","LDK255PABB",255,230.2]
["LDK Solar","LDK255PABW",255,230.2]
["LDK Solar","LDK255PAFB",255,231.3]
["LDK Solar","LDK255PAFW",255,231.3]
["LDK Solar","LDK-260P-24",260,228]
["LDK Solar","LDK260PABB",260,234.9]
["LDK Solar","LDK260PABW",260,234.9]
["LDK Solar","LDK260PAFB",260,236]
["LDK Solar","LDK260PAFW",260,236]
["LDK Solar","LDK-270P-24",270,237]
["LDK Solar","LDK-275P-24",275,242.3]
["LDK Solar","LDK-280P-24",280,251.2]
["LDK Solar","LDK-285P-24",285,255.8]
["LDK Solar","LDK-290P-24",290,260.39999999999998]
["LDK Solar","LDK-295P-24",295,265]
["LERRI Solar Technology Co.","LR6-72-315M",315,287.7]
["LERRI Solar Technology Co.","LR6-72-320M",320,292.39999999999998]
["LERRI Solar Technology Co.","LR6-72-325M",325,297.10000000000002]
["LERRI Solar Technology Co.","LR6-72-330M",330,301.8]
["LERRI Solar Technology Co.","LR6-72-335M",335,306.5]
["LERRI Solar Technology Co.","LR6-72-340M",340,311.2]
["LERRI Solar Technology Co.","LR6-72-345M",345,315.89999999999998]
["LG Electronics Inc.","LG210P1C-G2",210,188.3]
["LG Electronics Inc.","LG210P1W-G1",210,188.9]
["LG Electronics Inc.","LG215P1C-G2",215,192.9]
["LG Electronics Inc.","LG215P1W",215,191]
["LG Electronics Inc.","LG215P1W-G1",215,193.5]
["LG Electronics Inc.","LG220M1C-G2",220,196.6]
["LG Electronics Inc.","LG220P1C-G2",220,197.5]
["LG Electronics Inc.","LG220P1W",220,195.5]
["LG Electronics Inc.","LG220P1W-G1",220,198.1]
["LG Electronics Inc.","LG220R1C-G2",220,193.2]
["LG Electronics Inc.","LG220R1W-G2",220,193.2]
["LG Electronics Inc.","LG225M1C-G2",225,201.2]
["LG Electronics Inc.","LG225P1C-G2",225,202.1]
["LG Electronics Inc.","LG225P1W",225,200.1]
["LG Electronics Inc.","LG225P1W-G1",225,202.8]
["LG Electronics Inc.","LG225R1C-G2",225,197.7]
["LG Electronics Inc.","LG225R1W-G2",225,197.7]
["LG Electronics Inc.","LG230M1C-G2",230,205.8]
["LG Electronics Inc.","LG230N8K-G4",230,212.9]
["LG Electronics Inc.","LG230P1C-G2",230,206.7]
["LG Electronics Inc.","LG230P1W",230,204.7]
["LG Electronics Inc.","LG230P1W-G1",230,207.4]
["LG Electronics Inc.","LG230R1C-G2",230,202.2]
["LG Electronics Inc.","LG230R1W-G2",230,202.2]
["LG Electronics Inc.","LG235M1C-G2",235,210.4]
["LG Electronics Inc.","LG235N8K-G4",235,217.6]
["LG Electronics Inc.","LG235P1W",235,209.2]
["LG Electronics Inc.","LG235R1C-G2",235,206.8]
["LG Electronics Inc.","LG235R1W-G2",235,206.8]
["LG Electronics Inc.","LG240M1C-G2",240,215]
["LG Electronics Inc.","LG240N8K-G4",240,222.4]
["LG Electronics Inc.","LG240R1C-G2",240,211.3]
["LG Electronics Inc.","LG240R1W-G2",240,211.3]
["LG Electronics Inc.","LG240S1C-G2",240,215.9]
["LG Electronics Inc.","LG240S1K-G3",240,213.2]
["LG Electronics Inc.","LG245M1C-G2",245,213.4]
["LG Electronics Inc.","LG245M1W-G2",245,213.4]
["LG Electronics Inc.","LG245N8K-G4",245,227.1]
["LG Electronics Inc.","LG245S1C-G2",245,220.6]
["LG Electronics Inc.","LG245S1C-G3",245,221.5]
["LG Electronics Inc.","LG245S1K-G3",245,217.8]
["LG Electronics Inc.","LG250N8K-G4",250,231.9]
["LG Electronics Inc.","LG250S1C-G2",250,225.2]
["LG Electronics Inc.","LG250S1C-G3",250,226.1]
["LG Electronics Inc.","LG250S1K-A3",250,225.7]
["LG Electronics Inc.","LG250S1K-B3",250,227.4]
["LG Electronics Inc.","LG250S1K-G3",250,222.4]
["LG Electronics Inc.","LG255S1C-A3",255,231.1]
["LG Electronics Inc.","LG255S1C-B3",255,233.8]
["LG Electronics Inc.","LG255S1C-G2",255,229.8]
["LG Electronics Inc.","LG255S1C-G3",255,230.8]
["LG Electronics Inc.","LG255S1K-A3",255,230.3]
["LG Electronics Inc.","LG255S1K-B3",255,232]
["LG Electronics Inc.","LG255S1K-G3",255,227]
["LG Electronics Inc.","LG255S1W-A3",255,231.1]
["LG Electronics Inc.","LG255S1W-B3",255,233.8]
["LG Electronics Inc.","LG260N9K-G4",260,241.7]
["LG Electronics Inc.","LG260S1C-A3",260,235.8]
["LG Electronics Inc.","LG260S1C-B3",260,238.5]
["LG Electronics Inc.","LG260S1C-G2",260,234.5]
["LG Electronics Inc.","LG260S1C-G3",260,235]
["LG Electronics Inc.","LG260S1K-A3",260,234.9]
["LG Electronics Inc.","LG260S1K-B3",260,236.7]
["LG Electronics Inc.","LG260S1K-G3",260,231.6]
["LG Electronics Inc.","LG260S1W-A3",260,235.8]
["LG Electronics Inc.","LG260S1W-B3",260,238.5]
["LG Electronics Inc.","LG260S1W-G2",260,230.4]
["LG Electronics Inc.","LG260S1W-G3",260,235]
["LG Electronics Inc.","LG265N9K-G4",265,246.4]
["LG Electronics Inc.","LG265S1C-A3",265,240.4]
["LG Electronics Inc.","LG265S1C-B3",265,243.2]
["LG Electronics Inc.","LG265S1C-G3",265,239.6]
["LG Electronics Inc.","LG265S1K-A3",265,239.6]
["LG Electronics Inc.","LG265S1K-B3",265,241.4]
["LG Electronics Inc.","LG265S1W-A3",265,240.4]
["LG Electronics Inc.","LG265S1W-B3",265,243.2]
["LG Electronics Inc.","LG265S1W-G3",265,239.6]
["LG Electronics Inc.","LG270N1C-G3",270,244.4]
["LG Electronics Inc.","LG270N1W-G3",270,244.4]
["LG Electronics Inc.","LG270N9K-G4",270,251.2]
["LG Electronics Inc.","LG270S1C-A3",270,245.1]
["LG Electronics Inc.","LG270S1C-B3",270,247.9]
["LG Electronics Inc.","LG270S1C-G3",270,244.3]
["LG Electronics Inc.","LG270S1C-G4",270,247.3]
["LG Electronics Inc.","LG270S1C-L4",270,246.8]
["LG Electronics Inc.","LG270S1K-B3",270,241.6]
["LG Electronics Inc.","LG270S1W-A3",270,245.1]
["LG Electronics Inc.","LG270S1W-B3",270,247.9]
["LG Electronics Inc.","LG270S1W-G3",270,244.3]
["LG Electronics Inc.","LG270S1W-G4",270,247.3]
["LG Electronics Inc.","LG270S1W-L4",270,246.8]
["LG Electronics Inc.","LG275N1C-G3",275,249.1]
["LG Electronics Inc.","LG275N1K-A3",275,248]
["LG Electronics Inc.","LG275N1K-B3",275,245.5]
["LG Electronics Inc.","LG275N1W-G3",275,249.1]
["LG Electronics Inc.","LG275N9K-G4",275,256]
["LG Electronics Inc.","LG275S1C-B3",275,252.6]
["LG Electronics Inc.","LG275S1C-G4",275,252]
["LG Electronics Inc.","LG275S1C-L4",275,251.5]
["LG Electronics Inc.","LG275S1K-B3",275,246.2]
["LG Electronics Inc.","LG275S1W-B3",275,252.6]
["LG Electronics Inc.","LG275S1W-G4",275,252]
["LG Electronics Inc.","LG275S1W-L4",275,251.5]
["LG Electronics Inc.","LG280N1C-G3",280,257.60000000000002]
["LG Electronics Inc.","LG280N1K-A3",280,252.6]
["LG Electronics Inc.","LG280N1K-B3",280,250.1]
["LG Electronics Inc.","LG280N1W-G3",280,257.60000000000002]
["LG Electronics Inc.","LG280N9K-G4",280,260.8]
["LG Electronics Inc.","LG280S1C-A5",280,252.4]
["LG Electronics Inc.","LG280S1C-B3",280,255.2]
["LG Electronics Inc.","LG280S1C-G4",280,256.7]
["LG Electronics Inc.","LG280S1C-L4",280,256.2]
["LG Electronics Inc.","LG280S1W-A5",280,252.4]
["LG Electronics Inc.","LG280S1W-B3",280,255.2]
["LG Electronics Inc.","LG280S1W-G4",280,256.7]
["LG Electronics Inc.","LG280S1W-L4",280,256.2]
["LG Electronics Inc.","LG285N1C-A3",285,259.5]
["LG Electronics Inc.","LG285N1C-B3",285,258.2]
["LG Electronics Inc.","LG285N1C-G3",285,262.3]
["LG Electronics Inc.","LG285N1K-A3",285,257.3]
["LG Electronics Inc.","LG285N1K-B3",285,254.7]
["LG Electronics Inc.","LG285N1W-A3",285,259.5]
["LG Electronics Inc.","LG285N1W-B3",285,258.2]
["LG Electronics Inc.","LG285N1W-G3",285,262.3]
["LG Electronics Inc.","LG285S1C-A5",285,259.3]
["LG Electronics Inc.","LG285S1C-G4",285,261.39999999999998]
["LG Electronics Inc.","LG285S1C-L4",285,260.89999999999998]
["LG Electronics Inc.","LG285S1W-A5",285,259.3]
["LG Electronics Inc.","LG285S1W-G4",285,261.39999999999998]
["LG Electronics Inc.","LG285S1W-L4",285,260.89999999999998]
["LG Electronics Inc.","LG290N1C-A3",290,265.10000000000002]
["LG Electronics Inc.","LG290N1C-B3",290,262.89999999999998]
["LG Electronics Inc.","LG290N1C-G3",290,267]
["LG Electronics Inc.","LG290N1K-A3",290,261.89999999999998]
["LG Electronics Inc.","LG290N1K-B3",290,259.3]
["LG Electronics Inc.","LG290N1K-Z4",290,269.7]
["LG Electronics Inc.","LG290N1T-A4",290,265.8]
["LG Electronics Inc.","LG290N1W-A3",290,265.10000000000002]
["LG Electronics Inc.","LG290N1W-B3",290,262.89999999999998]
["LG Electronics Inc.","LG290N1W-G3",290,267]
["LG Electronics Inc.","LG290S1C-A5",290,264]
["LG Electronics Inc.","LG290S1C-G4",290,266.2]
["LG Electronics Inc.","LG290S1C-L4",290,265.60000000000002]
["LG Electronics Inc.","LG290S1W-A5",290,264]
["LG Electronics Inc.","LG290S1W-G4",290,266.2]
["LG Electronics Inc.","LG290S1W-L4",290,265.60000000000002]
["LG Electronics Inc.","LG295A1C-B3",295,267.60000000000002]
["LG Electronics Inc.","LG295A1W-B3",295,267.60000000000002]
["LG Electronics Inc.","LG295N1C-A3",295,269.8]
["LG Electronics Inc.","LG295N1C-B3",295,267.60000000000002]
["LG Electronics Inc.","LG295N1C-G3",295,271.8]
["LG Electronics Inc.","LG295N1C-G4",295,268.60000000000002]
["LG Electronics Inc.","LG295N1K-A3",295,266.60000000000002]
["LG Electronics Inc.","LG295N1K-B3",295,264]
["LG Electronics Inc.","LG295N1K-G4",295,275.10000000000002]
["LG Electronics Inc.","LG295N1K-Z4",295,274.5]
["LG Electronics Inc.","LG295N1T-A4",295,270.5]
["LG Electronics Inc.","LG295N1W-A3",295,269.8]
["LG Electronics Inc.","LG295N1W-B3",295,267.60000000000002]
["LG Electronics Inc.","LG295N1W-G3",295,271.8]
["LG Electronics Inc.","LG295N1W-G4",295,268.60000000000002]
["LG Electronics Inc.","LG295S1C-A5",295,268.7]
["LG Electronics Inc.","LG295S1C-G4",295,266.3]
["LG Electronics Inc.","LG295S1W-A5",295,268.7]
["LG Electronics Inc.","LG295S1W-G4",295,266.3]
["LG Electronics Inc.","LG300A1C-B3",300,272.3]
["LG Electronics Inc.","LG300A1W-B3",300,272.3]
["LG Electronics Inc.","LG300N1C-A3",300,274.5]
["LG Electronics Inc.","LG300N1C-B3",300,272.3]
["LG Electronics Inc.","LG300N1C-G3",300,276.5]
["LG Electronics Inc.","LG300N1C-G4",300,279.60000000000002]
["LG Electronics Inc.","LG300N1C-Z4",300,278.39999999999998]
["LG Electronics Inc.","LG300N1K-G4",300,279.89999999999998]
["LG Electronics Inc.","LG300N1K-Z4",300,279.2]
["LG Electronics Inc.","LG300N1T-A4",300,275.2]
["LG Electronics Inc.","LG300N1W-A3",300,274.5]
["LG Electronics Inc.","LG300N1W-B3",300,272.3]
["LG Electronics Inc.","LG300N1W-G3",300,276.5]
["LG Electronics Inc.","LG300N1W-G4",300,279.60000000000002]
["LG Electronics Inc.","LG300S1C-A5",300,273.39999999999998]
["LG Electronics Inc.","LG300S1W-A5",300,273.39999999999998]
["LG Electronics Inc.","LG305A1C-B3",305,276.89999999999998]
["LG Electronics Inc.","LG305A1W-B3",305,276.89999999999998]
["LG Electronics Inc.","LG305N1C-B3",305,276.89999999999998]
["LG Electronics Inc.","LG305N1C-G4",305,284.39999999999998]
["LG Electronics Inc.","LG305N1C-Z4",305,283.10000000000002]
["LG Electronics Inc.","LG305N1K-G4",305,284.7]
["LG Electronics Inc.","LG305N1K-Z4",305,284]
["LG Electronics Inc.","LG305N1T-A4",305,279.89999999999998]
["LG Electronics Inc.","LG305N1T-A5",305,280.5]
["LG Electronics Inc.","LG305N1W-B3",305,276.89999999999998]
["LG Electronics Inc.","LG305N1W-G4",305,284.39999999999998]
["LG Electronics Inc.","LG305S1C-A5",305,278.10000000000002]
["LG Electronics Inc.","LG305S1W-A5",305,278.10000000000002]
["LG Electronics Inc.","LG310N1C-B3",310,281.60000000000002]
["LG Electronics Inc.","LG310N1C-G4",310,289.10000000000002]
["LG Electronics Inc.","LG310N1C-V5",310,287.60000000000002]
["LG Electronics Inc.","LG310N1C-Z4",310,287.89999999999998]
["LG Electronics Inc.","LG310N1K-A5",310,285.2]
["LG Electronics Inc.","LG310N1K-G4",310,289.5]
["LG Electronics Inc.","LG310N1K-L5",310,285]
["LG Electronics Inc.","LG310N1K-V5",310,284.60000000000002]
["LG Electronics Inc.","LG310N1K-Z4",310,288.8]
["LG Electronics Inc.","LG310N1T-A4",310,284.60000000000002]
["LG Electronics Inc.","LG310N1T-A5",310,285.2]
["LG Electronics Inc.","LG310N1T-V5",310,285.10000000000002]
["LG Electronics Inc.","LG310N1W-B3",310,281.60000000000002]
["LG Electronics Inc.","LG310N1W-G4",310,289.10000000000002]
["LG Electronics Inc.","LG310N1W-V5",310,287.60000000000002]
["LG Electronics Inc.","LG315E1K-A5",315,290]
["LG Electronics Inc.","LG315N1C-G4",315,293.89999999999998]
["LG Electronics Inc.","LG315N1C-V5",315,292.39999999999998]
["LG Electronics Inc.","LG315N1C-Z4",315,292.7]
["LG Electronics Inc.","LG315N1K-A5",315,289.89999999999998]
["LG Electronics Inc.","LG315N1K-G4",315,294.3]
["LG Electronics Inc.","LG315N1K-L5",315,289.8]
["LG Electronics Inc.","LG315N1K-V5",315,289.3]
["LG Electronics Inc.","LG315N1K-Z4",315,293.60000000000002]
["LG Electronics Inc.","LG315N1T-A4",315,289.39999999999998]
["LG Electronics Inc.","LG315N1T-A5",315,289.89999999999998]
["LG Electronics Inc.","LG315N1T-V5",315,289.89999999999998]
["LG Electronics Inc.","LG315N1W-G4",315,293.89999999999998]
["LG Electronics Inc.","LG315N1W-V5",315,292.39999999999998]
["LG Electronics Inc.","LG320E1K-A5",320,294.7]
["LG Electronics Inc.","LG320N1C-A5",320,296.8]
["LG Electronics Inc.","LG320N1C-G4",320,298.7]
["LG Electronics Inc.","LG320N1C-V5",320,297.2]
["LG Electronics Inc.","LG320N1C-Z4",320,297.39999999999998]
["LG Electronics Inc.","LG320N1C-Z5",320,295.60000000000002]
["LG Electronics Inc.","LG320N1K-A5",320,294.7]
["LG Electronics Inc.","LG320N1K-G4",320,299]
["LG Electronics Inc.","LG320N1K-L5",320,294.5]
["LG Electronics Inc.","LG320N1K-V5",320,294]
["LG Electronics Inc.","LG320N1K-Z4",320,298.39999999999998]
["LG Electronics Inc.","LG320N1T-A5",320,294.60000000000002]
["LG Electronics Inc.","LG320N1T-V5",320,294.60000000000002]
["LG Electronics Inc.","LG320N1W-A5",320,296.8]
["LG Electronics Inc.","LG320N1W-G4",320,298.7]
["LG Electronics Inc.","LG320N1W-V5",320,297.2]
["LG Electronics Inc.","LG320S2C-G4",320,294.39999999999998]
["LG Electronics Inc.","LG320S2W-G4",320,294.39999999999998]
["LG Electronics Inc.","LG325E1C-A5",325,301.3]
["LG Electronics Inc.","LG325E1K-A5",325,299.5]
["LG Electronics Inc.","LG325N1C-A5",325,301.5]
["LG Electronics Inc.","LG325N1C-G4",325,303.5]
["LG Electronics Inc.","LG325N1C-V5",325,301.89999999999998]
["LG Electronics Inc.","LG325N1C-Z4",325,302.2]
["LG Electronics Inc.","LG325N1C-Z5",325,300.3]
["LG Electronics Inc.","LG325N1K-A5",325,299.39999999999998]
["LG Electronics Inc.","LG325N1K-L5",325,299.2]
["LG Electronics Inc.","LG325N1K-V5",325,298.8]
["LG Electronics Inc.","LG325N1T-A5",325,299.39999999999998]
["LG Electronics Inc.","LG325N1T-V5",325,299.3]
["LG Electronics Inc.","LG325N1W-A5",325,301.5]
["LG Electronics Inc.","LG325N1W-G4",325,303.5]
["LG Electronics Inc.","LG325N1W-V5",325,301.89999999999998]
["LG Electronics Inc.","LG325S2C-G4",325,299.10000000000002]
["LG Electronics Inc.","LG325S2W-G4",325,299.10000000000002]
["LG Electronics Inc.","LG330E1C-A5",330,306]
["LG Electronics Inc.","LG330N1C-A5",330,306.3]
["LG Electronics Inc.","LG330N1C-V5",330,306.7]
["LG Electronics Inc.","LG330N1C-Z4",330,307]
["LG Electronics Inc.","LG330N1C-Z5",330,305.10000000000002]
["LG Electronics Inc.","LG330N1K-A5",330,304.2]
["LG Electronics Inc.","LG330N1K-L5",330,304]
["LG Electronics Inc.","LG330N1K-V5",330,303.60000000000002]
["LG Electronics Inc.","LG330N1T-A5",330,304.10000000000002]
["LG Electronics Inc.","LG330N1T-V5",330,304.10000000000002]
["LG Electronics Inc.","LG330N1W-A5",330,306.3]
["LG Electronics Inc.","LG330N1W-V5",330,306.7]
["LG Electronics Inc.","LG330Q1C-V5",330,310.39999999999998]
["LG Electronics Inc.","LG330Q1K-A5",330,306.5]
["LG Electronics Inc.","LG330S2C-G4",330,303.89999999999998]
["LG Electronics Inc.","LG330S2W-G4",330,303.89999999999998]
["LG Electronics Inc.","LG333N1C-A5",333,309.2]
["LG Electronics Inc.","LG333N1C-V5",333,309.60000000000002]
["LG Electronics Inc.","LG333N1W-A5",333,309.2]
["LG Electronics Inc.","LG333N1W-V5",333,309.60000000000002]
["LG Electronics Inc.","LG335E1C-A5",335,310.8]
["LG Electronics Inc.","LG335N1C-A5",335,311.10000000000002]
["LG Electronics Inc.","LG335N1C-V5",335,311.5]
["LG Electronics Inc.","LG335N1C-Z5",335,309.8]
["LG Electronics Inc.","LG335N1K-A5",335,308.89999999999998]
["LG Electronics Inc.","LG335N1K-L5",335,308.7]
["LG Electronics Inc.","LG335N1K-V5",335,308.3]
["LG Electronics Inc.","LG335N1T-A5",335,308.89999999999998]
["LG Electronics Inc.","LG335N1T-V5",335,308.8]
["LG Electronics Inc.","LG335N1W-A5",335,311.10000000000002]
["LG Electronics Inc.","LG335N1W-V5",335,311.5]
["LG Electronics Inc.","LG335Q1C-V5",335,315.2]
["LG Electronics Inc.","LG335Q1K-A5",335,311.2]
["LG Electronics Inc.","LG335S2C-G4",335,308.60000000000002]
["LG Electronics Inc.","LG335S2W-G4",335,308.60000000000002]
["LG Electronics Inc.","LG340N1C-A5",340,315.8]
["LG Electronics Inc.","LG340N1C-V5",340,316.3]
["LG Electronics Inc.","LG340N1C-Z5",340,314.60000000000002]
["LG Electronics Inc.","LG340N1K-L5",340,313.5]
["LG Electronics Inc.","LG340N1K-V5",340,313]
["LG Electronics Inc.","LG340N1T-V5",340,313.60000000000002]
["LG Electronics Inc.","LG340N1W-A5",340,315.8]
["LG Electronics Inc.","LG340N1W-V5",340,316.3]
["LG Electronics Inc.","LG340Q1C-A5",340,318.39999999999998]
["LG Electronics Inc.","LG340Q1C-V5",340,320]
["LG Electronics Inc.","LG340Q1K-A5",340,316]
["LG Electronics Inc.","LG340S2C-G4",340,313.3]
["LG Electronics Inc.","LG340S2W-A5",340,307.89999999999998]
["LG Electronics Inc.","LG340S2W-G4",340,313.3]
["LG Electronics Inc.","LG345N1C-A5",345,320.60000000000002]
["LG Electronics Inc.","LG345N1C-V5",345,321]
["LG Electronics Inc.","LG345N1C-Z5",345,319.3]
["LG Electronics Inc.","LG345N1K-L5",345,318.2]
["LG Electronics Inc.","LG345N1W-A5",345,320.60000000000002]
["LG Electronics Inc.","LG345N1W-V5",345,321]
["LG Electronics Inc.","LG345Q1C-A5",345,323.2]
["LG Electronics Inc.","LG345Q1C-V5",345,324.8]
["LG Electronics Inc.","LG345Q1K-A5",345,320.8]
["LG Electronics Inc.","LG345Q1K-V5",345,320.7]
["LG Electronics Inc.","LG345S2C-G4",345,318]
["LG Electronics Inc.","LG345S2W-A5",345,312.60000000000002]
["LG Electronics Inc.","LG345S2W-G4",345,318]
["LG Electronics Inc.","LG350N1C-V5",350,325.8]
["LG Electronics Inc.","LG350N1K-L5",350,323]
["LG Electronics Inc.","LG350N1W-V5",350,325.8]
["LG Electronics Inc.","LG350N2C-B3",350,319.5]
["LG Electronics Inc.","LG350N2T-A4",350,321.7]
["LG Electronics Inc.","LG350N2W-B3",350,319.5]
["LG Electronics Inc.","LG350Q1C-A5",350,328]
["LG Electronics Inc.","LG350Q1C-V5",350,329.7]
["LG Electronics Inc.","LG350Q1K-A5",350,325.5]
["LG Electronics Inc.","LG350Q1K-V5",350,325.5]
["LG Electronics Inc.","LG350S2W-A5",350,317.2]
["LG Electronics Inc.","LG355A1C-A5",355,332.8]
["LG Electronics Inc.","LG355N1C-V5",355,330.6]
["LG Electronics Inc.","LG355N1K-L5",355,327.7]
["LG Electronics Inc.","LG355N1W-V5",355,330.6]
["LG Electronics Inc.","LG355N2C-B3",355,324.2]
["LG Electronics Inc.","LG355N2T-A4",355,326.5]
["LG Electronics Inc.","LG355N2W-B3",355,324.2]
["LG Electronics Inc.","LG355Q1C-A5",355,332.8]
["LG Electronics Inc.","LG355Q1C-V5",355,334.5]
["LG Electronics Inc.","LG355Q1K-A5",355,330.3]
["LG Electronics Inc.","LG355Q1K-V5",355,330.3]
["LG Electronics Inc.","LG355S2W-A5",355,321.89999999999998]
["LG Electronics Inc.","LG360A1C-A5",360,337.6]
["LG Electronics Inc.","LG360N2C-B3",360,328.9]
["LG Electronics Inc.","LG360N2C-G4",360,332.6]
["LG Electronics Inc.","LG360N2K-G4",360,332.9]
["LG Electronics Inc.","LG360N2T-A4",360,331.2]
["LG Electronics Inc.","LG360N2W-B3",360,328.9]
["LG Electronics Inc.","LG360N2W-G4",360,332.6]
["LG Electronics Inc.","LG360Q1C-A5",360,337.6]
["LG Electronics Inc.","LG360Q1C-V5",360,339.3]
["LG Electronics Inc.","LG360Q1K-A5",360,335.1]
["LG Electronics Inc.","LG360Q1K-V5",360,335.1]
["LG Electronics Inc.","LG360S2W-A5",360,326.60000000000002]
["LG Electronics Inc.","LG365A1C-A5",365,342.4]
["LG Electronics Inc.","LG365A1C-V5",365,344.2]
["LG Electronics Inc.","LG365N2C-B3",365,333.6]
["LG Electronics Inc.","LG365N2C-G4",365,337.4]
["LG Electronics Inc.","LG365N2K-G4",365,337.6]
["LG Electronics Inc.","LG365N2T-A4",365,335.9]
["LG Electronics Inc.","LG365N2W-B3",365,333.6]
["LG Electronics Inc.","LG365N2W-G4",365,337.4]
["LG Electronics Inc.","LG365Q1C-A5",365,342.4]
["LG Electronics Inc.","LG365Q1C-V5",365,344.1]
["LG Electronics Inc.","LG365Q1K-V5",365,339.9]
["LG Electronics Inc.","LG365S2W-A5",365,331.3]
["LG Electronics Inc.","LG370A1C-A5",370,347.2]
["LG Electronics Inc.","LG370A1C-V5",370,349]
["LG Electronics Inc.","LG370N2C-B3",370,338.3]
["LG Electronics Inc.","LG370N2C-G4",370,342.1]
["LG Electronics Inc.","LG370N2K-G4",370,342.4]
["LG Electronics Inc.","LG370N2T-A4",370,340.6]
["LG Electronics Inc.","LG370N2T-A5",370,340.1]
["LG Electronics Inc.","LG370N2W-B3",370,338.3]
["LG Electronics Inc.","LG370N2W-G4",370,342.1]
["LG Electronics Inc.","LG370Q1C-A5",370,347.2]
["LG Electronics Inc.","LG370Q1C-V5",370,349]
["LG Electronics Inc.","LG370Q1K-V5",370,344.7]
["LG Electronics Inc.","LG370S2W-A5",370,335.9]
["LG Electronics Inc.","LG375A1C-V5",375,353.8]
["LG Electronics Inc.","LG375N2C-B3",375,343.1]
["LG Electronics Inc.","LG375N2C-G4",375,346.9]
["LG Electronics Inc.","LG375N2K-A5",375,346]
["LG Electronics Inc.","LG375N2K-G4",375,347.1]
["LG Electronics Inc.","LG375N2T-A4",375,345.4]
["LG Electronics Inc.","LG375N2T-A5",375,344.8]
["LG Electronics Inc.","LG375N2W-B3",375,343.1]
["LG Electronics Inc.","LG375N2W-G4",375,346.9]
["LG Electronics Inc.","LG375Q1C-V5",375,353.8]
["LG Electronics Inc.","LG380A1C-V5",380,358.7]
["LG Electronics Inc.","LG380N2C-A5",380,349.5]
["LG Electronics Inc.","LG380N2C-G4",380,351.6]
["LG Electronics Inc.","LG380N2K-A5",380,350.7]
["LG Electronics Inc.","LG380N2K-G4",380,351.9]
["LG Electronics Inc.","LG380N2T-A4",380,350.1]
["LG Electronics Inc.","LG380N2T-A5",380,349.6]
["LG Electronics Inc.","LG380N2W-A5",380,349.5]
["LG Electronics Inc.","LG380N2W-G4",380,351.6]
["LG Electronics Inc.","LG380N2W-V5",380,349]
["LG Electronics Inc.","LG380Q1C-V5",380,358.7]
["LG Electronics Inc.","LG385N2C-A5",385,354.2]
["LG Electronics Inc.","LG385N2C-G4",385,356.4]
["LG Electronics Inc.","LG385N2K-A5",385,355.5]
["LG Electronics Inc.","LG385N2T-A5",385,354.3]
["LG Electronics Inc.","LG385N2T-J5",385,351.8]
["LG Electronics Inc.","LG385N2W-A5",385,354.2]
["LG Electronics Inc.","LG385N2W-G4",385,356.4]
["LG Electronics Inc.","LG385N2W-V5",385,353.7]
["LG Electronics Inc.","LG410N2T-V5",385,351.8]
["LG Electronics Inc.","LG390N2C-A5",390,358.9]
["LG Electronics Inc.","LG390N2K-A5",390,360.2]
["LG Electronics Inc.","LG390N2T-A5",390,359]
["LG Electronics Inc.","LG390N2T-J5",390,356.5]
["LG Electronics Inc.","LG390N2W-A5",390,358.9]
["LG Electronics Inc.","LG390N2W-V5",390,358.5]
["LG Electronics Inc.","LG415N2T-V5",390,356.5]
["LG Electronics Inc.","LG395N2C-A5",395,363.7]
["LG Electronics Inc.","LG395N2K-A5",395,365]
["LG Electronics Inc.","LG395N2T-A5",395,363.8]
["LG Electronics Inc.","LG395N2T-J5",395,361.2]
["LG Electronics Inc.","LG395N2W-A5",395,363.7]
["LG Electronics Inc.","LG395N2W-V5",395,363.2]
["LG Electronics Inc.","LG420N2T-V5",395,361.2]
["LG Electronics Inc.","LG400N2C-A5",400,368.4]
["LG Electronics Inc.","LG400N2K-A5",400,369.7]
["LG Electronics Inc.","LG400N2T-A5",400,368.5]
["LG Electronics Inc.","LG400N2T-J5",400,366]
["LG Electronics Inc.","LG400N2W-A5",400,368.4]
["LG Electronics Inc.","LG400N2W-V5",400,367.9]
["LG Electronics Inc.","LG425N2T-V5",400,366]
["LG Electronics Inc.","LG405N2C-A5",405,373.2]
["LG Electronics Inc.","LG405N2K-A5",405,374.5]
["LG Electronics Inc.","LG405N2T-J5",405,370.7]
["LG Electronics Inc.","LG405N2W-A5",405,373.2]
["LG Electronics Inc.","LG405N2W-V5",405,372.7]
["LG Electronics Inc.","LG430N2T-V5",405,370.7]
["LG Electronics Inc.","LG410N2C-A5",410,377.9]
["LG Electronics Inc.","LG410N2W-A5",410,377.9]
["LG Electronics Inc.","LG410N2W-V5",410,377.4]
["LG Electronics Inc.","LG415N2W-V5",415,382.2]
["LG Electronics Inc.","LG420N2W-V5",420,386.9]
["LG Electronics Inc.","LG425N2W-V5",425,391.7]
["Lifeline Energy","LL60B-245-P3",245,217.1]
["Lifeline Energy","LFUS-250M",250,224.8]
["Lifeline Energy","LL60B-250-P3",250,227.2]
["Lifeline Energy","LL60C-250-P3",250,228.4]
["Lifeline Energy","LF60C-255-M3",255,228.2]
["Lifeline Energy","LL60B-255-P3",255,231.9]
["Lifeline Energy","LL60C-255-P3",255,233.1]
["Lifeline Energy","LF60C-260-M3",260,232.8]
["Lifeline Energy","LL60B-260-P3",260,236.5]
["Lifeline Energy","LL60C-260-P3",260,237.7]
["Lifeline Energy","LF60C-265-M3",265,237.4]
["Lifeline Energy","LL60B-265-P3",265,241.2]
["Lifeline Energy","LL60C-265-P3",265,242.4]
["Lifeline Energy","LF60C-270-M3",270,242.1]
["Lifeline Energy","LL60B-270-P3",270,245.9]
["Lifeline Energy","LL60C-270-P3",270,247.1]
["Lifeline Energy","LFUS-300M",300,258.8]
["Lifeline Energy","LL72C-300-P3",300,269.8]
["Lifeline Energy","LL72C-305-P3",305,274.5]
["Lifeline Energy","LL72C-310-P3",310,279.10000000000002]
["Lifeline Energy","LL72C-315-P3",315,283.7]
["Lifeline Energy","LL72C-320-P3",320,288.39999999999998]
["Lifeline Energy","LL72C-325-P3",325,293]
["Lifeline Energy","LL72C-330-P3",330,297.7]
["Lifeline Energy International","LF-165WP",165,147.30000000000001]
["Lifeline Energy International","LF-170WP",170,151.80000000000001]
["Lifeline Energy International","LLE-5M170",170,153.30000000000001]
["Lifeline Energy International","LF-175WP",175,156.4]
["Lifeline Energy International","LLE-5M175",175,157.9]
["Lifeline Energy International","LF-180WP",180,161]
["Lifeline Energy International","LLE-5M180",180,162.5]
["Lifeline Energy International","LLE-5M185",185,167.1]
["Lifeline Energy International","LLE-5M190",190,171.8]
["Lifeline Energy International","LLE-5M195",195,176.4]
["Lifeline Energy International","LF-200WP",200,175.9]
["Lifeline Energy International","LLE-6M205",205,184.6]
["Lifeline Energy International","LF-210WP",210,184.9]
["Lifeline Energy International","LLE-6M210",210,189.2]
["Lifeline Energy International","LF-220WP",220,194]
["Lifeline Energy International","LLE-6M220",220,197.8]
["Lifeline Energy International","LLE-6M225",225,202.4]
["Lifeline Energy International","LF-230WP",230,203.1]
["Lifeline Energy International","LLE-6M230",230,207]
["Lifeline Energy International","LLE-6M235",235,211.7]
["Lifeline Energy International","LF-240WP",240,211.7]
["Lifeline Energy International","LLE-6M240",240,216.3]
["Lifeline Energy International","LLE-6M245",245,221.8]
["Lifeline Energy International","LF-250WP",250,220.7]
["Lifeline Energy International","LLE-6M250",250,226.5]
["Lifeline Energy International","LLE-6M255",255,229.6]
["Lifeline Energy International","LLE-6P255",255,229.7]
["Lifeline Energy International","LF-260WP",260,229.8]
["Lifeline Energy International","LLE-6M260",260,234.2]
["Lifeline Energy International","LLE-6P260",260,234.3]
["Lifeline Energy International","LLE-6P265",265,239]
["Lifeline Energy International","LF-270WP",270,238.9]
["Lifeline Energy International","LLE-6P270",270,243.6]
["Lifeline Energy International","LLE-6P275",275,248.2]
["Lifeline Energy International","LF-280WP",280,248]
["Lifeline Energy International","LLE-6M280",280,252.6]
["Lifeline Energy International","LLE-6P280",280,252.8]
["Lifeline Energy International","LLE-6M285",285,257.3]
["Lifeline Energy International","LLE-6P285",285,257.39999999999998]
["Lifeline Energy International","LLE-6M290",290,262.8]
["Lifeline Energy International","LLE-6P290",290,262.10000000000002]
["Lifeline Energy International","LLE-6M295",295,267.5]
["Lifeline Energy International","LLE-6M300",300,272.10000000000002]
["Lifeline Energy International","LLE-6M305",305,276.8]
["Lifeline Energy International","LLE-6M310",310,281.39999999999998]
["Lifeline Energy International","LLE-6M315",315,286.10000000000002]
["Lifeline Energy USA","LFUS-200-p",200,173.1]
["Lifeline Energy USA","LFUS-205-p",205,177.6]
["Lightway Green New Energy","LW165(23)P1310x990",165,146.6]
["Lightway Green New Energy","LW170(23)P1310x990",170,151.9]
["Lightway Green New Energy","LW175(23)P1310x990",175,156.5]
["Lightway Green New Energy","LW180(23)P1310x990",180,161.1]
["Lightway Green New Energy","LW185(23)P1310x990",185,165.7]
["Lightway Green New Energy","LW190(23)P1310x990",190,170.3]
["Lightway Green New Energy","LW200(29)P1650x990",200,178.4]
["Lightway Green New Energy","LW205(29)P1650x990",205,183]
["Lightway Green New Energy","LW210(29)P1650x990",210,187.5]
["Lightway Green New Energy","LW215(29)P1650x990",215,192.1]
["Lightway Green New Energy","LW220(29)P1650x990",220,196.7]
["Lightway Green New Energy","LW225(29)P1650x990",225,201.3]
["Lightway Green New Energy","LW230(29)P1650x990",230,205.9]
["Lightway Green New Energy","LW235(29)P1650x990",235,210.5]
["Lightway Green New Energy","LW240(29)P1640x990",240,214.6]
["Lightway Green New Energy","LW240(29)P1650x990",240,215.1]
["Lightway Green New Energy","LW245(29)P1640x990",245,219.1]
["Lightway Green New Energy","LW245(29)P1650x990",245,219.1]
["Lightway Green New Energy","LW250(29)P1640x990",250,223.8]
["Lightway Green New Energy","LW250(29)P1650x990",250,223.8]
["Lightway Green New Energy","LW255(29)P1640x990",255,228.4]
["Lightway Green New Energy","LW255(29)P1650x990",255,228.4]
["Lightway Green New Energy","LW260(29)P1640x990",260,233]
["Lightway Green New Energy","LW260(29)P1650x990",260,233]
["Lightway Green New Energy","LW265(29)P1640x990",265,237.6]
["Lightway Green New Energy","LW265(29)P1650x990",265,237.6]
["Lightway Green New Energy","LW280(35)P1970x990",280,251]
["Lightway Green New Energy","LW285(35)P1970x990",285,255.6]
["Lightway Green New Energy","LW290(35)P1960x990",290,259.39999999999998]
["Lightway Green New Energy","LW290(35)P1970x990",290,260.2]
["Lightway Green New Energy","LW295(35)P1960x990",295,264]
["Lightway Green New Energy","LW295(35)P1970x990",295,263.89999999999998]
["Lightway Green New Energy","LW300(35)P1960x990",300,268.60000000000002]
["Lightway Green New Energy","LW300(35)P1970x990",300,268.5]
["Lightway Green New Energy","LW305(35)P1960x990",305,273.2]
["Lightway Green New Energy","LW305(35)P1970x990",305,273.2]
["Lightway Green New Energy","LW310(35)P1960x990",310,277.8]
["Lightway Green New Energy","LW310(35)P1970x990",310,277.8]
["Lightway Green New Energy","LW315(35)P1960x990",315,282.39999999999998]
["Lightway Green New Energy","LW315(35)P1970x990",315,282.39999999999998]
["Ligitek Photovoltaic","LG052BB00",52,41.2]
["Ligitek Photovoltaic","LM175AA00",175,157.5]
["Ligitek Photovoltaic","LM175BB00",175,156]
["Ligitek Photovoltaic","LM180AA00",180,162.1]
["Ligitek Photovoltaic","LM180BB00",180,160.6]
["Ligitek Photovoltaic","LM185AA00",185,166.7]
["Ligitek Photovoltaic","LM185BB00",185,165.2]
["Ligitek Photovoltaic","LM210BB00",210,187.1]
["Ligitek Photovoltaic","LM215BB00",215,191.6]
["Ligitek Photovoltaic","LM220BB00",220,196.2]
["Ligitek Photovoltaic","LM225BB00",225,200.8]
["Ligitek Photovoltaic","LM230BB00",230,205.4]
["Ligitek Photovoltaic","LM235BB00",235,210]
["Ligitek Photovoltaic","LM240BB00",240,214.6]
["Ligitek Photovoltaic","LM265BB02",265,236.3]
["Ligitek Photovoltaic","LM270BB02",270,240.9]
["Ligitek Photovoltaic","LM275BB02",275,245.5]
["Ligitek Photovoltaic","LM280BB02",280,250.1]
["Ligitek Photovoltaic","LM285BB02",285,254.7]
["LONGi Green Energy Technology Co., Ltd.","LR6-60-270M",270,248.7]
["LONGi Green Energy Technology Co., Ltd.","LR6-60-275M",275,253.5]
["LONGi Green Energy Technology Co., Ltd.","LR6-60-280M",280,258.2]
["LONGi Green Energy Technology Co., Ltd.","LR6-60PB-280M",280,254.2]
["LONGi Green Energy Technology Co., Ltd.","LR6-60PE-280M",280,258.2]
["LONGi Green Energy Technology Co., Ltd.","LR6-60-285M",285,262.89999999999998]
["LONGi Green Energy Technology Co., Ltd.","LR6-60PB-285M",285,258.89999999999998]
["LONGi Green Energy Technology Co., Ltd.","LR6-60PE-285M",285,263]
["LONGi Green Energy Technology Co., Ltd.","LR6-60-290M",290,267.7]
["LONGi Green Energy Technology Co., Ltd.","LR6-60BP-290M",290,267.89999999999998]
["LONGi Green Energy Technology Co., Ltd.","LR6-60PB-290M",290,263.60000000000002]
["LONGi Green Energy Technology Co., Ltd.","LR6-60PE-290M",290,267.7]
["LONGi Green Energy Technology Co., Ltd.","LR6-60-295M",295,272.39999999999998]
["LONGi Green Energy Technology Co., Ltd.","LR6-60BP-295M",295,272.7]
["LONGi Green Energy Technology Co., Ltd.","LR6-60HPB-295M",295,275]
["LONGi Green Energy Technology Co., Ltd.","LR6-60PB-295M",295,268.3]
["LONGi Green Energy Technology Co., Ltd.","LR6-60PE-295M",295,273.39999999999998]
["LONGi Green Energy Technology Co., Ltd.","LR6-60BP-300M",300,277.39999999999998]
["LONGi Green Energy Technology Co., Ltd.","LR6-60HBD-300M",300,281.10000000000002]
["LONGi Green Energy Technology Co., Ltd.","LR6-60HPB-300M",300,279.7]
["LONGi Green Energy Technology Co., Ltd.","LR6-60HPH-300M",300,278]
["LONGi Green Energy Technology Co., Ltd.","LR6-60PB-300M",300,272.89999999999998]
["LONGi Green Energy Technology Co., Ltd.","LR6-60PE-300M",300,278.2]
["LONGi Green Energy Technology Co., Ltd.","LR6-60BP-305M",305,282.2]
["LONGi Green Energy Technology Co., Ltd.","LR6-60HBD-305M",305,285.89999999999998]
["LONGi Green Energy Technology Co., Ltd.","LR6-60HPB-305M",305,284.5]
["LONGi Green Energy Technology Co., Ltd.","LR6-60HPH-305M",305,282.8]
["LONGi Green Energy Technology Co., Ltd.","LR6-60PB-305M",305,278.89999999999998]
["LONGi Green Energy Technology Co., Ltd.","LR6-60PE-305M",305,282.89999999999998]
["LONGi Green Energy Technology Co., Ltd.","LR6-60BP-310M",310,286.89999999999998]
["LONGi Green Energy Technology Co., Ltd.","LR6-60HBD-310M",310,290.7]
["LONGi Green Energy Technology Co., Ltd.","LR6-60HPB-310M",310,289.3]
["LONGi Green Energy Technology Co., Ltd.","LR6-60HPH-310M",310,287.5]
["LONGi Green Energy Technology Co., Ltd.","LR6-60PB-310M",310,283.60000000000002]
["LONGi Green Energy Technology Co., Ltd.","LR6-60PE-310M",310,287.7]
["LONGi Green Energy Technology Co., Ltd.","LR6-60BP-315M",315,291.7]
["LONGi Green Energy Technology Co., Ltd.","LR6-60HBD-315M",315,295.5]
["LONGi Green Energy Technology Co., Ltd.","LR6-60HPB-315M",315,294.10000000000002]
["LONGi Green Energy Technology Co., Ltd.","LR6-60HPH-315M",315,292.3]
["LONGi Green Energy Technology Co., Ltd.","LR6-60PB-315M",315,288.39999999999998]
["LONGi Green Energy Technology Co., Ltd.","LR6-60PE-315M",315,292.5]
["LONGi Green Energy Technology Co., Ltd.","LR6-60HBD-320M",320,300.3]
["LONGi Green Energy Technology Co., Ltd.","LR6-60HPB-320M",320,298.89999999999998]
["LONGi Green Energy Technology Co., Ltd.","LR6-60HPH-320M",320,297]
["LONGi Green Energy Technology Co., Ltd.","LR6-60PB-320M",320,293.10000000000002]
["LONGi Green Energy Technology Co., Ltd.","LR6-60PE-320M",320,297.2]
["LONGi Green Energy Technology Co., Ltd.","LR6-72-320M",320,292.5]
["LONGi Green Energy Technology Co., Ltd.","LR6-72HV-320M",320,292.10000000000002]
["LONGi Green Energy Technology Co., Ltd.","LR6-72-325M",325,297.2]
["LONGi Green Energy Technology Co., Ltd.","LR6-72HV-325M",325,296.8]
["LONGi Green Energy Technology Co., Ltd.","LR6-72-330M",330,301.89999999999998]
["LONGi Green Energy Technology Co., Ltd.","LR6-72HV-330M",330,301.5]
["LONGi Green Energy Technology Co., Ltd.","LR4-60HPB-335M",335,312]
["LONGi Green Energy Technology Co., Ltd.","LR6-72-335M",335,306.60000000000002]
["LONGi Green Energy Technology Co., Ltd.","LR6-72HV-335M",335,306.2]
["LONGi Green Energy Technology Co., Ltd.","LR4-60HPB-340M",340,316.8]
["LONGi Green Energy Technology Co., Ltd.","LR6-72-340M",340,311.3]
["LONGi Green Energy Technology Co., Ltd.","LR6-72HV-340M",340,310.89999999999998]
["LONGi Green Energy Technology Co., Ltd.","LR6-72PE-340M",340,310.3]
["LONGi Green Energy Technology Co., Ltd.","LR6-72PH-340M",340,313]
["LONGi Green Energy Technology Co., Ltd.","LR4-60HPB-345M",345,321.5]
["LONGi Green Energy Technology Co., Ltd.","LR6-72-345M",345,316]
["LONGi Green Energy Technology Co., Ltd.","LR6-72HV-345M",345,315.60000000000002]
["LONGi Green Energy Technology Co., Ltd.","LR6-72PE-345M",345,315]
["LONGi Green Energy Technology Co., Ltd.","LR6-72PH-345M",345,317.7]
["LONGi Green Energy Technology Co., Ltd.","LR4-60HPB-350M",350,326.3]
["LONGi Green Energy Technology Co., Ltd.","LR4-60HPH-350M",350,326]
["LONGi Green Energy Technology Co., Ltd.","LR6-72BP-350M",350,326.5]
["LONGi Green Energy Technology Co., Ltd.","LR6-72HV-350M",350,320.3]
["LONGi Green Energy Technology Co., Ltd.","LR6-72PE-350M",350,319.7]
["LONGi Green Energy Technology Co., Ltd.","LR6-72PH-350M",350,322.39999999999998]
["LONGi Green Energy Technology Co., Ltd.","LR4-60HPB-355M",355,331.1]
["LONGi Green Energy Technology Co., Ltd.","LR4-60HPH-355M",355,330.8]
["LONGi Green Energy Technology Co., Ltd.","LR6-72BP-355M",355,331.2]
["LONGi Green Energy Technology Co., Ltd.","LR6-72PE-355M",355,324.39999999999998]
["LONGi Green Energy Technology Co., Ltd.","LR6-72PH-355M",355,327.2]
["LONGi Green Energy Technology Co., Ltd.","LR4-60HPB-360M",360,335.9]
["LONGi Green Energy Technology Co., Ltd.","LR4-60HPH-360M",360,335.5]
["LONGi Green Energy Technology Co., Ltd.","LR6-72BP-360M",360,336]
["LONGi Green Energy Technology Co., Ltd.","LR6-72HBD-360M",360,335.9]
["LONGi Green Energy Technology Co., Ltd.","LR6-72PE-360M",360,329.2]
["LONGi Green Energy Technology Co., Ltd.","LR6-72PH-360M",360,336]
["LONGi Green Energy Technology Co., Ltd.","LR4-60HPB-365M",365,340.7]
["LONGi Green Energy Technology Co., Ltd.","LR4-60HPH-365M",365,340.3]
["LONGi Green Energy Technology Co., Ltd.","LR6-72BP-365M",365,340.8]
["LONGi Green Energy Technology Co., Ltd.","LR6-72HBD-365M",365,340.7]
["LONGi Green Energy Technology Co., Ltd.","LR6-72HPH-365M",365,343.3]
["LONGi Green Energy Technology Co., Ltd.","LR6-72PE-365M",365,333.9]
["LONGi Green Energy Technology Co., Ltd.","LR6-72PH-365M",365,340.8]
["LONGi Green Energy Technology Co., Ltd.","LR4-60HPH-370M",370,345.1]
["LONGi Green Energy Technology Co., Ltd.","LR6-72BP-370M",370,345.6]
["LONGi Green Energy Technology Co., Ltd.","LR6-72HBD-370M",370,345.5]
["LONGi Green Energy Technology Co., Ltd.","LR6-72HPH-370M",370,348.1]
["LONGi Green Energy Technology Co., Ltd.","LR6-72PE-370M",370,338.6]
["LONGi Green Energy Technology Co., Ltd.","LR6-72PH-370M",370,345.6]
["LONGi Green Energy Technology Co., Ltd.","LR6-72BP-375M",375,350.4]
["LONGi Green Energy Technology Co., Ltd.","LR6-72HBD-375M",375,350.3]
["LONGi Green Energy Technology Co., Ltd.","LR6-72HPH-375M",375,352.9]
["LONGi Green Energy Technology Co., Ltd.","LR6-72PH-375M",375,350.4]
["LONGi Green Energy Technology Co., Ltd.","LR6-72BP-380M",380,355.2]
["LONGi Green Energy Technology Co., Ltd.","LR6-72HBD-380M",380,355.1]
["LONGi Green Energy Technology Co., Ltd.","LR6-72HPH-380M",380,357.7]
["LONGi Green Energy Technology Co., Ltd.","LR6-72PH-380M",380,355.2]
["LONGi Green Energy Technology Co., Ltd.","LR6-72HBD-385M",385,359.8]
["LONGi Green Energy Technology Co., Ltd.","LR6-72HPH-385M",385,362.6]
["LONGi Green Energy Technology Co., Ltd.","LR6-72HPH-390M",390,367.4]
["LONGi Green Energy Technology Co., Ltd.","LR6-78HBD-390M",390,364.2]
["LONGi Green Energy Technology Co., Ltd.","LR6-72HPH-395M",395,372.2]
["LONGi Green Energy Technology Co., Ltd.","LR6-78HBD-395M",395,369]
["LONGi Green Energy Technology Co., Ltd.","LR6-78HBD-400M",400,373.7]
["LONGi Green Energy Technology Co., Ltd.","LR6-78HBD-405M",405,378.5]
["LONGi Green Energy Technology Co., Ltd.","LR6-78HBD-410M",410,383.3]
["LONGi Green Energy Technology Co., Ltd.","LR6-78HBD-415M",415,388.1]
["LONGi Green Energy Technology Co., Ltd.","LR4-72HPH-420M",420,394.1]
["LONGi Green Energy Technology Co., Ltd.","LR6-78HBD-420M",420,392.9]
["LONGi Green Energy Technology Co., Ltd.","LR4-72HPH-425M",425,398.9]
["LONGi Green Energy Technology Co., Ltd.","LR4-72HPH-430M",430,403.7]
["LONGi Green Energy Technology Co., Ltd.","LR4-72HPH-435M",435,408.5]
["LONGi Green Energy Technology Co., Ltd.","LR4-72HPH-440M",440,413.4]
["LS Industrial Systems","PVM S228",228,201.5]
["LS Industrial Systems","PVM S229",229,202.4]
["LS Industrial Systems","PVM S230",230,203.3]
["LS Industrial Systems","PVM S231",231,204.2]
["LS Industrial Systems","PVM S232",232,205.1]
["LS Industrial Systems","PVM S233",233,206]
["LS Industrial Systems","PVM S234",234,206.9]
["LS Industrial Systems","PVM S235",235,207.9]
["LS Industrial Systems","PVM S236",236,208.8]
["LS Industrial Systems","PVM S237",237,209.7]
["LS Industrial Systems","PVM S238",238,210.6]
["LS Industrial Systems","PVM S239",239,211.5]
["LS Industrial Systems","PVM S240",240,212.4]
["LS Industrial Systems","PVM S241",241,213.3]
["LS Industrial Systems","PVM S242",242,214.2]
["LS Industrial Systems","PVM S243",243,215.2]
["LS Industrial Systems","PVM S244",244,216.1]
["LS Industrial Systems","PVM S245",245,217]
["Lubi Electronics","LE18P230",230,205.5]
["Lubi Electronics","LE18P240",240,214.7]
["Lubi Electronics","LE18P250",250,223.9]
["Lucky Power Technology","LPS-6P6A-220-B",220,197.7]
["Lucky Power Technology","LPS-6P6A-225-B",225,202.3]
["Lucky Power Technology","LPS-6P6A-230-B",230,207]
["Lucky Power Technology","LPS-6P6A-235-B",235,211.6]
["Lucky Power Technology","LPS-6P6A-240-B",240,216.2]
["LUMA Resources","LRSS",60,47.6]
["Lumeta","LEF028B",28,23.6]
["Lumeta","LES028B",28,23.6]
["Lumeta","LPP-165",165,140.6]
["Lumeta","LPP-170",170,145]
["Lumeta","LPP-175",175,149.4]
["Lumeta","LPP-175T",175,154.30000000000001]
["Lumeta","LPP-180",180,153.9]
["Lumeta","LPP-180T",180,158.80000000000001]
["Lumeta","LPP-185T",185,163.4]
["Lumeta","LPP-190T",190,168]
["Lumeta","LPP-195T",195,172.6]
["Lumeta","LPP400A",400,326.8]
["Lumos","LS175-72M-J",175,154.80000000000001]
["Lumos","LSX175-72M-B",175,156.30000000000001]
["Lumos","LSX175-72M-C",175,156.30000000000001]
["Lumos","LSX175-72M-W",175,156.69999999999999]
["Lumos","LS180-72M-J",180,159.30000000000001]
["Lumos","LSX180-72M-B",180,160.9]
["Lumos","LSX180-72M-C",180,160.9]
["Lumos","LSX180-72M-W",180,161.30000000000001]
["Lumos","LS185-72M",185,165.6]
["Lumos","LS185-72M-J",185,166.2]
["Lumos","LSX185-72M-B",185,165.5]
["Lumos","LSX185-72M-C",185,165.5]
["Lumos","LSX185-72M-W",185,165.9]
["Lumos","LS190-72M",190,167.4]
["Lumos","LS190-72M-J",190,170.8]
["Lumos","LSX190-72M-B",190,170.1]
["Lumos","LSX190-72M-C",190,170.1]
["Lumos","LSX190-72M-W",190,170.5]
["Lumos","LS195-72M-B",195,169]
["Lumos","LS195-72M-J",195,175.4]
["Lumos","LSX195-72M-B",195,174.7]
["Lumos","LSX195-72M-C",195,174.7]
["Lumos","LSX195-72M-W",195,175.1]
["Lumos","LS200-72M-B",200,173.5]
["Lumos","LS200-72M-J",200,180]
["Lumos","LSX200-72M-B",200,179.3]
["Lumos","LSX200-72M-C",200,179.3]
["Lumos","LSX200-72M-W",200,179.7]
["Lumos","LS205-72M-J",205,184.7]
["Lumos","SST215-54M",215,185.8]
["Lumos","SST215-54M-BB",215,187.4]
["Lumos","LS220-60M",220,198.8]
["Lumos","LS220-60M-J",220,184.5]
["Lumos","LS220-60P-J",220,187]
["Lumos","SST220-54M",220,190.3]
["Lumos","SST220-54M-BB",220,191.9]
["Lumos","SST220-60P",220,195.5]
["Lumos","LS225-60M",225,203.4]
["Lumos","LS225-60M-J",225,202.3]
["Lumos","LS225-60P-J",225,200.8]
["Lumos","LSX225-60M-B",225,199.7]
["Lumos","LSX225-60M-C",225,199.7]
["Lumos","LSX225-60M-W",225,199.8]
["Lumos","SST225-54M",225,194.8]
["Lumos","SST225-54M-BB",225,196.4]
["Lumos","SST225-60P",225,200.1]
["Lumos","LS230-60M",230,208]
["Lumos","LS230-60M-J",230,206.9]
["Lumos","LS230-60P-J",230,205.4]
["Lumos","LSX230-60M-B",230,204.2]
["Lumos","LSX230-60M-C",230,204.2]
["Lumos","LSX230-60M-W",230,204.4]
["Lumos","SST230-60P",230,204.7]
["Lumos","LCX235-60M-B",235,207.3]
["Lumos","LCX235-60M-C",235,207.3]
["Lumos","LS235-60M",235,212.6]
["Lumos","LS235-60M-J",235,211.5]
["Lumos","LS235-60P-J",235,210]
["Lumos","LS235PB",235,210]
["Lumos","LS235PC",235,210]
["Lumos","LSX235-60M-B",235,208.8]
["Lumos","LSX235-60M-C",235,208.8]
["Lumos","LSX235-60M-W",235,208.9]
["Lumos","SST235-60M-BB",235,204.6]
["Lumos","SST235-60P",235,209.2]
["Lumos","LCX240-60M-B",240,211.8]
["Lumos","LCX240-60M-C",240,218.4]
["Lumos","LS240-60M",240,217.3]
["Lumos","LS240-60M-B",240,215.5]
["Lumos","LS240-60M-J",240,216.2]
["Lumos","LS240-60P-B",240,211.1]
["Lumos","LS240-60P-J",240,214.6]
["Lumos","LS240PB",240,214.6]
["Lumos","LS240PC",240,214.6]
["Lumos","LSX240-60M-B",240,213.3]
["Lumos","LSX240-60M-C",240,218.3]
["Lumos","LSX240-60M-W",240,213.5]
["Lumos","SST240-60M-BB",240,209.1]
["Lumos","SST240-60P",240,213.8]
["Lumos","LCX245-60M-B",245,216.4]
["Lumos","LCX245-60M-C",245,223]
["Lumos","LS245-60M",245,221.9]
["Lumos","LS245-60M-A1",245,220.9]
["Lumos","LS245-60M-J",245,220.8]
["Lumos","LS245-60P-J",245,219.2]
["Lumos","LS245-60P-SF",245,220.4]
["Lumos","LS245-60P-SFS",245,220.4]
["Lumos","LS245PB",245,219.2]
["Lumos","LS245PC",245,219.2]
["Lumos","LSX245-60M-B",245,217.9]
["Lumos","LSX245-60M-C",245,223]
["Lumos","LSX245-60M-W",245,218.1]
["Lumos","SST245-60M-BB",245,213.6]
["Lumos","LCX250-60M-C",250,227.7]
["Lumos","LS250-60M",250,226.6]
["Lumos","LS250-60M-A1",250,225.6]
["Lumos","LS250-60M-B",250,224.8]
["Lumos","LS250-60M-J",250,224.7]
["Lumos","LS250-60P-SF",250,225]
["Lumos","LS250-60P-SFS",250,225]
["Lumos","LS250-72P-J",250,222.5]
["Lumos","LSX250-60M-B",250,222.5]
["Lumos","LSX250-60M-C",250,227.6]
["Lumos","LSX250-60M-W",250,222.6]
["Lumos","LCX255-60M-C",255,232.4]
["Lumos","LS255-60P-SF",255,229.6]
["Lumos","LS255-60P-SFS",255,229.6]
["Lumos","LS255-72P-J",255,227.1]
["Lumos","LSX255-60M-B",255,219.1]
["Lumos","LSX255-60M-C",255,232.3]
["Lumos","GSX260-60M",260,232.9]
["Lumos","LCX260-60M-C",260,237]
["Lumos","LS260-60M-SF",260,236.2]
["Lumos","LS260-60M-SFS",260,236.2]
["Lumos","LS260-60P-SF",260,234.3]
["Lumos","LS260-60P-SFS",260,234.3]
["Lumos","LS260-72P-J",260,231.6]
["Lumos","LSX260-60M-C",260,236.9]
["Lumos","LS265-60M-SF",265,240.8]
["Lumos","LS265-60M-SFS",265,240.8]
["Lumos","LS265-60P-SF",265,238.9]
["Lumos","LS265-60P-SFS",265,238.9]
["Lumos","LS265-72M",265,239.5]
["Lumos","LS265-72P-J",265,236.2]
["Lumos","GSX270-60M",270,247.3]
["Lumos","LS270-60M-SF",270,244.5]
["Lumos","LS270-60M-SFS",270,244.5]
["Lumos","LS270-72M",270,244.1]
["Lumos","LS270-72M-J",270,242.9]
["Lumos","LS270-72P-J",270,240.8]
["Lumos","GSX275-60M",275,252]
["Lumos","LS275-60M-SF",275,249.2]
["Lumos","LS275-60M-SFS",275,249.2]
["Lumos","LS275-72M",275,248.7]
["Lumos","LS275-72M-J",275,247.5]
["Lumos","LS275-72P",275,241.6]
["Lumos","LS275-72P-J",275,245.4]
["Lumos","GSX280-60M",280,256.7]
["Lumos","LS280-60M-SF",280,253.8]
["Lumos","LS280-60M-SFS",280,253.8]
["Lumos","LS280-72M",280,253.4]
["Lumos","LS280-72M-J",280,252.1]
["Lumos","LS280-72P",280,246.1]
["Lumos","LS280-72P-B",280,246.6]
["Lumos","LS280-72P-J",280,250]
["Lumos","LSX280-60M-C",280,256.7]
["Lumos","SST280-72M-BB",280,243.4]
["Lumos","GSX285-60M",285,261.39999999999998]
["Lumos","LS285-60M-SF",285,258.5]
["Lumos","LS285-60M-SFS",285,258.5]
["Lumos","LS285-72M",285,258]
["Lumos","LS285-72M-J",285,256.7]
["Lumos","LS285-72P",285,250.6]
["Lumos","LS285-72P-J",285,254.6]
["Lumos","LSX285-60M-C",285,261.39999999999998]
["Lumos","SST285-72M-BB",285,247.9]
["Lumos","GSX290-60M",290,266.10000000000002]
["Lumos","LS290-72M",290,253.5]
["Lumos","LS290-72M-B",290,249.9]
["Lumos","LS290-72M-J",290,261.3]
["Lumos","LS290-72P",290,255.2]
["Lumos","LS290-72P-J",290,259.2]
["Lumos","LS290-72P-SF",290,262]
["Lumos","LS290-72P-SFS",290,262]
["Lumos","LSX290-60M-C",290,266.10000000000002]
["Lumos","SST290-72M-BB",290,252.4]
["Lumos","GSX295-60M",295,270.39999999999998]
["Lumos","LS295-72M",295,258.10000000000002]
["Lumos","LS295-72M-A1",295,264.8]
["Lumos","LS295-72M-J",295,265.60000000000002]
["Lumos","LS295-72P-J",295,263.7]
["Lumos","LS295-72P-SF",295,266.60000000000002]
["Lumos","LS295-72P-SFS",295,266.60000000000002]
["Lumos","LSX295-60M-C",295,270.39999999999998]
["Lumos","SST295-72M-BB",295,256.89999999999998]
["Lumos","GSX300-60M",300,275.10000000000002]
["Lumos","LS300-72M",300,262.60000000000002]
["Lumos","LS300-72M-A1",300,269.39999999999998]
["Lumos","LS300-72M-B",300,258.8]
["Lumos","LS300-72M-J",300,270.2]
["Lumos","LS300-72P-SF",300,271.2]
["Lumos","LS300-72P-SFS",300,271.2]
["Lumos","LSX300-60M-C",300,275.10000000000002]
["Lumos","GSX305-60M",305,279.8]
["Lumos","LS305-72M-B",305,263.3]
["Lumos","LS305-72M-J",305,274.8]
["Lumos","LS305-72P-SF",305,275.89999999999998]
["Lumos","LS305-72P-SFS",305,275.89999999999998]
["Lumos","LSX305-60M-C",305,279.8]
["Lumos","LS310-72P-SF",310,280.5]
["Lumos","LS310-72P-SFS",310,280.5]
["Lumos","LS315-72M-SF",315,286.39999999999998]
["Lumos","LS315-72M-SFS",315,286.39999999999998]
["Lumos","LS315-72P-SF",315,285.2]
["Lumos","LS315-72P-SFS",315,285.2]
["Lumos","LS320-72M-SF",320,291]
["Lumos","LS320-72M-SFS",320,291]
["Lumos","LS320-72P-SF",320,289.8]
["Lumos","LS320-72P-SFS",320,289.8]
["Lumos","LS325-72M-SF",325,295.7]
["Lumos","LS325-72M-SFS",325,295.7]
["Lumos","LS330-72M-SF",330,300.39999999999998]
["Lumos","LS330-72M-SFS",330,300.39999999999998]
["Lumos","LS335-72M-SF",335,305.10000000000002]
["Lumos","LS335-72M-SFS",335,305.10000000000002]
["Lumos","GSX340-72M",340,311.8]
["Lumos","GSX345-72M",345,315.8]
["Lumos","GSX350-72M",350,320.5]
["Lumos","GSX355-72M",355,325.5]
["Lumos","GSX360-72M",360,330.2]
["Lumos","GSX365-72M",365,334.9]
["Luxco","LXP-3J240W",240,217.8]
["Luxco","LXP-3J245W",245,222.4]
["Luxco","LXP-3J250W",250,227.1]
["Luxco","LXP-3J255W",255,231.8]
["Luxco","LXP-3J260W",260,236.4]
["Luxco","LXP-2L270T",270,236.3]
["Luxco","LXP-2L275T",275,240.8]
["Luxco","LXP-2L280T",280,245.3]
["Luxco","LXP-2L285T",285,249.8]
["Luxco","LXP-3L285W",285,259.5]
["Luxco","LXP-3L290W",290,264.10000000000002]
["Luxco","LXP-3L295W",295,268.8]
["Luxco","LXP-3L300W",300,273.5]
["Luxor Solar","Solo Line 140M",140,124.7]
["Luxor Solar","Solo Line 140P",140,124.5]
["Luxor Solar","Solo Line 145M",145,129.19999999999999]
["Luxor Solar","Solo Line 145P",145,129.1]
["Luxor Solar","LX-180M/125-72+",180,160.5]
["Luxor Solar","LX-185M/125-72+",185,165.1]
["Luxor Solar","LX-190M/125-72+",190,169.7]
["Luxor Solar","LX-195M/125-72+",195,174.3]
["Luxor Solar","LX-220P/156-60+",220,196.7]
["Luxor Solar","LX-225P/156-60+",225,201.3]
["Luxor Solar","LX-230M/156-60+",230,205.7]
["Luxor Solar","LX-230P/156-60+",230,205.9]
["Luxor Solar","LX-235M/156-60+",235,210.3]
["Luxor Solar","LX-235P/156-60+",235,210.5]
["Luxor Solar","LX-240M/156-60+",240,214.9]
["Luxor Solar","LX-240P/156-60+",240,215.1]
["Luxor Solar","LX-245M/156-60+",245,219.5]
["Luxor Solar","LX-250M/156-60+",250,224.1]
["Luxor Solar","LX-255M/156-60+",255,228.7]
["Luxor Solar","LX-260M/156-60+",260,233.3]
["Luxor Solar","LX-260M/156-72+",260,232.2]
["Luxor Solar","LX-260P/156-72+",260,232.5]
["Luxor Solar","LX-265M/156-60+",265,236.6]
["Luxor Solar","LX-265M/156-72+",265,236.8]
["Luxor Solar","LX-265P/156-72+",265,237]
["Luxor Solar","LX-270M/156-60+",270,241.2]
["Luxor Solar","LX-270M/156-72+",270,241.4]
["Luxor Solar","LX-270P/156-72+",270,241.6]
["Luxor Solar","LX-275M/156-60+",275,245.8]
["Luxor Solar","LX-275M/156-72+",275,246]
["Luxor Solar","LX-275P/156-72+",275,246.2]
["Luxor Solar","LX-280M/156-60+",280,250.4]
["Luxor Solar","LX-280M/156-72+",280,250.6]
["Luxor Solar","LX-280P/156-72+",280,250.8]
["Luxor Solar","LX-285M/156-60+",285,255.1]
["Luxor Solar","LX-290M/156-72+",290,259.8]
["Luxor Solar","LX-290P/156-72+",290,260]
["Luxor Solar","LX-300M/156-72+",300,269]
["Luxor Solar","LX-300P/156-72+",300,269.3]
["Luxor Solar","LX-320M/156-72+",320,290.60000000000002]
["Luxor Solar","LX-325M/156-72+",325,291.3]
["Luxor Solar","LX-330M/156-72+",330,296]
["Luxor Solar","LX-335M/156-72+",335,300.60000000000002]
["Mage Solar","Powertec Plus 180/5 ME",180,164.1]
["Mage Solar","Powertec Plus 185/5 MH",185,165.3]
["Mage Solar","Powertec Plus 185/5MJB",185,164.8]
["Mage Solar","190/5 MR",190,170.4]
["Mage Solar","Powertec Plus 190/5MH",190,170.8]
["Mage Solar","Powertec Plus 190/5MI",190,163.9]
["Mage Solar","Powertec Plus 195/5MH",195,175.5]
["Mage Solar","Powertec Plus 200/5MH",200,180.1]
["Mage Solar","Powertec Plus 220/6 PH",220,198.2]
["Mage Solar","Powertec Plus 220/6PI",220,187]
["Mage Solar","Powertec Plus 225/6PH",225,201.6]
["Mage Solar","Powertec Plus 230/6MI",230,206.9]
["Mage Solar","Powertec Plus 230/6MO",230,207.1]
["Mage Solar","Powertec Plus 230/6PE",230,206.7]
["Mage Solar","Powertec Plus 230/6PF",230,203.1]
["Mage Solar","Powertec Plus 230/6PH",230,206.2]
["Mage Solar","Powertec Plus 230/6PI",230,205.4]
["Mage Solar","Powertec Plus 230/6PJ",230,202.2]
["Mage Solar","Powertec Plus 230/6PO",230,206.3]
["Mage Solar","235/6 PR",235,210.6]
["Mage Solar","Powertec Plus 235/6MF",235,206.3]
["Mage Solar","Powertec Plus 235/6MI",235,211.5]
["Mage Solar","Powertec Plus 235/6MO",235,211.7]
["Mage Solar","Powertec Plus 235/6PE",235,211.3]
["Mage Solar","Powertec Plus 235/6PH",235,210.8]
["Mage Solar","Powertec Plus 235/6PJ",235,210.4]
["Mage Solar","Powertec Plus 235/6PO",235,210.9]
["Mage Solar","POWERTEC Plus 240 / 6 PL US",240,216.8]
["Mage Solar","POWERTEC Plus 240 / 6 PL US AC",240,216.8]
["Mage Solar","Powertec Plus 240/6MF",240,210.8]
["Mage Solar","Powertec Plus 240/6MI",240,216.2]
["Mage Solar","Powertec Plus 240/6MO",240,216.3]
["Mage Solar","Powertec Plus 240/6PE",240,215.9]
["Mage Solar","Powertec Plus 240/6PH",240,213.1]
["Mage Solar","Powertec Plus 240/6PJ",240,215]
["Mage Solar","Powertec Plus 240/6PO",240,215.5]
["Mage Solar","245/5 MR",245,218.8]
["Mage Solar","POWERTEC Plus 245 / 6 PL US AC",245,221.4]
["Mage Solar","POWERTEC Plus 245 / 6PL US",245,221.4]
["Mage Solar","Powertec Plus 245/6 PL",245,217.1]
["Mage Solar","250/5 MR",250,223.4]
["Mage Solar","POWERTEC Plus 250 / 6 MN US",250,225]
["Mage Solar","Powertec Plus 250/6 MH",250,225.3]
["Mage Solar","Powertec Plus 250/6 ML",250,224.9]
["Mage Solar","Powertec Plus 250/6 PL",250,221.6]
["Mage Solar","Powertec Plus 255/6 PL",255,226.2]
["Mage Solar","Powertec Plus 275/6 PL",275,243.2]
["Mage Solar","Powertec Plus 280/6 PL",280,247.7]
["Mage Solar","Powertec Plus 285/6 PL",285,252.3]
["Mage Solar","Powertec Plus 290/6 PL",290,256.89999999999998]
["Mage Solar","Powertec Plus 290/6-72 PH",290,257.60000000000002]
["Mage Solar","Powertec Plus 295/6 PL",295,261.39999999999998]
["Mage Solar","Powertec Plus 300/6-72 MH",300,270.39999999999998]
["Mage Solar USA","Powertec Plus 190/5 MH-US",190,170.8]
["Mage Solar USA","Powertec Plus 195/5MH-US",195,175.5]
["Mage Solar USA","Powertec Plus 230/6 PH-US",230,206.2]
["Mage Solar USA","Powertec Plus 230/6 PL",230,205.4]
["Mage Solar USA","Powertec Plus 235/6 ML",235,207.1]
["Mage Solar USA","Powertec Plus 235/6 PL",235,210]
["Mage Solar USA","Powertec Plus 235/6PH-US",235,207.1]
["Mage Solar USA","Powertec Plus 240/6 ML",240,211.7]
["Mage Solar USA","Powertec Plus 240/6 PL",240,214.6]
["Mage Solar USA","Powertec Plus 240/6 PNS",240,213.5]
["Mage Solar USA","Powertec Plus 245/6 ML",245,216.2]
["Mage Solar USA","Powertec Plus 245/6 MNBS",245,218.2]
["Mage Solar USA","Powertec Plus 250/6 MNBS",250,222.8]
["Mage Solar USA","Powertec Plus 250/6 MNCS",250,224.2]
["Mage Solar USA","Powertec Plus 250/6 MNS",250,223.2]
["Mage Solar USA","Powertec Plus 250/6 PL US",250,226]
["Mage Solar USA","Powertec Plus 250/6 PL US AC",250,226]
["Mage Solar USA","Powertec Plus 255/6 ML",255,229.5]
["Mage Solar USA","Powertec Plus 290 / 6-72 PH",290,257.60000000000002]
["Mage Solar USA","Powertec Plus 300/6 PL",300,261.10000000000002]
["Malaysian Solar Resources","MYS-60P/B3/CF-235",235,210.4]
["Malaysian Solar Resources","MYS-60P/B3/CF-240",240,215]
["Malaysian Solar Resources","MYS-60P/B3/CF-245",245,219.6]
["MAR SOLAR PANEL IMALATI VE ELEKTRIK URT. DAG. PRJ. HİZ. SAN. VE TİC. A.S.","MS605PUL-260",260,235.5]
["MAR SOLAR PANEL IMALATI VE ELEKTRIK URT. DAG. PRJ. HİZ. SAN. VE TİC. A.S.","MS605PUL-265",265,240.2]
["MAR SOLAR PANEL IMALATI VE ELEKTRIK URT. DAG. PRJ. HİZ. SAN. VE TİC. A.S.","MS605PUL-270",270,242.8]
["MAR SOLAR PANEL IMALATI VE ELEKTRIK URT. DAG. PRJ. HİZ. SAN. VE TİC. A.S.","MS605PUL-275",275,247.5]
["MAR SOLAR PANEL IMALATI VE ELEKTRIK URT. DAG. PRJ. HİZ. SAN. VE TİC. A.S.","MS605MUL-290",290,264]
["MAR SOLAR PANEL IMALATI VE ELEKTRIK URT. DAG. PRJ. HİZ. SAN. VE TİC. A.S.","MS605MUL-295",295,268.7]
["MAR SOLAR PANEL IMALATI VE ELEKTRIK URT. DAG. PRJ. HİZ. SAN. VE TİC. A.S.","MS725PUL-310",310,280.3]
["MAR SOLAR PANEL IMALATI VE ELEKTRIK URT. DAG. PRJ. HİZ. SAN. VE TİC. A.S.","MS725PUL-315",315,286.2]
["MAR SOLAR PANEL IMALATI VE ELEKTRIK URT. DAG. PRJ. HİZ. SAN. VE TİC. A.S.","MS725PUL-320",320,290.89999999999998]
["MAR SOLAR PANEL IMALATI VE ELEKTRIK URT. DAG. PRJ. HİZ. SAN. VE TİC. A.S.","MS725PUL-325",325,295.5]
["MAR SOLAR PANEL IMALATI VE ELEKTRIK URT. DAG. PRJ. HİZ. SAN. VE TİC. A.S.","MS725PUL-330",330,300.2]
["MAR SOLAR PANEL IMALATI VE ELEKTRIK URT. DAG. PRJ. HİZ. SAN. VE TİC. A.S.","MS725MUL-350",350,318.8]
["MAR SOLAR PANEL IMALATI VE ELEKTRIK URT. DAG. PRJ. HİZ. SAN. VE TİC. A.S.","MS725MUL-355",355,323.5]
["MAR SOLAR PANEL IMALATI VE ELEKTRIK URT. DAG. PRJ. HİZ. SAN. VE TİC. A.S.","MS725MUL-360",360,328.2]
["Martifer Solar","MTS225P",225,196.2]
["MCV Technologies","MCV-180",180,160.6]
["MCV Technologies","MCV-185",185,165.2]
["MCV Technologies","MCV-190",190,169.8]
["MCV Technologies","MCV-220",220,194.9]
["MCV Technologies","MCV-225",225,199.5]
["MCV Technologies","MCV-230",230,204]
["MCV Technologies","MCV-235",235,208.6]
["MCV Technologies","MCV-240",240,213.1]
["MCV Technologies","MCV-265",265,234.9]
["MCV Technologies","MCV-270",270,239.4]
["MCV Technologies","MCV-275",275,244]
["MCV Technologies","MCV-280",280,248.5]
["MCV Technologies","MCV-285",285,253.1]
["MEMC Singapore","MEMC-M230ACA-20",230,202.6]
["MEMC Singapore","MEMC-M230AMA-20",230,202.6]
["MEMC Singapore","MEMC-M230LCA-20",230,203.1]
["MEMC Singapore","MEMC-M230LMA-20",230,203.1]
["MEMC Singapore","MEMC-M235ACA-20",235,207.2]
["MEMC Singapore","MEMC-M235AMA-20",235,207.2]
["MEMC Singapore","MEMC-M240ACA-20",240,211.7]
["MEMC Singapore","MEMC-M240ACC-20",240,210.6]
["MEMC Singapore","MEMC-M240ACC-21",240,210.6]
["MEMC Singapore","MEMC-M240AIC-20",240,210.6]
["MEMC Singapore","MEMC-M240AIC-21",240,210.6]
["MEMC Singapore","MEMC-M240AMA-20",240,211.7]
["MEMC Singapore","MEMC-M240AMC-20",240,210.6]
["MEMC Singapore","MEMC-M240AMC-21",240,210.6]
["MEMC Singapore","MEMC-M240LCA-20",240,212.3]
["MEMC Singapore","MEMC-M240LCC-20",240,210.6]
["MEMC Singapore","MEMC-M240LCC-21",240,210.6]
["MEMC Singapore","MEMC-M240LIC-20",240,210.6]
["MEMC Singapore","MEMC-M240LIC-21",240,210.6]
["MEMC Singapore","MEMC-M240LMA-20",240,212.3]
["MEMC Singapore","MEMC-M240LMC-20",240,210.6]
["MEMC Singapore","MEMC-M240LMC-21",240,210.6]
["MEMC Singapore","MEMC-M245ACA-20",245,216.3]
["MEMC Singapore","MEMC-M245ACC-20",245,215.2]
["MEMC Singapore","MEMC-M245ACC-21",245,215.2]
["MEMC Singapore","MEMC-M245AIC-20",245,215.2]
["MEMC Singapore","MEMC-M245AIC-21",245,215.2]
["MEMC Singapore","MEMC-M245AMA-20",245,216.3]
["MEMC Singapore","MEMC-M245AMC-20",245,215.2]
["MEMC Singapore","MEMC-M245AMC-21",245,215.2]
["MEMC Singapore","MEMC-M245LCC-20",245,215.2]
["MEMC Singapore","MEMC-M245LCC-21",245,215.2]
["MEMC Singapore","MEMC-M245LIC-20",245,215.2]
["MEMC Singapore","MEMC-M245LIC-21",245,215.2]
["MEMC Singapore","MEMC-M245LMC-20",245,215.2]
["MEMC Singapore","MEMC-M245LMC-21",245,215.2]
["MEMC Singapore","SE-M245KZC-2Y",245,215.8]
["MEMC Singapore","MEMC-M250ACA-20",250,220.8]
["MEMC Singapore","MEMC-M250ACC-20",250,219.7]
["MEMC Singapore","MEMC-M250ACC-21",250,219.7]
["MEMC Singapore","MEMC-M250AIC-20",250,219.7]
["MEMC Singapore","MEMC-M250AIC-21",250,219.7]
["MEMC Singapore","MEMC-M250AMA-20",250,220.8]
["MEMC Singapore","MEMC-M250AMC-20",250,219.7]
["MEMC Singapore","MEMC-M250AMC-21",250,219.7]
["MEMC Singapore","MEMC-M250LCA-20",250,221.4]
["MEMC Singapore","MEMC-M250LCC-20",250,219.7]
["MEMC Singapore","MEMC-M250LCC-21",250,219.7]
["MEMC Singapore","MEMC-M250LIC-20",250,219.7]
["MEMC Singapore","MEMC-M250LIC-21",250,219.7]
["MEMC Singapore","MEMC-M250LMA-20",250,221.4]
["MEMC Singapore","MEMC-M250LMC-20",250,219.7]
["MEMC Singapore","MEMC-M250LMC-21",250,219.7]
["MEMC Singapore","SE-M250KZC-2Y",250,220.4]
["MEMC Singapore","MEMC-M255ACA-20",255,227.2]
["MEMC Singapore","MEMC-M255ACC-20",255,224.3]
["MEMC Singapore","MEMC-M255ACC-21",255,224.3]
["MEMC Singapore","MEMC-M255AIC-20",255,224.3]
["MEMC Singapore","MEMC-M255AIC-21",255,224.3]
["MEMC Singapore","MEMC-M255AMA-20",255,227.2]
["MEMC Singapore","MEMC-M255AMC-20",255,224.3]
["MEMC Singapore","MEMC-M255AMC-21",255,224.3]
["MEMC Singapore","MEMC-M255LCA-20",255,227.2]
["MEMC Singapore","MEMC-M255LCC-20",255,224.3]
["MEMC Singapore","MEMC-M255LCC-21",255,224.3]
["MEMC Singapore","MEMC-M255LIC-20",255,224.3]
["MEMC Singapore","MEMC-M255LIC-21",255,224.3]
["MEMC Singapore","MEMC-M255LMA-20",255,227.2]
["MEMC Singapore","MEMC-M255LMC-20",255,224.3]
["MEMC Singapore","MEMC-M255LMC-21",255,224.3]
["MEMC Singapore","SE-M255KZC-2Y",255,225]
["MEMC Singapore","MEMC-M260ACA-20",260,231.8]
["MEMC Singapore","MEMC-M260ACC-20",260,228.8]
["MEMC Singapore","MEMC-M260ACC-21",260,228.8]
["MEMC Singapore","MEMC-M260AIC-20",260,228.8]
["MEMC Singapore","MEMC-M260AIC-21",260,228.8]
["MEMC Singapore","MEMC-M260AMA-20",260,231.8]
["MEMC Singapore","MEMC-M260AMC-20",260,228.8]
["MEMC Singapore","MEMC-M260AMC-21",260,228.8]
["MEMC Singapore","MEMC-M260LCA-20",260,231.8]
["MEMC Singapore","MEMC-M260LCC-20",260,228.8]
["MEMC Singapore","MEMC-M260LCC-21",260,228.8]
["MEMC Singapore","MEMC-M260LIC-20",260,228.8]
["MEMC Singapore","MEMC-M260LIC-21",260,228.8]
["MEMC Singapore","MEMC-M260LMA-20",260,231.8]
["MEMC Singapore","MEMC-M260LMC-20",260,228.8]
["MEMC Singapore","MEMC-M260LMC-21",260,228.8]
["MEMC Singapore","SE-M260KZC-2Y",260,229.5]
["MEMC Singapore","MEMC-P270ACA",270,235.5]
["MEMC Singapore","MEMC-P270ACC-21",270,237.6]
["MEMC Singapore","MEMC-P270ACC-25",270,237.6]
["MEMC Singapore","MEMC-P270ACC-26",270,237.6]
["MEMC Singapore","MEMC-P270AIC-20",270,237.6]
["MEMC Singapore","MEMC-P270AIC-24",270,237.6]
["MEMC Singapore","MEMC-P270AMA",270,235.5]
["MEMC Singapore","MEMC-P270AMA-20",270,238.1]
["MEMC Singapore","MEMC-P270AMC-20",270,237.6]
["MEMC Singapore","MEMC-P270AMC-24",270,237.6]
["MEMC Singapore","MEMC-P270BCA-20",270,238.1]
["MEMC Singapore","MEMC-P270BCA-21",270,238.1]
["MEMC Singapore","MEMC-P270BCC-21",270,237.6]
["MEMC Singapore","MEMC-P270BCC-25",270,237.6]
["MEMC Singapore","MEMC-P270BCC-26",270,237.6]
["MEMC Singapore","MEMC-P270BCC-27",270,237.6]
["MEMC Singapore","MEMC-P270BMA-20",270,238.1]
["MEMC Singapore","MEMC-P270BMC-20",270,237.6]
["MEMC Singapore","MEMC-P270BMC-24",270,237.6]
["MEMC Singapore","MEMC-P270BMC-25",270,237.6]
["MEMC Singapore","MEMC-P270BMC-26",270,237.6]
["MEMC Singapore","MEMC-P270BMC-27",270,237.6]
["MEMC Singapore","MEMC-M275ACA-20",275,244.4]
["MEMC Singapore","MEMC-M275ACA-21",275,244.4]
["MEMC Singapore","MEMC-M275AMA-20",275,244.4]
["MEMC Singapore","MEMC-M275BCA-20",275,244.4]
["MEMC Singapore","MEMC-M275BCA-21",275,244.4]
["MEMC Singapore","MEMC-M275BMA-20",275,244.4]
["MEMC Singapore","MEMC-P275ACA",275,240]
["MEMC Singapore","MEMC-P275ACA-20",275,240.5]
["MEMC Singapore","MEMC-P275ACA-21",275,240.5]
["MEMC Singapore","MEMC-P275ACC-21",275,242.1]
["MEMC Singapore","MEMC-P275ACC-25",275,242.1]
["MEMC Singapore","MEMC-P275ACC-26",275,242.1]
["MEMC Singapore","MEMC-P275AIC-20",275,242.1]
["MEMC Singapore","MEMC-P275AIC-24",275,242.1]
["MEMC Singapore","MEMC-P275AMA",275,240]
["MEMC Singapore","MEMC-P275AMA-20",275,242.7]
["MEMC Singapore","MEMC-P275AMC-20",275,242.1]
["MEMC Singapore","MEMC-P275AMC-24",275,242.1]
["MEMC Singapore","MEMC-P275BCA-20",275,240.5]
["MEMC Singapore","MEMC-P275BCA-21",275,240.5]
["MEMC Singapore","MEMC-P275BCC-21",275,242.1]
["MEMC Singapore","MEMC-P275BCC-25",275,242.1]
["MEMC Singapore","MEMC-P275BCC-26",275,242.1]
["MEMC Singapore","MEMC-P275BCC-27",275,242.1]
["MEMC Singapore","MEMC-P275BMA-20",275,242.7]
["MEMC Singapore","MEMC-P275BMC-20",275,242.1]
["MEMC Singapore","MEMC-P275BMC-24",275,242.1]
["MEMC Singapore","MEMC-P275BMC-25",275,242.1]
["MEMC Singapore","MEMC-P275BMC-26",275,242.1]
["MEMC Singapore","MEMC-P275BMC-27",275,242.1]
["MEMC Singapore","MEMC-M280ACA-20",280,249]
["MEMC Singapore","MEMC-M280ACA-21",280,249]
["MEMC Singapore","MEMC-M280AMA-20",280,249]
["MEMC Singapore","MEMC-M280BCA-20",280,249]
["MEMC Singapore","MEMC-M280BCA-21",280,249]
["MEMC Singapore","MEMC-M280BMA-20",280,249]
["MEMC Singapore","MEMC-P280ACA",280,244.5]
["MEMC Singapore","MEMC-P280ACA-20",280,245]
["MEMC Singapore","MEMC-P280ACA-21",280,245]
["MEMC Singapore","MEMC-P280ACC-21",280,246.6]
["MEMC Singapore","MEMC-P280ACC-25",280,246.6]
["MEMC Singapore","MEMC-P280ACC-26",280,246.6]
["MEMC Singapore","MEMC-P280AIC-20",280,246.6]
["MEMC Singapore","MEMC-P280AIC-24",280,246.6]
["MEMC Singapore","MEMC-P280AMA",280,244.5]
["MEMC Singapore","MEMC-P280AMA-20",280,247.2]
["MEMC Singapore","MEMC-P280AMC-20",280,246.6]
["MEMC Singapore","MEMC-P280AMC-24",280,246.6]
["MEMC Singapore","MEMC-P280BCA-20",280,245]
["MEMC Singapore","MEMC-P280BCA-21",280,245]
["MEMC Singapore","MEMC-P280BCC-21",280,246.6]
["MEMC Singapore","MEMC-P280BCC-25",280,246.6]
["MEMC Singapore","MEMC-P280BCC-26",280,246.6]
["MEMC Singapore","MEMC-P280BCC-27",280,246.6]
["MEMC Singapore","MEMC-P280BMA-20",280,247.2]
["MEMC Singapore","MEMC-P280BMC-20",280,246.6]
["MEMC Singapore","MEMC-P280BMC-24",280,246.6]
["MEMC Singapore","MEMC-P280BMC-25",280,246.6]
["MEMC Singapore","MEMC-P280BMC-26",280,246.6]
["MEMC Singapore","MEMC-P280BMC-27",280,246.6]
["MEMC Singapore","MEMC-P280BZC-3Y",280,248]
["MEMC Singapore","MEMC-M285ACA-20",285,253.6]
["MEMC Singapore","MEMC-M285ACA-21",285,253.6]
["MEMC Singapore","MEMC-M285AMA-20",285,253.6]
["MEMC Singapore","MEMC-M285BCA-20",285,253.6]
["MEMC Singapore","MEMC-M285BCA-21",285,253.6]
["MEMC Singapore","MEMC-M285BMA-20",285,253.6]
["MEMC Singapore","MEMC-P285ACA",285,249]
["MEMC Singapore","MEMC-P285ACA-20",285,249.6]
["MEMC Singapore","MEMC-P285ACA-21",285,249.6]
["MEMC Singapore","MEMC-P285ACC-21",285,251.2]
["MEMC Singapore","MEMC-P285ACC-25",285,251.2]
["MEMC Singapore","MEMC-P285ACC-26",285,251.2]
["MEMC Singapore","MEMC-P285AIC-20",285,251.2]
["MEMC Singapore","MEMC-P285AIC-24",285,251.2]
["MEMC Singapore","MEMC-P285AMA",285,249]
["MEMC Singapore","MEMC-P285AMA-20",285,251.8]
["MEMC Singapore","MEMC-P285AMC-20",285,251.2]
["MEMC Singapore","MEMC-P285AMC-24",285,251.2]
["MEMC Singapore","MEMC-P285BCA-20",285,249.6]
["MEMC Singapore","MEMC-P285BCA-21",285,249.6]
["MEMC Singapore","MEMC-P285BCC-21",285,251.2]
["MEMC Singapore","MEMC-P285BCC-25",285,251.2]
["MEMC Singapore","MEMC-P285BCC-26",285,251.2]
["MEMC Singapore","MEMC-P285BCC-27",285,251.2]
["MEMC Singapore","MEMC-P285BMA-20",285,251.8]
["MEMC Singapore","MEMC-P285BMC-20",285,251.2]
["MEMC Singapore","MEMC-P285BMC-24",285,251.2]
["MEMC Singapore","MEMC-P285BMC-25",285,251.2]
["MEMC Singapore","MEMC-P285BMC-26",285,251.2]
["MEMC Singapore","MEMC-P285BMC-27",285,251.2]
["MEMC Singapore","MEMC-P285BZC-3Y",285,252.5]
["MEMC Singapore","MEMC-M290ACA-20",290,258.2]
["MEMC Singapore","MEMC-M290ACA-21",290,258.2]
["MEMC Singapore","MEMC-M290ACC-24",290,256.5]
["MEMC Singapore","MEMC-M290ACC-27",290,256.5]
["MEMC Singapore","MEMC-M290AEC-24",290,256.5]
["MEMC Singapore","MEMC-M290AEC-27",290,256.5]
["MEMC Singapore","MEMC-M290AMA-20",290,258.10000000000002]
["MEMC Singapore","MEMC-M290AMC-24",290,256.5]
["MEMC Singapore","MEMC-M290AMC-27",290,256.5]
["MEMC Singapore","MEMC-M290BCA-20",290,258.2]
["MEMC Singapore","MEMC-M290BCA-21",290,258.2]
["MEMC Singapore","MEMC-M290BCC-24",290,256.5]
["MEMC Singapore","MEMC-M290BCC-27",290,256.5]
["MEMC Singapore","MEMC-M290BEC-24",290,256.5]
["MEMC Singapore","MEMC-M290BEC-27",290,256.5]
["MEMC Singapore","MEMC-M290BMA-20",290,258.10000000000002]
["MEMC Singapore","MEMC-M290BMC-24",290,256.5]
["MEMC Singapore","MEMC-M290BMC-27",290,256.5]
["MEMC Singapore","MEMC-P290ACA",290,253.5]
["MEMC Singapore","MEMC-P290ACA-20",290,254.1]
["MEMC Singapore","MEMC-P290ACA-21",290,254.1]
["MEMC Singapore","MEMC-P290ACC-21",290,255.7]
["MEMC Singapore","MEMC-P290ACC-25",290,255.7]
["MEMC Singapore","MEMC-P290ACC-26",290,255.7]
["MEMC Singapore","MEMC-P290AIC-20",290,255.7]
["MEMC Singapore","MEMC-P290AIC-24",290,255.7]
["MEMC Singapore","MEMC-P290AMA",290,253.5]
["MEMC Singapore","MEMC-P290AMA-20",290,256.3]
["MEMC Singapore","MEMC-P290AMC-20",290,255.7]
["MEMC Singapore","MEMC-P290AMC-24",290,255.7]
["MEMC Singapore","MEMC-P290BCA-20",290,254.1]
["MEMC Singapore","MEMC-P290BCA-21",290,254.1]
["MEMC Singapore","MEMC-P290BCC-21",290,255.7]
["MEMC Singapore","MEMC-P290BCC-25",290,255.7]
["MEMC Singapore","MEMC-P290BCC-26",290,255.7]
["MEMC Singapore","MEMC-P290BCC-27",290,255.7]
["MEMC Singapore","MEMC-P290BMA-20",290,256.3]
["MEMC Singapore","MEMC-P290BMC-20",290,255.7]
["MEMC Singapore","MEMC-P290BMC-24",290,255.7]
["MEMC Singapore","MEMC-P290BMC-25",290,255.7]
["MEMC Singapore","MEMC-P290BMC-26",290,255.7]
["MEMC Singapore","MEMC-P290BMC-27",290,255.7]
["MEMC Singapore","MEMC-P290BZC-3Y",290,257.10000000000002]
["MEMC Singapore","MEMC-Q290ACC-34",290,258.10000000000002]
["MEMC Singapore","MEMC-Q290ACC-35",290,258.10000000000002]
["MEMC Singapore","MEMC-Q290ACC-36",290,258.10000000000002]
["MEMC Singapore","MEMC-Q290AEC-34",290,258.10000000000002]
["MEMC Singapore","MEMC-Q290AEC-35",290,258.10000000000002]
["MEMC Singapore","MEMC-Q290AEC-36",290,258.10000000000002]
["MEMC Singapore","MEMC-Q290AMC-34",290,258.10000000000002]
["MEMC Singapore","MEMC-Q290AMC-35",290,258.10000000000002]
["MEMC Singapore","MEMC-Q290AMC-36",290,258.10000000000002]
["MEMC Singapore","MEMC-Q290BZC-3Y",290,258.10000000000002]
["MEMC Singapore","SE-M290BZC-3Y",290,259.89999999999998]
["MEMC Singapore","MEMC-M295ACA-20",295,262.7]
["MEMC Singapore","MEMC-M295ACA-21",295,262.7]
["MEMC Singapore","MEMC-M295ACC-24",295,261]
["MEMC Singapore","MEMC-M295ACC-27",295,261]
["MEMC Singapore","MEMC-M295AEC-24",295,261]
["MEMC Singapore","MEMC-M295AEC-27",295,261]
["MEMC Singapore","MEMC-M295AMA-20",295,262.7]
["MEMC Singapore","MEMC-M295AMC-24",295,261]
["MEMC Singapore","MEMC-M295AMC-27",295,261]
["MEMC Singapore","MEMC-M295BCA-20",295,262.7]
["MEMC Singapore","MEMC-M295BCA-21",295,262.7]
["MEMC Singapore","MEMC-M295BCC-24",295,261]
["MEMC Singapore","MEMC-M295BCC-27",295,261]
["MEMC Singapore","MEMC-M295BEC-24",295,261]
["MEMC Singapore","MEMC-M295BEC-27",295,261]
["MEMC Singapore","MEMC-M295BMA-20",295,262.7]
["MEMC Singapore","MEMC-M295BMC-24",295,261]
["MEMC Singapore","MEMC-M295BMC-27",295,261]
["MEMC Singapore","MEMC-P295ACC-21",295,260.3]
["MEMC Singapore","MEMC-P295ACC-25",295,260.3]
["MEMC Singapore","MEMC-P295ACC-26",295,260.3]
["MEMC Singapore","MEMC-P295AIC-20",295,260.3]
["MEMC Singapore","MEMC-P295AIC-24",295,260.3]
["MEMC Singapore","MEMC-P295AMC-20",295,260.3]
["MEMC Singapore","MEMC-P295AMC-24",295,260.3]
["MEMC Singapore","MEMC-P295BCC-21",295,260.3]
["MEMC Singapore","MEMC-P295BCC-25",295,260.3]
["MEMC Singapore","MEMC-P295BCC-26",295,260.3]
["MEMC Singapore","MEMC-P295BCC-27",295,260.3]
["MEMC Singapore","MEMC-P295BMC-20",295,260.3]
["MEMC Singapore","MEMC-P295BMC-24",295,260.3]
["MEMC Singapore","MEMC-P295BMC-25",295,260.3]
["MEMC Singapore","MEMC-P295BMC-26",295,260.3]
["MEMC Singapore","MEMC-P295BMC-27",295,260.3]
["MEMC Singapore","MEMC-P295BZC-3Y",295,261.7]
["MEMC Singapore","MEMC-Q295ACC-34",295,262.7]
["MEMC Singapore","MEMC-Q295ACC-35",295,262.7]
["MEMC Singapore","MEMC-Q295ACC-36",295,262.7]
["MEMC Singapore","MEMC-Q295AEC-34",295,262.7]
["MEMC Singapore","MEMC-Q295AEC-35",295,262.7]
["MEMC Singapore","MEMC-Q295AEC-36",295,262.7]
["MEMC Singapore","MEMC-Q295AMC-34",295,262.7]
["MEMC Singapore","MEMC-Q295AMC-35",295,262.7]
["MEMC Singapore","MEMC-Q295AMC-36",295,262.7]
["MEMC Singapore","MEMC-Q295BZC-3Y",295,262.7]
["MEMC Singapore","SE-M295BZC-3Y",295,264.5]
["MEMC Singapore","MEMC-M300ACC-24",300,265.60000000000002]
["MEMC Singapore","MEMC-M300ACC-27",300,265.60000000000002]
["MEMC Singapore","MEMC-M300AEC-24",300,265.60000000000002]
["MEMC Singapore","MEMC-M300AEC-27",300,265.60000000000002]
["MEMC Singapore","MEMC-M300AMC-24",300,265.60000000000002]
["MEMC Singapore","MEMC-M300AMC-27",300,265.60000000000002]
["MEMC Singapore","MEMC-M300BCC-24",300,265.60000000000002]
["MEMC Singapore","MEMC-M300BCC-27",300,265.60000000000002]
["MEMC Singapore","MEMC-M300BEC-24",300,265.60000000000002]
["MEMC Singapore","MEMC-M300BEC-27",300,265.60000000000002]
["MEMC Singapore","MEMC-M300BMC-24",300,265.60000000000002]
["MEMC Singapore","MEMC-M300BMC-27",300,265.60000000000002]
["MEMC Singapore","MEMC-M300BZC-3Y",300,266.7]
["MEMC Singapore","MEMC-P300BCC-21",300,267.3]
["MEMC Singapore","MEMC-P300BCC-25",300,267.3]
["MEMC Singapore","MEMC-P300BCC-26",300,267.3]
["MEMC Singapore","MEMC-P300BCC-27",300,267.3]
["MEMC Singapore","MEMC-P300BMC-20",300,267.3]
["MEMC Singapore","MEMC-P300BMC-24",300,267.3]
["MEMC Singapore","MEMC-P300BMC-25",300,267.3]
["MEMC Singapore","MEMC-P300BMC-26",300,267.3]
["MEMC Singapore","MEMC-P300BMC-27",300,267.3]
["MEMC Singapore","MEMC-P300BZC-3Y",300,266.2]
["MEMC Singapore","MEMC-Q300ACC-34",300,267.3]
["MEMC Singapore","MEMC-Q300ACC-35",300,267.3]
["MEMC Singapore","MEMC-Q300ACC-36",300,267.3]
["MEMC Singapore","MEMC-Q300AEC-34",300,267.3]
["MEMC Singapore","MEMC-Q300AEC-35",300,267.3]
["MEMC Singapore","MEMC-Q300AEC-36",300,267.3]
["MEMC Singapore","MEMC-Q300AMC-34",300,267.3]
["MEMC Singapore","MEMC-Q300AMC-35",300,267.3]
["MEMC Singapore","MEMC-Q300AMC-36",300,267.3]
["MEMC Singapore","MEMC-Q300BZC-3Y",300,267.3]
["MEMC Singapore","SE-M300BZC-3Y",300,269.2]
["MEMC Singapore","MEMC-M305ACC-24",305,270.2]
["MEMC Singapore","MEMC-M305ACC-27",305,270.2]
["MEMC Singapore","MEMC-M305AEC-24",305,270.2]
["MEMC Singapore","MEMC-M305AEC-27",305,270.2]
["MEMC Singapore","MEMC-M305AMC-24",305,270.2]
["MEMC Singapore","MEMC-M305AMC-27",305,270.2]
["MEMC Singapore","MEMC-M305BCC-24",305,270.2]
["MEMC Singapore","MEMC-M305BCC-27",305,270.2]
["MEMC Singapore","MEMC-M305BEC-24",305,270.2]
["MEMC Singapore","MEMC-M305BEC-27",305,270.2]
["MEMC Singapore","MEMC-M305BMC-24",305,270.2]
["MEMC Singapore","MEMC-M305BMC-27",305,270.2]
["MEMC Singapore","MEMC-M305BZC-3Y",305,271.3]
["MEMC Singapore","MEMC-P305BCC-21",305,271.89999999999998]
["MEMC Singapore","MEMC-P305BCC-25",305,271.89999999999998]
["MEMC Singapore","MEMC-P305BCC-26",305,271.89999999999998]
["MEMC Singapore","MEMC-P305BCC-27",305,271.89999999999998]
["MEMC Singapore","MEMC-P305BMC-20",305,271.89999999999998]
["MEMC Singapore","MEMC-P305BMC-24",305,271.89999999999998]
["MEMC Singapore","MEMC-P305BMC-25",305,271.89999999999998]
["MEMC Singapore","MEMC-P305BMC-26",305,271.89999999999998]
["MEMC Singapore","MEMC-P305BMC-27",305,271.89999999999998]
["MEMC Singapore","MEMC-P305BZC-3Y",305,270.8]
["MEMC Singapore","MEMC-Q305ACC-34",305,271.8]
["MEMC Singapore","MEMC-Q305ACC-35",305,271.8]
["MEMC Singapore","MEMC-Q305ACC-36",305,271.8]
["MEMC Singapore","MEMC-Q305AEC-34",305,271.8]
["MEMC Singapore","MEMC-Q305AEC-35",305,271.8]
["MEMC Singapore","MEMC-Q305AEC-36",305,271.8]
["MEMC Singapore","MEMC-Q305AMC-34",305,271.8]
["MEMC Singapore","MEMC-Q305AMC-35",305,271.8]
["MEMC Singapore","MEMC-Q305AMC-36",305,271.8]
["MEMC Singapore","MEMC-Q305BZC-3Y",305,271.8]
["MEMC Singapore","SE-M305BZC-3Y",305,273.8]
["MEMC Singapore","MEMC-M310BZC-3Y",310,275.89999999999998]
["MEMC Singapore","MEMC-Q310ACC-34",310,276.39999999999998]
["MEMC Singapore","MEMC-Q310ACC-35",310,276.39999999999998]
["MEMC Singapore","MEMC-Q310ACC-36",310,276.39999999999998]
["MEMC Singapore","MEMC-Q310AEC-34",310,276.39999999999998]
["MEMC Singapore","MEMC-Q310AEC-35",310,276.39999999999998]
["MEMC Singapore","MEMC-Q310AEC-36",310,276.39999999999998]
["MEMC Singapore","MEMC-Q310AMC-34",310,276.39999999999998]
["MEMC Singapore","MEMC-Q310AMC-35",310,276.39999999999998]
["MEMC Singapore","MEMC-Q310AMC-36",310,276.39999999999998]
["MEMC Singapore","MEMC-Q310BZC-3Y",310,276.39999999999998]
["MEMC Singapore","SE-F310BZC-3Y",310,278.2]
["MEMC Singapore","SE-M310BZC-3Y",310,278.5]
["MEMC Singapore","MEMC-M315BZC-3Y",315,280.5]
["MEMC Singapore","MEMC-Q315ACC-34",315,281]
["MEMC Singapore","MEMC-Q315ACC-35",315,281]
["MEMC Singapore","MEMC-Q315ACC-36",315,281]
["MEMC Singapore","MEMC-Q315AEC-34",315,281]
["MEMC Singapore","MEMC-Q315AEC-35",315,281]
["MEMC Singapore","MEMC-Q315AEC-36",315,281]
["MEMC Singapore","MEMC-Q315AMC-34",315,281]
["MEMC Singapore","MEMC-Q315AMC-35",315,281]
["MEMC Singapore","MEMC-Q315AMC-36",315,281]
["MEMC Singapore","MEMC-Q315BZC-3Y",315,281]
["MEMC Singapore","SE-F315BZC-3Y",315,282.8]
["MEMC Singapore","SE-M315BZC-3Y",315,283.2]
["MEMC Singapore","MEMC-M320BZC-3Y",320,285.10000000000002]
["MEMC Singapore","MEMC-Q320ACC-34",320,285.7]
["MEMC Singapore","MEMC-Q320ACC-35",320,285.7]
["MEMC Singapore","MEMC-Q320ACC-36",320,285.7]
["MEMC Singapore","MEMC-Q320AEC-34",320,285.7]
["MEMC Singapore","MEMC-Q320AEC-35",320,285.7]
["MEMC Singapore","MEMC-Q320AEC-36",320,285.7]
["MEMC Singapore","MEMC-Q320AMC-34",320,285.7]
["MEMC Singapore","MEMC-Q320AMC-35",320,285.7]
["MEMC Singapore","MEMC-Q320AMC-36",320,285.7]
["MEMC Singapore","MEMC-Q320BZC-3Y",320,285.7]
["MEMC Singapore","SE-F320BZC-3Y",320,287.5]
["MEMC Singapore","SE-M320BZC-3Y",320,287.8]
["MEMC Singapore","MEMC-M325BZC-3Y",325,289.7]
["MEMC Singapore","SE-F325BZC-3Y",325,292.2]
["MEMC Singapore","MEMC-M330BZC-3Y",330,294.3]
["MEMC Singapore","SE-F330BZC-3Y",330,296.89999999999998]
["MEMC Singapore","SE-F335BZC-3Y",335,301.5]
["Merlin Solar Technologies, Inc","FX155L",155,141.69999999999999]
["Merlin Solar Technologies, Inc","FX155S",155,141.80000000000001]
["Merlin Solar Technologies, Inc","FX160L",160,146.30000000000001]
["Merlin Solar Technologies, Inc","FX160S",160,146.5]
["Merlin Solar Technologies, Inc","GX160",160,141.30000000000001]
["Merlin Solar Technologies, Inc","FX165L",165,151]
["Merlin Solar Technologies, Inc","FX165S",165,151.19999999999999]
["Merlin Solar Technologies, Inc","GX165",165,145.80000000000001]
["Merlin Solar Technologies, Inc","GX170",170,150.4]
["Merlin Solar Technologies, Inc","BR320",320,291.7]
["Merlin Solar Technologies, Inc","BR325",325,296.39999999999998]
["Merlin Solar Technologies, Inc","BR330",330,301.10000000000002]
["Merlin Solar Technologies, Inc","BR335",335,305.7]
["Merlin Solar Technologies, Inc","BR340",340,310.39999999999998]
["Merlin Solar Technologies, Inc.","FX105",105,96]
["Merlin Solar Technologies, Inc.","FX110",110,100.7]
["Miasole","FLEX-01 70N",70,60.5]
["Miasole","FLEX-02 70N",70,60.9]
["Miasole","MR-107",111,97.1]
["Miasole","FLEX-03 120N",115.1,104.6]
["Miasole","FLEX-02 120N",120,97.5]
["Miasole","MS120GG",120,107.6]
["Miasole","MS125GG",125,112.2]
["Miasole","MS130GG",130,116.7]
["Miasole","MS135GG",135,121.3]
["Miasole","MS135GG-02",135,121.1]
["Miasole","MS140GG",140,125.9]
["Miasole","MS140GG-02",140,125.7]
["Miasole","MS145GG-02",145,130.30000000000001]
["Miasole","MS150GG-02",150,134.9]
["Miasole","MS160GG-04",160,145.1]
["Miasole","FLEX-01 210W",210,184.5]
["Miasole","FLEX-02 220W",220,194.4]
["Miasole","FLEX-02-275N C132",275,253.6]
["Miasole","FLEX-03-280NL",280,258.8]
["Miasole","FLEX-03 290W",290,250.7]
["Miasole","FLEX-03 300W",300,259.7]
["Miasole","FLEX-03 310W",310,268.60000000000002]
["Miasole","FLEX-03 320W",320,277.60000000000002]
["Miasole","FLEX-02 340W",340,287]
["Miasole","FLEX-02 350W",350,295.8]
["Miasole","FLEX-02 360W",360,304.5]
["Miasole","FLEX-03 470W",470,411]
["Miasole","FLEX-03 480W",480,420]
["Miasole","FLEX-03 490W",490,429]
["Miasole","FLEX-03 500W",500,438.1]
["Mission Solar Energy","MSE260SO5T",260,234.9]
["Mission Solar Energy","MSE265SO5T",265,239.6]
["Mission Solar Energy","MSE270SO5K",270,243.2]
["Mission Solar Energy","MSE270SO5T",270,244.2]
["Mission Solar Energy","MSE275SO5K",275,247.8]
["Mission Solar Energy","MSE275SO5T",275,248.9]
["Mission Solar Energy","MSE280SO5K",280,252.5]
["Mission Solar Energy","MSE280SO5T",280,253.5]
["Mission Solar Energy","MSE285SO5K",285,257.2]
["Mission Solar Energy","MSE285SQ5K",285,262.7]
["Mission Solar Energy","MSE285SQ5T",285,262.7]
["Mission Solar Energy","MSE290SB1A",290,258.8]
["Mission Solar Energy","MSE290SQ5K",290,267.39999999999998]
["Mission Solar Energy","MSE290SQ5T",290,267.39999999999998]
["Mission Solar Energy","MSE295SB1A",295,263.39999999999998]
["Mission Solar Energy","MSE295SQ5K",295,272.10000000000002]
["Mission Solar Energy","MSE295SQ5T",295,272.2]
["Mission Solar Energy","MSE300MC1A",300,264.10000000000002]
["Mission Solar Energy","MSE300SB1A",300,268]
["Mission Solar Energy","MSE300SQ5K",300,276.89999999999998]
["Mission Solar Energy","MSE300SQ5T",300,276.89999999999998]
["Mission Solar Energy","MSE305MC1A",305,268.7]
["Mission Solar Energy","MSE305SB1A",305,272.60000000000002]
["Mission Solar Energy","MSE305SE1A",305,276.3]
["Mission Solar Energy","MSE305SE1J",305,276.10000000000002]
["Mission Solar Energy","MSE305SQ5K",305,281.60000000000002]
["Mission Solar Energy","MSE310MC1A",310,273.2]
["Mission Solar Energy","MSE310SB1A",310,277.2]
["Mission Solar Energy","MSE310SE1A",310,281]
["Mission Solar Energy","MSE310SE1J",310,280.7]
["Mission Solar Energy","MSE315MC1A",315,277.8]
["Mission Solar Energy","MSE315SB1A",315,281.8]
["Mission Solar Energy","MSE315SE1A",315,285.7]
["Mission Solar Energy","MSE315SE1J",315,285.39999999999998]
["Mission Solar Energy","MSE320MC1A",320,282.39999999999998]
["Mission Solar Energy","MSE320MM4J",320,295]
["Mission Solar Energy","MSE320MM6J",320,295]
["Mission Solar Energy","MSE320SB1A",320,286.39999999999998]
["Mission Solar Energy","MSE320SE1A",320,290.3]
["Mission Solar Energy","MSE320SE1J",320,290]
["Mission Solar Energy","MSE320SO4J",320,288.2]
["Mission Solar Energy","MSE320SO6J",320,287.89999999999998]
["Mission Solar Energy","MSE320SO6W",320,290.89999999999998]
["Mission Solar Energy","MSE325MC1A",325,286.89999999999998]
["Mission Solar Energy","MSE325MM4J",325,299.7]
["Mission Solar Energy","MSE325MM6J",325,299.7]
["Mission Solar Energy","MSE325SB1A",325,291]
["Mission Solar Energy","MSE325SE1A",325,295]
["Mission Solar Energy","MSE325SE1J",325,294.7]
["Mission Solar Energy","MSE325SO4J",325,292.8]
["Mission Solar Energy","MSE325SO6J",325,292.60000000000002]
["Mission Solar Energy","MSE325SO6W",325,295.60000000000002]
["Mission Solar Energy","MSE330MM4J",330,304.39999999999998]
["Mission Solar Energy","MSE330MM6J",330,304.39999999999998]
["Mission Solar Energy","MSE330SB1A",330,295.60000000000002]
["Mission Solar Energy","MSE330SE1A",330,299.7]
["Mission Solar Energy","MSE330SE1J",330,299.39999999999998]
["Mission Solar Energy","MSE330SO4J",330,297.39999999999998]
["Mission Solar Energy","MSE330SO6J",330,297.2]
["Mission Solar Energy","MSE330SO6W",330,300.2]
["Mission Solar Energy","MSE335SB1A",335,294.2]
["Mission Solar Energy","MSE335SE1A",335,304.3]
["Mission Solar Energy","MSE335SE1J",335,304]
["Mission Solar Energy","MSE335SO4J",335,302.10000000000002]
["Mission Solar Energy","MSE335SO6J",335,301.89999999999998]
["Mission Solar Energy","MSE335SQ6W",335,306.3]
["Mission Solar Energy","VMS335SQ1S",335,308.7]
["Mission Solar Energy","MSE340SO4J",340,306.7]
["Mission Solar Energy","MSE340SO6J",340,306.5]
["Mission Solar Energy","MSE340SQ6S",340,313.3]
["Mission Solar Energy","MSE340SQ6W",340,311]
["Mission Solar Energy","VMS340SQ1S",340,313.39999999999998]
["Mission Solar Energy","MSE345SO4J",345,311.39999999999998]
["Mission Solar Energy","MSE345SO6J",345,311.2]
["Mission Solar Energy","MSE345SQ4S",345,318.10000000000002]
["Mission Solar Energy","MSE345SQ6S",345,318.10000000000002]
["Mission Solar Energy","MSE345SQ6W",345,315.7]
["Mission Solar Energy","VMS345SQ1S",345,318.2]
["Mission Solar Energy","MSE350SQ4S",350,322.89999999999998]
["Mission Solar Energy","MSE350SQ6S",350,322.8]
["Mission Solar Energy","VMS350SQ1S",350,322.89999999999998]
["Mission Solar Energy","MSE355SQ4S",355,327.60000000000002]
["Mission Solar Energy","MSE355SQ6S",355,327.5]
["Mission Solar Energy","VMS355SQ1S",355,327.60000000000002]
["Mission Solar Energy","MSE360SQ4S",360,332.3]
["Mission Solar Energy","MSE360SQ6S",360,332.3]
["Mission Solar Energy","MSE365SQ4S",365,337.1]
["Mission Solar Energy","MSE365SQ6S",365,337]
["Mission Solar Energy LLC","MSE60A290",290,266.10000000000002]
["Mission Solar Energy LLC","MSE60A295",295,270.39999999999998]
["Mission Solar Energy LLC","MSE60A300",300,275.10000000000002]
["Mission Solar Energy LLC","MSE60A305",305,279.8]
["Mission Solar Energy LLC","MSE60A310",310,284.5]
["Mission Solar Energy LLC","MSE60A315",315,289.3]
["Mission Solar Energy LLC.","MSE285SQ8T",285,262.10000000000002]
["Mission Solar Energy LLC.","MSE290SQ8K",290,266.7]
["Mission Solar Energy LLC.","MSE290SQ8T",290,266.89999999999998]
["Mission Solar Energy LLC.","MSE295SQ8K",295,271.5]
["Mission Solar Energy LLC.","MSE295SQ8T",295,271.60000000000002]
["Mission Solar Energy LLC.","MSE300SQ8K",300,276.2]
["Mission Solar Energy LLC.","MSE300SQ8T",300,276.3]
["Mission Solar Energy LLC.","MSE305SQ8K",305,280.89999999999998]
["Mission Solar Energy LLC.","MSE305SQ8T",305,281.10000000000002]
["Mission Solar Energy LLC.","MSE310SQ8K",310,285.7]
["Mission Solar Energy LLC.","MSE310SQ8T",310,285.8]
["Mission Solar Energy LLC.","MSE315SQ8K",315,290.39999999999998]
["Mission Solar Energy LLC.","MSE330SO7J",330,302.10000000000002]
["Mission Solar Energy LLC.","MSE330SO9J",330,302.10000000000002]
["Mission Solar Energy LLC.","MSE335SO7J",335,306.8]
["Mission Solar Energy LLC.","MSE335SO9J",335,306.8]
["Mission Solar Energy LLC.","MSE340SO7J",340,311.60000000000002]
["Mission Solar Energy LLC.","MSE340SO9J",340,311.60000000000002]
["Mission Solar Energy LLC.","MSE345SO7J",345,316.3]
["Mission Solar Energy LLC.","MSE345SO9J",345,316.3]
["Mission Solar Energy LLC.","MSE350SO7J",350,321]
["Mission Solar Energy LLC.","MSE350SO9J",350,321]
["Mission Solar Energy LLC.","MSE355SQ7S",355,326.8]
["Mission Solar Energy LLC.","MSE355SQ9S",355,326.8]
["Mission Solar Energy LLC.","MSE360SQ7S",360,331.5]
["Mission Solar Energy LLC.","MSE360SQ9S",360,331.5]
["Mission Solar Energy LLC.","MSE365SQ7S",365,336.2]
["Mission Solar Energy LLC.","MSE365SQ9S",365,336.2]
["Mission Solar Energy LLC.","MSE370SQ7S",370,341]
["Mission Solar Energy LLC.","MSE370SQ9S",370,341]
["Mission Solar Energy LLC.","MSE375SQ7S",375,345.7]
["Mission Solar Energy LLC.","MSE375SQ9S",375,345.7]
["Mission Solar Energy LLC.","MSE380SQ7S",380,350.5]
["Mission Solar Energy LLC.","MSE380SQ9S",380,350.5]
["Mitsubishi Electric","PV-EE120MF5F",120,108.7]
["Mitsubishi Electric","PV-EE125MF5F",125,112.4]
["Mitsubishi Electric","PV-EE130MF5F",130,117]
["Mitsubishi Electric","PV-MF160EB4",160,141.6]
["Mitsubishi Electric","PV-MF165EB4",165,146.1]
["Mitsubishi Electric","PV-MF170EB3",170,150.69999999999999]
["Mitsubishi Electric","PV-MF170EB4",170,150.69999999999999]
["Mitsubishi Electric","PV-MF170UD4",170,151.6]
["Mitsubishi Electric","PV-UD170MF5",170,150.9]
["Mitsubishi Electric","PV-MF175UD4",175,156.1]
["Mitsubishi Electric","PV-UD175MF5",175,157]
["Mitsubishi Electric","PV-MF180UD4",180,160.69999999999999]
["Mitsubishi Electric","PV-UD180MF5",180,161.6]
["Mitsubishi Electric","PV-UD185HA6",185,169.6]
["Mitsubishi Electric","PV-UD185MF5",185,166.2]
["Mitsubishi Electric","PV-UD190HA6",190,174.3]
["Mitsubishi Electric","PV-UD190MF5",190,169.8]
["Mitsubishi Electric","PV-UD195HA6",195,179]
["Mitsubishi Electric","PV-UJ212G6",212,194.5]
["Mitsubishi Electric","PV-UJ218G6",218,200.1]
["Mitsubishi Electric","PV-UJ220GA6",220,198.6]
["Mitsubishi Electric","PV-UJ220GA6-D",220,198.6]
["Mitsubishi Electric","PV-UJ224G6",224,205.7]
["Mitsubishi Electric","PV-UJ225GA6",225,203.2]
["Mitsubishi Electric","PV-UJ225GA6-D",225,203.2]
["Mitsubishi Electric","PV-UJ230GA6",230,207.8]
["Mitsubishi Electric","PV-UJ230GA6-D",230,207.8]
["Mitsubishi Electric","PV-MJU235GB",235,212.6]
["Mitsubishi Electric","PV-UJ235GA6",235,212.4]
["Mitsubishi Electric","PV-UJ235GA6-D",235,212.4]
["Mitsubishi Electric","PV-MJU240GB",240,217.2]
["Mitsubishi Electric","PV-MJU245GB",245,221.9]
["Mitsubishi Electric","PV-MLU250HC",250,225.8]
["Mitsubishi Electric","PV-MLE255HD",255,230.5]
["Mitsubishi Electric","PV-MLU255HC",255,230.5]
["Mitsubishi Electric","PV-MLE260HD",260,235.1]
["Mitsubishi Electric","PV-MLU260HC",260,235.1]
["Mitsubishi Electric","PV-MJE265FB",265,239.3]
["Mitsubishi Electric","PV-MLE265HD",265,239.3]
["Mitsubishi Electric","PV-MLE265HD2",265,238.1]
["Mitsubishi Electric","PV-MJE270FB",270,244]
["Mitsubishi Electric","PV-MLE270HD",270,242.3]
["Mitsubishi Electric","PV-MLE270HD2",270,242.8]
["Mitsubishi Electric","PV-MJE275FB",275,247.6]
["Mitsubishi Electric","PV-MJE275FB-B",275,247.5]
["Mitsubishi Electric","PV-MLE275HD2",275,247.4]
["Mitsubishi Electric","PV-MJE280FB",280,252.2]
["Mitsubishi Electric","PV-MJE280FB-B",280,252.2]
["Mitsubishi Electric","PV-MLE280HD2",280,252.1]
["Moser Baer Photovoltaic","MBPV CAAP 210",210,186.5]
["Moser Baer Photovoltaic","MBPV CAAP BB 210W",210,188.3]
["Moser Baer Photovoltaic","MBPV CAAP 215W",215,191.4]
["Moser Baer Photovoltaic","MBPV CAAP BB 215W",215,192.9]
["Moser Baer Photovoltaic","MBPV CAAP 220",220,195.6]
["Moser Baer Photovoltaic","MBPV CAAP BB 220W",220,197.5]
["Moser Baer Photovoltaic","MBPV CAAP BB 225W",225,202.1]
["Moser Baer Photovoltaic","MBPV CAAP BB 230W",230,206.7]
["Moser Baer Photovoltaic","MBPV CAAP BB 235W",235,207.5]
["Moser Baer Photovoltaic","MBPV CAAP BB 240W",240,212]
["Moser Baer Photovoltaic","MBPV CAAP BB 245W",245,216.6]
["Moser Baer Solar","MBSL eLITE 60 3x 225",225,201.6]
["Moser Baer Solar","MBSL eLITE 60 3x 230",230,206.2]
["Moser Baer Solar","MBSL eLITE 60 3x 235",235,210.9]
["Moser Baer Solar","MBSL eLITE 60 3x 240",240,215.5]
["Moser Baer Solar","MBSL eLITE 60 3x 245",245,220.1]
["Motech Industries","IM54B2-200-wxxyzz",200,175.9]
["Motech Industries","IM54C2-200-wxxyzz",200,178.2]
["Motech Industries","IM54C3-200-wxxyzz",200,178.2]
["Motech Industries","IM54D2-200-wxxyzz",200,178.2]
["Motech Industries","IM54D3-200-wxxyzz",200,178.2]
["Motech Industries","GEPVp-205-MSA",205,183.5]
["Motech Industries","GEPVp-205-MSB",205,183.1]
["Motech Industries","IM54B2-205-wxxyzz",205,180.4]
["Motech Industries","IM54B3-205-wxxyzz",205,179.6]
["Motech Industries","IM54C2-205-wxxyzz",205,182.8]
["Motech Industries","IM54C3-205-wxxyzz",205,182.8]
["Motech Industries","IM54D2-205-wxxyzz",205,182.8]
["Motech Industries","IM54D3-205-wxxyzz",205,182.8]
["Motech Industries","GEPVp-210-MSA",210,188.1]
["Motech Industries","GEPVp-210-MSB",210,187.7]
["Motech Industries","IM54B2-210-wxxyzz",210,185]
["Motech Industries","IM54B3-210-wxxyzz",210,184.1]
["Motech Industries","IM54C2-210-wxxyzz",210,187.4]
["Motech Industries","IM54C3-210-wxxyzz",210,187.4]
["Motech Industries","IM54D2-210-wxxyzz",210,187.4]
["Motech Industries","IM54D3-210-wxxyzz",210,187.4]
["Motech Industries","XS54B3-210-wxxyzz",210,183.5]
["Motech Industries","XS54C3-210-wxxyzz",210,180.9]
["Motech Industries","XS54D3-210-wxxyzz",210,180.9]
["Motech Industries","IM54B2-215-wxxyzz",215,189.5]
["Motech Industries","IM54B3-215-wxxyzz",215,188.6]
["Motech Industries","IM54C2-215-wxxyzz",215,190.4]
["Motech Industries","IM54C3-215-wxxyzz",215,190.4]
["Motech Industries","IM54D2-215-wxxyzz",215,190.4]
["Motech Industries","IM54D3-215-wxxyzz",215,190.4]
["Motech Industries","XS54B3-215-wxxyzz",215,188]
["Motech Industries","XS54C3-215-wxxyzz",215,185.4]
["Motech Industries","XS54D3-215-wxxyzz",215,185.4]
["Motech Industries","IM54B3-220-wxxyzz",220,193.2]
["Motech Industries","IM54C2-220-wxxyzz",220,195]
["Motech Industries","IM54C3-220-wxxyzz",220,195]
["Motech Industries","IM54D2-220-wxxyzz",220,195]
["Motech Industries","IM54D3-220-wxxyzz",220,195]
["Motech Industries","XS54B3-220-wxxyzz",220,192.5]
["Motech Industries","XS54C3-220-wxxyzz",220,189.8]
["Motech Industries","XS54D3-220-wxxyzz",220,189.8]
["Motech Industries","IM54B3-225-wxxyzz",225,197.7]
["Motech Industries","IM54C3-225-wxxyzz",225,199.5]
["Motech Industries","IM54D3-225-wxxyzz",225,199.5]
["Motech Industries","IM60B2-225-wxxyzz",225,197.1]
["Motech Industries","IM60B3-225-wxxyzz",225,197.1]
["Motech Industries","XS54B3-225-wxxyzz",225,197]
["Motech Industries","XS54C3-225-wxxyzz",225,194.3]
["Motech Industries","XS54D3-225-wxxyzz",225,194.3]
["Motech Industries","IM60B2-230-wxxyzz",230,201.6]
["Motech Industries","IM60B3-230-wxxyzz",230,201.6]
["Motech Industries","IM60C3-230-wxxyzz",230,202.2]
["Motech Industries","IM60D3-230-wxxyzz",230,202.2]
["Motech Industries","MTPVp-230-MSB",230,203.4]
["Motech Industries","MTPVp-230-MSC",230,205.4]
["Motech Industries","MTPVp-230-MSD",230,205.4]
["Motech Industries","XS54B3-230-wxxyzz",230,201.6]
["Motech Industries","XS54C3-230-wxxyzz",230,198.8]
["Motech Industries","XS54D3-230-wxxyzz",230,198.8]
["Motech Industries","IM60B2-235-wxxyzz",235,206.1]
["Motech Industries","IM60B3-235-wxxyzz",235,206.1]
["Motech Industries","IM60C2-235-wxxyzz",235,208.2]
["Motech Industries","IM60C3-235-wxxyzz",235,206.7]
["Motech Industries","IM60D2-235-wxxyzz",235,208.2]
["Motech Industries","IM60D3-235-wxxyzz",235,206.7]
["Motech Industries","MTPVp-235-MSB",235,208]
["Motech Industries","MTPVp-235-MSC",235,210]
["Motech Industries","MTPVp-235-MSD",235,210]
["Motech Industries","XS54C3-235-wxxyzz",235,203.3]
["Motech Industries","XS60B3-235-wxxyzz",235,204]
["Motech Industries","XS60C3-235-wxxyzz",235,206.9]
["Motech Industries","XS60D3-235-wxxyzz",235,204]
["Motech Industries","IM60B2-240-wxxyzz",240,210.6]
["Motech Industries","IM60B3-240-wxxyzz",240,212.6]
["Motech Industries","IM60C2-240-wxxyzz",240,212.8]
["Motech Industries","IM60C3-240-wxxyzz",240,211.3]
["Motech Industries","IM60D2-240-wxxyzz",240,212.8]
["Motech Industries","IM60D3-240-wxxyzz",240,211.3]
["Motech Industries","MTPVp-240-MSB",240,212.6]
["Motech Industries","MTPVp-240-MSC",240,214.6]
["Motech Industries","MTPVp-240-MSD",240,214.6]
["Motech Industries","XS60B3-240-wxxyzz",240,208.5]
["Motech Industries","XS60C3-240-wxxyzz",240,211.5]
["Motech Industries","XS60D3-240-wxxyzz",240,208.5]
["Motech Industries","IM60B2-245-wxxyzz",245,215.2]
["Motech Industries","IM60B3-245-wxxyzz",245,217.1]
["Motech Industries","IM60C2-245-wxxyzz",245,217.3]
["Motech Industries","IM60C3-245-wxxyzz",245,215.8]
["Motech Industries","IM60D2-245-wxxyzz",245,217.3]
["Motech Industries","IM60D3-245-wxxyzz",245,215.8]
["Motech Industries","MTPVp-245-MSB",245,217.1]
["Motech Industries","MTPVp-245-MSC",245,219.2]
["Motech Industries","MTPVp-245-MSD",245,219.2]
["Motech Industries","XS60B3-245-wxxyzz",245,216.4]
["Motech Industries","XS60C3-245-wxxyzz",245,216]
["Motech Industries","XS60D3-245-wxxyzz",245,213]
["Motech Industries","IM60B3-250-wxxyzz",250,227.2]
["Motech Industries","IM60C2-250-wxxyzz",250,221.9]
["Motech Industries","IM60C3-250-wxxyzz",250,228.4]
["Motech Industries","IM60D2-250-wxxyzz",250,221.9]
["Motech Industries","IM60D3-250-wxxyzz",250,228.4]
["Motech Industries","XS60B3-250-wxxyzz",250,221]
["Motech Industries","XS60C3-250-wxxyzz",250,223.6]
["Motech Industries","XS60D3-250-wxxyzz",250,223.6]
["Motech Industries","IM60B3-255-wxxyzz",255,231.9]
["Motech Industries","IM60C3-255-wxxyzz",255,233.1]
["Motech Industries","IM60D3-255-wxxyzz",255,233.1]
["Motech Industries","XS60B3-255-wxxyzz",255,225.6]
["Motech Industries","XS60C3-255-wxxyzz",255,228.2]
["Motech Industries","XS60D3-255-wxxyzz",255,228.2]
["Motech Industries","IM60B3-260-wxxyzz",260,236.5]
["Motech Industries","IM60C3-260-wxxyzz",260,237.7]
["Motech Industries","IM60D3-260-wxxyzz",260,237.7]
["Motech Industries","XS60B3-260-wxxyzz",260,230.1]
["Motech Industries","XS60C3-260-wxxyzz",260,232.8]
["Motech Industries","XS60D3-260-wxxyzz",260,232.8]
["Motech Industries","IM60B3-265-wxxyzz",265,241.2]
["Motech Industries","IM60C3-265-wxxyzz",265,242.4]
["Motech Industries","IM60D3-265-wxxyzz",265,242.4]
["Motech Industries","XS60B3-265-wxxyzz",265,234.7]
["Motech Industries","XS60C3-265-wxxyzz",265,237.4]
["Motech Industries","XS60D3-265-wxxyzz",265,237.4]
["Motech Industries","IM60B3-270-wxxyzz",270,245.9]
["Motech Industries","IM60C3-270-wxxyzz",270,247.1]
["Motech Industries","IM60D3-270-wxxyzz",270,247.1]
["Motech Industries","XS60C3-270-wxxyzz",270,242.1]
["Motech Industries","XS60D3-270-wxxyzz",270,242.1]
["Motech Industries","IM72C2-280-wxxyzz",280,248.8]
["Motech Industries","IM72C3-280-wxxyzz",280,248.6]
["Motech Industries","IM72D2-280-wxxyzz",280,248.8]
["Motech Industries","IM72D3-280-wxxyzz",280,248.6]
["Motech Industries","MTPVp-280-MSC",280,249.9]
["Motech Industries","IM72C2-285-wxxyzz",285,253.4]
["Motech Industries","IM72C3-285-wxxyzz",285,253.2]
["Motech Industries","IM72D2-285-wxxyzz",285,253.4]
["Motech Industries","IM72D3-285-wxxyzz",285,253.2]
["Motech Industries","MTPVp-285-MSC",285,254.5]
["Motech Industries","XS72C3-285-wxxyzz",285,252.6]
["Motech Industries","XS72D3-285-wxxyzz",285,252.6]
["Motech Industries","IM72C2-290-wxxyzz",290,258]
["Motech Industries","IM72C3-290-wxxyzz",290,257.8]
["Motech Industries","IM72D2-290-wxxyzz",290,258]
["Motech Industries","IM72D3-290-wxxyzz",290,257.8]
["Motech Industries","MTPVp-290-MSC",290,259.10000000000002]
["Motech Industries","XS72C3-290-wxxyzz",290,257.2]
["Motech Industries","XS72D3-290-wxxyzz",290,257.2]
["Motech Industries","IM72C2-295-wxxyzz",295,262.60000000000002]
["Motech Industries","IM72C3-295-wxxyzz",295,262.3]
["Motech Industries","IM72D2-295-wxxyzz",295,262.60000000000002]
["Motech Industries","IM72D3-295-wxxyzz",295,262.3]
["Motech Industries","MTPVp-295-MSC",295,263.7]
["Motech Industries","XS72C3-295-wxxyzz",295,261.7]
["Motech Industries","XS72D3-295-wxxyzz",295,261.7]
["Motech Industries","IM72C3-300-wxxyzz",300,269.8]
["Motech Industries","IM72D3-300-wxxyzz",300,269.8]
["Motech Industries","XS72C3-300-wxxyzz",300,267.89999999999998]
["Motech Industries","XS72D3-300-wxxyzz",300,267.89999999999998]
["Motech Industries","IM72C3-305-wxxyzz",305,274.5]
["Motech Industries","IM72D3-305-wxxyzz",305,274.5]
["Motech Industries","XS72C3-305-wxxyzz",305,272.5]
["Motech Industries","XS72D3-305-wxxyzz",305,272.5]
["Motech Industries","IM72C3-310-wxxyzz",310,279.10000000000002]
["Motech Industries","IM72D3-310-wxxyzz",310,279.10000000000002]
["Motech Industries","XS72C3-310-wxxyzz",310,277.10000000000002]
["Motech Industries","XS72D3-310-wxxyzz",310,277.10000000000002]
["Motech Industries","IM72C3-315-wxxyzz",315,283.7]
["Motech Industries","IM72D3-315-wxxyzz",315,283.7]
["Motech Industries","XS72C3-315-wxxyzz",315,281.7]
["Motech Industries","XS72D3-315-wxxyzz",315,281.7]
["Motech Industries","IM72C3-320-wxxyzz",320,288.39999999999998]
["Motech Industries","IM72D3-320-wxxyzz",320,288.39999999999998]
["Motech Industries","XS72C3-320-wxxyzz",320,286.3]
["Motech Industries","XS72D3-320-wxxyzz",320,286.3]
["Motech Industries","IM72C3-325-wxxyzz",325,293]
["Motech Industries","IM72D3-325-wxxyzz",325,293]
["Motech Industries","XS72C3-325-wxxyzz",325,290.89999999999998]
["Motech Industries","XS72D3-325-wxxyzz",325,290.89999999999998]
["Motech Industries","IM72C3-330-wxxyzz",330,297.7]
["Motech Industries","IM72D3-330-wxxyzz",330,297.7]
["Motech Industries","XS72C3-330-wxxyzz",330,295.60000000000002]
["Motech Industries","XS72D3-330-wxxyzz",330,295.60000000000002]
["Mundra Solar PV Ltd.","ASM-6-AB-PERC-285",285,259.7]
["Mundra Solar PV Ltd.","ASM-6-B-PERC-285",285,259.89999999999998]
["Mundra Solar PV Ltd.","ASM-6-AB-PERC-290",290,264.39999999999998]
["Mundra Solar PV Ltd.","ASM-6-B-PERC-290",290,264.60000000000002]
["Mundra Solar PV Ltd.","ASM-6-AB-PERC-295",295,269.10000000000002]
["Mundra Solar PV Ltd.","ASM-6-B-PERC-295",295,269.3]
["Mundra Solar PV Ltd.","ASM-6-AB-PERC-300",300,273.8]
["Mundra Solar PV Ltd.","ASM-6-B-PERC-300",300,274]
["Mundra Solar PV Ltd.","ASP-7-300",300,270.39999999999998]
["Mundra Solar PV Ltd.","ASM-6-AB-PERC-305",305,278.5]
["Mundra Solar PV Ltd.","ASM-6-B-PERC-305",305,278.7]
["Mundra Solar PV Ltd.","ASP-7-305",305,275]
["Mundra Solar PV Ltd.","ASM-6-AB-PERC-310",310,283.2]
["Mundra Solar PV Ltd.","ASM-6-B-PERC-310",310,283.39999999999998]
["Mundra Solar PV Ltd.","ASP-7-310",310,279.60000000000002]
["Mundra Solar PV Ltd.","ASP - 7 - 315",315,284.3]
["Mundra Solar PV Ltd.","ASM-7-PERC-320",320,290]
["Mundra Solar PV Ltd.","ASP-7-320",320,288.89999999999998]
["Mundra Solar PV Ltd.","ASM-7-PERC-325",325,294.60000000000002]
["Mundra Solar PV Ltd.","ASP-7-325",325,293.60000000000002]
["Mundra Solar PV Ltd.","ASM-7-PERC-330",330,299.3]
["Mundra Solar PV Ltd.","ASP-7-330",330,295.7]
["Mundra Solar PV Ltd.","ASM - 7 - PERC - 335",335,304]
["Mundra Solar PV Ltd.","ASP-7-335",335,300.39999999999998]
["Mundra Solar PV Ltd.","ASM-7-PERC-340",340,308.60000000000002]
["Mundra Solar PV Ltd.","ASP-7-340",340,305]
["Mundra Solar PV Ltd.","ASM-7-PERC-345",345,313.3]
["Mundra Solar PV Ltd.","ASP-7-345",345,309.60000000000002]
["Mundra Solar PV Ltd.","ASM-7-PERC-350",350,318]
["Mundra Solar PV Ltd.","ASP-7-350",350,314.3]
["Mundra Solar PV Ltd.","ASM-7-PERC-355",355,318.5]
["Mundra Solar PV Ltd.","ASM-7-PERC-360",360,323.10000000000002]
["Mundra Solar PV Ltd.","ASM-7-PERC-365",365,327.7]
["Mundra Solar PV Ltd.","ASM-7-PERC-370",370,332.4]
["Mundra Solar PV Ltd.","ASM-7-PERC-375",375,337]
["MX Solar USA","MX60-220",220,194.6]
["MX Solar USA","MX60-225",225,200.5]
["MX Solar USA","MX60-230",230,205]
["MX Solar USA","MX60-235",235,209.6]
["MX Solar USA","MX60-240",240,214.3]
["MX Solar USA","MX60-245",245,218.9]
["Nanjing Daqo New Energy","DQ180MFAb",180,153.9]
["Nanjing Daqo New Energy","DQ185MFAb",185,158.4]
["Nanjing Daqo New Energy","DQ190MFAb",190,162.80000000000001]
["Nanjing Daqo New Energy","DQ190PSBb",190,169.7]
["Nanjing Daqo New Energy","DQ195PSBb",195,174.3]
["Nanjing Daqo New Energy","DQ200PSBb",200,178.9]
["Nanjing Daqo New Energy","DQ205PSBb",205,183.5]
["Nanjing Daqo New Energy","DQ210PSBb",210,188.1]
["Nanjing Daqo New Energy","DQ220PSCb",220,196.8]
["Nanjing Daqo New Energy","DQ225PSCb",225,201.4]
["Nanjing Daqo New Energy","DQ230PSCb",230,206]
["Nanjing Daqo New Energy","DQ235PSCb",235,210.6]
["Nanjing Daqo New Energy","DQ240PSCb",240,215.2]
["Nanosolar","Nanosolar Utility Panel 200W",200,175]
["Nantong Qiangsheng Photovoltaic Technology","QS85EGF",85,80.3]
["Nantong Qiangsheng Photovoltaic Technology","QS90EGF",90,85]
["NexPower Technology","NH-100UT_3A",95,90]
["NexPower Technology","NH-100UX 3A",95,90.7]
["NexPower Technology","NH-100UT_4A",100,94.8]
["NexPower Technology","NH-100UX 4A",100,95.5]
["NexPower Technology","NH-100UT_5A",105,99.5]
["NexPower Technology","NH-100UX 5A",105,100.3]
["NexPower Technology","NH-100UT_6A",110,104.3]
["NexPower Technology","NT-125UX",125,117.5]
["NexPower Technology","NT-130UX",130,122.3]
["NexPower Technology","NT-135UX",135,127]
["NexPower Technology","NT-140UX",140,130.6]
["NexPower Technology","NT-145UX",145,135.30000000000001]
["NexPower Technology","NT-150",150,136.80000000000001]
["NexPower Technology","NT-155",155,141.4]
["NexPower Technology","NT-160",160,146.1]
["Next Energy Alliance LLC","NEA265M-60",265,238.1]
["Next Energy Alliance LLC","NEA270M-60",270,242.7]
["Next Energy Alliance LLC","NEA275M-60",275,247.3]
["Next Energy Alliance LLC","NEA280M-60",280,252]
["Next Energy Alliance LLC","NEA285M-60",285,256.60000000000002]
["Next Energy Alliance LLC","NEA290M-60",290,261.3]
["Next Energy Alliance LLC","NEA295M-60",295,265.89999999999998]
["Next Energy Alliance LLC","NEA300M-60",300,270.60000000000002]
["Next Energy Alliance LLC","NEA305M-60",305,280.2]
["Next Energy Alliance LLC","NEA310M-60",310,285]
["Next Energy Alliance LLC","NEA315M-60",315,289.7]
["Next Energy Alliance LLC","NEA320M-60",320,294.39999999999998]
["Next Energy Alliance LLC","NEA365M-72",365,335.4]
["Next Energy Alliance LLC","NEA370M-72",370,340.1]
["Next Energy Alliance LLC","NEA375M-72",375,344.9]
["Next Energy Alliance LLC","NEA380M-72",380,349.6]
["Next Energy Alliance LLC","NEA385M-72",385,354.4]
["Next Solar Systems","NXT18m",180,164]
["Next Solar Systems","NXT20e",200,177.1]
["NICOR","NS-H115M54-01",115,103.2]
["NICOR","NS-H120M54-01",120,107.8]
["NICOR","NS-H125M54-01",125,112.4]
["NICOR","NS-H160M72-01",160,143.5]
["NICOR","NS-H165M72-01",165,148]
["NICOR","NS-H170M72-01",170,152.6]
["NICOR","NS-H175M72-01",175,156.1]
["NICOR","NS-H180M72-01",180,160.69999999999999]
["NICOR","NS-H185M72-01",185,165.3]
["NICOR","NS-H190M72-01",190,170.8]
["NICOR","NS-H195M72-01",195,175.5]
["NICOR","NS-H200M72-01",200,180.1]
["NICOR","NS-H200P60-01",200,179.8]
["NICOR","NS-H205P60-01",205,184.4]
["NICOR","NS-H210P60-01",210,189]
["NICOR","NS-H215P60-01",215,193.6]
["NICOR","NS-H220P60-01",220,198.2]
["NICOR","NS-H225P60-01",225,201.6]
["NICOR","NS-H230P60-01",230,206.2]
["NICOR","NS-H235P60-01",235,210.8]
["NICOR","NS-H240P60-01",240,215.4]
["Ningbo Best Solar Energy Technology","B155(35)P1580X800",155,133.30000000000001]
["Ningbo Best Solar Energy Technology","B160(35)P1580X800",160,137.69999999999999]
["Ningbo Best Solar Energy Technology","B165(35)P1580X800",165,142.19999999999999]
["Ningbo Best Solar Energy Technology","B175(35)P1580X800",175,151.1]
["Ningbo Best Solar Energy Technology","B180(35)P1580X800",180,155.5]
["Ningbo Maxsolar","MP-150WP",150,131.69999999999999]
["Ningbo Maxsolar","MP-155WP",155,136.19999999999999]
["Ningbo Maxsolar","MP-160WP",160,140.69999999999999]
["Ningbo Maxsolar","MP-165WP",165,145.19999999999999]
["Ningbo Maxsolar","MP-170WP",170,149.69999999999999]
["Ningbo Maxsolar","MP-175WP",175,154.19999999999999]
["Ningbo Maxsolar","MP-180WP",180,158.80000000000001]
["Ningbo Qixin Solar Electrical Appliance","SL160UL-36M",160,143.30000000000001]
["Ningbo Qixin Solar Electrical Appliance","SL165UL-36M",165,147.9]
["Ningbo Qixin Solar Electrical Appliance","SL170UL-36M",170,152.5]
["Ningbo Qixin Solar Electrical Appliance","SL180UL-36M",180,161.69999999999999]
["Ningbo Qixin Solar Electrical Appliance","SL185UL-36M",185,166.3]
["Ningbo Qixin Solar Electrical Appliance","SL210UL-30P",210,188.1]
["Ningbo Qixin Solar Electrical Appliance","SL215UL-30P",215,192.6]
["Ningbo Qixin Solar Electrical Appliance","SL220UL-30P",220,197.2]
["Ningbo Qixin Solar Electrical Appliance","SL220UL-48M",220,195.5]
["Ningbo Qixin Solar Electrical Appliance","SL225UL-30P",225,201.8]
["Ningbo Qixin Solar Electrical Appliance","SL225UL-48M",225,200.1]
["Ningbo Qixin Solar Electrical Appliance","SL230UL-30P",230,206.4]
["Ningbo Qixin Solar Electrical Appliance","SL230UL-48M",230,204.7]
["Ningbo Qixin Solar Electrical Appliance","SL235UL-30P",235,211]
["Ningbo Qixin Solar Electrical Appliance","SL235UL-48M",235,209.2]
["Ningbo Qixin Solar Electrical Appliance","SL240UL-48M",240,213.8]
["Ningbo Qixin Solar Electrical Appliance","SL245UL-48M",245,218.4]
["Ningbo Qixin Solar Electrical Appliance","SL250UL-36M",250,222.1]
["Ningbo Qixin Solar Electrical Appliance","SL250UL-48M",250,223]
["Ningbo Qixin Solar Electrical Appliance","SL255UL-36M",255,226.7]
["Ningbo Qixin Solar Electrical Appliance","SL260UL-36M",260,231.6]
["Ningbo Qixin Solar Electrical Appliance","SL265UL-36M",265,236.1]
["Ningbo Qixin Solar Electrical Appliance","SL270UL-36M",270,240.7]
["Ningbo Qixin Solar Electrical Appliance","SL275UL-36M",275,245.3]
["Ningbo Qixin Solar Electrical Appliance","SL280UL-36M",280,249.9]
["Ningbo Solar Electric Power","TDB125x125-72-P 150W",150,133.19999999999999]
["Ningbo Solar Electric Power","TPB125x125-72-P 150W",150,135.1]
["Ningbo Solar Electric Power","TDB125x125-72-P 155W",155,137.69999999999999]
["Ningbo Solar Electric Power","TPB125x125-72-P 155W",155,139.69999999999999]
["Ningbo Solar Electric Power","TDB125x125-72-P 160W",160,142.30000000000001]
["Ningbo Solar Electric Power","TPB125x125-72-P 160W",160,144.30000000000001]
["Ningbo Solar Electric Power","TDB125x125-72-P 165W",165,146.80000000000001]
["Ningbo Solar Electric Power","TPB125x125-72-P 165W",165,149]
["Ningbo Solar Electric Power","TDB125x125-72-P 170W",170,151.4]
["Ningbo Solar Electric Power","TPB125x125-72-P 170W",170,153.6]
["Ningbo Solar Electric Power","TDB125x125-72-P 175W",175,155.9]
["Ningbo Solar Electric Power","TPB125x125-72-P 175W",175,158.19999999999999]
["Ningbo Solar Electric Power","TDB125x125-72-P 180W",180,160.5]
["Ningbo Solar Electric Power","TPB125x125-72-P 180W",180,162.80000000000001]
["Ningbo Solar Electric Power","TPB156x156-54-P 180W",180,160.6]
["Ningbo Solar Electric Power","TPB156x156-54-P 185W",185,165.2]
["Ningbo Solar Electric Power","TPB156x156-54-P 190W",190,169.8]
["Ningbo Solar Electric Power","TPB156x156-54-P 195W",195,174.3]
["Ningbo Solar Electric Power","TPB125x125-96-P 200W",200,175.7]
["Ningbo Solar Electric Power","TPB156x156-54-P 200W",200,178.9]
["Ningbo Solar Electric Power","TPB156x156-60-P 200W",200,178.5]
["Ningbo Solar Electric Power","TPB156x156-60-P 205W",205,183]
["Ningbo Solar Electric Power","TPB125x125-96-P 210W",210,184.7]
["Ningbo Solar Electric Power","TPB156x156-60-P 210W",210,187.6]
["Ningbo Solar Electric Power","TPB156x156-60-P 215W",215,192.2]
["Ningbo Solar Electric Power","TPB125x125-96-P 220W",220,193.7]
["Ningbo Solar Electric Power","TPB156x156-60-P 220W",220,196.8]
["Ningbo Solar Electric Power","TPB156x156-60-P 225W",225,201.4]
["Ningbo Solar Electric Power","TPB125x125-96-P 230W",230,202.8]
["Ningbo Solar Electric Power","TPB156x156-60-P 230W",230,206]
["Ningbo Solar Electric Power","TPB156x156-72-P 230W",230,205.1]
["Ningbo Solar Electric Power","TPB125x125-96-P 240W",240,211.9]
["Ningbo Solar Electric Power","TPB156x156-72-P 240W",240,214.2]
["Ningbo Solar Electric Power","TPB156x156-72-P 250W",250,223.3]
["Ningbo Solar Electric Power","TPB156x156-72-P 255W",255,227.9]
["Ningbo Solar Electric Power","TPB156x156-72-P 260W",260,232.5]
["Ningbo Solar Electric Power","TPB156x156-72-P 270W",270,241.7]
["Ningbo Solar Electric Power","TPB156x156-72-P 280W",280,250.9]
["Ningbo Ulica Solar Science & Technology","165(35) D UL811x1581",165,142.69999999999999]
["Ningbo Ulica Solar Science & Technology","UL-180D",180,162.5]
["Ningbo Ulica Solar Science & Technology","UL-185D",185,167.1]
["Ningbo Ulica Solar Science & Technology","UL-190D",190,171.8]
["Ningbo Ulica Solar Science & Technology","230(35) D UL997x1953",230,201.8]
["Ningbo Ulica Solar Science & Technology","UL-230D",230,207.7]
["Ningbo Ulica Solar Science & Technology","UL-230P",230,207]
["Ningbo Ulica Solar Science & Technology","UL-235D",235,212.4]
["Ningbo Ulica Solar Science & Technology","UL-235P",235,211.6]
["Ningbo Ulica Solar Science & Technology","UL-240D",240,217]
["Ningbo Ulica Solar Science & Technology","UL-240D-96",240,216.6]
["Ningbo Ulica Solar Science & Technology","UL-240P",240,216.3]
["Ningbo Ulica Solar Science & Technology","UL-245D",245,221.7]
["Ningbo Ulica Solar Science & Technology","UL-245D-96",245,221.3]
["Ningbo Ulica Solar Science & Technology","UL-245P",245,220.9]
["Ningbo Ulica Solar Science & Technology","UL-250D",250,226.3]
["Ningbo Ulica Solar Science & Technology","UL-250D-96",250,225.9]
["Ningbo Ulica Solar Science & Technology","UL-250P",250,225.5]
["Ningbo Ulica Solar Science & Technology","UL-255D-96",255,230.5]
["Ningbo Ulica Solar Science & Technology","UL-260D-96",260,235.2]
["Ningbo Ulica Solar Science & Technology","UL-275D",275,250.3]
["Ningbo Ulica Solar Science & Technology","UL-275P",275,249.5]
["Ningbo Ulica Solar Science & Technology","UL-280D",280,255]
["Ningbo Ulica Solar Science & Technology","UL-280P",280,254.2]
["Ningbo Ulica Solar Science & Technology","UL-285D",285,259.7]
["Ningbo Ulica Solar Science & Technology","UL-285P",285,258.89999999999998]
["Ningbo Ulica Solar Science & Technology","UL-290D",290,264.39999999999998]
["Ningbo Ulica Solar Science & Technology","UL-290P",290,263.60000000000002]
["Ningbo Ulica Solar Science & Technology","UL-295D",295,269.10000000000002]
["Ningbo Ulica Solar Science & Technology","UL-295P",295,268.3]
["Ningbo Ulica Solar Science & Technology","UL-300D",300,271.2]
["Ningxia Yinxing Energy Photovoltaic Equipment Manufacturing","YXGF-180M72",180,162.4]
["Ningxia Yinxing Energy Photovoltaic Equipment Manufacturing","YXGF-185M72",185,167.1]
["Ningxia Yinxing Energy Photovoltaic Equipment Manufacturing","YXGF-190M72",190,171.7]
["Ningxia Yinxing Energy Photovoltaic Equipment Manufacturing","YXGF-195M72",195,176.3]
["Ningxia Yinxing Energy Photovoltaic Equipment Manufacturing","YXGF-200M72",200,181]
["Ningxia Yinxing Energy Photovoltaic Equipment Manufacturing","YXGF-205M72",205,185.6]
["Ningxia Yinxing Energy Photovoltaic Equipment Manufacturing","YXGF-210M72",210,190.3]
["Ningxia Yinxing Energy Photovoltaic Equipment Manufacturing","YXGF-230P60",230,206.4]
["Ningxia Yinxing Energy Photovoltaic Equipment Manufacturing","YXGF-235P60",235,211]
["Ningxia Yinxing Energy Photovoltaic Equipment Manufacturing","YXGF-240P60",240,215.6]
["Ningxia Yinxing Energy Photovoltaic Equipment Manufacturing","YXGF-245P60",245,220.2]
["Ningxia Yinxing Energy Photovoltaic Equipment Manufacturing","YXGF-250P60",250,224.8]
["Ningxia Yinxing Energy Photovoltaic Equipment Manufacturing","YXGF-255P60",255,229.5]
["Ningxia Yinxing Energy Photovoltaic Equipment Manufacturing","YXGF-275P72",275,246.8]
["Ningxia Yinxing Energy Photovoltaic Equipment Manufacturing","YXGF-280P72",280,251.4]
["Ningxia Yinxing Energy Photovoltaic Equipment Manufacturing","YXGF-285P72",285,256]
["Ningxia Yinxing Energy Photovoltaic Equipment Manufacturing","YXGF-290M72",290,260.2]
["Ningxia Yinxing Energy Photovoltaic Equipment Manufacturing","YXGF-290P72",290,260.60000000000002]
["Ningxia Yinxing Energy Photovoltaic Equipment Manufacturing","YXGF-295M72",295,264.8]
["Ningxia Yinxing Energy Photovoltaic Equipment Manufacturing","YXGF-295P72",295,265.2]
["Ningxia Yinxing Energy Photovoltaic Equipment Manufacturing","YXGF-300M72",300,269.5]
["Ningxia Yinxing Energy Photovoltaic Equipment Manufacturing","YXGF-300P72",300,269.89999999999998]
["Ningxia Yinxing Energy Photovoltaic Equipment Manufacturing","YXGF-305M72",305,274.10000000000002]
["Ningxia Yinxing Energy Photovoltaic Equipment Manufacturing","YXGF-305P72",305,274.5]
["Nu-Cell Technologies","NCT250-5M812",250,218.7]
["Nu-Cell Technologies","NCT255-5M812",255,223.2]
["Nu-Cell Technologies","NCT260-5M812",260,227.7]
["Nu-Cell Technologies","NCT265-5M812",265,232.3]
["Nu-Cell Technologies","NCT270-5M812",270,236.8]
["Nu-Cell Technologies","NCT270-6M612",270,239.9]
["Nu-Cell Technologies","NCT275-6M612",275,244.5]
["Nu-Cell Technologies","NCT280-6M612",280,249.1]
["Nu-Cell Technologies","NCT285-6M612",285,253.6]
["Nu-Cell Technologies","NCT290-6M612",290,258.2]
["Nusun Solar","NS280-6M7",280,245.5]
["NuvoSun","FL0912-90",90,75.8]
["NuvoSun","FL0912-95",95,80.099999999999994]
["NuvoSun","FL0912-100",100,84.4]
["NuvoSun","FL0912-105",105,88.8]
["NuvoSun","FL0432-110",110,92.9]
["NuvoSun","FL0912-110",110,93.1]
["NuvoSun","FL0432-115",115,97.2]
["NuvoSun","FL0912-115",115,97.5]
["NuvoSun","FL0432-120",120,101.6]
["NuvoSun","FL0432-125",125,105.9]
["NuvoSun","FL0432-130",130,110.3]
["NuvoSun","FL0927-230",230,194.2]
["NuvoSun","FL0927-240",240,202.8]
["NuvoSun","FL0927-250",250,211.5]
["NuvoSun","FL0927-260",260,220.2]
["NuvoSun","FL0927-270",270,228.9]
["NuvoSun","FL0927-280",280,237.6]
["NuvoSun","FL0927-290",290,246.4]
["NuvoSun","FL1132-350",350,283]
["NuvoSun","FL1132-360",360,291.3]
["NuvoSun","FL1132-370",370,299.7]
["NuvoSun","FL1132-380",380,308.10000000000002]
["NuvoSun","FL1132-390",390,316.5]
["NuvoSun","FL1132-400",400,324.89999999999998]
["NuvoSun","FL1132-410",410,333.3]
["NuvoSun","FL1132-420",420,341.8]
["NuvoSun","FL1132-430",430,350.3]
["NuvoSun","FL1132-440",440,358.7]
["ONYX SOLAR ENERGY S.L.","ONYX G/G M06666",291,256.60000000000002]
["Orb Energy Private Limited","Orb345M72-15",345,316.60000000000002]
["Orb Energy Private Limited","Orb350M72-15",350,321.3]
["Orb Energy Private Limited","Orb355M72-15",355,326]
["Orb Energy Private Limited","Orb360M72-15",360,330.7]
["Orb Energy Private Limited","Orb365M72-15",365,335.5]
["Orb Energy Private Limited","Orb370M72-15",370,340.2]
["Orb Energy Private Limited","Orb375M72-15",375,344.9]
["Orb Energy Private Limited","Orb380M72-15",380,349.7]
["Panasonic Eco Solutions Canada","PE240M-BBB",240,212.7]
["Panasonic Eco Solutions Canada","PE240P-BBB",240,215.3]
["Panasonic Eco Solutions Canada","PE245M-BBB",245,217.3]
["Panasonic Eco Solutions Canada","PE245P-BBB",245,219.9]
["Panasonic Eco Solutions Canada","PE250M-BBB",250,221.9]
["Panasonic Eco Solutions Canada","PE250P-BBB",250,224.5]
["Panasonic Eco Solutions Canada","PE255M-BBB",255,226.4]
["Panasonic Eco Solutions Canada","PE255P-BBB",255,229.1]
["Panasonic Eco Solutions Canada","PE260M-BBB",260,231]
["Panasonic Eco Solutions Canada","PE290M-BBB",290,254.7]
["Panasonic Eco Solutions Canada","PE290P-BBB",290,260.2]
["Panasonic Eco Solutions Canada","PE295M-BBB",295,259.3]
["Panasonic Eco Solutions Canada","PE295P-BBB",295,264.8]
["Panasonic Eco Solutions Canada","PE300M-BBB",300,263.8]
["Panasonic Eco Solutions Canada","PE300P-BBB",300,269.39999999999998]
["Panasonic Eco Solutions Canada","PE305M-BBB",305,268.39999999999998]
["Panasonic Eco Solutions Canada","PE305P-BBB",305,274.10000000000002]
["Panasonic Eco Solutions Canada","PE310M-BBB",310,272.89999999999998]
["Panasonic Eco Solutions Canada","PE310P-BBB",310,278.7]
["Panasonic Eco Solutions Canada","PE315M-BBB",315,277.5]
["Panasonic Eco Solutions Canada","PE320M-BBB",320,282]
["PEIMAR","SG160M",160,141.5]
["PEIMAR","SG165M",165,146]
["PEIMAR","SG170M",170,150.5]
["PEIMAR","SG175M",175,155.1]
["PEIMAR","SG180M",180,159.6]
["PEIMAR","SG185M",185,164.2]
["PEIMAR","SG190M",190,168.8]
["PEIMAR","SG195M",195,173.4]
["PEIMAR","SG200M",200,178]
["PEIMAR","SG205P",205,182.3]
["PEIMAR","SG210P",210,186.9]
["PEIMAR","SG215P",215,191.5]
["PEIMAR","SG220M",220,197.6]
["PEIMAR","SG220P",220,196]
["PEIMAR","SG225M",225,202.2]
["PEIMAR","SG225P",225,200.6]
["PEIMAR","SG230M",230,206.8]
["PEIMAR","SG230P",230,205.2]
["PEIMAR","SG235M",235,211.4]
["PEIMAR","SG235P",235,209.8]
["PEIMAR","SG240M",240,216]
["PEIMAR","SG240P",240,214.4]
["PEIMAR","SG245M",245,220.6]
["PEIMAR","SG245P",245,219]
["PEIMAR","SG250M",250,225.3]
["PEIMAR","SG250P",250,223.6]
["PEIMAR","SG255M",255,229.9]
["PEIMAR","SG255P",255,231]
["PEIMAR","SG255P-72",255,227.1]
["PEIMAR","SG260M",260,234.5]
["PEIMAR","SG260P",260,235.7]
["PEIMAR","SG260P-72",260,231.6]
["PEIMAR","SG265M",265,239.2]
["PEIMAR","SG265P",265,240.4]
["PEIMAR","SG265P-72",265,236.2]
["PEIMAR","OS270M",270,242]
["PEIMAR","SG270M",270,243.8]
["PEIMAR","SG270P",270,245]
["PEIMAR","SG270P-72",270,240.8]
["PEIMAR","OS275M",275,246.6]
["PEIMAR","SG275M",275,248.5]
["PEIMAR","SG275P",275,249.7]
["PEIMAR","SG275P-72",275,245.4]
["PEIMAR","OS280M",280,251.2]
["PEIMAR","SG280M",280,251.2]
["PEIMAR","SG280P",280,249.9]
["PEIMAR","SG280P-72",280,249.9]
["PEIMAR","OS285M",285,255.8]
["PEIMAR","SG285M",285,255.8]
["PEIMAR","SG285P",285,254.5]
["PEIMAR","SG285P-72",285,254.5]
["PEIMAR","OS290M",290,260.5]
["PEIMAR","SG290M",290,260.5]
["PEIMAR","SG290P",290,259.10000000000002]
["PEIMAR","SG290P-72",290,259.10000000000002]
["PEIMAR","OS295M",295,265.10000000000002]
["PEIMAR","SG295M",295,265.10000000000002]
["PEIMAR","SG295P",295,263.7]
["PEIMAR","SG295P-72",295,263.7]
["PEIMAR","OS300M",300,269.7]
["PEIMAR","SG300M",300,269.7]
["PEIMAR","SG300P",300,268.3]
["PEIMAR","SG300P-72",300,268.3]
["PEIMAR","OS305M",305,274.3]
["PEIMAR","SG305M",305,274.3]
["PEIMAR","SG305P",305,276.39999999999998]
["PEIMAR","SG305P-72",305,276.39999999999998]
["PEIMAR","OS310M",310,278.89999999999998]
["PEIMAR","SG310M",310,278.89999999999998]
["PEIMAR","SG310P",310,281]
["PEIMAR","SG310P-72",310,281]
["PEIMAR","OS315M",315,283.60000000000002]
["PEIMAR","SG315M",315,283.60000000000002]
["PEIMAR","SG315P",315,285.7]
["PEIMAR","SG315P-72",315,285.7]
["PEIMAR","OS320M",320,288.2]
["PEIMAR","SG320M",320,288.2]
["PEIMAR","SG320P",320,290.3]
["PEIMAR","SG320P-72",320,290.3]
["PEIMAR","OS325M",325,292.89999999999998]
["PEIMAR","SG325M",325,292.89999999999998]
["PEIMAR","SG325P",325,295]
["PEIMAR","SG325P-72",325,295]
["PEIMAR","OS330M",330,297.5]
["PEIMAR","SG330M",330,297.5]
["PEIMAR","SG330P",330,299.7]
["PEIMAR","SG330P-72",330,299.7]
["PEIMAR","SG335M",335,304.60000000000002]
["PEIMAR","SG340M",340,309.3]
["PEIMAR","SG345M",345,314]
["PEIMAR","SG350M",350,318.7]
["PEIMAR","SG355M",355,323.39999999999998]
["PEIMAR","SG360M",360,328.1]
["PEIMAR","SG365M",365,332.8]
["PEIMAR","SG370M",370,337.5]
["Perfect Source Technology","PST 170 3GP48",170,151.30000000000001]
["Perfect Source Technology","PST 176 3GP48",176,156.80000000000001]
["Perfect Source Technology","PST 182 3GM48",182,161.80000000000001]
["Perfect Source Technology","PST 182 3GP48",182,162.30000000000001]
["Perfect Source Technology","PST 188 3GM48",188,167.3]
["Perfect Source Technology","PST 188 3GP48",188,167.8]
["Perfect Source Technology","PST 194 3GM48",194,172.8]
["Perfect Source Technology","PST 194 3GP48",194,173.3]
["Perfect Source Technology","PST 194 3GP54",194,172.8]
["Perfect Source Technology","PST 200 3GM48",200,178.3]
["Perfect Source Technology","PST 200 3GP48",200,178.8]
["Perfect Source Technology","PST 200 3GP54",200,178.3]
["Perfect Source Technology","PST 206 3GM48",206,183.8]
["Perfect Source Technology","PST 206 3GM54",206,183.3]
["Perfect Source Technology","PST 206 3GP54",206,183.8]
["Perfect Source Technology","PST 212 3GM48",212,189.4]
["Perfect Source Technology","PST 212 3GM54",212,188.7]
["Perfect Source Technology","PST 212 3GP54",212,189.3]
["Perfect Source Technology","PST 212GT",212,191]
["Perfect Source Technology","PST 218 3GM54",218,194.2]
["Perfect Source Technology","PST 218 3GP54",218,194.8]
["Perfect Source Technology","PST 218 3GP60",218,194.2]
["Perfect Source Technology","PST 218GT",218,196.6]
["Perfect Source Technology","PST 224 3GM54",224,199.7]
["Perfect Source Technology","PST 224 3GM60",224,199.2]
["Perfect Source Technology","PST 224 3GP60",224,199.7]
["Perfect Source Technology","PST 224GT",224,202.1]
["Perfect Source Technology","PST 230 3GM54",230,205.2]
["Perfect Source Technology","PST 230 3GM60",230,204.7]
["Perfect Source Technology","PST 230 3GP60",230,205.2]
["Perfect Source Technology","PST 230GT",230,207.6]
["Perfect Source Technology","PST 236 3GM54",236,210.8]
["Perfect Source Technology","PST 236 3GM60",236,210.1]
["Perfect Source Technology","PST 236 3GP60",236,210.7]
["Perfect Source Technology","PST 236GT",236,213.2]
["Perfect Source Technology","PST 242 3GM60",242,215.6]
["Perfect Source Technology","PST 242 3GP60",242,216.2]
["Perfect Source Technology","PST 248 3GM60",248,221.1]
["Perfect Source Technology","PST 248 3GP60",248,221.8]
["Perfect Source Technology","PST 254 3GM60",254,226.7]
["Perfect Source Technology","PST 254 3GP60",254,227.3]
["Perfectenergy (Shanghai)","PEM-160/180-72M",180,160.9]
["Perfectenergy (Shanghai)","PEM-250-60M6",250,226.3]
["Perfectenergy (Shanghai)","PEM-255-60M6",255,231]
["Perfectenergy (Shanghai)","PEM-260-60M6",260,235.6]
["Perfectenergy (Shanghai)","PEM-265-60M6",265,240.3]
["Perfectenergy (Shanghai)","PEM-270-60M6",270,244.9]
["Perlight Solar","PLM-175M-72",175,149.80000000000001]
["Perlight Solar","PLM-185M-72",185,161.5]
["Perlight Solar","PLM-205P-60",205,176.2]
["Perlight Solar","PLM-210P-60",210,181.7]
["Perlight Solar","PLM-215P-60",215,187.3]
["Perlight Solar","PLM-220P-60",220,190.7]
["Perlight Solar","PLM-225P-60",225,197.4]
["Perlight Solar","PLM-230P-60",230,206.4]
["Perlight Solar","PLM-235P-60",235,210.9]
["Perlight Solar","PLM-240M-60",240,212.9]
["Perlight Solar","PLM-240P-60",240,214.6]
["Perlight Solar","PLM-245M-60",245,217.5]
["Perlight Solar","PLM-250M-60",250,222.1]
["Perlight Solar","PLM-255M-60",255,226.7]
["Perlight Solar","PLM-270P-72",270,240.1]
["Perlight Solar","PLM-275P-72",275,244.7]
["Perlight Solar","PLM-280P-72",280,249.3]
["Perlight Solar","PLM-285P-72",285,253.8]
["Perlight Solar","PLM-290M-72",290,256.10000000000002]
["Perlight Solar","PLM-290P-72",290,258.39999999999998]
["Perlight Solar","PLM-295M-72",295,260.7]
["Perlight Solar","PLM-300M-72",300,265.3]
["Perlight Solar","PLM-305M-72",305,269.8]
["Pevafersa America","IP-220 GG",220,196.3]
["Pevafersa America","IP-225 GG",225,200.9]
["Pevafersa America","IP-230 GG",230,205.4]
["Pevafersa America","IP-235 GG",235,210]
["Philadelphia Solar","PS-M36S-90",90,79.5]
["Philadelphia Solar","PS-M36S-95",95,84]
["Philadelphia Solar","PS-P36-130",130,114.9]
["Philadelphia Solar","PS-P36-135",135,119.4]
["Philadelphia Solar","PS-P36-140",140,123.9]
["Philadelphia Solar","PS-P36-145",145,128.5]
["Philadelphia Solar","PS-M72S-180",180,159.19999999999999]
["Philadelphia Solar","PS-M72S-185",185,163.69999999999999]
["Philadelphia Solar","PS-M72S-190",190,168.3]
["Philadelphia Solar","PS-P54-205",205,181.4]
["Philadelphia Solar","PS-P54-210",210,186]
["Philadelphia Solar","PS-P54-215",215,190.6]
["Philadelphia Solar","PS-P54-220",220,195.1]
["Philadelphia Solar","PS-P60-220",220,194.6]
["Philadelphia Solar","PS-P54-225",225,199.7]
["Philadelphia Solar","PS-P60-230",230,203.7]
["Philadelphia Solar","PS-P60-235",235,208.2]
["Philadelphia Solar","PS-P60-240",240,212.8]
["Philadelphia Solar","PS-P60-245",245,217.3]
["Philadelphia Solar","PS-P60-250",250,221.9]
["Philadelphia Solar","PS-P60-255",255,226.5]
["Philadelphia Solar","PS-P60-260",260,231.1]
["Philadelphia Solar","PS-P60-265",265,235.7]
["Philadelphia Solar","PS-M60-270",270,240]
["Philadelphia Solar","PS-P72-270",270,239]
["Philadelphia Solar","PS-M60-275",275,244.6]
["Philadelphia Solar","PS-P72-275",275,243.5]
["Philadelphia Solar","PS-M60-280",280,249.2]
["Philadelphia Solar","PS-P72-280",280,248.1]
["Philadelphia Solar","PS-P72-285",285,252.7]
["Philadelphia Solar","PS-P72-290",290,257.2]
["Philadelphia Solar","PS-P72-300",300,266.39999999999998]
["Philadelphia Solar","PS-P72-305",305,271]
["Philadelphia Solar","PS-P72-310",310,275.60000000000002]
["Philadelphia Solar","PS-P72-315",315,280.2]
["Philadelphia Solar","PS-P72-325",325,287.3]
["Philadelphia Solar","PS-P72-330",330,291.8]
["Philadelphia Solar","PS-M72-360",360,325.2]
["Philadelphia Solar","PS-M72-365",365,329.8]
["Phono Solar Technology Co.,Ltd.","PS160M-24/F",160,145.1]
["Phono Solar Technology Co.,Ltd.","PS165M-24/F",165,149.69999999999999]
["Phono Solar Technology Co.,Ltd.","PS170M-24/F",170,154.4]
["Phono Solar Technology Co.,Ltd.","PS180M-24/F",180,163.69999999999999]
["Phono Solar Technology Co.,Ltd.","PS185M-24/F",185,168.3]
["Phono Solar Technology Co.,Ltd.","PS190M-24/F",190,173]
["Phono Solar Technology Co.,Ltd.","PS195M-24/F",195,176.3]
["Phono Solar Technology Co.,Ltd.","PS200M-24/F",200,180.9]
["Phono Solar Technology Co.,Ltd.","PS210M-20/U",210,189.7]
["Phono Solar Technology Co.,Ltd.","PS210P-20/U",210,190.1]
["Phono Solar Technology Co.,Ltd.","PS-215M-18/VT",215,185.8]
["Phono Solar Technology Co.,Ltd.","PS215M-20/U",215,194.3]
["Phono Solar Technology Co.,Ltd.","PS215P-20/U",215,194.7]
["Phono Solar Technology Co.,Ltd.","PS-220M-18/VT",220,190.3]
["Phono Solar Technology Co.,Ltd.","PS220M-20/U",220,199]
["Phono Solar Technology Co.,Ltd.","PS-220M-20/UT",220,198.8]
["Phono Solar Technology Co.,Ltd.","PS220P-20/U",220,199.4]
["Phono Solar Technology Co.,Ltd.","PS-220P-20/UT",220,195.5]
["Phono Solar Technology Co.,Ltd.","PS-225M-18/VT",225,194.8]
["Phono Solar Technology Co.,Ltd.","PS225M-20/U",225,203.6]
["Phono Solar Technology Co.,Ltd.","PS-225M-20/UT",225,203.4]
["Phono Solar Technology Co.,Ltd.","PS225P-20/U",225,204]
["Phono Solar Technology Co.,Ltd.","PS-225P-20/UT",225,200.1]
["Phono Solar Technology Co.,Ltd.","PS230M-20/U",230,208.2]
["Phono Solar Technology Co.,Ltd.","PS-230M-20/UT",230,208]
["Phono Solar Technology Co.,Ltd.","PS230MB-20/U",230,207.5]
["Phono Solar Technology Co.,Ltd.","PS230P-20/U",230,208.6]
["Phono Solar Technology Co.,Ltd.","PS-230P-20/UT",230,204.7]
["Phono Solar Technology Co.,Ltd.","PS230PB-20/U",230,207.3]
["Phono Solar Technology Co.,Ltd.","PS235M-20/U",235,212.8]
["Phono Solar Technology Co.,Ltd.","PS-235M-20/UT",235,212.6]
["Phono Solar Technology Co.,Ltd.","PS235MB-20/U",235,212.1]
["Phono Solar Technology Co.,Ltd.","PS235P-20/U",235,213.3]
["Phono Solar Technology Co.,Ltd.","PS235PB-20/U",235,211.9]
["Phono Solar Technology Co.,Ltd.","PS-240M-18/VT",240,209.2]
["Phono Solar Technology Co.,Ltd.","PS240M-20/U",240,217.5]
["Phono Solar Technology Co.,Ltd.","PS240M-20/U-AC",240,217.5]
["Phono Solar Technology Co.,Ltd.","PS-240M-20/UT",240,217.3]
["Phono Solar Technology Co.,Ltd.","PS240MB-20/U",240,216.7]
["Phono Solar Technology Co.,Ltd.","PS240P-20/U",240,217.9]
["Phono Solar Technology Co.,Ltd.","PS240P-20/U-AC",240,217.9]
["Phono Solar Technology Co.,Ltd.","PS-240P-20/UT",240,213.8]
["Phono Solar Technology Co.,Ltd.","PS240PB-20/U",240,216.5]
["Phono Solar Technology Co.,Ltd.","PS245M",245,218.8]
["Phono Solar Technology Co.,Ltd.","PS245M-20/U",245,221.4]
["Phono Solar Technology Co.,Ltd.","PS245M-20/U-AC",245,221.4]
["Phono Solar Technology Co.,Ltd.","PS-245M-20/UT",245,221.9]
["Phono Solar Technology Co.,Ltd.","PS245MB-20/U",245,221.4]
["Phono Solar Technology Co.,Ltd.","PS245P-20/U",245,221.3]
["Phono Solar Technology Co.,Ltd.","PS245P-20/U-AC",245,221.3]
["Phono Solar Technology Co.,Ltd.","PS-245P-20/UT",245,216.4]
["Phono Solar Technology Co.,Ltd.","PS245PB-20/U",245,221.2]
["Phono Solar Technology Co.,Ltd.","PS 250P-20/UV",250,223.8]
["Phono Solar Technology Co.,Ltd.","PS250M",250,223.4]
["Phono Solar Technology Co.,Ltd.","PS250M-20/U",250,226]
["Phono Solar Technology Co.,Ltd.","PS250M-20/U-AC",250,226]
["Phono Solar Technology Co.,Ltd.","PS-250M-20/UT",250,226.6]
["Phono Solar Technology Co.,Ltd.","PS-250M-24/TT",250,226.6]
["Phono Solar Technology Co.,Ltd.","PS250MB-20/U",250,226]
["Phono Solar Technology Co.,Ltd.","PS250P-20/U",250,223.7]
["Phono Solar Technology Co.,Ltd.","PS250P-20/U-AC",250,225.9]
["Phono Solar Technology Co.,Ltd.","PS-250P-20/UT",250,221]
["Phono Solar Technology Co.,Ltd.","PS250PB-20/U",250,225.8]
["Phono Solar Technology Co.,Ltd.","PS 255P-20/UV",255,228.5]
["Phono Solar Technology Co.,Ltd.","PS255M-20/U",255,230.6]
["Phono Solar Technology Co.,Ltd.","PS255M-20/U-AC",255,230.6]
["Phono Solar Technology Co.,Ltd.","PS-255M-20/UT",255,228]
["Phono Solar Technology Co.,Ltd.","PS255MB-20/U",255,230.7]
["Phono Solar Technology Co.,Ltd.","PS255P-20/U",255,228.4]
["Phono Solar Technology Co.,Ltd.","PS255P-20/U-AC",255,230.5]
["Phono Solar Technology Co.,Ltd.","PS-255P-20/UT",255,225.5]
["Phono Solar Technology Co.,Ltd.","PS255PB-20/U",255,230.4]
["Phono Solar Technology Co.,Ltd.","PS 260M-20/UV",260,232.2]
["Phono Solar Technology Co.,Ltd.","PS 260P-20/UV",260,233.1]
["Phono Solar Technology Co.,Ltd.","PS260M-20/U",260,234.6]
["Phono Solar Technology Co.,Ltd.","PS260M-20/U-AC",260,235.2]
["Phono Solar Technology Co.,Ltd.","PS-260M-20/UT",260,232.6]
["Phono Solar Technology Co.,Ltd.","PS260M-24/T",260,234.2]
["Phono Solar Technology Co.,Ltd.","PS260MB-20/U",260,235.3]
["Phono Solar Technology Co.,Ltd.","PS260P-20/U",260,233]
["Phono Solar Technology Co.,Ltd.","PS260P-20/U-AC",260,235.2]
["Phono Solar Technology Co.,Ltd.","PS-260P-20/UT",260,230.1]
["Phono Solar Technology Co.,Ltd.","PS260P-24/T",260,234.1]
["Phono Solar Technology Co.,Ltd.","PS260PB-20/U",260,235.1]
["Phono Solar Technology Co.,Ltd.","PS 265M-20/UV",265,236.8]
["Phono Solar Technology Co.,Ltd.","PS 265P-20/UV",265,237.7]
["Phono Solar Technology Co.,Ltd.","PS265M-20/U",265,239.2]
["Phono Solar Technology Co.,Ltd.","PS-265M-20/UT",265,237.8]
["Phono Solar Technology Co.,Ltd.","PS-265M-24/TT",265,239.5]
["Phono Solar Technology Co.,Ltd.","PS265P-20/U",265,237.6]
["Phono Solar Technology Co.,Ltd.","PS 270M-20/UV",270,241.5]
["Phono Solar Technology Co.,Ltd.","PS 270P-20/UV",270,242.3]
["Phono Solar Technology Co.,Ltd.","PS270M-20/U",270,243.9]
["Phono Solar Technology Co.,Ltd.","PS-270M-20/UT",270,242.5]
["Phono Solar Technology Co.,Ltd.","PS270M-24/T",270,243.4]
["Phono Solar Technology Co.,Ltd.","PS-270M-24/TT",270,244.1]
["Phono Solar Technology Co.,Ltd.","PS270P-20/U",270,242.2]
["Phono Solar Technology Co.,Ltd.","PS270P-24/T",270,243.3]
["Phono Solar Technology Co.,Ltd.","PS 275M-20/UV",275,246.1]
["Phono Solar Technology Co.,Ltd.","PS275M-20/U",275,248.5]
["Phono Solar Technology Co.,Ltd.","PS-275M-20/UT",275,247.1]
["Phono Solar Technology Co.,Ltd.","PS-275M-24/TT",275,248.7]
["Phono Solar Technology Co.,Ltd.","PS275P-20/U",275,246.8]
["Phono Solar Technology Co.,Ltd.","PS-275P-24/TT",275,241.6]
["Phono Solar Technology Co.,Ltd.","PS 280M-20/UV",280,250.7]
["Phono Solar Technology Co.,Ltd.","PS280M-20/U",280,253.2]
["Phono Solar Technology Co.,Ltd.","PS280M-20/UK",280,254.7]
["Phono Solar Technology Co.,Ltd.","PS-280M-20/UT",280,251.7]
["Phono Solar Technology Co.,Ltd.","PS280M-24/T",280,252.6]
["Phono Solar Technology Co.,Ltd.","PS-280M-24/TT",280,253.4]
["Phono Solar Technology Co.,Ltd.","PS280MB-24/T",280,252.7]
["Phono Solar Technology Co.,Ltd.","PS280P-20/U",280,251.5]
["Phono Solar Technology Co.,Ltd.","PS280P-24/T",280,252.6]
["Phono Solar Technology Co.,Ltd.","PS-280P-24/TT",280,246.1]
["Phono Solar Technology Co.,Ltd.","PS280PB-24/T",280,252.5]
["Phono Solar Technology Co.,Ltd.","PS285M-20/U",285,257.8]
["Phono Solar Technology Co.,Ltd.","PS285M-20/UK",285,259.39999999999998]
["Phono Solar Technology Co.,Ltd.","PS285M-24/T",285,257.3]
["Phono Solar Technology Co.,Ltd.","PS-285M-24/TT",285,258]
["Phono Solar Technology Co.,Ltd.","PS285MB-24/T",285,257.3]
["Phono Solar Technology Co.,Ltd.","PS285MH-20/U",285,261.3]
["Phono Solar Technology Co.,Ltd.","PS285P-20/U",285,256.10000000000002]
["Phono Solar Technology Co.,Ltd.","PS285P-24/T",285,257.2]
["Phono Solar Technology Co.,Ltd.","PS-285P-24/TT",285,250.6]
["Phono Solar Technology Co.,Ltd.","PS285PB-24/T",285,257.10000000000002]
["Phono Solar Technology Co.,Ltd.","PS290M-20/U",290,262.5]
["Phono Solar Technology Co.,Ltd.","PS290M-20/UK",290,264.10000000000002]
["Phono Solar Technology Co.,Ltd.","PS290M-24/T",290,261.89999999999998]
["Phono Solar Technology Co.,Ltd.","PS-290M-24/TT",290,253.5]
["Phono Solar Technology Co.,Ltd.","PS290MB-24/T",290,262]
["Phono Solar Technology Co.,Ltd.","PS290MH-20/U",290,266]
["Phono Solar Technology Co.,Ltd.","PS290P-24/T",290,261.8]
["Phono Solar Technology Co.,Ltd.","PS-290P-24/TT",290,255.2]
["Phono Solar Technology Co.,Ltd.","PS290PB-24/T",290,261.7]
["Phono Solar Technology Co.,Ltd.","PS295M-20/U",295,267.2]
["Phono Solar Technology Co.,Ltd.","PS295M-20/UK",295,268.8]
["Phono Solar Technology Co.,Ltd.","PS295M-24/T",295,266.5]
["Phono Solar Technology Co.,Ltd.","PS-295M-24/TT",295,258.10000000000002]
["Phono Solar Technology Co.,Ltd.","PS295MB-24/T",295,266.60000000000002]
["Phono Solar Technology Co.,Ltd.","PS295MH-20/U",295,270.7]
["Phono Solar Technology Co.,Ltd.","PS295P-24/T",295,262.2]
["Phono Solar Technology Co.,Ltd.","PS-295P-24/TT",295,266.10000000000002]
["Phono Solar Technology Co.,Ltd.","PS295PB-24/T",295,266.39999999999998]
["Phono Solar Technology Co.,Ltd.","PS 300P-24/TV",300,268.7]
["Phono Solar Technology Co.,Ltd.","PS300M-20/UK",300,273.5]
["Phono Solar Technology Co.,Ltd.","PS300M-24/T",300,271.2]
["Phono Solar Technology Co.,Ltd.","PS-300M-24/TT",300,262.60000000000002]
["Phono Solar Technology Co.,Ltd.","PS300MB-24/T",300,271.3]
["Phono Solar Technology Co.,Ltd.","PS300MH-20/U",300,275.39999999999998]
["Phono Solar Technology Co.,Ltd.","PS300P-24/T",300,266.8]
["Phono Solar Technology Co.,Ltd.","PS-300P-24/TT",300,270.8]
["Phono Solar Technology Co.,Ltd.","PS300PB-24/T",300,271]
["Phono Solar Technology Co.,Ltd.","PS 305P-24/TV",305,273.3]
["Phono Solar Technology Co.,Ltd.","PS305M-24/T",305,275.8]
["Phono Solar Technology Co.,Ltd.","PS-305M-24/TT",305,273.39999999999998]
["Phono Solar Technology Co.,Ltd.","PS305MB-24/T",305,275.89999999999998]
["Phono Solar Technology Co.,Ltd.","PS305MH-20/U",305,280.2]
["Phono Solar Technology Co.,Ltd.","PS305P-24/T",305,271.39999999999998]
["Phono Solar Technology Co.,Ltd.","PS-305P-24/TT",305,275.39999999999998]
["Phono Solar Technology Co.,Ltd.","PS305PB-24/T",305,275.60000000000002]
["Phono Solar Technology Co.,Ltd.","PS 310M-24/TV",310,276.89999999999998]
["Phono Solar Technology Co.,Ltd.","PS 310P-24/TV",310,277.89999999999998]
["Phono Solar Technology Co.,Ltd.","PS310M-24/T",310,280.5]
["Phono Solar Technology Co.,Ltd.","PS-310M-24/TT",310,278.10000000000002]
["Phono Solar Technology Co.,Ltd.","PS310MB-24/T",310,280.60000000000002]
["Phono Solar Technology Co.,Ltd.","PS310MH-20/U",310,284.89999999999998]
["Phono Solar Technology Co.,Ltd.","PS310P-24/T",310,276]
["Phono Solar Technology Co.,Ltd.","PS-310P-24/TT",310,280.10000000000002]
["Phono Solar Technology Co.,Ltd.","PS310PB-24/T",310,280.3]
["Phono Solar Technology Co.,Ltd.","PS 315M-24/TV",315,281.5]
["Phono Solar Technology Co.,Ltd.","PS 315P-24/TV",315,282.5]
["Phono Solar Technology Co.,Ltd.","PS315M-24/T",315,283.7]
["Phono Solar Technology Co.,Ltd.","PS-315M-24/TT",315,282.7]
["Phono Solar Technology Co.,Ltd.","PS315MB-24/T",315,285.2]
["Phono Solar Technology Co.,Ltd.","PS315MH-20/U",315,289.60000000000002]
["Phono Solar Technology Co.,Ltd.","PS315P-24/T",315,280.60000000000002]
["Phono Solar Technology Co.,Ltd.","PS-315P-24/TT",315,284.8]
["Phono Solar Technology Co.,Ltd.","PS315PB-24/T",315,284.89999999999998]
["Phono Solar Technology Co.,Ltd.","PS 320M-24/TV",320,286.10000000000002]
["Phono Solar Technology Co.,Ltd.","PS 320P-24/TV",320,287.10000000000002]
["Phono Solar Technology Co.,Ltd.","PS320M-24/T",320,288.39999999999998]
["Phono Solar Technology Co.,Ltd.","PS-320M-24/TT",320,287.3]
["Phono Solar Technology Co.,Ltd.","PS320MB-24/T",320,289.89999999999998]
["Phono Solar Technology Co.,Ltd.","PS320MH-20/U",320,294.39999999999998]
["Phono Solar Technology Co.,Ltd.","PS320P-24/T",320,285.2]
["Phono Solar Technology Co.,Ltd.","PS320P-24/TK",320,292.89999999999998]
["Phono Solar Technology Co.,Ltd.","PS320PB-24/T",320,289.60000000000002]
["Phono Solar Technology Co.,Ltd.","PS 325M-24/TV",325,290.7]
["Phono Solar Technology Co.,Ltd.","PS 325P-24/TV",325,291.8]
["Phono Solar Technology Co.,Ltd.","PS325M-24/T",325,293]
["Phono Solar Technology Co.,Ltd.","PS-325M-24/TT",325,291.89999999999998]
["Phono Solar Technology Co.,Ltd.","PS325P-24/T",325,289.8]
["Phono Solar Technology Co.,Ltd.","PS325P-24/TK",325,297.60000000000002]
["Phono Solar Technology Co.,Ltd.","PS 330M-24/TV",330,295.39999999999998]
["Phono Solar Technology Co.,Ltd.","PS330M-24/T",330,297.7]
["Phono Solar Technology Co.,Ltd.","PS330M-24/TK",330,300.10000000000002]
["Phono Solar Technology Co.,Ltd.","PS-330M-24/TT",330,296.60000000000002]
["Phono Solar Technology Co.,Ltd.","PS330P-24/T",330,294.39999999999998]
["Phono Solar Technology Co.,Ltd.","PS330P-24/TK",330,302.3]
["Phono Solar Technology Co.,Ltd.","PS 335M-24/TV",335,300]
["Phono Solar Technology Co.,Ltd.","PS335M-24/T",335,302.3]
["Phono Solar Technology Co.,Ltd.","PS335M-24/TK",335,304.8]
["Phono Solar Technology Co.,Ltd.","PS335P-24/T",335,299]
["Phono Solar Technology Co.,Ltd.","PS335P-24/TK",335,307.10000000000002]
["Phono Solar Technology Co.,Ltd.","PS340M-24/T",340,307]
["Phono Solar Technology Co.,Ltd.","PS340M-24/TK",340,309.5]
["Phono Solar Technology Co.,Ltd.","PS340P-24/T",340,303.60000000000002]
["Phono Solar Technology Co.,Ltd.","PS340P-24/TK",340,311.8]
["Phono Solar Technology Co.,Ltd.","PS345M-24/T",345,311.60000000000002]
["Phono Solar Technology Co.,Ltd.","PS345M-24/TK",345,314.2]
["Phono Solar Technology Co.,Ltd.","PS345MH-24/T",345,316.3]
["Phono Solar Technology Co.,Ltd.","PS350M-24/T",350,316.3]
["Phono Solar Technology Co.,Ltd.","PS350M-24/TK",350,318.89999999999998]
["Phono Solar Technology Co.,Ltd.","PS350MH-24/T",350,321]
["Phono Solar Technology Co.,Ltd.","PS350MH-24/TH",350,320.5]
["Phono Solar Technology Co.,Ltd.","PS355M-24/T",355,321]
["Phono Solar Technology Co.,Ltd.","PS355M-24/TK",355,323.60000000000002]
["Phono Solar Technology Co.,Ltd.","PS355MH-24/T",355,325.7]
["Phono Solar Technology Co.,Ltd.","PS355MH-24/TH",355,325.2]
["Phono Solar Technology Co.,Ltd.","PS360M-24/T",360,325.60000000000002]
["Phono Solar Technology Co.,Ltd.","PS360M-24/TK",360,328.3]
["Phono Solar Technology Co.,Ltd.","PS360MH-24/T",360,330.4]
["Phono Solar Technology Co.,Ltd.","PS360MH-24/TH",360,329.9]
["Phono Solar Technology Co.,Ltd.","PS365MH-24/T",365,335.1]
["Phono Solar Technology Co.,Ltd.","PS365MH-24/TH",365,334.6]
["Phono Solar Technology Co.,Ltd.","PS370MH-24/T",370,339.9]
["Phono Solar Technology Co.,Ltd.","PS370MH-24/TH",370,339.3]
["Phono Solar Technology Co.,Ltd.","PS375MH-24/T",375,344.6]
["Phono Solar Technology Co.,Ltd.","PS375MH-24/TH",375,344.1]
["Phono Solar Technology Co.,Ltd.","PS380MH-24/T",380,349.3]
["Phono Solar Technology Co.,Ltd.","PS380MH-24/TH",380,348.8]
["Phono Solar Technology Co.,Ltd.","PS385MH-24/TH",385,353.5]
["Phono Solar Technology Co.,Ltd.","PS390MH-24/TH",390,358.3]
["Phono Solar Technology Co.,Ltd.","PS395MH-24/TH",395,363]
["Photowatt Ontario","PW2300-220",220,192.8]
["Photowatt Ontario","PW2300-225",225,197.3]
["Photowatt Ontario","PW2300-230",230,201.8]
["Photowatt Ontario","PW2300-235",235,206.3]
["Photowatt Ontario","PW2300-240",240,210.8]
["Photowatt Ontario","PW2300-245",245,215.4]
["Photowatt Ontario","PW2300-250",250,219.9]
["Photowatt Ontario","PW2300-255",255,224.5]
["Photowatt Ontario","PW2750-265",265,232.3]
["Photowatt Ontario","PW2750-270",270,236.8]
["Photowatt Ontario","PW2750-275",275,241.3]
["Photowatt Ontario","PW2750-280",280,245.8]
["Photowatt Ontario","PW2750-285",285,250.4]
["Polar Photovoltaics","TFSM-T-0",42,38.700000000000003]
["Polar Photovoltaics","TFSM-T-0X",42,38.700000000000003]
["Polar Photovoltaics","TFSM-T-1",44,40.6]
["Polar Photovoltaics","TFSM-T-1X",44,40.5]
["Polar Photovoltaics","TFSM-T-2",46,42.4]
["Polar Photovoltaics","TFSM-T-2X",46,42.4]
["Polar Photovoltaics","TFSM-T-3",48,44.3]
["Polar Photovoltaics","TFSM-T-3X",48,44.3]
["Polar Photovoltaics","TFSM-T-4",50,46.1]
["Polar Photovoltaics","TFSM-T-4X",50,46.1]
["Polar Photovoltaics","TFSM-T-5",52,48]
["Polar Photovoltaics","TFSM-T-5X",52,48]
["Powercom","PPV-115M6",115,102]
["Powercom","PPV-115S6",115,101.7]
["Powercom","PPV-120M6",120,106.5]
["Powercom","PPV-120S6",120,106.2]
["Powercom","PPV-125M6",125,111.1]
["Powercom","PPV-125S6",125,110.8]
["Powercom","PPV-130M6L",126,110]
["Powercom","PPV-140M6",140,124.1]
["Powercom","PPV-145M6",145,128.6]
["Powercom","PPV-145S6",145,128.30000000000001]
["Powercom","PPV-150M6",150,133.19999999999999]
["Powercom","PPV-150S6",150,132.80000000000001]
["Powercom","PPV-155M6",155,137.80000000000001]
["Powercom","PPV-155S6",155,137.4]
["Powercom","PPV-175M6",175,155.5]
["Powercom","PPV-180M6L",178,156.4]
["Powercom","PPV-180M6",180,160]
["Powercom","PPV-180S6",180,159.4]
["Powercom","PPV-185M6",185,164.6]
["Powercom","PPV-185S6",185,164]
["Powercom","PPV-190M6",190,169.2]
["Powercom","PPV-190S6",190,168.5]
["Powercom","PPV-195M6",195,173.2]
["Powercom","PPV-200M6",200,177.8]
["Powercom","PPV-205M6",205,182.3]
["Powercom","PPV-210M6",210,186.9]
["Powercom","PPV-210M6L",210,182.9]
["Powercom","PPV-215M6",215,191.5]
["Powercom","PPV-220M6",220,195.5]
["Powercom","PPV-220M6L",220,192.6]
["Powercom","PPV-230M6L",223,194.6]
["Powercom","PPV-225M6",225,200.1]
["Powercom","PPV-225S6",225,199.3]
["Powercom","PPV-230M6",230,204.6]
["Powercom","PPV-230S6",230,203.9]
["Powercom","PPV-235M6",235,209.2]
["Powercom","PPV-235S6",235,208.4]
["Powercom","PPV-240M6",240,213.8]
["Powercom","PPV-260M6",260,231]
["Powercom","PPV-260S6",260,230.1]
["Powercom","PPV-265M6",265,235.5]
["Powercom","PPV-265S6",265,234.7]
["Powercom","PPV-270M6",270,240.1]
["Powercom","PPV-270S6",270,239.2]
["Powercom","PPV-275M6",275,244.7]
["Powercom","PPV-275S6",275,243.8]
["Powercom","PPV-285S6",285,252.9]
["Powercom","PPV-290S6",290,257.5]
["Prism Solar Technologies, Inc.","B 145",145,128.5]
["Prism Solar Technologies, Inc.","B 150",147,130.30000000000001]
["Prism Solar Technologies, Inc.","B 155",155,137.6]
["Prism Solar Technologies, Inc.","B 165S",165,146.30000000000001]
["Prism Solar Technologies, Inc.","HB 180",177,159.9]
["Prism Solar Technologies, Inc.","B 195",195,172.7]
["Prism Solar Technologies, Inc.","B 200",196,173.6]
["Prism Solar Technologies, Inc.","B 205",205,181.8]
["Prism Solar Technologies, Inc.","Bi48-260BSTC",205,185.5]
["Prism Solar Technologies, Inc.","B 210",210,186.3]
["Prism Solar Technologies, Inc.","Bi48-267BSTC",210,190.1]
["Prism Solar Technologies, Inc.","Bi48-273BSTC",215,194.7]
["Prism Solar Technologies, Inc.","Bi48-279BSTC",220,199.3]
["Prism Solar Technologies, Inc.","Bi48-286BSTC",225,204]
["Prism Solar Technologies, Inc.","B 235",235,207.3]
["Prism Solar Technologies, Inc.","B 240",240,211.9]
["Prism Solar Technologies, Inc.","B 245",245,216.7]
["Prism Solar Technologies, Inc.","B 250",250,221]
["Prism Solar Technologies, Inc.","B 255",255,225.5]
["Prism Solar Technologies, Inc.","B260",260,238.5]
["Prism Solar Technologies, Inc.","B260L",260,238.3]
["Prism Solar Technologies, Inc.","Bi60-330BSTC",260,238.3]
["Prism Solar Technologies, Inc.","Bi60S-330BSTC",260,238.5]
["Prism Solar Technologies, Inc.","B265",265,243.2]
["Prism Solar Technologies, Inc.","B265L",265,243]
["Prism Solar Technologies, Inc.","Bi60-337BSTC",265,243]
["Prism Solar Technologies, Inc.","Bi60S-337BSTC",265,243.2]
["Prism Solar Technologies, Inc.","Bi60-343BSTC",270,247.7]
["Prism Solar Technologies, Inc.","Bi60S-343BSTC",270,247.9]
["Prism Solar Technologies, Inc.","Bi60-349BSTC",275,252.4]
["Prism Solar Technologies, Inc.","Bi60S-349BSTC",275,252.6]
["Prism Solar Technologies, Inc.","Bi60-356BSTC",280,257.2]
["Prism Solar Technologies, Inc.","Bi60S-356BSTC",280,257.3]
["Prism Solar Technologies, Inc.","Bi60-362BSTC",285,257]
["Prism Solar Technologies, Inc.","Bi60-368BSTC",290,261.7]
["Prism Solar Technologies, Inc.","Bi60-375BSTC",295,266.3]
["Prism Solar Technologies, Inc.","BN60-295",295,274.10000000000002]
["Prism Solar Technologies, Inc.","BN60-333BSTC",295,274.10000000000002]
["Prism Solar Technologies, Inc.","BN60-300",300,278.89999999999998]
["Prism Solar Technologies, Inc.","BN60-338BSTC",300,278.89999999999998]
["Prism Solar Technologies, Inc.","BN60-305",305,283.60000000000002]
["Prism Solar Technologies, Inc.","BN60-344BSTC",305,283.60000000000002]
["Prism Solar Technologies, Inc.","BN60-310",310,288.39999999999998]
["Prism Solar Technologies, Inc.","BN60-315",315,293.2]
["Prism Solar Technologies, Inc.","BN60-320",320,297.89999999999998]
["Prism Solar Technologies, Inc.","Bi72-419BSTC",330,299.60000000000002]
["Prism Solar Technologies, Inc.","Bi72-425BSTC",335,304.2]
["Prism Solar Technologies, Inc.","Bi72-432BSTC",340,308.89999999999998]
["Prism Solar Technologies, Inc.","Bi72-438BSTC",345,313.60000000000002]
["Prism Solar Technologies, Inc.","P72-345-WB15",345,318.10000000000002]
["Prism Solar Technologies, Inc.","Bi72-445BSTC",350,318.2]
["Prism Solar Technologies, Inc.","P72-350-WB15",350,322.89999999999998]
["Prism Solar Technologies, Inc.","Bi72-451BSTC",355,322.89999999999998]
["Prism Solar Technologies, Inc.","P72-355-WB15",355,327.60000000000002]
["Prism Solar Technologies, Inc.","Bi72-457BSTC",360,327.60000000000002]
["Prism Solar Technologies, Inc.","BN72-360",360,334.7]
["Prism Solar Technologies, Inc.","BN72-429BSTC",360,334.7]
["Prism Solar Technologies, Inc.","P72-360-WB15",360,332.3]
["Prism Solar Technologies, Inc.","BN72-365",365,339.5]
["Prism Solar Technologies, Inc.","BN72-435BSTC",365,339.5]
["Prism Solar Technologies, Inc.","P72-365-WB15",365,337.1]
["Prism Solar Technologies, Inc.","BN72-370",370,344.2]
["Prism Solar Technologies, Inc.","BN72-441BSTC",370,344.2]
["Prism Solar Technologies, Inc.","BN72-375",375,349]
["Prism Solar Technologies, Inc.","BN72-380",380,353.8]
["Pythagoras Solar","Midi PVGU Window",20.3,17.3]
["Pythagoras Solar","Large PVGU Window",269.60000000000002,230.6]
["Q-Cells","Q.Smart UF-70",70,61.4]
["Q-Cells","Q.Smart-70",70,61.4]
["Q-Cells","Q.Smart UF-80",80,70.3]
["Q-Cells","Q.Smart-80",80,70.3]
["Q-Cells","Q.Smart UF-85",85,74.8]
["Q-Cells","Q.Smart-85",85,74.8]
["Q-Cells","Q.Smart UF-90",90,79.3]
["Q-Cells","Q.Smart UFL-90",90,78.900000000000006]
["Q-Cells","Q.Smart-90",90,79.3]
["Q-Cells","Q.Smart UF-95",95,83.9]
["Q-Cells","Q.Smart UFL-95",95,83.4]
["Q-Cells","Q.Smart-95",95,83.9]
["Q-Cells","Q.Smart UFL-100",100,87.9]
["Q-Cells","Q.Smart UFL-105",105,92.4]
["Q-Cells","Q.Smart UFL-110",110,96.9]
["Q-Cells","Q.Smart UFL-115",115,101.4]
["Q-Cells","QC-C05-215",215,193.2]
["Q-Cells","QC-C05-220",220,197.8]
["Q-Cells","QC-C05-225",225,202.4]
["Q-Cells","Q.Base G2 230",230,203.3]
["Q-Cells","QC-C05-230",230,207]
["Q-Cells","Q.Base G2 235",235,207.8]
["Q-Cells","Q.Pro G2 235",235,209.8]
["Q-Cells","QC-C05-235",235,211.6]
["Q-Cells","Q.Base G2 240",240,212.4]
["Q-Cells","Q.Pro G2 240",240,214.4]
["Q-Cells","QC-C05-240",240,216.6]
["Q-Cells","Q.Base G2 245",245,216.9]
["Q-Cells","Q.Pro G2 245",245,219]
["Q-Cells","QC-C05-245",245,221.2]
["Q-Cells","Q.Base G2 250",250,221.5]
["Q-Cells","Q.Pro G2 250",250,223.6]
["Q-Cells North America","Q.Peak 245",245,217.4]
["Q-Cells North America","Q.Peak BLK 245",245,217.2]
["Q-Cells North America","Q.Peak 250",250,222]
["Q-Cells North America","Q.Peak BLK 250",250,221.7]
["Q-Cells North America","Q.Peak 255",255,226.5]
["Q-Cells North America","Q.Peak BLK 255",255,226.3]
["Q-Cells North America","Q.Peak 260",260,231.1]
["Q-Cells North America","Q.Peak 265",265,235.7]
["Quantum Technologies","QS 215W/60-156 AP 2BB",215,189.2]
["Quantum Technologies","QS 220W/60-156 AP 2BB",220,193.8]
["Quantum Technologies","QS 220W/60-156 SP 2BB",220,189.1]
["Quantum Technologies","QS 225W/60-156 AP 2BB",225,198.3]
["Quantum Technologies","QS 225W/60-156 SP 2BB",225,193.5]
["Quantum Technologies","QS 225W/60-256 EM 3BB",225,192.4]
["Quantum Technologies","QS 230W/60-156 SP 2BB",230,198]
["Rare Manufacturing","IW-40-B12345YZZ",40,25.7]
["Real Goods Solar Inc.","PH-055",55,45.1]
["Real Goods Solar Inc.","PH-060",60,49.9]
["Realforce Power","RF-215P60",215,196.1]
["Realforce Power","RF-220P60",220,200.8]
["Realforce Power","RF-225P60",225,205.4]
["Realforce Power","RF-230P60",230,210.1]
["Realforce Power","RF-235P60",235,214.8]
["Realforce Power","RF-240P60",240,219.5]
["Realforce Power","RF-245P60",245,224.1]
["Realforce Power","RF-250P60",250,228.8]
["Realforce Power","RF-255P72",255,232.5]
["Realforce Power","RF-260P72",260,237.2]
["Realforce Power","RF-265P72",265,241.9]
["Realforce Power","RF-270P72",270,246.5]
["Realforce Power","RF-275P72",275,251.2]
["Realforce Power","RF-280P72",280,255.9]
["Realforce Power","RF-285P72",285,260.60000000000002]
["Realforce Power","RF-290P72",290,265.2]
["Realforce Power","RF-295P72",295,269.89999999999998]
["REC ScanModule","SCM205",205,178.6]
["REC ScanModule","SCM210",210,183]
["REC ScanModule","SCM215",215,187.5]
["REC ScanModule","SCM220",220,192]
["REC ScanModule","SCM225",225,196.5]
["REC Solar","REC205AE-US",205,178.2]
["REC Solar","REC205AE-US (BLK)",205,178.2]
["REC Solar","REC205PE",205,181.5]
["REC Solar","REC205PE (BLK)",205,181.5]
["REC Solar","REC205PE Q2",205,181.5]
["REC Solar","REC205PE Q3",205,181.5]
["REC Solar","REC205PE-US",205,181.5]
["REC Solar","REC205PE-US (BLK)",205,181.5]
["REC Solar","REC210AE-US",210,182.7]
["REC Solar","REC210AE-US (BLK)",210,182.7]
["REC Solar","REC210PE",210,186.1]
["REC Solar","REC210PE (BLK)",210,186.1]
["REC Solar","REC210PE Q2",210,186.1]
["REC Solar","REC210PE Q3",210,186.1]
["REC Solar","REC210PE-US",210,186.1]
["REC Solar","REC210PE-US (BLK)",210,186.1]
["REC Solar","REC215AE-US",215,187.2]
["REC Solar","REC215AE-US (BLK)",215,187.2]
["REC Solar","REC215PE",215,190.6]
["REC Solar","REC215PE (BLK)",215,190.6]
["REC Solar","REC215PE2",215,190.6]
["REC Solar","REC215PE2 BLK",215,190.6]
["REC Solar","REC215PE2 BLK Q2",215,190.6]
["REC Solar","REC215PE2 BLK Q3",215,190.6]
["REC Solar","REC215PE2 Q2",215,190.6]
["REC Solar","REC215PE2 Q3",215,190.6]
["REC Solar","REC215PE-US",215,190.6]
["REC Solar","REC215PE-US (BLK)",215,190.6]
["REC Solar","REC220AE-US",220,191.7]
["REC Solar","REC220AE-US (BLK)",220,191.7]
["REC Solar","REC220PE",220,195.2]
["REC Solar","REC220PE (BLK)",220,195.2]
["REC Solar","REC220PE2",220,195.2]
["REC Solar","REC220PE2 BLK",220,195.2]
["REC Solar","REC220PE2 BLK Q2",220,195.2]
["REC Solar","REC220PE2 BLK Q3",220,195.2]
["REC Solar","REC220PE2 Q2",220,195.2]
["REC Solar","REC220PE2 Q3",220,195.2]
["REC Solar","REC220PE-US",220,195.2]
["REC Solar","REC220PE-US (BLK)",220,195.2]
["REC Solar","REC225AE-US",225,196.2]
["REC Solar","REC225AE-US (BLK)",225,196.2]
["REC Solar","REC225PE",225,199.7]
["REC Solar","REC225PE (BLK)",225,199.7]
["REC Solar","REC225PE2",225,199.7]
["REC Solar","REC225PE2 BLK",225,199.7]
["REC Solar","REC225PE2 BLK Q2",225,199.7]
["REC Solar","REC225PE2 BLK Q3",225,199.7]
["REC Solar","REC225PE2 Q2",225,199.7]
["REC Solar","REC225PE2 Q3",225,199.7]
["REC Solar","REC225PE-US",225,199.7]
["REC Solar","REC225PE-US (BLK)",225,199.7]
["REC Solar","REC230AE-US",230,200.7]
["REC Solar","REC230AE-US (BLK)",230,200.7]
["REC Solar","REC230PE",230,204.3]
["REC Solar","REC230PE (BLK)",230,204.3]
["REC Solar","REC230PE2",230,204.3]
["REC Solar","REC230PE2 BLK",230,204.3]
["REC Solar","REC230PE2 BLK Q2",230,204.3]
["REC Solar","REC230PE2 BLK Q3",230,204.3]
["REC Solar","REC230PE2 Q2",230,204.3]
["REC Solar","REC230PE2 Q3",230,204.3]
["REC Solar","REC230PE-US",230,204.3]
["REC Solar","REC230PE-US (BLK)",230,204.3]
["REC Solar","REC235PE",235,213.4]
["REC Solar","REC235PE (BLK)",235,213.4]
["REC Solar","REC235PE ECO",235,210.8]
["REC Solar","REC235PE Q2",235,213.4]
["REC Solar","REC235PE Q2 ECO",235,210.8]
["REC Solar","REC235PE Q3",235,213.4]
["REC Solar","REC235PE Q3 ECO",235,210.8]
["REC Solar","REC235PE(BLK) ECO",235,210.8]
["REC Solar","REC235PE2",235,213.4]
["REC Solar","REC235PE2 BLK",235,213.4]
["REC Solar","REC235PE2 BLK Q2",235,213.4]
["REC Solar","REC235PE2 BLK Q3",235,213.4]
["REC Solar","REC235PE2 Q2",235,213.4]
["REC Solar","REC235PE2 Q3",235,213.4]
["REC Solar","REC235PE-US",235,213.4]
["REC Solar","REC235PE-US (BLK)",235,213.4]
["REC Solar","REC235PE-US ECO",235,210.8]
["REC Solar","REC235PE-US(BLK) ECO",235,210.8]
["REC Solar","REC240PE",240,218]
["REC Solar","REC240PE (BLK)",240,218]
["REC Solar","REC240PE ECO",240,215.4]
["REC Solar","REC240PE Q2",240,218]
["REC Solar","REC240PE Q2 ECO",240,215.4]
["REC Solar","REC240PE Q3",240,218]
["REC Solar","REC240PE Q3 ECO",240,215.4]
["REC Solar","REC240PE(BLK) ECO",240,215.4]
["REC Solar","REC240PE2",240,218]
["REC Solar","REC240PE2 BLK",240,218]
["REC Solar","REC240PE2 BLK Q2",240,218]
["REC Solar","REC240PE2 BLK Q3",240,218]
["REC Solar","REC240PE2 Q2",240,218]
["REC Solar","REC240PE2 Q3",240,218]
["REC Solar","REC240PE-US",240,218]
["REC Solar","REC240PE-US (BLK)",240,218]
["REC Solar","REC240PE-US ECO",240,215.4]
["REC Solar","REC240PE-US(BLK) ECO",240,215.4]
["REC Solar","REC245PE",245,222.7]
["REC Solar","REC245PE (BLK)",245,222.7]
["REC Solar","REC245PE ECO",245,220]
["REC Solar","REC245PE Q2",245,222.7]
["REC Solar","REC245PE Q2 ECO",245,220]
["REC Solar","REC245PE Q3",245,222.7]
["REC Solar","REC245PE Q3 ECO",245,220]
["REC Solar","REC245PE(BLK) ECO",245,220]
["REC Solar","REC245PE2",245,222.7]
["REC Solar","REC245PE2 BLK",245,222.7]
["REC Solar","REC245PE2 BLK Q2",245,222.7]
["REC Solar","REC245PE2 BLK Q3",245,222.7]
["REC Solar","REC245PE2 Q2",245,222.7]
["REC Solar","REC245PE2 Q3",245,222.7]
["REC Solar","REC245PE-US",245,222.7]
["REC Solar","REC245PE-US (BLK)",245,222.7]
["REC Solar","REC245PE-US ECO",245,220]
["REC Solar","REC245PE-US(BLK) ECO",245,220]
["REC Solar","REC250PE",250,227.4]
["REC Solar","REC250PE (BLK)",250,227.4]
["REC Solar","REC250PE BLK2",250,228.3]
["REC Solar","REC250PE BLK2 Q2",250,228.3]
["REC Solar","REC250PE BLK2 Q3",250,228.3]
["REC Solar","REC250PE ECO",250,224.6]
["REC Solar","REC250PE Q2",250,227.4]
["REC Solar","REC250PE Q2 ECO",250,224.6]
["REC Solar","REC250PE Q3",250,227.4]
["REC Solar","REC250PE Q3 ECO",250,224.6]
["REC Solar","REC250PE Z-LINK",250,227.3]
["REC Solar","REC250PE Z-Link-S",250,227.8]
["REC Solar","REC250PE Z-Link-S Q2",250,227.8]
["REC Solar","REC250PE Z-Link-S Q3",250,227.8]
["REC Solar","REC250PE(BLK) ECO",250,224.6]
["REC Solar","REC250PE2",250,227.4]
["REC Solar","REC250PE2 BLK",250,227.4]
["REC Solar","REC250PE2 BLK Q2",250,227.4]
["REC Solar","REC250PE2 BLK Q3",250,227.4]
["REC Solar","REC250PE2 Q2",250,227.4]
["REC Solar","REC250PE2 Q3",250,227.4]
["REC Solar","REC250PE-US",250,227.4]
["REC Solar","REC250PE-US (BLK)",250,227.4]
["REC Solar","REC250PE-US ECO",250,224.6]
["REC Solar","REC250PE-US(BLK) ECO",250,224.6]
["REC Solar","REC255PE",255,229.7]
["REC Solar","REC255PE BLK2",255,233]
["REC Solar","REC255PE BLK2 Q2",255,233]
["REC Solar","REC255PE BLK2 Q3",255,233]
["REC Solar","REC255PE Q2",255,229.7]
["REC Solar","REC255PE Q3",255,229.7]
["REC Solar","REC255PE Z-LINK",255,231.9]
["REC Solar","REC255PE Z-Link-S",255,232.4]
["REC Solar","REC255PE Z-Link-S Q2",255,232.4]
["REC Solar","REC255PE Z-Link-S Q3",255,232.4]
["REC Solar","REC255PE(BLK)",255,229.7]
["REC Solar","REC255PE2",255,229.7]
["REC Solar","REC255PE2 BLK",255,229.7]
["REC Solar","REC255PE2 BLK Q2",255,229.7]
["REC Solar","REC255PE2 BLK Q3",255,229.7]
["REC Solar","REC255PE2 Q2",255,229.7]
["REC Solar","REC255PE2 Q3",255,229.7]
["REC Solar","REC255PE-US",255,229.7]
["REC Solar","REC255PE-US(BLK)",255,229.7]
["REC Solar","REC260PE",260,234.3]
["REC Solar","REC260PE BLK2",260,237.6]
["REC Solar","REC260PE BLK2 Q2",260,237.6]
["REC Solar","REC260PE BLK2 Q3",260,237.6]
["REC Solar","REC260PE Q2",260,234.3]
["REC Solar","REC260PE Q3",260,234.3]
["REC Solar","REC260PE Z-LINK",260,236.6]
["REC Solar","REC260PE Z-Link-S",260,237.1]
["REC Solar","REC260PE Z-Link-S Q2",260,237.1]
["REC Solar","REC260PE Z-Link-S Q3",260,237.1]
["REC Solar","REC260PE(BLK)",260,234.3]
["REC Solar","REC260PE2",260,234.3]
["REC Solar","REC260PE2 BLK",260,234.3]
["REC Solar","REC260PE2 BLK Q2",260,234.3]
["REC Solar","REC260PE2 BLK Q3",260,234.3]
["REC Solar","REC260PE2 Q2",260,234.3]
["REC Solar","REC260PE2 Q3",260,234.3]
["REC Solar","REC260PE-US",260,234.3]
["REC Solar","REC260PE-US(BLK)",260,234.3]
["REC Solar","REC260TP",260,238.6]
["REC Solar","REC260TP BLK",260,238.3]
["REC Solar","REC260TP BLK Q2",260,238.3]
["REC Solar","REC260TP BLK Q3",260,238.3]
["REC Solar","REC260TP BLK2",260,237.7]
["REC Solar","REC260TP BLK2 Q2",260,237.7]
["REC Solar","REC260TP BLK2 Q3",260,237.7]
["REC Solar","REC260TP IQ",260,238.6]
["REC Solar","REC260TP IQ BLK",260,238.6]
["REC Solar","REC260TP Q2",260,238.6]
["REC Solar","REC260TP Q3",260,238.6]
["REC Solar","REC265PE",265,241.3]
["REC Solar","REC265PE (BLK)",265,241.3]
["REC Solar","REC265PE BLK2",265,242.3]
["REC Solar","REC265PE BLK2 Q2",265,242.3]
["REC Solar","REC265PE BLK2 Q3",265,242.3]
["REC Solar","REC265PE Q2",265,241.3]
["REC Solar","REC265PE Q3",265,241.3]
["REC Solar","REC265PE Z-LINK",265,241.3]
["REC Solar","REC265PE Z-Link-S",265,241.8]
["REC Solar","REC265PE Z-Link-S Q2",265,241.8]
["REC Solar","REC265PE Z-Link-S Q3",265,241.8]
["REC Solar","REC265PE2",265,241.3]
["REC Solar","REC265PE2 BLK",265,241.3]
["REC Solar","REC265PE2 BLK Q2",265,241.3]
["REC Solar","REC265PE2 BLK Q3",265,241.3]
["REC Solar","REC265PE2 Q2",265,241.3]
["REC Solar","REC265PE2 Q3",265,241.3]
["REC Solar","REC265PE-US",265,241.3]
["REC Solar","REC265PE-US (BLK)",265,241.3]
["REC Solar","REC265TP",265,245]
["REC Solar","REC265TP BLK",265,243]
["REC Solar","REC265TP BLK Q2",265,243]
["REC Solar","REC265TP BLK Q3",265,243]
["REC Solar","REC265TP BLK2",265,242.4]
["REC Solar","REC265TP BLK2 Q2",265,242.4]
["REC Solar","REC265TP BLK2 Q3",265,242.4]
["REC Solar","REC265TP IQ",265,245]
["REC Solar","REC265TP IQ BLK",265,245]
["REC Solar","REC265TP Q2",265,245]
["REC Solar","REC265TP Q3",265,245]
["REC Solar","REC270PE",270,246]
["REC Solar","REC270PE (BLK)",270,246]
["REC Solar","REC270PE Q2",270,246]
["REC Solar","REC270PE Q3",270,246]
["REC Solar","REC270PE Z-LINK",270,246]
["REC Solar","REC270PE Z-Link-M",270,245.8]
["REC Solar","REC270PE Z-Link-S",270,246.5]
["REC Solar","REC270PE Z-Link-S Q2",270,246.5]
["REC Solar","REC270PE Z-Link-S Q3",270,246.5]
["REC Solar","REC270PE2",270,246]
["REC Solar","REC270PE2 BLK",270,246]
["REC Solar","REC270PE2 BLK Q2",270,246]
["REC Solar","REC270PE2 BLK Q3",270,246]
["REC Solar","REC270PE2 Q2",270,246]
["REC Solar","REC270PE2 Q3",270,246]
["REC Solar","REC270PE-US",270,246]
["REC Solar","REC270PE-US (BLK)",270,246]
["REC Solar","REC270TP",270,249.9]
["REC Solar","REC270TP BLK",270,247.7]
["REC Solar","REC270TP BLK Q2",270,247.7]
["REC Solar","REC270TP BLK Q3",270,247.7]
["REC Solar","REC270TP BLK2",270,247.1]
["REC Solar","REC270TP BLK2 Q2",270,247.1]
["REC Solar","REC270TP BLK2 Q3",270,247.1]
["REC Solar","REC270TP IQ",270,249.9]
["REC Solar","REC270TP IQ BLK",270,249.9]
["REC Solar","REC270TP Q2",270,249.9]
["REC Solar","REC270TP Q3",270,249.9]
["REC Solar","REC270TP2",270,248.8]
["REC Solar","REC270TP2 BLK",270,248.8]
["REC Solar","REC270TP2 BLK Q2",270,248.8]
["REC Solar","REC270TP2 BLK Q3",270,248.8]
["REC Solar","REC270TP2 BLK2",270,243.1]
["REC Solar","REC270TP2 BLK2 Q2",270,243.1]
["REC Solar","REC270TP2 BLK2 Q3",270,243.1]
["REC Solar","REC270TP2 Q2",270,248.8]
["REC Solar","REC270TP2 Q3",270,248.8]
["REC Solar","REC270TP2M BLK2",270,245.5]
["REC Solar","REC275PE Z-Link-M",275,250.5]
["REC Solar","REC275TP",275,254.6]
["REC Solar","REC275TP BLK",275,252.4]
["REC Solar","REC275TP BLK Q2",275,252.4]
["REC Solar","REC275TP BLK Q3",275,252.4]
["REC Solar","REC275TP BLK2",275,251.8]
["REC Solar","REC275TP BLK2 Q2",275,251.8]
["REC Solar","REC275TP BLK2 Q3",275,251.8]
["REC Solar","REC275TP IQ",275,254.6]
["REC Solar","REC275TP IQ BLK",275,254.6]
["REC Solar","REC275TP Q2",275,254.6]
["REC Solar","REC275TP Q3",275,254.6]
["REC Solar","REC275TP2",275,253.7]
["REC Solar","REC275TP2 BLK",275,253.7]
["REC Solar","REC275TP2 BLK Q2",275,253.5]
["REC Solar","REC275TP2 BLK Q3",275,253.5]
["REC Solar","REC275TP2 BLK2",275,247.7]
["REC Solar","REC275TP2 BLK2 Q2",275,247.7]
["REC Solar","REC275TP2 BLK2 Q3",275,247.7]
["REC Solar","REC275TP2 Q2",275,253.5]
["REC Solar","REC275TP2 Q3",275,253.5]
["REC Solar","REC275TP2M BLK2",275,250.2]
["REC Solar","REC280PE Z-Link-M",280,255.2]
["REC Solar","REC280TP",280,259.39999999999998]
["REC Solar","REC280TP BLK",280,257.10000000000002]
["REC Solar","REC280TP BLK Q2",280,257.10000000000002]
["REC Solar","REC280TP BLK Q3",280,257.10000000000002]
["REC Solar","REC280TP BLK2",280,256.5]
["REC Solar","REC280TP BLK2 Q2",280,256.5]
["REC Solar","REC280TP BLK2 Q3",280,256.5]
["REC Solar","REC280TP IQ",280,259.39999999999998]
["REC Solar","REC280TP IQ BLK",280,259.39999999999998]
["REC Solar","REC280TP Q2",280,259.39999999999998]
["REC Solar","REC280TP Q3",280,259.39999999999998]
["REC Solar","REC280TP2",280,258.39999999999998]
["REC Solar","REC280TP2 BLK",280,258.39999999999998]
["REC Solar","REC280TP2 BLK Q2",280,258.3]
["REC Solar","REC280TP2 BLK Q3",280,258.3]
["REC Solar","REC280TP2 BLK2",280,252.3]
["REC Solar","REC280TP2 BLK2 Q2",280,252.3]
["REC Solar","REC280TP2 BLK2 Q3",280,252.3]
["REC Solar","REC280TP2 Q2",280,258.3]
["REC Solar","REC280TP2 Q3",280,258.3]
["REC Solar","REC280TP2M BLK2",280,254.9]
["REC Solar","REC285PE Z-Link-M",285,259.89999999999998]
["REC Solar","REC285PE72",285,260.3]
["REC Solar","REC285PE72 BLK",285,260.3]
["REC Solar","REC285PE72 Q2",285,260.3]
["REC Solar","REC285PE72 Q3",285,260.3]
["REC Solar","REC285TP",285,264.10000000000002]
["REC Solar","REC285TP BLK",285,263.8]
["REC Solar","REC285TP BLK Q2",285,263.8]
["REC Solar","REC285TP BLK Q3",285,263.8]
["REC Solar","REC285TP IQ",285,264.10000000000002]
["REC Solar","REC285TP IQ BLK",285,264.10000000000002]
["REC Solar","REC285TP Q2",285,264.10000000000002]
["REC Solar","REC285TP Q3",285,264.10000000000002]
["REC Solar","REC285TP2",285,263.2]
["REC Solar","REC285TP2 BLK",285,263.2]
["REC Solar","REC285TP2 BLK Q2",285,263]
["REC Solar","REC285TP2 BLK Q3",285,263]
["REC Solar","REC285TP2 BLK2",285,257]
["REC Solar","REC285TP2 BLK2 Q2",285,257]
["REC Solar","REC285TP2 BLK2 Q3",285,257]
["REC Solar","REC285TP2 Q2",285,263]
["REC Solar","REC285TP2 Q3",285,263]
["REC Solar","REC285TP2M BLK2",285,259.5]
["REC Solar","REC290PE Z-Link-M",290,264.60000000000002]
["REC Solar","REC290PE72",290,264.89999999999998]
["REC Solar","REC290PE72 BLK",290,264.89999999999998]
["REC Solar","REC290PE72 Q2",290,264.89999999999998]
["REC Solar","REC290PE72 Q3",290,264.89999999999998]
["REC Solar","REC290TP",290,268.89999999999998]
["REC Solar","REC290TP BLK",290,268.5]
["REC Solar","REC290TP BLK Q2",290,268.5]
["REC Solar","REC290TP BLK Q3",290,268.5]
["REC Solar","REC290TP IQ",290,268.89999999999998]
["REC Solar","REC290TP IQ BLK",290,268.89999999999998]
["REC Solar","REC290TP Q2",290,268.89999999999998]
["REC Solar","REC290TP Q3",290,268.89999999999998]
["REC Solar","REC290TP2",290,267.89999999999998]
["REC Solar","REC290TP2 BLK",290,267.89999999999998]
["REC Solar","REC290TP2 BLK Q2",290,267.7]
["REC Solar","REC290TP2 BLK Q3",290,267.7]
["REC Solar","REC290TP2 BLK2",290,261.60000000000002]
["REC Solar","REC290TP2 BLK2 Q2",290,261.60000000000002]
["REC Solar","REC290TP2 BLK2 Q3",290,261.60000000000002]
["REC Solar","REC290TP2 Q2",290,267.7]
["REC Solar","REC290TP2 Q3",290,267.7]
["REC Solar","REC290TP2M",290,266.3]
["REC Solar","REC290TP2M BLK2",290,264.2]
["REC Solar","REC290TP2SM",290,266]
["REC Solar","REC290TP2SM BLK",290,266]
["REC Solar","REC290TP2SM BLK2",290,266]
["REC Solar","REC295NP",295,275.3]
["REC Solar","REC295PE72",295,267.5]
["REC Solar","REC295PE72 BLK",295,267.5]
["REC Solar","REC295PE72 BLK Q2",295,267.5]
["REC Solar","REC295PE72 BLK Q3",295,267.5]
["REC Solar","REC295PE72 Q2",295,267.5]
["REC Solar","REC295PE72 Q3",295,267.5]
["REC Solar","REC295PE72XV",295,267.39999999999998]
["REC Solar","REC295PE72XV Q2",295,267.39999999999998]
["REC Solar","REC295PE72XV Q3",295,267.39999999999998]
["REC Solar","REC295TP2",295,272.7]
["REC Solar","REC295TP2 BLK",295,272.7]
["REC Solar","REC295TP2 Q2",295,272.39999999999998]
["REC Solar","REC295TP2 Q3",295,272.39999999999998]
["REC Solar","REC295TP2M",295,271]
["REC Solar","REC295TP2SM",295,270.8]
["REC Solar","REC295TP2SM BLK",295,270.8]
["REC Solar","REC295TP2SM BLK2",295,270.8]
["REC Solar","REC300NP",300,280.10000000000002]
["REC Solar","REC300NP Black",300,279.7]
["REC Solar","REC300PE72",300,272.10000000000002]
["REC Solar","REC300PE72 BLK",300,272.10000000000002]
["REC Solar","REC300PE72 BLK Q2",300,272.10000000000002]
["REC Solar","REC300PE72 BLK Q3",300,272.10000000000002]
["REC Solar","REC300PE72 Q2",300,272.10000000000002]
["REC Solar","REC300PE72 Q3",300,272.10000000000002]
["REC Solar","REC300PE72XV",300,272.10000000000002]
["REC Solar","REC300PE72XV Q2",300,272.10000000000002]
["REC Solar","REC300PE72XV Q3",300,272.10000000000002]
["REC Solar","REC300TP2",300,277.39999999999998]
["REC Solar","REC300TP2 BLK",300,277.39999999999998]
["REC Solar","REC300TP2 Q2",300,277.2]
["REC Solar","REC300TP2 Q3",300,277.2]
["REC Solar","REC300TP2M",300,275.7]
["REC Solar","REC300TP2SM",300,275.5]
["REC Solar","REC300TP2SM BLK",300,275.5]
["REC Solar","REC300TP2SM BLK2",300,275.5]
["REC Solar","REC305NP",305,284.8]
["REC Solar","REC305NP Black",305,284.39999999999998]
["REC Solar","REC305PE72",305,276.8]
["REC Solar","REC305PE72 BLK",305,276.8]
["REC Solar","REC305PE72 BLK Q2",305,276.8]
["REC Solar","REC305PE72 BLK Q3",305,276.8]
["REC Solar","REC305PE72 Q2",305,276.8]
["REC Solar","REC305PE72 Q3",305,276.8]
["REC Solar","REC305PE72XV",305,276.7]
["REC Solar","REC305PE72XV Q2",305,276.7]
["REC Solar","REC305PE72XV Q3",305,276.7]
["REC Solar","REC305TP2M",305,280.39999999999998]
["REC Solar","REC305TP2SM",305,280.2]
["REC Solar","REC305TP2SM BLK",305,280.2]
["REC Solar","REC305TP2SM BLK2",305,280.2]
["REC Solar","REC310NP",310,289.60000000000002]
["REC Solar","REC310NP Black",310,289.2]
["REC Solar","REC310PE72",310,281.39999999999998]
["REC Solar","REC310PE72 BLK",310,281.39999999999998]
["REC Solar","REC310PE72 BLK Q2",310,281.39999999999998]
["REC Solar","REC310PE72 BLK Q3",310,281.39999999999998]
["REC Solar","REC310PE72 Q2",310,281.39999999999998]
["REC Solar","REC310PE72 Q3",310,281.39999999999998]
["REC Solar","REC310PE72XV",310,281.39999999999998]
["REC Solar","REC310PE72XV Q2",310,281.39999999999998]
["REC Solar","REC310PE72XV Q3",310,281.39999999999998]
["REC Solar","REC310TP2M",310,285.2]
["REC Solar","REC310TP2SM",310,284.89999999999998]
["REC Solar","REC310TP2SM BLK",310,284.89999999999998]
["REC Solar","REC310TP2SM BLK2",310,284.89999999999998]
["REC Solar","REC315NP",315,294.39999999999998]
["REC Solar","REC315NP Black",315,294]
["REC Solar","REC315PE72",315,286.10000000000002]
["REC Solar","REC315PE72 BLK",315,286.10000000000002]
["REC Solar","REC315PE72 BLK Q2",315,286.10000000000002]
["REC Solar","REC315PE72 BLK Q3",315,286.10000000000002]
["REC Solar","REC315PE72 Q2",315,286.10000000000002]
["REC Solar","REC315PE72 Q3",315,286.10000000000002]
["REC Solar","REC315PE72XV",315,286.10000000000002]
["REC Solar","REC315PE72XV Q2",315,286.10000000000002]
["REC Solar","REC315PE72XV Q3",315,286.10000000000002]
["REC Solar","REC315TP2M",315,292.8]
["REC Solar","REC315TP2SB 72 XV",315,290.8]
["REC Solar","REC315TP2SM",315,289.60000000000002]
["REC Solar","REC315TP2SM BLK",315,289.60000000000002]
["REC Solar","REC315TP2SM BLK2",315,289.60000000000002]
["REC Solar","REC320NP",320,299.2]
["REC Solar","REC320NP Black",320,298.8]
["REC Solar","REC320PE72",320,290.8]
["REC Solar","REC320PE72 BLK",320,290.8]
["REC Solar","REC320PE72 BLK Q2",320,290.8]
["REC Solar","REC320PE72 BLK Q3",320,290.8]
["REC Solar","REC320PE72 Q2",320,290.8]
["REC Solar","REC320PE72 Q3",320,290.8]
["REC Solar","REC320PE72XV",320,290.7]
["REC Solar","REC320PE72XV Q2",320,290.7]
["REC Solar","REC320PE72XV Q3",320,290.7]
["REC Solar","REC320PEM 72",320,288.3]
["REC Solar","REC320PEM 72 BLK",320,288.3]
["REC Solar","REC320PEM 72 XV",320,288.3]
["REC Solar","REC320PEM 72 XV BLK",320,288.3]
["REC Solar","REC320TP2M",320,297.5]
["REC Solar","REC320TP2M BLK",320,297.5]
["REC Solar","REC320TP2SB 72 XV",320,295.60000000000002]
["REC Solar","REC320TP2SM",320,297.5]
["REC Solar","REC320TP2SM BLK",320,297.5]
["REC Solar","REC320TP2SM BLK2",320,294.39999999999998]
["REC Solar","REC325NP",325,304]
["REC Solar","REC325NP Black",325,303.60000000000002]
["REC Solar","REC325PE72",325,295.39999999999998]
["REC Solar","REC325PE72 BLK",325,295.39999999999998]
["REC Solar","REC325PE72 BLK Q2",325,295.39999999999998]
["REC Solar","REC325PE72 BLK Q3",325,295.39999999999998]
["REC Solar","REC325PE72 Q2",325,295.39999999999998]
["REC Solar","REC325PE72 Q3",325,295.39999999999998]
["REC Solar","REC325PE72XV",325,295.39999999999998]
["REC Solar","REC325PE72XV Q2",325,295.39999999999998]
["REC Solar","REC325PE72XV Q3",325,295.39999999999998]
["REC Solar","REC325PEM 72",325,292.89999999999998]
["REC Solar","REC325PEM 72 BLK",325,292.89999999999998]
["REC Solar","REC325PEM 72 XV",325,292.89999999999998]
["REC Solar","REC325PEM 72 XV BLK",325,292.89999999999998]
["REC Solar","REC325TP 72",325,295.3]
["REC Solar","REC325TP 72 BLK",325,295.3]
["REC Solar","REC325TP 72 BLK Q2",325,295.3]
["REC Solar","REC325TP 72 BLK Q3",325,295.3]
["REC Solar","REC325TP 72 Q2",325,295.3]
["REC Solar","REC325TP 72 Q3",325,295.3]
["REC Solar","REC325TP 72 XV",325,295.3]
["REC Solar","REC325TP 72 XV BLK",325,295.3]
["REC Solar","REC325TP 72 XV BLK Q2",325,295.3]
["REC Solar","REC325TP 72 XV BLK Q3",325,295.3]
["REC Solar","REC325TP 72 XV Q2",325,295.3]
["REC Solar","REC325TP 72 XV Q3",325,295.3]
["REC Solar","REC325TP2M",325,302.3]
["REC Solar","REC325TP2M BLK",325,302.3]
["REC Solar","REC325TP2S 72",325,295.5]
["REC Solar","REC325TP2S 72 BLK",325,295.3]
["REC Solar","REC325TP2S 72 BLK2",325,295.3]
["REC Solar","REC325TP2S 72 Q2",325,295.3]
["REC Solar","REC325TP2S 72 Q3",325,295.3]
["REC Solar","REC325TP2S 72 XV",325,295.5]
["REC Solar","REC325TP2S 72 XV BLK",325,295.3]
["REC Solar","REC325TP2S 72 XV Q2",325,295.3]
["REC Solar","REC325TP2S 72 XV Q3",325,295.3]
["REC Solar","REC325TP2SB 72 XV",325,300.3]
["REC Solar","REC325TP2SM",325,302.3]
["REC Solar","REC325TP2SM BLK",325,302.3]
["REC Solar","REC330NP Black",330,308.39999999999998]
["REC Solar","REC330PEM 72",330,297.60000000000002]
["REC Solar","REC330PEM 72 BLK",330,297.60000000000002]
["REC Solar","REC330PEM 72 XV",330,297.60000000000002]
["REC Solar","REC330PEM 72 XV BLK",330,297.60000000000002]
["REC Solar","REC330TP 72",330,300]
["REC Solar","REC330TP 72 BLK",330,300]
["REC Solar","REC330TP 72 BLK Q2",330,300]
["REC Solar","REC330TP 72 BLK Q3",330,300]
["REC Solar","REC330TP 72 Q2",330,300]
["REC Solar","REC330TP 72 Q3",330,300]
["REC Solar","REC330TP 72 XV",330,300]
["REC Solar","REC330TP 72 XV BLK",330,300]
["REC Solar","REC330TP 72 XV BLK Q2",330,300]
["REC Solar","REC330TP 72 XV BLK Q3",330,300]
["REC Solar","REC330TP 72 XV Q2",330,300]
["REC Solar","REC330TP 72 XV Q3",330,300]
["REC Solar","REC330TP2M",330,307.10000000000002]
["REC Solar","REC330TP2M BLK",330,307.10000000000002]
["REC Solar","REC330TP2S 72",330,300.2]
["REC Solar","REC330TP2S 72 BLK",330,300]
["REC Solar","REC330TP2S 72 BLK2",330,300]
["REC Solar","REC330TP2S 72 Q2",330,300]
["REC Solar","REC330TP2S 72 Q3",330,300]
["REC Solar","REC330TP2S 72 XV",330,300.2]
["REC Solar","REC330TP2S 72 XV BLK",330,300]
["REC Solar","REC330TP2S 72 XV Q2",330,300]
["REC Solar","REC330TP2S 72 XV Q3",330,300]
["REC Solar","REC330TP2SB 72 XV",330,305]
["REC Solar","REC330TP2SM",330,307.10000000000002]
["REC Solar","REC330TP2SM BLK",330,307.10000000000002]
["REC Solar","REC335PEM 72",335,302.2]
["REC Solar","REC335PEM 72 BLK",335,302.2]
["REC Solar","REC335PEM 72 XV",335,302.2]
["REC Solar","REC335PEM 72 XV BLK",335,302.2]
["REC Solar","REC335TP 72",335,304.60000000000002]
["REC Solar","REC335TP 72 BLK",335,304.60000000000002]
["REC Solar","REC335TP 72 BLK Q2",335,304.60000000000002]
["REC Solar","REC335TP 72 BLK Q3",335,304.60000000000002]
["REC Solar","REC335TP 72 Q2",335,304.60000000000002]
["REC Solar","REC335TP 72 Q3",335,304.60000000000002]
["REC Solar","REC335TP 72 XV",335,304.60000000000002]
["REC Solar","REC335TP 72 XV BLK",335,304.60000000000002]
["REC Solar","REC335TP 72 XV BLK Q2",335,304.60000000000002]
["REC Solar","REC335TP 72 XV BLK Q3",335,304.60000000000002]
["REC Solar","REC335TP 72 XV Q2",335,304.60000000000002]
["REC Solar","REC335TP 72 XV Q3",335,304.60000000000002]
["REC Solar","REC335TP2S 72",335,304.89999999999998]
["REC Solar","REC335TP2S 72 BLK",335,304.60000000000002]
["REC Solar","REC335TP2S 72 BLK2",335,304.60000000000002]
["REC Solar","REC335TP2S 72 Q2",335,304.60000000000002]
["REC Solar","REC335TP2S 72 Q3",335,304.60000000000002]
["REC Solar","REC335TP2S 72 XV",335,304.89999999999998]
["REC Solar","REC335TP2S 72 XV BLK",335,304.60000000000002]
["REC Solar","REC335TP2S 72 XV Q2",335,304.60000000000002]
["REC Solar","REC335TP2S 72 XV Q3",335,304.60000000000002]
["REC Solar","REC335TP2SB 72 XV",335,309.7]
["REC Solar","REC340AA",340,322.7]
["REC Solar","REC340AA Black",340,321]
["REC Solar","REC340PEM 72",340,306.89999999999998]
["REC Solar","REC340PEM 72 BLK",340,306.89999999999998]
["REC Solar","REC340PEM 72 XV",340,306.89999999999998]
["REC Solar","REC340PEM 72 XV BLK",340,306.89999999999998]
["REC Solar","REC340TP 72",340,309.60000000000002]
["REC Solar","REC340TP 72 BLK",340,309.3]
["REC Solar","REC340TP 72 BLK Q2",340,309.3]
["REC Solar","REC340TP 72 BLK Q3",340,309.3]
["REC Solar","REC340TP 72 Q2",340,309.3]
["REC Solar","REC340TP 72 Q3",340,309.3]
["REC Solar","REC340TP 72 XV",340,309.3]
["REC Solar","REC340TP 72 XV BLK",340,309.3]
["REC Solar","REC340TP 72 XV BLK Q2",340,309.3]
["REC Solar","REC340TP 72 XV BLK Q3",340,309.3]
["REC Solar","REC340TP 72 XV Q2",340,309.3]
["REC Solar","REC340TP 72 XV Q3",340,309.3]
["REC Solar","REC340TP2S 72",340,309.60000000000002]
["REC Solar","REC340TP2S 72 BLK",340,309.3]
["REC Solar","REC340TP2S 72 BLK2",340,309.3]
["REC Solar","REC340TP2S 72 Q2",340,309.3]
["REC Solar","REC340TP2S 72 Q3",340,309.3]
["REC Solar","REC340TP2S 72 XV",340,309.60000000000002]
["REC Solar","REC340TP2S 72 XV BLK",340,309.3]
["REC Solar","REC340TP2S 72 XV Q2",340,309.3]
["REC Solar","REC340TP2S 72 XV Q3",340,309.3]
["REC Solar","REC340TP2SB 72 XV",340,314.5]
["REC Solar","REC345AA",345,327.5]
["REC Solar","REC345AA Black",345,325.8]
["REC Solar","REC345PEM 72",345,311.5]
["REC Solar","REC345PEM 72 BLK",345,311.5]
["REC Solar","REC345PEM 72 XV",345,311.5]
["REC Solar","REC345PEM 72 XV BLK",345,311.5]
["REC Solar","REC345TP 72",345,314]
["REC Solar","REC345TP 72 BLK",345,314]
["REC Solar","REC345TP 72 BLK Q2",345,314]
["REC Solar","REC345TP 72 BLK Q3",345,314]
["REC Solar","REC345TP 72 Q2",345,314]
["REC Solar","REC345TP 72 Q3",345,314]
["REC Solar","REC345TP 72 XV",345,314]
["REC Solar","REC345TP 72 XV BLK",345,314]
["REC Solar","REC345TP 72 XV BLK Q2",345,314]
["REC Solar","REC345TP 72 XV BLK Q3",345,314]
["REC Solar","REC345TP 72 XV Q2",345,314]
["REC Solar","REC345TP 72 XV Q3",345,314]
["REC Solar","REC345TP2S 72",345,314.3]
["REC Solar","REC345TP2S 72 BLK",345,314]
["REC Solar","REC345TP2S 72 BLK2",345,314]
["REC Solar","REC345TP2S 72 Q2",345,314]
["REC Solar","REC345TP2S 72 Q3",345,314]
["REC Solar","REC345TP2S 72 XV",345,314.3]
["REC Solar","REC345TP2S 72 XV BLK",345,314]
["REC Solar","REC345TP2S 72 XV Q2",345,314]
["REC Solar","REC345TP2S 72 XV Q3",345,314]
["REC Solar","REC350AA",350,332.4]
["REC Solar","REC350AA Black",350,330.7]
["REC Solar","REC350PEM 72",350,316.2]
["REC Solar","REC350PEM 72 BLK",350,316.2]
["REC Solar","REC350PEM 72 XV",350,316.2]
["REC Solar","REC350PEM 72 XV BLK",350,316.2]
["REC Solar","REC350TP 72",350,318.7]
["REC Solar","REC350TP 72 BLK",350,318.7]
["REC Solar","REC350TP 72 BLK Q2",350,318.7]
["REC Solar","REC350TP 72 BLK Q3",350,318.7]
["REC Solar","REC350TP 72 Q2",350,318.7]
["REC Solar","REC350TP 72 Q3",350,318.7]
["REC Solar","REC350TP 72 XV",350,318.7]
["REC Solar","REC350TP 72 XV BLK",350,318.7]
["REC Solar","REC350TP 72 XV BLK Q2",350,318.7]
["REC Solar","REC350TP 72 XV BLK Q3",350,318.7]
["REC Solar","REC350TP 72 XV Q2",350,318.7]
["REC Solar","REC350TP 72 XV Q3",350,318.7]
["REC Solar","REC350TP2M 72",350,323.89999999999998]
["REC Solar","REC350TP2M 72 Q2",350,323.89999999999998]
["REC Solar","REC350TP2M 72 Q3",350,323.89999999999998]
["REC Solar","REC350TP2S 72",350,319]
["REC Solar","REC350TP2S 72 BLK",350,318.7]
["REC Solar","REC350TP2S 72 BLK2",350,318.7]
["REC Solar","REC350TP2S 72 Q2",350,318.7]
["REC Solar","REC350TP2S 72 Q3",350,318.7]
["REC Solar","REC350TP2S 72 XV",350,319]
["REC Solar","REC350TP2S 72 XV BLK",350,318.7]
["REC Solar","REC350TP2S 72 XV Q2",350,318.7]
["REC Solar","REC350TP2S 72 XV Q3",350,318.7]
["REC Solar","REC350TP2SM 72",350,324.10000000000002]
["REC Solar","REC350TP2SM 72 BLK",350,324.10000000000002]
["REC Solar","REC350TP2SM 72 BLK2",350,322.8]
["REC Solar","REC350TP2SM 72 XV",350,324.10000000000002]
["REC Solar","REC350TP2SM 72 XV BLK",350,324.10000000000002]
["REC Solar","REC355AA",355,337.2]
["REC Solar","REC355AA Black",355,335.5]
["REC Solar","REC355PEM 72",355,320.8]
["REC Solar","REC355PEM 72 BLK",355,320.8]
["REC Solar","REC355PEM 72 XV",355,320.8]
["REC Solar","REC355PEM 72 XV BLK",355,320.8]
["REC Solar","REC355TP 72",355,323.39999999999998]
["REC Solar","REC355TP 72 BLK",355,323.39999999999998]
["REC Solar","REC355TP 72 BLK Q2",355,323.39999999999998]
["REC Solar","REC355TP 72 BLK Q3",355,323.39999999999998]
["REC Solar","REC355TP 72 Q2",355,323.39999999999998]
["REC Solar","REC355TP 72 Q3",355,323.39999999999998]
["REC Solar","REC355TP 72 XV",355,323.39999999999998]
["REC Solar","REC355TP 72 XV BLK",355,323.39999999999998]
["REC Solar","REC355TP 72 XV BLK Q2",355,323.39999999999998]
["REC Solar","REC355TP 72 XV BLK Q3",355,323.39999999999998]
["REC Solar","REC355TP 72 XV Q2",355,323.39999999999998]
["REC Solar","REC355TP 72 XV Q3",355,323.39999999999998]
["REC Solar","REC355TP2M 72",355,328.6]
["REC Solar","REC355TP2M 72 Q2",355,328.6]
["REC Solar","REC355TP2M 72 Q3",355,328.6]
["REC Solar","REC355TP2S 72",355,323.7]
["REC Solar","REC355TP2S 72 BLK",355,323.39999999999998]
["REC Solar","REC355TP2S 72 BLK2",355,323.39999999999998]
["REC Solar","REC355TP2S 72 Q2",355,323.39999999999998]
["REC Solar","REC355TP2S 72 Q3",355,323.39999999999998]
["REC Solar","REC355TP2S 72 XV",355,323.7]
["REC Solar","REC355TP2S 72 XV BLK",355,323.39999999999998]
["REC Solar","REC355TP2S 72 XV Q2",355,323.39999999999998]
["REC Solar","REC355TP2S 72 XV Q3",355,323.39999999999998]
["REC Solar","REC355TP2SM 72",355,328.8]
["REC Solar","REC355TP2SM 72 BLK",355,328.8]
["REC Solar","REC355TP2SM 72 BLK2",355,327.5]
["REC Solar","REC355TP2SM 72 XV",355,328.8]
["REC Solar","REC355TP2SM 72 XV BLK",355,328.8]
["REC Solar","REC360AA",360,342.1]
["REC Solar","REC360AA Black",360,340.3]
["REC Solar","REC360PEM 72",360,325.5]
["REC Solar","REC360PEM 72 BLK",360,325.5]
["REC Solar","REC360PEM 72 XV",360,325.5]
["REC Solar","REC360PEM 72 XV BLK",360,325.5]
["REC Solar","REC360TP2M 72",360,333.3]
["REC Solar","REC360TP2M 72 Q2",360,333.3]
["REC Solar","REC360TP2M 72 Q3",360,333.3]
["REC Solar","REC360TP2SM 72",360,337.9]
["REC Solar","REC360TP2SM 72 BLK",360,337.9]
["REC Solar","REC360TP2SM 72 BLK2",360,332.2]
["REC Solar","REC360TP2SM 72 XV",360,337.9]
["REC Solar","REC360TP2SM 72 XV BLK",360,337.9]
["REC Solar","REC365AA",365,346.9]
["REC Solar","REC365AA Black",365,345.2]
["REC Solar","REC365PEM 72",365,330.2]
["REC Solar","REC365PEM 72 BLK",365,330.2]
["REC Solar","REC365PEM 72 XV",365,330.2]
["REC Solar","REC365PEM 72 XV BLK",365,330.2]
["REC Solar","REC365TP2M 72",365,338.1]
["REC Solar","REC365TP2M 72 Q2",365,338.1]
["REC Solar","REC365TP2M 72 Q3",365,338.1]
["REC Solar","REC365TP2SM 72",365,342.7]
["REC Solar","REC365TP2SM 72 BLK",365,342.7]
["REC Solar","REC365TP2SM 72 BLK2",365,337]
["REC Solar","REC365TP2SM 72 XV",365,342.7]
["REC Solar","REC365TP2SM 72 XV BLK",365,342.7]
["REC Solar","REC370AA",370,351.8]
["REC Solar","REC370PEM 72",370,334.8]
["REC Solar","REC370PEM 72 BLK",370,334.8]
["REC Solar","REC370PEM 72 XV",370,334.8]
["REC Solar","REC370PEM 72 XV BLK",370,334.8]
["REC Solar","REC370TP2M 72",370,342.8]
["REC Solar","REC370TP2M 72 Q2",370,342.8]
["REC Solar","REC370TP2M 72 Q3",370,342.8]
["REC Solar","REC370TP2SM 72",370,347.5]
["REC Solar","REC370TP2SM 72 BLK",370,347.5]
["REC Solar","REC370TP2SM 72 BLK2",370,341.7]
["REC Solar","REC370TP2SM 72 XV",370,347.5]
["REC Solar","REC370TP2SM 72 XV BLK",370,347.5]
["REC Solar","REC375TP2M 72",375,347.6]
["REC Solar","REC375TP2M 72 Q2",375,347.6]
["REC Solar","REC375TP2M 72 Q3",375,347.6]
["REC Solar","REC375TP2SM 72",375,352.3]
["REC Solar","REC375TP2SM 72 BLK",375,352.3]
["REC Solar","REC375TP2SM 72 BLK2",375,346.5]
["REC Solar","REC375TP2SM 72 XV",375,352.3]
["REC Solar","REC375TP2SM 72 XV BLK",375,352.3]
["REC Solar","REC380TP2M 72",380,352.3]
["REC Solar","REC380TP2M 72 Q2",380,352.3]
["REC Solar","REC380TP2M 72 Q3",380,352.3]
["REC Solar","REC380TP2SM 72",380,357.1]
["REC Solar","REC380TP2SM 72 BLK",380,357.1]
["REC Solar","REC380TP2SM 72 BLK2",380,351.2]
["REC Solar","REC380TP2SM 72 XV",380,357.1]
["REC Solar","REC380TP2SM 72 XV BLK",380,357.1]
["REC Solar","REC385TP2M 72",385,361.9]
["REC Solar","REC385TP2M 72 BLK",385,361.9]
["REC Solar","REC385TP2M 72 XV",385,361.9]
["REC Solar","REC385TP2M 72 XV BLK",385,361.9]
["REC Solar","REC385TP2SM 72",385,361.9]
["REC Solar","REC385TP2SM 72 BLK",385,361.9]
["REC Solar","REC385TP2SM 72 XV",385,361.9]
["REC Solar","REC385TP2SM 72 XV BLK",385,361.9]
["REC Solar","REC390TP2M 72",390,366.7]
["REC Solar","REC390TP2M 72 BLK",390,366.7]
["REC Solar","REC390TP2M 72 XV",390,366.7]
["REC Solar","REC390TP2M 72 XV BLK",390,366.7]
["REC Solar","REC390TP2SM 72",390,366.7]
["REC Solar","REC390TP2SM 72 BLK",390,366.7]
["REC Solar","REC390TP2SM 72 XV",390,366.7]
["REC Solar","REC390TP2SM 72 XV BLK",390,366.7]
["REC Solar","REC395TP2M 72",395,371.5]
["REC Solar","REC395TP2M 72 BLK",395,371.5]
["REC Solar","REC395TP2M 72 XV",395,371.5]
["REC Solar","REC395TP2M 72 XV BLK",395,371.5]
["REC Solar","REC395TP2SM 72",395,371.5]
["REC Solar","REC395TP2SM 72 BLK",395,371.5]
["REC Solar","REC395TP2SM 72 XV",395,371.5]
["REC Solar","REC395TP2SM 72 XV BLK",395,371.5]
["REC Solar","REC400TP2M 72",400,376.3]
["REC Solar","REC400TP2M 72 BLK",400,376.3]
["REC Solar","REC400TP2M 72 XV",400,376.3]
["REC Solar","REC400TP2M 72 XV BLK",400,376.3]
["REC Solar","REC400TP2SM 72",400,376.3]
["REC Solar","REC400TP2SM 72 BLK",400,376.3]
["REC Solar","REC400TP2SM 72 XV",400,376.3]
["REC Solar","REC400TP2SM 72 XV BLK",400,376.3]
["Recom","RCM-250-6MB",250,225.4]
["Recom","RCM-250-6PB",250,222.7]
["Recom","RCM-255-6PB",255,227.2]
["Recom","RCM-260-6MB",260,234.7]
["Recom","RCM-260-6MB-BB",260,235.1]
["Recom","RCM-260-6PB",260,231.8]
["Recom","RCM-265-6MB-BB",265,239.7]
["Recom","RCM-270-6MB",270,244]
["Recom","RCM-270-6MB-BB",270,244.4]
["Recom","RCM-275-6MB-BB",275,249]
["Recom","RCM-280-6MB-BB",280,253.7]
["Recom","RCM-285-6PA",285,256.89999999999998]
["Recom","RCM-290-6PA",290,261.5]
["Recom","RCM-295-6PA",295,266.2]
["Recom","RCM-300-6PA",300,270.8]
["Recom","RCM-305-6PA",305,275.39999999999998]
["Recom","RCM-310-6PA",310,280.10000000000002]
["Recom","RCM-315-6MA",315,285.5]
["Recom","RCM-315-6PA",315,286.60000000000002]
["Recom","RCM-320-6MA",320,290.10000000000002]
["Recom","RCM-320-6PA",320,291.2]
["Recom","RCM-325-6MA",325,294.8]
["Recom","RCM-325-6PA",325,295.89999999999998]
["Recom","RCM-330-6MA",330,299.5]
["Recom","RCM-330-6PA",330,300.60000000000002]
["Recom","RCM-335-6MA",335,304.10000000000002]
["Recom","RCM-340-6MA",340,308.8]
["Recom","RCM-345-6MA",345,313.5]
["RECOM AG","RCM-285-6MB-BB",285,256]
["RECOM AG","RCM-290-6MB-BB",290,260.7]
["RECOM AG","RCM-295-6MB-BB",295,265.3]
["RECOM AG","RCM-300-6MB-BB",300,270]
["Renesola America","JC180S-24/Db",180,163.5]
["Renesola America","JC185S-24/Db",185,168.1]
["Renesola America","JC190S-24/Db",190,172.8]
["Renesola America","JC195S-24/Db",195,176]
["Renesola America","JC200S-24/Db",200,180.6]
["Renesola America","JC220M-24/Bx",220,199.6]
["Renesola America","JC225M-24/Bx",225,204.3]
["Renesola America","JC225S-24/Bb",225,191.8]
["Renesola America","JC230M-24/Bb",230,208.9]
["Renesola America","JC230S-24/Bb",230,196.2]
["Renesola America","JC235M-24/Bx",235,213.6]
["Renesola America","JC235S-24/Bb",235,211.3]
["Renesola America","JC240M-24/Bx",240,219.5]
["Renesola America","JC240M-24/Bx-b",240,219.5]
["Renesola America","JC240M-24/Bxh",240,219.5]
["Renesola America","JC240M-24/Bxh-b",240,219.5]
["Renesola America","JC240S-24/Bb",240,219]
["Renesola America","JC240S-24/Bb-b",240,219]
["Renesola America","JC245M-24/Bx",245,224.1]
["Renesola America","JC245M-24/Bx-b",245,224.1]
["Renesola America","JC245M-24/Bxh",245,224.1]
["Renesola America","JC245M-24/Bxh-b",245,224.1]
["Renesola America","JC245S-24/Bb",245,223.6]
["Renesola America","JC245S-24/Bb-b",245,223.6]
["Renesola America","JC250M-24/Bx",250,228.8]
["Renesola America","JC250M-24/Bx-b",250,228.8]
["Renesola America","JC250M-24/Bxh",250,228.8]
["Renesola America","JC250M-24/Bxh-b",250,228.8]
["Renesola America","JC250S-24/Bb",250,229]
["Renesola America","JC250S-24/Bb-b",250,229]
["Renesola America","JC250S-24/Bbh",250,229]
["Renesola America","JC250S-24/Bbh-b",250,229]
["Renesola America","JC255M-24/Bx",255,233.5]
["Renesola America","JC255M-24/Bx-b",255,233.5]
["Renesola America","JC255M-24/Bxh",255,233.5]
["Renesola America","JC255M-24/Bxh-b",255,233.5]
["Renesola America","JC255S-24/Bb",255,233.7]
["Renesola America","JC255S-24/Bb-b",255,233.7]
["Renesola America","JC255S-24/Bbh",255,233.7]
["Renesola America","JC255S-24/Bbh-b",255,233.7]
["Renesola America","JC260M-24/Bbs",260,235.6]
["Renesola America","JC260M-24/Bbs-b",260,235.6]
["Renesola America","JC260M-24/Bx",260,238.2]
["Renesola America","JC260M-24/Bx-b",260,238.2]
["Renesola America","JC260M-24/Bxh",260,238.2]
["Renesola America","JC260M-24/Bxh-b",260,238.2]
["Renesola America","JC260M-24/Bzs",260,235.6]
["Renesola America","JC260M-24/Bzs-b",260,235.6]
["Renesola America","JC260S-24/Bb",260,237.7]
["Renesola America","JC260S-24/Bb-b",260,237.7]
["Renesola America","JC265M-24/Bbs",265,240.2]
["Renesola America","JC265M-24/Bbs-b",265,240.2]
["Renesola America","JC265M-24/Bzs",265,240.2]
["Renesola America","JC265M-24/Bzs-b",265,240.2]
["Renesola America","JC265S-24/Ab",265,234.2]
["Renesola America","JC270M-24/Ax",270,240.8]
["Renesola America","JC270M-24/Bbs",270,244.9]
["Renesola America","JC270M-24/Bbs-b",270,244.9]
["Renesola America","JC270M-24/Bzs",270,244.9]
["Renesola America","JC270M-24/Bzs-b",270,244.9]
["Renesola America","JC270S-24/Ab",270,238.7]
["Renesola America","JC275M-24/Ax",275,245.3]
["Renesola America","JC275S-24/Ab",275,243.3]
["Renesola America","JC280M-24/Ax",280,249.9]
["Renesola America","JC280S-24/Ab",280,252.4]
["Renesola America","JC285M-24/Ax",285,260.60000000000002]
["Renesola America","JC285M-24/Ax-b",285,260.60000000000002]
["Renesola America","JC285M-24/Axh",285,260.60000000000002]
["Renesola America","JC285M-24/Axh-b",285,260.60000000000002]
["Renesola America","JC285S-24/Ab",285,257]
["Renesola America","JC290F-24/Abh-b",290,265.5]
["Renesola America","JC290M-24/Ax",290,265.3]
["Renesola America","JC290M-24/Ax-b",290,265.3]
["Renesola America","JC290M-24/Axh",290,265.3]
["Renesola America","JC290M-24/Axh-b",290,265.3]
["Renesola America","JC290S-24/Ab",290,265.5]
["Renesola America","JC290S-24/Abh",290,265.5]
["Renesola America","JC295M-24/Abh",295,270]
["Renesola America","JC295M-24/Abh-b",295,270]
["Renesola America","JC295M-24/Ax",295,268.89999999999998]
["Renesola America","JC295M-24/Ax-b",295,268.89999999999998]
["Renesola America","JC295S-24/Ab",295,270.10000000000002]
["Renesola America","JC295S-24/Abh",295,270.10000000000002]
["Renesola America","JC295S-24/Abh-b",295,270.10000000000002]
["Renesola America","JC300M-24/Ax",300,274.60000000000002]
["Renesola America","JC300M-24/Ax-b",300,274.60000000000002]
["Renesola America","JC300M-24/Axh",300,274.60000000000002]
["Renesola America","JC300M-24/Axh-b",300,274.60000000000002]
["Renesola America","JC300S-24/Ab",300,274.8]
["Renesola America","JC300S-24/Abh",300,274.8]
["Renesola America","JC300S-24/Abh-b",300,274.8]
["Renesola America","JC305M-24/Ax",305,279.3]
["Renesola America","JC305M-24/Ax-b",305,279.3]
["Renesola America","JC305M-24/Axh",305,279.3]
["Renesola America","JC305M-24/Axh-b",305,279.3]
["Renesola America","JC305S-24/Abh",305,279.5]
["Renesola America","JC305S-24/Abh-b",305,279.5]
["Renesola America","JC310M-24/Abs",310,280.89999999999998]
["Renesola America","JC310M-24/Abs-b",310,280.89999999999998]
["Renesola America","JC310M-24/Ax-b",310,284]
["Renesola America","JC310M-24/Axh",310,284]
["Renesola America","JC310M-24/Axh-b",310,284]
["Renesola America","JC310M-24/Azs",310,280.89999999999998]
["Renesola America","JC310M-24/Azs-b",310,280.89999999999998]
["Renesola America","JC310S-24/Abh",310,284.2]
["Renesola America","JC310S-24/Abh-b",310,284.2]
["Renesola America","JC315M-24/Abs",315,285.5]
["Renesola America","JC315M-24/Abs-b",315,285.5]
["Renesola America","JC315M-24/Ax-b",315,288.7]
["Renesola America","JC315M-24/Axh",315,288.7]
["Renesola America","JC315M-24/Axh-b",315,288.7]
["Renesola America","JC315M-24/Azs",315,285.5]
["Renesola America","JC315M-24/Azs-b",315,285.5]
["Renesola America","JC315S-24/Abh",315,288.89999999999998]
["Renesola America","JC315S-24/Abh-b",315,288.89999999999998]
["Renesola America","JC320M-24/Abs",320,290.2]
["Renesola America","JC320M-24/Abs-b",320,290.2]
["Renesola America","JC320M-24/Azs",320,290.2]
["Renesola America","JC320M-24/Azs-b",320,290.2]
["Renesola America","JC320S-24/Abh",320,293.60000000000002]
["Renesola America","JC320S-24/Abh-b",320,293.60000000000002]
["Renesola America","JC325M-24/Abs",325,294.8]
["Renesola America","JC325M-24/Abs-b",325,294.8]
["Renesola America","JC325M-24/Azs",325,294.8]
["Renesola America","JC325M-24/Azs-b",325,294.8]
["Renesola America","JC330M-24/Abs",330,299.5]
["Renesola America","JC330M-24/Abs-b",330,299.5]
["Renesola America","JC330M-24/Azs",330,299.5]
["Renesola America","JC330M-24/Azs-b",330,299.5]
["Renesola America","JC335M-24/Abs",335,304.2]
["Renesola America","JC335M-24/Abs-b",335,304.2]
["Renesola America","JC335M-24/Azs",335,304.2]
["Renesola America","JC335M-24/Azs-b",335,304.2]
["Renogy","RNG-175D",175,154.1]
["Renogy","RNG-180D",180,158.6]
["Renogy","RNG-185D",185,163.1]
["Renogy","RNG-215P",215,193.1]
["Renogy","RNG-220P",220,197.7]
["Renogy","RNG-225D",225,199.3]
["Renogy","RNG-225P",225,202.3]
["Renogy","RNG-230D",230,203.9]
["Renogy","RNG-230P",230,206.9]
["Renogy","RNG-235D",235,208.4]
["Renogy","RNG-235D-60",235,208.4]
["Renogy","RNG-235P",235,211.5]
["Renogy","RNG-235P-60",235,209.7]
["Renogy","RNG-240D",240,213]
["Renogy","RNG-240D-60",240,212.9]
["Renogy","RNG-240P-60",240,214.2]
["Renogy","RNG-245D",245,217.6]
["Renogy","RNG-245D-60",245,217.5]
["Renogy","RNG-245P-60",245,218.8]
["Renogy","RNG-250D-60",250,222.1]
["Renogy","RNG-250P",250,227.8]
["Renogy","RNG-250P-60",250,223.4]
["Renogy","RNG-260D",260,230.1]
["Renogy","RNG-260P",260,237.1]
["Renogy","RNG-265D",265,234.7]
["Renogy","RNG-270D",270,239.2]
["Renogy","RNG-270P",270,246.4]
["Renogy","RNG-275D",275,243.8]
["Renogy","RNG-280D",280,248.3]
["Renogy","RNG-280P",280,249.8]
["Renogy","RNG-285D",285,252.9]
["Renogy","RNG-285P",285,257.8]
["Renogy","RNG-290D",290,257.39999999999998]
["Renogy","RNG-290P",290,262.39999999999998]
["Renogy","RNG-295D",295,262]
["Renogy","RNG-295P",295,267]
["Renogy","RNG-300D",300,266.60000000000002]
["Renogy","RNG-300P",300,271.7]
["Renogy","RNG-305P",305,276.3]
["Renogy","RNG-310P",310,281]
["Renogy","RNG-315P",315,285.60000000000002]
["Renogy","RNG-320P",320,286.2]
["Renogy","RNG-325P",325,290.8]
["Resonix","EPML120W6H",120,106.2]
["Resonix","EPMN120W6H",120,106.2]
["Resonix","EPML130W6H",126,110]
["Resonix","EPMN130W6H",126,110]
["Resonix","EPML150W6H",150,132.80000000000001]
["Resonix","EPMN150W6H",150,132.80000000000001]
["Resonix","EPML180W6H",178,156.4]
["Resonix","EPMN180W6H",178,156.4]
["Resonix","EPML185W6H",185,164]
["Resonix","EPMN185W6H",185,164]
["Resonix","EPML220W6H",220,192.6]
["Resonix","EPML225W6H",225,199.3]
["Resonix","EPMN225W6H",225,199.3]
["Resonix","EPML275W6H",275,243.8]
["Resonix","EPMN275W6H",275,243.8]
["Risen Energy Co., Ltd.","SYP-85S",85,72.5]
["Risen Energy Co., Ltd.","SYP-110S",110,94.8]
["Risen Energy Co., Ltd.","SYP-160S",160,137.80000000000001]
["Risen Energy Co., Ltd.","SYP-165S",165,142.19999999999999]
["Risen Energy Co., Ltd.","SYP-170S",170,146.6]
["Risen Energy Co., Ltd.","SYP-175S",175,151]
["Risen Energy Co., Ltd.","SYP-180S",180,155.5]
["Risen Energy Co., Ltd.","SYP-185S",185,160]
["Risen Energy Co., Ltd.","SYP-190S",190,164.5]
["Risen Energy Co., Ltd.","SYP-195S",195,169]
["Risen Energy Co., Ltd.","SYP200P",200,175]
["Risen Energy Co., Ltd.","SYP-200S",200,169]
["Risen Energy Co., Ltd.","SYP-200W",200,173.5]
["Risen Energy Co., Ltd.","SYP210M",210,184.9]
["Risen Energy Co., Ltd.","SYP210P",210,184]
["Risen Energy Co., Ltd.","SYP-210S",210,177.7]
["Risen Energy Co., Ltd.","SYP220M",220,193.9]
["Risen Energy Co., Ltd.","SYP220P",220,193]
["Risen Energy Co., Ltd.","RSM60-6-230M",230,207.7]
["Risen Energy Co., Ltd.","RSM60-6-230P",230,208.3]
["Risen Energy Co., Ltd.","SYP230M",230,206.3]
["Risen Energy Co., Ltd.","SYP230P",230,202]
["Risen Energy Co., Ltd.","RSM60-6-235M",235,212.3]
["Risen Energy Co., Ltd.","RSM60-6-235P",235,212.9]
["Risen Energy Co., Ltd.","RSM60-6-240M",240,217]
["Risen Energy Co., Ltd.","RSM60-6-240P",240,217.5]
["Risen Energy Co., Ltd.","SYP240M",240,215.5]
["Risen Energy Co., Ltd.","SYP240P",240,211.1]
["Risen Energy Co., Ltd.","RSM60-6-245M",245,221.6]
["Risen Energy Co., Ltd.","RSM60-6-245P",245,222.2]
["Risen Energy Co., Ltd.","RSM60-6-250M",250,226.3]
["Risen Energy Co., Ltd.","RSM60-6-250P",250,226.9]
["Risen Energy Co., Ltd.","SYP250M",250,224.8]
["Risen Energy Co., Ltd.","SYP250P",250,222.2]
["Risen Energy Co., Ltd.","RSM60-6-255M",255,227.1]
["Risen Energy Co., Ltd.","RSM60-6-255P",255,230.6]
["Risen Energy Co., Ltd.","RSM60-6-260M",260,231.7]
["Risen Energy Co., Ltd.","RSM60-6-260P",260,235.2]
["Risen Energy Co., Ltd.","SYP260M",260,226]
["Risen Energy Co., Ltd.","SYP260P",260,231.3]
["Risen Energy Co., Ltd.","RSM60-6-265M",265,236.3]
["Risen Energy Co., Ltd.","RSM60-6-265P",265,239.8]
["Risen Energy Co., Ltd.","RSM60-6-270M",270,240.9]
["Risen Energy Co., Ltd.","RSM60-6-270P",270,244.5]
["Risen Energy Co., Ltd.","SYP270M",270,235]
["Risen Energy Co., Ltd.","SYP270P",270,237.6]
["Risen Energy Co., Ltd.","RSM60-6-275M",275,249.6]
["Risen Energy Co., Ltd.","RSM60-6-275P",275,249.2]
["Risen Energy Co., Ltd.","RSM60-6-280M",280,254.3]
["Risen Energy Co., Ltd.","RSM60-6-280P",280,253.8]
["Risen Energy Co., Ltd.","RSM72-6-280M",280,253]
["Risen Energy Co., Ltd.","RSM72-6-280P",280,253.7]
["Risen Energy Co., Ltd.","SYP280M",280,244]
["Risen Energy Co., Ltd.","SYP280P",280,246.6]
["Risen Energy Co., Ltd.","RSM60-6-285M",285,259]
["Risen Energy Co., Ltd.","RSM60-6-285P",285,258.5]
["Risen Energy Co., Ltd.","RSM72-6-285M",285,257.60000000000002]
["Risen Energy Co., Ltd.","RSM72-6-285P",285,258.3]
["Risen Energy Co., Ltd.","RSM60-6-290M",290,263.7]
["Risen Energy Co., Ltd.","RSM72-6-290M",290,262.3]
["Risen Energy Co., Ltd.","RSM72-6-290P",290,263]
["Risen Energy Co., Ltd.","SYP290M",290,249.9]
["Risen Energy Co., Ltd.","RSM120-6-295M",295,269.5]
["Risen Energy Co., Ltd.","RSM60-6-295M",295,270.7]
["Risen Energy Co., Ltd.","RSM72-6-295M",295,266.89999999999998]
["Risen Energy Co., Ltd.","RSM72-6-295P",295,267.60000000000002]
["Risen Energy Co., Ltd.","RSM120-6-300M",300,274.2]
["Risen Energy Co., Ltd.","RSM60-6-300M",300,275.39999999999998]
["Risen Energy Co., Ltd.","RSM72-6-300M",300,270.7]
["Risen Energy Co., Ltd.","RSM72-6-300P",300,270.7]
["Risen Energy Co., Ltd.","SYP300M",300,258.8]
["Risen Energy Co., Ltd.","RSM120-6-305M",305,278.89999999999998]
["Risen Energy Co., Ltd.","RSM60-6-305M",305,280.10000000000002]
["Risen Energy Co., Ltd.","RSM72-6-305M",305,275.3]
["Risen Energy Co., Ltd.","RSM72-6-305P",305,278.60000000000002]
["Risen Energy Co., Ltd.","SYP305M",305,263.3]
["Risen Energy Co., Ltd.","RSM120-6-310M",310,283.60000000000002]
["Risen Energy Co., Ltd.","RSM60-6-310M",310,284.8]
["Risen Energy Co., Ltd.","RSM72-6-310M",310,280]
["Risen Energy Co., Ltd.","RSM72-6-310P",310,283.3]
["Risen Energy Co., Ltd.","RSM120-6-315M",315,288.3]
["Risen Energy Co., Ltd.","RSM60-6-315M",315,289.60000000000002]
["Risen Energy Co., Ltd.","RSM72-6-315M",315,284.60000000000002]
["Risen Energy Co., Ltd.","RSM72-6-315P",315,288]
["Risen Energy Co., Ltd.","RSM120-6-320M",320,293]
["Risen Energy Co., Ltd.","RSM60-6-320M",320,294.3]
["Risen Energy Co., Ltd.","RSM72-6-320M",320,289.3]
["Risen Energy Co., Ltd.","RSM72-6-320P",320,292.7]
["Risen Energy Co., Ltd.","RSM120-6-325M",325,297.7]
["Risen Energy Co., Ltd.","RSM72-6-325M",325,293.89999999999998]
["Risen Energy Co., Ltd.","RSM72-6-325P",325,297.39999999999998]
["Risen Energy Co., Ltd.","RSM72-6-330M",330,302.2]
["Risen Energy Co., Ltd.","RSM72-6-330P",330,302.10000000000002]
["Risen Energy Co., Ltd.","RSM72-6-335M",335,306.89999999999998]
["Risen Energy Co., Ltd.","RSM72-6-335P",335,306.8]
["Risen Energy Co., Ltd.","RSM72-6-340M",340,311.60000000000002]
["Risen Energy Co., Ltd.","RSM72-6-340P",340,311.5]
["Risen Energy Co., Ltd.","RSM72-6-345M",345,316.3]
["Risen Energy Co., Ltd.","RSM72-6-345P",345,316.2]
["Risen Energy Co., Ltd.","RSM72-6-350M",350,321]
["Risen Energy Co., Ltd.","RSM72-6-355M",355,326.8]
["Risen Energy Co., Ltd.","RSM144-6-360BMDG",360,328.7]
["Risen Energy Co., Ltd.","RSM144-6-360M",360,329.2]
["Risen Energy Co., Ltd.","RSM72-6-360M",360,331.5]
["Risen Energy Co., Ltd.","RSM144-6-365BMDG",365,333.4]
["Risen Energy Co., Ltd.","RSM144-6-365M",365,333.9]
["Risen Energy Co., Ltd.","RSM72-6-365M",365,336.2]
["Risen Energy Co., Ltd.","RSM144-6-370BMDG",370,338.1]
["Risen Energy Co., Ltd.","RSM144-6-370M",370,338.6]
["Risen Energy Co., Ltd.","RSM72-6-370M",370,341]
["Risen Energy Co., Ltd.","RSM144-6-375BMDG",375,342.8]
["Risen Energy Co., Ltd.","RSM144-6-375M",375,343.3]
["Risen Energy Co., Ltd.","RSM72-6-375M",375,345.7]
["Risen Energy Co., Ltd.","RSM144-6-380BMDG",380,347.6]
["Risen Energy Co., Ltd.","RSM144-6-380M",380,348]
["Risen Energy Co., Ltd.","RSM72-6-380M",380,350.5]
["Risen Energy Co., Ltd.","RSM144-6-385BMDG",385,352.3]
["Risen Energy Co., Ltd.","RSM144-6-385M",385,352.7]
["Risen Energy Co., Ltd.","RSM72-6-385M",385,355.2]
["Risen Energy Co., Ltd.","RSM144-6-390BMDG",390,357]
["Risen Energy Co., Ltd.","RSM144-6-390M",390,357.5]
["Risen Energy Co., Ltd.","RSM72-6-390M",390,360]
["Risen Energy Co., Ltd.","RSM144-6-395BMDG",395,361.7]
["Risen Energy Co., Ltd.","RSM144-6-395M",395,362.2]
["Risen Energy Co., Ltd.","RSM144-6-400BMDG",400,366.4]
["Ritek","PM130",130,115.4]
["Ritek","MM135",135,120.9]
["Ritek","PM135",135,119.9]
["Ritek","MM140",140,125.4]
["Ritek","PM140",140,124.5]
["Ritek","MM145",145,130]
["Ritek","PM175",175,155.4]
["Ritek","MM180",180,161.19999999999999]
["Ritek","PM180",180,160]
["Ritek","MM185",185,165.8]
["Ritek","PM185",185,164.5]
["Ritek","MM190",190,170.4]
["Ritek","PM190",190,168.6]
["Ritek","MM195",195,174.5]
["Ritek","PM195",195,173.1]
["Ritek","MM200",200,179.1]
["Ritek","PM200",200,177.7]
["Ritek","MM205",205,183.7]
["Ritek","PM205",205,182.3]
["Ritek","MM210",210,188.3]
["Ritek","PM210",210,186.3]
["Ritek","MM215",215,192.9]
["Ritek","PM215",215,190.9]
["Ritek","MM220",220,197]
["Ritek","PM220",220,196.2]
["Ritek","MM225",225,201.6]
["Ritek","PM225",225,200.8]
["Ritek","MM230",230,206.1]
["Ritek","PM230",230,205.4]
["Ritek","MM235",235,210.7]
["Ritek","PM235",235,209.9]
["Ritek","MM240",240,215.4]
["Ritek","PM240",240,217.1]
["Ritek","PM60-6RT-240",240,218]
["Ritek","PM245",245,221.8]
["Ritek","PM60-6RT-245",245,222.7]
["Ritek","MM60-6RT-250",250,226.8]
["Ritek","PM250",250,226.4]
["Ritek","PM60-6RT-250",250,227.3]
["Ritek","MM60-6RT-255",255,231.5]
["Ritek","PM255",255,231]
["Ritek","PM60-6RT-255",255,232]
["Ritek","MM60-6RT-260",260,236.2]
["Ritek","PM60-6RT-260",260,236.7]
["Ritek","MM60-6RT-265",265,240.8]
["Ritek","PM60-6RT-265",265,241.3]
["Ritek","MM60-6RT-270",270,245.5]
["Ritek","PM270T",270,241.1]
["Ritek","PM60-6RT-270",270,246]
["Ritek","MM60-6RT-275",275,250.2]
["Ritek","PM275",275,245.6]
["Ritek","PM275T",275,245.6]
["Ritek","PM60-6RT-275",275,250.7]
["Ritek","MM60-6RT-280",280,254.8]
["Ritek","PM280",280,250.2]
["Ritek","PM280T",280,250.2]
["Ritek","PM60-6RT-280",280,255.4]
["Ritek","MM285T",285,255.8]
["Ritek","MM60-6RT-285",285,259.5]
["Ritek","PM285",285,254.8]
["Ritek","PM285T",285,254.8]
["Ritek","PM60-6RT-285",285,260.10000000000002]
["Ritek","PM72-6RT-285",285,258.89999999999998]
["Ritek","MM290T",290,260.39999999999998]
["Ritek","MM60-6RT-290",290,264.2]
["Ritek","PM290",290,259.39999999999998]
["Ritek","PM290T",290,259.39999999999998]
["Ritek","PM72-6RT-290",290,263.5]
["Ritek","MM295T",295,265]
["Ritek","MM60-6RT-295",295,268.89999999999998]
["Ritek","PM295",295,264]
["Ritek","PM72-6RT-295",295,268.2]
["Ritek","MM300T",300,269.7]
["Ritek","MM72-6RT-300",300,272.2]
["Ritek","PM72-6RT-300",300,272.8]
["Ritek","MM305T",305,274.3]
["Ritek","MM72-6RT-305",305,276.89999999999998]
["Ritek","PM72-6RT-305",305,277.5]
["Ritek","MM72-6RT-310",310,281.60000000000002]
["Ritek","PM72-6RT-310",310,282.2]
["Ritek","MM72-6RT-315",315,286.2]
["Ritek","PM72-6RT-315",315,286.89999999999998]
["Ritek","MM72-6RT-320",320,290.89999999999998]
["Ritek","PM72-6RT-320",320,291.5]
["Ritek","MM72-6RT-325",325,295.60000000000002]
["Ritek","PM72-6RT-325",325,296.2]
["Ritek","MM72-6RT-330",330,300.3]
["Ritek","PM72-6RT-330",330,300.89999999999998]
["Ritek","MM72-6RT-335",335,304.89999999999998]
["Ritek","PM72-6RT-335",335,305.60000000000002]
["Ritek","MM72-6RT-340",340,309.60000000000002]
["Ritek","PM72-6RT-340",340,310.3]
["Ritek","MM72-6RT-345",345,314.3]
["Ritek","MM72-6RT-350",350,319]
["Ritek","MM72-6RT-355",355,323.7]
["RSI Holding","RSI-6M-250M-60",250,226.3]
["RSI Holding","RSI-6M-255M-60",255,231]
["RSI Holding","RSI-6M-260M-60",260,235.6]
["RSI Holding","RSI-6M-265M-60",265,240.3]
["RSI Holding","RSI-6M-270M-60",270,244.9]
["Saga Solar","S-255M60-B",255,231.1]
["Saga Solar","S-260M60",260,234.1]
["Saga Solar","S-260M60-B",260,235.7]
["Saga Solar","S-265M60",265,238.7]
["Saga Solar","S-265M60-B",265,240.4]
["Saga Solar","S-270M60",270,243.4]
["Saga Solar","S-270M60-B",270,245]
["Saga Solar","S-275M60",275,248]
["Saga Solar","S-275M60-B",275,246.1]
["Saga Solar","S-280M60",280,252.7]
["Saga Solar","S-310P72",310,279]
["Saga Solar","S-315P72",315,283.60000000000002]
["Saga Solar","S-320P72",320,287.89999999999998]
["Saga Solar","S-325P72",325,292.60000000000002]
["Saga Solar","S-330P72",330,297.2]
["Saint Gobain Solar","SKA180M72-WN",180,163.5]
["Saint Gobain Solar","SKA185M72-WN",185,168.1]
["Saint Gobain Solar","SKA190M72-WN",190,172.8]
["Saint Gobain Solar","SKA220P60-WN",220,199.6]
["Saint Gobain Solar","SKA225M60-WN",225,191.8]
["Saint Gobain Solar","SKA225P60-WN",225,204.3]
["Saint Gobain Solar","SKA230M60-WN",230,196.2]
["Saint Gobain Solar","SKA230P60-WN",230,208.9]
["Saint Gobain Solar","SKA235P60-WN",235,213.6]
["Saint Gobain Solar","SKA240M60-WN",240,205.1]
["Saint Gobain Solar","SKA240P60-WN",240,218.2]
["Saint Gobain Solar","SKA245M60-WN",245,209.5]
["Saint Gobain Solar","SKA250M60-WN",250,214]
["Samsung SDI","LPC235SM-02",235,207.8]
["Samsung SDI","LPC235SM-08",235,211.7]
["Samsung SDI","LPC238SM-02",238,210.6]
["Samsung SDI","LPC238SM-08",238,214.5]
["Samsung SDI","LPC241SM-02",241,213.3]
["Samsung SDI","LPC241SM-08",241,217.3]
["Samsung SDI","LPC244SM-02",244,216]
["Samsung SDI","LPC244SM-08",244,220]
["Samsung SDI","PV-MBA1BG244",244,220.1]
["Samsung SDI","PV-MBA1CG244",244,220.1]
["Samsung SDI","LPC247SM-08",247,222.8]
["Samsung SDI","PV-MBA1BG247",247,222.9]
["Samsung SDI","PV-MBA1CG247",247,222.9]
["Samsung SDI","LPC250SM-08",250,225.6]
["Samsung SDI","PV-MBA1BG250",250,225.7]
["Samsung SDI","PV-MBA1CG250",250,225.7]
["Samsung SDI","PV-MBA1BG255",255,230.3]
["Samsung SDI","PV-MBA1CG255",255,230.3]
["SANYO ELECTRIC CO LTD OF PANASONIC GROUP","HIP-186DA3",186,173]
["SANYO ELECTRIC CO LTD OF PANASONIC GROUP","VBHB186DA03",186,173]
["SANYO ELECTRIC CO LTD OF PANASONIC GROUP","VBHB186DA03B",186,173]
["SANYO ELECTRIC CO LTD OF PANASONIC GROUP","HIP-190DA3",190,176.8]
["SANYO ELECTRIC CO LTD OF PANASONIC GROUP","VBHB190DA03",190,176.8]
["SANYO ELECTRIC CO LTD OF PANASONIC GROUP","VBHB190DA03B",190,176.8]
["SANYO ELECTRIC CO LTD OF PANASONIC GROUP","HIP-195BA20",195,181.1]
["SANYO ELECTRIC CO LTD OF PANASONIC GROUP","HIP-195DA3",195,181.5]
["SANYO ELECTRIC CO LTD OF PANASONIC GROUP","VBHB195AA20",195,181.1]
["SANYO ELECTRIC CO LTD OF PANASONIC GROUP","VBHB195AA20B",195,181.1]
["SANYO ELECTRIC CO LTD OF PANASONIC GROUP","VBHB195DA03",195,181.5]
["SANYO ELECTRIC CO LTD OF PANASONIC GROUP","VBHB195DA03B",195,181.5]
["SANYO ELECTRIC CO LTD OF PANASONIC GROUP","HIP-200BA20",200,185.9]
["SANYO ELECTRIC CO LTD OF PANASONIC GROUP","VBHB200AA20",200,185.9]
["SANYO ELECTRIC CO LTD OF PANASONIC GROUP","VBHB200AA20B",200,185.9]
["SANYO ELECTRIC CO LTD OF PANASONIC GROUP","HIT-N210A01",210,194.9]
["SANYO ELECTRIC CO LTD OF PANASONIC GROUP","VBHN210AA01",210,194.9]
["SANYO ELECTRIC CO LTD OF PANASONIC GROUP","VBHN210AA01B",210,194.9]
["SANYO ELECTRIC CO LTD OF PANASONIC GROUP","HIP-215NKHA6",215,199.6]
["SANYO ELECTRIC CO LTD OF PANASONIC GROUP","HIT-N215A01",215,199.6]
["SANYO ELECTRIC CO LTD OF PANASONIC GROUP","VBHN215AA01",215,199.6]
["SANYO ELECTRIC CO LTD OF PANASONIC GROUP","VBHN215AA01B",215,199.6]
["SANYO ELECTRIC CO LTD OF PANASONIC GROUP","VBHN215AA06",215,199.6]
["SANYO ELECTRIC CO LTD OF PANASONIC GROUP","VBHN215AA06B",215,199.6]
["SANYO ELECTRIC CO LTD OF PANASONIC GROUP","HIT-N220A01",220,204.4]
["SANYO ELECTRIC CO LTD OF PANASONIC GROUP","VBHN220AA01",220,204.4]
["SANYO ELECTRIC CO LTD OF PANASONIC GROUP","VBHN220AA01B",220,204.4]
["SANYO ELECTRIC CO LTD OF PANASONIC GROUP","VBHN220DA02",220,206.5]
["SANYO ELECTRIC CO LTD OF PANASONIC GROUP","VBHN220DA02B",220,206.5]
["SANYO ELECTRIC CO LTD OF PANASONIC GROUP","VBHN220SA06",220,204.5]
["SANYO ELECTRIC CO LTD OF PANASONIC GROUP","VBHN220SA06B",220,204.5]
["SANYO ELECTRIC CO LTD OF PANASONIC GROUP","HIT-N225A01",225,209.1]
["SANYO ELECTRIC CO LTD OF PANASONIC GROUP","VBHN225AA01",225,209.1]
["SANYO ELECTRIC CO LTD OF PANASONIC GROUP","VBHN225AA01B",225,209.1]
["SANYO ELECTRIC CO LTD OF PANASONIC GROUP","VBHN225DA02",225,211.3]
["SANYO ELECTRIC CO LTD OF PANASONIC GROUP","VBHN225DA02B",225,211.3]
["SANYO ELECTRIC CO LTD OF PANASONIC GROUP","VBHN225SA06",225,209.2]
["SANYO ELECTRIC CO LTD OF PANASONIC GROUP","VBHN225SA06B",225,209.2]
["SANYO ELECTRIC CO LTD OF PANASONIC GROUP","VBHN230DA02",230,216]
["SANYO ELECTRIC CO LTD OF PANASONIC GROUP","VBHN230DA02B",230,216]
["SANYO ELECTRIC CO LTD OF PANASONIC GROUP","VBHN230SA04",230,214]
["SANYO ELECTRIC CO LTD OF PANASONIC GROUP","VBHN230SA04B",230,214]
["SANYO ELECTRIC CO LTD OF PANASONIC GROUP","VBHN230SA06",230,214]
["SANYO ELECTRIC CO LTD OF PANASONIC GROUP","VBHN230SA06B",230,214]
["SANYO ELECTRIC CO LTD OF PANASONIC GROUP","VBHN230SA11",230,214]
["SANYO ELECTRIC CO LTD OF PANASONIC GROUP","VBHN230SA11B",230,214]
["SANYO ELECTRIC CO LTD OF PANASONIC GROUP","VBHN235SA04",235,218.7]
["SANYO ELECTRIC CO LTD OF PANASONIC GROUP","VBHN235SA04B",235,218.7]
["SANYO ELECTRIC CO LTD OF PANASONIC GROUP","VBHN235SA06",235,218.7]
["SANYO ELECTRIC CO LTD OF PANASONIC GROUP","VBHN235SA06B",235,218.7]
["SANYO ELECTRIC CO LTD OF PANASONIC GROUP","VBHN235SA11",235,218.7]
["SANYO ELECTRIC CO LTD OF PANASONIC GROUP","VBHN235SA11B",235,218.7]
["SANYO ELECTRIC CO LTD OF PANASONIC GROUP","VBHN240SA04",240,223.5]
["SANYO ELECTRIC CO LTD OF PANASONIC GROUP","VBHN240SA04B",240,223.5]
["SANYO ELECTRIC CO LTD OF PANASONIC GROUP","VBHN240SA06",240,223.5]
["SANYO ELECTRIC CO LTD OF PANASONIC GROUP","VBHN240SA06B",240,223.5]
["SANYO ELECTRIC CO LTD OF PANASONIC GROUP","VBHN240SA11",240,223.5]
["SANYO ELECTRIC CO LTD OF PANASONIC GROUP","VBHN240SA11B",240,223.5]
["SANYO ELECTRIC CO LTD OF PANASONIC GROUP","VBMS240AA02",240,218]
["SANYO ELECTRIC CO LTD OF PANASONIC GROUP","VBHN245SA04",245,228.3]
["SANYO ELECTRIC CO LTD OF PANASONIC GROUP","VBHN245SA04B",245,228.3]
["SANYO ELECTRIC CO LTD OF PANASONIC GROUP","VBHN245SA06",245,228.3]
["SANYO ELECTRIC CO LTD OF PANASONIC GROUP","VBHN245SA06B",245,228.3]
["SANYO ELECTRIC CO LTD OF PANASONIC GROUP","VBHN245SA11",245,228.3]
["SANYO ELECTRIC CO LTD OF PANASONIC GROUP","VBHN245SA11B",245,228.3]
["SANYO ELECTRIC CO LTD OF PANASONIC GROUP","VBMS245AA02",245,222.7]
["SANYO ELECTRIC CO LTD OF PANASONIC GROUP","VBMS250AA02",250,227.4]
["SANYO ELECTRIC CO LTD OF PANASONIC GROUP","VBMS250AA04",250,227.3]
["SANYO ELECTRIC CO LTD OF PANASONIC GROUP","VBMS255AA04",255,231.9]
["SANYO ELECTRIC CO LTD OF PANASONIC GROUP","VBMS260AA04",260,236.6]
["SANYO ELECTRIC CO LTD OF PANASONIC GROUP","VBHN307ZA04",307,286.8]
["SANYO ELECTRIC CO LTD OF PANASONIC GROUP","VBHN310KA01",310,292.10000000000002]
["SANYO ELECTRIC CO LTD OF PANASONIC GROUP","VBHN310KA03",310,288.10000000000002]
["SANYO ELECTRIC CO LTD OF PANASONIC GROUP","VBHN310ZA03",310,287.5]
["SANYO ELECTRIC CO LTD OF PANASONIC GROUP","VBHN310ZA04",310,289.7]
["SANYO ELECTRIC CO LTD OF PANASONIC GROUP","VBHN315KA01",315,296.89999999999998]
["SANYO ELECTRIC CO LTD OF PANASONIC GROUP","VBHN315KA03",315,292.5]
["SANYO ELECTRIC CO LTD OF PANASONIC GROUP","VBHN315ZA03",315,292.2]
["SANYO ELECTRIC CO LTD OF PANASONIC GROUP","VBHN315ZA04",315,294.39999999999998]
["SANYO ELECTRIC CO LTD OF PANASONIC GROUP","VBH320RA03K",320,304.7]
["SANYO ELECTRIC CO LTD OF PANASONIC GROUP","VBHN320KA01",320,301.7]
["SANYO ELECTRIC CO LTD OF PANASONIC GROUP","VBHN320KA03",320,297.60000000000002]
["SANYO ELECTRIC CO LTD OF PANASONIC GROUP","VBHN320SA15",320,301.7]
["SANYO ELECTRIC CO LTD OF PANASONIC GROUP","VBHN320SA15B",320,301.7]
["SANYO ELECTRIC CO LTD OF PANASONIC GROUP","VBHN320SA16",320,301.7]
["SANYO ELECTRIC CO LTD OF PANASONIC GROUP","VBHN320SA16B",320,301.7]
["SANYO ELECTRIC CO LTD OF PANASONIC GROUP","VBHN320ZA01",320,301.7]
["SANYO ELECTRIC CO LTD OF PANASONIC GROUP","VBHN320ZA03",320,297]
["SANYO ELECTRIC CO LTD OF PANASONIC GROUP","VBHN320ZA04",320,299.2]
["SANYO ELECTRIC CO LTD OF PANASONIC GROUP","VBH325RA03K",325,309.60000000000002]
["SANYO ELECTRIC CO LTD OF PANASONIC GROUP","VBH325RA18N",325,308.89999999999998]
["SANYO ELECTRIC CO LTD OF PANASONIC GROUP","VBHN325KA03",325,302.39999999999998]
["SANYO ELECTRIC CO LTD OF PANASONIC GROUP","VBHN325SA15",325,306.5]
["SANYO ELECTRIC CO LTD OF PANASONIC GROUP","VBHN325SA15B",325,306.5]
["SANYO ELECTRIC CO LTD OF PANASONIC GROUP","VBHN325SA16",325,306.5]
["SANYO ELECTRIC CO LTD OF PANASONIC GROUP","VBHN325SA16B",325,306.5]
["SANYO ELECTRIC CO LTD OF PANASONIC GROUP","VBHN325SA17",325,306.8]
["SANYO ELECTRIC CO LTD OF PANASONIC GROUP","VBHN325SA17E",325,306.8]
["SANYO ELECTRIC CO LTD OF PANASONIC GROUP","VBHN325ZA01",325,306.5]
["SANYO ELECTRIC CO LTD OF PANASONIC GROUP","VBH330RA03K",330,314.39999999999998]
["SANYO ELECTRIC CO LTD OF PANASONIC GROUP","VBH330RA18N",330,313.8]
["SANYO ELECTRIC CO LTD OF PANASONIC GROUP","VBHN330KA03",330,306.8]
["SANYO ELECTRIC CO LTD OF PANASONIC GROUP","VBHN330SA15",330,311.3]
["SANYO ELECTRIC CO LTD OF PANASONIC GROUP","VBHN330SA15B",330,311.3]
["SANYO ELECTRIC CO LTD OF PANASONIC GROUP","VBHN330SA16",330,311.7]
["SANYO ELECTRIC CO LTD OF PANASONIC GROUP","VBHN330SA16B",330,311.3]
["SANYO ELECTRIC CO LTD OF PANASONIC GROUP","VBHN330SA17",330,311.7]
["SANYO ELECTRIC CO LTD OF PANASONIC GROUP","VBHN330SA17E",330,311.7]
["SANYO ELECTRIC CO LTD OF PANASONIC GROUP","VBHN330ZA01",330,311.3]
["SANYO ELECTRIC CO LTD OF PANASONIC GROUP","VBHN332SA16",332,313.3]
["SANYO ELECTRIC CO LTD OF PANASONIC GROUP","VBHN332SA16B",332,313.3]
["SANYO ELECTRIC CO LTD OF PANASONIC GROUP","VBHN333SA16",333,314.2]
["SANYO ELECTRIC CO LTD OF PANASONIC GROUP","VBHN333SA16B",333,314.2]
["SANYO ELECTRIC CO LTD OF PANASONIC GROUP","VBH335RA03K",335,319.3]
["SANYO ELECTRIC CO LTD OF PANASONIC GROUP","VBH335RA18N",335,318.60000000000002]
["SANYO ELECTRIC CO LTD OF PANASONIC GROUP","VBHN335SA16",335,316.2]
["SANYO ELECTRIC CO LTD OF PANASONIC GROUP","VBHN335SA16B",335,316.2]
["SANYO ELECTRIC CO LTD OF PANASONIC GROUP","VBHN335SA17",335,316.5]
["SANYO ELECTRIC CO LTD OF PANASONIC GROUP","VBH340RA18N",340,323.5]
["SANYO ELECTRIC CO LTD OF PANASONIC GROUP","VBHN340SA17",340,321.3]
["SANYO ELECTRIC CO LTD OF PANASONIC GROUP","VBHN345SA17",345,326.2]
["Scheuten Solar Logistics","P6-60i30-200",200,178.1]
["Scheuten Solar Logistics","P6-60i30-205",205,182.6]
["Scheuten Solar Logistics","P6-60i30-210",210,187.2]
["Scheuten Solar Logistics","P6-60i30-215",215,191.8]
["Scheuten Solar Logistics","P6-60i30-220",220,196.3]
["Scheuten Solar Logistics","P6-60i30-225",225,200.9]
["Scheuten Solar Logistics","P6-60i30-230",230,205.5]
["Scheuten Solar Logistics","P6-60i30-235",235,210.1]
["Scheuten Solar Logistics","P6-60i30-240",240,214.7]
["Scheuten Solar USA","P6-54 185W",185,165.9]
["Scheuten Solar USA","P6-54 190W",190,170.5]
["Scheuten Solar USA","P6-54 195W",195,175.1]
["Scheuten Solar USA","P6-54 200W",200,179.7]
["Scheuten Solar USA","P6-54 205W",205,184.3]
["Scheuten Solar USA","P6-60U-210W",210,183.2]
["Scheuten Solar USA","P6-60U-215W",215,187.7]
["Scheuten Solar USA","P6-60U-220W",220,192.2]
["Scheuten Solar USA","P6-60U-225W",225,196.7]
["Scheuten Solar USA","P6-60U-230W",230,201.2]
["Scheuten Solar USA","P6-60U-235W",235,206.8]
["Scheuten Solar USA","P6-60U-240W",240,211.3]
["Schott Solar","ASE-300-DGF/25-145",147,131.80000000000001]
["Schott Solar","SAPC-165",165,144.6]
["Schott Solar","SAPC-165S",165,144.6]
["Schott Solar","SAPC-170",170,149.1]
["Schott Solar","SAPC-175",175,151.80000000000001]
["Schott Solar","ASE-300-DGF/34-195",199,178.7]
["Schott Solar","Perform Poly 202",202,177.6]
["Schott Solar","Poly 202",202,177.6]
["Schott Solar","Perform Poly 210",210,184.8]
["Schott Solar","Poly 210",210,184.8]
["Schott Solar","Perform Poly 217",217,191.2]
["Schott Solar","Poly 217",217,191.2]
["Schott Solar","Perform Poly 220",220,198.5]
["Schott Solar","Poly 220",220,198.5]
["Schott Solar","Perform Poly 225",225,203.1]
["Schott Solar","Poly 225",225,203.1]
["Schott Solar","Perform Poly 230",230,207.7]
["Schott Solar","Poly 230",230,207.7]
["Schott Solar","Perform Poly 235",235,212.4]
["Schott Solar","Poly 235",235,212.4]
["Schott Solar","ASE-300-DGF/42-240",240,212.5]
["Schott Solar","Perform Mono 240",240,214.9]
["Schott Solar","Perform Poly 240",240,217]
["Schott Solar","Poly 240",240,217]
["Schott Solar","Perform Mono 245",245,219.5]
["Schott Solar","PERFORM POLY 245",245,221.5]
["Schott Solar","ASE-300-DGF/50-250",250,221.6]
["Schott Solar","Perform Mono 250",250,224.1]
["Schott Solar","PERFORM POLY 250",250,226.1]
["Schott Solar","Perform Mono 255",255,228.7]
["Schott Solar","ASE-300-DGF/50-260",260,230.6]
["Schott Solar","Perform Mono 260",260,233.4]
["Schott Solar","ASE-300-DGF/50-270",270,239.7]
["Schott Solar","ASE-300-DGF/50-280",280,248.8]
["Schott Solar","ASE-300-DGF/50-290",290,257.89999999999998]
["Schott Solar","ASE-300-DGF/50-300",300,267]
["Schott Solar","ASE-300-DGF/50-310",310,276.2]
["Schuco International","MPE 235 PS03",235,210]
["Schuco International","MPE 310 MP 02",310,274.89999999999998]
["Schuco International","MPE 320 MP 02",320,284]
["Schuco USA","MPE 85 AL 01",85,79.900000000000006]
["Schuco USA","MPE 90 AL 01",90,84.6]
["Schuco USA","S 165-SPU",165,146.1]
["Schuco USA","S 165-SPU-4",165,146.4]
["Schuco USA","MPE 170 MS 05",170,153.30000000000001]
["Schuco USA","S 170-SPU",170,150.69999999999999]
["Schuco USA","S 170-SPU-4",170,150.9]
["Schuco USA","MPE 175 MS 05",175,158]
["Schuco USA","S 175-SPU-4",175,157]
["Schuco USA","MPE 180 MS 05",180,162.6]
["Schuco USA","S 180-SPU-4",180,161.6]
["Schuco USA","MPE 185 MS 05",185,167.2]
["Schuco USA","MPE 190 MS 05",190,172]
["Schuco USA","MPE 200 PS 04",200,183]
["Schuco USA","MPE 205 PS 04",205,187.6]
["Schuco USA","MPE 210 PS 04",210,192.3]
["Schuco USA","MPE 215 PS 04",215,197]
["Schuco USA","MPE 220 PS 04",220,201.6]
["Schuco USA","MPE 220 PS 09",220,199.5]
["Schuco USA","MPE 225 PS 04",225,206.3]
["Schuco USA","MPE 225 PS 08",225,201.9]
["Schuco USA","MPE 225 PS 09",225,204.1]
["Schuco USA","MPE 225 PS 60 BA",225,202]
["Schuco USA","MPE 230 PS 04",230,211]
["Schuco USA","MPE 230 PS 08",230,206.5]
["Schuco USA","MPE 230 PS 09",230,208.8]
["Schuco USA","MPE 230 PS 60 BA",230,206.6]
["Schuco USA","MPE 235 PS 08",235,211.1]
["Schuco USA","MPE 235 PS 09",235,213.4]
["Schuco USA","MPE 235 PS 60 BA",235,211.3]
["Schuco USA","MPE 240 MS 08",240,214.9]
["Schuco USA","MPE 240 MS 60 BA",240,214.9]
["Schuco USA","MPE 240 MS 60 BB",240,214.9]
["Schuco USA","MPE 240 PS 08",240,215.7]
["Schuco USA","MPE 240 PS 09",240,218.1]
["Schuco USA","MPE 255 PS 60 BA",240,217.9]
["Schuco USA","MPE 245 MS 08",245,219.5]
["Schuco USA","MPE 245 MS 60 BA",245,219.5]
["Schuco USA","MPE 245 MS 60 BB",245,219.5]
["Schuco USA","MPE 245 PS 08",245,220.3]
["Schuco USA","MPE 245 PS 60 BA",245,222.5]
["Schuco USA","MPE 250 MS 08",250,224.1]
["Schuco USA","MPE 250 MS 60 BA",250,224.6]
["Schuco USA","MPE 250 MS 60 BB",250,224.6]
["Schuco USA","MPE 250 PS 60 BA",250,227.2]
["Schuco USA","MPE 240 PS 60 BA",255,231.9]
["Schuco USA","MPE 255 MS 08",255,228.8]
["Schuco USA","MPE 255 MS 60 BA",255,229.2]
["Schuco USA","MPE 255 MS 60 BB",255,229.2]
["Schuco USA","MPE 260 MS 08",260,233.4]
["Schuco USA","MPE 260 MS 60 BA",260,233.8]
["Schuco USA","MPE 260 MS 60 BB",260,233.8]
["Schuco USA","MPE 260 PS 60 BA",260,236.5]
["Schuco USA","MPE 265 MS 08",265,238.5]
["Schuco USA","MPE 265 MS 60 BA",265,238.5]
["Schuco USA","MPE 265 MS 60 BB",265,238.5]
["Schuco USA","MPE 270 MS 08",270,243.1]
["Schuco USA","MPE 270 MS 60 BA",270,243.1]
["Schuco USA","MPE 270 MS 60 BB",270,243.1]
["Schuco USA","MPE 350 AL 01",350,328.9]
["Schuco USA","MPE 360 AL 01",360,338.3]
["Semyung Electric","SM-T-390-Platinum",390,340.9]
["Semyung Electric","SM-T-395-Platinum",395,345.5]
["Semyung Electric","SM-T-400-Platinum",400,350]
["Semyung Electric","SM-T-405-Platinum",405,354.5]
["Semyung Electric","SM-T-410-Platinum",410,359.1]
["S-Energy Co., Ltd.","SM-200MC1",200,178]
["S-Energy Co., Ltd.","SM-205MC1",205,182.6]
["S-Energy Co., Ltd.","SM-210MC1",210,187.1]
["S-Energy Co., Ltd.","SM-215MC1",215,193.2]
["S-Energy Co., Ltd.","SM-215PC5",215,188.7]
["S-Energy Co., Ltd.","SM-220MC1",220,197.8]
["S-Energy Co., Ltd.","SM-220PC5",220,193.2]
["S-Energy Co., Ltd.","SM-225MC1",225,202.4]
["S-Energy Co., Ltd.","SM-225PC5",225,197.7]
["S-Energy Co., Ltd.","SM-230MC1",230,207]
["S-Energy Co., Ltd.","SM-230PC5",230,202.2]
["S-Energy Co., Ltd.","SM-230PC8",230,206.3]
["S-Energy Co., Ltd.","SM-235MC1",235,211.6]
["S-Energy Co., Ltd.","SM-235PC5",235,206.8]
["S-Energy Co., Ltd.","SM-235PC8",235,212.2]
["S-Energy Co., Ltd.","SM-240PC8",240,212.4]
["S-Energy Co., Ltd.","SM-245PC8",245,217]
["S-Energy Co., Ltd.","SN245P-10",245,221.7]
["S-Energy Co., Ltd.","SN245P-15",245,222]
["S-Energy Co., Ltd.","SM-250PC8",250,221.5]
["S-Energy Co., Ltd.","SN250P-10",250,226.4]
["S-Energy Co., Ltd.","SN250P-15",250,226.6]
["S-Energy Co., Ltd.","SM-255PC8",255,226.1]
["S-Energy Co., Ltd.","SN255P-10",255,231]
["S-Energy Co., Ltd.","SN255P-15",255,231.3]
["S-Energy Co., Ltd.","SM-260PC8",260,230.7]
["S-Energy Co., Ltd.","SN260P-10",260,235.7]
["S-Energy Co., Ltd.","SN260P-15",260,235.9]
["S-Energy Co., Ltd.","SM-265PC5",265,234.1]
["S-Energy Co., Ltd.","SN265P-10",265,240.3]
["S-Energy Co., Ltd.","SN265P-15",265,240.6]
["S-Energy Co., Ltd.","SM-270PC5",270,238.7]
["S-Energy Co., Ltd.","SN270P-10",270,248.4]
["S-Energy Co., Ltd.","SM-275PC5",275,243.2]
["S-Energy Co., Ltd.","SM-275PC8",275,249.9]
["S-Energy Co., Ltd.","SN275M-10(B)",275,247.1]
["S-Energy Co., Ltd.","SM-280PC5",280,247.8]
["S-Energy Co., Ltd.","SM-280PC8",280,254.6]
["S-Energy Co., Ltd.","SN280M-10",280,255.5]
["S-Energy Co., Ltd.","SN280M-10(B)",280,251.7]
["S-Energy Co., Ltd.","SM-285PC5",285,252.3]
["S-Energy Co., Ltd.","SM-285PC8",285,259.2]
["S-Energy Co., Ltd.","SN285M-10",285,260.2]
["S-Energy Co., Ltd.","SN285M-10(B)",285,256.39999999999998]
["S-Energy Co., Ltd.","SM-290PC8",290,263.89999999999998]
["S-Energy Co., Ltd.","SN290M-10",290,264.89999999999998]
["S-Energy Co., Ltd.","SN290M-10(B)",290,261]
["S-Energy Co., Ltd.","SM-295PC8",295,268.5]
["S-Energy Co., Ltd.","SN295M-10",295,269.60000000000002]
["S-Energy Co., Ltd.","SN295M-10(B)",295,265.7]
["S-Energy Co., Ltd.","SN295P-10",295,266.5]
["S-Energy Co., Ltd.","SN295P-15",295,267.5]
["S-Energy Co., Ltd.","SM-300PC8",300,272.2]
["S-Energy Co., Ltd.","SN300M-10",300,274.3]
["S-Energy Co., Ltd.","SN300M-10(B)",300,270.3]
["S-Energy Co., Ltd.","SN300P-10",300,271.2]
["S-Energy Co., Ltd.","SN300P-15",300,272.2]
["S-Energy Co., Ltd.","SM-305PC8",305,276.8]
["S-Energy Co., Ltd.","SN305M-10(B)",305,275]
["S-Energy Co., Ltd.","SN305M-10T",305,283]
["S-Energy Co., Ltd.","SN305P-10",305,275.8]
["S-Energy Co., Ltd.","SN305P-15",305,276.8]
["S-Energy Co., Ltd.","SN310M-10(B)",310,279.7]
["S-Energy Co., Ltd.","SN310M-10T",310,287.8]
["S-Energy Co., Ltd.","SN310P-10",310,280.5]
["S-Energy Co., Ltd.","SN310P-15",310,281.5]
["S-Energy Co., Ltd.","SN315M-10T",315,292.5]
["S-Energy Co., Ltd.","SN315P-10",315,285.10000000000002]
["S-Energy Co., Ltd.","SN315P-15",315,286.2]
["S-Energy Co., Ltd.","SN320P-10",320,291]
["S-Energy Co., Ltd.","SN320P-15",320,290.8]
["S-Energy Co., Ltd.","SN325P-10",325,295.60000000000002]
["S-Energy Co., Ltd.","SN325P-15",325,295.5]
["S-Energy Co., Ltd.","SN330M-10(B)",330,292.8]
["S-Energy Co., Ltd.","SN335M-10(B)",335,297.39999999999998]
["S-Energy Co., Ltd.","SN340M-10",340,313.10000000000002]
["S-Energy Co., Ltd.","SN340M-10(B)",340,302]
["S-Energy Co., Ltd.","SN345M-10",345,317.8]
["S-Energy Co., Ltd.","SN345M-10(B)",345,306.60000000000002]
["S-Energy Co., Ltd.","SN350M-10",350,322.5]
["S-Energy Co., Ltd.","SN350M-10(B)",350,311.2]
["S-Energy Co., Ltd.","SN355M-10",355,327.3]
["S-Energy Co., Ltd.","SN355M-10(B)",355,315.8]
["S-Energy Co., Ltd.","SN360M-10",360,332]
["S-Energy Co., Ltd.","SN360M-10(B)",360,320.5]
["S-Energy Co., Ltd.","SN360M-10T",360,334.8]
["S-Energy Co., Ltd.","SN365M-10(B)",365,325.10000000000002]
["S-Energy Co., Ltd.","SN365M-10T",365,339.6]
["S-Energy Co., Ltd.","SN370M-10(B)",370,329.7]
["S-Energy Co., Ltd.","SN370M-10T",370,344.4]
["S-Energy Co., Ltd.","SN375M-10T",375,349.2]
["Seraphim Energy Group Inc.","SEG-6PB-240WB",240,216.2]
["Seraphim Energy Group Inc.","SEG-6PB-240WW",240,216.2]
["Seraphim Energy Group Inc.","SEG-6PB-245WB",245,220.9]
["Seraphim Energy Group Inc.","SEG-6PB-245WW",245,220.9]
["Seraphim Energy Group Inc.","SEG-6PB-250WB",250,225.5]
["Seraphim Energy Group Inc.","SEG-6PB-250WW",250,225.5]
["Seraphim Energy Group Inc.","SEG-6PB-255BB",255,229.6]
["Seraphim Energy Group Inc.","SEG-6PB-255BW",255,229.6]
["Seraphim Energy Group Inc.","SEG-6PB-255WB",255,230.1]
["Seraphim Energy Group Inc.","SEG-6PB-255WW",255,230.1]
["Seraphim Energy Group Inc.","SEG-BPB-255BB",255,232.3]
["Seraphim Energy Group Inc.","SEG-6MB-260WB",260,234.4]
["Seraphim Energy Group Inc.","SEG-6MB-260WW",260,234.4]
["Seraphim Energy Group Inc.","SEG-6PB-260BB",260,234.2]
["Seraphim Energy Group Inc.","SEG-6PB-260BW",260,234.2]
["Seraphim Energy Group Inc.","SEG-6PB-260WB",260,234.8]
["Seraphim Energy Group Inc.","SEG-6PB-260WW",260,234.8]
["Seraphim Energy Group Inc.","SEG-BPB-260BB",260,237]
["Seraphim Energy Group Inc.","SEG-BPB-260WB",260,237]
["Seraphim Energy Group Inc.","SEG-BPB-260WW",260,237]
["Seraphim Energy Group Inc.","SEG-6MB-265WB",265,239]
["Seraphim Energy Group Inc.","SEG-6MB-265WW",265,239]
["Seraphim Energy Group Inc.","SEG-6PB-265BB",265,238.9]
["Seraphim Energy Group Inc.","SEG-6PB-265BW",265,238.9]
["Seraphim Energy Group Inc.","SEG-6PB-265WB",265,239.4]
["Seraphim Energy Group Inc.","SEG-6PB-265WW",265,239.4]
["Seraphim Energy Group Inc.","SEG-BPB-265BB",265,241.7]
["Seraphim Energy Group Inc.","SEG-BPB-265WB",265,241.7]
["Seraphim Energy Group Inc.","SEG-BPB-265WW",265,241.7]
["Seraphim Energy Group Inc.","SEG-6MB-270WB",270,243.7]
["Seraphim Energy Group Inc.","SEG-6MB-270WW",270,243.7]
["Seraphim Energy Group Inc.","SEG-6PB-270BB",270,243.5]
["Seraphim Energy Group Inc.","SEG-6PB-270BW",270,243.5]
["Seraphim Energy Group Inc.","SEG-6PB-270WB",270,244.1]
["Seraphim Energy Group Inc.","SEG-6PB-270WW",270,244.1]
["Seraphim Energy Group Inc.","SEG-BPB-270BB",270,246.4]
["Seraphim Energy Group Inc.","SEG-BPB-270WB",270,246.3]
["Seraphim Energy Group Inc.","SEG-BPB-270WW",270,246.3]
["Seraphim Energy Group Inc.","SEG-6MB-275WB",275,248.3]
["Seraphim Energy Group Inc.","SEG-6MB-275WW",275,248.3]
["Seraphim Energy Group Inc.","SEG-6PB-275BB",275,248.2]
["Seraphim Energy Group Inc.","SEG-6PB-275BW",275,248.2]
["Seraphim Energy Group Inc.","SEG-6PB-275WB",275,248.7]
["Seraphim Energy Group Inc.","SEG-6PB-275WW",275,248.7]
["Seraphim Energy Group Inc.","SEG-BPB-275BB",275,251]
["Seraphim Energy Group Inc.","SEG-BPB-275WB",275,251]
["Seraphim Energy Group Inc.","SEG-BPB-275WW",275,251]
["Seraphim Energy Group Inc.","SEG-6MB-280BB",280,253.4]
["Seraphim Energy Group Inc.","SEG-6MB-280BW",280,253.4]
["Seraphim Energy Group Inc.","SEG-6MB-280WB",280,253]
["Seraphim Energy Group Inc.","SEG-6MB-280WW",280,253]
["Seraphim Energy Group Inc.","SEG-BMB-280BB",280,254.1]
["Seraphim Energy Group Inc.","SEG-BPB-280BB",280,255.7]
["Seraphim Energy Group Inc.","SEG-BPB-280WB",280,255.7]
["Seraphim Energy Group Inc.","SEG-BPB-280WW",280,255.7]
["Seraphim Energy Group Inc.","SEG-6MB-285BB",285,258]
["Seraphim Energy Group Inc.","SEG-6MB-285BW",285,258]
["Seraphim Energy Group Inc.","SEG-6MB-285WB",285,257.60000000000002]
["Seraphim Energy Group Inc.","SEG-6MB-285WW",285,257.60000000000002]
["Seraphim Energy Group Inc.","SEG-BMB-285BB",285,258.7]
["Seraphim Energy Group Inc.","SEG-BPB-285WB",285,260.39999999999998]
["Seraphim Energy Group Inc.","SEG-BPB-285WW",285,260.39999999999998]
["Seraphim Energy Group Inc.","SEG-E11B-285",285,259.7]
["Seraphim Energy Group Inc.","SEG-6MB-290BB",290,268.7]
["Seraphim Energy Group Inc.","SEG-6MB-290BW",290,262.7]
["Seraphim Energy Group Inc.","SEG-6MB-290WB",290,270.39999999999998]
["Seraphim Energy Group Inc.","SEG-6MB-290WW",290,270.39999999999998]
["Seraphim Energy Group Inc.","SEG-6PA-290WB",290,261.60000000000002]
["Seraphim Energy Group Inc.","SEG-6PA-290WW",290,261.60000000000002]
["Seraphim Energy Group Inc.","SEG-BMB-290BB",290,263.39999999999998]
["Seraphim Energy Group Inc.","SEG-BMB-290WB",290,265.3]
["Seraphim Energy Group Inc.","SEG-BMB-290WW",290,265.3]
["Seraphim Energy Group Inc.","SEG-E11B-290",290,264.39999999999998]
["Seraphim Energy Group Inc.","SEG-6MB-295BB",295,273.39999999999998]
["Seraphim Energy Group Inc.","SEG-6MB-295BW",295,267.39999999999998]
["Seraphim Energy Group Inc.","SEG-6MB-295WB",295,275.2]
["Seraphim Energy Group Inc.","SEG-6MB-295WW",295,275.2]
["Seraphim Energy Group Inc.","SEG-6PA-295WB",295,266.2]
["Seraphim Energy Group Inc.","SEG-6PA-295WW",295,266.2]
["Seraphim Energy Group Inc.","SEG-BMB-295BB",295,268.10000000000002]
["Seraphim Energy Group Inc.","SEG-BMB-295WB",295,270]
["Seraphim Energy Group Inc.","SEG-BMB-295WW",295,270]
["Seraphim Energy Group Inc.","SEG-E11B-295",295,269.10000000000002]
["Seraphim Energy Group Inc.","SEG-6MB-300BB",300,278.2]
["Seraphim Energy Group Inc.","SEG-6MB-300BW",300,272]
["Seraphim Energy Group Inc.","SEG-6MB-300WB",300,279.89999999999998]
["Seraphim Energy Group Inc.","SEG-6MB-300WW",300,279.89999999999998]
["Seraphim Energy Group Inc.","SEG-6PA-300WB",300,270.8]
["Seraphim Energy Group Inc.","SEG-6PA-300WW",300,270.8]
["Seraphim Energy Group Inc.","SEG-BMB-300BB",300,272.8]
["Seraphim Energy Group Inc.","SEG-BMB-300WB",300,274.7]
["Seraphim Energy Group Inc.","SEG-BMB-300WW",300,274.7]
["Seraphim Energy Group Inc.","SEG-E01B-300",300,274.39999999999998]
["Seraphim Energy Group Inc.","SEG-E11B-300",300,273.8]
["Seraphim Energy Group Inc.","SEG-6MB-305BB",305,283]
["Seraphim Energy Group Inc.","SEG-6MB-305WB",305,284.7]
["Seraphim Energy Group Inc.","SEG-6MB-305WW",305,284.7]
["Seraphim Energy Group Inc.","SEG-6PA-305BB",305,276.2]
["Seraphim Energy Group Inc.","SEG-6PA-305BW",305,276.2]
["Seraphim Energy Group Inc.","SEG-6PA-305WB",305,275.5]
["Seraphim Energy Group Inc.","SEG-6PA-305WW",305,275.5]
["Seraphim Energy Group Inc.","SEG-BMB-305BB",305,277.5]
["Seraphim Energy Group Inc.","SEG-BMB-305WB",305,279.39999999999998]
["Seraphim Energy Group Inc.","SEG-BMB-305WW",305,279.39999999999998]
["Seraphim Energy Group Inc.","SEG-E01B-305",305,279.10000000000002]
["Seraphim Energy Group Inc.","SEG-E11B-305",305,278.5]
["Seraphim Energy Group Inc.","SEG-6MA-310WB",310,281.39999999999998]
["Seraphim Energy Group Inc.","SEG-6MA-310WW",310,281.39999999999998]
["Seraphim Energy Group Inc.","SEG-6MB-310BB",310,287.7]
["Seraphim Energy Group Inc.","SEG-6MB-310WB",310,289.5]
["Seraphim Energy Group Inc.","SEG-6MB-310WW",310,289.5]
["Seraphim Energy Group Inc.","SEG-6PA-310BB",310,280.89999999999998]
["Seraphim Energy Group Inc.","SEG-6PA-310BW",310,280.89999999999998]
["Seraphim Energy Group Inc.","SEG-6PA-310WB",310,280.10000000000002]
["Seraphim Energy Group Inc.","SEG-6PA-310WW",310,280.10000000000002]
["Seraphim Energy Group Inc.","SEG-BMB-310BB",310,282.2]
["Seraphim Energy Group Inc.","SEG-BMB-310WB",310,284.10000000000002]
["Seraphim Energy Group Inc.","SEG-BMB-310WW",310,284.10000000000002]
["Seraphim Energy Group Inc.","SEG-BPA-310WW",310,282.7]
["Seraphim Energy Group Inc.","SEG-E01B-310",310,283.8]
["Seraphim Energy Group Inc.","SEG-E11B-310",310,283.2]
["Seraphim Energy Group Inc.","SEG-6MA-315WB",315,286.10000000000002]
["Seraphim Energy Group Inc.","SEG-6MA-315WW",315,286.10000000000002]
["Seraphim Energy Group Inc.","SEG-6MB-315BB",315,292.5]
["Seraphim Energy Group Inc.","SEG-6MB-315WB",315,294.3]
["Seraphim Energy Group Inc.","SEG-6MB-315WW",315,294.3]
["Seraphim Energy Group Inc.","SEG-6PA-315BB",315,285.5]
["Seraphim Energy Group Inc.","SEG-6PA-315BW",315,285.5]
["Seraphim Energy Group Inc.","SEG-6PA-315WB",315,284.8]
["Seraphim Energy Group Inc.","SEG-6PA-315WW",315,284.8]
["Seraphim Energy Group Inc.","SEG-BPA-315WW",315,287.39999999999998]
["Seraphim Energy Group Inc.","SEG-E01B-315",315,288.5]
["Seraphim Energy Group Inc.","SEG-E11B-315",315,287.89999999999998]
["Seraphim Energy Group Inc.","SEG-6MA-320WB",320,290.8]
["Seraphim Energy Group Inc.","SEG-6MA-320WW",320,290.8]
["Seraphim Energy Group Inc.","SEG-6MB-320WB",320,299.10000000000002]
["Seraphim Energy Group Inc.","SEG-6MB-320WW",320,299.10000000000002]
["Seraphim Energy Group Inc.","SEG-6PA-320BB",320,290.2]
["Seraphim Energy Group Inc.","SEG-6PA-320BW",320,290.2]
["Seraphim Energy Group Inc.","SEG-6PA-320WB",320,289.39999999999998]
["Seraphim Energy Group Inc.","SEG-6PA-320WW",320,289.39999999999998]
["Seraphim Energy Group Inc.","SEG-BPA-320WW",320,292.10000000000002]
["Seraphim Energy Group Inc.","SEG-E01B-320",320,293.3]
["Seraphim Energy Group Inc.","SEG-6MA-325WB",325,295.5]
["Seraphim Energy Group Inc.","SEG-6MA-325WW",325,295.5]
["Seraphim Energy Group Inc.","SEG-6PA-325BB",325,294.8]
["Seraphim Energy Group Inc.","SEG-6PA-325BW",325,294.8]
["Seraphim Energy Group Inc.","SEG-6PA-325WB",325,294.10000000000002]
["Seraphim Energy Group Inc.","SEG-6PA-325WW",325,294.10000000000002]
["Seraphim Energy Group Inc.","SEG-BPA-325WW",325,296.8]
["Seraphim Energy Group Inc.","SEG-E01B-325",325,298]
["Seraphim Energy Group Inc.","SEG-6MA-330WB",330,300.2]
["Seraphim Energy Group Inc.","SEG-6MA-330WW",330,300.2]
["Seraphim Energy Group Inc.","SEG-6PA-330BB",330,299.5]
["Seraphim Energy Group Inc.","SEG-6PA-330BW",330,299.5]
["Seraphim Energy Group Inc.","SEG-6PA-330WB",330,298.7]
["Seraphim Energy Group Inc.","SEG-6PA-330WW",330,298.7]
["Seraphim Energy Group Inc.","SEG-BPA-330WW",330,301.39999999999998]
["Seraphim Energy Group Inc.","SEG-E01B-330",330,302.7]
["Seraphim Energy Group Inc.","SEG-6MA-335BB",335,304]
["Seraphim Energy Group Inc.","SEG-6MA-335BW",335,304]
["Seraphim Energy Group Inc.","SEG-6MA-335WB",335,304.89999999999998]
["Seraphim Energy Group Inc.","SEG-6MA-335WW",335,303.2]
["Seraphim Energy Group Inc.","SEG-6PA-335BB",335,304.2]
["Seraphim Energy Group Inc.","SEG-6PA-335BW",335,304.2]
["Seraphim Energy Group Inc.","SEG-BPA-335WW",335,306.10000000000002]
["Seraphim Energy Group Inc.","SEG-6MA-340BB",340,308.60000000000002]
["Seraphim Energy Group Inc.","SEG-6MA-340BW",340,308.60000000000002]
["Seraphim Energy Group Inc.","SEG-6MA-340WB",340,309.7]
["Seraphim Energy Group Inc.","SEG-6MA-340WW",340,307.8]
["Seraphim Energy Group Inc.","SEG-BMA-340WW",340,313.2]
["Seraphim Energy Group Inc.","SEG-BPA-340WW",340,310.8]
["Seraphim Energy Group Inc.","SEG-6MA-345BB",345,313.3]
["Seraphim Energy Group Inc.","SEG-6MA-345BW",345,313.3]
["Seraphim Energy Group Inc.","SEG-6MA-345WB",345,321.89999999999998]
["Seraphim Energy Group Inc.","SEG-6MA-345WW",345,321.89999999999998]
["Seraphim Energy Group Inc.","SEG-BMA-345WW",345,318]
["Seraphim Energy Group Inc.","SEG-BPA-345WW",345,315.5]
["Seraphim Energy Group Inc.","SEG-E11A-345",345,314]
["Seraphim Energy Group Inc.","SEG-6MA-350BB",350,318]
["Seraphim Energy Group Inc.","SEG-6MA-350BW",350,318]
["Seraphim Energy Group Inc.","SEG-6MA-350WB",350,326.7]
["Seraphim Energy Group Inc.","SEG-6MA-350WW",350,326.7]
["Seraphim Energy Group Inc.","SEG-BMA-350WW",350,322.7]
["Seraphim Energy Group Inc.","SEG-E11A-350",350,318.60000000000002]
["Seraphim Energy Group Inc.","SEG-6MA-355BB",355,322.7]
["Seraphim Energy Group Inc.","SEG-6MA-355BW",355,322.7]
["Seraphim Energy Group Inc.","SEG-6MA-355WB",355,331.4]
["Seraphim Energy Group Inc.","SEG-6MA-355WW",355,331.4]
["Seraphim Energy Group Inc.","SEG-BMA-355WW",355,327.39999999999998]
["Seraphim Energy Group Inc.","SEG-E11A-355",355,323.3]
["Seraphim Energy Group Inc.","SEG-6MA-360BB",360,327.39999999999998]
["Seraphim Energy Group Inc.","SEG-6MA-360BW",360,327.39999999999998]
["Seraphim Energy Group Inc.","SEG-6MA-360WB",360,336.2]
["Seraphim Energy Group Inc.","SEG-6MA-360WW",360,336.2]
["Seraphim Energy Group Inc.","SEG-BMA-360WW",360,332.2]
["Seraphim Energy Group Inc.","SEG-E01A-360",360,327.7]
["Seraphim Energy Group Inc.","SEG-E11A-360",360,328]
["Seraphim Energy Group Inc.","SEG-6MA-365BB",365,332.1]
["Seraphim Energy Group Inc.","SEG-6MA-365BW",365,332.1]
["Seraphim Energy Group Inc.","SEG-6MA-365WB",365,341]
["Seraphim Energy Group Inc.","SEG-6MA-365WW",365,341]
["Seraphim Energy Group Inc.","SEG-BMA-365WW",365,336.9]
["Seraphim Energy Group Inc.","SEG-E01A-365",365,332.4]
["Seraphim Energy Group Inc.","SEG-E11A-365",365,332.7]
["Seraphim Energy Group Inc.","SEG-6MA-370WB",370,345.8]
["Seraphim Energy Group Inc.","SEG-6MA-370WW",370,345.8]
["Seraphim Energy Group Inc.","SEG-BMA-370WW",370,341.7]
["Seraphim Energy Group Inc.","SEG-E01A-370",370,337.1]
["Seraphim Energy Group Inc.","SEG-E11A-370",370,337.4]
["Seraphim Energy Group Inc.","SEG-6MA-375WB",375,350.6]
["Seraphim Energy Group Inc.","SEG-6MA-375WW",375,350.6]
["Seraphim Energy Group Inc.","SEG-BMA-375WW",375,346.4]
["Seraphim Energy Group Inc.","SEG-E01A-375",375,341.8]
["Seraphim Energy Group Inc.","SEG-E11A-375",375,342.1]
["Seraphim Energy Group Inc.","SEG-6MA-380WB",380,355.4]
["Seraphim Energy Group Inc.","SEG-6MA-380WW",380,355.4]
["Seraphim Energy Group Inc.","SEG-E01A-380",380,346.5]
["Seraphim Energy Group Inc.","SEG-E01A-385",385,351.2]
["Seraphim Energy Group Inc.","SEG-E01A-390",390,355.9]
["Seraphim Solar System Co.,Ltd.","SRP-180-5MB",180,162.4]
["Seraphim Solar System Co.,Ltd.","SRP-185-5MB",185,167]
["Seraphim Solar System Co.,Ltd.","SRP-190-5MB",190,171.6]
["Seraphim Solar System Co.,Ltd.","SRP-195-5MB",195,177.7]
["Seraphim Solar System Co.,Ltd.","SRP-200-5MB",200,182.4]
["Seraphim Solar System Co.,Ltd.","SRP-205-5MB",205,187]
["Seraphim Solar System Co.,Ltd.","SRP-210-5MB",210,191.7]
["Seraphim Solar System Co.,Ltd.","SRP-220-6PC",220,198]
["Seraphim Solar System Co.,Ltd.","SRP-225-6PC",225,202.7]
["Seraphim Solar System Co.,Ltd.","SRP-230-6PB",230,207]
["Seraphim Solar System Co.,Ltd.","SRP-230-6PC",230,207.3]
["Seraphim Solar System Co.,Ltd.","SRP-235-6MC",235,210.3]
["Seraphim Solar System Co.,Ltd.","SRP-235-6PB",235,211.6]
["Seraphim Solar System Co.,Ltd.","SRP-235-6PC",235,211.9]
["Seraphim Solar System Co.,Ltd.","SRP-240-6MC",240,214.9]
["Seraphim Solar System Co.,Ltd.","SRP-240-6PB",240,216.2]
["Seraphim Solar System Co.,Ltd.","SRP-240-6PC",240,216.6]
["Seraphim Solar System Co.,Ltd.","SRP-245-6MC",245,219.5]
["Seraphim Solar System Co.,Ltd.","SRP-245-6PB",245,222.3]
["Seraphim Solar System Co.,Ltd.","SRP-250-6MC",250,224.1]
["Seraphim Solar System Co.,Ltd.","SRP-250-6PB",250,227]
["Seraphim Solar System Co.,Ltd.","SRP-255-6MC",255,228.7]
["Seraphim Solar System Co.,Ltd.","SRP-255-6PB",255,231.7]
["Seraphim Solar System Co.,Ltd.","SRP-260-6MB",260,231.8]
["Seraphim Solar System Co.,Ltd.","SRP-260-6PB",260,236.3]
["Seraphim Solar System Co.,Ltd.","SRP-265-5MA",265,237.2]
["Seraphim Solar System Co.,Ltd.","SRP-265-6MB",265,236.4]
["Seraphim Solar System Co.,Ltd.","SRP-265-6PB",265,241]
["Seraphim Solar System Co.,Ltd.","SRP-270-5MA",270,241.9]
["Seraphim Solar System Co.,Ltd.","SRP-270-6MB",270,241]
["Seraphim Solar System Co.,Ltd.","SRP-270-6PB",270,243.4]
["Seraphim Solar System Co.,Ltd.","SRP-275-5MA",275,246.5]
["Seraphim Solar System Co.,Ltd.","SRP-275-6MB",275,245.6]
["Seraphim Solar System Co.,Ltd.","SRP-275-6PA",275,247.5]
["Seraphim Solar System Co.,Ltd.","SRP-275-6PB",275,248]
["Seraphim Solar System Co.,Ltd.","SRP-280-5MA",280,251.1]
["Seraphim Solar System Co.,Ltd.","SRP-280-6MB",280,250.2]
["Seraphim Solar System Co.,Ltd.","SRP-280-6PA",280,252.1]
["Seraphim Solar System Co.,Ltd.","SRP-285-5MA",285,255.7]
["Seraphim Solar System Co.,Ltd.","SRP-285-6MB",285,258.3]
["Seraphim Solar System Co.,Ltd.","SRP-285-6MB-BB",285,260.10000000000002]
["Seraphim Solar System Co.,Ltd.","SRP-285-6PA",285,256.7]
["Seraphim Solar System Co.,Ltd.","SRP-290-6MA",290,260.3]
["Seraphim Solar System Co.,Ltd.","SRP-290-6MB",290,263]
["Seraphim Solar System Co.,Ltd.","SRP-290-6MB-BB",290,264.8]
["Seraphim Solar System Co.,Ltd.","SRP-290-6PA",290,261.3]
["Seraphim Solar System Co.,Ltd.","SRP-295-6MA",295,264.89999999999998]
["Seraphim Solar System Co.,Ltd.","SRP-295-6MB",295,267.7]
["Seraphim Solar System Co.,Ltd.","SRP-295-6MB-BB",295,269.5]
["Seraphim Solar System Co.,Ltd.","SRP-295-6PA",295,264.39999999999998]
["Seraphim Solar System Co.,Ltd.","SRP-300-6MA",300,269.5]
["Seraphim Solar System Co.,Ltd.","SRP-300-6MB",300,272.39999999999998]
["Seraphim Solar System Co.,Ltd.","SRP-300-6MB-BB",300,274.2]
["Seraphim Solar System Co.,Ltd.","SRP-300-6PA",300,269]
["Seraphim Solar System Co.,Ltd.","SRP-305-6MA",305,274.10000000000002]
["Seraphim Solar System Co.,Ltd.","SRP-305-6MB-BB",305,278.89999999999998]
["Seraphim Solar System Co.,Ltd.","SRP-305-6PA",305,273.7]
["Seraphim Solar System Co.,Ltd.","SRP-310-6MA",310,278.8]
["Seraphim Solar System Co.,Ltd.","SRP-310-6PA",310,278.3]
["Seraphim Solar System Co.,Ltd.","SRP-315-6MA",315,283.39999999999998]
["Seraphim Solar System Co.,Ltd.","SRP-315-6PA",315,282.89999999999998]
["Seraphim Solar System Co.,Ltd.","SRP-320-6MA",320,288]
["Seraphim Solar System Co.,Ltd.","SRP-320-6PA",320,287.5]
["Seraphim Solar System Co.,Ltd.","SRP-325-6MA",325,292.7]
["Seraphim Solar System Co.,Ltd.","SRP-325-6PA",325,294.5]
["Seraphim Solar System Co.,Ltd.","SRP-330-6MA",330,297.3]
["Seraphim Solar System Co.,Ltd.","SRP-330-6PA",330,299.2]
["Seraphim Solar System Co.,Ltd.","SRP-335-6MA",335,302]
["Seraphim Solar System Co.,Ltd.","SRP-340-6MA",340,306.60000000000002]
["Seraphim Solar System Co.,Ltd.","SRP-345-6MA",345,315.39999999999998]
["Seraphim Solar System Co.,Ltd.","SRP-350-6MA",350,320.10000000000002]
["Seraphim Solar System Co.,Ltd.","SRP-355-6MA",355,324.8]
["Seraphim Solar System Co.,Ltd.","SRP-360-6MA",360,329.5]
["Seraphim Solar USA Manufacturing Inc.","SRP-345-6QA-WB-40",345,318.3]
["Seraphim Solar USA Manufacturing Inc.","SRP-345-6QA-WB-50",345,318.3]
["Seraphim Solar USA Manufacturing Inc.","SRP-345-6QA-WS-40",345,318.3]
["Seraphim Solar USA Manufacturing Inc.","SRP-345-6QA-WS-50",345,318.3]
["Seraphim Solar USA Manufacturing Inc.","SRP-350-6QA-WB-40",350,323]
["Seraphim Solar USA Manufacturing Inc.","SRP-350-6QA-WB-50",350,323]
["Seraphim Solar USA Manufacturing Inc.","SRP-350-6QA-WS-40",350,323]
["Seraphim Solar USA Manufacturing Inc.","SRP-350-6QA-WS-50",350,323]
["Seraphim Solar USA Manufacturing Inc.","SRP-355-6QA-WB-40",355,327.8]
["Seraphim Solar USA Manufacturing Inc.","SRP-355-6QA-WB-50",355,327.8]
["Seraphim Solar USA Manufacturing Inc.","SRP-355-6QA-WS-40",355,327.8]
["Seraphim Solar USA Manufacturing Inc.","SRP-355-6QA-WS-50",355,327.8]
["Seraphim Solar USA Manufacturing Inc.","SRP-360-6QA-WB-40",360,332.5]
["Seraphim Solar USA Manufacturing Inc.","SRP-360-6QA-WB-50",360,332.5]
["Seraphim Solar USA Manufacturing Inc.","SRP-360-6QA-WS-40",360,332.5]
["Seraphim Solar USA Manufacturing Inc.","SRP-360-6QA-WS-50",360,332.5]
["Seraphim Solar USA Manufacturing Inc.","SRP-365-6QA-WB-40",365,337.3]
["Seraphim Solar USA Manufacturing Inc.","SRP-365-6QA-WB-50",365,337.3]
["Seraphim Solar USA Manufacturing Inc.","SRP-365-6QA-WS-40",365,337.3]
["Seraphim Solar USA Manufacturing Inc.","SRP-365-6QA-WS-50",365,337.3]
["SET-Solar","SETA-125-150W-72M",150,132]
["SET-Solar","SETA-125-155W-72M",155,136.5]
["SET-Solar","SETA-125-160W-72M",160,141]
["SET-Solar","SDM-170/(165)-72M",165,145.30000000000001]
["SET-Solar","SETA-125-165W-72M",165,145.5]
["SET-Solar","SDM-170/(170)-72M",170,149.80000000000001]
["SET-Solar","SETA-125-170W-72M",170,150.1]
["SET-Solar","SDM-170/(175)-72M",175,154.30000000000001]
["SET-Solar","SETA-125-175W-72M",175,154.6]
["SET-Solar","SETB-125-175W-72M",175,150.80000000000001]
["SET-Solar","SDM-170/(180)-72M",180,158.9]
["SET-Solar","SETA-125-180W-72M",180,159.1]
["SET-Solar","SETB-125-180W-72M",180,155.30000000000001]
["SET-Solar","SETD-125-180W-72M",180,161.1]
["SET-Solar","SDM-170/(185)-72M",185,163.4]
["SET-Solar","SETA-125-185W-72M",185,163.69999999999999]
["SET-Solar","SETB-125-185W-72M",185,159.80000000000001]
["SET-Solar","SETD-125-185W-72M",185,165.7]
["SET-Solar","SETB-156-190W-54P",190,165.4]
["SET-Solar","SETB-156-195W-54P",195,169.9]
["SET-Solar","SETB-156-200W-54P",200,174.4]
["SET-Solar","SETB-156-205W-54P",205,178.9]
["SET-Solar","SETB-156-210W-54P",210,183.4]
["Shandong Dahai Group","DHP72-290",290,260.8]
["Shandong Dahai Group","DHP72-295",295,265.39999999999998]
["Shandong Dahai Group","DHP72-300",300,270.10000000000002]
["Shandong Dahai Group","DHP72-305",305,274.7]
["Shandong Dahai Group","DHP72-310",310,279.3]
["Shandong Linuo Photovoltaic Hi-Tech","LN180(36)M-175",175,152.6]
["Shandong Linuo Photovoltaic Hi-Tech","LN180(36)M-180",180,157.1]
["Shandong Linuo Photovoltaic Hi-Tech","LN180(36)M-185",185,161.69999999999999]
["Shandong Linuo Photovoltaic Hi-Tech","LN180(36)M-190",190,166.2]
["Shandong Linuo Photovoltaic Hi-Tech","LN240(30)P-220",220,191.5]
["Shandong Linuo Photovoltaic Hi-Tech","LN240(30)P-225",225,196]
["Shandong Linuo Photovoltaic Hi-Tech","LN240(30)P-230",230,200.5]
["Shandong Linuo Photovoltaic Hi-Tech","LN240(30)P-235",235,205]
["Shandong Linuo Photovoltaic Hi-Tech","LN240(30)P-240",240,209.5]
["Shanghai Aerospace Automobile Electromechanical","HT60-156P-230",230,206]
["Shanghai Aerospace Automobile Electromechanical","HT60-156P-235",235,210.6]
["Shanghai Aerospace Automobile Electromechanical","HT60-156P-240",240,215.2]
["Shanghai Aerospace Automobile Electromechanical","HT60-156P-245",245,219.8]
["Shanghai Aerospace Automobile Electromechanical","HT60-156P-250",250,224.4]
["Shanghai Aerospace Automobile Electromechanical","HT60-156P-255",255,229.1]
["Shanghai Aerospace Automobile Electromechanical","HT60-156P-260",260,233.7]
["Shanghai Aerospace Automobile Electromechanical","HT60-156P-265",265,238.3]
["Shanghai Aerospace Automobile Electromechanical","HT60-156P-270",270,242.9]
["Shanghai Aerospace Automobile Electromechanical","HT60-156P-275",275,247.6]
["Shanghai Aerospace Automobile Electromechanical","HT72-156P-275",275,248.3]
["Shanghai Aerospace Automobile Electromechanical","HT72-156P-280",280,253]
["Shanghai Aerospace Automobile Electromechanical","HT72-156P-285",285,257.60000000000002]
["Shanghai Aerospace Automobile Electromechanical","HT72-156P-290",290,262.2]
["Shanghai Aerospace Automobile Electromechanical","HT72-156P-295",295,266.89999999999998]
["Shanghai Aerospace Automobile Electromechanical","HT72-156P-300",300,271.5]
["Shanghai Aerospace Automobile Electromechanical","HT72-156P-305",305,276.2]
["Shanghai Aerospace Automobile Electromechanical","HT72-156P-310",310,280.8]
["Shanghai Aerospace Automobile Electromechanical","HT72-156P-315",315,285.5]
["Shanghai Aerospace Automobile Electromechanical","HT72-156P-320",320,290.10000000000002]
["Shanghai Aerospace Automobile Electromechanical","HT72-156P-325",325,294.8]
["Shanghai Aerospace Automobile Electromechanical Co., Ltd.","HT60-156P(V)-260",260,238.4]
["Shanghai Aerospace Automobile Electromechanical Co., Ltd.","HT60-156P(V)-265",265,243.1]
["Shanghai Aerospace Automobile Electromechanical Co., Ltd.","HT60-156P(V)-270",270,247.8]
["Shanghai Aerospace Automobile Electromechanical Co., Ltd.","HT60-156P(V)-275",275,252.5]
["Shanghai Aerospace Automobile Electromechanical Co., Ltd.","HT60-156M(V)-280",280,256.10000000000002]
["Shanghai Aerospace Automobile Electromechanical Co., Ltd.","HT60-156P(V)-280",280,257.2]
["Shanghai Aerospace Automobile Electromechanical Co., Ltd.","HT60-156M(V)-285",285,260.8]
["Shanghai Aerospace Automobile Electromechanical Co., Ltd.","HT60-156M(V)-290",290,265.5]
["Shanghai Aerospace Automobile Electromechanical Co., Ltd.","HT60-156M(V)-295",295,270.2]
["Shanghai Aerospace Automobile Electromechanical Co., Ltd.","HT60-156M(V)-300",300,274.89999999999998]
["Shanghai Aerospace Automobile Electromechanical Co., Ltd.","HT72-156P(V)-310",310,282.60000000000002]
["Shanghai Aerospace Automobile Electromechanical Co., Ltd.","HT72-156P(V)-315",315,287.3]
["Shanghai Aerospace Automobile Electromechanical Co., Ltd.","HT72-156P(V)-320",320,292]
["Shanghai Aerospace Automobile Electromechanical Co., Ltd.","HT72-156P(V)-325",325,296.7]
["Shanghai Aerospace Automobile Electromechanical Co., Ltd.","HT72-156P(V)-330",330,301.39999999999998]
["Shanghai Aerospace Automobile Electromechanical Co., Ltd.","HT72-156P(V)-335",335,306.10000000000002]
["Shanghai Aerospace Automobile Electromechanical Co., Ltd.","HT72-156M(V)-340",340,309.7]
["Shanghai Aerospace Automobile Electromechanical Co., Ltd.","HT72-156P(V)-340",340,310.7]
["Shanghai Aerospace Automobile Electromechanical Co., Ltd.","HT72-156M(V)-345",345,314.39999999999998]
["Shanghai Aerospace Automobile Electromechanical Co., Ltd.","HT72-156M(V)-350",350,319.10000000000002]
["Shanghai Aerospace Automobile Electromechanical Co., Ltd.","HT72-156M(V)-355",355,323.8]
["Shanghai Aerospace Automobile Electromechanical Co., Ltd.","HT72-156M(V)-360",360,328.5]
["Shanghai Aerospace Automobile Electromechanical Co., Ltd.","HT72-156M(V)-365",365,333.2]
["Shanghai Aerospace Automobile Electromechanical Co., Ltd.","HT72-156M(V)-370",370,337.9]
["Shanghai Alex Solar Energy Science & Technology","ALM-170D-24",170,153.1]
["Shanghai Alex Solar Energy Science & Technology","ALM-175D-24",175,157.80000000000001]
["Shanghai Alex Solar Energy Science & Technology","ALM-180D-24",180,162.4]
["Shanghai Chaori Solar Energy Science & Technology","CRM60S125M-24",60,53.6]
["Shanghai Chaori Solar Energy Science & Technology","CRM60S125S",60,53.6]
["Shanghai Chaori Solar Energy Science & Technology","CRM85S125M-36",85,76.599999999999994]
["Shanghai Chaori Solar Energy Science & Technology","CRM85S125S",85,76.599999999999994]
["Shanghai Chaori Solar Energy Science & Technology","CRM115S125M-48",115,102.2]
["Shanghai Chaori Solar Energy Science & Technology","CRM115S125S",115,102.2]
["Shanghai Chaori Solar Energy Science & Technology","CRM145S125M-60",145,126.5]
["Shanghai Chaori Solar Energy Science & Technology","CRM145S125S",145,126.5]
["Shanghai Chaori Solar Energy Science & Technology","CRM175S125M-72",175,155.1]
["Shanghai Chaori Solar Energy Science & Technology","CRM175S125S",175,155.1]
["Shanghai Chaori Solar Energy Science & Technology","CRM180S125M-72",180,159.6]
["Shanghai Chaori Solar Energy Science & Technology","CRM185S125M-72",185,165.5]
["Shanghai Chaori Solar Energy Science & Technology","CRM185S156P-54(T)",185,163.5]
["Shanghai Chaori Solar Energy Science & Technology","CRM190S125M-72",190,170.1]
["Shanghai Chaori Solar Energy Science & Technology","CRM190S156P-54(T)",190,168.1]
["Shanghai Chaori Solar Energy Science & Technology","CRM195S125M-72",195,174.7]
["Shanghai Chaori Solar Energy Science & Technology","CRM195S125M-80",195,171.7]
["Shanghai Chaori Solar Energy Science & Technology","CRM195S125S",195,171.7]
["Shanghai Chaori Solar Energy Science & Technology","CRM195S156P-54(T)",195,172.6]
["Shanghai Chaori Solar Energy Science & Technology","CRM200S156P-54(T)",200,176.1]
["Shanghai Chaori Solar Energy Science & Technology","CRM200S156P-60(T)",200,180.1]
["Shanghai Chaori Solar Energy Science & Technology","CRM205S125M-80",205,185.9]
["Shanghai Chaori Solar Energy Science & Technology","CRM205S156P-54(T)",205,180.6]
["Shanghai Chaori Solar Energy Science & Technology","CRM205S156P-60(T)",205,184.7]
["Shanghai Chaori Solar Energy Science & Technology","CRM210S125M-80",210,190.6]
["Shanghai Chaori Solar Energy Science & Technology","CRM210S156P-54(T)",210,185.3]
["Shanghai Chaori Solar Energy Science & Technology","CRM210S156P-60(T)",210,189.3]
["Shanghai Chaori Solar Energy Science & Technology","CRM215S125M-80",215,195.2]
["Shanghai Chaori Solar Energy Science & Technology","CRM215S156P-54(T)",215,189.9]
["Shanghai Chaori Solar Energy Science & Technology","CRM215S156P-60(T)",215,193.9]
["Shanghai Chaori Solar Energy Science & Technology","CRM220S156P-54(T)",220,194.4]
["Shanghai Chaori Solar Energy Science & Technology","CRM220S156P-60(T)",220,195.8]
["Shanghai Chaori Solar Energy Science & Technology","CRM225S156P-54(T)",225,199]
["Shanghai Chaori Solar Energy Science & Technology","CRM225S156P-60(T)",225,200.3]
["Shanghai Chaori Solar Energy Science & Technology","CRM230S156P-54(T)",230,203.6]
["Shanghai Chaori Solar Energy Science & Technology","CRM230S156P-60(T)",230,201.4]
["Shanghai Chaori Solar Energy Science & Technology","CRM235S125M-96",235,209.3]
["Shanghai Chaori Solar Energy Science & Technology","CRM235S125S",235,209.3]
["Shanghai Chaori Solar Energy Science & Technology","CRM235S156P-60(T)",235,206]
["Shanghai Chaori Solar Energy Science & Technology","CRM240S125M-96",240,213.9]
["Shanghai Chaori Solar Energy Science & Technology","CRM240S156P-60(T)",240,210.5]
["Shanghai Chaori Solar Energy Science & Technology","CRM240S156P-72(T)",240,211.3]
["Shanghai Chaori Solar Energy Science & Technology","CRM245S125M-96",245,218.1]
["Shanghai Chaori Solar Energy Science & Technology","CRM245S156P-60(T)",245,215]
["Shanghai Chaori Solar Energy Science & Technology","CRM245S156P-72(T)",245,215.8]
["Shanghai Chaori Solar Energy Science & Technology","CRM250S125M-96",250,222.7]
["Shanghai Chaori Solar Energy Science & Technology","CRM250S156P-60(T)",250,224.8]
["Shanghai Chaori Solar Energy Science & Technology","CRM250S156P-72(T)",250,220.4]
["Shanghai Chaori Solar Energy Science & Technology","CRM255S125M-96",255,227.3]
["Shanghai Chaori Solar Energy Science & Technology","CRM255S156P-60(T)",255,229.4]
["Shanghai Chaori Solar Energy Science & Technology","CRM255S156P-72(T)",255,224.9]
["Shanghai Chaori Solar Energy Science & Technology","CRM260S125M-96",260,231.9]
["Shanghai Chaori Solar Energy Science & Technology","CRM260S156P-60(T)",260,234.1]
["Shanghai Chaori Solar Energy Science & Technology","CRM260S156P-72(T)",260,230.5]
["Shanghai Chaori Solar Energy Science & Technology","CRM265S125M-96",265,236.5]
["Shanghai Chaori Solar Energy Science & Technology","CRM265S156P-72(T)",265,235.1]
["Shanghai Chaori Solar Energy Science & Technology","CRM270S156P-72(T)",270,239.6]
["Shanghai Chaori Solar Energy Science & Technology","CRM275S156P-72(T)",275,244.2]
["Shanghai Chaori Solar Energy Science & Technology","CRM280S156P-72(T)",280,248.8]
["Shanghai Chaori Solar Energy Science & Technology","CRM285S156P-72(T)",285,253.4]
["Shanghai Chaori Solar Energy Science & Technology","CRM290S156P-72(T)",290,257.89999999999998]
["Shanghai Chaori Solar Energy Science & Technology","CRM295S156P-72(T)",295,262.5]
["Shanghai Chaori Solar Energy Science & Technology","CRM300S156P-72(T)",300,267.10000000000002]
["Shanghai ST Solar","STP190-48",190,170.2]
["Shanghai ST Solar","STP190-54",190,169.7]
["Shanghai ST Solar","STM195-72",195,174.3]
["Shanghai ST Solar","STP195-48",195,174.8]
["Shanghai ST Solar","STP195-54",195,174.3]
["Shanghai ST Solar","STM200-72",200,178.9]
["Shanghai ST Solar","STP200-48",200,179.4]
["Shanghai ST Solar","STP200-54",200,178.8]
["Shanghai ST Solar","STP205-54",205,183.4]
["Shanghai ST Solar","STM210-96",210,186.6]
["Shanghai ST Solar","STP210-54",210,188]
["Shanghai ST Solar","STP210-60",210,187.6]
["Shanghai ST Solar","STP215-54",215,192.6]
["Shanghai ST Solar","STP215-60",215,192.2]
["Shanghai ST Solar","STP220-54",220,197.2]
["Shanghai ST Solar","STP220-60",220,196.8]
["Shanghai ST Solar","STM225-96",225,200.3]
["Shanghai ST Solar","STP225-54",225,201.8]
["Shanghai ST Solar","STP225-60",225,201.4]
["Shanghai ST Solar","STP230-60",230,206]
["Shanghai ST Solar","STM235-96",235,209.4]
["Shanghai ST Solar","STP235-60",235,210.6]
["Shanghai ST Solar","STM240-96",240,214]
["Shanghai ST Solar","STP240-60",240,215.2]
["Shanghai ST Solar","STM245-96",245,218.6]
["Shanghai ST Solar","STP245-60",245,219.8]
["Shanghai ST Solar","STP245-72",245,218.7]
["Shanghai ST Solar","STM250-96",250,223.2]
["Shanghai ST Solar","STP250-60",250,224.4]
["Shanghai ST Solar","STP250-72",250,223.3]
["Shanghai ST Solar","STM255-104",255,227.3]
["Shanghai ST Solar","STM255-96",255,227.8]
["Shanghai ST Solar","STP255-72",255,227.8]
["Shanghai ST Solar","STM260-104",260,231.9]
["Shanghai ST Solar","STM260-96",260,232.4]
["Shanghai ST Solar","STP260-72",260,232.4]
["Shanghai ST Solar","STM265-104",265,236.4]
["Shanghai ST Solar","STP265-72",265,237]
["Shanghai ST Solar","STM270-104",270,241]
["Shanghai ST Solar","STP270-72",270,241.6]
["Shanghai ST Solar","STM275-104",275,245.6]
["Shanghai ST Solar","STP275-72",275,246.2]
["Shanghai ST Solar","STM280-104",280,250.2]
["Shanghai ST Solar","STP280-72",280,250.8]
["Shanghai ST Solar","STM285-104",285,254.8]
["Shanghai ST Solar","STP285-72",285,255.4]
["Shanghai ST Solar","STP290-72",290,260]
["Shanghai ST Solar","STP295-72",295,264.60000000000002]
["Shanghai ST Solar","STP300-72",300,269.2]
["Shanghai ST Solar","STM325-130",325,289.89999999999998]
["Shanghai ST Solar","STM330-130",330,294.5]
["Shanghai ST Solar","STM335-130",335,299.10000000000002]
["Shanghai ST Solar","STM340-130",340,303.7]
["Shanghai ST Solar","STM345-130",345,308.3]
["Shanghai ST Solar","STM350-130",350,312.89999999999998]
["Shanghai Topsolar Green Energy","TSM72-125M 160W",160,142.6]
["Shanghai Topsolar Green Energy","TSM72-125M 165W",165,147.19999999999999]
["Shanghai Topsolar Green Energy","TSM72-125M 170W",170,151.69999999999999]
["Shanghai Topsolar Green Energy","TSM72-125M 175W",175,156.30000000000001]
["Shanghai Topsolar Green Energy","TSM72-125M 180W",180,160.9]
["Shanghai Topsolar Green Energy","TSM72-125M 185W",185,165.5]
["Shanghai Topsolar Green Energy","TSM48-156M 190W",190,171.4]
["Shanghai Topsolar Green Energy","TSM72-125M 190W",190,170.1]
["Shanghai Topsolar Green Energy","TSM48-156M 195W",195,176.1]
["Shanghai Topsolar Green Energy","TSM72-125M 195W",195,174.7]
["Shanghai Topsolar Green Energy","TSM48-156M 200W",200,180.7]
["Shanghai Topsolar Green Energy","TSM48-156M 205W",205,185.3]
["Shanghai Topsolar Green Energy","TSM60-156M 210W",210,188.9]
["Shanghai Topsolar Green Energy","TSM60-156M 235W",235,212]
["Shanghai Topsolar Green Energy","TSM60-156M 240W",240,216.6]
["Shanghai Topsolar Green Energy","TSM96-125M 240W",240,214.6]
["Shanghai Topsolar Green Energy","TSM60-156M 245W",245,221.2]
["Shanghai Topsolar Green Energy","TSM96-125M 245W",245,219.2]
["Shanghai Topsolar Green Energy","TSM60-156M 250W",250,225.9]
["Shanghai Topsolar Green Energy","TSM96-125M 250W",250,223.7]
["Shanghai Topsolar Green Energy","TSM60-156M 255W",255,230.5]
["Shanghai Topsolar Green Energy","TSM96-125M 255W",255,228.4]
["Shanghai Topsolar Green Energy","TSM96-125M 260W",260,233]
["Shanghai Topsolar Green Energy","TSM72-156M 280W",280,252.6]
["Shanghai Topsolar Green Energy","TSM72-156M 285W",285,257.2]
["Shanghai Topsolar Green Energy","TSM72-156M 290W",290,261.89999999999998]
["Shanghai Topsolar Green Energy","TSM72-156M 295W",295,266.5]
["Shanghai Topsolar Green Energy","TSM72-156M 300W",300,271.2]
["Shanghai Topsolar Green Energy","TSM72-156M 305W",305,275.8]
["Shangpin Solar","SPSM-175D",175,154.1]
["Shangpin Solar","SPSM-180D",180,158.6]
["Shangpin Solar","SPSM-185D",185,163.1]
["Shangpin Solar","SPSM-215P",215,193.1]
["Shangpin Solar","SPSM-220P",220,197.7]
["Shangpin Solar","SPSM-225D",225,199.3]
["Shangpin Solar","SPSM-225P",225,202.3]
["Shangpin Solar","SPSM-230D",230,203.9]
["Shangpin Solar","SPSM-230P",230,206.9]
["Shangpin Solar","SPSM-235D",235,208.4]
["Shangpin Solar","SPSM-235P",235,211.5]
["Shangpin Solar","SPSM-240D",240,213]
["Shangpin Solar","SPSM-245D",245,217.6]
["Shangpin Solar","SPSM-260D",260,230.1]
["Shangpin Solar","SPSM-265D",265,234.7]
["Shangpin Solar","SPSM-270D",270,239.2]
["Shangpin Solar","SPSM-275D",275,243.8]
["Shangpin Solar","SPSM-280D",280,248.4]
["Shangpin Solar","SPSM-285D",285,252.9]
["Shangpin Solar","SPSM-290D",290,257.5]
["Sharp","ND-62RU1",62,51.2]
["Sharp","ND-62RU1F",62,51.2]
["Sharp","ND-62RU2",62,51.2]
["Sharp","ND-62RUC1",62,51.2]
["Sharp","ND-65RU1F",65,53]
["Sharp","ND-65RUC1",65,53]
["Sharp","ND-72ELU",72,63.2]
["Sharp","ND-72ELUC",72,63.2]
["Sharp","ND-72ELUF",72,63.2]
["Sharp","ND-72ERU",72,63.2]
["Sharp","ND-72ERUC",72,63.2]
["Sharp","ND-72ERUF",72,63.2]
["Sharp","ND-V075CL",75,65.900000000000006]
["Sharp","ND-V075CR",75,65.900000000000006]
["Sharp","NA-V115H1",115,108.4]
["Sharp","NA-V121H1",121,114.1]
["Sharp","ND-123UJF",123,108.2]
["Sharp","NA-V128H1",128,119.2]
["Sharp","ND-130UJF",130,113.8]
["Sharp","NA-V135H1",135,125.8]
["Sharp","ND-N2ECU",142,124.1]
["Sharp","ND-N2ECUC",142,124.1]
["Sharp","ND-N2ECUF",142,124.1]
["Sharp","NE-160U1",160,140.1]
["Sharp","ND-162U1F",162,142.80000000000001]
["Sharp","ND-162U1Y",162,142.80000000000001]
["Sharp","ND-162U2",162,142.80000000000001]
["Sharp","NE-165U1",165,144.6]
["Sharp","NE-165U5",165,144.6]
["Sharp","NE-165UC1",165,144.6]
["Sharp","ND-167U1",167,147.30000000000001]
["Sharp","ND-167U1F",167,147.30000000000001]
["Sharp","ND-167U1Y",167,147.30000000000001]
["Sharp","ND-167U2",167,147.30000000000001]
["Sharp","ND-167U3A",167,147.30000000000001]
["Sharp","ND-167UC1",167,147.30000000000001]
["Sharp","NE-170U1",170,149.1]
["Sharp","NE-170UC1",170,149.1]
["Sharp","NT-170U1",170,147.30000000000001]
["Sharp","NT-170UC1",170,147.30000000000001]
["Sharp","NT-175U1",175,151.80000000000001]
["Sharp","NT-175UC1",175,151.80000000000001]
["Sharp","ND-176U1Y",176,152.4]
["Sharp","ND-176UC1",176,152.4]
["Sharp","NT-180U1",180,156.30000000000001]
["Sharp","NU-U180FC",180,161.9]
["Sharp","ND-181U1",181,159.30000000000001]
["Sharp","ND-181U1F",181,159.30000000000001]
["Sharp","ND-181U2",181,159.30000000000001]
["Sharp","ND-187U1",187,164.7]
["Sharp","ND-187U1F",187,164.7]
["Sharp","ND-187U2",187,164.7]
["Sharp","ND-187UC1",187,164.7]
["Sharp","ND-198U1F",198,170.5]
["Sharp","ND-198UC1",198,170.5]
["Sharp","ND-200U1",200,173]
["Sharp","ND-200U1F",200,173]
["Sharp","ND-200U2",200,173]
["Sharp","ND-200UC1",200,173]
["Sharp","ND-208U1",208,180.1]
["Sharp","ND-208U1F",208,180.1]
["Sharp","ND-208U2",208,180.1]
["Sharp","ND-208UC1",208,180.1]
["Sharp","ND-208UCJ",208,180.3]
["Sharp","NU-U208FC",208,187.2]
["Sharp","ND-216QCJ",216,190.6]
["Sharp","ND-216U1F",216,190.4]
["Sharp","ND-216U2",216,187.3]
["Sharp","ND-216UC1",216,190.4]
["Sharp","ND-216UCJ",216,190.6]
["Sharp","ND-U216C1",216,190.4]
["Sharp","ND-220U1F",220,194]
["Sharp","ND-220UC1",220,194]
["Sharp","ND-220UCJ",220,194.2]
["Sharp","ND-224QCJ",224,201.8]
["Sharp","ND-224U1F",224,197.6]
["Sharp","ND-224UC1",224,201.8]
["Sharp","ND-224UCJ",224,201.8]
["Sharp","ND-U224C1",224,197.6]
["Sharp","ND-230QCJ",230,207.4]
["Sharp","ND-230UC1",230,207.4]
["Sharp","ND-230UCJ",230,207.4]
["Sharp","ND-F2Q230",230,203.8]
["Sharp","ND-H230Q2",230,207.4]
["Sharp","ND-L230Q1",230,207.2]
["Sharp","ND-L230Q2",230,207.4]
["Sharp","ND-Q230C5",230,207.4]
["Sharp","ND-Q230F4",230,203.8]
["Sharp","ND-Q230Q2",230,207.4]
["Sharp","ND-U230C1",230,203.1]
["Sharp","ND-U230Q1",230,207.2]
["Sharp","ND-U230Q2",230,207.4]
["Sharp","ND-V230A1",230,203.1]
["Sharp","NU-Q230F4",230,207.4]
["Sharp","NU-U230F3",230,207.1]
["Sharp","NU-U230F4",230,207.3]
["Sharp","ND-235QCJ",235,211.8]
["Sharp","ND-F2Q235",235,208.4]
["Sharp","ND-H235Q2",235,212]
["Sharp","ND-L235Q1",235,211.8]
["Sharp","ND-L235Q2",235,212]
["Sharp","ND-Q235C5",235,212]
["Sharp","ND-Q235F4",235,208.4]
["Sharp","ND-Q235Q2",235,212]
["Sharp","ND-U235Q1",235,211.8]
["Sharp","ND-U235Q2",235,212]
["Sharp","NU-Q235F2",235,211.9]
["Sharp","NU-Q235F4",235,211.9]
["Sharp","NU-U235F1",235,211.7]
["Sharp","NU-U235F2",235,211.9]
["Sharp","NU-U235F3",235,211.7]
["Sharp","NU-U235F4",235,211.9]
["Sharp","ND-240QCJ",240,216.4]
["Sharp","ND-F5Q240",240,214.7]
["Sharp","ND-H240Q2",240,216.6]
["Sharp","ND-L240Q2",240,216.6]
["Sharp","ND-Q240Q2",240,216.6]
["Sharp","ND-U240Q2",240,216.6]
["Sharp","NU-Q240F2",240,216.5]
["Sharp","NU-Q240W4",240,212]
["Sharp","NU-U240F1",240,216.3]
["Sharp","NU-U240F2",240,216.5]
["Sharp","NU-U240P1",240,216.3]
["Sharp","NU-U240P2",240,216.5]
["Sharp","ND-245QCJ",245,221]
["Sharp","ND-245QCS",245,219.1]
["Sharp","ND-F5Q245",245,219.3]
["Sharp","ND-H245Q2",245,221.2]
["Sharp","ND-L245Q2",245,221.2]
["Sharp","ND-Q245F7",245,219.1]
["Sharp","ND-Q245Q2",245,221.2]
["Sharp","ND-U245Q2",245,221.2]
["Sharp","NU-Q245F2",245,220.9]
["Sharp","NU-Q245W2",245,217.8]
["Sharp","NU-Q245W4",245,216.6]
["Sharp","NU-U245P1",245,220.9]
["Sharp","NU-U245P2",245,221.1]
["Sharp","ND-250QCS",250,223.7]
["Sharp","ND-Q250F7",250,223.6]
["Sharp","NU-Q250W2",250,222.4]
["Sharp","NU-Q250W4",250,221.2]
["Sharp","ND-F4Q295",295,263.60000000000002]
["Sharp","ND-F4Q300",300,268.2]
["Sharp","NU-SC350",350,315.5]
["Sharp","NU-SC360",360,324.89999999999998]
["Shenzhen Topray Solar","TPS107S-175W(48)",175,153.80000000000001]
["Shenzhen Topray Solar","TPS105S-180W(48)",180,157.9]
["Shenzhen Topray Solar","TPS107S-180W(48)",180,158.30000000000001]
["Shenzhen Topray Solar","TPS105S-185W(48)",185,162.5]
["Shenzhen Topray Solar","TPS107S-185W(48)",185,162.9]
["Shenzhen Topray Solar","TPS105S-190W(48)",190,167]
["Shenzhen Topray Solar","TPS107S-190W(54)",190,166.8]
["Shenzhen Topray Solar","TPS107S-195W(54)",195,171.4]
["Shenzhen Topray Solar","TPS105S-200W(54)",200,175.4]
["Shenzhen Topray Solar","TPS107S-200W(54)",200,175.9]
["Shenzhen Topray Solar","TPS105S-205W(54)",205,180]
["Shenzhen Topray Solar","TPS107S-205W(54)",205,180.4]
["Shenzhen Topray Solar","TPS105S-210W(54)",210,184.5]
["Shenzhen Topray Solar","TPS107S-210W(54)",210,185]
["Shenzhen Topray Solar","TPS105S-215W(54)",215,189]
["Shenzhen Topray Solar","TPS107S-215W(60)",215,188.9]
["Shenzhen Topray Solar","TPS105S-220W(54)",220,193.6]
["Shenzhen Topray Solar","TPS107S-220W(60)",220,193.4]
["Shenzhen Topray Solar","TPS107S-225W(60)",225,197.9]
["Shenzhen Topray Solar","TPS105S-230W(60)",230,202]
["Shenzhen Topray Solar","TPS107S-230W(60)",230,202.5]
["Shenzhen Topray Solar","TPS105S-235W(60)",235,206.5]
["Shenzhen Topray Solar","TPS105S-240W(60)",240,211]
["Shenzhen Topray Solar","TPS105S-245W(60)",245,215.6]
["Shenzhen Topray Solar","TPS105S-250W(60)",250,220.1]
["Shenzhen Topray Solar","TPS107S-260W(72)",260,228.5]
["Shenzhen Topray Solar","TPS107S-265W(72)",265,233.1]
["Shenzhen Topray Solar","TPS107S-270W(72)",270,237.6]
["Shenzhen Topray Solar","TPS107S-275W(72)",275,242.1]
["Shenzhen Topray Solar","TPS105S-280W(72)",280,246.1]
["Shenzhen Topray Solar","TPS107S-280W(72)",280,246.7]
["Shenzhen Topray Solar","TPS105S-285W(72)",285,250.6]
["Shenzhen Topray Solar","TPS105S-290W(72)",290,255.1]
["Shenzhen Topray Solar","TPS105S-295W(72)",295,259.7]
["Shenzhen Topray Solar","TPS105S-300W(72)",300,264.2]
["Shenzhen Zhongjing Solar","PWM-170W",170,147.30000000000001]
["Shenzhen Zhongjing Solar","PWM-175W",175,151.80000000000001]
["Shenzhen Zhongjing Solar","PWM-180W",180,156.19999999999999]
["Shenzhen Zhongjing Solar","P6Y-230",230,206]
["Shenzhen Zhongjing Solar","P6Y-235",235,210.6]
["Shenzhen Zhongjing Solar","P6Y-240",240,215.2]
["Shenzhen Zhongjing Solar","P6Y-245",245,219.8]
["Shenzhen Zhongjing Solar","M9X-250",250,228.5]
["Shenzhen Zhongjing Solar","P6Y-250",250,224.4]
["Shenzhen Zhongjing Solar","M9X-255",255,233.2]
["Shenzhen Zhongjing Solar","M9X-260",260,237.9]
["Shenzhen Zhongjing Solar","M9X-265",265,242.6]
["Shenzhen Zhongjing Solar","P7Y-270",270,241.7]
["Shenzhen Zhongjing Solar","P7Y-275",275,246.3]
["Shenzhen Zhongjing Solar","P7Y-280",280,250.9]
["Shenzhen Zhongjing Solar","P7Y-285",285,255.5]
["Shenzhen Zhongjing Solar","P7Y-290",290,260.10000000000002]
["Shinsung Solar Energy","SS-BM245B3",245,216.7]
["Shinsung Solar Energy","SS-BM250B3",250,221.3]
["Shinsung Solar Energy","SS-BM255B3",255,225.9]
["Shinsung Solar Energy","SS-BM260B3",260,230.5]
["Shinsung Solar Energy","SS-BM265B3",265,235.1]
["Shinsung Solar Energy","SS-DM290B3",290,256.3]
["Shinsung Solar Energy","SS-DM295B3",295,260.89999999999998]
["Shinsung Solar Energy","SS-DM300B3",300,265.39999999999998]
["Shinsung Solar Energy","SS-DM305B3",305,270]
["Shinsung Solar Energy","SS-DM310B3",310,274.60000000000002]
["Shinsung Solar Energy","SS-DM315B3",315,279.2]
["Shinsung Solar Energy","SS-DM320B3",320,283.8]
["Signet Solar","S4",86,80.8]
["Signet Solar","S2",172,161.6]
["Signet Solar","S3",172,161.6]
["Signet Solar","S1",343,322.3]
["Silevo","U270 Black",270,252.5]
["Silevo","U280 Black",280,262.10000000000002]
["Silevo","Triex U290 Black",290,271.89999999999998]
["Silevo","Triex U295 Black",295,276.7]
["Silevo","Triex U300 Black",300,281.39999999999998]
["Silevo","W300-RB",300,277.8]
["Silevo","W310-RB",310,287.3]
["Silevo","W310-RW",310,285]
["Silfab","SLA240P",240,215.8]
["Silfab","SLA245P",245,220.4]
["Silfab","SSA245P",245,220.4]
["Silfab","SLA250P",250,225]
["Silfab","SSA250P",250,225]
["Silfab","SLA255P",255,229.6]
["Silfab","SSA255P",255,229.6]
["Silfab","SLA260M",260,236.2]
["Silfab","SLA260P",260,234.3]
["Silfab","SSA260M",260,236.2]
["Silfab","SSA260P",260,234.3]
["Silfab","SLA265M",265,240.8]
["Silfab","SLA265P",265,238.9]
["Silfab","SSA265M",265,240.8]
["Silfab","SSA265P",265,238.9]
["Silfab","SLA270M",270,244.5]
["Silfab","SSA270M",270,244.5]
["Silfab","SLA275M",275,249.2]
["Silfab","SSA275M",275,249.2]
["Silfab","SLA280M",280,253.8]
["Silfab","SSA280M",280,253.8]
["Silfab","SLA285M",285,256.39999999999998]
["Silfab","SSA285M",285,256.39999999999998]
["Silfab","SLA290M",290,261.10000000000002]
["Silfab","SLG290P",290,262]
["Silfab","SSA290M",290,261.10000000000002]
["Silfab","SSG290P",290,262]
["Silfab","SLA295M",295,265.7]
["Silfab","SLG295P",295,266.60000000000002]
["Silfab","SSA295M",295,265.7]
["Silfab","SSG295P",295,266.60000000000002]
["Silfab","SLA300M",300,272]
["Silfab","SLG300P",300,271.2]
["Silfab","SSA300M",300,270.39999999999998]
["Silfab","SSG300P",300,271.2]
["Silfab","SLG305P",305,275.89999999999998]
["Silfab","SSA305M",305,275.10000000000002]
["Silfab","SSG305P",305,275.89999999999998]
["Silfab","SLG310P",310,280.5]
["Silfab","SSA310M",310,279.8]
["Silfab","SSG310P",310,280.5]
["Silfab","SLG315M",315,286.39999999999998]
["Silfab","SLG315P",315,285.2]
["Silfab","SSG315M",315,286.39999999999998]
["Silfab","SSG315P",315,285.2]
["Silfab","SLG320M",320,291]
["Silfab","SLG320P",320,289.8]
["Silfab","SSG320M",320,291]
["Silfab","SSG320P",320,289.8]
["Silfab","SLG325M",325,295.7]
["Silfab","SSG325M",325,295.7]
["Silfab","SLG330M",330,300.39999999999998]
["Silfab","SSG330M",330,300.39999999999998]
["Silfab","SLG335M",335,305.10000000000002]
["Silfab","SLGX 335 Clear",335,304]
["Silfab","SSG335M",335,305.10000000000002]
["Silfab","SLGX 340 Clear",340,308.7]
["Silfab","SLGX 340 White",340,308.7]
["Silfab","SLG345M",345,306.5]
["Silfab","SLGX 345 Clear",345,313.39999999999998]
["Silfab","SLGX 345 White",345,313.39999999999998]
["Silfab","SSG345M",345,306.5]
["Silfab","SLG350M",350,311.10000000000002]
["Silfab","SLGX 350 White",350,318.10000000000002]
["Silfab","SSG350M",350,311.10000000000002]
["Silfab","SSG355M",355,315.7]
["Silfab","SLG360M",360,320.39999999999998]
["Silfab","SSG360M",360,320.39999999999998]
["Silfab","SLG365M",365,325.10000000000002]
["Silfab","SSG365M",365,325.10000000000002]
["Silfab","SLG370M",370,340.2]
["Silfab","SSG370M",370,329.7]
["Silfab Solar","SLG340M",340,301.89999999999998]
["Silfab Solar","SLG355M",355,315.8]
["Silfab Solar Inc.","SIL285ML",285,257.7]
["Silfab Solar Inc.","SIL285ML-W",285,257.7]
["Silfab Solar Inc.","SIL285NL",285,257.7]
["Silfab Solar Inc.","SIL285NL-W",285,257.7]
["Silfab Solar Inc.","SLA-X 285 Clear",285,256.39999999999998]
["Silfab Solar Inc.","SIL290BL",290,258.60000000000002]
["Silfab Solar Inc.","SIL290BL-W",290,258.60000000000002]
["Silfab Solar Inc.","SIL290ML",290,262.3]
["Silfab Solar Inc.","SIL290ML-W",290,262.3]
["Silfab Solar Inc.","SIL290NL",290,262.3]
["Silfab Solar Inc.","SIL290NL-W",290,262.3]
["Silfab Solar Inc.","SLA-X 290 Clear",290,261]
["Silfab Solar Inc.","SIL295BL",295,263.2]
["Silfab Solar Inc.","SIL295BL-W",295,263.2]
["Silfab Solar Inc.","SIL295ML",295,267]
["Silfab Solar Inc.","SIL295ML-W",295,267]
["Silfab Solar Inc.","SIL295NL",295,267]
["Silfab Solar Inc.","SIL295NL-W",295,267]
["Silfab Solar Inc.","SLA-X 295 Clear",295,265.7]
["Silfab Solar Inc.","SIL300BL",300,267.89999999999998]
["Silfab Solar Inc.","SIL300BL-W",300,267.89999999999998]
["Silfab Solar Inc.","SIL300ML",300,271.7]
["Silfab Solar Inc.","SIL300ML-W",300,271.7]
["Silfab Solar Inc.","SIL300NL",300,271.7]
["Silfab Solar Inc.","SIL300NL-W",300,271.7]
["Silfab Solar Inc.","SLA300BC",300,281.3]
["Silfab Solar Inc.","SLA-X 300 Clear",300,270.3]
["Silfab Solar Inc.","SIL305BL",305,272.5]
["Silfab Solar Inc.","SIL305BL-W",305,272.5]
["Silfab Solar Inc.","SIL305ML",305,276.3]
["Silfab Solar Inc.","SIL305ML-W",305,276.3]
["Silfab Solar Inc.","SIL305NL",305,276.3]
["Silfab Solar Inc.","SIL305NL-W",305,276.3]
["Silfab Solar Inc.","SLA305BC",305,286.10000000000002]
["Silfab Solar Inc.","SLA305M",305,276.7]
["Silfab Solar Inc.","SIL310BL",310,277.10000000000002]
["Silfab Solar Inc.","SIL310BL-W",310,277.10000000000002]
["Silfab Solar Inc.","SIL310ML",310,281]
["Silfab Solar Inc.","SIL310ML-W",310,281]
["Silfab Solar Inc.","SIL310NL",310,281]
["Silfab Solar Inc.","SIL310NL-W",310,281]
["Silfab Solar Inc.","SLA310BC",310,290.89999999999998]
["Silfab Solar Inc.","SLA310M [Blk]",310,281.39999999999998]
["Silfab Solar Inc.","SLA310M [Wht]",310,283.89999999999998]
["Silfab Solar Inc.","SIL315BL",315,281.8]
["Silfab Solar Inc.","SIL315BL-W",315,281.8]
["Silfab Solar Inc.","SIL315ML",315,285.7]
["Silfab Solar Inc.","SIL315ML-W",315,285.7]
["Silfab Solar Inc.","SIL315NL",315,285.7]
["Silfab Solar Inc.","SIL315NL-W",315,285.7]
["Silfab Solar Inc.","SLA315BC",315,295.8]
["Silfab Solar Inc.","SLA315M",315,286.10000000000002]
["Silfab Solar Inc.","SIL320BL",320,286.39999999999998]
["Silfab Solar Inc.","SIL320BL-W",320,286.39999999999998]
["Silfab Solar Inc.","SIL320ML",320,290.39999999999998]
["Silfab Solar Inc.","SIL320ML-W",320,290.39999999999998]
["Silfab Solar Inc.","SIL320NL",320,290.39999999999998]
["Silfab Solar Inc.","SIL320NL-W",320,290.39999999999998]
["Silfab Solar Inc.","SLA320BC",320,300.60000000000002]
["Silfab Solar Inc.","SLA320M [Blk]",320,290.8]
["Silfab Solar Inc.","SLA320M [Wht]",320,293.39999999999998]
["Silfab Solar Inc.","SIL325BL",325,291.10000000000002]
["Silfab Solar Inc.","SIL325BL-W",325,291.10000000000002]
["Silfab Solar Inc.","SIL330BL",330,295.7]
["Silfab Solar Inc.","SIL330BL-W",330,295.7]
["Silfab Solar Inc.","SIL340MT",340,311.8]
["Silfab Solar Inc.","SIL340MT-W",340,311.8]
["Silfab Solar Inc.","SIL340NT",340,311.8]
["Silfab Solar Inc.","SIL340NT-W",340,311.8]
["Silfab Solar Inc.","SIL345MT",345,316.60000000000002]
["Silfab Solar Inc.","SIL345MT-W",345,316.60000000000002]
["Silfab Solar Inc.","SIL345NT",345,316.60000000000002]
["Silfab Solar Inc.","SIL345NT-W",345,316.60000000000002]
["Silfab Solar Inc.","SIL350MT",350,321.3]
["Silfab Solar Inc.","SIL350MT-W",350,321.3]
["Silfab Solar Inc.","SIL350NT",350,321.3]
["Silfab Solar Inc.","SIL350NT-W",350,321.3]
["Silfab Solar Inc.","SIL355MT",355,326]
["Silfab Solar Inc.","SIL355MT-W",355,326]
["Silfab Solar Inc.","SIL355NT",355,326]
["Silfab Solar Inc.","SIL355NT-W",355,326]
["Silfab Solar Inc.","SIL360MT",360,330.7]
["Silfab Solar Inc.","SIL360MT-W",360,330.7]
["Silfab Solar Inc.","SIL360NT",360,330.7]
["Silfab Solar Inc.","SIL360NT-W",360,330.7]
["Silfab Solar Inc.","SIL365MT",365,335.4]
["Silfab Solar Inc.","SIL365MT-W",365,335.4]
["Silfab Solar Inc.","SIL365NT",365,335.4]
["Silfab Solar Inc.","SIL365NT-W",365,335.4]
["Silfab Solar Inc.","SIL370MT",370,340.2]
["Silfab Solar Inc.","SIL370MT-W",370,340.2]
["Silfab Solar Inc.","SIL370MT-W",370,340.2]
["Silfab Solar Inc.","SIL370NT",370,340.2]
["Silfab Solar Inc.","SIL375MT",375,344.9]
["Silfab Solar Inc.","SIL375MT-W",375,344.9]
["Silfab Solar Inc.","SIL375NT",375,344.9]
["Silfab Solar Inc.","SIL375NT-W",375,344.9]
["Silfab Solar Inc.","SIL380MT",380,349.7]
["Silfab Solar Inc.","SIL380MT-W",380,349.7]
["Silfab Solar Inc.","SIL380NT",380,349.7]
["Silfab Solar Inc.","SIL380NT-W",380,349.7]
["Silfab Solar Inc.","SLG380M",380,349.8]
["Silicon Energy","SiE-165",165,142.80000000000001]
["Silicon Energy","SiE-170",170,147.30000000000001]
["Silicon Energy","SiE-175",175,151.69999999999999]
["Silicon Energy","SiE-180",180,156.19999999999999]
["Silicon Energy","SiE-185",185,159.9]
["Silicon Energy","SiE-190",190,164.4]
["Silicon Energy","SiE-195",195,168.9]
["Silicon Energy","SiE-200",200,183.8]
["Silicon Energy","SiE-205",205,188.5]
["Silicon Energy","SiE-210",210,193.2]
["Silicon Energy","SiE-215",215,197.9]
["Silicon Energy","SiE-220",220,202.6]
["Silicon Energy","SiE-V-275",275,248.3]
["Silicon Energy","SiE-V-280",280,252.8]
["Silicon Energy","SiE-V-285",285,257.5]
["Siliken Canada","SLK60P6L BLK/WHT 205Wp",205,182.7]
["Siliken Canada","SLK60P6L SLV/WHT 205Wp",205,182.7]
["Siliken Canada","SLK60P6L BLK/WHT 210Wp",210,187.2]
["Siliken Canada","SLK60P6L SLV/WHT 210Wp",210,187.2]
["Siliken Canada","SLK60P6L BLK/BLK 215Wp",215,191.8]
["Siliken Canada","SLK60P6L BLK/WHT 215Wp",215,191.8]
["Siliken Canada","SLK60P6L SLV/WHT 215Wp",215,192.4]
["Siliken Canada","SLK60P6L BLK/BLK 220Wp",220,196.4]
["Siliken Canada","SLK60P6L BLK/WHT 220Wp",220,196.4]
["Siliken Canada","SLK60P6L SLV/WHT 220Wp",220,197]
["Siliken Canada","SLK60P6L BLK/BLK 225Wp",225,199.8]
["Siliken Canada","SLK60P6L BLK/WHT 225Wp",225,200.9]
["Siliken Canada","SLK60P6L SLV/WHT 225Wp",225,201.5]
["Siliken Canada","SLK60P6L BLK/BLK 230Wp",230,205.1]
["Siliken Canada","SLK60P6L BLK/WHT 230Wp",230,205.9]
["Siliken Canada","SLK60P6L SLV/WHT 230Wp",230,205.9]
["Siliken Canada","SLK60P6L BLK/BLK 235Wp",235,209.7]
["Siliken Canada","SLK60P6L BLK/WHT 235Wp",235,210.5]
["Siliken Canada","SLK60P6L SLV/WHT 235Wp",235,210.5]
["Siliken Canada","SLK60P6L BLK/BLK 240Wp",240,214.3]
["Siliken Canada","SLK60P6L BLK/WHT 240Wp",240,215.1]
["Siliken Canada","SLK60P6L SLV/WHT 240Wp",240,215.1]
["Siliken Canada","SLK60P6L BLK/BLK 245Wp",245,218.9]
["Siliken Canada","SLK60P6L BLK/WHT 245Wp",245,219.8]
["Siliken Canada","SLK60P6L SLV/WHT 245Wp",245,219.8]
["Siliken Canada","SLK60P6L BLK/BLK 250Wp",250,223.5]
["Siliken Canada","SLK60P6L BLK/WHT 250Wp",250,224.4]
["Siliken Canada","SLK60P6L SLV/WHT 250Wp",250,224.4]
["Siliken Canada","SLK60P6L BLK/WHT 255Wp",255,227.6]
["Siliken Canada","SLK60P6L SLV/WHT 255Wp",255,227.6]
["Siliken Canada","SLK72P6L BLK/WHT 270Wp",270,244]
["Siliken Canada","SLK72P6L SLV/WHT 270Wp",270,244]
["Siliken Canada","SLK72P6L BLK/WHT 275Wp",275,248.6]
["Siliken Canada","SLK72P6L SLV/WHT 275Wp",275,248.6]
["Siliken Canada","SLK72P6L BLK/WHT 280Wp",280,253.3]
["Siliken Canada","SLK72P6L SLV/WHT 280Wp",280,253.3]
["Siliken Canada","SLK72P6L BLK/WHT 285Wp",285,255.6]
["Siliken Canada","SLK72P6L SLV/WHT 285Wp",285,255.6]
["Siliken Canada","SLK72P6L BLK/WHT 290Wp",290,260.2]
["Siliken Canada","SLK72P6L SLV/WHT 290Wp",290,260.2]
["Siliken Canada","SLK72P6L BLK/WHT 295Wp",295,264.8]
["Siliken Canada","SLK72P6L SLV/WHT 295Wp",295,264.8]
["Siliken Canada","SLK72P6L BLK/WHT 300Wp",300,269.39999999999998]
["Siliken Canada","SLK72P6L SLV/WHT 300Wp",300,269.39999999999998]
["Siliken Canada","SLK72P6L BLK/WHT 305Wp",305,274.10000000000002]
["Siliken Canada","SLK72P6L SLV/WHT 305Wp",305,274.10000000000002]
["Siliken Manufacturing","SLK72P6L 310Wp BLK/WHT",310,276]
["Siliken Manufacturing","SLK72P6L 310Wp SLV/WHT",310,276]
["Siliken Manufacturing","SLK72P6L 315Wp BLK/WHT",315,280.60000000000002]
["Siliken Manufacturing","SLK72P6L 315Wp SLV/WHT",315,280.60000000000002]
["Siliken Manufacturing USA","SLK60P6L BLK/WHT 205Wp",205,182.7]
["Siliken Manufacturing USA","SLK60P6L SLV/WHT 205Wp",205,182.7]
["Siliken Manufacturing USA","SLK60P6L BLK/WHT 210Wp",210,187.2]
["Siliken Manufacturing USA","SLK60P6L SLV/WHT 210Wp",210,187.2]
["Siliken Manufacturing USA","SLK60P6L BLK/BLK 215Wp",215,191.8]
["Siliken Manufacturing USA","SLK60P6L BLK/WHT 215Wp",215,191.8]
["Siliken Manufacturing USA","SLK60P6L SLV/WHT 215Wp",215,192.4]
["Siliken Manufacturing USA","SLK60P6L BLK/BLK 220Wp",220,196.4]
["Siliken Manufacturing USA","SLK60P6L BLK/WHT 220Wp",220,196.4]
["Siliken Manufacturing USA","SLK60P6L SLV/WHT 220Wp",220,197]
["Siliken Manufacturing USA","SLK60P6L BLK/BLK 225Wp",225,199.8]
["Siliken Manufacturing USA","SLK60P6L BLK/WHT 225Wp",225,200.9]
["Siliken Manufacturing USA","SLK60P6L SLV/WHT 225Wp",225,201.5]
["Siliken Manufacturing USA","SLK60P6L BLK/BLK 230Wp",230,205.1]
["Siliken Manufacturing USA","SLK60P6L BLK/WHT 230Wp",230,205.9]
["Siliken Manufacturing USA","SLK60P6L SLV/WHT 230Wp",230,205.9]
["Siliken Manufacturing USA","SLK60P6L BLK/BLK 235Wp",235,209.7]
["Siliken Manufacturing USA","SLK60P6L BLK/WHT 235Wp",235,210.5]
["Siliken Manufacturing USA","SLK60P6L SLV/WHT 235Wp",235,210.5]
["Siliken Manufacturing USA","SLK60P6L BLK/BLK 240Wp",240,214.3]
["Siliken Manufacturing USA","SLK60P6L BLK/WHT 240Wp",240,215.1]
["Siliken Manufacturing USA","SLK60P6L SLV/WHT 240Wp",240,215.1]
["Siliken Manufacturing USA","SLK60P6L BLK/BLK 245Wp",245,218.9]
["Siliken Manufacturing USA","SLK60P6L BLK/WHT 245Wp",245,219.8]
["Siliken Manufacturing USA","SLK60P6L SLV/WHT 245Wp",245,219.8]
["Siliken Manufacturing USA","SLK60P6L BLK/BLK 250Wp",250,223.5]
["Siliken Manufacturing USA","SLK60P6L BLK/WHT 250Wp",250,224.4]
["Siliken Manufacturing USA","SLK60P6L SLV/WHT 250Wp",250,224.4]
["Siliken Manufacturing USA","SLK60P6L BLK/WHT 255Wp",255,227.6]
["Siliken Manufacturing USA","SLK60P6L SLV/WHT 255Wp",255,227.6]
["Siliken Manufacturing USA","SLK72P6L BLK/WHT 270Wp",270,244]
["Siliken Manufacturing USA","SLK72P6L SLV/WHT 270Wp",270,244]
["Siliken Manufacturing USA","SLK72P6L BLK/WHT 275Wp",275,248.6]
["Siliken Manufacturing USA","SLK72P6L SLV/WHT 275Wp",275,248.6]
["Siliken Manufacturing USA","SLK72P6L BLK/WHT 280Wp",280,253.3]
["Siliken Manufacturing USA","SLK72P6L SLV/WHT 280Wp",280,253.3]
["Siliken Manufacturing USA","SLK72P6L BLK/WHT 285Wp",285,255.6]
["Siliken Manufacturing USA","SLK72P6L SLV/WHT 285Wp",285,255.6]
["Siliken Manufacturing USA","SLK72P6L BLK/WHT 290Wp",290,260.2]
["Siliken Manufacturing USA","SLK72P6L SLV/WHT 290Wp",290,260.2]
["Siliken Manufacturing USA","SLK72P6L BLK/WHT 295Wp",295,264.8]
["Siliken Manufacturing USA","SLK72P6L SLV/WHT 295Wp",295,264.8]
["Siliken Manufacturing USA","SLK72P6L BLK/WHT 300Wp",300,269.39999999999998]
["Siliken Manufacturing USA","SLK72P6L SLV/WHT 300Wp",300,269.39999999999998]
["Siliken Manufacturing USA","SLK72P6L BLK/WHT 305Wp",305,274.10000000000002]
["Siliken Manufacturing USA","SLK72P6L SLV/WHT 305Wp",305,274.10000000000002]
["Siliken Manufacturing USA","SLK72P6L 310Wp BLK/WHT",310,276]
["Siliken Manufacturing USA","SLK72P6L 310Wp SLV/WHT",310,276]
["Siliken Manufacturing USA","SLK72P6L 315Wp BLK/WHT",315,280.60000000000002]
["Siliken Manufacturing USA","SLK72P6L 315Wp SLV/WHT",315,280.60000000000002]
["Siliken Modules","SLK60P6L BLK/WHT 205Wp",205,182.7]
["Siliken Modules","SLK60P6L SLV/WHT 205Wp",205,182.7]
["Siliken Modules","SLK60P6L BLK/WHT 210Wp",210,187.2]
["Siliken Modules","SLK60P6L SLV/WHT 210Wp",210,187.2]
["Siliken Modules","SLK60P6L BLK/BLK 215Wp",215,191.8]
["Siliken Modules","SLK60P6L BLK/WHT 215Wp",215,191.8]
["Siliken Modules","SLK60P6L SLV/WHT 215Wp",215,192.4]
["Siliken Modules","SLK60P6L BLK/BLK 220Wp",220,196.4]
["Siliken Modules","SLK60P6L BLK/WHT 220Wp",220,196.4]
["Siliken Modules","SLK60P6L SLV/WHT 220Wp",220,197]
["Siliken Modules","SLK60P6L BLK/BLK 225Wp",225,199.8]
["Siliken Modules","SLK60P6L BLK/WHT 225Wp",225,200.9]
["Siliken Modules","SLK60P6L SLV/WHT 225Wp",225,201.5]
["Siliken Modules","SLK60P6L BLK/BLK 230Wp",230,205.1]
["Siliken Modules","SLK60P6L BLK/WHT 230Wp",230,205.9]
["Siliken Modules","SLK60P6L SLV/WHT 230Wp",230,205.9]
["Siliken Modules","SLK60P6L BLK/BLK 235Wp",235,209.7]
["Siliken Modules","SLK60P6L BLK/WHT 235Wp",235,210.5]
["Siliken Modules","SLK60P6L SLV/WHT 235Wp",235,210.5]
["Siliken Modules","SLK60P6L BLK/BLK 240Wp",240,214.3]
["Siliken Modules","SLK60P6L BLK/WHT 240Wp",240,215.1]
["Siliken Modules","SLK60P6L SLV/WHT 240Wp",240,215.1]
["Siliken Modules","SLK60P6L BLK/BLK 245Wp",245,218.9]
["Siliken Modules","SLK60P6L BLK/WHT 245Wp",245,219.8]
["Siliken Modules","SLK60P6L SLV/WHT 245Wp",245,219.8]
["Siliken Modules","SLK60P6L BLK/BLK 250Wp",250,223.5]
["Siliken Modules","SLK60P6L BLK/WHT 250Wp",250,224.4]
["Siliken Modules","SLK60P6L SLV/WHT 250Wp",250,224.4]
["Siliken Modules","SLK60P6L BLK/WHT 255Wp",255,227.6]
["Siliken Modules","SLK60P6L SLV/WHT 255Wp",255,227.6]
["Siliken Modules","SLK72P6L BLK/WHT 270Wp",270,244]
["Siliken Modules","SLK72P6L SLV/WHT 270Wp",270,244]
["Siliken Modules","SLK72P6L BLK/WHT 275Wp",275,248.6]
["Siliken Modules","SLK72P6L SLV/WHT 275Wp",275,248.6]
["Siliken Modules","SLK72P6L BLK/WHT 280Wp",280,253.3]
["Siliken Modules","SLK72P6L SLV/WHT 280Wp",280,253.3]
["Siliken Modules","SLK72P6L BLK/WHT 285Wp",285,255.6]
["Siliken Modules","SLK72P6L SLV/WHT 285Wp",285,255.6]
["Siliken Modules","SLK72P6L BLK/WHT 290Wp",290,260.2]
["Siliken Modules","SLK72P6L SLV/WHT 290Wp",290,260.2]
["Siliken Modules","SLK72P6L BLK/WHT 295Wp",295,264.8]
["Siliken Modules","SLK72P6L SLV/WHT 295Wp",295,264.8]
["Siliken Modules","SLK72P6L BLK/WHT 300Wp",300,269.39999999999998]
["Siliken Modules","SLK72P6L SLV/WHT 300Wp",300,269.39999999999998]
["Siliken Modules","SLK72P6L BLK/WHT 305Wp",305,274.10000000000002]
["Siliken Modules","SLK72P6L SLV/WHT 305Wp",305,274.10000000000002]
["Silray","SRMA-150WP",150,131.69999999999999]
["Silray","SRMA-155WP",155,136.19999999999999]
["Silray","SRMA-160WP",160,140.69999999999999]
["Silray","SRMA-165WP",165,145.19999999999999]
["Silray","SRMA-170WP",170,149.69999999999999]
["Silray","API-175M",175,155.19999999999999]
["Silray","SRAP-175G6M",175,155.9]
["Silray","SRAP-175G6S",175,155.19999999999999]
["Silray","SRMA-175WP",175,154.19999999999999]
["Silray","API-180M",180,159.69999999999999]
["Silray","SR-180",180,159.69999999999999]
["Silray","SRAP-180G6M",180,160.5]
["Silray","SRAP-180G6S",180,159.69999999999999]
["Silray","SRMA-180WP",180,158.80000000000001]
["Silray","API-185M",185,164.3]
["Silray","API-185M(72)-XH",185,166.8]
["Silray","SRAP-185G6M",185,165.1]
["Silray","SRAP-185G6S",185,164.3]
["Silray","API-190M(72)-XH",190,171.5]
["Silray","SRAP-190G6M",190,167.8]
["Silray","SRAP-190G6S",190,169.8]
["Silray","SRAP-195G6M",195,172.4]
["Silray","SRAP-195G6S",195,174.4]
["Silray","SRAP-200G6M",200,176.9]
["Silray","SRAP-200G6S",200,179]
["Silray","SRAP-205G6M",205,181.5]
["Silray","SRAP-205G6S",205,183.6]
["Silray","SRAP-210G6M",210,186.1]
["Silray","SRAP-210G6S",210,188.2]
["Silray","API-215M",215,191.7]
["Silray","API-220P",220,196.6]
["Silray","API-225M",225,200.9]
["Silray","API-230P",230,206.9]
["Silray","API-230P(60)-XH",230,207.9]
["Silray","API-235M",235,210]
["Silray","API-235P(60)-XH",235,212.5]
["Silray","API-270P",270,244.4]
["Silray","API-280M(72)-XH",280,252.8]
["Sintek Photronic","STK-S6C2PE-A",175,155.9]
["Sintek Photronic","STK-S6C1ME-A",180,159.69999999999999]
["Sintek Photronic","STK-S6B1PE-A",200,176.9]
["Sintek Photronic","STK-S6B1ME-A",205,183.6]
["SmartFlower Energy Technology GmbH","SFE 155",155,135.69999999999999]
["Smartflower Energy Technology GmbH","SFE215",215,191.5]
["Smartflower Energy Technology GmbH","SFE225",225,199.2]
["SMX Capital","SMX185",185,163.30000000000001]
["SMX Capital","SMX230P",230,202.3]
["SMX Capital","SMX250P",250,221.3]
["SMX Capital","SMX255P",255,225.8]
["SMX Capital","SMX260P",260,230.4]
["Solar Enertech (Shanghai)","SE175-72M",175,150.80000000000001]
["Solar Enertech (Shanghai)","SE180-72M",180,155.30000000000001]
["Solar Enertech (Shanghai)","SE185-72M",185,159.80000000000001]
["Solar Enertech (Shanghai)","SE195-54P",195,169.9]
["Solar Enertech (Shanghai)","SE200-54P",200,174.4]
["Solar Enertech (Shanghai)","SE205-54P",205,178.9]
["Solar Enertech (Shanghai)","SE210-54P",210,183.4]
["Solar Frontier","SC70-US-P",70,60.6]
["Solar Frontier","SF70-US-B",70,60.6]
["Solar Frontier","SF70-US-P",70,60.6]
["Solar Frontier","SC75-US-P",75,64.900000000000006]
["Solar Frontier","SF75-US-B",75,64.900000000000006]
["Solar Frontier","SF75-US-P",75,64.900000000000006]
["Solar Frontier","SC80-US-P",80,71.099999999999994]
["Solar Frontier","SF80-US-B",80,71.099999999999994]
["Solar Frontier","SF80-US-P",80,71.099999999999994]
["Solar Frontier","SF85-US-B",85,76.7]
["Solar Frontier","SF85-US-P",85,76.7]
["Solar Frontier","SF90-US-B",90,81.3]
["Solar Frontier","SF130-L",130,117.9]
["Solar Frontier","SF130-S",130,117.9]
["Solar Frontier","SF130-S-1500",130,117.9]
["Solar Frontier","SF135-L",135,122.5]
["Solar Frontier","SF135-S",135,122.5]
["Solar Frontier","SF135-S-1500",135,122.5]
["Solar Frontier","SF140-L",140,127.1]
["Solar Frontier","SF140-S",140,127.1]
["Solar Frontier","SF140-S-1500",140,127.1]
["Solar Frontier","SF145-L",145,131.19999999999999]
["Solar Frontier","SF145-S",145,131.19999999999999]
["Solar Frontier","SF145-S-1500",145,131.19999999999999]
["Solar Frontier","SF150-L",150,135.80000000000001]
["Solar Frontier","SF150-S",150,135.80000000000001]
["Solar Frontier","SF150-S-1500",150,135.80000000000001]
["Solar Frontier","SF155-L",155,140.5]
["Solar Frontier","SF155-S",155,140.5]
["Solar Frontier","SF155-S-1500",155,140.5]
["Solar Frontier","SF160-S",160,144.6]
["Solar Frontier","SF160-S-1500",160,144.6]
["Solar Frontier","SF165-S",165,149.19999999999999]
["Solar Frontier","SF165-S-1500",165,149.19999999999999]
["Solar Frontier","SF170-S",170,153.80000000000001]
["Solar Frontier","SF170-S-1500",170,153.80000000000001]
["Solar Frontier","SF175-S",175,159.19999999999999]
["Solar Frontier","SF175-S-1500",175,159.19999999999999]
["Solar Liberty","SLX120P6-18",120,106.1]
["Solar Liberty","SLX125P6-18",125,110.6]
["Solar Liberty","SLX130P6-18",130,115.1]
["Solar Liberty","SLX135P6-18",135,119.7]
["Solar Liberty","SLX140P6-18",140,124.2]
["Solar Liberty","SLX200P6-30",200,176.9]
["Solar Liberty","SLX205P6-30",205,181.4]
["Solar Liberty","SLX210P6-30",210,185.9]
["Solar Liberty","SLX215P6-30",215,190.5]
["Solar Liberty","SLX220P6-30",220,195]
["Solar Liberty","SLX225P6-30",225,199.6]
["Solar Liberty","SLX230P6-30",230,204.2]
["Solar Liberty","SLX 235 USB",235,208]
["Solar Liberty","SLX 235 USC",235,210]
["Solar Liberty","SLX 235 USD",235,210]
["Solar Liberty","SLX235P6-30",235,208.7]
["Solar Liberty","SLX 240 USB",240,212.6]
["Solar Liberty","SLX 240 USC",240,214.6]
["Solar Liberty","SLX 240 USD",240,214.6]
["Solar Liberty","SLX240P6-36",240,212.3]
["Solar Liberty","SLX 245 USB",245,215.2]
["Solar Liberty","SLX 245 USC",245,219.2]
["Solar Liberty","SLX245P6-36",245,216.8]
["Solar Liberty","SLX 250 USB",250,221.7]
["Solar Liberty","SLX 250 USC",250,220.4]
["Solar Liberty","SLX 250 USD",250,220.4]
["Solar Liberty","SLX250P6-36",250,221.3]
["Solar Liberty","SLX 255 USB",255,226.6]
["Solar Liberty","SLX 255 USC",255,224.4]
["Solar Liberty","SLX 255 USD",255,224.4]
["Solar Liberty","SLX255P6-36",255,225.9]
["Solar Liberty","SLX 260 USB",260,231.2]
["Solar Liberty","SLX 260 USC",260,229]
["Solar Liberty","SLX 260 USD",260,229]
["Solar Liberty","SLX260P6-36",260,230.4]
["Solar Liberty","SLX 265 USB",265,235.8]
["Solar Liberty","SLX 265 USC",265,233.5]
["Solar Liberty","SLX 265 USD",265,233.5]
["Solar Liberty","SLX 265 USMB",265,234.7]
["Solar Liberty","SLX 265 USMC",265,237.4]
["Solar Liberty","SLX 265 USMD",265,237.4]
["Solar Liberty","SLX265P6-36",265,235]
["Solar Liberty","SLX 270 USB",270,240.4]
["Solar Liberty","SLX 270 USC",270,238.1]
["Solar Liberty","SLX 270 USD",270,238.1]
["Solar Liberty","SLX 270 USMC",270,242.1]
["Solar Liberty","SLX 270 USMD",270,242.1]
["Solar Liberty","SLX270P6-36",270,239.5]
["Solar Liberty","SLX275P6-36",275,244.1]
["Solar Liberty","SLX280P6-36",280,248.7]
["Solar Liberty","SLX285P6-36",285,253.3]
["Solar Liberty","SLX 290 USMC",290,256.89999999999998]
["Solar Liberty","SLX 290 USMD",290,256.89999999999998]
["Solar Liberty","SLX 295 USMC",295,261.5]
["Solar Liberty","SLX 295 USMD",295,261.5]
["Solar Liberty","SLX 300 USMC",300,266.10000000000002]
["Solar Liberty","SLX 300 USMD",300,266.10000000000002]
["Solar Liberty","SLX 305 USMC",305,270.7]
["Solar Liberty","SLX 305 USMD",305,270.7]
["Solar Liberty","SLX 310 USC",310,275.10000000000002]
["Solar Liberty","SLX 310 USMC",310,275.2]
["Solar Liberty","SLX 310 USMD",310,275.2]
["Solar Liberty","SLX 315 USMC",315,279.8]
["Solar Liberty","SLX 315 USMD",315,279.8]
["Solar Liberty","SLX 320 USC",320,288.39999999999998]
["Solar Liberty","SLX 320 USMC",320,286.3]
["Solar Liberty","SLX 320 USMD",320,286.3]
["Solar Liberty","SLX 325 USC",325,293]
["Solar Liberty","SLX 325 USMC",325,290.89999999999998]
["Solar Liberty","SLX 325 USMD",325,290.89999999999998]
["Solar Liberty","SLX 330 USC",330,297.7]
["Solar Liberty","SLX 330 USMC",330,295.60000000000002]
["Solar Liberty","SLX 330 USMD",330,295.60000000000002]
["Solar Power (SPI)","SP165FM52",165,149.80000000000001]
["Solar Power (SPI)","SP170FM12",170,152]
["Solar Power (SPI)","SP170FM22",170,146.6]
["Solar Power (SPI)","SP170FM52",170,154.5]
["Solar Power (SPI)","SP175FM12",175,156.6]
["Solar Power (SPI)","SP175FM52",175,159.1]
["Solar Power (SPI)","SP180FM12",180,161.19999999999999]
["Solar Power (SPI)","SP180FM52",180,163.69999999999999]
["Solar Power (SPI)","SP190FM52",190,171.8]
["Solar Power (SPI)","SP190FP12",190,173.8]
["Solar Power (SPI)","SP190FP52",190,170.4]
["Solar Power (SPI)","SP195FM12",195,173.2]
["Solar Power (SPI)","SP195FM52",195,176.4]
["Solar Power (SPI)","SP195FP12",195,178.5]
["Solar Power (SPI)","SP195FP42",195,175.4]
["Solar Power (SPI)","SP195FP52",195,175]
["Solar Power (SPI)","SP195FP82",195,172]
["Solar Power (SPI)","ES200PCFW",200,181.4]
["Solar Power (SPI)","SP200FM12",200,177.8]
["Solar Power (SPI)","SP200FM52",200,181]
["Solar Power (SPI)","SP200FP12",200,183.1]
["Solar Power (SPI)","SP200FP42",200,180]
["Solar Power (SPI)","SP200FP52",200,179.6]
["Solar Power (SPI)","SP200FP82",200,176.5]
["Solar Power (SPI)","SP200FPA2",200,177.8]
["Solar Power (SPI)","SP200FPB2-01",200,177.7]
["Solar Power (SPI)","ES205PCFW",205,186]
["Solar Power (SPI)","SP205FM12",205,182.4]
["Solar Power (SPI)","SP205FM52",205,185.7]
["Solar Power (SPI)","SP205FP12",205,187.8]
["Solar Power (SPI)","SP205FP42",205,184.6]
["Solar Power (SPI)","SP205FP52",205,184.2]
["Solar Power (SPI)","SP205FP82",205,181.1]
["Solar Power (SPI)","SP205FPA2",205,182.4]
["Solar Power (SPI)","SP205FPB2-01",205,182.3]
["Solar Power (SPI)","ES210PCFW",210,190.7]
["Solar Power (SPI)","SP210FM12",210,187]
["Solar Power (SPI)","SP210FM52",210,190.3]
["Solar Power (SPI)","SP210FP12",210,192.5]
["Solar Power (SPI)","SP210FP42",210,189.2]
["Solar Power (SPI)","SP210FP52",210,188.8]
["Solar Power (SPI)","SP210FP82",210,185.6]
["Solar Power (SPI)","SP210FPA2",210,187]
["Solar Power (SPI)","SP210FPB2-01",210,186.8]
["Solar Power (SPI)","ES215PCFW",215,195.3]
["Solar Power (SPI)","SP220FP12",220,197.4]
["Solar Power (SPI)","SP220FP52",220,198.3]
["Solar Power (SPI)","SP220FP82",220,197.3]
["Solar Power (SPI)","SP220FPA2",220,195.2]
["Solar Power (SPI)","SP220FPA2-02",220,195]
["Solar Power (SPI)","SP220FPB2-01",220,198.4]
["Solar Power (SPI)","SP225FP12",225,202]
["Solar Power (SPI)","SP225FP52",225,202.9]
["Solar Power (SPI)","SP225FP82",225,201.9]
["Solar Power (SPI)","SP225FPA2",225,199.8]
["Solar Power (SPI)","SP225FPA2-02",225,199.6]
["Solar Power (SPI)","SP225FPB2-01",225,203]
["Solar Power (SPI)","SP230FP12",230,206.6]
["Solar Power (SPI)","SP230FP52",230,207.5]
["Solar Power (SPI)","SP230FP82",230,206.5]
["Solar Power (SPI)","SP230FPA2",230,204.4]
["Solar Power (SPI)","SP230FPA2-02",230,204.2]
["Solar Power (SPI)","SP230FPB2-0",230,207.6]
["Solar Power (SPI)","SP230FPC2",230,205.5]
["Solar Power (SPI)","SP235FPA2-02",235,208.7]
["Solar Power (SPI)","SP235FPB2-01",235,212.2]
["Solar Power (SPI)","SP235FPC2",235,210.1]
["Solar Power (SPI)","SP240FPB2-01",240,216.9]
["Solar Power (SPI)","SP240FPC2",240,214.7]
["Solar Power (SPI)","ES245PABB",245,220.9]
["Solar Power (SPI)","ES245PABW",245,220.9]
["Solar Power (SPI)","ES245PAFB",245,222]
["Solar Power (SPI)","ES245PAFW",245,222]
["Solar Power (SPI)","SP245FPB2-01",245,221.5]
["Solar Power (SPI)","ES250PABB",250,225.6]
["Solar Power (SPI)","ES250PABW",250,225.6]
["Solar Power (SPI)","ES250PAFB",250,226.7]
["Solar Power (SPI)","ES250PAFW",250,226.7]
["Solar Power (SPI)","ES255PABB",255,230.2]
["Solar Power (SPI)","ES255PABW",255,230.2]
["Solar Power (SPI)","ES255PAFB",255,231.3]
["Solar Power (SPI)","ES255PAFW",255,231.4]
["Solar Power (SPI)","ES260PABB",260,234.9]
["Solar Power (SPI)","ES260PABW",260,234.9]
["Solar Power (SPI)","ES260PAFB",260,236]
["Solar Power (SPI)","ES260PAFW",260,236.1]
["Solar Power (SPI)","ES265PAFW",265,240.7]
["Solar Power (SPI)","ES300PBFW",300,272.10000000000002]
["Solar Power (SPI)","ES305PBFW",305,276.8]
["Solar Power (SPI)","ES310PBFW",310,281.39999999999998]
["Solar Power (SPI)","ES315PBFW",315,286.10000000000002]
["Solar Power (SPI)","ES320PBFW",320,290.8]
["Solar Power Industries","SPI-M160-60",160,141]
["Solar Power Industries","SPI-M170-60",170,150]
["Solar Power Industries","SPI-M180-60",180,159]
["Solar Power Industries","SPI-M190-60",190,168.1]
["Solar Power Industries","SPI-156-200W",200,180.2]
["Solar Power Industries","SPI-M200-60",200,177.1]
["Solar Power Industries","SPI-M210-60",210,192.3]
["Solar Power Industries","SPI-M215-60",215,197]
["Solar Power Industries","SPI-M220-60",220,201.6]
["Solar Power Industries","SPI-M220W-60IM",220,196]
["Solar Power Industries","SPI-M225-60",225,206.3]
["Solar Power Industries","SPI-M230-60",230,211]
["Solar Power Industries","SPI-M230W-60IM",230,205.2]
["Solar Power Industries","SPI-M240W-60IM",240,214.4]
["Solar Semiconductor","SSI-S6-125",125,106.3]
["Solar Semiconductor","SSI-S6-130",130,110.7]
["Solar Semiconductor","SSI-S6-135",135,115.1]
["Solar Semiconductor","SSI-S6-140",140,119.5]
["Solar Semiconductor","SSI-S6-145",145,124]
["Solar Semiconductor","SSI-S6-170",170,145.5]
["Solar Semiconductor","SSI-S6-175",175,149.9]
["Solar Semiconductor","SSI-S6-180",180,154.4]
["Solar Semiconductor","SSI-S6-185",185,158.80000000000001]
["Solar Semiconductor","SSI-S6-190",190,166.5]
["Solar Semiconductor","SSI-S6-195",195,171]
["Solar Semiconductor","SSI-S6-200",200,175.5]
["Solar Semiconductor","SSI-S6-205",205,180]
["Solar Semiconductor","SSI-S6-210",210,184.5]
["Solar Semiconductor","SSI-3M6-215",215,193.5]
["Solar Semiconductor","SSI-M6-215",215,190.2]
["Solar Semiconductor","SSI-S6-215",215,185.1]
["Solar Semiconductor","SSI-3M6-220",220,198.1]
["Solar Semiconductor","SSI-M6-220",220,194.7]
["Solar Semiconductor","SSI-S6-220",220,189.6]
["Solar Semiconductor","SSI-3M6-225",225,202.7]
["Solar Semiconductor","SSI-M6-225",225,199.3]
["Solar Semiconductor","SSI-S6-225",225,194.1]
["Solar Semiconductor","SSI-3M6-230",230,207.3]
["Solar Semiconductor","SSI-M6-230",230,203.8]
["Solar Semiconductor","SSI-S6-230",230,198.5]
["Solar Semiconductor","SSI-3M6-235",235,212]
["Solar Semiconductor","SSI-M6-235",235,208.4]
["Solar Semiconductor","SSI-S6-235",235,203]
["Solar Semiconductor","SSI-S6-260",260,217.1]
["Solar Semiconductor","SSI-S6-265",265,221.5]
["Solar Semiconductor","SSI-S6-270",270,225.8]
["Solar Semiconductor","SSI-S6-275",275,230.2]
["Solar Semiconductor","SSI-S6-280",280,234.5]
["Solarbest Energy-Tech (Zhejiang)","SE-M170(125)",170,152.5]
["Solarbest Energy-Tech (Zhejiang)","ZSB-M170(125)",170,152.5]
["Solarbest Energy-Tech (Zhejiang)","SE-M175(125)",175,157.1]
["Solarbest Energy-Tech (Zhejiang)","ZSB-M175(125)",175,157.1]
["Solarbest Energy-Tech (Zhejiang)","SE-M180(125)",180,161.69999999999999]
["Solarbest Energy-Tech (Zhejiang)","ZSB-M180(125)",180,161.69999999999999]
["Solarbest Energy-Tech (Zhejiang)","SE-M185(125)",185,166.3]
["Solarbest Energy-Tech (Zhejiang)","ZSB-M185(125)",185,166.3]
["Solarbest Energy-Tech (Zhejiang)","SE-M190(125)",190,170.9]
["Solarbest Energy-Tech (Zhejiang)","ZSB-M190(125)",190,170.9]
["Solarbest Energy-Tech (Zhejiang)","SE-M195(125)",195,175.5]
["Solarbest Energy-Tech (Zhejiang)","ZSB-M195(125)",195,175.5]
["Solarbest Energy-Tech (Zhejiang)","SE-M200(125)",200,180.2]
["Solarbest Energy-Tech (Zhejiang)","ZSB-M200(125)",200,180.2]
["Solarbest Energy-Tech (Zhejiang)","SE-M205(125)",205,184.8]
["Solarbest Energy-Tech (Zhejiang)","ZSB-M205(125)",205,184.8]
["Solarbest Energy-Tech (Zhejiang)","SE-M220(125)",220,197.4]
["Solarbest Energy-Tech (Zhejiang)","SE-M220(156)",220,197.2]
["Solarbest Energy-Tech (Zhejiang)","SE-P220(156)",220,197.7]
["Solarbest Energy-Tech (Zhejiang)","ZSB-M220(125)",220,197.4]
["Solarbest Energy-Tech (Zhejiang)","ZSB-M220(156)",220,197.2]
["Solarbest Energy-Tech (Zhejiang)","ZSB-P220(156)",220,197.7]
["Solarbest Energy-Tech (Zhejiang)","SE-M225(125)",225,202]
["Solarbest Energy-Tech (Zhejiang)","SE-M225(156)",225,201.8]
["Solarbest Energy-Tech (Zhejiang)","SE-P225(156)",225,202.4]
["Solarbest Energy-Tech (Zhejiang)","ZSB-M225(125)",225,202]
["Solarbest Energy-Tech (Zhejiang)","ZSB-M225(156)",225,201.8]
["Solarbest Energy-Tech (Zhejiang)","ZSB-P225(156)",225,202.4]
["Solarbest Energy-Tech (Zhejiang)","SE-M230(125)",230,206.6]
["Solarbest Energy-Tech (Zhejiang)","SE-M230(156)",230,206.4]
["Solarbest Energy-Tech (Zhejiang)","SE-P230(156)",230,207]
["Solarbest Energy-Tech (Zhejiang)","ZSB-M230(125)",230,206.6]
["Solarbest Energy-Tech (Zhejiang)","ZSB-M230(156)",230,206.4]
["Solarbest Energy-Tech (Zhejiang)","ZSB-P230(156)",230,207]
["Solarbest Energy-Tech (Zhejiang)","SE-M235(125)",235,211.2]
["Solarbest Energy-Tech (Zhejiang)","SE-M235(156)",235,211]
["Solarbest Energy-Tech (Zhejiang)","SE-P235(156)",235,211.6]
["Solarbest Energy-Tech (Zhejiang)","ZSB-M235(125)",235,211.2]
["Solarbest Energy-Tech (Zhejiang)","ZSB-M235(156)",235,211]
["Solarbest Energy-Tech (Zhejiang)","ZSB-P235(156)",235,211.6]
["Solarbest Energy-Tech (Zhejiang)","SE-M240(125)",240,215.8]
["Solarbest Energy-Tech (Zhejiang)","SE-M240(156)",240,215.6]
["Solarbest Energy-Tech (Zhejiang)","SE-P240(156)",240,216.2]
["Solarbest Energy-Tech (Zhejiang)","ZSB-M240(125)",240,215.8]
["Solarbest Energy-Tech (Zhejiang)","ZSB-M240(156)",240,215.6]
["Solarbest Energy-Tech (Zhejiang)","ZSB-P240(156)",240,216.2]
["Solarbest Energy-Tech (Zhejiang)","SE-M245(125)",245,220.4]
["Solarbest Energy-Tech (Zhejiang)","SE-M245(156)",245,220.3]
["Solarbest Energy-Tech (Zhejiang)","SE-P245(156)",245,220.8]
["Solarbest Energy-Tech (Zhejiang)","ZSB-M245(125)",245,220.4]
["Solarbest Energy-Tech (Zhejiang)","ZSB-M245(156)",245,220.3]
["Solarbest Energy-Tech (Zhejiang)","ZSB-P245(156)",245,220.8]
["Solarbest Energy-Tech (Zhejiang)","SE-M250(125)",250,224.1]
["Solarbest Energy-Tech (Zhejiang)","SE-M250(156)",250,224.9]
["Solarbest Energy-Tech (Zhejiang)","SE-P250(156)",250,225.5]
["Solarbest Energy-Tech (Zhejiang)","ZSB-M250(125)",250,224.1]
["Solarbest Energy-Tech (Zhejiang)","ZSB-M250(156)",250,224.9]
["Solarbest Energy-Tech (Zhejiang)","ZSB-P250(156)",250,225.5]
["Solarbest Energy-Tech (Zhejiang)","SE-M255(125)",255,228.6]
["Solarbest Energy-Tech (Zhejiang)","SE-M255(156)",255,229.5]
["Solarbest Energy-Tech (Zhejiang)","SE-P255(156)",255,230.1]
["Solarbest Energy-Tech (Zhejiang)","ZSB-M255(125)",255,228.6]
["Solarbest Energy-Tech (Zhejiang)","ZSB-M255(156)",255,229.5]
["Solarbest Energy-Tech (Zhejiang)","ZSB-P255(156)",255,230.1]
["Solarbest Energy-Tech (Zhejiang)","SE-M260(125)",260,233.2]
["Solarbest Energy-Tech (Zhejiang)","SE-M260(156)",260,233.1]
["Solarbest Energy-Tech (Zhejiang)","SE-P260(156)",260,233.7]
["Solarbest Energy-Tech (Zhejiang)","ZSB-M260(125)",260,233.2]
["Solarbest Energy-Tech (Zhejiang)","ZSB-M260(156)",260,233.1]
["Solarbest Energy-Tech (Zhejiang)","ZSB-P260(156)",260,233.7]
["Solarbest Energy-Tech (Zhejiang)","SE-M265(125)",265,237.8]
["Solarbest Energy-Tech (Zhejiang)","SE-M265(156)",265,237.7]
["Solarbest Energy-Tech (Zhejiang)","SE-P265(156)",265,238.3]
["Solarbest Energy-Tech (Zhejiang)","ZSB-M265(125)",265,237.8]
["Solarbest Energy-Tech (Zhejiang)","ZSB-M265(156)",265,237.7]
["Solarbest Energy-Tech (Zhejiang)","ZSB-P265(156)",265,238.3]
["Solarbest Energy-Tech (Zhejiang)","SE-M270(125)",270,242.4]
["Solarbest Energy-Tech (Zhejiang)","SE-M270(156)",270,242.3]
["Solarbest Energy-Tech (Zhejiang)","SE-P270(156)",270,242.9]
["Solarbest Energy-Tech (Zhejiang)","ZSB-M270(125)",270,242.4]
["Solarbest Energy-Tech (Zhejiang)","ZSB-M270(156)",270,242.3]
["Solarbest Energy-Tech (Zhejiang)","ZSB-P270(156)",270,242.9]
["Solarbest Energy-Tech (Zhejiang)","SE-M275(156)",275,246.9]
["Solarbest Energy-Tech (Zhejiang)","SE-P275(156)",275,247.5]
["Solarbest Energy-Tech (Zhejiang)","ZSB-M275(156)",275,246.9]
["Solarbest Energy-Tech (Zhejiang)","ZSB-P275(156)",275,247.5]
["Solarbest Energy-Tech (Zhejiang)","SE-M280(156)",280,251.5]
["Solarbest Energy-Tech (Zhejiang)","SE-P280(156)",280,252.1]
["Solarbest Energy-Tech (Zhejiang)","ZSB-M280(156)",280,251.5]
["Solarbest Energy-Tech (Zhejiang)","ZSB-P280(156)",280,252.1]
["Solarbest Energy-Tech (Zhejiang)","SE-M285(156)",285,256.10000000000002]
["Solarbest Energy-Tech (Zhejiang)","SE-P285(156)",285,256.7]
["Solarbest Energy-Tech (Zhejiang)","ZSB-M285(156)",285,256.10000000000002]
["Solarbest Energy-Tech (Zhejiang)","ZSB-P285(156)",285,256.7]
["Solarbest Energy-Tech (Zhejiang)","SE-M290(156)",290,260.7]
["Solarbest Energy-Tech (Zhejiang)","SE-P290(156)",290,261.39999999999998]
["Solarbest Energy-Tech (Zhejiang)","ZSB-M290(156)",290,260.7]
["Solarbest Energy-Tech (Zhejiang)","ZSB-P290(156)",290,261.39999999999998]
["Solarbest Energy-Tech (Zhejiang)","SE-M295(156)",295,265.3]
["Solarbest Energy-Tech (Zhejiang)","SE-P295(156)",295,266]
["Solarbest Energy-Tech (Zhejiang)","ZSB-M295(156)",295,265.3]
["Solarbest Energy-Tech (Zhejiang)","ZSB-P295(156)",295,266]
["Solarbest Energy-Tech (Zhejiang)","SE-M300(156)",300,269.89999999999998]
["Solarbest Energy-Tech (Zhejiang)","SE-P300(156)",300,270.60000000000002]
["Solarbest Energy-Tech (Zhejiang)","ZSB-M300(156)",300,269.89999999999998]
["Solarbest Energy-Tech (Zhejiang)","ZSB-P300(156)",300,270.60000000000002]
["Solarbest Energy-Tech (Zhejiang)","SE-M305(156)",305,274.60000000000002]
["Solarbest Energy-Tech (Zhejiang)","SE-P305(156)",305,275.3]
["Solarbest Energy-Tech (Zhejiang)","ZSB-M305(156)",305,274.60000000000002]
["Solarbest Energy-Tech (Zhejiang)","ZSB-P305(156)",305,275.3]
["Solarbest Energy-Tech (Zhejiang)","SE-P310(156)",310,279.89999999999998]
["Solarbest Energy-Tech (Zhejiang)","ZSB-P310(156)",310,279.89999999999998]
["Solarbine","SB-S240TA1",240,213.1]
["Solarbine","SB-S245TA1",245,217.7]
["Solarbine","SB-S250TA1",250,222.3]
["Solarbine","S6T AC",255,229.6]
["Solarbine","SB-S255TA1",255,226.9]
["Solarbine","SB-S260TA1",260,231.5]
["Solarbine","SB-S360TA1",360,315.3]
["Solarbine","SB-M365NA1",365,324.89999999999998]
["Solarbine","SB-S365TA1",365,319.8]
["Solarbine","SB-M370NA1",370,329.4]
["Solarbine","SB-S370TA1",370,324.3]
["Solarbine","SB-M375NA1",375,334]
["Solarbine","SB-S375TA1",375,328.9]
["Solarbine","SB-M380NA1",380,338.6]
["Solarbine","SB-S380SA1",380,336.6]
["Solarbine","SB-S380TA1",380,333.4]
["Solarbine","SB-M385NA1",385,343.2]
["Solarbine","SB-S385SA1",385,341.1]
["Solarbine","SB-S385TA1",385,337.9]
["Solarbine","SB-M390NA1",390,347.8]
["Solarbine","SB-S390SA1",390,345.7]
["Solarbine","SB-S390TA1",390,342.5]
["Solarbine","SB-M395NA1",395,352.4]
["Solarbine","SB-S395SA1",395,350.3]
["Solarbine","SB-S400SA1",400,354.9]
["Solarbine","SB-S405SA1",405,359.4]
["Solarbine","SB-S410SA1",410,364]
["Solarbine","SB-S415SA1",415,368.6]
["Solarbine","SB-S420SA1",420,373.2]
["SolarBridge Technologies","SBT250-NA208/240-A121",250,225.9]
["SolarBridge Technologies","SBT250-NA208/240-A321",250,224.3]
["SolarBridge Technologies","SBT250-NA240-A111",250,225.9]
["SolarBridge Technologies","SBT250-NA240-A311",250,224.3]
["SolarCity","SC255",255,225.2]
["SolarCity","SC260",260,233.5]
["SolarCity","SC265",265,238.2]
["SolarCity","SC270",270,242.8]
["SolarCity","SC320",320,301.7]
["SolarCity","SC325",325,306.5]
["SolarCity","SC330",330,311.3]
["SolarCity Corp","SC310B2",310,289.7]
["SolarCity Corp","SC315B1",315,292.2]
["SolarCity Corp","SC315B2",315,294.39999999999998]
["SolarCity Corp","SC320B1",320,297]
["SolarCity Corp","SC320B2",320,299.2]
["Solarfennel","PS6A-230",230,206]
["Solarfennel","PS6A-235",235,210.6]
["Solarfennel","PS6A-240",240,215.2]
["Solarfennel","PS6A-245",245,219.8]
["Solarfennel","MS9A-250",250,228.5]
["Solarfennel","PS6A-250",250,224.4]
["Solarfennel","MS9A-255",255,233.2]
["Solarfennel","MS9A-260",260,237.9]
["Solarfennel","MS9A-265",265,242.6]
["Solarfennel","PS7A-270",270,241.7]
["Solarfennel","PS7A-275",275,246.3]
["Solarfennel","PS7A-280",280,250.9]
["Solarfennel","PS7A-285",285,255.5]
["Solarfennel","PS7A-290",290,260.10000000000002]
["Solarfun Power","SF220-30-P230",230,207.6]
["Solarfun Power","SF220-30-P235",235,212.2]
["Solarfun Power","SF220-30-P240",240,216.9]
["Solargate Technology","SG-2150",215,192.5]
["Solargate Technology","SG-2200",220,197.1]
["Solargate Technology","SG-2250",225,201.6]
["Solargate Technology","SG-2300",230,206.2]
["Solargate Technology","SG-2350",235,210.8]
["Solarhome Tech Inc.","BSM265M-60",265,238.1]
["Solarhome Tech Inc.","BSM270M-60",270,242.7]
["Solarhome Tech Inc.","BSM275M-60",275,247.3]
["Solarhome Tech Inc.","BSM280M-60",280,252]
["Solarhome Tech Inc.","BSM285M-60",285,256.60000000000002]
["Solarhome Tech Inc.","BSM290M-60",290,261.3]
["Solarhome Tech Inc.","BSM295M-60",295,265.89999999999998]
["Solarhome Tech Inc.","BSM300M-60",300,270.60000000000002]
["Solarhome Tech Inc.","BSM305M-60",305,280.2]
["Solarhome Tech Inc.","BSM310M-60",310,285]
["Solarhome Tech Inc.","BSM315M-60",315,289.7]
["Solarhome Tech Inc.","BSM320M-60",320,294.39999999999998]
["Solarhome Tech Inc.","BSM365M-72",365,335.4]
["Solarhome Tech Inc.","BSM370M-72",370,340.1]
["Solarhome Tech Inc.","BSM375M-72",375,344.9]
["Solarhome Tech Inc.","BSM380M-72",380,349.6]
["Solarhome Tech Inc.","BSM385M-72",385,354.4]
["Solaria Corporation","Solaria 210",210,183.4]
["Solaria Corporation","Solaria 210 Frameless",210,183.4]
["Solaria Corporation","Solaria 220",220,192.3]
["Solaria Corporation","Solaria 220 Frameless",220,192.3]
["Solaria Corporation","Solaria 225",225,197]
["Solaria Corporation","Solaria 225 Frameless",225,197]
["Solaria Corporation","Solaria 230",230,201.4]
["Solaria Corporation","Solaria 230 Frameless",230,201.4]
["Solaria Corporation","Solaria 240",240,215.1]
["Solaria Corporation","Solaria 245",245,219.7]
["Solaria Corporation","Solaria 250",250,224.3]
["Solaria Corporation","Solaria 255",255,228.9]
["Solaria Corporation","Solaria 260",260,233.4]
["Solaria Corporation","Solaria 265",265,238]
["Solaria Corporation","Solaria 270",270,242.7]
["Solaria Corporation","Solaria 275",275,247.3]
["Solaria Corporation","Solaria 280",280,251.9]
["Solaria Corporation","Solaria PowerXT-315R-BX",315,290.2]
["Solaria Corporation","Solaria PowerXT-320R-BX",320,294.89999999999998]
["Solaria Corporation","Solaria PowerXT-320R-PX",320,293.10000000000002]
["Solaria Corporation","Solaria PowerXT-320R-WX",320,294.89999999999998]
["Solaria Corporation","Solaria PowerXT-325R-BX",325,299.60000000000002]
["Solaria Corporation","Solaria PowerXT-325R-PX",325,297.8]
["Solaria Corporation","Solaria PowerXT-325R-WX",325,299.60000000000002]
["Solaria Corporation","Solaria PowerXT-330R-BX",330,304.39999999999998]
["Solaria Corporation","Solaria PowerXT-330R-PX",330,302.2]
["Solaria Corporation","Solaria PowerXT-330R-WX",330,304.39999999999998]
["Solaria Corporation","Solaria PowerXT-335R-BD",335,304.2]
["Solaria Corporation","Solaria PowerXT-335R-PD",335,304.2]
["Solaria Corporation","Solaria PowerXT-335R-PX",335,307.2]
["Solaria Corporation","Solaria PowerXT-340R-BD",340,308.8]
["Solaria Corporation","Solaria PowerXT-340R-PD",340,308.8]
["Solaria Corporation","Solaria PowerXT-345R-AC",345,313.5]
["Solaria Corporation","Solaria PowerXT-345R-BD",345,313.5]
["Solaria Corporation","Solaria PowerXT-345R-PD",345,313.5]
["Solaria Corporation","Solaria PowerXT-350R-AC",350,318.2]
["Solaria Corporation","Solaria PowerXT-350R-BD",350,318.2]
["Solaria Corporation","Solaria PowerXT-350R-PD",350,318.2]
["Solaria Corporation","Solaria PowerXT-355R-AC",355,322.89999999999998]
["Solaria Corporation","Solaria PowerXT-355R-BD",355,323]
["Solaria Corporation","Solaria PowerXT-355R-PD",355,322.89999999999998]
["Solaria Corporation","Solaria PowerXT-355R-PD-L",355,322.89999999999998]
["Solaria Corporation","Solaria PowerXT-360R-AC",360,327.60000000000002]
["Solaria Corporation","Solaria PowerXT-360R-PD",360,327.60000000000002]
["Solaria Corporation","Solaria PowerXT-360R-PD-L",360,327.60000000000002]
["Solaria Corporation","Solaria PowerXT-U-360",360,326.39999999999998]
["Solaria Corporation","Solaria PowerXT-365R-AC",365,332.4]
["Solaria Corporation","Solaria PowerXT-365R-PD",365,332.4]
["Solaria Corporation","Solaria PowerXT-365R-PD-L",365,332.4]
["Solaria Corporation","Solaria PowerXT-U-365",365,331.1]
["Solaria Corporation","Solaria PowerXT-370R-PD",370,334.5]
["Solaria Corporation","Solaria PowerXT-U-370",370,335.8]
["Solaria Corporation","Solaria PowerXT-375R-PD",375,339.2]
["Solaria Corporation","Solaria PowerXT-400C-WX",400,361.6]
["Solaria Corporation","Solaria PowerXT-400U-WX",400,361.6]
["Solaria Corporation","Solaria PowerXT-405C-WX",405,366.3]
["Solaria Corporation","Solaria PowerXT-405U-WX",405,366.3]
["Solaria Corporation","Solaria PowerXT-410C-BD",410,377.2]
["Solaria Corporation","Solaria PowerXT-420C-BD",420,386.7]
["Solaria Corporation","Solaria PowerXT-420C-PD",420,386.7]
["Solaria Corporation","Solaria PowerXT-430C-BD",430,396.2]
["Solaria Corporation","Solaria PowerXT-430C-PD",430,396.2]
["Solaria Corporation","Solaria PowerXT-440C-PD",440,405.7]
["Solarland USA","SLP115S-17H",115,103.2]
["Solarland USA","SLP120S-17H",120,107.8]
["Solarland USA","SLP125S-17H",125,112.4]
["Solarland USA","SLP160S-24H",160,143.5]
["Solarland USA","SLP165S-24H",165,148]
["Solarland USA","SLP170S-24H",170,152.6]
["Solarland USA","SLP175S-24H",175,156.1]
["Solarland USA","SLP175S-24J",175,153.4]
["Solarland USA","SLP180S-24H",180,160.69999999999999]
["Solarland USA","SLP180S-24J",180,158]
["Solarland USA","SLP185S-24H",185,165.3]
["Solarland USA","SLP185S-24J",185,162.5]
["Solarland USA","SLP185S-72",185,165.8]
["Solarland USA","SLP190S-24H",190,170.8]
["Solarland USA","SLP190S-72",190,170.4]
["Solarland USA","SLP195S-24H",195,175.5]
["Solarland USA","SLP200-18H",200,179.8]
["Solarland USA","SLP200S-24H",200,180.1]
["Solarland USA","SLP205-18H",205,184.4]
["Solarland USA","SLP210-18H",210,189]
["Solarland USA","SLP215-18H",215,193.6]
["Solarland USA","SLP215-60",215,192.3]
["Solarland USA","SLP220-18H",220,198.2]
["Solarland USA","SLP220-60",220,196.8]
["Solarland USA","SLP225-60",225,201.4]
["Solarland USA","SLP230-18H",230,206.2]
["Solarland USA","SLP230-60",230,206]
["Solarland USA","SLP230S-96",230,205]
["Solarland USA","SLP235-18H",235,210.8]
["Solarland USA","SLP235-60",235,210.6]
["Solarland USA","SLP240-18H",240,215.4]
["Solarland USA","SLP240S-96",240,214.2]
["Solarland USA","SLP245S-96",245,218.8]
["Solarland USA","SLP250S-96",250,223.4]
["Solarmax","SEAP60-230",230,204.9]
["Solarmax","SEAP60-235",235,209.5]
["Solarmax","SEAP60-240",240,214.1]
["Solarmax","SEAP60-245",245,218.7]
["Solarmax","SEAP60-250",250,223.3]
["Solarmax","SMXUSA250",250,223.4]
["Solarmax","SEAP60-255",255,227.9]
["Solarmax","SEAP60-260",260,232.5]
["Solarmax","SMXUSA260",260,231.5]
["Solarmax","SEAP72-280",280,249.6]
["Solarmax","SEAP72-285",285,254.2]
["Solarmax","SEAP72-290",290,258.8]
["Solarmax","SEAP72-295",295,263.39999999999998]
["Solarmax","SEAP72-300",300,268]
["Solarmax","SEAP72-305",305,272.60000000000002]
["SolarPark Korea","SPP 220",220,196.4]
["SolarPark Korea","SPP 225",225,201]
["SolarPark Korea","SPP 230",230,205.6]
["SolarPark Korea","SPP235",235,209.9]
["SolarPark Korea","SPP240",240,214.5]
["SolarPark Korea","SPP245",245,219.1]
["SolarPark Korea","SPP245 mono",245,218.9]
["SolarPark Korea","SPP 250",250,223.9]
["SolarPark Korea","SPP250 mono",250,223.5]
["SolarPark Korea","SPP255 mono",255,228.1]
["SolarPark Korea","SPP260 mono",260,232.7]
["Solarpeace","P6Y-230",230,206]
["Solarpeace","P6Y-235",235,210.6]
["Solarpeace","P6Y-240",240,215.2]
["Solarpeace","P6Y-245",245,219.8]
["Solarpeace","M9X-250",250,228.5]
["Solarpeace","P6Y-250",250,224.4]
["Solarpeace","M9X-255",255,233.2]
["Solarpeace","M9X-260",260,237.9]
["Solarpeace","M9X-265",265,242.6]
["Solarpeace","P7Y-270",270,241.7]
["Solarpeace","P7Y-275",275,246.3]
["Solarpeace","P7Y-280",280,250.9]
["Solarpeace","P7Y-285",285,255.5]
["Solarpeace","P7Y-290",290,260.10000000000002]
["Solartec","S72MC-190",190,169.4]
["Solartec","S72MC-195",195,173.9]
["Solartec","S72MC-200",200,178.5]
["Solartec","S72MC-205",205,183.1]
["Solartec","S72MC-210",210,187.8]
["Solartec","S60MC-245",245,217.5]
["Solartec","S60MC-250",250,222.1]
["Solartec","S60MC-255",255,226.6]
["Solartec","S60MC-260",260,231.2]
["Solartec","S72PC-270",270,241.1]
["Solartec","S72PC-275",275,245.7]
["Solartec","S72PC-280",280,250.3]
["Solartec","S72PC-285",285,254.9]
["Solartec","S72MC6-290",290,257.7]
["Solartec","S72PC-290",290,259.5]
["Solartec","S72MC6-295",295,261.3]
["Solartec","S72PC-295",295,263.89999999999998]
["Solartec","S72MC6-300",300,265.89999999999998]
["Solartec","S72PC-300",300,268.5]
["Solartec","S72MC6-305",305,270.5]
["Solartec","S72PC-305",305,273.2]
["Solartec","S72MC6-310",310,275.10000000000002]
["Solartec","S72PC-310",310,277.8]
["Solartec","S72MC6-315",315,279.7]
["Solartec","S72PC-315",315,282.39999999999998]
["Solartec","S72MC6-320",320,284.3]
["Solartec","S72PC-320",320,287]
["Solartec USA","SDM-170/(165)-72M",165,145.30000000000001]
["Solartec USA","SDM-170/(170)-72M",170,149.80000000000001]
["Solartec USA","SDM-170/(175)-72M",175,154.30000000000001]
["Solartec USA","SDM-170/(180)-72M",180,158.9]
["Solartec USA","SDM-170/(185)-72M",185,163.4]
["Solartech Energy","ASC-6P-36-130",130,114.7]
["Solartech Energy","ASC-6P-36-135",135,119.2]
["Solartech Energy","ASC-6P-36-140",140,123.7]
["Solartech Energy","ASC-6P-36-145",145,128.30000000000001]
["Solartech Energy","ASC-6P-36-150",150,132.80000000000001]
["Solartech Energy","ASC-6P-48-175",175,154.5]
["Solartech Energy","ASC-6P-48-180",180,159]
["Solartech Energy","ASC-6P-48-185",185,163.5]
["Solartech Energy","ASC-6P-48-190",190,168.1]
["Solartech Energy","ASC-6P-48-195",195,172.7]
["Solartech Energy","ASC-6P-48-200",200,177.2]
["Solartech Energy","ASC-6P-54-200",200,176.6]
["Solartech Energy","ASC-6P-54-205",205,181.2]
["Solartech Energy","ASC-6P-54-210",210,185.7]
["Solartech Energy","SEC-210W-M6-G",210,187.4]
["Solartech Energy","ASC-6P-54-215",215,190.3]
["Solartech Energy","SEC-215W-M6-G",215,192]
["Solartech Energy","ASC-6P-54-220",220,194.8]
["Solartech Energy","ASC-6P-60-220",220,197.6]
["Solartech Energy","SEC-220W-M6-G",220,196.6]
["Solartech Energy","SEC-6P-60-220",220,197.6]
["Solartech Energy","ASC-6P-54-225",225,199.4]
["Solartech Energy","ASC-6P-60-225",225,202.2]
["Solartech Energy","ASC-6P-60-225-3BB",225,202.2]
["Solartech Energy","SEC-225W-M6-G",225,201.1]
["Solartech Energy","SEC-6P-60-225",225,202.2]
["Solartech Energy","ASC-6M-60-230-3BB",230,208.1]
["Solartech Energy","ASC-6P-54-230",230,204]
["Solartech Energy","ASC-6P-60-230",230,206.8]
["Solartech Energy","ASC-6P-60-230-3BB",230,206.8]
["Solartech Energy","SEC-230W-M6-G",230,205.7]
["Solartech Energy","SEC-6P-60-230",230,206.8]
["Solartech Energy","ASC-6M-60-235-3BB",235,212.8]
["Solartech Energy","ASC-6P-60-235",235,211.4]
["Solartech Energy","ASC-6P-60-235-3BB",235,211.4]
["Solartech Energy","SEC-6P-60-235",235,211.4]
["Solartech Energy","ASC-6M-60-240-3BB",240,217.4]
["Solartech Energy","ASC-6P-60-240",240,216]
["Solartech Energy","ASC-6P-60-240-3BB",240,216]
["Solartech Energy","SEC-6P-60-240",240,216]
["Solartech Energy","ASC-6M-60-245-3BB",245,222]
["Solartech Energy","ASC-6P-60-245",245,220.6]
["Solartech Energy","ASC-6P-60-245-3BB",245,220.6]
["Solartech Energy","SEC-6P-60-245",245,220.6]
["Solartech Energy","ASC-6M-60-250-3BB",250,226.7]
["Solartech Energy","ASC-6P-60-250",250,225.3]
["Solartech Energy","ASC-6P-60-250-3BB",250,225.3]
["Solartech Energy","ASC-6M-60-255-3BB",255,231.4]
["Solartech Energy","ASC-6P-60-255",255,229.8]
["Solartech Energy","ASC-6P-60-255-3BB",255,229.8]
["Solartech Energy","ASC-6P-60A-255-3BB",255,229.8]
["Solartech Energy","ASC-6M-60-260-3BB",260,236]
["Solartech Energy","ASC-6P-60-260-3BB",260,234.4]
["Solartech Energy","ASC-6P-60A-260-3BB",260,234.4]
["Solartech Energy","ASC-6M-60-265-3BB",265,240.7]
["Solartech Energy","ASC-6M-60A-265-3BB",265,240.7]
["Solartech Energy","ASC-6P-60-265-3BB",265,239.1]
["Solartech Energy","ASC-6P-60A-265-3BB",265,239.1]
["Solartech Energy","ASC-6P-72-265",265,234.1]
["Solartech Energy","ASC-6M-60-270-3BB",270,245.3]
["Solartech Energy","ASC-6M-60A-270-3BB",270,245.3]
["Solartech Energy","ASC-6P-60-270-3BB",270,243.7]
["Solartech Energy","ASC-6P-60A-270-3BB",270,243.7]
["Solartech Energy","ASC-6P-72-270",270,238.6]
["Solartech Energy","ASC-6M-60-275-3BB",275,250]
["Solartech Energy","ASC-6M-60A-275-3BB",275,250]
["Solartech Energy","ASC-6P-72-275",275,243.2]
["Solartech Energy","ASC-6P-72-280",280,251.8]
["Solartech Energy","ASC-6P-72-280-3BB",280,251.8]
["Solartech Energy","ASC-6M-72-285-3BB",285,258.2]
["Solartech Energy","ASC-6P-72-285",285,256.39999999999998]
["Solartech Energy","ASC-6P-72-285-3BB",285,256.39999999999998]
["Solartech Energy","ASC-6M-72-290-3BB",290,262.8]
["Solartech Energy","ASC-6P-72-290",290,261]
["Solartech Energy","ASC-6P-72-290-3BB",290,261]
["Solartech Energy","ASC-6M-72-295-3BB",295,267.5]
["Solartech Energy","ASC-6P-72-295",295,265.7]
["Solartech Energy","ASC-6P-72-295-3BB",295,265.7]
["Solartech Energy","ASC-6M-72-300-3BB",300,272.10000000000002]
["Solartech Energy","ASC-6P-72-300",300,270.3]
["Solartech Energy","ASC-6P-72-300-3BB",300,270.3]
["Solartech Energy","ASC-6M-72-305-3BB",305,276.8]
["Solartech Energy","ASC-6P-72-305",305,274.89999999999998]
["Solartech Energy","ASC-6P-72-305-3BB",305,274.89999999999998]
["Solartech Energy","ASC-6P-72B-305-3BB",305,274.89999999999998]
["Solartech Energy","ASC-6P-72C-305-3BB",305,274.89999999999998]
["Solartech Energy","ASC-6M-72-310-3BB",310,281.39999999999998]
["Solartech Energy","ASC-6P-72-310-3BB",310,279.60000000000002]
["Solartech Energy","ASC-6P-72B-310-3BB",310,279.60000000000002]
["Solartech Energy","ASC-6P-72C-310-3BB",310,279.60000000000002]
["Solartech Energy","ASC-6M-72-315-3BB",315,286.10000000000002]
["Solartech Energy","ASC-6P-72-315-3BB",315,284.2]
["Solartech Energy","ASC-6P-72B-315-3BB",315,284.2]
["Solartech Energy","ASC-6P-72C-315-3BB",315,284.2]
["Solartech Energy","ASC-6M-72-320-3BB",320,290.8]
["Solartech Energy","ASC-6M-72B-320-3BB",320,290.8]
["Solartech Energy","ASC-6M-72C-320-3BB",320,290.8]
["Solartech Energy","ASC-6P-72-320-3BB",320,288.8]
["Solartech Energy","ASC-6P-72B-320-3BB",320,288.8]
["Solartech Energy","ASC-6P-72C-320-3BB",320,288.8]
["Solartech Energy","ASC-6M-72-325-3BB",325,295.39999999999998]
["Solartech Energy","ASC-6M-72B-325-3BB",325,295.39999999999998]
["Solartech Energy","ASC-6M-72C-325-3BB",325,295.39999999999998]
["Solartech Energy","ASC-6P-72-325-3BB",325,293.5]
["Solartech Energy","ASC-6P-72B-325-3BB",325,293.5]
["Solartech Energy","ASC-6P-72C-325-3BB",325,293.5]
["Solartech Energy","ASC-6M-72-330-3BB",330,300.10000000000002]
["Solartech Energy","ASC-6M-72B-330-3BB",330,300.10000000000002]
["Solartech Energy","ASC-6M-72C-330-3BB",330,300.10000000000002]
["Solartech Energy","ASC-6P-72-330-3BB",330,298.2]
["Solartech Energy","ASC-6P-72B-330-3BB",330,298.2]
["Solartech Energy","ASC-6P-72C-330-3BB",330,298.2]
["Solartech Energy","ASC-6M-72-335-3BB",335,304.8]
["Solartech Energy","ASC-6M-72B-335-3BB",335,304.8]
["Solartech Energy","ASC-6M-72C-335-3BB",335,304.8]
["Solartech Power","SPM190P",190,159.1]
["Solartech Power","SPM195P",195,163.5]
["Solartech Power","SPM200P",200,167.8]
["Solartech Power","SPM205P",205,172.1]
["Solartech Power","SPM210P",210,176.5]
["Solartech Power","SPM220P",220,196.2]
["Solartech Power","SPM225P",225,200.8]
["Solartech Power","SPM230P",230,205.4]
["Solartech Power","SPM235P",235,210]
["Solartech Power","SPM240P",240,214.6]
["Solartech Renewables","STR205",205,182.4]
["Solartech Renewables","STR210",210,187]
["Solartech Renewables","STR215",215,191.5]
["Solartech Renewables","STR220",220,196.1]
["Solartech Renewables","STR225",225,200.7]
["Solartech Renewables","STR230",230,205.3]
["SolarTech Universal","STU-275 PERC",275,252]
["SolarTech Universal","STU-280 PERC",280,256.7]
["SolarTech Universal","PERCB-B-285",285,263.89999999999998]
["SolarTech Universal","PERCB-W-285",285,263.89999999999998]
["SolarTech Universal","STU-285 PERC",285,261.39999999999998]
["SolarTech Universal","PERCB-B-290",290,268.7]
["SolarTech Universal","PERCB-W-290",290,268.7]
["SolarTech Universal","STU-290 PERC",290,266.10000000000002]
["SolarTech Universal","HJTB-W-295",295,279.8]
["SolarTech Universal","PERCB-B-295",295,273.39999999999998]
["SolarTech Universal","PERCB-W-295",295,273.39999999999998]
["SolarTech Universal","STU-295 PERC",295,270.89999999999998]
["SolarTech Universal","HJTB-W-300",300,284.60000000000002]
["SolarTech Universal","PERCB-B-300",300,278.2]
["SolarTech Universal","PERCB-W-300",300,278.2]
["SolarTech Universal","STU-300 PERC",300,275.60000000000002]
["SolarTech Universal","STU-300-HJT",300,273.3]
["SolarTech Universal","HJTB-W-305",305,289.5]
["SolarTech Universal","PERCB-B-305",305,282.89999999999998]
["SolarTech Universal","PERCB-W-305",305,282.89999999999998]
["SolarTech Universal","HJTB-W-310",310,294.3]
["SolarTech Universal","PERCB-B-310",310,287.7]
["SolarTech Universal","PERCB-W-310",310,287.7]
["SolarTech Universal","HJTB-W-315",315,299.10000000000002]
["SolarTech Universal","HJTB-W-320",320,304]
["SolarTech Universal","HJTB-W-325",325,308.8]
["Solartechnics North America","MP165Wp",165,145]
["Solartechnics North America","MP170Wp",170,149.5]
["Solartechnics North America","MP175Wp",175,154]
["Solartechnics North America","MP180Wp",180,158.6]
["SolarWorld Americas Inc","Sunmodule Bisun SWA 270 duo",270,244]
["SolarWorld Americas Inc","Sunmodule Bisun SWA 270 duo black",270,244]
["SolarWorld Americas Inc","Sunmodule Plus SWA 270 mono black",270,240.1]
["SolarWorld Americas Inc","Sunmodule Protect SWA 270 mono",270,238]
["SolarWorld Americas Inc","Sunmodule Bisun SWA 275 duo",275,248.7]
["SolarWorld Americas Inc","Sunmodule Bisun SWA 275 duo black",275,248.7]
["SolarWorld Americas Inc","Sunmodule Plus SWA 275 mono black",275,239.6]
["SolarWorld Americas Inc","Sunmodule Bisun SWA 280 duo",280,253.3]
["SolarWorld Americas Inc","Sunmodule Bisun SWA 280 duo black",280,253.3]
["SolarWorld Americas Inc","Sunmodule Plus SWA 280 mono",280,254.6]
["SolarWorld Americas Inc","Sunmodule Plus SWA 280 mono black",280,256.89999999999998]
["SolarWorld Americas Inc","Sunmodule Plus SWA 280 mono black laminate",280,256.7]
["SolarWorld Americas Inc","Sunmodule Protect SWA 280 mono",280,252.6]
["SolarWorld Americas Inc","Sunmodule Plus SWA 285 mono",285,259.3]
["SolarWorld Americas Inc","Sunmodule Plus SWA 285 mono black",285,261.60000000000002]
["SolarWorld Americas Inc","Sunmodule Plus SWA 285 mono black laminate",285,261.39999999999998]
["SolarWorld Americas Inc","Sunmodule Plus SWA 290 mono black laminate",290,266.10000000000002]
["SolarWorld Americas Inc","Sunmodule Protect SWA 290 mono",290,261.89999999999998]
["SolarWorld Americas Inc","Sunmodule Plus SWA 315 mono",315,285.8]
["SolarWorld Americas Inc","Sunmodule Bisun SWA 320 XL duo",320,290]
["SolarWorld Americas Inc","Sunmodule SWA 320 XL mono",320,290.7]
["SolarWorld Americas Inc","Sunmodule Bisun SWA 325 XL duo",325,294.60000000000002]
["SolarWorld Americas Inc","Sunmodule SWA 325 XL mono",325,295.39999999999998]
["SolarWorld Americas Inc","Sunmodule Bisun SWA 330 XL duo",330,299.3]
["SolarWorld Americas Inc","Sunmodule SWA 330 XL mono black",330,300.39999999999998]
["SolarWorld Americas Inc","Sunmodule SWA 335 XL mono",335,304.7]
["SolarWorld Americas Inc","Sunmodule SWA 340 XL mono",340,309.39999999999998]
["SolarWorld Americas Inc","Sunmodule SWA 340 XL mono black",340,309.7]
["SolarWorld Americas Inc","Sunmodule SWA 345 XL mono",345,314.10000000000002]
["SolarWorld Americas Inc","Sunmodule SWA 345 XL mono black",345,314.39999999999998]
["SolarWorld Americas Inc","Sunmodule SWA 350 XL mono",350,318.8]
["SolarWorld Industries GmbH","Sunmodule Plus SW 220 mono",220,196.5]
["SolarWorld Industries GmbH","Sunmodule Plus SW 220 mono black",220,195.9]
["SolarWorld Industries GmbH","Sunmodule Plus SW 220 poly",220,194.7]
["SolarWorld Industries GmbH","Sunmodule Plus SW 225 mono",225,201.2]
["SolarWorld Industries GmbH","Sunmodule Plus SW 225 mono black",225,200.4]
["SolarWorld Industries GmbH","Sunmodule Plus SW 225 poly",225,200.7]
["SolarWorld Industries GmbH","Sunmodule Plus SW 230 mono",230,205.8]
["SolarWorld Industries GmbH","Sunmodule Plus SW 230 mono black",230,205]
["SolarWorld Industries GmbH","Sunmodule Plus SW 230 poly",230,205.2]
["SolarWorld Industries GmbH","Sunmodule Plus SW 235 mono",235,210.4]
["SolarWorld Industries GmbH","Sunmodule Plus SW 235 mono black",235,209.8]
["SolarWorld Industries GmbH","Sunmodule Plus SW 235 poly",235,209.8]
["SolarWorld Industries GmbH","Sunmodule Plus SW 240 mono",240,215]
["SolarWorld Industries GmbH","Sunmodule Plus SW 240 mono black",240,214.4]
["SolarWorld Industries GmbH","Sunmodule Plus SW 240 poly",240,214.4]
["SolarWorld Industries GmbH","Sunmodule Plus SW 245 mono",245,219.6]
["SolarWorld Industries GmbH","Sunmodule Plus SW 245 mono black",245,217.3]
["SolarWorld Industries GmbH","Sunmodule Plus SW 245 poly",245,220.1]
["SolarWorld Industries GmbH","Sunmodule Plus SW 250 mono",250,222.3]
["SolarWorld Industries GmbH","Sunmodule Plus SW 250 mono black",250,221.9]
["SolarWorld Industries GmbH","Sunmodule Plus SW 250 poly",250,224.7]
["SolarWorld Industries GmbH","Sunmodule Plus SW 255 mono",255,230.5]
["SolarWorld Industries GmbH","Sunmodule Plus SW 255 mono black",255,225.3]
["SolarWorld Industries GmbH","Sunmodule Plus SW 255 poly",255,223.2]
["SolarWorld Industries GmbH","Sunmodule Protect SW 255 mono",255,221.7]
["SolarWorld Industries GmbH","Sunmodule Protect SW 255 mono black",255,221.7]
["SolarWorld Industries GmbH","Sunmodule Bisun SW 260 duo",260,234.5]
["SolarWorld Industries GmbH","Sunmodule Plus SW 260 mono",260,235.1]
["SolarWorld Industries GmbH","Sunmodule Plus SW 260 mono black",260,229.9]
["SolarWorld Industries GmbH","Sunmodule Plus SW 260 poly",260,230.9]
["SolarWorld Industries GmbH","Sunmodule Protect SW 260 mono",260,229]
["SolarWorld Industries GmbH","Sunmodule Protect SW 260 mono black",260,226.2]
["SolarWorld Industries GmbH","Sunmodule Bisun SW 265 duo",265,239.1]
["SolarWorld Industries GmbH","Sunmodule Bisun SW 265 duo black",265,239.1]
["SolarWorld Industries GmbH","Sunmodule Plus SW 265 mono",265,236.2]
["SolarWorld Industries GmbH","Sunmodule Plus SW 265 mono black",265,235.6]
["SolarWorld Industries GmbH","Sunmodule Plus SW 265 poly",265,235.5]
["SolarWorld Industries GmbH","Sunmodule Protect SW 265 mono",265,233.6]
["SolarWorld Industries GmbH","sunmodule Protect SW 265 mono black",265,236.6]
["SolarWorld Industries GmbH","Sunmodule Bisun SW 270 duo",270,243.8]
["SolarWorld Industries GmbH","Sunmodule Bisun SW 270 duo black",270,243.8]
["SolarWorld Industries GmbH","Sunmodule Plus SW 270 mono",270,243.6]
["SolarWorld Industries GmbH","Sunmodule Plus SW 270 mono black",270,240.2]
["SolarWorld Industries GmbH","Sunmodule Protect SW 270 mono",270,238.1]
["SolarWorld Industries GmbH","Sunmodule Protect SW 270 mono black",270,241.2]
["SolarWorld Industries GmbH","Sunmodule Bisun SW 275 duo",275,248.4]
["SolarWorld Industries GmbH","Sunmodule Bisun SW 275 duo black",275,248.4]
["SolarWorld Industries GmbH","Sunmodule Plus SW 275 mono",275,249.7]
["SolarWorld Industries GmbH","Sunmodule Plus SW 275 mono black",275,239.8]
["SolarWorld Industries GmbH","Sunmodule Protect SW 275 mono",275,247.7]
["SolarWorld Industries GmbH","Sunmodule Protect SW 275 mono black",275,245.9]
["SolarWorld Industries GmbH","Sunmodule Bisun SW 280 duo",280,253.1]
["SolarWorld Industries GmbH","Sunmodule Bisun SW 280 duo black",280,253.1]
["SolarWorld Industries GmbH","Sunmodule Plus SW 280 mono",280,254.4]
["SolarWorld Industries GmbH","Sunmodule Plus SW 280 mono black",280,256.7]
["SolarWorld Industries GmbH","Sunmodule Plus SW 280 mono black laminate",280,256.7]
["SolarWorld Industries GmbH","Sunmodule Protect SW 280 mono",280,252.3]
["SolarWorld Industries GmbH","Sunmodule Plus SW 285 mono",285,259.10000000000002]
["SolarWorld Industries GmbH","Sunmodule Plus SW 285 mono black",285,261.39999999999998]
["SolarWorld Industries GmbH","Sunmodule Plus SW 285 mono black laminate",285,261.39999999999998]
["SolarWorld Industries GmbH","Sunmodule Protect SW 285 mono",285,257]
["SolarWorld Industries GmbH","Sunmodule Plus SW 290 mono",290,263.7]
["SolarWorld Industries GmbH","Sunmodule Plus SW 290 mono black",290,266.10000000000002]
["SolarWorld Industries GmbH","Sunmodule Plus SW 290 mono black laminate",290,266.10000000000002]
["SolarWorld Industries GmbH","Sunmodule Protect SW 290 mono",290,261.60000000000002]
["SolarWorld Industries GmbH","Sunmodule Plus SW 295 mono",295,268.39999999999998]
["SolarWorld Industries GmbH","Sunmodule Plus SW 300 mono",300,273.10000000000002]
["SolarWorld Industries GmbH","Sunmodule SW 305 XL mono",305,266.60000000000002]
["SolarWorld Industries GmbH","Sunmodule SW 310 XL mono",310,271.10000000000002]
["SolarWorld Industries GmbH","Sunmodule SW 315 XL mono",315,275.60000000000002]
["SolarWorld Industries GmbH","Sunmodule Bisun SW 320 XL duo",320,289.7]
["SolarWorld Industries GmbH","Sunmodule SW 320 XL mono",320,290.60000000000002]
["SolarWorld Industries GmbH","Sunmodule Bisun SW 325 XL duo",325,294.39999999999998]
["SolarWorld Industries GmbH","Sunmodule SW 325 XL mono",325,295.2]
["SolarWorld Industries GmbH","Sunmodule Bisun SW 330 XL duo",330,299]
["SolarWorld Industries GmbH","Sunmodule SW 330 XL mono black",330,300.10000000000002]
["SolarWorld Industries GmbH","Sunmodule SW 335 XL mono",335,304.60000000000002]
["SolarWorld Industries GmbH","Sunmodule SW 340 XL mono",340,309.39999999999998]
["SolarWorld Industries GmbH","Sunmodule SW 340 XL mono black",340,309.5]
["SolarWorld Industries GmbH","Sunmodule SW 345 XL mono",345,314.10000000000002]
["SolarWorld Industries GmbH","Sunmodule SW 345 XL mono black",345,314.10000000000002]
["SolarWorld Industries GmbH","Sunmodule SW 350 XL mono",350,318.8]
["Solarzentrum Allgau","Wiosun A-170P",170,145.19999999999999]
["Solarzentrum Allgau","Wiosun PVT 170",170,145.19999999999999]
["Solarzentrum Allgau","Wiosun A-175P",175,149.69999999999999]
["Solarzentrum Allgau","Wiosun PVT 175",175,149.69999999999999]
["Solarzentrum Allgau","Wiosun A-180P",180,154.1]
["Solarzentrum Allgau","Wiosun PVT 180",180,154.1]
["Solarzentrum Allgau","Wiosun A-185P",185,158.5]
["Solarzentrum Allgau","Wiosun PVT 185",185,158.5]
["Solarzentrum Allgau","Wiosun A-190P",190,163]
["Solarzentrum Allgau","Wiosun PVT 190",190,163]
["Soleeva Energy","S1AC-7M330",330,304.2]
["Soleeva Energy","S1AC-7M335",335,308.89999999999998]
["Soleeva Energy","S1AC-7M340",340,313.7]
["Soleeva Energy","S1AC-7M345",345,318.39999999999998]
["Solon","Solon Blue 220/01 215",215,190.3]
["Solon","Solon Blue 220",220,196.8]
["Solon","Solon Blue 220/01 220",220,194.9]
["Solon","Solon Black 225",225,199.1]
["Solon","Solon Black 230/01 225",225,195]
["Solon","Solon Black 230/15 225",225,192.2]
["Solon","Solon Blue 220/01 225",225,199.4]
["Solon","Solon Blue 225",225,201.4]
["Solon","Solon Corvus 225",225,196.4]
["Solon","Solon Black 230",230,203.7]
["Solon","Solon Black 230/01 230",230,199.5]
["Solon","Solon Black 230/15 230",230,196.6]
["Solon","Solon Blue 220/01 230",230,204]
["Solon","Solon Blue 230",230,206]
["Solon","Solon Corvus 230",230,200.9]
["Solon","Solon Black 230/01 235",235,204]
["Solon","Solon Black 230/15 235",235,201]
["Solon","Solon Black 235",235,208.2]
["Solon","Solon Blue 220/01 235",235,208.6]
["Solon","Solon Blue 235",235,210.6]
["Solon","Solon Corvus 235",235,205.5]
["Solon","Solon Black 230/01 240",240,208.6]
["Solon","Solon Black 230/15 240",240,205.5]
["Solon","Solon Black 240",240,212.8]
["Solon","Solon Blue 220/01 240",240,213.2]
["Solon","Solon Blue 240",240,215.2]
["Solon","Solon Corvus 240",240,210]
["Solon","Solon Black 245",245,217.4]
["Solon","Solon Blue 270/09 250",250,221.4]
["Solon","Solon Blue 270/09 255",255,226]
["Solon","Solon Blue 270/09 260",260,230.5]
["Solon","Solon Black 280/09 265",265,230.2]
["Solon","Solon Blue 270/09 265",265,235.1]
["Solon","Solon Blue XT 265",265,236.6]
["Solon","Solon Black 280/09 270",270,234.7]
["Solon","Solon Blue 270/09 270",270,239.7]
["Solon","Solon Blue XT 270",270,241.1]
["Solon","Solon Black 280/09 275",275,239.2]
["Solon","Solon Black XT 275",275,241.7]
["Solon","Solon Blue 270/09 275",275,243.8]
["Solon","Solon Blue XT 275",275,245.7]
["Solon","Solon Black 280/09 280",280,243.7]
["Solon","Solon Black XT 280",280,246.2]
["Solon","Solon Blue 270/09 280",280,248.3]
["Solon","Solon Blue XT 280",280,250.3]
["Solon","SOLquick Black XT 280",280,246.2]
["Solon","SOLquick Blue XT 280",280,250.3]
["Solon","SOLquick Blue XT-H 280",280,251.6]
["Solon","Solon Black 280/09 285",285,246.7]
["Solon","Solon Black XT 285",285,250.8]
["Solon","Solon Blue 270/09 285",285,252.9]
["Solon","Solon Blue XT 285",285,254.9]
["Solon","SOLquick Black XT 285",285,250.8]
["Solon","SOLquick Blue XT 285",285,254.9]
["Solon","Solon Black 280/09 290",290,251.2]
["Solon","Solon Black XT 290",290,255.3]
["Solon","Solon Blue 270/09 290",290,257.5]
["Solon","SOLquick Black XT 290",290,255.3]
["Solon","Solon Black 280/09 295",295,255.7]
["Solon","Solon Black XT 295",295,259.89999999999998]
["Solon","SOLquick Black XT 295",295,259.89999999999998]
["Solon","Solon Black 280/09 300",300,260.3]
["Solon","SOLquick Black XT 300",300,260.3]
["Soltecture","Linion 85 F",85,72.8]
["Soltecture","Linion 85 L",85,72.8]
["Soltecture","Linion 85 R",85,72.8]
["Soltecture","Linion 90 F",90,77.8]
["Soltecture","Linion 90 L",90,77.8]
["Soltecture","Linion 95 F",95,82.3]
["Soltecture","Linion 95 L",95,82.3]
["Soltecture","Linion 100 F",100,86.7]
["Soltecture","Linion 100 L",100,86.7]
["SOLTON Power","SPI-175M",175,154.1]
["SOLTON Power","SPI-180M",180,158.6]
["SOLTON Power","SPI-185M",185,163.1]
["SOLTON Power","SPI-215P",215,193.1]
["SOLTON Power","SPI-220P",220,197.7]
["SOLTON Power","SPI-225M",225,199.3]
["SOLTON Power","SPI-225P",225,202.3]
["SOLTON Power","SPI-230M",230,203.9]
["SOLTON Power","SPI-230P",230,206.9]
["SOLTON Power","SPI-60-235M",235,208.4]
["SOLTON Power","SPI-60-235P",235,209.7]
["SOLTON Power","SPI-60-240M",240,212.9]
["SOLTON Power","SPI-60-240P",240,214.2]
["SOLTON Power","SPI-60-245M",245,217.5]
["SOLTON Power","SPI-60-245P",245,218.8]
["SOLTON Power","SPI-60-250M",250,222.1]
["SOLTON Power","SPI-60-250P",250,223.4]
["SOLTON Power","SPI-260M",260,230.1]
["SOLTON Power","SPI-260P",260,237.1]
["SOLTON Power","SPI-265M",265,234.7]
["SOLTON Power","SPI-270M",270,239.2]
["SOLTON Power","SPI-270P",270,246.4]
["SOLTON Power","SPI-275M",275,243.8]
["SOLTON Power","SPI-280M",280,248.3]
["SOLTON Power","SPI-280P",280,249.8]
["SOLTON Power","SPI-285M",285,252.9]
["SOLTON Power","SPI-285P",285,254.4]
["SOLTON Power","SPI-290M",290,257.39999999999998]
["SOLTON Power","SPI-290P",290,259]
["SOLTON Power","SPI-295M",295,262]
["SOLTON Power","SPI-295P",295,263.60000000000002]
["SOLTON Power","SPI-300M",300,266.60000000000002]
["SOLTON Power","SPI-300P",300,268.2]
["Solvation Manufacturing","P6Y-230",230,206]
["Solvation Manufacturing","P6Y-235",235,210.6]
["Solvation Manufacturing","P6Y-240",240,215.2]
["Solvation Manufacturing","SM240-5M",240,211.1]
["Solvation Manufacturing","SM240M-B",240,218.2]
["Solvation Manufacturing","P6Y-245",245,219.8]
["Solvation Manufacturing","SM245-5M",245,215.6]
["Solvation Manufacturing","SM245M-B",245,222.9]
["Solvation Manufacturing","SM245M-Bv",245,219.6]
["Solvation Manufacturing","SM245S-B",245,220.5]
["Solvation Manufacturing","M9X-250",250,228.5]
["Solvation Manufacturing","P6Y-250",250,224.4]
["Solvation Manufacturing","SM250-5M",250,220.2]
["Solvation Manufacturing","SM250M-B",250,227.5]
["Solvation Manufacturing","SM250M-Bv",250,224.2]
["Solvation Manufacturing","SM250S-B",250,225.1]
["Solvation Manufacturing","M9X-255",255,233.2]
["Solvation Manufacturing","SM255-5M",255,224.7]
["Solvation Manufacturing","SM255M-B",255,232.2]
["Solvation Manufacturing","SM255M-Bv",255,228.8]
["Solvation Manufacturing","SM255S-B",255,229.9]
["Solvation Manufacturing","M9X-260",260,237.9]
["Solvation Manufacturing","SM260-5M",260,229.3]
["Solvation Manufacturing","SM260M-Bv",260,233.5]
["Solvation Manufacturing","M9X-265",265,242.6]
["Solvation Manufacturing","SM265M-Bv",265,238.1]
["Solvation Manufacturing","P7Y-270",270,241.7]
["Solvation Manufacturing","SM270M-A",270,240.8]
["Solvation Manufacturing","P7Y-275",275,246.3]
["Solvation Manufacturing","SM275M-A",275,245.3]
["Solvation Manufacturing","P7Y-280",280,250.9]
["Solvation Manufacturing","SM280M-A",280,249.9]
["Solvation Manufacturing","P7Y-285",285,255.5]
["Solvation Manufacturing","SM285M-A",285,254.5]
["Solvation Manufacturing","SM285M-Av",285,255.8]
["Solvation Manufacturing","P7Y-290",290,260.10000000000002]
["Solvation Manufacturing","SM290M-A",290,259.10000000000002]
["Solvation Manufacturing","SM290M-Av",290,260.39999999999998]
["Solvation Manufacturing","SM295M-A",295,266]
["Solvation Manufacturing","SM295M-Av",295,265.10000000000002]
["Solvation Manufacturing","SM300M-A",300,270.60000000000002]
["Solvation Manufacturing","SM300M-Av",300,269.7]
["Solvation Manufacturing","SM305M-A",305,275.2]
["Solvation Manufacturing","SM305M-Av",305,274.3]
["Solvation Manufacturing","SM310M-Av",310,278.89999999999998]
["Solvation Manufacturing","SM315M-Av",315,283.60000000000002]
["Sonali Energees","SS 270",270,233.2]
["Sonali Energees","SS 280",280,242.1]
["Sonali Energees","SS 290",290,251.1]
["Sonali Energees","SS 300",300,274.39999999999998]
["Sonali Energees","SS 310",310,283.7]
["Sonali Energees","SS 315",315,288.39999999999998]
["Sonali Energees","SS 320",320,293.10000000000002]
["Sonali Energees USA","SS 1200 P",120,106.4]
["Sonali Energees USA","SS 1250 P",125,111]
["Sonali Energees USA","SS 1300 P",130,115.5]
["Sonali Energees USA","SS 1400 P",140,124.7]
["Sonali Energees USA","SS1750-170W",170,151.9]
["Sonali Energees USA","SS 1750 P",175,155.1]
["Sonali Energees USA","SS1750-175W",175,156.5]
["Sonali Energees USA","SS 1800 P",180,159.69999999999999]
["Sonali Energees USA","SS1750-180W",180,161.1]
["Sonali Energees USA","SS 1900 P",190,168.8]
["Sonali Energees USA","SS 2000 P",200,177.9]
["Sonali Energees USA","SS 2100 P",210,186.4]
["Sonali Energees USA","SS2100-210W",210,189.5]
["Sonali Energees USA","SS2100-215W",215,194.1]
["Sonali Energees USA","SS 2200 P",220,195.6]
["Sonali Energees USA","SS2100-220W",220,198.8]
["Sonali Energees USA","SS 2300 P",230,204.7]
["Sonali Energees USA","SS2300-230W",230,200.4]
["Sonali Energees USA","SS2300-235W",235,204.9]
["Sonali Energees USA","SS 2400 P",240,213.8]
["Sonali Energees USA","SS2300-240W",240,209.4]
["Sonali Energees USA","SS2500-250W",250,213.4]
["Sonali Energees USA","SS2800-275W",275,228.4]
["Sonali Energees USA","SS2800-280W",280,232.7]
["Sonali Energees USA","SS2800-285W",285,237.1]
["Sonnetek","SNK-165PSD",165,145]
["Sonnetek","SNK-170PSD",170,149.5]
["Sonnetek","SNK-175PSD",175,154]
["Sonnetek","SNK-180PSD",180,158.6]
["Sonnetek","SNK-250PSP",250,227.8]
["Sonnetek","SNK-260PSP",260,237.1]
["Sonnetek","SNK-270PSP",270,246.4]
["Sopray Energy","SR-150",150,132.4]
["Sopray Energy","SR-160",160,141.5]
["Sopray Energy","SR-165",165,146]
["Sopray Energy","SR-170",170,150.5]
["Sopray Energy","SR-175",175,155.1]
["Sopray Energy","SR-180",180,159.69999999999999]
["Sopray Energy","SR156P-200",200,179.9]
["Sopray Energy","SR156P-210",210,189.1]
["Sopray Energy","SR156P-220",220,198.3]
["Sopray Energy","SR156P-230",230,207.5]
["Sova Power","SOLARSOVA 200P",200,175]
["Sova Power","SOLARSOVA 205P",205,179.5]
["Sova Power","SOLARSOVA 210P",210,184]
["Sova Power","SOLARSOVA 215P",215,188.5]
["Sova Power","SOLARSOVA 220P",220,193]
["Sova Power","SOLARSOVA 235P",235,201.7]
["Sova Power","SOLARSOVA 240P",240,206.1]
["Sova Power","SOLARSOVA 245P",245,210.5]
["Sova Power","SOLARSOVA 250P",250,215]
["Sova Power","SOLARSOVA 255P",255,219.4]
["Sova Power","SOLARSOVA 260P",260,223.9]
["Sovello","SV-T-190-yyy",190,172.9]
["Sovello","SV-X-190-yyy",190,172.9]
["Sovello","SV-T-195-yyy",195,177.6]
["Sovello","SV-X-195-yyy",195,177.5]
["Sovello","SV-T-200-yyy",200,182.2]
["Sovello","SV-X-200-yyy",200,182.2]
["Sovello","SV-X-205-yyy",205,186.8]
["Sovello","SV-X-210-yyy",210,191.5]
["SRS Energy","SPT16",16,15.1]
["STACE Solar Solutions Inc.","STA-PV72B360",360,326.89999999999998]
["STACE Solar Solutions Inc.","STA-PV72M360",360,328.2]
["STACE Solar Solutions Inc.","STA-PV72B365",365,331.6]
["STACE Solar Solutions Inc.","STA-PV72M365",365,332.9]
["STACE Solar Solutions Inc.","STA-PV72B370",370,336.3]
["STACE Solar Solutions Inc.","STA-PV72M370",370,337.6]
["STACE Solar Solutions Inc.","STA-PV72B375",375,341]
["STACE Solar Solutions Inc.","STA-PV72M375",375,342.3]
["Star Harvest Solar","SHS260-5M",260,232.6]
["Stion","SN-110",110,100.3]
["Stion","STN-110",110,100.3]
["Stion","SN-115",115,105]
["Stion","STN-115",115,105]
["Stion","SN-120",120,109.6]
["Stion","STL-120A",120,109.5]
["Stion","STN-120",120,109.6]
["Stion","STO-120A",120,109.4]
["Stion","SN-125",125,112]
["Stion","STL-125",125,116]
["Stion","STL-125A",125,114.1]
["Stion","STN-125",125,112]
["Stion","STO-125",125,116]
["Stion","STO-125A",125,114.1]
["Stion","SN-130",130,116.6]
["Stion","STL-130",130,120.7]
["Stion","STL-130A",130,118.8]
["Stion","STN-130",130,116.6]
["Stion","STO-130",130,120.7]
["Stion","STO-130A",130,118.7]
["Stion","SN-135",135,121.2]
["Stion","STL-135",135,125.4]
["Stion","STL-135A",135,125.9]
["Stion","STN-135",135,121.2]
["Stion","STO-135",135,125.4]
["Stion","STO-135A",135,125.8]
["Stion","SN-140",140,128.4]
["Stion","STL-140",140,130.1]
["Stion","STL-140A",140,130.6]
["Stion","STN-140",140,128.5]
["Stion","STO-140",140,130.1]
["Stion","STO-140A",140,130.6]
["Stion","SN-145",145,133.1]
["Stion","STL-145",145,134.80000000000001]
["Stion","STL-145A",145,135.30000000000001]
["Stion","STN-145",145,133.1]
["Stion","STO-145",145,134.80000000000001]
["Stion","STO-145A",145,135.30000000000001]
["Stion","SN-150",150,137.80000000000001]
["Stion","STL-150",150,138.5]
["Stion","STL-150A",150,142.6]
["Stion","STN-150",150,137.80000000000001]
["Stion","STO-150",150,138.5]
["Stion","STO-150A",150,142.5]
["Stion","STL-155A",155,147.4]
["Stion","STO-155A",155,147.30000000000001]
["Stion","STL-160A",160,152.19999999999999]
["Stion","STO-160A",160,152.19999999999999]
["STX Solar","STX-240MT2",240,210.8]
["STX Solar","STX-245MT2",245,215.3]
["STX Solar","STX-250MT2",250,219.8]
["STX Solar","STX-255MT2",255,224.4]
["STX Solar","STX-260MT2",260,228.9]
["STX Solar","STX-290MT2",290,252.8]
["STX Solar","STX-295MT2",295,257.3]
["STX Solar","STX-300MT2",300,261.8]
["STX Solar","STX-305MT2",305,266.3]
["Sun Earth Solar Power","TDB125x125-36-P 80W",80,71.8]
["Sun Earth Solar Power","TDB125x125-36-P 85W",85,76.400000000000006]
["Sun Earth Solar Power","TPB125x125-36-P 85W",85,76.5]
["Sun Earth Solar Power","TDB125x125-36-P 90W",90,81]
["Sun Earth Solar Power","TPB125x125-36-P 90W",90,81.099999999999994]
["Sun Earth Solar Power","TDB125x125-36-P 95W",95,85.6]
["Sun Earth Solar Power","TPB125x125-36-P 95W",95,85.7]
["Sun Earth Solar Power","TDB156x156-36-P 125W",125,110.8]
["Sun Earth Solar Power","TPB156x156-36-P 125W",125,111.8]
["Sun Earth Solar Power","TDB156x156-36-P 130W",130,115.4]
["Sun Earth Solar Power","TPB156x156-36-P 130W",130,116.4]
["Sun Earth Solar Power","TDB156x156-36-P 135W",135,119.9]
["Sun Earth Solar Power","TPB156x156-36-P 135W",135,121]
["Sun Earth Solar Power","TDB156x156-36-P 140W",140,124.5]
["Sun Earth Solar Power","TPB156x156-36-P 140W",140,125.6]
["Sun Earth Solar Power","TDB156x156-36-P 145W",145,129.1]
["Sun Earth Solar Power","TPB156x156-36-P 145W",145,130.19999999999999]
["Sun Earth Solar Power","TDB125x125-72-P 150W",150,133.19999999999999]
["Sun Earth Solar Power","TPB125x125-72-P 150W",150,135.1]
["Sun Earth Solar Power","TDB125x125-72-P 155W",155,137.69999999999999]
["Sun Earth Solar Power","TPB125x125-72-P 155W",155,139.69999999999999]
["Sun Earth Solar Power","TDB125x125-72-P 160W",160,142.30000000000001]
["Sun Earth Solar Power","TPB125x125-72-P 160W",160,144.30000000000001]
["Sun Earth Solar Power","TDB125x125-72-P 165W",165,146.80000000000001]
["Sun Earth Solar Power","TPB125x125-72-P 165W",165,149]
["Sun Earth Solar Power","TDB125x125-72-P 170W",170,151.4]
["Sun Earth Solar Power","TPB125x125-72-P 170W",170,153.6]
["Sun Earth Solar Power","TDB125x125-72-P 175W",175,155.9]
["Sun Earth Solar Power","TPB125x125-72-P 175W",175,158.19999999999999]
["Sun Earth Solar Power","TDB125x125-72-P 180W",180,160.5]
["Sun Earth Solar Power","TPB125x125-72-P 180W",180,162.80000000000001]
["Sun Earth Solar Power","TPB156x156-54-P 180W",180,160.6]
["Sun Earth Solar Power","TDB125x125-72-P 185W",185,166.7]
["Sun Earth Solar Power","TPB125x125-72-P 185W",185,166.9]
["Sun Earth Solar Power","TPB156x156-54-P 185W",185,165.2]
["Sun Earth Solar Power","TDB125x125-72-P 190W",190,171.3]
["Sun Earth Solar Power","TPB125x125-72-P 190W",190,171.5]
["Sun Earth Solar Power","TPB156x156-54-P 190W",190,169.8]
["Sun Earth Solar Power","TPB156x156-54-P 195W",195,174.3]
["Sun Earth Solar Power","TPB125x125-96-P 200W",200,175.7]
["Sun Earth Solar Power","TPB156x156-54-P 200W",200,178.9]
["Sun Earth Solar Power","TPB156x156-60-P 200W",200,178.5]
["Sun Earth Solar Power","TPB156x156-54-P 205W",205,183.9]
["Sun Earth Solar Power","TPB156x156-60-P 205W",205,183]
["Sun Earth Solar Power","TPB125x125-96-P 210W",210,184.7]
["Sun Earth Solar Power","TPB156x156-54-P 210W",210,188.5]
["Sun Earth Solar Power","TPB156x156-60-P 210W",210,187.6]
["Sun Earth Solar Power","TDB156x156-60-P 215W",215,190.9]
["Sun Earth Solar Power","TPB156x156-54-P 215W",215,193.1]
["Sun Earth Solar Power","TPB156x156-60-P 215W",215,192.2]
["Sun Earth Solar Power","TDB156x156-60-P 220W",220,195.4]
["Sun Earth Solar Power","TPB125x125-96-P 220W",220,193.7]
["Sun Earth Solar Power","TPB156x156-54-P 220W",220,197.7]
["Sun Earth Solar Power","TPB156x156-60-P 220W",220,196.8]
["Sun Earth Solar Power","TDB156x156-60-P 225W",225,200]
["Sun Earth Solar Power","TPB156x156-60-P 225W",225,201.4]
["Sun Earth Solar Power","TDB156x156-60-P 230W",230,204.6]
["Sun Earth Solar Power","TPB125x125-96-P 230W",230,202.8]
["Sun Earth Solar Power","TPB156x156-60-P 230W",230,206]
["Sun Earth Solar Power","TPB156x156-72-P 230W",230,205.1]
["Sun Earth Solar Power","TDB156x156-60-P 235W",235,209.1]
["Sun Earth Solar Power","TPB156x156-60-P 235W",235,211]
["Sun Earth Solar Power","TDB156x156-60-P 240W",240,213.7]
["Sun Earth Solar Power","TPB125x125-96-P 240W",240,211.9]
["Sun Earth Solar Power","TPB156x156-60-P 240W",240,215.6]
["Sun Earth Solar Power","TPB156x156-72-P 240W",240,214.2]
["Sun Earth Solar Power","TDB156x156-60-P 245W",245,218.3]
["Sun Earth Solar Power","TPB156x156-60-P 245W",245,220.2]
["Sun Earth Solar Power","TPB156x156-72-P 250W",250,223.3]
["Sun Earth Solar Power","TPB156x156-72-P 255W",255,227.9]
["Sun Earth Solar Power","TPB156x156-72-P 260W",260,232.5]
["Sun Earth Solar Power","TPB156x156-72-P 270W",270,241.7]
["Sun Earth Solar Power","TDB156x156-72-P 280W",280,249.2]
["Sun Earth Solar Power","TPB156x156-72-P 280W",280,250.9]
["Sun Earth Solar Power","TDB156x156-72-P 285W",285,253.8]
["Sun Earth Solar Power","TPB156x156-72-P 285W",285,256]
["Sun Earth Solar Power","TDB156x156-72-P 290W",290,258.39999999999998]
["Sun Earth Solar Power","TPB156x156-72-P 290W",290,260.60000000000002]
["Sun Earth Solar Power","TDB156x156-72-P 295W",295,262.89999999999998]
["Sun Earth Solar Power","TPB156x156-72-P 295W",295,265.2]
["Sun Energy Engineering","SE14-50",50,38.9]
["Sun Energy Engineering","SE14-52",52,41.2]
["SUN M ENERGY SDN BHD","ES200PCFW",200,181.4]
["SUN M ENERGY SDN BHD","SME-P648200",200,181.4]
["SUN M ENERGY SDN BHD","SME-P648200B",200,181.4]
["SUN M ENERGY SDN BHD","ES205PCFW",205,186]
["SUN M ENERGY SDN BHD","SME-P648205",205,186]
["SUN M ENERGY SDN BHD","SME-P648205B",205,186]
["SUN M ENERGY SDN BHD","ES210PCFW",210,190.7]
["SUN M ENERGY SDN BHD","SME-P648210",210,190.7]
["SUN M ENERGY SDN BHD","SME-P648210B",210,190.7]
["SUN M ENERGY SDN BHD","ES215PCFW",215,195.3]
["SUN M ENERGY SDN BHD","SME-P648215",215,195.3]
["SUN M ENERGY SDN BHD","SME-P648215B",215,195.3]
["SUN M ENERGY SDN BHD","ES250PAFW",250,226.7]
["SUN M ENERGY SDN BHD","SME-P660250",250,226.7]
["SUN M ENERGY SDN BHD","SME-P660250B",250,226.7]
["SUN M ENERGY SDN BHD","ES255PAFW",255,231.4]
["SUN M ENERGY SDN BHD","SME-P660255",255,231.4]
["SUN M ENERGY SDN BHD","SME-P660255B",255,231.4]
["SUN M ENERGY SDN BHD","ES260PAFW",260,236.1]
["SUN M ENERGY SDN BHD","SME-P660260",260,236.1]
["SUN M ENERGY SDN BHD","SME-P660260B",260,236.1]
["SUN M ENERGY SDN BHD","ES265PAFW",265,240.7]
["SUN M ENERGY SDN BHD","SME-P660265",265,240.7]
["SUN M ENERGY SDN BHD","SME-P660265B",265,240.7]
["SUN M ENERGY SDN BHD","ES300PBFW",300,272.10000000000002]
["SUN M ENERGY SDN BHD","SME-P672300",300,272.10000000000002]
["SUN M ENERGY SDN BHD","SME-P672300B",300,272.10000000000002]
["SUN M ENERGY SDN BHD","ES305PBFW",305,276.8]
["SUN M ENERGY SDN BHD","SME-P672305",305,276.8]
["SUN M ENERGY SDN BHD","SME-P672305B",305,276.8]
["SUN M ENERGY SDN BHD","ES310PBFW",310,281.39999999999998]
["SUN M ENERGY SDN BHD","SME-P672310",310,281.39999999999998]
["SUN M ENERGY SDN BHD","SME-P672310B",310,281.39999999999998]
["SUN M ENERGY SDN BHD","ES315PBFW",315,286.10000000000002]
["SUN M ENERGY SDN BHD","SME-P672315",315,286.10000000000002]
["SUN M ENERGY SDN BHD","SME-P672315B",315,286.10000000000002]
["SUN M ENERGY SDN BHD","ES320PBFW",320,290.8]
["SUN M ENERGY SDN BHD","SME-P672320",320,290.8]
["SUN M ENERGY SDN BHD","SME-P672320B",320,290.8]
["Sun Well Solar","WD-A-CC-087A",100,92.9]
["Sun Well Solar","WD-A-CC-087B",105,97.6]
["Sun Well Solar","WD-A-CC-087C",110,102.3]
["Sun World Solar Energy Technology (Luoyang)","SWM230P156",230,206.3]
["Sun World Solar Energy Technology (Luoyang)","SWM235M156",235,209.5]
["Sun World Solar Energy Technology (Luoyang)","SWM235P156",235,210.9]
["Sun World Solar Energy Technology (Luoyang)","SWM240M156",240,214.1]
["Sun World Solar Energy Technology (Luoyang)","SWM240P156",240,215.5]
["Sun World Solar Energy Technology (Luoyang)","SWM245M156",245,218.7]
["Sun World Solar Energy Technology (Luoyang)","SWM245P156",245,220.2]
["Sun World Solar Energy Technology (Luoyang)","SWM250M156",250,223.3]
["Sun World Solar Energy Technology (Luoyang)","SWM250P156",250,224.8]
["Sun World Solar Energy Technology (Luoyang)","SWM255M156",255,227.9]
["Sun World Solar Energy Technology (Luoyang)","SWM280P156",280,250.2]
["Sun World Solar Energy Technology (Luoyang)","SWM285M156",285,253.2]
["Sun World Solar Energy Technology (Luoyang)","SWM285P156",285,254.8]
["Sun World Solar Energy Technology (Luoyang)","SWM290M156",290,257.8]
["Sun World Solar Energy Technology (Luoyang)","SWM290P156",290,259.39999999999998]
["Sun World Solar Energy Technology (Luoyang)","SWM295M156",295,262.39999999999998]
["Sun World Solar Energy Technology (Luoyang)","SWM295P156",295,264]
["Sun World Solar Energy Technology (Luoyang)","SWM300M156",300,267]
["Sun World Solar Energy Technology (Luoyang)","SWM300P156",300,268.7]
["Sunarray","SUNARRAY-M6B2409-130",130,115.4]
["Sunarray","SUNARRAY-M6B2409-135",135,119.9]
["Sunarray","SUNARRAY-S6B2409-135",135,120.9]
["Sunarray","SUNARRAY-M6B2409-140",140,124.5]
["Sunarray","SUNARRAY-S6B2409-140",140,125.4]
["Sunarray","SUNARRAY-S6B2409-145",145,130]
["Sunarray","SUNARRAY-M6B2608-175",175,155.4]
["Sunarray","SUNARRAY-M6B2608-180",180,160]
["Sunarray","SUNARRAY-S6B2608-180",180,161.19999999999999]
["Sunarray","SUNARRAY-M6B2608-185",185,164.5]
["Sunarray","SUNARRAY-S6B2608-185",185,165.8]
["Sunarray","SUNARRAY-M6B2609-190",190,168.6]
["Sunarray","SUNARRAY-S6B2608-190",190,170.4]
["Sunarray","SUNARRAY-M6B2609-195",195,173.1]
["Sunarray","SUNARRAY-S6B2609-195",195,174.5]
["Sunarray","SUNARRAY-M6B2609-200",200,177.7]
["Sunarray","SUNARRAY-S6B2609-200",200,179.1]
["Sunarray","SUNARRAY-M6B2609-205",205,182.3]
["Sunarray","SUNARRAY-S6B2609-205",205,183.7]
["Sunarray","SUNARRAY-M6B2609-210",210,186.3]
["Sunarray","SUNARRAY-S6B2609-210",210,188.3]
["Sunarray","SUNARRAY-M6B2609-215",215,190.9]
["Sunarray","SUNARRAY-S6B2609-215",215,192.9]
["Sunarray","SUNARRAY-M6B2609-220",220,196.2]
["Sunarray","SUNARRAY-S6B2609-220",220,197]
["Sunarray","SUNARRAY-M6B2609-225",225,200.8]
["Sunarray","SUNARRAY-S6B2609-225",225,201.6]
["Sunarray","SUNARRAY-M6B2609-230",230,205.4]
["Sunarray","SUNARRAY-S6B2609-230",230,206.1]
["Sunarray","SUNARRAY-M6B2610-235",235,209.9]
["Sunarray","SUNARRAY-S6B2609-235",235,210.7]
["Sunarray","SUNARRAY-M6B2610-240",240,214.5]
["Sunarray","SUNARRAY-S6B2609-240",240,215.4]
["Sunarray","SUNARRAY-M6B3612-270T",270,241.1]
["Sunarray","SUNARRAY-M6B2612-275",275,245.6]
["Sunarray","SUNARRAY-M6B3612-275T",275,245.6]
["Sunarray","SUNARRAY-M6B2612-280",280,250.2]
["Sunarray","SUNARRAY-M6B3612-280T",280,250.2]
["Sunarray","SUNARRAY-M6B2612-285",285,254.8]
["Sunarray","SUNARRAY-M6B3612-285T",285,254.8]
["Sunarray","SUNARRAY-S6B3612-285T",285,255.8]
["Sunarray","SUNARRAY-M6B2612-290",290,259.39999999999998]
["Sunarray","SUNARRAY-M6B3612-290T",290,259.39999999999998]
["Sunarray","SUNARRAY-S6B3612-290T",290,260.39999999999998]
["Sunarray","SUNARRAY-M6B2612-295",295,264]
["Sunarray","SUNARRAY-S6B3612-295T",295,265]
["Sunarray","SUNARRAY-S6B3612-300T",300,269.7]
["Sunarray","SUNARRAY-S6B3612-305T",305,274.3]
["SunEdison","SE-F245KzC-2y",245,220.3]
["SunEdison","SE-F250KzC-2y",250,224.9]
["SunEdison","MEMC-F255KzC-2y",255,227.4]
["SunEdison","SE-F255CzC-3y",255,229.5]
["SunEdison","SE-F255CzC-4y",255,232.4]
["SunEdison","SE-F255CzD-3y",255,232.6]
["SunEdison","SE-F255CzD-4y",255,232.1]
["SunEdison","SE-F255FzC-3y",255,232.6]
["SunEdison","SE-F255FzC-4y",255,232.4]
["SunEdison","SE-F255FzD-3y",255,232.6]
["SunEdison","SE-F255FzD-4y",255,232.1]
["SunEdison","SE-F255GzC-3y",255,231.1]
["SunEdison","SE-F255GzC-4y",255,231]
["SunEdison","SE-F255GzD-3y",255,231.1]
["SunEdison","SE-F255GzD-4y",255,232.5]
["SunEdison","SE-F255KzC-2y",255,229.5]
["SunEdison","SE-F255KzC-3y",255,230.9]
["SunEdison","SE-F255KzC-4y",255,231]
["SunEdison","SE-F255KzD-3y",255,232.3]
["SunEdison","SE-F255KzD-4y",255,232.5]
["SunEdison","MEMC-F260KzC-2y",260,232]
["SunEdison","SE-F260CzC-3y",260,234.1]
["SunEdison","SE-F260CzC-4y",260,237.1]
["SunEdison","SE-F260CzD-3y",260,237.2]
["SunEdison","SE-F260CzD-4y",260,236.7]
["SunEdison","SE-F260FzC-3y",260,237.2]
["SunEdison","SE-F260FzC-4y",260,237.1]
["SunEdison","SE-F260FzD-3y",260,237.2]
["SunEdison","SE-F260FzD-4y",260,236.7]
["SunEdison","SE-F260GzC-3y",260,235.8]
["SunEdison","SE-F260GzC-4y",260,235.6]
["SunEdison","SE-F260GzD-3y",260,235.8]
["SunEdison","SE-F260GzD-4y",260,237.2]
["SunEdison","SE-F260KzC-2y",260,232]
["SunEdison","SE-F260KzC-3y",260,235.5]
["SunEdison","SE-F260KzC-4y",260,235.6]
["SunEdison","SE-F260KzD-3y",260,237]
["SunEdison","SE-F260KzD-4y",260,237.2]
["SunEdison","MEMC-F265KzC-2y",265,236.6]
["SunEdison","SE-F265CzC-3y",265,238.8]
["SunEdison","SE-F265CzC-4y",265,241.8]
["SunEdison","SE-F265CzD-3y",265,241.9]
["SunEdison","SE-F265CzD-4y",265,241.4]
["SunEdison","SE-F265FzC-3y",265,241.9]
["SunEdison","SE-F265FzC-4y",265,241.8]
["SunEdison","SE-F265FzD-3y",265,241.9]
["SunEdison","SE-F265FzD-4y",265,241.4]
["SunEdison","SE-F265GzC-3y",265,240.4]
["SunEdison","SE-F265GzC-4y",265,240.3]
["SunEdison","SE-F265GzD-3y",265,240.4]
["SunEdison","SE-F265GzD-4y",265,241.9]
["SunEdison","SE-F265KzC-2y",265,236.6]
["SunEdison","SE-F265KzC-3y",265,240.2]
["SunEdison","SE-F265KzC-4y",265,240.3]
["SunEdison","SE-F265KzD-3y",265,241.6]
["SunEdison","SE-F265KzD-4y",265,241.9]
["SunEdison","SE-R265GzC-3y",265,242.9]
["SunEdison","SE-R265GzC-4y",265,242.8]
["SunEdison","MEMC-F270KzC-2y",270,241.2]
["SunEdison","SE-F270CzC-3y",270,243.4]
["SunEdison","SE-F270CzC-4y",270,246.5]
["SunEdison","SE-F270CzD-3y",270,246.6]
["SunEdison","SE-F270CzD-4y",270,246.1]
["SunEdison","SE-F270FzC-3y",270,246.6]
["SunEdison","SE-F270FzC-4y",270,246.5]
["SunEdison","SE-F270FzD-3y",270,246.6]
["SunEdison","SE-F270FzD-4y",270,246.1]
["SunEdison","SE-F270GzC-4y",270,245]
["SunEdison","SE-F270GzD-3y",270,246.6]
["SunEdison","SE-F270GzD-4y",270,246.6]
["SunEdison","SE-F270KzC-2y",270,241.2]
["SunEdison","SE-F270KzC-3y",270,244.8]
["SunEdison","SE-F270KzC-4y",270,245]
["SunEdison","SE-F270KzD-3y",270,246.6]
["SunEdison","SE-F270KzD-4y",270,246.6]
["SunEdison","SE-H270EzC-3y",270,247.2]
["SunEdison","SE-R270CzC-3y",270,246.4]
["SunEdison","SE-R270GzC-3y",270,247.6]
["SunEdison","SE-R270GzC-4y",270,247.5]
["SunEdison","SE-R270KzC-3y",270,245.4]
["SunEdison","SE-F275CzC-3y",275,248.1]
["SunEdison","SE-F275CzC-4y",275,251.2]
["SunEdison","SE-F275CzD-3y",275,251.3]
["SunEdison","SE-F275CzD-4y",275,250.8]
["SunEdison","SE-F275FzC-3y",275,251.3]
["SunEdison","SE-F275FzC-4y",275,251.2]
["SunEdison","SE-F275FzD-3y",275,251.3]
["SunEdison","SE-F275FzD-4y",275,250.8]
["SunEdison","SE-F275GzC-4y",275,249.6]
["SunEdison","SE-F275GzD-3y",275,251.3]
["SunEdison","SE-F275GzD-4y",275,251.3]
["SunEdison","SE-F275KzC-4y",275,249.6]
["SunEdison","SE-F275KzD-3y",275,251.3]
["SunEdison","SE-F275KzD-4y",275,251.3]
["SunEdison","SE-H275EzC-3y",275,251.9]
["SunEdison","SE-R275CzC-3y",275,251.1]
["SunEdison","SE-R275FzC-3y",275,251.1]
["SunEdison","SE-R275FzC-4y",275,251]
["SunEdison","SE-R275GzC-3y",275,252.3]
["SunEdison","SE-R275GzC-4y",275,252.2]
["SunEdison","SE-R275KzC-3y",275,250.1]
["SunEdison","SE-F280CzC-3y",280,252.7]
["SunEdison","SE-F280CzC-4y",280,255.9]
["SunEdison","SE-F280CzD-3y",280,255.5]
["SunEdison","SE-F280CzD-4y",280,255.5]
["SunEdison","SE-F280FzC-4y",280,255.9]
["SunEdison","SE-F280FzD-3y",280,255.5]
["SunEdison","SE-F280FzD-4y",280,255.5]
["SunEdison","SE-F280GzC-4y",280,254.3]
["SunEdison","SE-F280GzD-3y",280,256]
["SunEdison","SE-F280GzD-4y",280,256]
["SunEdison","SE-F280KzC-4y",280,254.3]
["SunEdison","SE-F280KzD-3y",280,256]
["SunEdison","SE-F280KzD-4y",280,256]
["SunEdison","SE-H280EzC-3y",280,256.60000000000002]
["SunEdison","SE-R280CzC-3y",280,255.8]
["SunEdison","SE-R280FzC-3y",280,255.8]
["SunEdison","SE-R280FzC-4y",280,255.7]
["SunEdison","SE-R280GzC-3y",280,257]
["SunEdison","SE-R280GzC-4y",280,256.89999999999998]
["SunEdison","SE-R280KzC-3y",280,254.8]
["SunEdison","SE-H285EzC-3y",285,261.3]
["SunEdison","SE-R285CzC-3y",285,260.5]
["SunEdison","SE-R285FzC-3y",285,260.5]
["SunEdison","SE-R285FzC-4y",285,260.39999999999998]
["SunEdison","SE-R285GzC-3y",285,261.7]
["SunEdison","SE-R285GzC-4y",285,261.60000000000002]
["SunEdison","SE-H290EzC-3y",290,266]
["SunEdison","SE-R290CzC-3y",290,265.2]
["SunEdison","SE-R290FzC-3y",290,265.2]
["SunEdison","SE-R290FzC-4y",290,265.10000000000002]
["SunEdison","SE-R295FzC-3y",295,270]
["SunEdison","SE-R295FzC-4y",295,269.8]
["SunEdison","SE-F305BzC-4y",305,277.39999999999998]
["SunEdison","SE-F305BzD-3y",305,277.39999999999998]
["SunEdison","SE-F305BzD-4y",305,277.39999999999998]
["SunEdison","SE-F305EzC-3y",305,277.39999999999998]
["SunEdison","SE-F305EzC-4y",305,277.39999999999998]
["SunEdison","SE-F305EzD-3y",305,277.39999999999998]
["SunEdison","SE-F305EzD-4y",305,277.39999999999998]
["SunEdison","SE-Z305-4",305,282.10000000000002]
["SunEdison","SE-F310BzC-3y",310,280]
["SunEdison","SE-F310BzC-4y",310,282.10000000000002]
["SunEdison","SE-F310BzD-3y",310,282.10000000000002]
["SunEdison","SE-F310BzD-4y",310,282.10000000000002]
["SunEdison","SE-F310EzC-3y",310,282.10000000000002]
["SunEdison","SE-F310EzC-4y",310,282.10000000000002]
["SunEdison","SE-F310EzD-3y",310,282.10000000000002]
["SunEdison","SE-F310EzD-4y",310,282.10000000000002]
["SunEdison","SE-Z310-4",310,286.8]
["SunEdison","SE-D315BzC-3y",315,284.10000000000002]
["SunEdison","SE-F315BzC-3y",315,284.7]
["SunEdison","SE-F315BzC-4y",315,286.7]
["SunEdison","SE-F315BzD-3y",315,286.7]
["SunEdison","SE-F315BzD-4y",315,286.7]
["SunEdison","SE-F315EzC-3y",315,286.7]
["SunEdison","SE-F315EzC-4y",315,286.7]
["SunEdison","SE-F315EzD-3y",315,286.7]
["SunEdison","SE-F315EzD-4y",315,286.7]
["SunEdison","SE-Z315-4",315,291.60000000000002]
["SunEdison","SE-D320BzC-3y",320,288.7]
["SunEdison","SE-F320BzC-3y",320,289.3]
["SunEdison","SE-F320BzC-4y",320,291.39999999999998]
["SunEdison","SE-F320BzD-3y",320,291.39999999999998]
["SunEdison","SE-F320BzD-4y",320,291.39999999999998]
["SunEdison","SE-F320EzC-3y",320,291.39999999999998]
["SunEdison","SE-F320EzC-4y",320,291.39999999999998]
["SunEdison","SE-F320EzD-3y",320,291.39999999999998]
["SunEdison","SE-F320EzD-4y",320,291.39999999999998]
["SunEdison","SE-Z320-4",320,296.3]
["SunEdison","SE-D325BzC-3y",325,293.39999999999998]
["SunEdison","SE-F325BzC-3y",325,294]
["SunEdison","SE-F325BzC-4y",325,296.10000000000002]
["SunEdison","SE-F325BzD-3y",325,296.10000000000002]
["SunEdison","SE-F325BzD-4y",325,296.10000000000002]
["SunEdison","SE-F325EzC-3y",325,296.10000000000002]
["SunEdison","SE-F325EzC-4y",325,296.10000000000002]
["SunEdison","SE-F325EzD-3y",325,296.10000000000002]
["SunEdison","SE-F325EzD-4y",325,296.10000000000002]
["SunEdison","SE-R325BzC-3y",325,295.10000000000002]
["SunEdison","SE-Z325-4",325,301.10000000000002]
["SunEdison","SE-D330BzC-3y",330,298]
["SunEdison","SE-F330BzC-3y",330,298.7]
["SunEdison","SE-F330BzC-4y",330,300.8]
["SunEdison","SE-F330BzD-3y",330,300.8]
["SunEdison","SE-F330BzD-4y",330,300.8]
["SunEdison","SE-F330EzC-3y",330,300.8]
["SunEdison","SE-F330EzC-4y",330,300.8]
["SunEdison","SE-F330EzD-3y",330,300.8]
["SunEdison","SE-F330EzD-4y",330,300.8]
["SunEdison","SE-H330EzC-3y",330,300.60000000000002]
["SunEdison","SE-R330BzC-3y",330,299.8]
["SunEdison","SE-R330BzC-4y",330,302.10000000000002]
["SunEdison","SE-R330EzC-3y",330,302.10000000000002]
["SunEdison","SE-R330EzC-4y",330,302.10000000000002]
["SunEdison","SE-Z330-4",330,305.8]
["SunEdison","SE-D335BzC-3y",335,302.7]
["SunEdison","SE-F335BzC-3y",335,303.3]
["SunEdison","SE-F335BzC-4y",335,305.5]
["SunEdison","SE-F335BzD-3y",335,305.5]
["SunEdison","SE-F335BzD-4y",335,305.5]
["SunEdison","SE-F335EzC-3y",335,305.5]
["SunEdison","SE-F335EzC-4y",335,305.5]
["SunEdison","SE-F335EzD-3y",335,305.5]
["SunEdison","SE-F335EzD-4y",335,305.5]
["SunEdison","SE-H335-4",335,307.10000000000002]
["SunEdison","SE-H335EzC-3y",335,305.3]
["SunEdison","SE-R335BzC-3y",335,304.5]
["SunEdison","SE-R335BzC-4y",335,306.8]
["SunEdison","SE-R335EzC-3y",335,306.8]
["SunEdison","SE-R335EzC-4y",335,306.8]
["SunEdison","SE-H340-4",340,311.8]
["SunEdison","SE-H340EzC-3y",340,310]
["SunEdison","SE-R340BzC-3y",340,309.2]
["SunEdison","SE-R340BzC-4y",340,311.5]
["SunEdison","SE-R340EzC-3y",340,311.5]
["SunEdison","SE-R340EzC-4y",340,311.5]
["SunEdison","SE-H345-4",345,316.5]
["SunEdison","SE-H345EzC-3y",345,314.7]
["SunEdison","SE-R345BzC-3y",345,313.8]
["SunEdison","SE-R345BzC-4y",345,316.2]
["SunEdison","SE-R345EzC-3y",345,316.2]
["SunEdison","SE-R345EzC-4y",345,316.2]
["SunEdison","SE-H350-4",350,321.2]
["SunEdison","SE-H350EzC-3y",350,319.39999999999998]
["SunEdison","SE-R350BzC-3y",350,318.5]
["SunEdison","SE-R350BzC-4y",350,320.89999999999998]
["SunEdison","SE-R350EzC-3y",350,320.89999999999998]
["SunEdison","SE-R350EzC-4y",350,320.89999999999998]
["SunEdison","SE-H355-4",355,326]
["SunEdison","SE-H355EzC-3y",355,324.10000000000002]
["SunEdison","SE-R355BzC-4y",355,325.60000000000002]
["SunEdison","SE-R355EzC-3y",355,325.60000000000002]
["SunEdison","SE-R355EzC-4y",355,325.60000000000002]
["SunEdison","SE-H360-4",360,330.7]
["SunEdison","SE-H360EzC-3y",360,328.8]
["SunEdison","SE-R360BzC-4y",360,330.3]
["SunEdison","SE-R360EzC-3y",360,330.3]
["SunEdison","SE-R360EzC-4y",360,330.3]
["SunEdison","SE-H365-4",365,335.4]
["SunEdison","SE-Z370-4",370,341.5]
["SunEdison","SE-Z375-4",375,346.3]
["SunEdison","SE-Z380-4",380,351]
["SunEdison","SE-Z385-4",385,355.7]
["SunEdison","SE-Z390-4",390,360.5]
["SunEdison","SE-Z395-4",395,365.2]
["Sunergy Califonia LLC","ASUN285-60MH5",285,262.10000000000002]
["Sunergy Califonia LLC","ASUN285-60MH5BB",285,262.10000000000002]
["Sunergy Califonia LLC","ASUN285-60MH5BW",285,262.10000000000002]
["Sunergy Califonia LLC","ASUN285-60MM5",285,262.10000000000002]
["Sunergy Califonia LLC","ASUN285-60MM5BB",285,262.10000000000002]
["Sunergy Califonia LLC","ASUN285-60MM5BW",285,262.10000000000002]
["Sunergy Califonia LLC","ASUN290-60MH5",290,266.89999999999998]
["Sunergy Califonia LLC","ASUN290-60MH5BB",290,266.89999999999998]
["Sunergy Califonia LLC","ASUN290-60MH5BW",290,266.89999999999998]
["Sunergy Califonia LLC","ASUN290-60MM5",290,266.89999999999998]
["Sunergy Califonia LLC","ASUN290-60MM5BB",290,266.89999999999998]
["Sunergy Califonia LLC","ASUN290-60MM5BW",290,266.89999999999998]
["Sunergy Califonia LLC","ASUN295-60MH5",295,271.60000000000002]
["Sunergy Califonia LLC","ASUN295-60MH5BB",295,271.60000000000002]
["Sunergy Califonia LLC","ASUN295-60MH5BW",295,271.60000000000002]
["Sunergy Califonia LLC","ASUN295-60MM5",295,271.60000000000002]
["Sunergy Califonia LLC","ASUN295-60MM5BB",295,271.60000000000002]
["Sunergy Califonia LLC","ASUN295-60MM5BW",295,271.60000000000002]
["Sunergy Califonia LLC","ASUN300-60MH5",300,276.3]
["Sunergy Califonia LLC","ASUN300-60MH5BB",300,276.3]
["Sunergy Califonia LLC","ASUN300-60MH5BW",300,276.3]
["Sunergy Califonia LLC","ASUN300-60MM5",300,276.3]
["Sunergy Califonia LLC","ASUN300-60MM5BB",300,276.3]
["Sunergy Califonia LLC","ASUN300-60MM5BW",300,276.3]
["Sunergy Califonia LLC","ASUN305-60MH5",305,281.10000000000002]
["Sunergy Califonia LLC","ASUN305-60MH5BB",305,281.10000000000002]
["Sunergy Califonia LLC","ASUN305-60MH5BW",305,281.10000000000002]
["Sunergy Califonia LLC","ASUN305-60MM5",305,281.10000000000002]
["Sunergy Califonia LLC","ASUN305-60MM5BB",305,281.10000000000002]
["Sunergy Califonia LLC","ASUN305-60MM5BW",305,281.10000000000002]
["Sunergy Califonia LLC","ASUN310-60MH5",310,285.8]
["Sunergy Califonia LLC","ASUN310-60MH5BB",310,285.8]
["Sunergy Califonia LLC","ASUN310-60MH5BW",310,285.8]
["Sunergy Califonia LLC","ASUN310-60MM5",310,285.8]
["Sunergy Califonia LLC","ASUN310-60MM5BB",310,285.8]
["Sunergy Califonia LLC","ASUN310-60MM5BW",310,285.8]
["Sunergy Califonia LLC","ASUN315-60MH5",315,290.5]
["Sunergy Califonia LLC","ASUN315-60MH5BB",315,290.5]
["Sunergy Califonia LLC","ASUN315-60MH5BW",315,290.5]
["Sunergy Califonia LLC","ASUN315-60MM5",315,290.5]
["Sunergy Califonia LLC","ASUN315-60MM5BB",315,290.5]
["Sunergy Califonia LLC","ASUN315-60MM5BW",315,290.5]
["Sunergy Califonia LLC","ASUN315-72PH5",315,288.2]
["Sunergy Califonia LLC","ASUN315-72PH5BB",315,288.2]
["Sunergy Califonia LLC","ASUN315-72PH5BW",315,288.2]
["Sunergy Califonia LLC","ASUN315-72PM5",315,288.2]
["Sunergy Califonia LLC","ASUN315-72PM5BB",315,288.2]
["Sunergy Califonia LLC","ASUN315-72PM5BW",315,288.2]
["Sunergy Califonia LLC","ASUN320-60MH5",320,295.3]
["Sunergy Califonia LLC","ASUN320-60MH5BB",320,295.3]
["Sunergy Califonia LLC","ASUN320-60MH5BW",320,295.3]
["Sunergy Califonia LLC","ASUN320-60MM5",320,295.3]
["Sunergy Califonia LLC","ASUN320-60MM5BB",320,295.3]
["Sunergy Califonia LLC","ASUN320-60MM5BW",320,295.3]
["Sunergy Califonia LLC","ASUN320-72PH5",320,292.89999999999998]
["Sunergy Califonia LLC","ASUN320-72PH5BB",320,292.89999999999998]
["Sunergy Califonia LLC","ASUN320-72PH5BW",320,292.89999999999998]
["Sunergy Califonia LLC","ASUN320-72PM5",320,292.89999999999998]
["Sunergy Califonia LLC","ASUN320-72PM5BB",320,292.89999999999998]
["Sunergy Califonia LLC","ASUN320-72PM5BW",320,292.89999999999998]
["Sunergy Califonia LLC","ASUN325-60MH5",325,300]
["Sunergy Califonia LLC","ASUN325-60MH5BB",325,300]
["Sunergy Califonia LLC","ASUN325-60MH5BW",325,300]
["Sunergy Califonia LLC","ASUN325-60MM5",325,300]
["Sunergy Califonia LLC","ASUN325-60MM5BB",325,300]
["Sunergy Califonia LLC","ASUN325-60MM5BW",325,300]
["Sunergy Califonia LLC","ASUN325-72PH5",325,297.60000000000002]
["Sunergy Califonia LLC","ASUN325-72PH5BB",325,297.60000000000002]
["Sunergy Califonia LLC","ASUN325-72PH5BW",325,297.60000000000002]
["Sunergy Califonia LLC","ASUN325-72PM5",325,297.60000000000002]
["Sunergy Califonia LLC","ASUN325-72PM5BB",325,297.60000000000002]
["Sunergy Califonia LLC","ASUN325-72PM5BW",325,297.60000000000002]
["Sunergy Califonia LLC","ASUN330-60MH5",330,304.8]
["Sunergy Califonia LLC","ASUN330-60MH5BB",330,304.8]
["Sunergy Califonia LLC","ASUN330-60MH5BW",330,304.8]
["Sunergy Califonia LLC","ASUN330-60MM5",330,304.8]
["Sunergy Califonia LLC","ASUN330-60MM5BB",330,304.8]
["Sunergy Califonia LLC","ASUN330-60MM5BW",330,304.8]
["Sunergy Califonia LLC","ASUN330-72PH5",330,302.3]
["Sunergy Califonia LLC","ASUN330-72PH5BB",330,302.3]
["Sunergy Califonia LLC","ASUN330-72PH5BW",330,302.3]
["Sunergy Califonia LLC","ASUN330-72PM5",330,302.3]
["Sunergy Califonia LLC","ASUN330-72PM5BB",330,302.3]
["Sunergy Califonia LLC","ASUN330-72PM5BW",330,302.3]
["Sunergy Califonia LLC","ASUN335-72PH5",335,307]
["Sunergy Califonia LLC","ASUN335-72PH5BB",335,307]
["Sunergy Califonia LLC","ASUN335-72PH5BW",335,307]
["Sunergy Califonia LLC","ASUN335-72PM5",335,307]
["Sunergy Califonia LLC","ASUN335-72PM5BB",335,307]
["Sunergy Califonia LLC","ASUN335-72PM5BW",335,307]
["Sunergy Califonia LLC","ASUN340-72PH5",340,311.7]
["Sunergy Califonia LLC","ASUN340-72PH5BB",340,311.7]
["Sunergy Califonia LLC","ASUN340-72PH5BW",340,311.7]
["Sunergy Califonia LLC","ASUN340-72PM5",340,311.7]
["Sunergy Califonia LLC","ASUN340-72PM5BB",340,311.7]
["Sunergy Califonia LLC","ASUN340-72PM5BW",340,311.7]
["Sunergy Califonia LLC","ASUN345-72PH5",345,316.39999999999998]
["Sunergy Califonia LLC","ASUN345-72PH5BB",345,316.39999999999998]
["Sunergy Califonia LLC","ASUN345-72PH5BW",345,316.39999999999998]
["Sunergy Califonia LLC","ASUN345-72PM5",345,316.39999999999998]
["Sunergy Califonia LLC","ASUN345-72PM5BB",345,316.39999999999998]
["Sunergy Califonia LLC","ASUN345-72PM5BW",345,316.39999999999998]
["Sunergy Califonia LLC","ASUN360-72MH5",360,330.9]
["Sunergy Califonia LLC","ASUN360-72MH5BB",360,330.9]
["Sunergy Califonia LLC","ASUN360-72MH5BW",360,330.9]
["Sunergy Califonia LLC","ASUN360-72MM5",360,330.9]
["Sunergy Califonia LLC","ASUN360-72MM5BB",360,330.9]
["Sunergy Califonia LLC","ASUN360-72MM5BW",360,330.9]
["Sunergy Califonia LLC","ASUN365-72MH5",365,335.6]
["Sunergy Califonia LLC","ASUN365-72MH5BB",365,335.6]
["Sunergy Califonia LLC","ASUN365-72MH5BW",365,335.6]
["Sunergy Califonia LLC","ASUN365-72MM5",365,335.6]
["Sunergy Califonia LLC","ASUN365-72MM5BB",365,335.6]
["Sunergy Califonia LLC","ASUN365-72MM5BW",365,335.6]
["Sunergy Califonia LLC","ASUN370-72MH5",370,340.4]
["Sunergy Califonia LLC","ASUN370-72MH5BB",370,340.4]
["Sunergy Califonia LLC","ASUN370-72MH5BW",370,340.4]
["Sunergy Califonia LLC","ASUN370-72MM5",370,340.4]
["Sunergy Califonia LLC","ASUN370-72MM5BB",370,340.4]
["Sunergy Califonia LLC","ASUN370-72MM5BW",370,340.4]
["Sunergy Califonia LLC","ASUN375-72MH5",375,345.1]
["Sunergy Califonia LLC","ASUN375-72MH5BB",375,345.1]
["Sunergy Califonia LLC","ASUN375-72MH5BW",375,345.1]
["Sunergy Califonia LLC","ASUN375-72MM5",375,345.1]
["Sunergy Califonia LLC","ASUN375-72MM5BB",375,345.1]
["Sunergy Califonia LLC","ASUN375-72MM5BW",375,345.1]
["Sunergy Califonia LLC","ASUN380-72MH5",380,349.8]
["Sunergy Califonia LLC","ASUN380-72MH5BB",380,349.8]
["Sunergy Califonia LLC","ASUN380-72MH5BW",380,349.8]
["Sunergy Califonia LLC","ASUN380-72MM5",380,349.8]
["Sunergy Califonia LLC","ASUN380-72MM5BB",380,349.8]
["Sunergy Califonia LLC","ASUN380-72MM5BW",380,349.8]
["Sunergy Califonia LLC","ASUN385-72MH5",385,354.6]
["Sunergy Califonia LLC","ASUN385-72MH5BB",385,354.6]
["Sunergy Califonia LLC","ASUN385-72MH5BW",385,354.6]
["Sunergy Califonia LLC","ASUN385-72MM5",385,354.6]
["Sunergy Califonia LLC","ASUN385-72MM5BB",385,354.6]
["Sunergy Califonia LLC","ASUN385-72MM5BW",385,354.6]
["Sunergy Califonia LLC","ASUN390-72MH5",390,359.3]
["Sunergy Califonia LLC","ASUN390-72MH5BB",390,359.3]
["Sunergy Califonia LLC","ASUN390-72MH5BW",390,359.3]
["Sunergy Califonia LLC","ASUN390-72MM5",390,359.3]
["Sunergy Califonia LLC","ASUN390-72MM5BB",390,359.3]
["Sunergy Califonia LLC","ASUN390-72MM5BW",390,359.3]
["Sunergy Califonia LLC","ASUN395-72MH5",395,364.1]
["Sunergy Califonia LLC","ASUN395-72MH5BB",395,364.1]
["Sunergy Califonia LLC","ASUN395-72MH5BW",395,364.1]
["Sunergy Califonia LLC","ASUN395-72MM5",395,364.1]
["Sunergy Califonia LLC","ASUN395-72MM5BB",395,364.1]
["Sunergy Califonia LLC","ASUN395-72MM5BW",395,364.1]
["Sunergy Califonia LLC","ASUN400-72MH5",400,368.8]
["Sunergy Califonia LLC","ASUN400-72MH5BB",400,368.8]
["Sunergy Califonia LLC","ASUN400-72MH5BW",400,368.8]
["Sunergy Califonia LLC","ASUN400-72MM5",400,368.8]
["Sunergy Califonia LLC","ASUN400-72MM5BB",400,368.8]
["Sunergy Califonia LLC","ASUN400-72MM5BW",400,368.8]
["Sunergy Califonia LLC","ASUN405-72MH5",405,373.6]
["Sunergy Califonia LLC","ASUN405-72MH5BB",405,373.6]
["Sunergy Califonia LLC","ASUN405-72MH5BW",405,373.6]
["Sunergy Califonia LLC","ASUN405-72MM5",405,373.6]
["Sunergy Califonia LLC","ASUN405-72MM5BB",405,373.6]
["Sunergy Califonia LLC","ASUN405-72MM5BW",405,373.6]
["Sunflare Co.","Flex60",162,140.19999999999999]
["SUNGEN International","SG-HN90-GG",90,83.8]
["SUNGEN International","SG-HN95-GG",95,88.5]
["SUNGEN International","SG-HN100-GG",100,93.2]
["SUNGEN International","SG-HN105-GG",105,97.9]
["SUNGEN International","SG-HN110-GG",110,102.6]
["SUNGEN International","SGM-165D",165,148.6]
["SUNGEN International","SGM-170D",170,153.19999999999999]
["SUNGEN International","SGM-175D",175,157.80000000000001]
["SUNGEN International","SGM-180D",180,164.1]
["SUNGEN International","SGM-185D",185,168.8]
["SUNGEN International","SGM-190D",190,173.4]
["SUNGEN International","SGM-195D",195,178.1]
["SUNGEN International","SGM-200D",200,182.8]
["SUNGEN International","SGM-200P",200,176.3]
["SUNGEN International","SGM-205D",205,187.5]
["SUNGEN International","SGM-205P",205,180.9]
["SUNGEN International","SGM-210D",210,187.2]
["SUNGEN International","SGM-210P",210,185.4]
["SUNGEN International","SGM-215D",215,191.8]
["SUNGEN International","SGM-215P",215,189.9]
["SUNGEN International","SGM-220D",220,196.4]
["SUNGEN International","SGM-220P",220,194.5]
["SUNGEN International","SGM-225D",225,204.9]
["SUNGEN International","SGM-225P",225,204.7]
["SUNGEN International","SGM-230D",230,209.6]
["SUNGEN International","SGM-230P",230,209.3]
["SUNGEN International","SGM-235D",235,214.2]
["SUNGEN International","SGM-235P",235,214]
["SUNGEN International","SGM-240D",240,218.9]
["SUNGEN International","SGM-240P",240,218.6]
["SUNGEN International","SGM-245D",245,223.6]
["SUNGEN International","SGM-245P",245,223.3]
["SUNGEN International","SGM-250D",250,228.3]
["SUNGEN International","SGM-250P",250,228]
["SUNGEN International","SGM-255D",255,232.9]
["SUNGEN International","SGM-255P",255,232.7]
["SUNGEN International","SGM-260D",260,237.6]
["SUNGEN International","SGM-260P",260,229.8]
["SUNGEN International","SGM-265P",265,234.4]
["SUNGEN International","SGM-270P",270,238.9]
["SUNGEN International","SGM-275P",275,243.5]
["SUNGEN International","SGM-280P",280,248]
["SUNGEN International","SGM-285P",285,252.6]
["Suniva","ART230-60-3-100",230,201.5]
["Suniva","ART235-60-3-100",235,207.7]
["Suniva","ART235-60-3-101",235,203.3]
["Suniva","ART235-60-3-1B0",235,207.7]
["Suniva","MVP235-60-5-401",235,208.7]
["Suniva","MVT235-60-5-100",235,207.2]
["Suniva","MVX235-60-5-100",235,207.2]
["Suniva","MVX235-60-5-701",235,213.6]
["Suniva","OPT235-60-4-100",235,209.4]
["Suniva","OPT235-60-4-1B0",235,209.4]
["Suniva","ART240-60-3-100",240,212.3]
["Suniva","ART240-60-3-101",240,207.8]
["Suniva","ART240-60-3-1B0",240,212.3]
["Suniva","MVT240-60-5-100",240,211.7]
["Suniva","MVX240-60-5-100",240,211.7]
["Suniva","MVX240-60-5-701",240,218.2]
["Suniva","MVX240-60-5-7B1",240,218.6]
["Suniva","MVX240-60-5-801",240,219.5]
["Suniva","MVX240-60-5-8B1",240,219.5]
["Suniva","OPT240-60-4-100",240,214]
["Suniva","OPT240-60-4-1B0",240,214]
["Suniva","ART245-60-3-100",245,216.9]
["Suniva","ART245-60-3-101",245,212.3]
["Suniva","ART245-60-3-1B0",245,216.9]
["Suniva","MVT245-60-5-100",245,216.3]
["Suniva","MVX245-60-5-100",245,216.3]
["Suniva","MVX245-60-5-701",245,222.9]
["Suniva","MVX245-60-5-7B1",245,223.2]
["Suniva","MVX245-60-5-801",245,224.1]
["Suniva","MVX245-60-5-8B1",245,224.1]
["Suniva","OPT245-60-4-100",245,218.6]
["Suniva","OPT245-60-4-1B0",245,218.9]
["Suniva","ART250-60-3-100",250,221.4]
["Suniva","ART250-60-3-101",250,216.8]
["Suniva","ART250-60-3-1B0",250,221.4]
["Suniva","MVT250-60-5-100",250,220.9]
["Suniva","MVX250-60-5-100",250,220.9]
["Suniva","MVX250-60-5-701",250,227.5]
["Suniva","MVX250-60-5-7B1",250,227.9]
["Suniva","MVX250-60-5-801",250,228.8]
["Suniva","MVX250-60-5-8B1",250,228.8]
["Suniva","OPT250-60-4-100",250,221.9]
["Suniva","OPT250-60-4-1B0",250,223.5]
["Suniva","ART255-60-3-100",255,226]
["Suniva","ART255-60-3-1B0",255,226]
["Suniva","MVT255-60-5-100",255,225.4]
["Suniva","MVX255-60-5-100",255,225.4]
["Suniva","MVX255-60-5-701",255,232.2]
["Suniva","MVX255-60-5-7B1",255,232.6]
["Suniva","MVX255-60-5-801",255,233.5]
["Suniva","MVX255-60-5-8B1",255,233.5]
["Suniva","OPT255-60-4-100",255,226.5]
["Suniva","OPT255-60-4-1B0",255,228.2]
["Suniva","MVT260-60-5-100",260,228.8]
["Suniva","MVX260-60-5-100",260,228.8]
["Suniva","MVX260-60-5-701",260,237.3]
["Suniva","MVX260-60-5-7B1",260,237.3]
["Suniva","MVX260-60-5-800",260,237.4]
["Suniva","MVX260-60-5-801",260,238.2]
["Suniva","MVX260-60-5-8B1",260,238.2]
["Suniva","OPT260-60-4-100",260,231.1]
["Suniva","OPT260-60-4-1B0",260,232.8]
["Suniva","ART265-60-4-8B0",265,242]
["Suniva","MVT265-60-5-100",265,233.4]
["Suniva","MVX265-60-5-100",265,233.4]
["Suniva","MVX265-60-5-800",265,242.1]
["Suniva","OPT265-60-4-100",265,235.7]
["Suniva","OPT265-60-4-1B0",265,237.4]
["Suniva","ART270-60-4-8B0",270,246.7]
["Suniva","MVX270-60-5-800",270,246.8]
["Suniva","OPT270-60-4-100",270,240.3]
["Suniva","OPT270-60-4-1B0",270,242]
["Suniva","ART275-60-4-800",275,251.8]
["Suniva","ART275-60-4-8B0",275,251.4]
["Suniva","OPT275-60-4-100",275,244.5]
["Suniva","OPT275-60-4-1B0",275,246.2]
["Suniva","OPT275-60-4-800",275,251.8]
["Suniva","OPT275-60-4-8B0",275,251.4]
["Suniva","ART280-60-4-800",280,256.5]
["Suniva","ART280-60-4-8B0",280,256.10000000000002]
["Suniva","MVT280-72-5-100",280,248.7]
["Suniva","MVX280-72-5-100",280,248.7]
["Suniva","OPT280-60-4-100",280,249.1]
["Suniva","OPT280-60-4-1B0",280,249.9]
["Suniva","OPT280-60-4-800",280,256.5]
["Suniva","OPT280-60-4-8B0",280,256.10000000000002]
["Suniva","ART285-60-4-800",285,261.2]
["Suniva","ART285-60-4-8B0",285,260.8]
["Suniva","MVT285-72-5-100",285,253.3]
["Suniva","MVX285-72-5-100",285,253.3]
["Suniva","MVX285-72-5-701",285,254.5]
["Suniva","MVX285-72-5-801",285,260.60000000000002]
["Suniva","OPT285-60-4-100",285,258.2]
["Suniva","OPT285-60-4-1B0",285,255]
["Suniva","OPT285-60-4-800",285,261.2]
["Suniva","OPT285-60-4-8B0",285,260.8]
["Suniva","ART290-60-4-800",290,265.89999999999998]
["Suniva","ART290-60-4-8B0",290,265.5]
["Suniva","MVT290-72-5-100",290,257.89999999999998]
["Suniva","MVX290-72-5-100",290,257.89999999999998]
["Suniva","MVX290-72-5-701",290,259.10000000000002]
["Suniva","MVX290-72-5-801",290,265.3]
["Suniva","OPT290-60-4-100",290,263.60000000000002]
["Suniva","OPT290-60-4-1B0",290,260.2]
["Suniva","OPT290-60-4-800",290,265.89999999999998]
["Suniva","OPT290-60-4-8B0",290,265.5]
["Suniva","OPT290-72-4-100",290,258]
["Suniva","MVT295-72-5-100",295,262.39999999999998]
["Suniva","MVX295-72-5-100",295,262.39999999999998]
["Suniva","MVX295-72-5-701",295,266]
["Suniva","MVX295-72-5-801",295,270]
["Suniva","OPT295-60-4-100",295,268.10000000000002]
["Suniva","OPT295-60-4-1B0",295,264.8]
["Suniva","OPT295-72-4-100",295,262.60000000000002]
["Suniva","ART300-72-4-100",300,267.2]
["Suniva","MVT300-72-5-100",300,267]
["Suniva","MVX300-72-5-100",300,267]
["Suniva","MVX300-72-5-701",300,270.60000000000002]
["Suniva","MVX300-72-5-801",300,274.60000000000002]
["Suniva","OPT300-60-4-100",300,272.8]
["Suniva","OPT300-60-4-1B0",300,269.5]
["Suniva","OPT300-72-4-100",300,267.2]
["Suniva","ART305-72-4-100",305,271.8]
["Suniva","MVT305-72-5-100",305,271.60000000000002]
["Suniva","MVX305-72-5-100",305,271.60000000000002]
["Suniva","MVX305-72-5-701",305,278.2]
["Suniva","MVX305-72-5-801",305,279.3]
["Suniva","OPT305-72-4-100",305,271.8]
["Suniva","ART310-72-4-100",310,276.39999999999998]
["Suniva","MVT310-72-5-100",310,276.60000000000002]
["Suniva","MVX310-72-5-100",310,276.60000000000002]
["Suniva","MVX310-72-5-800",310,283.5]
["Suniva","MVX310-72-5-801",310,284]
["Suniva","OPT310-72-4-100",310,276.39999999999998]
["Suniva","ART315-72-4-100",315,281]
["Suniva","MVX315-72-5-800",315,288.2]
["Suniva","OPT315-72-4-100",315,281]
["Suniva","ART320-72-4-100",320,282.5]
["Suniva","MVX320-72-5-800",320,292.89999999999998]
["Suniva","OPT320-72-4-100",320,282.5]
["Suniva","ART325-72-4-100",325,287.10000000000002]
["Suniva","MVX325-72-5-800",325,297.60000000000002]
["Suniva","OPT325-72-4-100",325,287.10000000000002]
["Suniva","ART330-72-4-100",330,291.7]
["Suniva","MVX330-72-5-800",330,302.3]
["Suniva","OPT330-72-4-100",330,291.7]
["Suniva","ART335-72-4-100",335,301.39999999999998]
["Suniva","OPT335-72-4-100",335,301.39999999999998]
["Suniva","ART340-72-4-100",340,306]
["Suniva","OPT340-72-4-100",340,306]
["Sunlan Solar","SLM225P",225,191.8]
["Sunlan Solar","SLM230P",230,196.2]
["Sunlan Solar","SLM235P",235,200.7]
["Sunlan Solar","SLM240P",240,203.8]
["Sunlan Solar","SLM245P",245,208.2]
["Sunlan Solar","SLM270P",270,234]
["Sunlan Solar","SLM275P",275,238.4]
["Sunlan Solar","SLM280P",280,242.9]
["Sunny International Power","SPM-180PB203",180,161.9]
["Sunny International Power","SPM-180SB105",180,161.9]
["Sunny International Power","SPM-190PB203",190,171.1]
["Sunny International Power","SPM-190SB105",190,171.1]
["Sunny International Power","SPM-200PB203",200,180.4]
["Sunny International Power","SPM-200PB204",200,180]
["Sunny International Power","SPM-200SB105",200,180.4]
["Sunny International Power","SPM-210PB203",210,189.6]
["Sunny International Power","SPM-210PB204",210,189.2]
["Sunny International Power","SPM-220PB203",220,198.9]
["Sunny International Power","SPM-220PB204",220,198.4]
["Sunny International Power","SPM-230PB204",230,207.7]
["Sunny International Power","SPM-230PB206",230,206.9]
["Sunny International Power","SPM-240PB204",240,216.9]
["Sunny International Power","SPM-240PB205",240,216.4]
["Sunny International Power","SPM-240PB206",240,216.1]
["Sunny International Power","SPM-250PB205",250,225.6]
["Sunny International Power","SPM-250PB206",250,225.4]
["Sunny International Power","SPM-260PB205",260,234.9]
["Sunny International Power","SPM-260PB206",260,234.6]
["Sunny International Power","SPM-270PB205",270,244.1]
["Sunny International Power","SPM-270PB206",270,243.9]
["Sunny International Power","SPM-280PB205",280,253.4]
["Sunny International Power","SPM-290PB205",290,262.7]
["Sunperfect Solar","CRM60S125M-24",60,53.6]
["Sunperfect Solar","CRM60S125S",60,53.6]
["Sunperfect Solar","CRM85S125M-36",85,76.599999999999994]
["Sunperfect Solar","CRM85S125S",85,76.599999999999994]
["Sunperfect Solar","CRM115S125M-48",115,102.2]
["Sunperfect Solar","CRM115S125S",115,102.2]
["Sunperfect Solar","CRM145S125M-60",145,126.5]
["Sunperfect Solar","CRM145S125S",145,126.5]
["Sunperfect Solar","CRM175S125M-72",175,155.1]
["Sunperfect Solar","CRM175S125S",175,155.1]
["Sunperfect Solar","CRM180S125M-72",180,159.6]
["Sunperfect Solar","CRM185S125M-72",185,165.5]
["Sunperfect Solar","CRM185S156P-54",185,163.5]
["Sunperfect Solar","CRM190S125M-72",190,170.1]
["Sunperfect Solar","CRM190S156P-54",190,168.1]
["Sunperfect Solar","CRM195S125M-72",195,174.7]
["Sunperfect Solar","CRM195S125M-80",195,171.7]
["Sunperfect Solar","CRM195S125S",195,171.7]
["Sunperfect Solar","CRM195S156P-54",195,172.6]
["Sunperfect Solar","CRM200S156P-54",200,176.1]
["Sunperfect Solar","CRM200S156P-60",200,180.1]
["Sunperfect Solar","CRM205S125M-80",205,185.9]
["Sunperfect Solar","CRM205S156P-54",205,180.6]
["Sunperfect Solar","CRM205S156P-60",205,184.7]
["Sunperfect Solar","CRM210S125M-80",210,190.6]
["Sunperfect Solar","CRM210S156P-54",210,185.3]
["Sunperfect Solar","CRM210S156P-60",210,189.3]
["Sunperfect Solar","CRM215S125M-80",215,195.2]
["Sunperfect Solar","CRM215S156P-54",215,189.9]
["Sunperfect Solar","CRM215S156P-60",215,193.9]
["Sunperfect Solar","CRM220S156P-54",220,194.4]
["Sunperfect Solar","CRM220S156P-60",220,195.8]
["Sunperfect Solar","CRM225S156P-54",225,199]
["Sunperfect Solar","CRM225S156P-60",225,200.3]
["Sunperfect Solar","CRM230S156P-54",230,203.6]
["Sunperfect Solar","CRM230S156P-60",230,201.4]
["Sunperfect Solar","CRM235S125M-96",235,209.3]
["Sunperfect Solar","CRM235S125S",235,209.3]
["Sunperfect Solar","CRM235S156P-60",235,206]
["Sunperfect Solar","CRM240S125M-96",240,213.9]
["Sunperfect Solar","CRM240S156P-60",240,210.5]
["Sunperfect Solar","CRM240S156P-72",240,211.3]
["Sunperfect Solar","CRM245S125M-96",245,218.1]
["Sunperfect Solar","CRM245S156P-60",245,215]
["Sunperfect Solar","CRM245S156P-72",245,215.8]
["Sunperfect Solar","CRM250S125M-96",250,222.7]
["Sunperfect Solar","CRM250S156P-60",250,224.8]
["Sunperfect Solar","CRM250S156P-72",250,220.4]
["Sunperfect Solar","CRM255S125M-96",255,227.3]
["Sunperfect Solar","CRM255S156P-60",255,229.4]
["Sunperfect Solar","CRM255S156P-72",255,224.9]
["Sunperfect Solar","CRM260S125M-96",260,231.9]
["Sunperfect Solar","CRM260S156P-60",260,234.1]
["Sunperfect Solar","CRM260S156P-72",260,230.5]
["Sunperfect Solar","CRM265S125M-96",265,236.5]
["Sunperfect Solar","CRM265S156P-72",265,235.1]
["Sunperfect Solar","CRM270S156P-72",270,239.6]
["Sunperfect Solar","CRM275S156P-72",275,244.2]
["Sunperfect Solar","CRM280S156P-72",280,248.8]
["Sunperfect Solar","CRM285S156P-72",285,253.4]
["Sunperfect Solar","CRM290S156P-72",290,257.89999999999998]
["Sunperfect Solar","CRM295S156P-72",295,262.5]
["Sunperfect Solar","CRM300S156P-72",300,267.10000000000002]
["SunPower","PL-PLT-63L-BLK-U",63,55.1]
["SunPower","SPR-76R-BLK-U",76,64.900000000000006]
["SunPower","SPR-76RE-BLK-U",76,64.900000000000006]
["SunPower","SPR-200-BLK-U",200,179.7]
["SunPower","SPR-200-WHT-U",200,181.5]
["SunPower","SPR-205-BLK-U",205,184.3]
["SunPower","SPR-208-WHT-U",208,188.9]
["SunPower","SPR-210-BLK-U",210,188.9]
["SunPower","SPR-210-WHT-U",210,193.5]
["SunPower","PL-SUNP-SPR-215",215,198.3]
["SunPower","SPR-215-WHT-U",215,198.3]
["SunPower","SPR-217-WHT-U",217,197.4]
["SunPower","SER-220P",220,194.7]
["SunPower","SPR-220-BLK-U",220,198.2]
["SunPower","SPR-220-WHT-U",220,200.2]
["SunPower","SPR-225-BLK-U",225,205]
["SunPower","SPR-225E-BLK-D",225,205]
["SunPower","SPR-225E-BLK-U-ACPV",225,205]
["SunPower","SPR-225E-WHT-D",225,204.7]
["SunPower","SPR-225NE-BLK-D",225,206.2]
["SunPower","SER-228P",228,202]
["SunPower","SPR-230E-WHT-D",230,209.4]
["SunPower","SPR-230NE-BLK-D",230,210.9]
["SunPower","SPR-230NE-BLK-U-ACPV",230,210.9]
["SunPower","SPR-230-WHT-U",230,212.3]
["SunPower","SER-235P",235,212]
["SunPower","SPR-235NE-WHT-D",235,216]
["SunPower","SPR-E18-235",235,216]
["SunPower","SPR-E19-235",235,216]
["SunPower","T5-SER-235P",235,212]
["SunPower","SPR-238E-WHT-D",238,216.9]
["SunPower","SPR-240E-WHT-D",240,218.8]
["SunPower","SPR-240E-WHT-U-ACPV",240,218.8]
["SunPower","SPR-E19-240",240,218.8]
["SunPower","SPR-X19-240-BLK",240,223.5]
["SunPower","SPR-X19-240-BLK-B-AC",240,223.5]
["SunPower","SPR-245NE-WHT-D",245,225.5]
["SunPower","SPR-245NE-WHT-U-240 ACPV",245,225.5]
["SunPower","SPR-245NE-WHT-U-ACPV",245,225.5]
["SunPower","SPR-E19-245",245,225.5]
["SunPower","SPR-E20-245",245,225.5]
["SunPower","SPR-E20-245-A-AC",245,225.5]
["SunPower","SPR-E20-245-B-AC",245,225.5]
["SunPower","SPR-X20-245",245,231.7]
["SunPower","SPR-250NX-BLK-D",250,231.7]
["SunPower","SPR-X20-250-BLK",250,231.7]
["SunPower","SPR-X20-250-BLK-A-AC",250,231.7]
["SunPower","SPR-X20-250-BLK-B-AC",250,231.7]
["SunPower","SPR-X20-250-BLK-LAM",250,231.7]
["SunPower","SPR-X20-255",255,241.4]
["SunPower","SPR-X21-255",255,241.7]
["SunPower","PL-SUNP-SPR-290",290,266.39999999999998]
["SunPower","SPR-290-WHT-U",290,266.39999999999998]
["SunPower","SPT-290-Mono",290,264]
["SunPower","SPT-290-Mono-BK",290,266.3]
["SunPower","T5-SPR-290",290,266.39999999999998]
["SunPower","SPR-295E-WHT-D",295,271.10000000000002]
["SunPower","SPR-295E-WHT-U",295,271.10000000000002]
["SunPower","SPR-E18-295-COM",295,271.10000000000002]
["SunPower","SPT-295-Mono",295,268.7]
["SunPower","SPT-295-Mono-BK",295,266.7]
["SunPower","SPR-300E-WHT-D",300,275.8]
["SunPower","SPR-300NE-WHT-D",300,275.8]
["SunPower","SPR-E18-300-COM",300,275.8]
["SunPower","SPT-300-Mono",300,271.7]
["SunPower","SPT-300-Mono-BK",300,271.39999999999998]
["SunPower","PL-SUNP-SPR-305",305,280.60000000000002]
["SunPower","SPR-305E-WHT-D",305,280.60000000000002]
["SunPower","SPR-305E-WHT-U",305,280.60000000000002]
["SunPower","SPR-305NE-WHT-D",305,280.60000000000002]
["SunPower","SPR-305-WHT-U",305,280.60000000000002]
["SunPower","SPR-E18-305-COM",305,280.60000000000002]
["SunPower","SPT-305-Mono",305,276.39999999999998]
["SunPower","SPT-305-Mono-BK",305,276]
["SunPower","T5-SPR-305",305,280.60000000000002]
["SunPower","T5-SPR-305E",305,280.60000000000002]
["SunPower","PL-SUNP-SPR-308E",308,283.39999999999998]
["SunPower","SPR-308E-WHT-D",308,283.39999999999998]
["SunPower","SPR-308NE-WHT-D",308,283.39999999999998]
["SunPower","T5-SPR-308E",308,283.39999999999998]
["SunPower","PL-SUNP-SPR-310",310,285.3]
["SunPower","SPR-310E-WHT-D",310,285.3]
["SunPower","SPR-310E-WHT-U",310,285.3]
["SunPower","SPR-310-WHT-U",310,285.3]
["SunPower","SPR-E19-310-COM",310,285.3]
["SunPower","SPT-310-Mono",310,281.10000000000002]
["SunPower","SPT-310-Mono-BK",310,280.7]
["SunPower","T5-SPR-310",310,285.3]
["SunPower","PL-SUNP-SPR-315E",315,290]
["SunPower","SPR-315E-WHT-D",315,290]
["SunPower","SPR-315E-WHT-U",315,290]
["SunPower","SPR-315NE-WHT-D",315,290]
["SunPower","SPR-E19-315",315,290]
["SunPower","SPR-E19-315-COM",315,290]
["SunPower","T5-SPR-315",315,290]
["SunPower","T5-SPR-315E",315,290]
["SunPower","PL-SUNP-SPR-318E",318,292.89999999999998]
["SunPower","SPR-318E-WHT-D",318,292.89999999999998]
["SunPower","T5-SPR-318E",318,292.89999999999998]
["SunPower","SPR-320E-WHT-D",320,294.8]
["SunPower","SPR-320NE-WHT-D",320,294.8]
["SunPower","SPR-E19-320",320,296.3]
["SunPower","SPR-E19-320-BLK",320,296.3]
["SunPower","SPR-E19-320-BLK-E-AC",320,296.3]
["SunPower","SPR-E19-320-C-AC",320,294.8]
["SunPower","SPR-E19-320-COM",320,294.8]
["SunPower","SPR-E19-320-COM-MLSD",320,296.3]
["SunPower","SPR-E19-320-D-AC",320,294.8]
["SunPower","SPR-E19-320-E-AC",320,296.3]
["SunPower","T5-SPR-320E",320,294.8]
["SunPower","SPR-E20-325-BLK",325,301]
["SunPower","SPR-E20-325-BLK-E-AC",325,301]
["SunPower","SPR-P17-325-COM",325,291.60000000000002]
["SunPower","SPR-327NE-WHT-D",327,301.39999999999998]
["SunPower","SPR-E20-327",327,302.89999999999998]
["SunPower","SPR-E20-327-C-AC",327,301.39999999999998]
["SunPower","SPR-E20-327-COM",327,301.39999999999998]
["SunPower","SPR-E20-327-COM-LAM",327,301.39999999999998]
["SunPower","SPR-E20-327-COM-MLSD",327,302.89999999999998]
["SunPower","SPR-E20-327-COM-T5",327,301.39999999999998]
["SunPower","SPR-E20-327-D-AC",327,301.39999999999998]
["SunPower","SPR-E20-327-E-AC",327,302.89999999999998]
["SunPower","SPR-X20-327",327,308.10000000000002]
["SunPower","SPR-X20-327-BLK",327,306.10000000000002]
["SunPower","SPR-X20-327-BLK-C-AC",327,306.10000000000002]
["SunPower","SPR-X20-327-BLK-D-AC",327,306.10000000000002]
["SunPower","SPR-X20-327-BLK-E-AC",327,306.10000000000002]
["SunPower","SPR-X20-327-C-AC",327,308.10000000000002]
["SunPower","SPR-X20-327-COM",327,308.10000000000002]
["SunPower","SPR-X20-327-COM-MLSD",327,305.8]
["SunPower","SPR-X20-327-D-AC",327,308.10000000000002]
["SunPower","SPR-X20-327-E-AC",327,308.10000000000002]
["SunPower","T5-SPR-327",327,301.39999999999998]
["SunPower","SPR-E20-330",330,305.8]
["SunPower","SPR-E20-330-COM",330,305.8]
["SunPower","SPR-E20-330-COM-MLSD",330,305.8]
["SunPower","SPR-P17-330-COM",330,296.3]
["SunPower","SPR-E20-333",333,308.60000000000002]
["SunPower","SPR-E20-333-COM",333,308.60000000000002]
["SunPower","SPR-335NX-BLK-D",335,310.7]
["SunPower","SPR-E20-335",335,310.60000000000002]
["SunPower","SPR-E20-335-COM",335,310.60000000000002]
["SunPower","SPR-E20-335-COM-MLSD",335,310.60000000000002]
["SunPower","SPR-E20-335-E-AC",335,310.60000000000002]
["SunPower","SPR-P17-335-COM",335,300.89999999999998]
["SunPower","SPR-X21-335",335,313.7]
["SunPower","SPR-X21-335-BLK",335,313.5]
["SunPower","SPR-X21-335-BLK-C-AC",335,313.7]
["SunPower","SPR-X21-335-BLK-D-AC",335,313.7]
["SunPower","SPR-X21-335-BLK-E-AC",335,313.5]
["SunPower","SPR-X21-335-C-AC",335,313.7]
["Sunpower","SPR-X21-335-COM",335,313.5]
["SunPower","SPR-X21-335-COM-MLSD",335,313.5]
["SunPower","SPR-X21-335-D-AC",335,313.7]
["SunPower","SPR-X21-335-E-AC",335,313.7]
["SunPower","SPR-X22-335-BLK",335,313.5]
["SunPower","SPR-P17-340-COM",340,305.5]
["SunPower","SPR-X22-340-BLK",340,318.3]
["SunPower","SPR-343J-WHT-D",343,318.3]
["SunPower","SPR-343NJ-WHT-D",343,318.3]
["SunPower","SPR-343NX-BLK-D",343,318.3]
["SunPower","SPR-343NX-WHT-D",343,318.3]
["SunPower","SPR-P17-345-COM",345,310.10000000000002]
["SunPower","SPR-X21-345",345,323.3]
["SunPower","SPR-X21-345-C-AC",345,323.3]
["SunPower","SPR-X21-345-COM",345,320.2]
["SunPower","SPR-X21-345-COM-MLSD",345,320]
["SunPower","SPR-X21-345-D-AC",345,323.3]
["SunPower","SPR-X21-345-E-AC",345,323.39999999999998]
["SunPower","SPR-X22-345-BLK",345,323.10000000000002]
["SunPower","SPV-P17-345-COM",345,310.10000000000002]
["SunPower","SPR-P17-350-COM",350,314.8]
["SunPower","SPR-X21-350-BLK",350,327.9]
["SunPower","SPR-X21-350-BLK-D-AC",350,327.9]
["SunPower","SPR-X21-350-BLK-E-AC",350,327.9]
["SunPower","SPR-P17-355-COM",355,319.39999999999998]
["SunPower","SPR-X22-359",359,333.4]
["SunPower","SPR-X22-360",360,334.3]
["SunPower","SPR-X22-360-C-AC",360,334.4]
["SunPower","SPR-X22-360-COM",360,334.4]
["SunPower","SPR-X22-360-COM-MLSD",360,334.3]
["SunPower","SPR-X22-360-D-AC",360,334.4]
["SunPower","SPR-X22-360-E-AC",360,334.3]
["SunPower","SPR-P19-370-COM",370,339.9]
["SunPower","SPR-X22-370",370,343.9]
["SunPower","SPR-X22-370-COM",370,343.9]
["SunPower","SPR-X22-370-COM-MLSD",370,343.9]
["SunPower","SPR-X22-370-D-AC",370,343.9]
["SunPower","SPR-X22-370-E-AC",370,343.9]
["SunPower","SPR-P19-375-COM",375,344.6]
["SunPower","SPR-P19-380-COM",380,349.3]
["SunPower","SPR-P19-380-COM-MLSD",380,349.2]
["SunPower","SPR-P19-385-COM",385,354.1]
["SunPower","SPR-P19-385-COM-MLSD",385,354]
["SunPower","SPR-390E-WHT-D",390,361.4]
["SunPower","SPR-A390",390,365.3]
["SunPower","SPR-A390-G-AC",390,365.3]
["SunPower","SPR-P19-390-COM",390,358.7]
["SunPower","SPR-P19-390-COM-MLSD",390,358.7]
["SunPower","SPR-A395",395,370.1]
["SunPower","SPR-A395-G-AC",395,370.1]
["SunPower","SPR-P19-395-COM",395,363.5]
["SunPower","SPR-P19-395-COM-MLSD",395,363.4]
["SunPower","SPR-400E-WHT-D",400,370.9]
["SunPower","SPR-A400",400,374.9]
["SunPower","SPR-A400-COM",400,370.6]
["SunPower","SPR-A400-G-AC",400,374.9]
["SunPower","SPR-P19-400-COM",400,368.3]
["SunPower","SPR-P19-400-COM-MLSD",400,368.2]
["SunPower","SPR-A405",405,379.7]
["SunPower","SPR-A405-COM",405,375.4]
["SunPower","SPR-A405-G-AC",405,379.7]
["SunPower","SPR-P19-405-COM",405,373]
["SunPower","SPR-410NE-WHT-D",410,380.4]
["SunPower","SPR-A410",410,384.5]
["SunPower","SPR-A410-COM",410,380.1]
["SunPower","SPR-A410-G-AC",410,384.5]
["SunPower","SPR-E19-410-COM",410,380.4]
["SunPower","SPR-P19-410-COM",410,377.8]
["SunPower","SPR-415E-WHT-D",415,385.2]
["SunPower","SPR-A415",415,389.4]
["SunPower","SPR-A415-COM",415,384.9]
["SunPower","SPR-A415-G-AC",415,389.4]
["Sunpower","SPR-E19-415-COM",415,381.2]
["SunPower","SPR-A420",420,394.2]
["SunPower","SPR-A420-COM",420,389.7]
["SunPower","SPR-A420-G-AC",420,394.2]
["SunPower","SPR-E19-420-COM",420,386]
["SunPower","SPR-425E-WHT-D",425,390.7]
["SunPower","SPR-A425",425,399]
["SunPower","SPR-A425-COM",425,394.4]
["SunPower","SPR-A425-G-AC",425,399]
["SunPower","SPR-A430-COM",430,399.2]
["SunPower","SPR-435NE-WHT-D",435,400.2]
["SunPower","SPR-A435-COM",435,404]
["SunPower","SPR-E20-435-COM",435,400.2]
["SunPower","SPR-440NE-WHT-D",440,404.9]
["SunPower","SPR-A440-COM",440,408.8]
["SunPower","SPR-E20-440-COM",440,404.9]
["SunPower","SPR-445J-WHT-D",445,412.7]
["SunPower","SPR-445NJ-WHT-D",445,412.7]
["SunPower","SPR-445NX-WHT-D",445,412.7]
["SunPower","SPR-E20-445-COM",445,409.7]
["SunPower","SPR-X20-445-COM",445,412.7]
["SunPower","SPR-A450-COM",450,418.3]
["Sunpower","SPR-X20-450-COM",450,418.9]
["Sunpower","SPR-X21-460-COM",460,428.4]
["Sunpower","SPR-X22-460",460,428.4]
["SunPower","SPR-X22-460-COM",460,428.4]
["Sunpower","SPR-X21-470-COM",470,438]
["SunPower","SPR-X22-470-COM",470,438]
["SunPower","SPR-X22-475-COM",475,442.8]
["Sunpower","SPR-X22-480-COM",480,447.6]
["Sunpreme Inc.","SNPM-GX-220",220,193.6]
["Sunpreme Inc.","SNPM-GX-225",225,198.1]
["Sunpreme Inc.","SNPM-GX-230",230,202.7]
["Sunpreme Inc.","SNPM-GX-235",235,207.2]
["Sunpreme Inc.","SNPM-GX-240",240,211.7]
["Sunpreme Inc.","SNPM-GX-72-245",245,218.8]
["Sunpreme Inc.","SNPM-GX-72-250",250,223.4]
["Sunpreme Inc.","SNPM-GX-72-255",255,228]
["Sunpreme Inc.","SNPM-GxB-270",270,249]
["Sunpreme Inc.","SNPM-GxB-280",280,258.39999999999998]
["Sunpreme Inc.","SNPM-GX-285",285,255.9]
["Sunpreme Inc.","SNPM-GX-290",290,260.5]
["Sunpreme Inc.","SNPM-GxB-290",290,273.3]
["Sunpreme Inc.","SNPM-GxB-290 SM",290,273.3]
["Sunpreme Inc.","SNPM-GxB-SL-290",290,274.10000000000002]
["Sunpreme Inc.","SNPM-GX-295",295,265.10000000000002]
["Sunpreme Inc.","SNPM-GX-300",300,269.8]
["Sunpreme Inc.","SNPM-GxB-300y",300,282.89999999999998]
["Sunpreme Inc.","SNPM-GxB-300y SM",300,282.89999999999998]
["Sunpreme Inc.","SNPM-GxB-SL-300",300,283.7]
["Sunpreme Inc.","SNPM-GX-305",305,274.39999999999998]
["Sunpreme Inc.","SNPM-GX-310",310,279]
["Sunpreme Inc.","SNPM-GxB-310y",310,292.5]
["Sunpreme Inc.","SNPM-GxB-310y SM",310,292.5]
["Sunpreme Inc.","SNPM-GxB-SL-310",310,293.3]
["Sunpreme Inc.","SNPM-GX-315",315,283.7]
["Sunpreme Inc.","SNPM-GxB-320T-4BB",320,300.10000000000002]
["Sunpreme Inc.","SNPM-GxB-320T-4BB SM",320,300.10000000000002]
["Sunpreme Inc.","SNPM-GX-330",330,306.3]
["Sunpreme Inc.","SNPM-GxB-330",330,306.3]
["Sunpreme Inc.","SNPM-GX-340",340,315.8]
["Sunpreme Inc.","SNPM-GxB-340",340,315.8]
["Sunpreme Inc.","SNPM-GxB-340 SM",340,320.39999999999998]
["Sunpreme Inc.","SNPM-GX-350",350,325.3]
["Sunpreme Inc.","SNPM-GxB-350",350,330]
["Sunpreme Inc.","SNPM-GxB-350 SM",350,330]
["Sunpreme Inc.","SNPM-GxB-360",360,339.6]
["Sunpreme Inc.","SNPM-GxB-360 SM",360,339.6]
["Sunpreme Inc.","SNPM-GxB-370 SM",370,349.2]
["Sunpreme Inc.","SNPM-GxB-370-4BB",370,348.3]
["Sunpreme Inc.","SNPM-GxB-380 SM",380,358.8]
["Sunpreme Inc.","SNPM-GxB-380-4BB",380,357.9]
["Sunpreme Inc.","SNPM-HxB-390",390,370.6]
["Sunpreme Inc.","SNPM-HxB-395",395,375.4]
["Sunpreme Inc.","SNPM-HxB-400",400,380.3]
["Sunpreme Inc.","SNPM-HxB-405",405,385.1]
["Sunpreme Inc.","SNPM-HxB-410",410,389.9]
["Sunpreme Inc.","SNPM-HxB-415",415,394.8]
["Sunpreme Inc.","SNPM-HxB-420",420,399.6]
["Sunpreme Inc.","SNPM-GxB-490",490,460.4]
["Sunpreme Inc.","SNPM-GxB-500",500,470]
["Sunpreme Inc.","SNPM-GxB-510",510,479.6]
["Sunrise Solartech","SR-M572185",185,164.3]
["Sunrise Solartech","SR-M648185",185,161.4]
["Sunrise Solartech","SR-M572190",190,168.9]
["Sunrise Solartech","SR-M648190",190,165.9]
["Sunrise Solartech","SR-M572195",195,173.5]
["Sunrise Solartech","SR-M648195",195,170.4]
["Sunrise Solartech","SR-M572200",200,178.1]
["Sunrise Solartech","SR-M648200",200,175]
["Sunrise Solartech","SR-M572205",205,182.6]
["Sunrise Solartech","SR-M648205",205,179.5]
["Sunrise Solartech","SR-M654210",210,183.3]
["Sunrise Solartech","SR-M654215",215,187.8]
["Sunrise Solartech","SR-M654220",220,192.3]
["Sunrise Solartech","SR-P660220",220,195.1]
["Sunrise Solartech","SR-M654225",225,196.8]
["Sunrise Solartech","SR-P660225",225,199.6]
["Sunrise Solartech","SR-M654230",230,201.4]
["Sunrise Solartech","SR-P660230",230,204.2]
["Sunrise Solartech","SR-M660235",235,205.2]
["Sunrise Solartech","SR-P660235",235,208.7]
["Sunrise Solartech","SR-M660240",240,209.7]
["Sunrise Solartech","SR-P660240",240,213.3]
["Sunrise Solartech","SR-M660245",245,214.2]
["Sunrise Solartech","SR-M660250",250,218.8]
["Sunrise Solartech","SR-M660255",255,223.3]
["Sunrise Solartech","SR-M660260",260,227.8]
["Sunrise Solartech","SR-P672275",275,244.1]
["Sunrise Solartech","SR-M672280",280,244.4]
["Sunrise Solartech","SR-P672280",280,248.7]
["Sunrise Solartech","SR-M672285",285,249]
["Sunrise Solartech","SR-P672285",285,253.3]
["Sunrise Solartech","SR-M672290",290,253.5]
["Sunrise Solartech","SR-P672290",290,257.8]
["Sunrise Solartech","SR-M672295",295,258]
["Sunrise Solartech","SR-P672295",295,262.39999999999998]
["Sunrise Solartech","SR-M672300",300,262.5]
["Sunrise Solartech","SR-M672305",305,267.10000000000002]
["Sunrise Solartech","SR-M672310",310,271.60000000000002]
["SunSpark Technology Inc.","SMX-245P",245,219.7]
["SunSpark Technology Inc.","SMX-250P",250,224.3]
["SunSpark Technology Inc.","SMX-255P",255,229]
["SunSpark Technology Inc.","SMX-260P",260,233.6]
["SunSpark Technology Inc.","SMX-265P",265,238.2]
["SunSpark Technology Inc.","SST-275M",275,248.1]
["SunSpark Technology Inc.","SST-280M",280,252.8]
["SunSpark Technology Inc.","SST-285M",285,257.5]
["SunSpark Technology Inc.","SST-290M",290,262.10000000000002]
["SunSpark Technology Inc.","SST-295M",295,266.8]
["SunSpark Technology Inc.","SST-300M",300,280.8]
["SunSpark Technology Inc.","SST-300MB",300,273.89999999999998]
["SunSpark Technology Inc.","SST-305M",305,285.60000000000002]
["SunSpark Technology Inc.","SST-305MB",305,278.60000000000002]
["SunSpark Technology Inc.","SST-310M",310,290.39999999999998]
["SunSpark Technology Inc.","SST-310MB",310,283.3]
["SunSpark Technology Inc.","SST-315M",315,295.2]
["SunSpark Technology Inc.","SST-315MB",315,288.10000000000002]
["SunSpark Technology Inc.","SST-320M",320,300]
["SunSpark Technology Inc.","SST-320MB",320,292.8]
["SunSpark Technology Inc.","SST-360M",360,337.1]
["SunSpark Technology Inc.","SST-365M",365,341.9]
["SunSpark Technology Inc.","SST-370M",370,346.7]
["SunSpark Technology Inc.","SST-375M",375,351.5]
["SUNSTYLE AG / LTD","SUNSTYLE M75",75,68.2]
["SUNSTYLE AG / LTD","SUNSTYLE M80",80,72.8]
["Suntech Power","STP050D-5/ZCB",50,44]
["Suntech Power","STP050D-5/ZCF",50,44]
["Suntech Power","STP050D-5/ZCG",50,44]
["Suntech Power","STP120D-12/VEC",120,106.9]
["Suntech Power","STP130D-12/VEC",130,113.7]
["Suntech Power","STP135D-12/VEC",135,118.2]
["Suntech Power","STP160S-24/Ab-1 Black",160,138.4]
["Suntech Power","STP165S-24/Ab-1 Black",165,142.80000000000001]
["Suntech Power","STP170S-24/Ab-1",170,151.4]
["Suntech Power","STP170S-24/Ab-1 Black",170,152.9]
["Suntech Power","STP170S-24/Ad+",170,151.4]
["Suntech Power","STP170S-24/Adb+",170,152.9]
["Suntech Power","MSZ175B-F",175,157.5]
["Suntech Power","MSZ175J-F",175,157.5]
["Suntech Power","STP175S-24/Ab-1",175,156]
["Suntech Power","STP175S-24/Ab-1 Black",175,157.5]
["Suntech Power","STP175S-24/Ad+",175,156]
["Suntech Power","STP175S-24/Adb+",175,157.5]
["Suntech Power","MSZ180B-F",180,162.1]
["Suntech Power","MSZ180J-F",180,162.1]
["Suntech Power","STP180S-24/Ab-1",180,160.5]
["Suntech Power","STP180S-24/Ab-1 Black",180,162.1]
["Suntech Power","STP180S-24/Ad+",180,160.5]
["Suntech Power","STP180S-24/Adb+",180,162.1]
["Suntech Power","STP185S-24/Ab-1",185,165.1]
["Suntech Power","STP185S-24/Ad+",185,165.1]
["Suntech Power","STP185S-24/Adb",185,167.2]
["Suntech Power","STP185S-24/Adb+",185,167.2]
["Suntech Power","PLUTO190-Ada",190,173.2]
["Suntech Power","PLUTO190-Adb",190,173.2]
["Suntech Power","PLUTO190-Ade",190,175.4]
["Suntech Power","PLUTO190-Adf",190,173.2]
["Suntech Power","STP190-18/UB-1",190,172]
["Suntech Power","STP190S-24/Ad",190,171.5]
["Suntech Power","STP190S-24/Ad+",190,171.5]
["Suntech Power","STP190S-24/Adb",190,171.8]
["Suntech Power","STP190S-24/Adb+",190,171.8]
["Suntech Power","PLUTO195-Ada",195,177.9]
["Suntech Power","PLUTO195-Adb",195,177.8]
["Suntech Power","PLUTO195-Ade",195,180.1]
["Suntech Power","PLUTO195-Adf",195,177.8]
["Suntech Power","STP195S-24/Ad",195,176.2]
["Suntech Power","STP195S-24/Ad+",195,176.2]
["Suntech Power","STP195S-24/Adb",195,176.5]
["Suntech Power","STP195S-24/Adb+",195,176.5]
["Suntech Power","PLUTO200-Ada",200,182.6]
["Suntech Power","PLUTO200-Adb",200,182.5]
["Suntech Power","PLUTO200-Ade",200,184.8]
["Suntech Power","PLUTO200-Adf",200,182.5]
["Suntech Power","STP200-18/UB-1",200,181.3]
["Suntech Power","STP200-18/Ud",200,181.3]
["Suntech Power","PLUTO205-Ada",205,188.3]
["Suntech Power","PLUTO205-Adb",205,187.5]
["Suntech Power","PLUTO205-Ade",205,189.5]
["Suntech Power","PLUTO205-Adf",205,187.5]
["Suntech Power","STP205-18/Ud",205,185.9]
["Suntech Power","PLUTO210-Ada",210,193]
["Suntech Power","PLUTO210-Adb",210,192.2]
["Suntech Power","PLUTO210-Ade",210,194.3]
["Suntech Power","PLUTO210-Adf",210,192.2]
["Suntech Power","PLUTO210-Udm",210,191.6]
["Suntech Power","STP210-18/UB-1",210,190.5]
["Suntech Power","STP210-18/Ud",210,190.5]
["Suntech Power","STP210-20/Wd",210,190]
["Suntech Power","STP210-20/Wde",210,190]
["Suntech Power","PLUTO215-Udm",215,196.3]
["Suntech Power","STP215-18/Ud",215,195.2]
["Suntech Power","STP215-20/Wd",215,194.7]
["Suntech Power","STP215-20/Wde",215,194.7]
["Suntech Power","PLUTO220-Udm",220,200.9]
["Suntech Power","STP220-18/Ud",220,199.8]
["Suntech Power","STP220-20/Wd",220,199.3]
["Suntech Power","STP220-20/Wde",220,199.3]
["Suntech Power","STP220-20/Wdl",220,199.3]
["Suntech Power","PLUTO225-Udm",225,205.6]
["Suntech Power","STP225-18/Ud",225,204.5]
["Suntech Power","STP225-20/Wd",225,203.9]
["Suntech Power","STP225-20/Wde",225,203.9]
["Suntech Power","STP225-20/Wdl",225,203.9]
["Suntech Power","PLUTO230-Udm",230,210.3]
["Suntech Power","PLUTO230-Wdb",230,208.1]
["Suntech Power","PLUTO230-Wde",230,208.1]
["Suntech Power","PLUTO230-Wdm",230,208.1]
["Suntech Power","STP230-20/Wd",230,208.6]
["Suntech Power","STP230-20/Wde",230,208.6]
["Suntech Power","STP230-20/Wdl",230,208.6]
["Suntech Power","STP230S-20/Wd",230,207.7]
["Suntech Power","STP230S-20/Wdb",230,207.7]
["Suntech Power","STP230S-20/Wde",230,207.7]
["Suntech Power","PLUTO235-Wdb",235,212.8]
["Suntech Power","PLUTO235-Wde",235,212.8]
["Suntech Power","PLUTO235-Wdm",235,212.8]
["Suntech Power","STP235-20/Wd",235,213.9]
["Suntech Power","STP235-20/Wde",235,213.9]
["Suntech Power","STP235-20/Wdl",235,213.2]
["Suntech Power","STP235S-20/Wd",235,212.4]
["Suntech Power","STP235S-20/Wdb",235,212.4]
["Suntech Power","STP235S-20/Wde",235,212.4]
["Suntech Power","PLUTO240-Wdb",240,217.4]
["Suntech Power","PLUTO240-Wde",240,217.4]
["Suntech Power","PLUTO240-Wdm",240,217.4]
["Suntech Power","STP240-20/Wd",240,218.6]
["Suntech Power","STP240-20/Wdb",240,220]
["Suntech Power","STP240-20/Wde",240,218.6]
["Suntech Power","STP240-20/Wdl",240,217.8]
["Suntech Power","STP240S-20/Wd",240,217]
["Suntech Power","STP240S-20/Wdb",240,217]
["Suntech Power","STP240S-20/Wde",240,217]
["Suntech Power","PLUTO245-Wdb",245,222]
["Suntech Power","PLUTO245-Wde",245,222]
["Suntech Power","PLUTO245-Wdm",245,222]
["Suntech Power","STP245-20/Wd",245,223.3]
["Suntech Power","STP245-20/Wdb",245,224.7]
["Suntech Power","STP245-20/Wde",245,223.3]
["Suntech Power","STP245S-20/Wd",245,221.6]
["Suntech Power","STP245S-20/Wdb",245,221.6]
["Suntech Power","STP245S-20/Wde",245,221.6]
["Suntech Power","PLUTO250-Wdb",250,226.7]
["Suntech Power","PLUTO250-Wde",250,226.7]
["Suntech Power","PLUTO250-Wdm",250,226.7]
["Suntech Power","STP250-20/Wd",250,228]
["Suntech Power","STP250-20/Wdb",250,229.4]
["Suntech Power","STP250-20/Wde",250,228]
["Suntech Power","STP250-20/Wem",250,228.1]
["Suntech Power","STP250D-24/VEC",250,219.6]
["Suntech Power","STP250S-20/Wd",250,226.3]
["Suntech Power","STP250S-20/Wdb",250,226.3]
["Suntech Power","STP250S-20/Wde",250,226.3]
["Suntech Power","STP255-20/Wd",255,232.7]
["Suntech Power","STP255-20/Wdb",255,234.1]
["Suntech Power","STP255-20/Wde",255,232.7]
["Suntech Power","STP255-20/Wem",255,232.8]
["Suntech Power","STP255S-20/Wdb",255,232.7]
["Suntech Power","STP255S-20/Wde",255,232.7]
["Suntech Power","STP260-20/Wd",260,237.3]
["Suntech Power","STP260-20/Wdb",260,238.8]
["Suntech Power","STP260-20/Wde",260,237.3]
["Suntech Power","STP260-20/Wem",260,237.4]
["Suntech Power","STP260-24/Vb-1",260,235.4]
["Suntech Power","STP260-24/Vd",260,235.4]
["Suntech Power","STP260-24/Ve",260,235.4]
["Suntech Power","STP260D-24/VEC",260,226.1]
["Suntech Power","STP260S-20/Wdb",260,237.3]
["Suntech Power","STP260S-20/Wde",260,237.3]
["Suntech Power","STP260-VRM-1",260,235.4]
["Suntech Power","STP265-20/Wd",265,242]
["Suntech Power","STP265-20/Wde",265,242]
["Suntech Power","STP265-20/Wem",265,242.1]
["Suntech Power","STP265S-20/Web",265,242]
["Suntech Power","STP270-20/Wem",270,246.8]
["Suntech Power","STP270-24/Vb-1",270,244.7]
["Suntech Power","STP270-24/Vd",270,244.7]
["Suntech Power","STP270-24/Vdx",270,244.7]
["Suntech Power","STP270-24/Ve",270,244.7]
["Suntech Power","STP270D-24/VEC",270,235.1]
["Suntech Power","STP270S-20/Web",270,246.7]
["Suntech Power","STP270-VRM-1",270,244.7]
["Suntech Power","STP275-24/Vd",275,249.3]
["Suntech Power","STP275-24/Vdx",275,249.3]
["Suntech Power","STP275-24/Ve",275,249.3]
["Suntech Power","STP275S-20/Web",275,251.4]
["Suntech Power","STP275S-20/Wem",275,251.8]
["Suntech Power","STP275S-20/Wew",275,251.8]
["Suntech Power","STP275-VRM-1",275,249.3]
["Suntech Power","STP275-VRM-1.5",275,249.3]
["Suntech Power","PLUTO280-Vdm",280,255.5]
["Suntech Power","PLUTO280-Vdx",280,259.7]
["Suntech Power","STP280-24/Vb-1",280,254]
["Suntech Power","STP280-24/Vd",280,254]
["Suntech Power","STP280-24/Vdx",280,254]
["Suntech Power","STP280-24/Ve",280,254]
["Suntech Power","STP280S-20/Web",280,256.10000000000002]
["Suntech Power","STP280S-20/Wem",280,256.5]
["Suntech Power","STP280S-20/Wew",280,256.5]
["Suntech Power","STP280-VRM-1",280,254]
["Suntech Power","STP280-VRM-1.5",280,254]
["Suntech Power","PLUTO285-Vdm",285,260.2]
["Suntech Power","PLUTO285-Vdx",285,264.39999999999998]
["Suntech Power","STP285-24/Vd",285,258.60000000000002]
["Suntech Power","STP285-24/Vdx",285,258.60000000000002]
["Suntech Power","STP285-24/Ve",285,258.60000000000002]
["Suntech Power","STP285-24/Ver",285,258.60000000000002]
["Suntech Power","STP285S-20/Web",285,260.8]
["Suntech Power","STP285S-20/Wem",285,261.2]
["Suntech Power","STP285S-20/Wew",285,261.2]
["Suntech Power","STP285-VRM-1",285,258.60000000000002]
["Suntech Power","STP285-VRM-1.5",285,258.60000000000002]
["Suntech Power","PLUTO290-Vdm",290,264.89999999999998]
["Suntech Power","PLUTO290-Vdx",290,269.10000000000002]
["Suntech Power","STP290-24/Vd",290,263.3]
["Suntech Power","STP290-24/Vdx",290,263.3]
["Suntech Power","STP290-24/Ve",290,263.3]
["Suntech Power","STP290-24/Ver",290,263.3]
["Suntech Power","STP290S-20/Web",290,265.5]
["Suntech Power","STP290S-20/Wem",290,265.89999999999998]
["Suntech Power","STP290S-20/Wew",290,265.89999999999998]
["Suntech Power","STP290-VRM-1",290,263.3]
["Suntech Power","STP290-VRM-1.5",290,263.3]
["Suntech Power","PLUTO295-Vdm",295,269.5]
["Suntech Power","PLUTO295-Vdx",295,273.89999999999998]
["Suntech Power","STP295-24/Vd",295,267.2]
["Suntech Power","STP295-24/Vdx",295,267.2]
["Suntech Power","STP295-24/Ve",295,267.2]
["Suntech Power","STP295-24/Ver",295,267.2]
["Suntech Power","STP295-VRM-1",295,267.2]
["Suntech Power","STP295-VRM-1.5",295,267.2]
["Suntech Power","PLUTO300-Vdm",300,274.2]
["Suntech Power","PLUTO300-Vdx",300,278.60000000000002]
["Suntech Power","STP300-24/Vd",300,271.89999999999998]
["Suntech Power","STP300-24/Vdx",300,271.89999999999998]
["Suntech Power","STP300-24/Ve",300,271.89999999999998]
["Suntech Power","STP300-24/Ver",300,271.89999999999998]
["Suntech Power","STP300-VRM-1",300,271.89999999999998]
["Suntech Power","STP300-VRM-1.5",300,271.89999999999998]
["Suntech Power","PLUTO305-Vdm",305,278.89999999999998]
["Suntech Power","PLUTO305-Vdx",305,283.3]
["Suntech Power","STP305-24/Vd",305,276.5]
["Suntech Power","STP305-24/Vdx",305,276.5]
["Suntech Power","STP305-24/Ve",305,276.5]
["Suntech Power","STP305-24/Vem",305,278.8]
["Suntech Power","STP305-24/Ver",305,276.5]
["Suntech Power","STP305-VRM-1",305,276.5]
["Suntech Power","STP305-VRM-1.5",305,276.5]
["Suntech Power","PLUTO310-Vdm",310,283.60000000000002]
["Suntech Power","PLUTO310-Vdx",310,288.10000000000002]
["Suntech Power","STP310-24/Vd",310,281.2]
["Suntech Power","STP310-24/Vdx",310,281.2]
["Suntech Power","STP310-24/Ve",310,281.2]
["Suntech Power","STP310-24/Vem",310,283.5]
["Suntech Power","STP310-24/Ver",310,281.2]
["Suntech Power","STP310-VRM-1",310,281.2]
["Suntech Power","STP310-VRM-1.5",310,281.2]
["Suntech Power","STP315-24/Vd",315,285.8]
["Suntech Power","STP315-24/Vdx",315,285.8]
["Suntech Power","STP315-24/Ve",315,285.8]
["Suntech Power","STP315-24/Vem",315,288.2]
["Suntech Power","STP315-24/Ver",315,285.8]
["Suntech Power","STP320-24/Vd",320,290.5]
["Suntech Power","STP320-24/Vdx",320,290.5]
["Suntech Power","STP320-24/Ve",320,290.5]
["Suntech Power","STP320-24/Vem",320,292.89999999999998]
["Suntech Power","STP325-24/Vem",325,297.60000000000002]
["Suntech Power","STP330-24/Vem",330,302.3]
["SunTegra","STS-110M-B4U",110,95.3]
["Suntop Solar Energy","TOP-S-125M6A",125,111.2]
["Suntop Solar Energy","TOP-S-130M6A",130,115.7]
["Suntop Solar Energy","TOP-S-135M6A",135,120.3]
["Suntop Solar Energy","TOP-S-135S6A",135,119.5]
["Suntop Solar Energy","TOP-S-140M6A",140,124.9]
["Suntop Solar Energy","TOP-S-140S6A",140,124.1]
["Suntop Solar Energy","TOP-S-145S6A",145,128.6]
["Suntop Solar Energy","TOP-S-170M6A",170,151.30000000000001]
["Suntop Solar Energy","TOP-S-175M6A",175,155.9]
["Suntop Solar Energy","TOP-S-180M6A",180,160.5]
["Suntop Solar Energy","TOP-S-185M6A",185,165]
["Suntop Solar Energy","TOP-S-185S6A",185,164]
["Suntop Solar Energy","TOP-S-190M6A",190,169.6]
["Suntop Solar Energy","TOP-S-190S6A",190,168.5]
["Suntop Solar Energy","TOP-S-195M6A",195,173.7]
["Suntop Solar Energy","TOP-S-195S6A",195,173.1]
["Suntop Solar Energy","TOP-S-200M6A",200,178.3]
["Suntop Solar Energy","TOP-S-205M6A",205,182.8]
["Suntop Solar Energy","TOP-S-210M6A",210,187.4]
["Suntop Solar Energy","TOP-H-215M6A",215,191.6]
["Suntop Solar Energy","TOP-S-215M6A",215,191.5]
["Suntop Solar Energy","TOP-H-220M6A",220,196.2]
["Suntop Solar Energy","TOP-H-220S6A",220,194.9]
["Suntop Solar Energy","TOP-S-220M6A",220,196.1]
["Suntop Solar Energy","TOP-S-220S6A",220,194.8]
["Suntop Solar Energy","TOP-H-225M6A",225,200.7]
["Suntop Solar Energy","TOP-H-225S6A",225,199.5]
["Suntop Solar Energy","TOP-S-225M6A",225,200.6]
["Suntop Solar Energy","TOP-S-225S6A",225,199.4]
["Suntop Solar Energy","TOP-H-230M6A",230,205.3]
["Suntop Solar Energy","TOP-H-230S6A",230,204]
["Suntop Solar Energy","TOP-S-230M6A",230,205.2]
["Suntop Solar Energy","TOP-S-230S6A",230,203.9]
["Suntop Solar Energy","TOP-H-235M6A",235,209.9]
["Suntop Solar Energy","TOP-H-235S6A",235,208.6]
["Suntop Solar Energy","TOP-S-235M6A",235,209.8]
["Suntop Solar Energy","TOP-S-235S6A",235,208.5]
["Suntop Solar Energy","TOP-H-240S6A",240,213.2]
["Suntop Solar Energy","TOP-S-240S6A",240,213]
["SunWize Technologies","SW170",170,151.9]
["SunWize Technologies","SW175",175,156.5]
["SunWize Technologies","SW180",180,161.1]
["Supreme Solar","SS-165M",165,147.30000000000001]
["Supreme Solar","SS-170M",170,151.80000000000001]
["Supreme Solar","SS-175M",175,156.4]
["Supreme Solar","SS-180M",180,161]
["Supreme Solar","SS-200P",200,175.9]
["Supreme Solar","SS-210P",210,184.9]
["Supreme Solar","SS-220P",220,194]
["Supreme Solar","SS-230P",230,203.1]
["Supreme Solar","SS-240P",240,211.7]
["Supreme Solar","SS-250P",250,220.7]
["Supreme Solar","SS-260P",260,229.8]
["Supreme Solar","SS-270P",270,238.9]
["Supreme Solar","SS-280P",280,248]
["Suzhou Shenglong PV-Tech","SLSM-175D",175,151.6]
["Suzhou Shenglong PV-Tech","SLSM-180D",180,156.1]
["Suzhou Shenglong PV-Tech","SLSM-185D",185,160.6]
["Suzhou Shenglong PV-Tech","SLSM-220P",220,191.7]
["Suzhou Shenglong PV-Tech","SLSM-225P",225,196.2]
["Suzhou Shenglong PV-Tech","SLSM-230P",230,200.7]
["Suzhou Talesun Solar Technologies Co., Ltd.","TP572M-175",175,157.6]
["Suzhou Talesun Solar Technologies Co., Ltd.","TP572M-180",180,162.19999999999999]
["Suzhou Talesun Solar Technologies Co., Ltd.","TP572M-185",185,166.8]
["Suzhou Talesun Solar Technologies Co., Ltd.","TP572M-190",190,171.4]
["Suzhou Talesun Solar Technologies Co., Ltd.","TP572M-195",195,176.1]
["Suzhou Talesun Solar Technologies Co., Ltd.","TP572M-200",200,180.7]
["Suzhou Talesun Solar Technologies Co., Ltd.","TP660M-220",220,198.3]
["Suzhou Talesun Solar Technologies Co., Ltd.","TP660P-220",220,197.7]
["Suzhou Talesun Solar Technologies Co., Ltd.","TP660M-225",225,202.9]
["Suzhou Talesun Solar Technologies Co., Ltd.","TP660P-225",225,202.3]
["Suzhou Talesun Solar Technologies Co., Ltd.","TP660M-230",230,207.5]
["Suzhou Talesun Solar Technologies Co., Ltd.","TP660P-230",230,206.9]
["Suzhou Talesun Solar Technologies Co., Ltd.","TP660M-235",235,212.2]
["Suzhou Talesun Solar Technologies Co., Ltd.","TP660P-235",235,211.5]
["Suzhou Talesun Solar Technologies Co., Ltd.","TP660M-240",240,216.8]
["Suzhou Talesun Solar Technologies Co., Ltd.","TP660M-240B",240,217.8]
["Suzhou Talesun Solar Technologies Co., Ltd.","TP660P-240",240,216.2]
["Suzhou Talesun Solar Technologies Co., Ltd.","TP660P-240B",240,216.6]
["Suzhou Talesun Solar Technologies Co., Ltd.","TP660M-245",245,221.4]
["Suzhou Talesun Solar Technologies Co., Ltd.","TP660M-245B",245,222.5]
["Suzhou Talesun Solar Technologies Co., Ltd.","TP660P-245",245,220.8]
["Suzhou Talesun Solar Technologies Co., Ltd.","TP660P-245B",245,221.2]
["Suzhou Talesun Solar Technologies Co., Ltd.","TAC208/240",250,226.1]
["Suzhou Talesun Solar Technologies Co., Ltd.","TP660AM225",250,226.1]
["Suzhou Talesun Solar Technologies Co., Ltd.","TP660AM240",250,226.1]
["Suzhou Talesun Solar Technologies Co., Ltd.","TP660M-250",250,226.1]
["Suzhou Talesun Solar Technologies Co., Ltd.","TP660M-250B",250,227.2]
["Suzhou Talesun Solar Technologies Co., Ltd.","TP660P-250",250,225.4]
["Suzhou Talesun Solar Technologies Co., Ltd.","TP660P-250B",250,225.9]
["Suzhou Talesun Solar Technologies Co., Ltd.","TP660M-255",255,232.8]
["Suzhou Talesun Solar Technologies Co., Ltd.","TP660M-255B",255,231.8]
["Suzhou Talesun Solar Technologies Co., Ltd.","TP660P-255",255,230.1]
["Suzhou Talesun Solar Technologies Co., Ltd.","TP660P-255B",255,230.5]
["Suzhou Talesun Solar Technologies Co., Ltd.","TP660M-260",260,237.5]
["Suzhou Talesun Solar Technologies Co., Ltd.","TP660M-260B",260,236.5]
["Suzhou Talesun Solar Technologies Co., Ltd.","TP660P-260",260,235.2]
["Suzhou Talesun Solar Technologies Co., Ltd.","TP660M-265",265,236.6]
["Suzhou Talesun Solar Technologies Co., Ltd.","TP660P(H)-265",265,240.8]
["Suzhou Talesun Solar Technologies Co., Ltd.","TP660P-265",265,240.8]
["Suzhou Talesun Solar Technologies Co., Ltd.","TP660M-270",270,241.2]
["Suzhou Talesun Solar Technologies Co., Ltd.","TP660P(H)-270",270,245.5]
["Suzhou Talesun Solar Technologies Co., Ltd.","TP660P-270",270,245.5]
["Suzhou Talesun Solar Technologies Co., Ltd.","TP660M(H)-275",275,251.2]
["Suzhou Talesun Solar Technologies Co., Ltd.","TP660M-275",275,251.2]
["Suzhou Talesun Solar Technologies Co., Ltd.","TP660P(H)-275",275,250.1]
["Suzhou Talesun Solar Technologies Co., Ltd.","TP660P-275",275,250.1]
["Suzhou Talesun Solar Technologies Co., Ltd.","TP660M(H)-280",280,255.9]
["Suzhou Talesun Solar Technologies Co., Ltd.","TP660M-280",280,255.9]
["Suzhou Talesun Solar Technologies Co., Ltd.","TP660P(H)-280",280,254.8]
["Suzhou Talesun Solar Technologies Co., Ltd.","TP660P-280",280,254.8]
["Suzhou Talesun Solar Technologies Co., Ltd.","TP672P-280",280,251.8]
["Suzhou Talesun Solar Technologies Co., Ltd.","TP660M(H)-285",285,260.60000000000002]
["Suzhou Talesun Solar Technologies Co., Ltd.","TP660M-285",285,260.60000000000002]
["Suzhou Talesun Solar Technologies Co., Ltd.","TP660P(H)-285",285,259.5]
["Suzhou Talesun Solar Technologies Co., Ltd.","TP660P-285",285,259.5]
["Suzhou Talesun Solar Technologies Co., Ltd.","TP672M-285",285,257]
["Suzhou Talesun Solar Technologies Co., Ltd.","TP672M-285B",285,258.60000000000002]
["Suzhou Talesun Solar Technologies Co., Ltd.","TP672P-285",285,256.39999999999998]
["Suzhou Talesun Solar Technologies Co., Ltd.","TP672P-285B",285,257.2]
["Suzhou Talesun Solar Technologies Co., Ltd.","TP660M(H)-290",290,265.3]
["Suzhou Talesun Solar Technologies Co., Ltd.","TP660M-290",290,265.3]
["Suzhou Talesun Solar Technologies Co., Ltd.","TP672M-290",290,261.60000000000002]
["Suzhou Talesun Solar Technologies Co., Ltd.","TP672M-290B",290,263.3]
["Suzhou Talesun Solar Technologies Co., Ltd.","TP672P-290",290,261.10000000000002]
["Suzhou Talesun Solar Technologies Co., Ltd.","TP672P-290B",290,261.8]
["Suzhou Talesun Solar Technologies Co., Ltd.","TP660M(H)-295",295,270]
["Suzhou Talesun Solar Technologies Co., Ltd.","TP660M-295",295,270]
["Suzhou Talesun Solar Technologies Co., Ltd.","TP672M-295",295,266.3]
["Suzhou Talesun Solar Technologies Co., Ltd.","TP672M-295B",295,267.89999999999998]
["Suzhou Talesun Solar Technologies Co., Ltd.","TP672P-295",295,265.7]
["Suzhou Talesun Solar Technologies Co., Ltd.","TP672P-295B",295,266.5]
["Suzhou Talesun Solar Technologies Co., Ltd.","TP660M(H)-300",300,274.8]
["Suzhou Talesun Solar Technologies Co., Ltd.","TP660M-300",300,274.8]
["Suzhou Talesun Solar Technologies Co., Ltd.","TP672M-300",300,270.89999999999998]
["Suzhou Talesun Solar Technologies Co., Ltd.","TP672M-300B",300,272.60000000000002]
["Suzhou Talesun Solar Technologies Co., Ltd.","TP672P-300",300,270.3]
["Suzhou Talesun Solar Technologies Co., Ltd.","TP672P-300B",300,271.10000000000002]
["Suzhou Talesun Solar Technologies Co., Ltd.","TP672M-305",305,275.5]
["Suzhou Talesun Solar Technologies Co., Ltd.","TP672M-305B",305,277.3]
["Suzhou Talesun Solar Technologies Co., Ltd.","TP672P-305",305,276.7]
["Suzhou Talesun Solar Technologies Co., Ltd.","TP672M-310",310,280.2]
["Suzhou Talesun Solar Technologies Co., Ltd.","TP672M-310B",310,281.89999999999998]
["Suzhou Talesun Solar Technologies Co., Ltd.","TP672P-310",310,281.39999999999998]
["Suzhou Talesun Solar Technologies Co., Ltd.","TP672M-315",315,285.89999999999998]
["Suzhou Talesun Solar Technologies Co., Ltd.","TP672P(H)-315",315,286.2]
["Suzhou Talesun Solar Technologies Co., Ltd.","TP672P-315",315,286.2]
["Suzhou Talesun Solar Technologies Co., Ltd.","TP672M-320",320,290.60000000000002]
["Suzhou Talesun Solar Technologies Co., Ltd.","TP672P(H)-320",320,290.8]
["Suzhou Talesun Solar Technologies Co., Ltd.","TP672P-320",320,290.8]
["Suzhou Talesun Solar Technologies Co., Ltd.","TP672M(H)-325",325,296.8]
["Suzhou Talesun Solar Technologies Co., Ltd.","TP672M-325",325,296.8]
["Suzhou Talesun Solar Technologies Co., Ltd.","TP672P(H)-325",325,295.5]
["Suzhou Talesun Solar Technologies Co., Ltd.","TP672P-325",325,295.5]
["Suzhou Talesun Solar Technologies Co., Ltd.","TP672M(H)-330",330,301.5]
["Suzhou Talesun Solar Technologies Co., Ltd.","TP672M-330",330,301.5]
["Suzhou Talesun Solar Technologies Co., Ltd.","TP672P(H)-330",330,300.2]
["Suzhou Talesun Solar Technologies Co., Ltd.","TP672P-330",330,300.2]
["Suzhou Talesun Solar Technologies Co., Ltd.","TP672M(H)-335",335,306.2]
["Suzhou Talesun Solar Technologies Co., Ltd.","TP672M-335",335,306.2]
["Suzhou Talesun Solar Technologies Co., Ltd.","TP672P(H)-335",335,304.89999999999998]
["Suzhou Talesun Solar Technologies Co., Ltd.","TP672P-335",335,304.89999999999998]
["Suzhou Talesun Solar Technologies Co., Ltd.","TP672M(H)-340",340,310.89999999999998]
["Suzhou Talesun Solar Technologies Co., Ltd.","TP672M-340",340,310.89999999999998]
["Suzhou Talesun Solar Technologies Co., Ltd.","TP672P(H)-340",340,309.60000000000002]
["Suzhou Talesun Solar Technologies Co., Ltd.","TP672P-340",340,309.60000000000002]
["Suzhou Talesun Solar Technologies Co., Ltd.","TP672M(H)-345",345,315.60000000000002]
["Suzhou Talesun Solar Technologies Co., Ltd.","TP672M-345",345,315.60000000000002]
["Suzhou Talesun Solar Technologies Co., Ltd.","TP672P(H)-345",345,314.3]
["Suzhou Talesun Solar Technologies Co., Ltd.","TP672P-345",345,314.3]
["Suzhou Talesun Solar Technologies Co., Ltd.","TP672M(H)-350",350,320.3]
["Suzhou Talesun Solar Technologies Co., Ltd.","TP672M-350",350,320.3]
["Suzhou Talesun Solar Technologies Co., Ltd.","TP672M(H)-355",355,325]
["Suzhou Talesun Solar Technologies Co., Ltd.","TP672M-355",355,325]
["Suzhou Talesun Solar Technologies Co., Ltd.","TP672M(H)-360",360,329.7]
["Suzhou Talesun Solar Technologies Co., Ltd.","TP672M-360",360,329.7]
["Suzhou Talesun Solar Technologies Co., Ltd.","TP672M(H)-365",365,340.4]
["Suzhou Talesun Solar Technologies Co., Ltd.","TP672M-365",365,340.4]
["Suzhou Talesun Solar Technologies Co., Ltd.","TP672M(H)-370",370,345.2]
["Suzhou Talesun Solar Technologies Co., Ltd.","TP672M-370",370,345.2]
["Suzhou Talesun Solar Technologies Co., Ltd.","TP672M(H)-375",375,350]
["Suzhou Talesun Solar Technologies Co., Ltd.","TP672M-375",375,350]
["Suzhou Talesun Solar Technologies Co., Ltd.","TP672M(H)-380",380,348.3]
["Suzhou Talesun Solar Technologies Co., Ltd.","TP672M-380",380,348.3]
["Suzhou Talesun Solar Technologies Co., Ltd.","TP672M(H)-385",385,353.1]
["Suzhou Talesun Solar Technologies Co., Ltd.","TP672M-385",385,353.1]
["Suzhou Talesun Solar Technologies Co., Ltd.","TP672M(H)-390",390,357.8]
["Suzhou Talesun Solar Technologies Co., Ltd.","TP672M-390",390,357.8]
["Suzhou Talesun Solar Technologies Co., Ltd.","TP672M(H)-395",395,362.5]
["Suzhou Talesun Solar Technologies Co., Ltd.","TP672M-395",395,362.5]
["Suzhou Talesun Solar Technologies Co., Ltd.","TP672M(H)-400",400,367.3]
["Suzhou Talesun Solar Technologies Co., Ltd.","TP672M-400",400,367.3]
["Suzhou Talesun Solar Technologies Co., Ltd.","TP672M(H)-405",405,372]
["Suzhou Talesun Solar Technologies Co., Ltd.","TP672M-405",405,372]
["Suzhou Talesun Solar Technologies Co., Ltd.","TP672M(H)-410",410,376.7]
["Suzhou Talesun Solar Technologies Co., Ltd.","TP672M-410",410,376.7]
["Suzhou Talesun Solar Technologies Co., Ltd.","TP672M(H)-415",415,381.5]
["Suzhou Talesun Solar Technologies Co., Ltd.","TP672M-415",415,381.5]
["SweModule","220 x",220,196.8]
["SweModule","225 x",225,201.4]
["SweModule","230 x",230,206]
["SweModule","235 x",235,210.6]
["SweModule","240 x",240,215.2]
["SweModule","245 x",245,219.8]
["SweModule","250 x",250,224.4]
["SweModule","255 x",255,229]
["SweModule","260 x",260,233.6]
["SweModule","265 x",265,238.3]
["Symphony Energy","SE-M215Gy",215,195.4]
["Symphony Energy","SE-M216Gy",216,196.4]
["Symphony Energy","SE-M217Gy",217,197.3]
["Symphony Energy","SE-M218Gy",218,198.2]
["Symphony Energy","SE-M219Gy",219,199.2]
["Symphony Energy","SE-M220Gy",220,200.1]
["Symphony Energy","SE-M221Gy",221,201]
["Symphony Energy","SE-M222Gy",222,202]
["Symphony Energy","SE-M223Gy",223,202.9]
["Symphony Energy","SE-M224Gy",224,203.8]
["Symphony Energy","OS-M225NA",225,197.8]
["Symphony Energy","SE-M225Gy",225,204.7]
["Symphony Energy","SE-M225NA",225,197.8]
["Symphony Energy","OS-M226NA",226,198.7]
["Symphony Energy","SE-M226Gy",226,205.7]
["Symphony Energy","SE-M226NA",226,198.7]
["Symphony Energy","OS-M227NA",227,199.6]
["Symphony Energy","SE-M227Gy",227,206.6]
["Symphony Energy","SE-M227NA",227,199.6]
["Symphony Energy","OS-M228NA",228,200.5]
["Symphony Energy","OS-S228TA",228,202.1]
["Symphony Energy","SE-M228Gy",228,207.5]
["Symphony Energy","SE-M228NA",228,200.5]
["Symphony Energy","SE-S228TA",228,202.1]
["Symphony Energy","OS-M229NA",229,201.4]
["Symphony Energy","OS-S229TA",229,203]
["Symphony Energy","SE-M229Gy",229,208.5]
["Symphony Energy","SE-M229NA",229,201.4]
["Symphony Energy","SE-S229TA",229,203]
["Symphony Energy","OS-M230NA",230,202.3]
["Symphony Energy","OS-M230NA3",230,204.8]
["Symphony Energy","OS-S230TA",230,203.9]
["Symphony Energy","SE-M230Gy",230,209.4]
["Symphony Energy","SE-M230NA",230,202.3]
["Symphony Energy","SE-M230NA3",230,204.8]
["Symphony Energy","SE-S230TA",230,203.9]
["Symphony Energy","OS-M231NA",231,203.2]
["Symphony Energy","OS-M231NA3",231,205.7]
["Symphony Energy","OS-S231TA",231,204.8]
["Symphony Energy","SE-M231Gy",231,210.3]
["Symphony Energy","SE-M231NA",231,203.2]
["Symphony Energy","SE-M231NA3",231,205.7]
["Symphony Energy","SE-S231TA",231,204.8]
["Symphony Energy","OS-M232NA",232,204.1]
["Symphony Energy","OS-M232NA3",232,206.6]
["Symphony Energy","OS-S232TA",232,205.7]
["Symphony Energy","SE-M232Gy",232,211.3]
["Symphony Energy","SE-M232NA",232,204.1]
["Symphony Energy","SE-M232NA3",232,206.6]
["Symphony Energy","SE-S232TA",232,205.7]
["Symphony Energy","OS-M233NA",233,205]
["Symphony Energy","OS-M233NA3",233,207.5]
["Symphony Energy","OS-S233TA",233,206.6]
["Symphony Energy","SE-M233Gy",233,212.2]
["Symphony Energy","SE-M233NA",233,205]
["Symphony Energy","SE-M233NA3",233,207.5]
["Symphony Energy","SE-S233TA",233,206.6]
["Symphony Energy","OS-M234NA",234,205.9]
["Symphony Energy","OS-M234NA3",234,208.4]
["Symphony Energy","OS-S234TA",234,207.5]
["Symphony Energy","SE-M234Gy",234,213.1]
["Symphony Energy","SE-M234NA",234,205.9]
["Symphony Energy","SE-M234NA3",234,208.4]
["Symphony Energy","SE-S234TA",234,207.5]
["Symphony Energy","OS-M235NA",235,206.9]
["Symphony Energy","OS-M235NA3",235,209.3]
["Symphony Energy","OS-S235NA3",235,210.6]
["Symphony Energy","OS-S235TA",235,208.5]
["Symphony Energy","SE-M235Gy",235,214.1]
["Symphony Energy","SE-M235NA",235,206.9]
["Symphony Energy","SE-M235NA3",235,209.3]
["Symphony Energy","SE-S235NA3",235,210.6]
["Symphony Energy","SE-S235TA",235,208.5]
["Symphony Energy","OS-M236NA",236,207.8]
["Symphony Energy","OS-M236NA3",236,210.3]
["Symphony Energy","OS-P236NA3",236,210.5]
["Symphony Energy","OS-S236NA3",236,211.5]
["Symphony Energy","OS-S236TA",236,209.4]
["Symphony Energy","SE-M236NA",236,207.8]
["Symphony Energy","SE-M236NA3",236,210.3]
["Symphony Energy","SE-P236NA3",236,210.5]
["Symphony Energy","SE-S236NA3",236,211.5]
["Symphony Energy","SE-S236TA",236,209.4]
["Symphony Energy","OS-M237NA",237,208.7]
["Symphony Energy","OS-M237NA3",237,211.2]
["Symphony Energy","OS-P237NA3",237,211.4]
["Symphony Energy","OS-S237NA3",237,212.4]
["Symphony Energy","OS-S237TA",237,210.3]
["Symphony Energy","SE-M237NA",237,208.7]
["Symphony Energy","SE-M237NA3",237,211.2]
["Symphony Energy","SE-P237NA3",237,211.4]
["Symphony Energy","SE-S237NA3",237,212.4]
["Symphony Energy","SE-S237TA",237,210.3]
["Symphony Energy","OS-M238NA",238,209.6]
["Symphony Energy","OS-M238NA3",238,212.1]
["Symphony Energy","OS-P238NA3",238,212.4]
["Symphony Energy","OS-S238NA3",238,213.3]
["Symphony Energy","OS-S238TA",238,211.2]
["Symphony Energy","SE-M238NA",238,209.6]
["Symphony Energy","SE-M238NA3",238,212.1]
["Symphony Energy","SE-P238NA3",238,212.4]
["Symphony Energy","SE-S238NA3",238,213.3]
["Symphony Energy","SE-S238TA",238,211.2]
["Symphony Energy","OS-M239NA",239,210.5]
["Symphony Energy","OS-M239NA3",239,213]
["Symphony Energy","OS-P239NA3",239,213.3]
["Symphony Energy","OS-S239NA3",239,214.2]
["Symphony Energy","OS-S239TA",239,212.1]
["Symphony Energy","SE-M239NA",239,210.5]
["Symphony Energy","SE-M239NA3",239,213]
["Symphony Energy","SE-P239NA3",239,213.3]
["Symphony Energy","SE-S239NA3",239,214.2]
["Symphony Energy","SE-S239TA",239,212.1]
["Symphony Energy","OS-M240NA",240,211.4]
["Symphony Energy","OS-M240NA3",240,213.9]
["Symphony Energy","OS-P240NA3",240,214.2]
["Symphony Energy","OS-S240NA3",240,215.2]
["Symphony Energy","OS-S240TA",240,213]
["Symphony Energy","SE-M240NA",240,211.4]
["Symphony Energy","SE-M240NA3",240,213.9]
["Symphony Energy","SE-P240NA3",240,214.2]
["Symphony Energy","SE-S240NA3",240,215.2]
["Symphony Energy","SE-S240TA",240,213]
["Symphony Energy","OS-M241NA",241,212.3]
["Symphony Energy","OS-M241NA3",241,214.9]
["Symphony Energy","OS-P241NA3",241,215.1]
["Symphony Energy","OS-S241NA3",241,216.1]
["Symphony Energy","OS-S241TA",241,213.9]
["Symphony Energy","SE-M241NA",241,212.3]
["Symphony Energy","SE-M241NA3",241,214.9]
["Symphony Energy","SE-P241NA3",241,215.1]
["Symphony Energy","SE-S241NA3",241,216.1]
["Symphony Energy","SE-S241TA",241,213.9]
["Symphony Energy","OS-M242NA",242,213.2]
["Symphony Energy","OS-M242NA3",242,215.8]
["Symphony Energy","OS-P242NA3",242,216]
["Symphony Energy","OS-S242NA3",242,217]
["Symphony Energy","OS-S242TA",242,214.9]
["Symphony Energy","SE-M242NA",242,213.2]
["Symphony Energy","SE-M242NA3",242,215.8]
["Symphony Energy","SE-P242NA3",242,216]
["Symphony Energy","SE-S242NA3",242,217]
["Symphony Energy","SE-S242TA",242,214.9]
["Symphony Energy","OS-M243NA",243,214.1]
["Symphony Energy","OS-M243NA3",243,216.7]
["Symphony Energy","OS-P243NA3",243,217]
["Symphony Energy","OS-S243NA3",243,217.9]
["Symphony Energy","OS-S243TA",243,215.8]
["Symphony Energy","SE-M243NA",243,214.1]
["Symphony Energy","SE-M243NA3",243,216.7]
["Symphony Energy","SE-P243NA3",243,217]
["Symphony Energy","SE-S243NA3",243,217.9]
["Symphony Energy","SE-S243TA",243,215.8]
["Symphony Energy","OS-M244NA",244,215]
["Symphony Energy","OS-M244NA3",244,217.6]
["Symphony Energy","OS-P244NA3",244,217.9]
["Symphony Energy","OS-S244NA3",244,218.9]
["Symphony Energy","OS-S244TA",244,216.7]
["Symphony Energy","SE-M244NA",244,215]
["Symphony Energy","SE-M244NA3",244,217.6]
["Symphony Energy","SE-P244NA3",244,217.9]
["Symphony Energy","SE-S244NA3",244,218.9]
["Symphony Energy","SE-S244TA",244,216.7]
["Symphony Energy","OS-M245NA",245,216]
["Symphony Energy","OS-M245NA3",245,218.5]
["Symphony Energy","OS-P245NA3",245,218.8]
["Symphony Energy","OS-S245NA3",245,219.8]
["Symphony Energy","OS-S245TA",245,217.6]
["Symphony Energy","SE-M245NA",245,216]
["Symphony Energy","SE-M245NA3",245,218.5]
["Symphony Energy","SE-P245NA3",245,218.8]
["Symphony Energy","SE-S245NA3",245,219.8]
["Symphony Energy","SE-S245TA",245,217.6]
["Symphony Energy","OS-M246NA3",246,219.4]
["Symphony Energy","OS-P246NA3",246,219.7]
["Symphony Energy","OS-S246NA3",246,220.7]
["Symphony Energy","OS-S246TA",246,218.5]
["Symphony Energy","SE-M246NA3",246,219.4]
["Symphony Energy","SE-P246NA3",246,219.7]
["Symphony Energy","SE-S246NA3",246,220.7]
["Symphony Energy","SE-S246TA",246,218.5]
["Symphony Energy","OS-M247NA3",247,220.4]
["Symphony Energy","OS-P247NA3",247,220.6]
["Symphony Energy","OS-S247NA3",247,221.6]
["Symphony Energy","OS-S247TA",247,219.4]
["Symphony Energy","SE-M247NA3",247,220.4]
["Symphony Energy","SE-P247NA3",247,220.6]
["Symphony Energy","SE-S247NA3",247,221.6]
["Symphony Energy","SE-S247TA",247,219.4]
["Symphony Energy","OS-M248NA3",248,221.3]
["Symphony Energy","OS-P248NA3",248,221.6]
["Symphony Energy","OS-S248NA3",248,222.5]
["Symphony Energy","OS-S248TA",248,220.4]
["Symphony Energy","SE-M248NA3",248,221.3]
["Symphony Energy","SE-P248NA3",248,221.6]
["Symphony Energy","SE-S248NA3",248,222.5]
["Symphony Energy","SE-S248TA",248,220.4]
["Symphony Energy","OS-M249NA3",249,222.2]
["Symphony Energy","OS-P249NA3",249,222.5]
["Symphony Energy","OS-S249NA3",249,223.5]
["Symphony Energy","OS-S249TA",249,221.3]
["Symphony Energy","SE-M249NA3",249,222.2]
["Symphony Energy","SE-P249NA3",249,222.5]
["Symphony Energy","SE-S249NA3",249,223.5]
["Symphony Energy","SE-S249TA",249,221.3]
["Symphony Energy","OS-M250NA3",250,223.1]
["Symphony Energy","OS-P250NA3",250,223.4]
["Symphony Energy","OS-S250NA3",250,224.4]
["Symphony Energy","OS-S250TA",250,222.2]
["Symphony Energy","SE-M250NA3",250,223.1]
["Symphony Energy","SE-P250NA3",250,223.4]
["Symphony Energy","SE-S250NA3",250,224.4]
["Symphony Energy","SE-S250TA",250,222.2]
["Symphony Energy","OS-P251NA3",251,224.3]
["Symphony Energy","OS-S251NA3",251,225.3]
["Symphony Energy","SE-P251NA3",251,224.3]
["Symphony Energy","SE-S251NA3",251,225.3]
["Symphony Energy","OS-P252NA3",252,225.2]
["Symphony Energy","OS-S252NA3",252,226.2]
["Symphony Energy","SE-P252NA3",252,225.2]
["Symphony Energy","SE-S252NA3",252,226.2]
["Symphony Energy","OS-P253NA3",253,226.2]
["Symphony Energy","OS-S253NA3",253,227.2]
["Symphony Energy","SE-P253NA3",253,226.2]
["Symphony Energy","SE-S253NA3",253,227.2]
["Symphony Energy","OS-P254NA3",254,227.1]
["Symphony Energy","OS-S254NA3",254,228.1]
["Symphony Energy","SE-P254NA3",254,227.1]
["Symphony Energy","SE-S254NA3",254,228.1]
["Symphony Energy","OS-P255NA3",255,228]
["Symphony Energy","OS-S255NA3",255,229]
["Symphony Energy","SE-P255NA3",255,228]
["Symphony Energy","SE-S255NA3",255,229]
["Symphony Energy","OS-P256NA3",256,228.9]
["Symphony Energy","SE-P256NA3",256,228.9]
["Symphony Energy","OS-P257NA3",257,229.9]
["Symphony Energy","SE-P257NA3",257,229.9]
["Symphony Energy","OS-P258NA3",258,230.8]
["Symphony Energy","SE-P258NA3",258,230.8]
["Symphony Energy","OS-P259NA3",259,231.7]
["Symphony Energy","SE-P259NA3",259,231.7]
["Symphony Energy","OS-P260NA3",260,232.6]
["Symphony Energy","SE-P260NA3",260,232.6]
["T & Solar","TSS3-228",228,203.3]
["T & Solar","TSS3-230",230,205.2]
["T & Solar","TSS3-233",233,207.9]
["T & Solar","TSS3-235",235,209.7]
["T & Solar","TSS3-238",238,212.5]
["T & Solar","TSS3-240",240,214.3]
["T & Solar","TSS3-243",243,217.1]
["T & Solar","TSS3-245",245,218.9]
["T & Solar","TSS3-248",248,221.7]
["T & Solar","TSS3-250",250,223.5]
["Tainergy Tech","TKSE-13001",130,116.5]
["Tainergy Tech","TKSE-13501",135,121.1]
["Tainergy Tech","TKSE-14001",140,125.7]
["Tainergy Tech","TKSE-14501",145,130.30000000000001]
["Tainergy Tech","TKSD-15001",150,134.5]
["Tainergy Tech","TKSD-15501",155,139.1]
["Tainergy Tech","TKSD-16001",160,143.69999999999999]
["Tainergy Tech","TKSD-16501",165,148.30000000000001]
["Tainergy Tech","TKSC-17001",170,152.4]
["Tainergy Tech","TKSD-17001",170,152.9]
["Tainergy Tech","TKSC-17501",175,157]
["Tainergy Tech","TKSC-18001",180,161.6]
["Tainergy Tech","TKSC-18501",185,166.2]
["Tainergy Tech","TKSC-19001",190,170.8]
["Tainergy Tech","TKSC-19501",195,175.4]
["Tainergy Tech","TKSB-20001",200,179.5]
["Tainergy Tech","TKSB-20501",205,184.1]
["Tainergy Tech","TKSB-21001",210,188.7]
["Tainergy Tech","TKSB-21501",215,193.3]
["Tainergy Tech","TKSA-22001",220,197.4]
["Tainergy Tech","TKSB-22001",220,197.9]
["Tainergy Tech","TKSA-22501",225,202]
["Tainergy Tech","TKSA-23001",230,206.6]
["Tainergy Tech","TKSA-23501",235,211.2]
["Tainergy Tech","TKSA-24001",240,215.9]
["Tainergy Tech","TKSA-24501",245,220.8]
["Tainergy Tech","TKSA-25001",250,225.4]
["Tainergy Tech","TKSG-25001",250,225.8]
["Tainergy Tech","TKSA-25501",255,230]
["Tainergy Tech","TKSG-25501",255,230.5]
["Tainergy Tech","TKSA-26001",260,234.7]
["Tainergy Tech","TKSG-26001",260,235.1]
["Tainergy Tech","TKSG-26501",265,239.8]
["Tainergy Tech","TKSG-27001",270,244.4]
["Tainergy Tech","TKSG-27501",275,249]
["Tainergy Tech","TKSG-28001",280,253.7]
["Tainergy Tech","TKSG-28501",285,258.39999999999998]
["Tainergy Tech","TKSG-29001",290,263]
["Tainergy Tech","TKSG-29501",295,267.7]
["Tainergy Tech","TKSG-30001",300,272.3]
["Tainergy Tech","TKSG-30501",305,277]
["Tainergy Tech","TKSG-31001",310,281.7]
["Tainergy Tech","TKSG-31501",315,286.39999999999998]
["Taiwan Semiconductor Manufacturing","TS-230P4-AD",230,204.1]
["Taiwan Semiconductor Manufacturing","TS-235P4-AD",235,208.7]
["Taiwan Semiconductor Manufacturing","TS-240P4-AD",240,213.3]
["Taiwan Semiconductor Manufacturing","TS-245P4-AD",245,217.9]
["Taiwan Semiconductor Manufacturing","TS-250P4-AD",250,222.4]
["Tata Power Solar Systems","TP140SBZ",140,124.4]
["Tata Power Solar Systems","TP145SBZ",145,129]
["Tata Power Solar Systems","TP150SBZ",150,133.6]
["Tata Power Solar Systems","TP235MBZ",235,208.9]
["Tata Power Solar Systems","TP240MBZ",240,213.5]
["Tata Power Solar Systems","TP245MBZ",245,218.1]
["Tata Power Solar Systems","TP250MBZ",250,222.7]
["Tata Power Solar Systems","TP255MBZ",255,227.3]
["Tata Power Solar Systems","TP265LBZ",265,235.3]
["Tata Power Solar Systems","TP270LBZ",270,239.8]
["Tata Power Solar Systems","TP275LBZ",275,244.4]
["Tata Power Solar Systems","TP280LBZ",280,248.9]
["Tata Power Solar Systems","TP285LBZ",285,253.5]
["Tata Power Solar Systems","TP290LBZ",290,258.10000000000002]
["Tata Power Solar Systems","TP295LBZ",295,262.7]
["Tata Power Solar Systems","TP300LBZ",300,267.3]
["Tata Power Solar Systems","TP305LBZ",305,271.89999999999998]
["Tata Power Solar Systems","TP310LBZ",310,276.39999999999998]
["TBEA Xinjiang SunOasis","TBEA4180T",180,159.69999999999999]
["TBEA Xinjiang SunOasis","TBEA4185T",185,164.3]
["TBEA Xinjiang SunOasis","TBEA4190T",190,168.9]
["TBEA Xinjiang SunOasis","TBEA3220T",220,193.8]
["TBEA Xinjiang SunOasis","TBEA3225T",225,198.3]
["TBEA Xinjiang SunOasis","TBEA3230T",230,202.9]
["TBEA Xinjiang SunOasis","TBEA3235T",235,207.4]
["TBEA Xinjiang SunOasis","TBEA3240T",240,211.9]
["TDG Holding","T170M725",170,148]
["TDG Holding","T175M725",175,152.5]
["TDG Holding","T180M725",180,157]
["TDG Holding","T185M725",185,161.5]
["TDG Holding","T190M725",190,166]
["TDG Holding","T195M725",195,170.5]
["TDG Holding","T200M725",200,175.1]
["TDG Holding","T210P606",210,184.1]
["TDG Holding","T215P606",215,188.6]
["TDG Holding","T220M606",220,193.1]
["TDG Holding","T220M965",220,191.4]
["TDG Holding","T220P606",220,193.1]
["TDG Holding","T225M606",225,197.7]
["TDG Holding","T225M965",225,195.9]
["TDG Holding","T225P606",225,197.6]
["TDG Holding","T230M606",230,202.2]
["TDG Holding","T230M965",230,200.4]
["TDG Holding","T230P606",230,202.1]
["TDG Holding","T235M606",235,206.7]
["TDG Holding","T235M965",235,204.9]
["TDG Holding","T235P606",235,206.7]
["TDG Holding","T240M606",240,211.3]
["TDG Holding","T240M965",240,209.4]
["TDG Holding","T240P606",240,211.2]
["TDG Holding","T245M606",245,215.8]
["TDG Holding","T245M965",245,213.9]
["TDG Holding","T245P606",245,215.7]
["TDG Holding","T250M606",250,220.4]
["TDG Holding","T250M965",250,218.4]
["TDG Holding","T250P606",250,220.3]
["TDG Holding","T250P726",250,219.1]
["TDG Holding","T255M606",255,224.9]
["TDG Holding","T255M726",255,223.7]
["TDG Holding","T255M965",255,223]
["TDG Holding","T255P726",255,223.6]
["TDG Holding","T260M726",260,228.2]
["TDG Holding","T260M965",260,227.5]
["TDG Holding","T260P726",260,228.2]
["TDG Holding","T265M726",265,232.8]
["TDG Holding","T265P726",265,232.7]
["TDG Holding","T270M726",270,237.3]
["TDG Holding","T270P726",270,237.2]
["TDG Holding","T275M726",275,241.8]
["TDG Holding","T275P726",275,241.7]
["TDG Holding","T280M726",280,246.4]
["TDG Holding","T280P726",280,246.3]
["TDG Holding","T285M726",285,250.9]
["TDG Holding","T285P726",285,250.8]
["TDG Holding","T290M726",290,255.4]
["TDG Holding","T290P726",290,255.4]
["TDG Holding","T295M726",295,260]
["TDG Holding","T295P726",295,259.89999999999998]
["TDG Holding","T300M726",300,264.60000000000002]
["TDG Holding","T305M726",305,269.10000000000002]
["TenKSolar","TKS-CXXXXXX",180,160.4]
["TenKSolar","TKS-EXXXXXX",180,160.80000000000001]
["TenKSolar","TKS-DXXXXXX",190,169.6]
["TenKSolar","TKS-F-XXXXXXX",190,170.6]
["TenKSolar","XT-A-400",400,359.2]
["TenKSolar","XT-A",410,368.4]
["TenKSolar","XT-A-440",440,397.2]
["TenKSolar","XT-M-440",440,396.4]
["TenKSolar","XT-M-450",450,405.6]
["TenKSolar","XT-M-500",500,458.8]
["Tesla Inc.","SR24S3-2",23.75,20.5]
["Tesla Inc.","SR24T3-2",23.75,20.5]
["Tesla Inc.","SR25S3",25,22.3]
["Tesla Inc.","SR25T3",25,21.9]
["Tesla Inc.","SR60T1",58.47,52.1]
["Thaisun Green Energy","TSG-180M",180,161.30000000000001]
["Thaisun Green Energy","TSG-185M",185,165.9]
["Thaisun Green Energy","TSG-190M",190,170.5]
["Thaisun Green Energy","TSG54-200P",200,179.7]
["Thaisun Green Energy","TSG54-210M",210,189.8]
["Thaisun Green Energy","TSG54-210P",210,189]
["Thaisun Green Energy","TSG54-220M",220,199.1]
["Thaisun Green Energy","TSG54-220P",220,198.2]
["Thaisun Green Energy","TSG60-220P",220,197.7]
["Thaisun Green Energy","TSG54-230M",230,208.3]
["Thaisun Green Energy","TSG60-230M",230,207.8]
["Thaisun Green Energy","TSG60-230P",230,206.9]
["Thaisun Green Energy","TSG60-240M",240,217]
["Thaisun Green Energy","TSG60-240P",240,216.1]
["Thaisun Green Energy","TSG60-245P",245,220.1]
["Thaisun Green Energy","TSG60-250M",250,226.3]
["Thaisun Green Energy","TSG60-250P",250,224.7]
["Thaisun Green Energy","TSG60-255M",255,229.9]
["Thaisun Green Energy","TSG60-255P",255,229.3]
["Thaisun Green Energy","TSG60-260M",260,234.5]
["Thaisun Green Energy","TSG60-260P",260,234]
["Thaisun Green Energy","TSG60-265M",265,239.2]
["Thaisun Green Energy","TSG60-265P",265,238.6]
["Thaisun Green Energy","TSG60-270M",270,243.8]
["Thaisun Green Energy","TSG72-270P",270,242.8]
["Thaisun Green Energy","TSG60-275M",275,248.5]
["Thaisun Green Energy","TSG72-280M",280,253.1]
["Thaisun Green Energy","TSG72-280P",280,252]
["Thaisun Green Energy","TSG72-290M",290,262.39999999999998]
["Thaisun Green Energy","TSG72-290P",290,261.3]
["Thaisun Green Energy","TSG72-295P",295,265.10000000000002]
["Thaisun Green Energy","TSG72-300M",300,271.7]
["Thaisun Green Energy","TSG72-300P",300,269.7]
["Thaisun Green Energy","TSG72-305M",305,275]
["Thaisun Green Energy","TSG72-305P",305,274.3]
["Thaisun Green Energy","TSG72-310M",310,279.60000000000002]
["Thaisun Green Energy","TSG72-310P",310,278.89999999999998]
["Thaisun Green Energy","TSG72-315M",315,284.3]
["Thaisun Green Energy","TSG72-315P",315,283.60000000000002]
["Thaisun Green Energy","TSG72-320M",320,288.89999999999998]
["Thaisun Green Energy","TSG72-320P",320,288.2]
["Thaisun Green Energy","TSG72-325M",325,293.60000000000002]
["Thaisun Green Energy","TSG72-330M",330,298.2]
["Thaisun Green Energy","TSG72-335M",335,302.89999999999998]
["Tianwei EcoSolargy","TWES-(155)72M",155,135.1]
["Tianwei EcoSolargy","TWES-(160)72M",160,139.5]
["Tianwei EcoSolargy","TWES-(165)72M",165,144]
["Tianwei EcoSolargy","TWES-(170)72M",170,148.5]
["Tianwei EcoSolargy","TWES-(175)72M",175,153]
["Tianwei EcoSolargy","TWES-(180)72M",180,157.5]
["Tianwei EcoSolargy","TWES-(200)60P",200,173.4]
["Tianwei EcoSolargy","TWES-(205)60P",205,177.9]
["Tianwei EcoSolargy","TWES-(210)60P",210,182.4]
["Tianwei EcoSolargy","TWES-(215)60P",215,186.8]
["Tianwei EcoSolargy","TWES-(220)60P",220,191.3]
["Tianwei EcoSolargy","TWES-(225)60P",225,195.8]
["Tianwei EcoSolargy","TWES-(230)60P",230,200.3]
["Tianwei EcoSolargy","TWES-(235)60P",235,204.8]
["Tianwei New Energy (Chengdu) PV Module","TW155(35)D",155,135.1]
["Tianwei New Energy (Chengdu) PV Module","TW160(35)D",160,139.5]
["Tianwei New Energy (Chengdu) PV Module","TW165(35)D",165,144]
["Tianwei New Energy (Chengdu) PV Module","TW170(35)D",170,148.5]
["Tianwei New Energy (Chengdu) PV Module","TW175(35)D",175,153]
["Tianwei New Energy (Chengdu) PV Module","TW180(28)P",180,155.6]
["Tianwei New Energy (Chengdu) PV Module","TW180(35)D",180,157.5]
["Tianwei New Energy (Chengdu) PV Module","TW185(28)P",185,160.1]
["Tianwei New Energy (Chengdu) PV Module","TW185(35)D",185,162.1]
["Tianwei New Energy (Chengdu) PV Module","TW190(28)P",190,164.5]
["Tianwei New Energy (Chengdu) PV Module","TW195(28)P",195,169]
["Tianwei New Energy (Chengdu) PV Module","TW200(28)P",200,173.4]
["Tianwei New Energy (Chengdu) PV Module","TW205(28)P",205,177.9]
["Tianwei New Energy (Chengdu) PV Module","TW210(28)P",210,182.4]
["Tianwei New Energy (Chengdu) PV Module","TW215(28)P",215,186.8]
["Tianwei New Energy (Chengdu) PV Module","TW220(28)P",220,191.3]
["Tianwei New Energy (Chengdu) PV Module","TW225(28)P",225,195.8]
["Tianwei New Energy (Chengdu) PV Module","TW230(28)P",230,200.3]
["Tianwei New Energy (Chengdu) PV Module","TW235(28)P",235,204.8]
["Tianwei New Energy (Yangzhou)","TW240P660",240,214.6]
["Tianwei New Energy (Yangzhou)","TW240P660(1000)",240,214.6]
["Tianwei New Energy (Yangzhou)","TW245P660",245,219.2]
["Tianwei New Energy (Yangzhou)","TW245P660(1000)",245,219.2]
["Tianwei New Energy (Yangzhou)","TW250M660",250,226.6]
["Tianwei New Energy (Yangzhou)","TW250M660(1000)",250,226.6]
["Tianwei New Energy (Yangzhou)","TW250P660",250,223.8]
["Tianwei New Energy (Yangzhou)","TW250P660(1000)",250,223.8]
["Tianwei New Energy (Yangzhou)","TW255M660",255,231.2]
["Tianwei New Energy (Yangzhou)","TW255M660(1000)",255,231.2]
["Tianwei New Energy (Yangzhou)","TW255P660",255,228.4]
["Tianwei New Energy (Yangzhou)","TW255P660(1000)",255,228.4]
["Tianwei New Energy (Yangzhou)","TW260M660",260,235.9]
["Tianwei New Energy (Yangzhou)","TW260M660(1000)",260,235.9]
["Tianwei New Energy (Yangzhou)","TW260P660",260,233]
["Tianwei New Energy (Yangzhou)","TW260P660(1000)",260,233]
["Tianwei New Energy (Yangzhou)","TW265M660",265,240.5]
["Tianwei New Energy (Yangzhou)","TW265M660(1000)",265,240.5]
["Tianwei New Energy (Yangzhou)","TW270M660",270,245.2]
["Tianwei New Energy (Yangzhou)","TW270M660(1000)",270,245.2]
["Tianwei New Energy (Yangzhou)","TW285P672",285,256.5]
["Tianwei New Energy (Yangzhou)","TW285P672(1000)",285,256.5]
["Tianwei New Energy (Yangzhou)","TW290M672",290,259.5]
["Tianwei New Energy (Yangzhou)","TW290M672(1000)",290,259.5]
["Tianwei New Energy (Yangzhou)","TW290P672",290,261.10000000000002]
["Tianwei New Energy (Yangzhou)","TW290P672(1000)",290,261.10000000000002]
["Tianwei New Energy (Yangzhou)","TW295M672",295,264.10000000000002]
["Tianwei New Energy (Yangzhou)","TW295M672(1000)",295,264.10000000000002]
["Tianwei New Energy (Yangzhou)","TW295P672",295,265.7]
["Tianwei New Energy (Yangzhou)","TW295P672(1000)",295,265.7]
["Tianwei New Energy (Yangzhou)","TW300M672",300,268.7]
["Tianwei New Energy (Yangzhou)","TW300M672(1000)",300,268.7]
["Tianwei New Energy (Yangzhou)","TW300P672",300,270.39999999999998]
["Tianwei New Energy (Yangzhou)","TW300P672(1000)",300,270.39999999999998]
["Tianwei New Energy (Yangzhou)","TW305M672",305,273.3]
["Tianwei New Energy (Yangzhou)","TW305M672(1000)",305,273.3]
["Tianwei New Energy (Yangzhou)","TW305P672",305,275]
["Tianwei New Energy (Yangzhou)","TW305P672(1000)",305,275]
["Tianwei New Energy (Yangzhou)","TW310M672",310,277.89999999999998]
["Tianwei New Energy (Yangzhou)","TW310M672(1000)",310,277.89999999999998]
["Tianwei New Energy (Yangzhou)","TW310P672",310,279.60000000000002]
["Tianwei New Energy (Yangzhou)","TW310P672(1000)",310,279.60000000000002]
["Tianwei New Energy (Yangzhou)","TW315M672",315,282.5]
["Tianwei New Energy (Yangzhou)","TW315M672(1000)",315,282.5]
["Tianwei New Energy (Yangzhou)","TW320M672",320,287.2]
["Tianwei New Energy (Yangzhou)","TW320M672(1000)",320,287.2]
["Tianwei New Energy Holdings","TW210P60-FA2",210,189.2]
["Tianwei New Energy Holdings","TW215P60-FA2",215,193.8]
["Tianwei New Energy Holdings","TW220P60-FA2",220,198.4]
["Tianwei New Energy Holdings","TW225P60-FA2",225,203]
["Tianwei New Energy Holdings","TW230P60-FA2",230,207.6]
["Tianwei New Energy Holdings","TW235P60-FA2",235,212.3]
["Tianwei New Energy Holdings","TW240P60-FA2",240,216.9]
["Titan Energy Systems","Titan S6-60",210,186.6]
["Titan Energy Systems","Titan S6-60-2-235",235,205.3]
["Titan Energy Systems","Titan S6-60-2-240",240,209.8]
["Titan Energy Systems","Titan S6-60-2-245",245,214.3]
["Tongwei Solar (Hefei)","TW240P-60",240,215.4]
["Tongwei Solar (Hefei)","TW245P-60",245,220.1]
["Tongwei Solar (Hefei)","TW250P-60",250,224.7]
["Tongwei Solar (Hefei)","TW255P-60",255,229.3]
["Tongwei Solar (Hefei)","TW260P-60",260,233.9]
["Tongwei Solar (Hefei)","TW285P-72",285,257.60000000000002]
["Tongwei Solar (Hefei)","TW290P-72",290,262.2]
["Tongwei Solar (Hefei)","TW295P-72",295,266.89999999999998]
["Tongwei Solar (Hefei)","TW300P-72",300,271.5]
["Tongwei Solar (Hefei)","TW305P-72",305,276.2]
["Tongwei Solar (Hefei)","TW310P-72",310,280.8]
["Top Solar","TSC-200W-E",200,177.1]
["Topsun","TS-M228NA1",228,202.2]
["Topsun","TS-M229NA1",229,203.1]
["Topsun","TS-M230NA1",230,204]
["Topsun","TS-M231NA1",231,204.9]
["Topsun","TS-M232NA1",232,205.8]
["Topsun","TS-M233NA1",233,206.7]
["Topsun","TS-M234NA1",234,207.7]
["Topsun","TS-M235NA1",235,208.6]
["Topsun","TS-M236NA1",236,209.5]
["Topsun","TS-M237NA1",237,210.4]
["Topsun","TS-M238NA1",238,211.3]
["Topsun","TS-S238SA1K",238,216.3]
["Topsun","TS-S238TA1",238,211.3]
["Topsun","TS-M239NA1",239,212.2]
["Topsun","TS-S239SA1K",239,217.2]
["Topsun","TS-S239TA1",239,212.2]
["Topsun","TS-M240NA1",240,213.1]
["Topsun","TS-S240SA1K",240,218.1]
["Topsun","TS-S240TA1",240,213.1]
["Topsun","TS-M241NA1",241,214.1]
["Topsun","TS-S241SA1K",241,219.1]
["Topsun","TS-S241TA1",241,214]
["Topsun","TS-M242NA1",242,215]
["Topsun","TS-S242SA1K",242,220]
["Topsun","TS-S242TA1",242,215]
["Topsun","TS-M243NA1",243,215.9]
["Topsun","TS-S243SA1K",243,220.9]
["Topsun","TS-S243TA1",243,215.9]
["Topsun","TS-M244NA1",244,216.8]
["Topsun","TS-S244SA1K",244,221.9]
["Topsun","TS-S244TA1",244,216.8]
["Topsun","TS-M245NA1",245,217.7]
["Topsun","TS-S245SA1K",245,222.8]
["Topsun","TS-S245TA1",245,217.7]
["Topsun","TS-M246NA1",246,218.6]
["Topsun","TS-S246SA1K",246,223.7]
["Topsun","TS-S246TA1",246,218.6]
["Topsun","TS-M247NA1",247,219.5]
["Topsun","TS-S247SA1K",247,224.7]
["Topsun","TS-S247TA1",247,219.5]
["Topsun","TS-M248NA1",248,220.5]
["Topsun","TS-S248SA1K",248,225.6]
["Topsun","TS-S248TA1",248,220.4]
["Topsun","TS-M249NA1",249,221.4]
["Topsun","TS-S249SA1K",249,226.5]
["Topsun","TS-S249TA1",249,221.4]
["Topsun","TS-M250NA1",250,222.3]
["Topsun","TS-S250SA1",250,227.5]
["Topsun","TS-S250SA1K",250,227.5]
["Topsun","TS-S250TA1",250,222.3]
["Topsun","TS-M251NA1",251,223.2]
["Topsun","TS-S251SA1K",251,228.4]
["Topsun","TS-S251TA1",251,223.2]
["Topsun","TS-M252NA1",252,224.1]
["Topsun","TS-S252SA1K",252,229.3]
["Topsun","TS-S252TA1",252,224.1]
["Topsun","TS-S253SA1K",253,230.3]
["Topsun","TS-S253TA1",253,225]
["Topsun","TS-S254SA1K",254,231.2]
["Topsun","TS-S254TA1",254,225.9]
["Topsun","TS-S255SA1",255,232.1]
["Topsun","TS-S255SA1K",255,232.1]
["Topsun","TS-S255TA1",255,226.9]
["Topsun","TS-S256SA1K",256,233.1]
["Topsun","TS-S256TA1",256,227.8]
["Topsun","TS-S257SA1K",257,234]
["Topsun","TS-S257TA1",257,228.7]
["Topsun","TS-S258SA1K",258,234.9]
["Topsun","TS-S258TA1",258,229.6]
["Topsun","TS-S259SA1K",259,235.9]
["Topsun","TS-S259TA1",259,230.5]
["Topsun","TS-S260SA1",260,236.8]
["Topsun","TS-S260SA1K",260,236.8]
["Topsun","TS-S260TA1",260,231.5]
["Topsun","TS-S261SA1K",261,237.7]
["Topsun","TS-S261TA1",261,232.4]
["Topsun","TS-S262SA1K",262,238.7]
["Topsun","TS-S262TA1",262,233.3]
["Topsun","TS-S286SA1K",286,258.2]
["Topsun","TS-S287SA1K",287,259.2]
["Topsun","TS-S288SA1K",288,260.10000000000002]
["Topsun","TS-S289SA1K",289,261]
["Topsun","TS-S290SA1K",290,261.89999999999998]
["Topsun","TS-S291SA1K",291,262.89999999999998]
["Topsun","TS-S292SA1K",292,263.8]
["Topsun","TS-S293SA1K",293,264.7]
["Topsun","TS-S294SA1K",294,265.60000000000002]
["Topsun","TS-S295SA1K",295,266.60000000000002]
["Topsun","TS-S296SA1K",296,267.5]
["Topsun","TS-S297SA1K",297,268.39999999999998]
["Topsun","TS-S298SA1K",298,269.39999999999998]
["Topsun","TS-S299SA1K",299,270.3]
["Topsun","TS-S300SA1",300,271.2]
["Topsun","TS-S300SA1K",300,271.2]
["Topsun","TS-S301SA1K",301,272.10000000000002]
["Topsun","TS-S302SA1K",302,273.10000000000002]
["Topsun","TS-S303SA1K",303,274]
["Topsun","TS-S304SA1K",304,274.89999999999998]
["Topsun","TS-S305SA1",305,275.89999999999998]
["Topsun","TS-S305SA1K",305,275.89999999999998]
["Topsun","TS-S306SA1K",306,276.8]
["Topsun","TS-S307SA1K",307,277.7]
["Topsun","TS-S308SA1K",308,278.7]
["Topsun","TS-S309SA1K",309,279.60000000000002]
["Topsun","TS-S310SA1",310,280.5]
["Topsun","TS-S310SA1K",310,280.5]
["Topsun","TS-S311SA1K",311,281.39999999999998]
["Topsun","TS-S312SA1K",312,282.39999999999998]
["Topsun","TS-S313SA1K",313,283.3]
["Topsun","TS-S314SA1K",314,284.2]
["Topsun","TS-S356TA1",356,311.7]
["Topsun","TS-S357TA1",357,312.60000000000002]
["Topsun","TS-S358TA1",358,313.5]
["Topsun","TS-S359TA1",359,314.39999999999998]
["Topsun","TS-S360TA1",360,315.3]
["Topsun","TS-M361NA1",361,321.2]
["Topsun","TS-S361TA1",361,316.2]
["Topsun","TS-M362NA1",362,322.10000000000002]
["Topsun","TS-S362TA1",362,317.10000000000002]
["Topsun","TS-M363NA1",363,323]
["Topsun","TS-S363TA1",363,318]
["Topsun","TS-M364NA1",364,323.89999999999998]
["Topsun","TS-S364TA1",364,318.89999999999998]
["Topsun","TS-M365NA1",365,324.89999999999998]
["Topsun","TS-S365TA1",365,319.8]
["Topsun","TS-M366NA1",366,325.8]
["Topsun","TS-S366TA1",366,320.7]
["Topsun","TS-M367NA1",367,326.7]
["Topsun","TS-S367TA1",367,321.60000000000002]
["Topsun","TS-M368NA1",368,327.60000000000002]
["Topsun","TS-S368TA1",368,322.5]
["Topsun","TS-M369NA1",369,328.5]
["Topsun","TS-S369TA1",369,323.39999999999998]
["Topsun","TS-M370NA1",370,329.4]
["Topsun","TS-S370",370,322.89999999999998]
["Topsun","TS-S370TA1",370,324.3]
["Topsun","TS-M371NA1",371,330.3]
["Topsun","TS-S371",371,323.8]
["Topsun","TS-S371TA1",371,325.2]
["Topsun","TS-M372NA1",372,331.3]
["Topsun","TS-S372",372,324.7]
["Topsun","TS-S372TA1",372,326.10000000000002]
["Topsun","TS-M373NA1",373,332.2]
["Topsun","TS-S373",373,325.60000000000002]
["Topsun","TS-S373TA1",373,327]
["Topsun","TS-M374NA1",374,333.1]
["Topsun","TS-S374",374,326.5]
["Topsun","TS-S374TA1",374,327.9]
["Topsun","TS-M375NA1",375,334]
["Topsun","TS-S375",375,327.39999999999998]
["Topsun","TS-S375TA1",375,328.9]
["Topsun","TS-M376NA1",376,334.9]
["Topsun","TS-S376",376,328.3]
["Topsun","TS-S376TA1",376,329.8]
["Topsun","TS-M377NA1",377,335.8]
["Topsun","TS-S377",377,329.2]
["Topsun","TS-S377TA1",377,330.7]
["Topsun","TS-M378NA1",378,336.8]
["Topsun","TS-S378",378,330.1]
["Topsun","TS-S378TA1",378,331.6]
["Topsun","TS-M379NA1",379,337.7]
["Topsun","TS-S379",379,331]
["Topsun","TS-S379TA1",379,332.5]
["Topsun","TS-M380NA1",380,338.6]
["Topsun","TS-S380",380,331.9]
["Topsun","TS-S380SA1",380,336.6]
["Topsun","TS-S380TA1",380,333.4]
["Topsun","TS-S380VA1",380,336.3]
["Topsun","TS-M381JA1",381,340.4]
["Topsun","TS-M381NA1",381,339.5]
["Topsun","TS-S381",381,332.8]
["Topsun","TS-S381SA1",381,337.5]
["Topsun","TS-S381SA1K",381,348.8]
["Topsun","TS-S381TA1",381,334.3]
["Topsun","TS-S381VA1",381,337.2]
["Topsun","TS-M382JA1",382,341.3]
["Topsun","TS-M382NA1",382,340.4]
["Topsun","TS-S382",382,333.7]
["Topsun","TS-S382SA1",382,338.4]
["Topsun","TS-S382SA1K",382,349.7]
["Topsun","TS-S382TA1",382,335.2]
["Topsun","TS-S382VA1",382,338.1]
["Topsun","TS-M383JA1",383,342.2]
["Topsun","TS-M383NA1",383,341.3]
["Topsun","TS-S383",383,334.6]
["Topsun","TS-S383SA1",383,339.3]
["Topsun","TS-S383SA1K",383,350.7]
["Topsun","TS-S383TA1",383,336.1]
["Topsun","TS-S383VA1",383,339.1]
["Topsun","TS-M384JA1",384,343.2]
["Topsun","TS-M384NA1",384,342.3]
["Topsun","TS-S384",384,335.5]
["Topsun","TS-S384SA1",384,340.2]
["Topsun","TS-S384SA1K",384,351.6]
["Topsun","TS-S384TA1",384,337]
["Topsun","TS-S384VA1",384,340]
["Topsun","TS-M385JA1",385,344.1]
["Topsun","TS-M385NA1",385,343.2]
["Topsun","TS-S385",385,336.4]
["Topsun","TS-S385SA1",385,341.1]
["Topsun","TS-S385SA1K",385,352.5]
["Topsun","TS-S385TA1",385,337.9]
["Topsun","TS-S385VA1",385,340.9]
["Topsun","TS-M386JA1",386,345]
["Topsun","TS-M386NA1",386,344.1]
["Topsun","TS-S386",386,337.3]
["Topsun","TS-S386SA1",386,342]
["Topsun","TS-S386SA1K",386,353.5]
["Topsun","TS-S386TA1",386,338.8]
["Topsun","TS-S386VA1",386,341.8]
["Topsun","TS-M387JA1",387,345.9]
["Topsun","TS-M387NA1",387,345]
["Topsun","TS-S387",387,338.2]
["Topsun","TS-S387SA1",387,343]
["Topsun","TS-S387SA1K",387,354.4]
["Topsun","TS-S387TA1",387,339.7]
["Topsun","TS-S387VA1",387,342.7]
["Topsun","TS-M388JA1",388,346.8]
["Topsun","TS-M388NA1",388,345.9]
["Topsun","TS-S388",388,339.1]
["Topsun","TS-S388SA1",388,343.9]
["Topsun","TS-S388SA1K",388,355.3]
["Topsun","TS-S388TA1",388,340.6]
["Topsun","TS-S388VA1",388,343.6]
["Topsun","TS-M389JA1",389,347.8]
["Topsun","TS-M389NA1",389,346.8]
["Topsun","TS-S389",389,340]
["Topsun","TS-S389SA1",389,344.8]
["Topsun","TS-S389SA1K",389,356.3]
["Topsun","TS-S389TA1",389,341.5]
["Topsun","TS-S389VA1",389,344.5]
["Topsun","TS-M390JA1",390,348.7]
["Topsun","TS-M390NA1",390,347.8]
["Topsun","TS-S390",390,340.9]
["Topsun","TS-S390SA1",390,345.7]
["Topsun","TS-S390SA1K",390,357.2]
["Topsun","TS-S390TA1",390,342.5]
["Topsun","TS-S390VA1",390,345.4]
["Topsun","TS-M391JA1",391,349.6]
["Topsun","TS-M391NA1",391,348.7]
["Topsun","TS-S391",391,341.8]
["Topsun","TS-S391SA1",391,346.6]
["Topsun","TS-S391SA1K",391,358.2]
["Topsun","TS-S391TA1",391,343.4]
["Topsun","TS-S391VA1",391,346.4]
["Topsun","TS-M392JA1",392,350.5]
["Topsun","TS-M392NA1",392,349.6]
["Topsun","TS-S392",392,342.8]
["Topsun","TS-S392SA1",392,347.5]
["Topsun","TS-S392SA1K",392,359.1]
["Topsun","TS-S392TA1",392,344.3]
["Topsun","TS-S392VA1",392,347.3]
["Topsun","TS-M393JA1",393,351.4]
["Topsun","TS-M393NA1",393,350.5]
["Topsun","TS-S393",393,343.7]
["Topsun","TS-S393SA1",393,348.4]
["Topsun","TS-S393SA1K",393,360]
["Topsun","TS-S393TA1",393,345.2]
["Topsun","TS-S393VA1",393,348.2]
["Topsun","TS-M394JA1",394,352.4]
["Topsun","TS-M394NA1",394,351.4]
["Topsun","TS-S394",394,344.6]
["Topsun","TS-S394SA1",394,349.4]
["Topsun","TS-S394SA1K",394,361]
["Topsun","TS-S394TA1",394,346.1]
["Topsun","TS-S394VA1",394,349.1]
["Topsun","TS-M395JA1",395,353.3]
["Topsun","TS-M395NA1",395,352.4]
["Topsun","TS-S395",395,345.5]
["Topsun","TS-S395SA1",395,350.3]
["Topsun","TS-S395SA1K",395,361.9]
["Topsun","TS-S395TA1",395,342.8]
["Topsun","TS-S395VA1",395,350]
["Topsun","TS-M396JA1",396,354.2]
["Topsun","TS-M396NA1",396,353.3]
["Topsun","TS-S396",396,346.4]
["Topsun","TS-S396SA1",396,351.2]
["Topsun","TS-S396SA1K",396,362.9]
["Topsun","TS-S396TA1",396,343.7]
["Topsun","TS-S396VA1",396,350.9]
["Topsun","TS-M397JA1",397,355.1]
["Topsun","TS-M397NA1",397,354.2]
["Topsun","TS-S397",397,347.3]
["Topsun","TS-S397SA1",397,352.1]
["Topsun","TS-S397SA1K",397,363.8]
["Topsun","TS-S397TA1",397,344.6]
["Topsun","TS-S397VA1",397,351.8]
["Topsun","TS-M398JA1",398,356]
["Topsun","TS-M398NA1",398,355.1]
["Topsun","TS-S398",398,348.2]
["Topsun","TS-S398SA1",398,353]
["Topsun","TS-S398SA1K",398,364.7]
["Topsun","TS-S398TA1",398,345.5]
["Topsun","TS-S398VA1",398,352.8]
["Topsun","TS-M399JA1",399,357]
["Topsun","TS-M399NA1",399,356]
["Topsun","TS-S399",399,349.1]
["Topsun","TS-S399SA1",399,353.9]
["Topsun","TS-S399SA1K",399,365.7]
["Topsun","TS-S399TA1",399,346.4]
["Topsun","TS-S399VA1",399,353.7]
["Topsun","TS-M400JA1",400,357.9]
["Topsun","TS-S400",400,350]
["Topsun","TS-S400SA1",400,354.9]
["Topsun","TS-S400SA1K",400,366.6]
["Topsun","TS-S400TA1",400,347.3]
["Topsun","TS-S400VA1",400,354.6]
["Topsun","TS-M401JA1",401,358.8]
["Topsun","TS-S401",401,350.9]
["Topsun","TS-S401SA1",401,355.8]
["Topsun","TS-S401SA1K",401,367.5]
["Topsun","TS-S401TA1",401,348.2]
["Topsun","TS-S401VA1",401,355.5]
["Topsun","TS-M402JA1",402,359.7]
["Topsun","TS-S402",402,351.8]
["Topsun","TS-S402SA1",402,356.7]
["Topsun","TS-S402SA1K",402,368.5]
["Topsun","TS-S402TA1",402,349.1]
["Topsun","TS-S402VA1",402,356.4]
["Topsun","TS-M403JA1",403,360.6]
["Topsun","TS-S403",403,352.7]
["Topsun","TS-S403SA1",403,357.6]
["Topsun","TS-S403SA1K",403,369.4]
["Topsun","TS-S403TA1",403,350]
["Topsun","TS-S403VA1",403,357.3]
["Topsun","TS-M404JA1",404,361.6]
["Topsun","TS-S404",404,353.6]
["Topsun","TS-S404SA1",404,358.5]
["Topsun","TS-S404SA1K",404,370.4]
["Topsun","TS-S404TA1",404,350.9]
["Topsun","TS-S404VA1",404,358.3]
["Topsun","TS-M405JA1",405,362.5]
["Topsun","TS-S405",405,354.5]
["Topsun","TS-S405SA1",405,359.4]
["Topsun","TS-S405SA1K",405,371.3]
["Topsun","TS-S405TA1",405,351.8]
["Topsun","TS-S405VA1",405,359.2]
["Topsun","TS-M406JA1",406,363.4]
["Topsun","TS-S406",406,355.4]
["Topsun","TS-S406SA1",406,360.3]
["Topsun","TS-S406SA1K",406,372.2]
["Topsun","TS-S406TA1",406,352.7]
["Topsun","TS-S406VA1",406,360.1]
["Topsun","TS-M407JA1",407,364.3]
["Topsun","TS-S407",407,356.4]
["Topsun","TS-S407SA1",407,361.3]
["Topsun","TS-S407SA1K",407,373.2]
["Topsun","TS-S407TA1",407,353.6]
["Topsun","TS-S407VA1",407,361]
["Topsun","TS-M408JA1",408,365.3]
["Topsun","TS-S408",408,357.3]
["Topsun","TS-S408SA1",408,362.2]
["Topsun","TS-S408SA1K",408,374.1]
["Topsun","TS-S408TA1",408,354.5]
["Topsun","TS-S408VA1",408,361.9]
["Topsun","TS-M409JA1",409,366.2]
["Topsun","TS-S409",409,358.2]
["Topsun","TS-S409SA1",409,363.1]
["Topsun","TS-S409SA1K",409,375.1]
["Topsun","TS-S409TA1",409,355.4]
["Topsun","TS-S409VA1",409,362.8]
["Topsun","TS-M410JA1",410,367.1]
["Topsun","TS-S410",410,359.1]
["Topsun","TS-S410SA1",410,364]
["Topsun","TS-S410SA1K",410,376]
["Topsun","TS-S410TA1",410,356.3]
["Topsun","TS-S410VA1",410,363.7]
["Topsun","TS-M411JA1",411,368]
["Topsun","TS-S411SA1",411,364.9]
["Topsun","TS-S411SA1K",411,376.9]
["Topsun","TS-S411TA1",411,357.2]
["Topsun","TS-S411VA1",411,364.7]
["Topsun","TS-M412JA1",412,368.9]
["Topsun","TS-S412SA1",412,365.9]
["Topsun","TS-S412SA1K",412,377.9]
["Topsun","TS-S412TA1",412,358.1]
["Topsun","TS-S412VA1",412,365.6]
["Topsun","TS-M413JA1",413,369.9]
["Topsun","TS-S413SA1",413,366.8]
["Topsun","TS-S413SA1K",413,378.8]
["Topsun","TS-S413TA1",413,359]
["Topsun","TS-S413VA1",413,366.5]
["Topsun","TS-M414JA1",414,370.8]
["Topsun","TS-S414SA1",414,367.7]
["Topsun","TS-S414SA1K",414,379.8]
["Topsun","TS-S414TA1",414,359.9]
["Topsun","TS-S414VA1",414,367.4]
["Topsun","TS-M415JA1",415,371.7]
["Topsun","TS-S415SA1",415,368.6]
["Topsun","TS-S415SA1K",415,380.7]
["Topsun","TS-S415TA1",415,360.8]
["Topsun","TS-S415VA1",415,368.3]
["Topsun","TS-M416JA1",416,372.6]
["Topsun","TS-S416SA1",416,369.5]
["Topsun","TS-S416SA1K",416,381.6]
["Topsun","TS-S416TA1",416,361.7]
["Topsun","TS-S416VA1",416,369.2]
["Topsun","TS-M417JA1",417,373.6]
["Topsun","TS-S417SA1",417,370.4]
["Topsun","TS-S417SA1K",417,382.6]
["Topsun","TS-S417TA1",417,362.6]
["Topsun","TS-S417VA1",417,370.2]
["Topsun","TS-M418JA1",418,374.5]
["Topsun","TS-S418SA1",418,371.4]
["Topsun","TS-S418SA1K",418,383.5]
["Topsun","TS-S418TA1",418,363.5]
["Topsun","TS-S418VA1",418,371.1]
["Topsun","TS-M419JA1",419,375.4]
["Topsun","TS-S419SA1",419,372.3]
["Topsun","TS-S419SA1K",419,384.5]
["Topsun","TS-S419TA1",419,364.4]
["Topsun","TS-M420JA1",420,376.3]
["Topsun","TS-S420SA1",420,373.2]
["Topsun","TS-S420TA1",420,365.4]
["Topsun Co Ltd","TSH-S450SB2BK(X)",450,392.3]
["Topsun Co Ltd","TSH-S450SB2BK(X)5",450,395.2]
["Topsun Co Ltd","TSH-S455SB2BK(X)",455,396.9]
["Topsun Co Ltd","TSH-S455SB2BK(X)5",455,399.7]
["Topsun Co Ltd","TSH-S460SB2BK(X)",460,401.4]
["Topsun Co Ltd","TSH-S460SB2BK(X)5",460,404.3]
["Topsun Co Ltd","TSH-S465SB2BK(X)",465,406]
["Topsun Co Ltd","TSH-S465SB2BK(X)5",465,408.9]
["Topsun Co Ltd","TSH-S470SB2BK(X)",470,410.5]
["Topsun Co Ltd","TSH-S470SB2BK(X)5",470,413.5]
["Topsun Co Ltd","TSH-S475SB2BK(X)",475,415.1]
["Topsun Co Ltd","TSH-S475SB2BK(X)5",475,418.1]
["Topsun Co Ltd","TSH-S480SB2BK(X)",480,419.6]
["Topsun Co Ltd","TSH-S480SB2BK(X)5",480,422.6]
["Topsun Co Ltd","TSH-S485SB2BK(X)",485,424.2]
["Topsun Co Ltd","TSH-S485SB2BK(X)5",485,427.2]
["Topsun Co Ltd","TSH-S490SB2BK(X)",490,428.8]
["Topsun Co Ltd","TSH-S490SB2BK(X)5",490,431.8]
["Topsun Co Ltd","TOP CLASS 495",495,439.6]
["Topsun Co Ltd","TOP CLASS 500",500,444.2]
["Topsun Co Ltd","TOP CLASS 505",505,448.9]
["Topsun Co Ltd","TOP CLASS 510",510,453.5]
["Topsun Co Ltd","TOP CLASS 515",515,458.1]
["Trina Solar","TSM-160PEG40.07",160,140.69999999999999]
["Trina Solar","TSM-165DA01",165,149.19999999999999]
["Trina Solar","TSM-165PEG40.07",165,145.1]
["Trina Solar","TSM-170D",170,152.1]
["Trina Solar","TSM-170DA01",170,153.80000000000001]
["Trina Solar","TSM-170DA03",170,150.5]
["Trina Solar","TSM-170PA03",170,148.69999999999999]
["Trina Solar","TSM-170PEG40.07",170,149.6]
["Trina Solar","TSM-175D",175,156.69999999999999]
["Trina Solar","TSM-175DA01",175,158.5]
["Trina Solar","TSM-175DA03",175,155]
["Trina Solar","TSM-175PA03",175,153.19999999999999]
["Trina Solar","TSM-175PEG40.07",175,154.1]
["Trina Solar","TSM-180D",180,161.30000000000001]
["Trina Solar","TSM-180DA01",180,163.1]
["Trina Solar","TSM-180DA03",180,159.6]
["Trina Solar","TSM-180PA03",180,157.69999999999999]
["Trina Solar","TSM-185DA01",185,164.3]
["Trina Solar","TSM-185DA01A",185,166.7]
["Trina Solar","TSM-185DA01A.05",185,166.4]
["Trina Solar","TSM-185DA01A.08",185,166.7]
["Trina Solar","TSM-185DA03",185,164.2]
["Trina Solar","TSM-185PA03",185,162.30000000000001]
["Trina Solar","TSM-190DA01A",190,171.4]
["Trina Solar","TSM-190DA01A.05",190,171]
["Trina Solar","TSM-190DA01A.08",190,171.4]
["Trina Solar","TSM-190DA03",190,168.7]
["Trina Solar","TSM-190PA03",190,166.8]
["Trina Solar","TSM-195DA01A",195,176]
["Trina Solar","TSM-195DA01A.05",195,175.6]
["Trina Solar","TSM-195DA01A.08",195,176]
["Trina Solar","TSM-200DA01A",200,180.6]
["Trina Solar","TSM-200DA01A.05",200,180.2]
["Trina Solar","TSM-200DA01A.08",200,180.6]
["Trina Solar","TSM-205DA01A",205,185.3]
["Trina Solar","TSM-205DA01A.05",205,184.9]
["Trina Solar","TSM-205DA01A.08",205,185.3]
["Trina Solar","TSM-220DA05",220,193.7]
["Trina Solar","TSM-220PA05",220,197.5]
["Trina Solar","TSM-220PA05.05",220,199.5]
["Trina Solar","TSM-220PA05.08",220,197.5]
["Trina Solar","TSM-220PA05.10",220,197.5]
["Trina Solar","TSM-220PA05.15",220,199.5]
["Trina Solar","TSM-220PA05.18",220,197.5]
["Trina Solar","TSM-220PA05.20",220,197.5]
["Trina Solar","TSM-220PA05.28",220,197.5]
["Trina Solar","TSM-220PA05.30",220,197.5]
["Trina Solar","TSM-220PA05.38",220,197.5]
["Trina Solar","TSM-220PA05.xy2",220,197.5]
["Trina Solar","TSM-220PD05",220,197.5]
["Trina Solar","TSM-220PD05.08",220,197.5]
["Trina Solar","TSM-220PD05.10",220,197.5]
["Trina Solar","TSM-220PD05.18",220,197.5]
["Trina Solar","TSM-220PD05.xy2",220,197.5]
["Trina Solar","TSM-225PA05",225,202.1]
["Trina Solar","TSM-225PA05.05",225,204.2]
["Trina Solar","TSM-225PA05.08",225,202.1]
["Trina Solar","TSM-225PA05.10",225,202.1]
["Trina Solar","TSM-225PA05.15",225,204.2]
["Trina Solar","TSM-225PA05.18",225,202.1]
["Trina Solar","TSM-225PA05.20",225,202.1]
["Trina Solar","TSM-225PA05.28",225,202.1]
["Trina Solar","TSM-225PA05.30",225,202.1]
["Trina Solar","TSM-225PA05.38",225,202.1]
["Trina Solar","TSM-225PA05.xy2",225,202.1]
["Trina Solar","TSM-225PD05",225,202.1]
["Trina Solar","TSM-225PD05.08",225,202.1]
["Trina Solar","TSM-225PD05.10",225,202.1]
["Trina Solar","TSM-225PD05.18",225,202.1]
["Trina Solar","TSM-225PD05.xy2",225,202.1]
["Trina Solar","TSM-230DA05",230,202.8]
["Trina Solar","TSM-230PA05",230,208.9]
["Trina Solar","TSM-230PA05.05",230,208.8]
["Trina Solar","TSM-230PA05.08",230,208.9]
["Trina Solar","TSM-230PA05.10",230,208.9]
["Trina Solar","TSM-230PA05.15",230,208.8]
["Trina Solar","TSM-230PA05.18",230,208.9]
["Trina Solar","TSM-230PA05.20",230,208.9]
["Trina Solar","TSM-230PA05.28",230,208.9]
["Trina Solar","TSM-230PA05.30",230,208.9]
["Trina Solar","TSM-230PA05.38",230,208.9]
["Trina Solar","TSM-230PA05.xy2",230,208.9]
["Trina Solar","TSM-230PD05",230,208.9]
["Trina Solar","TSM-230PD05.08",230,208.9]
["Trina Solar","TSM-230PD05.10",230,208.9]
["Trina Solar","TSM-230PD05.18",230,208.9]
["Trina Solar","TSM-230PD05.xy2",230,208.9]
["Trina Solar","TSM-235PA05",235,213.6]
["Trina Solar","TSM-235PA05.05",235,213.5]
["Trina Solar","TSM-235PA05.08",235,213.6]
["Trina Solar","TSM-235PA05.10",235,213.6]
["Trina Solar","TSM-235PA05.15",235,213.5]
["Trina Solar","TSM-235PA05.18",235,213.6]
["Trina Solar","TSM-235PA05.20",235,213.6]
["Trina Solar","TSM-235PA05.28",235,213.6]
["Trina Solar","TSM-235PA05.30",235,213.6]
["Trina Solar","TSM-235PA05.38",235,213.6]
["Trina Solar","TSM-235PA05.xy2",235,213.6]
["Trina Solar","TSM-235PD05",235,213.6]
["Trina Solar","TSM-235PD05.08",235,213.6]
["Trina Solar","TSM-235PD05.10",235,213.6]
["Trina Solar","TSM-235PD05.18",235,213.6]
["Trina Solar","TSM-235PD05.xy2",235,213.6]
["Trina Solar","TSM-240DA05",240,211.9]
["Trina Solar","TSM-240PA05",240,218.2]
["Trina Solar","TSM-240PA05.05",240,218.1]
["Trina Solar","TSM-240PA05.08",240,218.2]
["Trina Solar","TSM-240PA05.10",240,218.2]
["Trina Solar","TSM-240PA05.15",240,218.1]
["Trina Solar","TSM-240PA05.18",240,218.2]
["Trina Solar","TSM-240PA05.20",240,218.2]
["Trina Solar","TSM-240PA05.28",240,218.2]
["Trina Solar","TSM-240PA05.30",240,218.2]
["Trina Solar","TSM-240PA05.38",240,218.2]
["Trina Solar","TSM-240PA05.xy2",240,218.2]
["Trina Solar","TSM-240PD05",240,218.2]
["Trina Solar","TSM-240PD05.08",240,218.2]
["Trina Solar","TSM-240PD05.10",240,218.2]
["Trina Solar","TSM-240PD05.18",240,218.2]
["Trina Solar","TSM-240PD05.xy2",240,218.2]
["Trina Solar","TSM-240PxG5",240,221]
["Trina Solar","TSM-240PxG5.50",240,221]
["Trina Solar","TSM-245PA05",245,222.9]
["Trina Solar","TSM-245PA05.05",245,222.8]
["Trina Solar","TSM-245PA05.08",245,222.9]
["Trina Solar","TSM-245PA05.10",245,222.9]
["Trina Solar","TSM-245PA05.15",245,222.8]
["Trina Solar","TSM-245PA05.18",245,222.9]
["Trina Solar","TSM-245PA05.20",245,222.9]
["Trina Solar","TSM-245PA05.28",245,222.9]
["Trina Solar","TSM-245PA05.30",245,222.9]
["Trina Solar","TSM-245PA05.38",245,222.9]
["Trina Solar","TSM-245PA05.xy2",245,222.9]
["Trina Solar","TSM-245PD05",245,222.9]
["Trina Solar","TSM-245PD05.001",245,222.9]
["Trina Solar","TSM-245PD05.002",245,222.9]
["Trina Solar","TSM-245PD05.00C",245,222.9]
["Trina Solar","TSM-245PD05.00M",245,222.9]
["Trina Solar","TSM-245PD05.00S",245,222.9]
["Trina Solar","TSM-245PD05.051",245,222.9]
["Trina Solar","TSM-245PD05.052",245,222.9]
["Trina Solar","TSM-245PD05.05M",245,222.9]
["Trina Solar","TSM-245PD05.05S",245,222.9]
["Trina Solar","TSM-245PD05.08",245,222.9]
["Trina Solar","TSM-245PD05.081",245,222.9]
["Trina Solar","TSM-245PD05.082",245,222.9]
["Trina Solar","TSM-245PD05.08C",245,222.9]
["Trina Solar","TSM-245PD05.08D",245,222.9]
["Trina Solar","TSM-245PD05.08M",245,222.9]
["Trina Solar","TSM-245PD05.08S",245,222.9]
["Trina Solar","TSM-245PD05.10",245,222.9]
["Trina Solar","TSM-245PD05.18",245,222.9]
["Trina Solar","TSM-245PD05.xy2",245,222.9]
["Trina Solar","TSM-245PxG5",245,225.7]
["Trina Solar","TSM-245PxG5.50",245,225.7]
["Trina Solar","TSM-250PA05",250,227.5]
["Trina Solar","TSM-250PA05.05",250,227.4]
["Trina Solar","TSM-250PA05.08",250,227.5]
["Trina Solar","TSM-250PA05.10",250,227.5]
["Trina Solar","TSM-250PA05.15",250,227.4]
["Trina Solar","TSM-250PA05.18",250,227.5]
["Trina Solar","TSM-250PA05.20",250,227.5]
["Trina Solar","TSM-250PA05.28",250,227.5]
["Trina Solar","TSM-250PA05.30",250,227.5]
["Trina Solar","TSM-250PA05.38",250,227.5]
["Trina Solar","TSM-250PA05.xy2",250,227.5]
["Trina Solar","TSM-250PA05A",250,229.1]
["Trina Solar","TSM-250PA05A.08",250,229.1]
["Trina Solar","TSM-250PA05A.10",250,229.1]
["Trina Solar","TSM-250PA05A.18",250,229.1]
["Trina Solar","TSM-250PD05",250,227.5]
["Trina Solar","TSM-250PD05.001",250,227.5]
["Trina Solar","TSM-250PD05.002",250,227.5]
["Trina Solar","TSM-250PD05.00C",250,227.5]
["Trina Solar","TSM-250PD05.00M",250,227.5]
["Trina Solar","TSM-250PD05.00S",250,227.5]
["Trina Solar","TSM-250PD05.00U",250,227.4]
["Trina Solar","TSM-250PD05.05",250,229.1]
["Trina Solar","TSM-250PD05.051",250,227.5]
["Trina Solar","TSM-250PD05.052",250,227.5]
["Trina Solar","TSM-250PD05.05M",250,227.5]
["Trina Solar","TSM-250PD05.05S",250,227.5]
["Trina Solar","TSM-250PD05.05U",250,227.4]
["Trina Solar","TSM-250PD05.08",250,227.5]
["Trina Solar","TSM-250PD05.081",250,227.5]
["Trina Solar","TSM-250PD05.082",250,227.5]
["Trina Solar","TSM-250PD05.08C",250,227.5]
["Trina Solar","TSM-250PD05.08D",250,227.5]
["Trina Solar","TSM-250PD05.08M",250,227.5]
["Trina Solar","TSM-250PD05.08S",250,227.5]
["Trina Solar","TSM-250PD05.08U",250,227.4]
["Trina Solar","TSM-250PD05.10",250,227.5]
["Trina Solar","TSM-250PD05.18",250,227.5]
["Trina Solar","TSM-250PD05.xy2",250,227.5]
["Trina Solar","TSM-250PDG5",250,220.2]
["Trina Solar","TSM-250PE05A",250,220.4]
["Trina Solar","TSM-250PE05A.08",250,220.4]
["Trina Solar","TSM-250PEG5",250,222.2]
["Trina Solar","TSM-250PEG5.07",250,222.2]
["Trina Solar","TSM-250PxG5",250,230.4]
["Trina Solar","TSM-250PxG5.50",250,230.4]
["Trina Solar","TSM-255PA05",255,232.2]
["Trina Solar","TSM-255PA05.05",255,233.8]
["Trina Solar","TSM-255PA05.08",255,232.2]
["Trina Solar","TSM-255PA05.10",255,232.2]
["Trina Solar","TSM-255PA05.18",255,232.2]
["Trina Solar","TSM-255PA05.20",255,232.2]
["Trina Solar","TSM-255PA05.28",255,232.2]
["Trina Solar","TSM-255PA05.30",255,232.2]
["Trina Solar","TSM-255PA05.38",255,232.2]
["Trina Solar","TSM-255PA05.xy2",255,232.2]
["Trina Solar","TSM-255PA05A",255,233.8]
["Trina Solar","TSM-255PA05A.08",255,233.8]
["Trina Solar","TSM-255PA05A.10",255,233.8]
["Trina Solar","TSM-255PA05A.18",255,233.8]
["Trina Solar","TSM-255PD05",255,232.2]
["Trina Solar","TSM-255PD05.001",255,232.2]
["Trina Solar","TSM-255PD05.002",255,232.2]
["Trina Solar","TSM-255PD05.00C",255,232.2]
["Trina Solar","TSM-255PD05.00M",255,232.2]
["Trina Solar","TSM-255PD05.00S",255,232.2]
["Trina Solar","TSM-255PD05.05",255,233.8]
["Trina Solar","TSM-255PD05.051",255,232.2]
["Trina Solar","TSM-255PD05.052",255,232.2]
["Trina Solar","TSM-255PD05.05M",255,232.2]
["Trina Solar","TSM-255PD05.05S",255,232.2]
["Trina Solar","TSM-255PD05.08",255,232.2]
["Trina Solar","TSM-255PD05.081",255,232.2]
["Trina Solar","TSM-255PD05.082",255,232.2]
["Trina Solar","TSM-255PD05.08C",255,232.2]
["Trina Solar","TSM-255PD05.08D",255,232.2]
["Trina Solar","TSM-255PD05.08M",255,232.2]
["Trina Solar","TSM-255PD05.08S",255,232.2]
["Trina Solar","TSM-255PD05.10",255,232.2]
["Trina Solar","TSM-255PD05.18",255,232.2]
["Trina Solar","TSM-255PD05.xy2",255,232.2]
["Trina Solar","TSM-255PDG5",255,226.8]
["Trina Solar","TSM-255PE05A",255,224.9]
["Trina Solar","TSM-255PE05A.08",255,224.9]
["Trina Solar","TSM-255PEG5",255,226.8]
["Trina Solar","TSM-255PEG5.07",255,226.8]
["Trina Solar","TSM-255PxG5",255,235.1]
["Trina Solar","TSM-255PxG5.50",255,235.1]
["Trina Solar","TSM-260PA05",260,236.9]
["Trina Solar","TSM-260PA05.05",260,238.5]
["Trina Solar","TSM-260PA05.08",260,236.9]
["Trina Solar","TSM-260PA05.10",260,236.9]
["Trina Solar","TSM-260PA05.18",260,236.9]
["Trina Solar","TSM-260PA05.20",260,236.9]
["Trina Solar","TSM-260PA05.28",260,236.9]
["Trina Solar","TSM-260PA05.30",260,236.9]
["Trina Solar","TSM-260PA05.38",260,236.9]
["Trina Solar","TSM-260PA05.xy2",260,236.9]
["Trina Solar","TSM-260PA05A",260,238.5]
["Trina Solar","TSM-260PA05A.08",260,238.5]
["Trina Solar","TSM-260PA05A.10",260,238.5]
["Trina Solar","TSM-260PA05A.18",260,238.5]
["Trina Solar","TSM-260PD05",260,236.9]
["Trina Solar","TSM-260PD05.001",260,236.9]
["Trina Solar","TSM-260PD05.002",260,236.9]
["Trina Solar","TSM-260PD05.00C",260,236.9]
["Trina Solar","TSM-260PD05.00M",260,236.9]
["Trina Solar","TSM-260PD05.00S",260,236.9]
["Trina Solar","TSM-260PD05.05",260,238.5]
["Trina Solar","TSM-260PD05.051",260,236.9]
["Trina Solar","TSM-260PD05.052",260,236.9]
["Trina Solar","TSM-260PD05.05M",260,236.9]
["Trina Solar","TSM-260PD05.05S",260,236.9]
["Trina Solar","TSM-260PD05.08",260,236.9]
["Trina Solar","TSM-260PD05.081",260,236.9]
["Trina Solar","TSM-260PD05.082",260,236.9]
["Trina Solar","TSM-260PD05.08C",260,236.9]
["Trina Solar","TSM-260PD05.08D",260,236.9]
["Trina Solar","TSM-260PD05.08M",260,236.9]
["Trina Solar","TSM-260PD05.08S",260,236.9]
["Trina Solar","TSM-260PD05.10",260,236.9]
["Trina Solar","TSM-260PD05.18",260,236.9]
["Trina Solar","TSM-260PD05.18D",260,236.9]
["Trina Solar","TSM-260PD05.xy2",260,236.9]
["Trina Solar","TSM-260PDG5",260,231.4]
["Trina Solar","TSM-260PE05A",260,229.5]
["Trina Solar","TSM-260PE05A.08",260,229.5]
["Trina Solar","TSM-260PEG5",260,231.4]
["Trina Solar","TSM-260PEG5.07",260,231.4]
["Trina Solar","TSM-260PEG5.40",260,236.3]
["Trina Solar","TSM-260PEG5.47",260,236.3]
["Trina Solar","TSM-260PxG5",260,239.8]
["Trina Solar","TSM-260PxG5.50",260,239.8]
["Trina Solar","TSM-265PA05.05",265,243.2]
["Trina Solar","TSM-265PA05A",265,243.2]
["Trina Solar","TSM-265PA05A.08",265,243.2]
["Trina Solar","TSM-265PA05A.10",265,243.2]
["Trina Solar","TSM-265PA05A.18",265,243.2]
["Trina Solar","TSM-265PD05",265,243.2]
["Trina Solar","TSM-265PD05.001",265,243.2]
["Trina Solar","TSM-265PD05.002",265,243.2]
["Trina Solar","TSM-265PD05.00C",265,243.2]
["Trina Solar","TSM-265PD05.00M",265,243.2]
["Trina Solar","TSM-265PD05.00S",265,243.2]
["Trina Solar","TSM-265PD05.05",265,243.2]
["Trina Solar","TSM-265PD05.051",265,243.2]
["Trina Solar","TSM-265PD05.052",265,243.2]
["Trina Solar","TSM-265PD05.05M",265,243.2]
["Trina Solar","TSM-265PD05.05S",265,243.2]
["Trina Solar","TSM-265PD05.08",265,243.2]
["Trina Solar","TSM-265PD05.081",265,243.2]
["Trina Solar","TSM-265PD05.082",265,243.2]
["Trina Solar","TSM-265PD05.08C",265,243.2]
["Trina Solar","TSM-265PD05.08D",265,243.2]
["Trina Solar","TSM-265PD05.08M",265,243.2]
["Trina Solar","TSM-265PD05.08S",265,243.2]
["Trina Solar","TSM-265PD05.10",265,243.2]
["Trina Solar","TSM-265PD05.102",265,243.2]
["Trina Solar","TSM-265PD05.18",265,243.2]
["Trina Solar","TSM-265PD05.182",265,243.2]
["Trina Solar","TSM-265PD05.18D",265,243.2]
["Trina Solar","TSM-265PDG5",265,236]
["Trina Solar","TSM-265PE05A",265,234.1]
["Trina Solar","TSM-265PE05A.08",265,234.1]
["Trina Solar","TSM-265PEG5",265,236]
["Trina Solar","TSM-265PEG5.07",265,236]
["Trina Solar","TSM-265PEG5.40",265,241]
["Trina Solar","TSM-265PEG5.47",265,241]
["Trina Solar","TSM-270DD05A",270,246.4]
["Trina Solar","TSM-270DD05A(II)",270,246.4]
["Trina Solar","TSM-270DD05A.05",270,246.4]
["Trina Solar","TSM-270DD05A.05(II)",270,246.4]
["Trina Solar","TSM-270DD05A.08",270,246.4]
["Trina Solar","TSM-270DD05A.08(II)",270,246.4]
["Trina Solar","TSM-270PA05A",270,247.9]
["Trina Solar","TSM-270PA05A.08",270,247.9]
["Trina Solar","TSM-270PA05A.10",270,247.9]
["Trina Solar","TSM-270PA05A.18",270,247.9]
["Trina Solar","TSM-270PA14",270,244.2]
["Trina Solar","TSM-270PA14.05",270,243.2]
["Trina Solar","TSM-270PA14.08",270,244.2]
["Trina Solar","TSM-270PA14.0x2",270,244.2]
["Trina Solar","TSM-270PA14.10",270,244.2]
["Trina Solar","TSM-270PA14.18",270,244.2]
["Trina Solar","TSM-270PA14.20",270,244.2]
["Trina Solar","TSM-270PA14.28",270,244.2]
["Trina Solar","TSM-270PD05",270,242.7]
["Trina Solar","TSM-270PD05.001",270,242.7]
["Trina Solar","TSM-270PD05.002",270,242.7]
["Trina Solar","TSM-270PD05.00C",270,242.7]
["Trina Solar","TSM-270PD05.00D",270,242.7]
["Trina Solar","TSM-270PD05.00M",270,242.7]
["Trina Solar","TSM-270PD05.00S",270,242.7]
["Trina Solar","TSM-270PD05.00U",270,242.7]
["Trina Solar","TSM-270PD05.05",270,242.7]
["Trina Solar","TSM-270PD05.051",270,242.7]
["Trina Solar","TSM-270PD05.052",270,242.7]
["Trina Solar","TSM-270PD05.05C",270,242.7]
["Trina Solar","TSM-270PD05.05D",270,242.7]
["Trina Solar","TSM-270PD05.05M",270,242.7]
["Trina Solar","TSM-270PD05.05S",270,242.7]
["Trina Solar","TSM-270PD05.05U",270,242.7]
["Trina Solar","TSM-270PD05.08",270,242.7]
["Trina Solar","TSM-270PD05.081",270,242.7]
["Trina Solar","TSM-270PD05.082",270,242.7]
["Trina Solar","TSM-270PD05.08C",270,242.7]
["Trina Solar","TSM-270PD05.08D",270,242.7]
["Trina Solar","TSM-270PD05.08M",270,242.7]
["Trina Solar","TSM-270PD05.08S",270,242.7]
["Trina Solar","TSM-270PD05.08U",270,242.7]
["Trina Solar","TSM-270PD05.10",270,242.7]
["Trina Solar","TSM-270PD05.10C",270,242.7]
["Trina Solar","TSM-270PD05.10D",270,242.7]
["Trina Solar","TSM-270PD05.15",270,242.7]
["Trina Solar","TSM-270PD05.15C",270,242.7]
["Trina Solar","TSM-270PD05.15D",270,242.7]
["Trina Solar","TSM-270PD05.18",270,242.7]
["Trina Solar","TSM-270PD05.18C",270,242.7]
["Trina Solar","TSM-270PD05.18D",270,242.7]
["Trina Solar","TSM-270PD14.08",270,244.2]
["Trina Solar","TSM-270PD14.0x2",270,244.2]
["Trina Solar","TSM-270PD14.10",270,244.2]
["Trina Solar","TSM-270PD14.18",270,244.2]
["Trina Solar","TSM-270PE05A",270,242.7]
["Trina Solar","TSM-270PE05A.08",270,242.7]
["Trina Solar","TSM-270PEG5",270,245.7]
["Trina Solar","TSM-270PEG5.07",270,245.7]
["Trina Solar","TSM-270PEG5.40",270,245.7]
["Trina Solar","TSM-270PEG5.47",270,245.7]
["Trina Solar","TSM-275DD05A(II)",275,251.1]
["Trina Solar","TSM-275DD05A.001(II)",275,247.3]
["Trina Solar","TSM-275DD05A.002(II)",275,247.3]
["Trina Solar","TSM-275DD05A.00M(II)",275,247.3]
["Trina Solar","TSM-275DD05A.00S(II)",275,247.3]
["Trina Solar","TSM-275DD05A.00U(II)",275,247.3]
["Trina Solar","TSM-275DD05A.05(II)",275,251.1]
["Trina Solar","TSM-275DD05A.051(II)",275,247.3]
["Trina Solar","TSM-275DD05A.052(II)",275,247.3]
["Trina Solar","TSM-275DD05A.05M(II)",275,247.3]
["Trina Solar","TSM-275DD05A.05S(II)",275,247.3]
["Trina Solar","TSM-275DD05A.05U(II)",275,247.3]
["Trina Solar","TSM-275DD05A.08(II)",275,251.1]
["Trina Solar","TSM-275DD05A.081(II)",275,247.3]
["Trina Solar","TSM-275DD05A.082(II)",275,247.3]
["Trina Solar","TSM-275DD05A.08M(II)",275,247.3]
["Trina Solar","TSM-275DD05A.08S(II)",275,247.3]
["Trina Solar","TSM-275DD05A.08U(II)",275,247.3]
["Trina Solar","TSM-275DD05A.10(II)",275,247.3]
["Trina Solar","TSM-275DD05A.15(II)",275,247.3]
["Trina Solar","TSM-275DD05A.18(II)",275,247.3]
["Trina Solar","TSM-275DE05A(II)",275,247.3]
["Trina Solar","TSM-275DE05A.08(II)",275,247.3]
["Trina Solar","TSM-275DEG5(II)",275,249.7]
["Trina Solar","TSM-275DEG5.07(II)",275,249.7]
["Trina Solar","TSM-275DEG5.40(II)",275,249.7]
["Trina Solar","TSM-275DEG5.47(II)",275,249.7]
["Trina Solar","TSM-275PA14",275,248.9]
["Trina Solar","TSM-275PA14.05",275,247.8]
["Trina Solar","TSM-275PA14.08",275,248.9]
["Trina Solar","TSM-275PA14.0x2",275,248.9]
["Trina Solar","TSM-275PA14.10",275,248.9]
["Trina Solar","TSM-275PA14.18",275,248.9]
["Trina Solar","TSM-275PA14.20",275,248.9]
["Trina Solar","TSM-275PA14.28",275,248.9]
["Trina Solar","TSM-275PD05",275,247.3]
["Trina Solar","TSM-275PD05.001",275,247.3]
["Trina Solar","TSM-275PD05.002",275,247.3]
["Trina Solar","TSM-275PD05.00C",275,247.3]
["Trina Solar","TSM-275PD05.00D",275,247.3]
["Trina Solar","TSM-275PD05.00M",275,247.3]
["Trina Solar","TSM-275PD05.00S",275,247.3]
["Trina Solar","TSM-275PD05.00U",275,247.3]
["Trina Solar","TSM-275PD05.05",275,247.3]
["Trina Solar","TSM-275PD05.051",275,247.3]
["Trina Solar","TSM-275PD05.052",275,247.3]
["Trina Solar","TSM-275PD05.05C",275,247.3]
["Trina Solar","TSM-275PD05.05D",275,247.3]
["Trina Solar","TSM-275PD05.05M",275,247.3]
["Trina Solar","TSM-275PD05.05S",275,247.3]
["Trina Solar","TSM-275PD05.05U",275,247.3]
["Trina Solar","TSM-275PD05.08",275,247.3]
["Trina Solar","TSM-275PD05.081",275,247.3]
["Trina Solar","TSM-275PD05.082",275,247.3]
["Trina Solar","TSM-275PD05.08C",275,247.3]
["Trina Solar","TSM-275PD05.08D",275,247.3]
["Trina Solar","TSM-275PD05.08M",275,247.3]
["Trina Solar","TSM-275PD05.08S",275,247.3]
["Trina Solar","TSM-275PD05.08U",275,247.3]
["Trina Solar","TSM-275PD05.10",275,247.3]
["Trina Solar","TSM-275PD05.10C",275,247.3]
["Trina Solar","TSM-275PD05.10D",275,247.3]
["Trina Solar","TSM-275PD05.15",275,247.3]
["Trina Solar","TSM-275PD05.15C",275,247.3]
["Trina Solar","TSM-275PD05.15D",275,247.3]
["Trina Solar","TSM-275PD05.18",275,247.3]
["Trina Solar","TSM-275PD05.18C",275,247.3]
["Trina Solar","TSM-275PD05.18D",275,247.3]
["Trina Solar","TSM-275PD14",275,248.9]
["Trina Solar","TSM-275PD14.08",275,248.9]
["Trina Solar","TSM-275PD14.0x2",275,248.9]
["Trina Solar","TSM-275PD14.10",275,248.9]
["Trina Solar","TSM-275PD14.18",275,248.9]
["Trina Solar","TSM-275PE05A",275,247.3]
["Trina Solar","TSM-275PE05A.08",275,247.3]
["Trina Solar","TSM-275PEG5",275,250.3]
["Trina Solar","TSM-275PEG5.07",275,250.3]
["Trina Solar","TSM-275PEG5.40",275,250.3]
["Trina Solar","TSM-275PEG5.47",275,250.3]
["Trina Solar","TSM-280DD05A(II)",280,255.8]
["Trina Solar","TSM-280DD05A.001(II)",280,252]
["Trina Solar","TSM-280DD05A.002(II)",280,252]
["Trina Solar","TSM-280DD05A.00M(II)",280,252]
["Trina Solar","TSM-280DD05A.00S(II)",280,252]
["Trina Solar","TSM-280DD05A.00U(II)",280,252]
["Trina Solar","TSM-280DD05A.05(II)",280,255.8]
["Trina Solar","TSM-280DD05A.051(II)",280,252]
["Trina Solar","TSM-280DD05A.052(II)",280,252]
["Trina Solar","TSM-280DD05A.05M(II)",280,252]
["Trina Solar","TSM-280DD05A.05S(II)",280,252]
["Trina Solar","TSM-280DD05A.05U(II)",280,252]
["Trina Solar","TSM-280DD05A.08(II)",280,255.8]
["Trina Solar","TSM-280DD05A.081(II)",280,252]
["Trina Solar","TSM-280DD05A.082(II)",280,252]
["Trina Solar","TSM-280DD05A.08M(II)",280,252]
["Trina Solar","TSM-280DD05A.08S(II)",280,252]
["Trina Solar","TSM-280DD05A.08U(II)",280,252]
["Trina Solar","TSM-280DD05A.10(II)",280,252]
["Trina Solar","TSM-280DD05A.15(II)",280,252]
["Trina Solar","TSM-280DD05A.18(II)",280,252]
["Trina Solar","TSM-280DE05A(II)",280,252]
["Trina Solar","TSM-280DE05A.08(II)",280,252]
["Trina Solar","TSM-280DEG5(II)",280,254.4]
["Trina Solar","TSM-280DEG5.07(II)",280,254.4]
["Trina Solar","TSM-280DEG5.40(II)",280,254.4]
["Trina Solar","TSM-280DEG5.47(II)",280,254.4]
["Trina Solar","TSM-280PA14",280,253.5]
["Trina Solar","TSM-280PA14.05",280,252.5]
["Trina Solar","TSM-280PA14.08",280,253.5]
["Trina Solar","TSM-280PA14.0x2",280,253.5]
["Trina Solar","TSM-280PA14.10",280,253.5]
["Trina Solar","TSM-280PA14.18",280,253.5]
["Trina Solar","TSM-280PA14.20",280,253.5]
["Trina Solar","TSM-280PA14.28",280,253.5]
["Trina Solar","TSM-280PD05.05",280,257.2]
["Trina Solar","TSM-280PD05.08",280,257.5]
["Trina Solar","TSM-280PD05.18",280,257.5]
["Trina Solar","TSM-280PD14",280,253.5]
["Trina Solar","TSM-280PD14.08",280,253.5]
["Trina Solar","TSM-280PD14.0x2",280,253.5]
["Trina Solar","TSM-280PD14.10",280,253.5]
["Trina Solar","TSM-280PD14.18",280,253.5]
["Trina Solar","TSM-285DD05A(II)",285,260.5]
["Trina Solar","TSM-285DD05A.001(II)",285,256.60000000000002]
["Trina Solar","TSM-285DD05A.002(II)",285,256.60000000000002]
["Trina Solar","TSM-285DD05A.00M(II)",285,256.60000000000002]
["Trina Solar","TSM-285DD05A.00S(II)",285,256.60000000000002]
["Trina Solar","TSM-285DD05A.00U(II)",285,256.60000000000002]
["Trina Solar","TSM-285DD05A.05(II)",285,260.5]
["Trina Solar","TSM-285DD05A.051(II)",285,256.60000000000002]
["Trina Solar","TSM-285DD05A.052(II)",285,256.60000000000002]
["Trina Solar","TSM-285DD05A.05M(II)",285,256.60000000000002]
["Trina Solar","TSM-285DD05A.05S(II)",285,256.60000000000002]
["Trina Solar","TSM-285DD05A.05U(II)",285,256.60000000000002]
["Trina Solar","TSM-285DD05A.08(II)",285,260.5]
["Trina Solar","TSM-285DD05A.081(II)",285,256.60000000000002]
["Trina Solar","TSM-285DD05A.082(II)",285,256.60000000000002]
["Trina Solar","TSM-285DD05A.08M(II)",285,256.60000000000002]
["Trina Solar","TSM-285DD05A.08S(II)",285,256.60000000000002]
["Trina Solar","TSM-285DD05A.08U(II)",285,256.60000000000002]
["Trina Solar","TSM-285DD05A.10(II)",285,256.60000000000002]
["Trina Solar","TSM-285DD05A.15(II)",285,256.60000000000002]
["Trina Solar","TSM-285DD05A.18(II)",285,256.60000000000002]
["Trina Solar","TSM-285DE05A(II)",285,256.60000000000002]
["Trina Solar","TSM-285DE05A.08(II)",285,256.60000000000002]
["Trina Solar","TSM-285DEG5(II)",285,259]
["Trina Solar","TSM-285DEG5.07(II)",285,259]
["Trina Solar","TSM-285DEG5.40(II)",285,259]
["Trina Solar","TSM-285DEG5.47(II)",285,259]
["Trina Solar","TSM-285PA14",285,259.10000000000002]
["Trina Solar","TSM-285PA14.05",285,257.10000000000002]
["Trina Solar","TSM-285PA14.08",285,258.10000000000002]
["Trina Solar","TSM-285PA14.0x2",285,259.10000000000002]
["Trina Solar","TSM-285PA14.10",285,258.10000000000002]
["Trina Solar","TSM-285PA14.18",285,258.10000000000002]
["Trina Solar","TSM-285PA14.20",285,258.10000000000002]
["Trina Solar","TSM-285PA14.28",285,258.10000000000002]
["Trina Solar","TSM-285PA14A",285,261.3]
["Trina Solar","TSM-285PA14A.08",285,261.3]
["Trina Solar","TSM-285PD05.18",285,262.2]
["Trina Solar","TSM-285PD14",285,259.10000000000002]
["Trina Solar","TSM-285PD14.08",285,258.10000000000002]
["Trina Solar","TSM-285PD14.0x2",285,259.10000000000002]
["Trina Solar","TSM-285PD14.10",285,258.10000000000002]
["Trina Solar","TSM-285PD14.18",285,258.10000000000002]
["Trina Solar","TSM-285PE06H",285,263.89999999999998]
["Trina Solar","TSM-285PxG14",285,262.39999999999998]
["Trina Solar","TSM-290DD05A(II)",290,265.10000000000002]
["Trina Solar","TSM-290DD05A.001(II)",290,261.3]
["Trina Solar","TSM-290DD05A.002(II)",290,261.3]
["Trina Solar","TSM-290DD05A.00M(II)",290,261.3]
["Trina Solar","TSM-290DD05A.00S(II)",290,261.3]
["Trina Solar","TSM-290DD05A.00U(II)",290,261.3]
["Trina Solar","TSM-290DD05A.05(II)",290,265.2]
["Trina Solar","TSM-290DD05A.051(II)",290,261.3]
["Trina Solar","TSM-290DD05A.052(II)",290,261.3]
["Trina Solar","TSM-290DD05A.05M(II)",290,261.3]
["Trina Solar","TSM-290DD05A.05S(II)",290,261.3]
["Trina Solar","TSM-290DD05A.05U(II)",290,261.3]
["Trina Solar","TSM-290DD05A.08(II)",290,265.2]
["Trina Solar","TSM-290DD05A.081(II)",290,261.3]
["Trina Solar","TSM-290DD05A.082(II)",290,261.3]
["Trina Solar","TSM-290DD05A.08M(II)",290,261.3]
["Trina Solar","TSM-290DD05A.08S(II)",290,261.3]
["Trina Solar","TSM-290DD05A.08U(II)",290,261.3]
["Trina Solar","TSM-290DD05A.10(II)",290,261.3]
["Trina Solar","TSM-290DD05A.15(II)",290,261.3]
["Trina Solar","TSM-290DD05A.18(II)",290,261.3]
["Trina Solar","TSM-290DE05A(II)",290,261.3]
["Trina Solar","TSM-290DE05A.08(II)",290,261.3]
["Trina Solar","TSM-290DEG5(II)",290,263.7]
["Trina Solar","TSM-290DEG5.07(II)",290,263.7]
["Trina Solar","TSM-290DEG5.40(II)",290,263.7]
["Trina Solar","TSM-290DEG5.47(II)",290,263.7]
["Trina Solar","TSM-290DEG5C.07(II)",290,269.39999999999998]
["Trina Solar","TSM-290PA14",290,263.8]
["Trina Solar","TSM-290PA14.08",290,262.8]
["Trina Solar","TSM-290PA14.0x2",290,263.8]
["Trina Solar","TSM-290PA14.10",290,262.8]
["Trina Solar","TSM-290PA14.18",290,262.8]
["Trina Solar","TSM-290PA14.20",290,262.8]
["Trina Solar","TSM-290PA14.28",290,262.8]
["Trina Solar","TSM-290PA14A",290,266]
["Trina Solar","TSM-290PA14A.08",290,266]
["Trina Solar","TSM-290PD14",290,266]
["Trina Solar","TSM-290PD14.08",290,262.8]
["Trina Solar","TSM-290PD14.0x2",290,263.8]
["Trina Solar","TSM-290PD14.10",290,262.8]
["Trina Solar","TSM-290PD14.18",290,262.8]
["Trina Solar","TSM-290PE06H",290,268.60000000000002]
["Trina Solar","TSM-290PxG14",290,267.10000000000002]
["Trina Solar","TSM-295DD05A(II)",295,269.89999999999998]
["Trina Solar","TSM-295DD05A.001(II)",295,265.89999999999998]
["Trina Solar","TSM-295DD05A.002(II)",295,265.89999999999998]
["Trina Solar","TSM-295DD05A.00M(II)",295,265.89999999999998]
["Trina Solar","TSM-295DD05A.00S(II)",295,265.89999999999998]
["Trina Solar","TSM-295DD05A.00U(II)",295,265.89999999999998]
["Trina Solar","TSM-295DD05A.05(II)",295,269.89999999999998]
["Trina Solar","TSM-295DD05A.051(II)",295,265.89999999999998]
["Trina Solar","TSM-295DD05A.05M(II)",295,265.89999999999998]
["Trina Solar","TSM-295DD05A.05S(II)",295,265.89999999999998]
["Trina Solar","TSM-295DD05A.05U(II)",295,265.89999999999998]
["Trina Solar","TSM-295DD05A.08(II)",295,269.89999999999998]
["Trina Solar","TSM-295DD05A.08M(II)",295,265.89999999999998]
["Trina Solar","TSM-295DD05A.08S(II)",295,265.89999999999998]
["Trina Solar","TSM-295DD05A.08U(II)",295,265.89999999999998]
["Trina Solar","TSM-295DD05A.10(II)",295,265.89999999999998]
["Trina Solar","TSM-295DD05A.15(II)",295,265.89999999999998]
["Trina Solar","TSM-295DD05A.18(II)",295,265.89999999999998]
["Trina Solar","TSM-295DD05H(II)",295,275.60000000000002]
["Trina Solar","TSM-295DD05H.05(II)",295,273.89999999999998]
["Trina Solar","TSM-295DD05H.08(II)",295,275.60000000000002]
["Trina Solar","TSM-295DE05A(II)",295,265.89999999999998]
["Trina Solar","TSM-295DE05A.08(II)",295,265.89999999999998]
["Trina Solar","TSM-295DE05H(II)",295,275.60000000000002]
["Trina Solar","TSM-295DE05H.08(II)",295,275.60000000000002]
["Trina Solar","TSM-295DEG5(II)",295,268.39999999999998]
["Trina Solar","TSM-295DEG5.07(II)",295,273.7]
["Trina Solar","TSM-295DEG5.40(II)",295,268.39999999999998]
["Trina Solar","TSM-295DEG5.47(II)",295,268.39999999999998]
["Trina Solar","TSM-295DEG5C.07(II)",295,274.10000000000002]
["Trina Solar","TSM-295PA14",295,268.5]
["Trina Solar","TSM-295PA14.08",295,266.89999999999998]
["Trina Solar","TSM-295PA14.0x2",295,268.5]
["Trina Solar","TSM-295PA14.10",295,266.89999999999998]
["Trina Solar","TSM-295PA14.18",295,266.89999999999998]
["Trina Solar","TSM-295PA14.20",295,266.89999999999998]
["Trina Solar","TSM-295PA14.28",295,266.89999999999998]
["Trina Solar","TSM-295PA14A",295,270.7]
["Trina Solar","TSM-295PA14A.08",295,270.7]
["Trina Solar","TSM-295PD14",295,270.7]
["Trina Solar","TSM-295PD14.08",295,266.89999999999998]
["Trina Solar","TSM-295PD14.0x2",295,268.5]
["Trina Solar","TSM-295PD14.10",295,266.89999999999998]
["Trina Solar","TSM-295PD14.18",295,266.89999999999998]
["Trina Solar","TSM-295PE06H",295,273.39999999999998]
["Trina Solar","TSM-295PxG14",295,271.8]
["Trina Solar","TSM-300DD05A(II)",300,270.60000000000002]
["Trina Solar","TSM-300DD05A.001(II)",300,270.60000000000002]
["Trina Solar","TSM-300DD05A.002(II)",300,270.60000000000002]
["Trina Solar","TSM-300DD05A.00M(II)",300,270.60000000000002]
["Trina Solar","TSM-300DD05A.00S(II)",300,270.60000000000002]
["Trina Solar","TSM-300DD05A.00U(II)",300,270.60000000000002]
["Trina Solar","TSM-300DD05A.05(II)",300,273.7]
["Trina Solar","TSM-300DD05A.051(II)",300,270.60000000000002]
["Trina Solar","TSM-300DD05A.052(II)",300,270.60000000000002]
["Trina Solar","TSM-300DD05A.05M(II)",300,270.60000000000002]
["Trina Solar","TSM-300DD05A.05S(II)",300,270.60000000000002]
["Trina Solar","TSM-300DD05A.05U(II)",300,270.60000000000002]
["Trina Solar","TSM-300DD05A.08(II)",300,270.60000000000002]
["Trina Solar","TSM-300DD05A.081(II)",300,270.60000000000002]
["Trina Solar","TSM-300DD05A.082(II)",300,270.60000000000002]
["Trina Solar","TSM-300DD05A.08M(II)",300,270.60000000000002]
["Trina Solar","TSM-300DD05A.08S(II)",300,270.60000000000002]
["Trina Solar","TSM-300DD05A.08U(II)",300,270.60000000000002]
["Trina Solar","TSM-300DD05A.10(II)",300,270.60000000000002]
["Trina Solar","TSM-300DD05A.15(II)",300,273.7]
["Trina Solar","TSM-300DD05A.18(II)",300,270.60000000000002]
["Trina Solar","TSM-300DD05H(II)",300,280.39999999999998]
["Trina Solar","TSM-300DD05H.05(II)",300,278.7]
["Trina Solar","TSM-300DD05H.08(II)",300,280.39999999999998]
["Trina Solar","TSM-300DE05A(II)",300,270.60000000000002]
["Trina Solar","TSM-300DE05A.08(II)",300,270.60000000000002]
["Trina Solar","TSM-300DE05H(II)",300,280.39999999999998]
["Trina Solar","TSM-300DE05H.08(II)",300,280.39999999999998]
["Trina Solar","TSM-300DEG5(II)",300,277.2]
["Trina Solar","TSM-300DEG5.07(II)",300,273.10000000000002]
["Trina Solar","TSM-300DEG5.40(II)",300,273.10000000000002]
["Trina Solar","TSM-300DEG5.47(II)",300,273.10000000000002]
["Trina Solar","TSM-300DEG5C.07(II)",300,278.89999999999998]
["Trina Solar","TSM-300PA14",300,273.10000000000002]
["Trina Solar","TSM-300PA14.08",300,271.5]
["Trina Solar","TSM-300PA14.0x2",300,273.10000000000002]
["Trina Solar","TSM-300PA14.10",300,271.5]
["Trina Solar","TSM-300PA14.18",300,271.5]
["Trina Solar","TSM-300PA14.20",300,271.5]
["Trina Solar","TSM-300PA14.28",300,271.5]
["Trina Solar","TSM-300PA14A",300,275.39999999999998]
["Trina Solar","TSM-300PA14A.08",300,275.39999999999998]
["Trina Solar","TSM-300PD14",300,275.39999999999998]
["Trina Solar","TSM-300PD14.08",300,271.5]
["Trina Solar","TSM-300PD14.0x2",300,273.10000000000002]
["Trina Solar","TSM-300PD14.10",300,271.5]
["Trina Solar","TSM-300PD14.18",300,271.5]
["Trina Solar","TSM-300PDG14",300,266.7]
["Trina Solar","TSM-300PE14A",300,264.5]
["Trina Solar","TSM-300PE14A.08",300,264.5]
["Trina Solar","TSM-300PEG14",300,266.7]
["Trina Solar","TSM-300PxG14",300,276.5]
["Trina Solar","TSM-305DD05A.05(II)",305,278.39999999999998]
["Trina Solar","TSM-305DD05A.052(II)",305,278.39999999999998]
["Trina Solar","TSM-305DD05A.05S(II)",305,278.39999999999998]
["Trina Solar","TSM-305DD05A.15(II)",305,278.39999999999998]
["Trina Solar","TSM-305DD05A.18(II)",305,279.3]
["Trina Solar","TSM-305DD05H(II)",305,285.2]
["Trina Solar","TSM-305DD05H.05(II)",305,283.5]
["Trina Solar","TSM-305DD05H.08(II)",305,285.2]
["Trina Solar","TSM-305DE05H(II)",305,285.2]
["Trina Solar","TSM-305DE05H.08(II)",305,285.2]
["Trina Solar","TSM-305DEG5(II)",305,282]
["Trina Solar","TSM-305DEG5.07(II)",305,283.2]
["Trina Solar","TSM-305DEG5.40(II)",305,282]
["Trina Solar","TSM-305DEG5.47(II)",305,283.2]
["Trina Solar","TSM-305DEG5C.07(II)",305,283.7]
["Trina Solar","TSM-305PA14",305,277.8]
["Trina Solar","TSM-305PA14.08",305,276.2]
["Trina Solar","TSM-305PA14.0x2",305,277.8]
["Trina Solar","TSM-305PA14.10",305,276.2]
["Trina Solar","TSM-305PA14.18",305,276.2]
["Trina Solar","TSM-305PA14.20",305,276.2]
["Trina Solar","TSM-305PA14.28",305,276.2]
["Trina Solar","TSM-305PA14A",305,280.10000000000002]
["Trina Solar","TSM-305PA14A.08",305,280.10000000000002]
["Trina Solar","TSM-305PD14",305,280.10000000000002]
["Trina Solar","TSM-305PD14.08",305,276.2]
["Trina Solar","TSM-305PD14.0x2",305,277.8]
["Trina Solar","TSM-305PD14.10",305,276.2]
["Trina Solar","TSM-305PD14.18",305,276.2]
["Trina Solar","TSM-305PDG14",305,271.3]
["Trina Solar","TSM-305PE14A",305,269.10000000000002]
["Trina Solar","TSM-305PE14A.08",305,269.10000000000002]
["Trina Solar","TSM-305PEG14",305,271.3]
["Trina Solar","TSM-305PxG14",305,281.2]
["Trina Solar","TSM-310DD05H(II)",310,290]
["Trina Solar","TSM-310DD05H.05(II)",310,288.2]
["Trina Solar","TSM-310DD05H.08(II)",310,290]
["Trina Solar","TSM-310DE05H(II)",310,290]
["Trina Solar","TSM-310DE05H.08(II)",310,290]
["Trina Solar","TSM-310DEG5C.07(II)",310,288.39999999999998]
["Trina Solar","TSM-310PA14",310,282.5]
["Trina Solar","TSM-310PA14.08",310,280.8]
["Trina Solar","TSM-310PA14.0x2",310,282.5]
["Trina Solar","TSM-310PA14.10",310,280.8]
["Trina Solar","TSM-310PA14.18",310,280.8]
["Trina Solar","TSM-310PA14.20",310,280.8]
["Trina Solar","TSM-310PA14.28",310,280.8]
["Trina Solar","TSM-310PA14A",310,284.8]
["Trina Solar","TSM-310PA14A.08",310,284.8]
["Trina Solar","TSM-310PD14",310,284.8]
["Trina Solar","TSM-310PD14.08",310,280.8]
["Trina Solar","TSM-310PD14.0x2",310,282.5]
["Trina Solar","TSM-310PD14.10",310,280.8]
["Trina Solar","TSM-310PD14.18",310,280.8]
["Trina Solar","TSM-310PDG14",310,275.89999999999998]
["Trina Solar","TSM-310PE14A",310,273.7]
["Trina Solar","TSM-310PE14A.08",310,273.7]
["Trina Solar","TSM-310PEG14",310,275.89999999999998]
["Trina Solar","TSM-310PxG14",310,286]
["Trina Solar","TSM-315DD05H(II)",315,294.8]
["Trina Solar","TSM-315DD05H.05(II)",315,293]
["Trina Solar","TSM-315DD05H.08(II)",315,294.8]
["Trina Solar","TSM-315DD06H.05(II)",315,292]
["Trina Solar","TSM-315DD14A(II)",315,289.10000000000002]
["Trina Solar","TSM-315DD14A.05(II)",315,289.10000000000002]
["Trina Solar","TSM-315DD14A.08(II)",315,289.10000000000002]
["Trina Solar","TSM-315DE05H(II)",315,294.8]
["Trina Solar","TSM-315DE05H.08(II)",315,294.8]
["Trina Solar","TSM-315DE06H.T0(II)",315,295.5]
["Trina Solar","TSM-315PA14A",315,289.5]
["Trina Solar","TSM-315PA14A.08",315,289.5]
["Trina Solar","TSM-315PD14",315,289.5]
["Trina Solar","TSM-315PD14.002",315,289.5]
["Trina Solar","TSM-315PD14.08",315,289.5]
["Trina Solar","TSM-315PD14.082",315,289.5]
["Trina Solar","TSM-315PD14.10",315,289.5]
["Trina Solar","TSM-315PD14.102",315,289.5]
["Trina Solar","TSM-315PD14.18",315,289.5]
["Trina Solar","TSM-315PD14.182",315,289.5]
["Trina Solar","TSM-315PDG14",315,280.5]
["Trina Solar","TSM-315PE14A",315,278.2]
["Trina Solar","TSM-315PE14A.08",315,278.2]
["Trina Solar","TSM-315PEG14",315,280.5]
["Trina Solar","TSM-320DD05H(II)",320,299.60000000000002]
["Trina Solar","TSM-320DD05H.05(II)",320,297.8]
["Trina Solar","TSM-320DD05H.08(II)",320,299.60000000000002]
["Trina Solar","TSM-320DD06H(II)",320,300.3]
["Trina Solar","TSM-320DD06H.05(II)",320,296.8]
["Trina Solar","TSM-320DD06H.15(II)",320,296.8]
["Trina Solar","TSM-320DD06M.15(II)",320,297.89999999999998]
["Trina Solar","TSM-320DD06M.18(II)",320,298.3]
["Trina Solar","TSM-320DD14A",320,293.8]
["Trina Solar","TSM-320DD14A(II)",320,293.8]
["Trina Solar","TSM-320DD14A.05",320,293.8]
["Trina Solar","TSM-320DD14A.05(II)",320,293.8]
["Trina Solar","TSM-320DD14A.08",320,293.8]
["Trina Solar","TSM-320DD14A.08(II)",320,293.8]
["Trina Solar","TSM-320DE05H(II)",320,299.60000000000002]
["Trina Solar","TSM-320DE05H.08(II)",320,299.60000000000002]
["Trina Solar","TSM-320DE06H(II)",320,300.3]
["Trina Solar","TSM-320DE06H.18(II)",320,300.3]
["Trina Solar","TSM-320DE06H.T0(II)",320,300.3]
["Trina Solar","TSM-320DE06M.T0(II)",320,298.3]
["Trina Solar","TSM-320DEG6H.20(II)",320,300]
["Trina Solar","TSM-320PD14",320,292]
["Trina Solar","TSM-320PD14.001",320,292]
["Trina Solar","TSM-320PD14.002",320,292]
["Trina Solar","TSM-320PD14.00C",320,292]
["Trina Solar","TSM-320PD14.00M",320,292]
["Trina Solar","TSM-320PD14.00S",320,292]
["Trina Solar","TSM-320PD14.00U",320,292]
["Trina Solar","TSM-320PD14.05",320,292]
["Trina Solar","TSM-320PD14.051",320,292]
["Trina Solar","TSM-320PD14.052",320,292]
["Trina Solar","TSM-320PD14.05C",320,292]
["Trina Solar","TSM-320PD14.05M",320,292]
["Trina Solar","TSM-320PD14.05S",320,292]
["Trina Solar","TSM-320PD14.05U",320,292]
["Trina Solar","TSM-320PD14.08",320,292]
["Trina Solar","TSM-320PD14.081",320,292]
["Trina Solar","TSM-320PD14.08C",320,292]
["Trina Solar","TSM-320PD14.08M",320,292]
["Trina Solar","TSM-320PD14.08S",320,292]
["Trina Solar","TSM-320PD14.08U",320,292]
["Trina Solar","TSM-320PD14.10",320,292]
["Trina Solar","TSM-320PD14.10C",320,292]
["Trina Solar","TSM-320PD14.15",320,292]
["Trina Solar","TSM-320PD14.15C",320,292]
["Trina Solar","TSM-320PD14.18",320,292]
["Trina Solar","TSM-320PD14.18C",320,292]
["Trina Solar","TSM-320PD14.50",320,292]
["Trina Solar","TSM-320PDG14",320,285.10000000000002]
["Trina Solar","TSM-320PE14A",320,292]
["Trina Solar","TSM-320PE14A.05",320,292]
["Trina Solar","TSM-320PE14A.08",320,292]
["Trina Solar","TSM-320PE14A.10",320,292]
["Trina Solar","TSM-320PE14A.18",320,292]
["Trina Solar","TSM-320PE14A.50",320,292]
["Trina Solar","TSM-320PEG14",320,285.10000000000002]
["Trina Solar","TSM-320PEG14.07",320,290.39999999999998]
["Trina Solar","TSM-320PEG14.40",320,290.39999999999998]
["Trina Solar","TSM-320PEG14.47",320,290.39999999999998]
["Trina Solar","TSM-325DD05H(II)",325,304.39999999999998]
["Trina Solar","TSM-325DD05H.08(II)",325,304.39999999999998]
["Trina Solar","TSM-325DD06H(II)",325,305.10000000000002]
["Trina Solar","TSM-325DD06H.05(II)",325,301.5]
["Trina Solar","TSM-325DD06H.15(II)",325,301.5]
["Trina Solar","TSM-325DD06M.05(II)",325,302.7]
["Trina Solar","TSM-325DD06M.15(II)",325,302.7]
["Trina Solar","TSM-325DD06M.18(II)",325,303.10000000000002]
["Trina Solar","TSM-325DD14A",325,298.5]
["Trina Solar","TSM-325DD14A(II)",325,298.5]
["Trina Solar","TSM-325DD14A.05",325,298.5]
["Trina Solar","TSM-325DD14A.05(II)",325,298.5]
["Trina Solar","TSM-325DD14A.08",325,298.5]
["Trina Solar","TSM-325DD14A.08(II)",325,298.5]
["Trina Solar","TSM-325DE06H(II)",325,305.10000000000002]
["Trina Solar","TSM-325DE06H.18(II)",325,305.10000000000002]
["Trina Solar","TSM-325DE06H.T0(II)",325,305.10000000000002]
["Trina Solar","TSM-325DE06M.T0(II)",325,303.10000000000002]
["Trina Solar","TSM-325DEG6H.20(II)",325,304.8]
["Trina Solar","TSM-325DEG6M.20(II)",325,304.2]
["Trina Solar","TSM-325PD14",325,296.7]
["Trina Solar","TSM-325PD14.001",325,296.7]
["Trina Solar","TSM-325PD14.002",325,296.7]
["Trina Solar","TSM-325PD14.00C",325,296.7]
["Trina Solar","TSM-325PD14.00M",325,296.7]
["Trina Solar","TSM-325PD14.00S",325,296.7]
["Trina Solar","TSM-325PD14.00U",325,296.7]
["Trina Solar","TSM-325PD14.05",325,296.7]
["Trina Solar","TSM-325PD14.051",325,296.7]
["Trina Solar","TSM-325PD14.052",325,296.7]
["Trina Solar","TSM-325PD14.05C",325,296.7]
["Trina Solar","TSM-325PD14.05M",325,296.7]
["Trina Solar","TSM-325PD14.05S",325,296.7]
["Trina Solar","TSM-325PD14.05U",325,296.7]
["Trina Solar","TSM-325PD14.08",325,296.7]
["Trina Solar","TSM-325PD14.081",325,296.7]
["Trina Solar","TSM-325PD14.08C",325,296.7]
["Trina Solar","TSM-325PD14.08M",325,296.7]
["Trina Solar","TSM-325PD14.08S",325,296.7]
["Trina Solar","TSM-325PD14.08U",325,296.7]
["Trina Solar","TSM-325PD14.10",325,296.7]
["Trina Solar","TSM-325PD14.10C",325,296.7]
["Trina Solar","TSM-325PD14.15",325,296.7]
["Trina Solar","TSM-325PD14.15C",325,296.7]
["Trina Solar","TSM-325PD14.18",325,296.7]
["Trina Solar","TSM-325PD14.18C",325,296.7]
["Trina Solar","TSM-325PD14.50",325,296.7]
["Trina Solar","TSM-325PE14A",325,296.7]
["Trina Solar","TSM-325PE14A.05",325,296.7]
["Trina Solar","TSM-325PE14A.08",325,296.7]
["Trina Solar","TSM-325PE14A.10",325,296.7]
["Trina Solar","TSM-325PE14A.15",325,296.7]
["Trina Solar","TSM-325PE14A.18",325,296.7]
["Trina Solar","TSM-325PE14A.50",325,296.7]
["Trina Solar","TSM-325PEG14",325,295]
["Trina Solar","TSM-325PEG14.07",325,295]
["Trina Solar","TSM-325PEG14.40",325,295]
["Trina Solar","TSM-325PEG14.47",325,295]
["Trina Solar","TSM-330DD05H(II)",330,309.2]
["Trina Solar","TSM-330DD05H.08(II)",330,309.2]
["Trina Solar","TSM-330DD06H(II)",330,309.89999999999998]
["Trina Solar","TSM-330DD06H.05(II)",330,306.3]
["Trina Solar","TSM-330DD06H.15(II)",330,306.3]
["Trina Solar","TSM-330DD06M.05(II)",330,307.39999999999998]
["Trina Solar","TSM-330DD06M.15(II)",330,307.39999999999998]
["Trina Solar","TSM-330DD06M.18(II)",330,307.89999999999998]
["Trina Solar","TSM-330DD14A",330,303.2]
["Trina Solar","TSM-330DD14A(II)",330,303.2]
["Trina Solar","TSM-330DD14A.05",330,303.2]
["Trina Solar","TSM-330DD14A.05(II)",330,303.2]
["Trina Solar","TSM-330DD14A.08",330,303.2]
["Trina Solar","TSM-330DD14A.08(II)",330,303.2]
["Trina Solar","TSM-330DD14A.10(II)",330,296.89999999999998]
["Trina Solar","TSM-330DD14A.15(II)",330,296.89999999999998]
["Trina Solar","TSM-330DD14A.18(II)",330,296.89999999999998]
["Trina Solar","TSM-330DE06H(II)",330,309.89999999999998]
["Trina Solar","TSM-330DE06H.18(II)",330,309.89999999999998]
["Trina Solar","TSM-330DE06H.T0(II)",330,309.89999999999998]
["Trina Solar","TSM-330DE06M.T0(II)",330,306.89999999999998]
["Trina Solar","TSM-330DE14A(II)",330,296.89999999999998]
["Trina Solar","TSM-330DE14A.08(II)",330,296.89999999999998]
["Trina Solar","TSM-330DEG6H.20(II)",330,309.60000000000002]
["Trina Solar","TSM-330DEG6M.20(II)",330,309]
["Trina Solar","TSM-330PD14",330,301.39999999999998]
["Trina Solar","TSM-330PD14.001",330,301.39999999999998]
["Trina Solar","TSM-330PD14.002",330,301.39999999999998]
["Trina Solar","TSM-330PD14.00M",330,301.39999999999998]
["Trina Solar","TSM-330PD14.00S",330,301.39999999999998]
["Trina Solar","TSM-330PD14.00U",330,301.39999999999998]
["Trina Solar","TSM-330PD14.05",330,301.39999999999998]
["Trina Solar","TSM-330PD14.051",330,301.39999999999998]
["Trina Solar","TSM-330PD14.052",330,301.39999999999998]
["Trina Solar","TSM-330PD14.05M",330,301.39999999999998]
["Trina Solar","TSM-330PD14.05S",330,301.39999999999998]
["Trina Solar","TSM-330PD14.05U",330,301.39999999999998]
["Trina Solar","TSM-330PD14.08",330,301.39999999999998]
["Trina Solar","TSM-330PD14.081",330,301.39999999999998]
["Trina Solar","TSM-330PD14.08M",330,301.39999999999998]
["Trina Solar","TSM-330PD14.08S",330,301.39999999999998]
["Trina Solar","TSM-330PD14.08U",330,301.39999999999998]
["Trina Solar","TSM-330PD14.10",330,301.39999999999998]
["Trina Solar","TSM-330PD14.15",330,301.39999999999998]
["Trina Solar","TSM-330PD14.18",330,301.39999999999998]
["Trina Solar","TSM-330PD14.50",330,301.39999999999998]
["Trina Solar","TSM-330PE14A",330,301.39999999999998]
["Trina Solar","TSM-330PE14A.05",330,301.39999999999998]
["Trina Solar","TSM-330PE14A.08",330,301.39999999999998]
["Trina Solar","TSM-330PE14A.10",330,301.39999999999998]
["Trina Solar","TSM-330PE14A.15",330,301.39999999999998]
["Trina Solar","TSM-330PE14A.18",330,301.39999999999998]
["Trina Solar","TSM-330PE14A.50",330,301.39999999999998]
["Trina Solar","TSM-330PE14H",330,305.3]
["Trina Solar","TSM-330PEG14",330,302.60000000000002]
["Trina Solar","TSM-330PEG14.07",330,299.7]
["Trina Solar","TSM-330PEG14.40",330,299.7]
["Trina Solar","TSM-330PEG14.47",330,299.7]
["Trina Solar","TSM-330PEG15H.20(II)",330,303.8]
["Trina Solar","TSM-335DD06H(II)",335,314.7]
["Trina Solar","TSM-335DD06H.05(II)",335,311]
["Trina Solar","TSM-335DD06H.15(II)",335,311]
["Trina Solar","TSM-335DD06M.05(II)",335,312.2]
["Trina Solar","TSM-335DD06M.15(II)",335,312.2]
["Trina Solar","TSM-335DD06M.18(II)",335,312.7]
["Trina Solar","TSM-335DD14A(II)",335,308]
["Trina Solar","TSM-335DD14A.05(II)",335,308]
["Trina Solar","TSM-335DD14A.08(II)",335,308]
["Trina Solar","TSM-335DD14A.10(II)",335,301.60000000000002]
["Trina Solar","TSM-335DD14A.15(II)",335,301.60000000000002]
["Trina Solar","TSM-335DD14A.18(II)",335,301.60000000000002]
["Trina Solar","TSM-335DE06H(II)",335,314.7]
["Trina Solar","TSM-335DE06H.18(II)",335,314.7]
["Trina Solar","TSM-335DE06H.T0(II)",335,314.7]
["Trina Solar","TSM-335DE06M.T0(II)",335,312.7]
["Trina Solar","TSM-335DE14A(II)",335,301.60000000000002]
["Trina Solar","TSM-335DE14A.08(II)",335,301.60000000000002]
["Trina Solar","TSM-335DEG6H.20(II)",335,314.39999999999998]
["Trina Solar","TSM-335DEG6M.20(II)",335,313.8]
["Trina Solar","TSM-335PD14",335,307.39999999999998]
["Trina Solar","TSM-335PD14.10",335,307.39999999999998]
["Trina Solar","TSM-335PE14A",335,307.39999999999998]
["Trina Solar","TSM-335PE14H",335,310]
["Trina Solar","TSM-335PEG14",335,307.3]
["Trina Solar","TSM-335PEG14.40",335,307.3]
["Trina Solar","TSM-335PEG15H.20(II)",335,308.60000000000002]
["Trina Solar","TSM-340DD14A(II)",340,312.7]
["Trina Solar","TSM-340DD14A.05(II)",340,312.7]
["Trina Solar","TSM-340DD14A.08(II)",340,312.7]
["Trina Solar","TSM-340DD14A.10(II)",340,306.2]
["Trina Solar","TSM-340DD14A.15(II)",340,306.2]
["Trina Solar","TSM-340DD14A.18(II)",340,306.2]
["Trina Solar","TSM-340DE06H.T0(II)",340,319.5]
["Trina Solar","TSM-340DE06M.T0(II)",340,316.39999999999998]
["Trina Solar","TSM-340DE14A(II)",340,306.2]
["Trina Solar","TSM-340DE14A.08(II)",340,306.2]
["Trina Solar","TSM-340DEG14(II)",340,309]
["Trina Solar","TSM-340DEG14.07(II)",340,309]
["Trina Solar","TSM-340DEG14.40(II)",340,309]
["Trina Solar","TSM-340DEG14.47(II)",340,309]
["Trina Solar","TSM-340DEG6M.20(II)",340,318.60000000000002]
["Trina Solar","TSM-340PE14A",340,312.10000000000002]
["Trina Solar","TSM-340PE14H",340,314.8]
["Trina Solar","TSM-340PE15H",340,315.5]
["Trina Solar","TSM-340PE15H.T0",340,315.5]
["Trina Solar","TSM-340PEG15H.20(II)",340,313.3]
["Trina Solar","TSM-345DD14A(II)",345,317.39999999999998]
["Trina Solar","TSM-345DD14A.05(II)",345,317.39999999999998]
["Trina Solar","TSM-345DD14A.08(II)",345,317.39999999999998]
["Trina Solar","TSM-345DD14A.10(II)",345,310.89999999999998]
["Trina Solar","TSM-345DD14A.15(II)",345,310.89999999999998]
["Trina Solar","TSM-345DD14A.18(II)",345,310.89999999999998]
["Trina Solar","TSM-345DE14A(II)",345,310.89999999999998]
["Trina Solar","TSM-345DE14A.08(II)",345,310.89999999999998]
["Trina Solar","TSM-345DEG14(II)",345,313.7]
["Trina Solar","TSM-345DEG14.07(II)",345,313.7]
["Trina Solar","TSM-345DEG14.40(II)",345,313.7]
["Trina Solar","TSM-345DEG14.47(II)",345,313.7]
["Trina Solar","TSM-345DEG14C.07(II)",345,316.7]
["Trina Solar","TSM-345PE14H",345,319.5]
["Trina Solar","TSM-345PE15H",345,320.2]
["Trina Solar","TSM-345PE15H.T0",345,320.2]
["Trina Solar","TSM-345PEG15H.20(II)",345,318]
["Trina Solar","TSM-350DD14A(II)",350,315.5]
["Trina Solar","TSM-350DD14A.05(II)",350,315.5]
["Trina Solar","TSM-350DD14A.08(II)",350,315.5]
["Trina Solar","TSM-350DD14A.10(II)",350,315.5]
["Trina Solar","TSM-350DD14A.15(II)",350,315.5]
["Trina Solar","TSM-350DD14A.18(II)",350,315.5]
["Trina Solar","TSM-350DE14A(II)",350,315.5]
["Trina Solar","TSM-350DE14A.08(II)",350,315.5]
["Trina Solar","TSM-350DE14H(II)",350,326]
["Trina Solar","TSM-350DEG14(II)",350,318.39999999999998]
["Trina Solar","TSM-350DEG14.07(II)",350,318.39999999999998]
["Trina Solar","TSM-350DEG14.40(II)",350,318.39999999999998]
["Trina Solar","TSM-350DEG14.47(II)",350,318.39999999999998]
["Trina Solar","TSM-350DEG14C.07(II)",350,321.39999999999998]
["Trina Solar","TSM-350DEG14C.27(II)",350,325.3]
["Trina Solar","TSM-350PE15H",350,325]
["Trina Solar","TSM-350PE15H.T0",350,325]
["Trina Solar","TSM-350PEG15H.20(II)",350,322.7]
["Trina Solar","TSM-355DD14A(II)",355,320.2]
["Trina Solar","TSM-355DD14A.05(II)",355,320.2]
["Trina Solar","TSM-355DD14A.08(II)",355,320.2]
["Trina Solar","TSM-355DD14A.10(II)",355,320.2]
["Trina Solar","TSM-355DD14A.15(II)",355,320.2]
["Trina Solar","TSM-355DD14A.18(II)",355,320.2]
["Trina Solar","TSM-355DE14A(II)",355,320.2]
["Trina Solar","TSM-355DE14A.08(II)",355,320.2]
["Trina Solar","TSM-355DE14H(II)",355,330.7]
["Trina Solar","TSM-355DEG14(II)",355,323.10000000000002]
["Trina Solar","TSM-355DEG14.07(II)",355,323.10000000000002]
["Trina Solar","TSM-355DEG14.40(II)",355,323.10000000000002]
["Trina Solar","TSM-355DEG14.47(II)",355,323.10000000000002]
["Trina Solar","TSM-355DEG14C.07(II)",355,326.10000000000002]
["Trina Solar","TSM-355DEG14C.27(II)",355,330]
["Trina Solar","TSM-355PE15H",355,329.7]
["Trina Solar","TSM-355PE15H.T0",355,326.89999999999998]
["Trina Solar","TSM-360DD14A(II)",360,324.89999999999998]
["Trina Solar","TSM-360DD14A.05(II)",360,324.89999999999998]
["Trina Solar","TSM-360DD14A.08(II)",360,324.89999999999998]
["Trina Solar","TSM-360DD14A.10(II)",360,324.89999999999998]
["Trina Solar","TSM-360DD14A.15(II)",360,324.89999999999998]
["Trina Solar","TSM-360DD14A.18(II)",360,324.89999999999998]
["Trina Solar","TSM-360DE14A(II)",360,324.89999999999998]
["Trina Solar","TSM-360DE14A.08(II)",360,324.89999999999998]
["Trina Solar","TSM-360DE14H(II)",360,335.5]
["Trina Solar","TSM-360DEG14(II)",360,335.3]
["Trina Solar","TSM-360DEG14.40(II)",360,330.7]
["Trina Solar","TSM-360DEG14C.07(II)",360,330.9]
["Trina Solar","TSM-360DEG14C.27(II)",360,334.8]
["Trina Solar","TSM-360PE15H.T0",360,334.5]
["Trina Solar","TSM-365DD14A(II)",365,334.8]
["Trina Solar","TSM-365DD14A.10(II)",365,334.8]
["Trina Solar","TSM-365DE14A(II)",365,339.3]
["Trina Solar","TSM-365DE14H(II)",365,340.3]
["Trina Solar","TSM-365DEG14(II)",365,335.4]
["Trina Solar","TSM-365DEG14.40(II)",365,335.4]
["Trina Solar","TSM-365DEG14C.07(II)",365,335.6]
["Trina Solar","TSM-365DEG14C.27(II)",365,339.6]
["Trina Solar","TSM-365DEG14H(II)",365,340.6]
["Trina Solar","TSM-365DEG14HC.20(II)",365,341.8]
["Trina Solar","TSM-365DEG14HC.27(II)",365,340.5]
["Trina Solar","TSM-365PE15H.T0",365,336.3]
["Trina Solar","TSM-370DE14A(II)",370,344]
["Trina Solar","TSM-370DE14H(II)",370,345.1]
["Trina Solar","TSM-370DEG14(II)",370,344.8]
["Trina Solar","TSM-370DEG14.40(II)",370,344.8]
["Trina Solar","TSM-370DEG14H(II)",370,345.4]
["Trina Solar","TSM-370DEG14HC.20(II)",370,346.5]
["Trina Solar","TSM-370DEG14HC.27(II)",370,345.3]
["Trina Solar","TSM-370PE15H.T0",370,341.1]
["Trina Solar","TSM-375DE14A(II)",375,348.8]
["Trina Solar","TSM-375DE14H(II)",375,349.8]
["Trina Solar","TSM-375DEG14(II)",375,349.6]
["Trina Solar","TSM-375DEG14.40(II)",375,349.6]
["Trina Solar","TSM-375DEG14H(II)",375,350.2]
["Trina Solar","TSM-375DEG14HC.20(II)",375,351.3]
["Trina Solar","TSM-375DEG14HC.27(II)",375,350.1]
["Trina Solar","TSM-380DE14A(II)",380,353.6]
["Trina Solar","TSM-380DE14H(II)",380,354.6]
["Trina Solar","TSM-380DEG14H(II)",380,355]
["Trina Solar","TSM-380DEG14HC.20(II)",380,356.1]
["Trina Solar","TSM-380DEG14HC.27(II)",380,354.8]
["Trina Solar","TSM-380DEG15HC(II)",380,355]
["Trina Solar","TSM-380DEG15HC.20(II)",380,355]
["Trina Solar","TSM-385DE14H(II)",385,359.4]
["Trina Solar","TSM-385DE15H(II)",385,360.5]
["Trina Solar","TSM-385DEG14H(II)",385,359.7]
["Trina Solar","TSM-385DEG14HC.20(II)",385,360.9]
["Trina Solar","TSM-385DEG15H(II)",385,360.9]
["Trina Solar","TSM-385DEG15H.20(II)",385,360.9]
["Trina Solar","TSM-385DEG15HC(II)",385,359.8]
["Trina Solar","TSM-385DEG15HC.20(II)",385,359.8]
["Trina Solar","TSM-385DEG15MC(II)",385,1119.3]
["Trina Solar","TSM-385DEG15MC.20(II)",385,1119.3]
["Trina Solar","TSM-390DE15H(II)",390,365.3]
["Trina Solar","TSM-390DE15H.T0(II)",390,365.3]
["Trina Solar","TSM-390DE15M(II)",390,365.6]
["Trina Solar","TSM-390DE15M.T0(II)",390,365.6]
["Trina Solar","TSM-390DEG15H(II)",390,365.7]
["Trina Solar","TSM-390DEG15H.20(II)",390,365.7]
["Trina Solar","TSM-390DEG15HC(II)",390,364.6]
["Trina Solar","TSM-390DEG15HC.20(II)",390,364.6]
["Trina Solar","TSM-390DEG15M(II)",390,367.7]
["Trina Solar","TSM-390DEG15M.20(II)",390,367.7]
["Trina Solar","TSM-390DEG15MC(II)",390,1133.5]
["Trina Solar","TSM-390DEG15MC.20(II)",390,1133.5]
["Trina Solar","TSM-395DE15H(II)",395,370.1]
["Trina Solar","TSM-395DE15H.T0(II)",395,370.1]
["Trina Solar","TSM-395DE15M(II)",395,370.4]
["Trina Solar","TSM-395DE15M.T0(II)",395,370.4]
["Trina Solar","TSM-395DEG15H(II)",395,370.5]
["Trina Solar","TSM-395DEG15H.20(II)",395,370.5]
["Trina Solar","TSM-395DEG15HC(II)",395,369.3]
["Trina Solar","TSM-395DEG15HC.20(II)",395,369.3]
["Trina Solar","TSM-395DEG15M(II)",395,372.5]
["Trina Solar","TSM-395DEG15M.20(II)",395,372.5]
["Trina Solar","TSM-395DEG15MC(II)",395,1147.5999999999999]
["Trina Solar","TSM-395DEG15MC.20(II)",395,1147.5999999999999]
["Trina Solar","TSM-400DE15H(II)",400,374.9]
["Trina Solar","TSM-400DE15H.T0(II)",400,374.9]
["Trina Solar","TSM-400DE15M(II)",400,375.2]
["Trina Solar","TSM-400DE15M.T0(II)",400,375.2]
["Trina Solar","TSM-400DEG15H(II)",400,375.3]
["Trina Solar","TSM-400DEG15H.20(II)",400,375.3]
["Trina Solar","TSM-400DEG15HC(II)",400,374.1]
["Trina Solar","TSM-400DEG15HC.20(II)",400,374.1]
["Trina Solar","TSM-400DEG15M(II)",400,377.4]
["Trina Solar","TSM-400DEG15M.20(II)",400,377.4]
["Trina Solar","TSM-400DEG15MC(II)",400,1161.7]
["Trina Solar","TSM-400DEG15MC.20(II)",400,1161.7]
["Trina Solar","TSM-405DE15H(II)",405,379.7]
["Trina Solar","TSM-405DE15H.T0(II)",405,379.7]
["Trina Solar","TSM-405DE15M(II)",405,380]
["Trina Solar","TSM-405DE15M.T0(II)",405,380]
["Trina Solar","TSM-405DEG15H(II)",405,380.1]
["Trina Solar","TSM-405DEG15H.20(II)",405,380.1]
["Trina Solar","TSM-405DEG15M(II)",405,382.2]
["Trina Solar","TSM-405DEG15M.20(II)",405,382.2]
["Trina Solar","TSM-410DE15H(II)",410,384.5]
["Trina Solar","TSM-410DE15H.T0(II)",410,384.5]
["Trina Solar","TSM-410DE15M(II)",410,384.8]
["Trina Solar","TSM-410DE15M.T0(II)",410,384.9]
["Trina Solar","TSM-410DEG15M(II)",410,387]
["Trina Solar","TSM-410DEG15M.20(II)",410,387]
["TSEC","TS36-6P2-130",130,115.4]
["TSEC","TS36-6P3-130A",130,115.4]
["TSEC","TS36-6M2-135",135,120.9]
["TSEC","TS36-6M3-135A",135,120.9]
["TSEC","TS36-6P2-135",135,119.9]
["TSEC","TS36-6P3-135A",135,119.9]
["TSEC","TS36-6M2-140",140,125.4]
["TSEC","TS36-6M3-140A",140,125.4]
["TSEC","TS36-6P2-140",140,124.5]
["TSEC","TS36-6P3-140A",140,124.5]
["TSEC","TS36-6M2-145",145,130]
["TSEC","TS36-6M3-145A",145,130]
["TSEC","TS48-6P2-175",175,155.4]
["TSEC","TS48-6P3-175A",175,155.4]
["TSEC","TS48-6M2-180",180,161.19999999999999]
["TSEC","TS48-6M3-180A",180,161.19999999999999]
["TSEC","TS48-6P2-180",180,160]
["TSEC","TS48-6P3-180A",180,160]
["TSEC","TS48-6M2-185",185,165.8]
["TSEC","TS48-6M3-185A",185,165.8]
["TSEC","TS48-6P2-185",185,164.5]
["TSEC","TS48-6P3-185A",185,164.5]
["TSEC","TS48-6M2-190",190,170.4]
["TSEC","TS48-6M3-190A",190,170.4]
["TSEC","TS54-6P2-190",190,168.6]
["TSEC","TS54-6M2-195",195,174.5]
["TSEC","TS54-6M3-195D",195,174.5]
["TSEC","TS54-6P2-195",195,173.1]
["TSEC","TS54-6P3-195A",195,173.1]
["TSEC","TS54-6M2-200",200,179.1]
["TSEC","TS54-6M3-200D",200,179.1]
["TSEC","TS54-6P2-200",200,177.7]
["TSEC","TS54-6P3-200A",200,177.7]
["TSEC","TS54-6M2-205",205,183.7]
["TSEC","TS54-6M3-205D",205,183.7]
["TSEC","TS54-6P2-205",205,182.3]
["TSEC","TS54-6P3-205A",205,182.3]
["TSEC","TS54-6M2-210",210,188.3]
["TSEC","TS54-6M3-210D",210,188.3]
["TSEC","TS54-6P2-210",210,186.3]
["TSEC","TS54-6P3-210A",210,186.3]
["TSEC","TS54-6M2-215",215,192.9]
["TSEC","TS54-6M3-215D",215,192.9]
["TSEC","TS54-6P2-215",215,190.9]
["TSEC","TS54-6P3-215A",215,190.9]
["TSEC","TS54-6M2-220",220,197]
["TSEC","TS54-6M3-220A",220,197]
["TSEC","TS54-6P3-220A",220,196.2]
["TSEC","TS60-6P2-220",220,196.2]
["TSEC","TS54-6M3-225A",225,201.6]
["TSEC","TS54-6P3-225A",225,200.8]
["TSEC","TS60-6M2-225",225,201.6]
["TSEC","TS60-6P2-225",225,200.8]
["TSEC","TS54-6M3-230A",230,206.1]
["TSEC","TS60-6M2-230",230,206.1]
["TSEC","TS60-6P2-230",230,205.4]
["TSEC","TS60-6M2-235",235,210.7]
["TSEC","TS60-6P2-235",235,209.9]
["TSEC","TS60-6M2-240",240,215.4]
["TSEC","TS60-6P2-240",240,214.5]
["TSEC","TS60-6P3-240",240,218]
["TSEC","TS60-6P3-240S",240,218]
["TSEC","TS60-6P3-245",245,222.7]
["TSEC","TS60-6P3-245A",245,221.8]
["TSEC","TS60-6P3-245S",245,222.7]
["TSEC","TS60-6M3-250",250,226.8]
["TSEC","TS60-6M3-250S",250,226.8]
["TSEC","TS60-6P3-250",250,227.3]
["TSEC","TS60-6P3-250A",250,226.4]
["TSEC","TS60-6P3-250S",250,227.3]
["TSEC","TS60-6M3-255",255,231.5]
["TSEC","TS60-6M3-255S",255,231.5]
["TSEC","TS60-6P3-255",255,232]
["TSEC","TS60-6P3-255A",255,231]
["TSEC","TS60-6P3-255S",255,232]
["TSEC","TS60-6M3-260",260,236.2]
["TSEC","TS60-6M3-260S",260,236.2]
["TSEC","TS60-6P3-260",260,236.7]
["TSEC","TS60-6P3-260S",260,236.7]
["TSEC","TS60-6M3-265",265,240.8]
["TSEC","TS60-6M3-265S",265,240.8]
["TSEC","TS60-6P3-265",265,241.3]
["TSEC","TS60-6P3-265S",265,241.3]
["TSEC","TS60-6M3-270",270,245.5]
["TSEC","TS60-6M3-270S",270,245.5]
["TSEC","TS60-6P3-270",270,246]
["TSEC","TS60-6P3-270S",270,246]
["TSEC","TS72-6P3-270",270,241.1]
["TSEC","TS72-6P3-270B",270,241.1]
["TSEC","TS60-6M3-275",275,250.2]
["TSEC","TS60-6M3-275S",275,250.2]
["TSEC","TS60-6P3-275",275,250.7]
["TSEC","TS60-6P3-275S",275,250.7]
["TSEC","TS72-6P2-275",275,245.6]
["TSEC","TS72-6P3-275",275,245.6]
["TSEC","TS72-6P3-275A",275,245.6]
["TSEC","TS72-6P3-275B",275,245.6]
["TSEC","TS60-6M3-280",280,254.8]
["TSEC","TS60-6M3-280S",280,254.8]
["TSEC","TS60-6P3-280",280,255.4]
["TSEC","TS60-6P3-280S",280,255.4]
["TSEC","TS72-6P2-280",280,250.2]
["TSEC","TS72-6P3-280",280,250.2]
["TSEC","TS72-6P3-280A",280,250.2]
["TSEC","TS72-6P3-280B",280,250.2]
["TSEC","TS60-6M3-285",285,259.5]
["TSEC","TS60-6M3-285S",285,259.5]
["TSEC","TS60-6P3-285",285,260.10000000000002]
["TSEC","TS60-6P3-285S",285,260.10000000000002]
["TSEC","TS72-6M3-285",285,255.8]
["TSEC","TS72-6M3-285B",285,255.8]
["TSEC","TS72-6P2-285",285,254.8]
["TSEC","TS72-6P3-285",285,258.89999999999998]
["TSEC","TS72-6P3-285A",285,254.8]
["TSEC","TS72-6P3-285B",285,254.8]
["TSEC","TS72-6P3-285S",285,258.89999999999998]
["TSEC","TS60-6M3-290",290,264.2]
["TSEC","TS60-6M3-290S",290,264.2]
["TSEC","TS72-6M3-290",290,260.39999999999998]
["TSEC","TS72-6M3-290B",290,260.39999999999998]
["TSEC","TS72-6P2-290",290,259.39999999999998]
["TSEC","TS72-6P3-290",290,263.5]
["TSEC","TS72-6P3-290A",290,259.39999999999998]
["TSEC","TS72-6P3-290B",290,259.39999999999998]
["TSEC","TS72-6P3-290S",290,263.5]
["TSEC","TS60-6M3-295",295,268.89999999999998]
["TSEC","TS60-6M3-295S",295,268.89999999999998]
["TSEC","TS72-6M3-295",295,265]
["TSEC","TS72-6M3-295B",295,265]
["TSEC","TS72-6P2-295",295,264]
["TSEC","TS72-6P3-295",295,268.2]
["TSEC","TS72-6P3-295A",295,264]
["TSEC","TS72-6P3-295S",295,268.2]
["TSEC","TS72-6M3-300",300,272.2]
["TSEC","TS72-6M3-300B",300,269.7]
["TSEC","TS72-6M3-300S",300,272.2]
["TSEC","TS72-6P3-300",300,272.8]
["TSEC","TS72-6P3-300S",300,272.8]
["TSEC","TS72-6M3-305",305,276.89999999999998]
["TSEC","TS72-6M3-305B",305,274.3]
["TSEC","TS72-6M3-305S",305,276.89999999999998]
["TSEC","TS72-6P3-305",305,277.5]
["TSEC","TS72-6P3-305S",305,277.5]
["TSEC","TS72-6M3-310",310,281.60000000000002]
["TSEC","TS72-6M3-310S",310,281.60000000000002]
["TSEC","TS72-6P3-310",310,282.2]
["TSEC","TS72-6P3-310S",310,282.2]
["TSEC","TS72-6M3-315",315,286.2]
["TSEC","TS72-6M3-315S",315,286.2]
["TSEC","TS72-6P3-315",315,286.89999999999998]
["TSEC","TS72-6P3-315S",315,286.89999999999998]
["TSEC","TS72-6M3-320",320,290.89999999999998]
["TSEC","TS72-6M3-320S",320,290.89999999999998]
["TSEC","TS72-6P3-320",320,291.5]
["TSEC","TS72-6P3-320S",320,291.5]
["TSEC","TS72-6M3-325",325,295.60000000000002]
["TSEC","TS72-6M3-325S",325,295.60000000000002]
["TSEC","TS72-6P3-325",325,296.2]
["TSEC","TS72-6P3-325S",325,296.2]
["TSEC","TS72-6M3-330",330,300.3]
["TSEC","TS72-6M3-330S",330,300.3]
["TSEC","TS72-6P3-330",330,300.89999999999998]
["TSEC","TS72-6P3-330S",330,300.89999999999998]
["TSEC","TS72-6M3-335",335,304.89999999999998]
["TSEC","TS72-6M3-335S",335,304.89999999999998]
["TSEC","TS72-6P3-335",335,305.60000000000002]
["TSEC","TS72-6P3-335S",335,305.60000000000002]
["TSEC","TS72-6M3-340",340,309.60000000000002]
["TSEC","TS72-6M3-340S",340,309.60000000000002]
["TSEC","TS72-6P3-340",340,310.3]
["TSEC","TS72-6P3-340S",340,310.3]
["TSEC","TS72-6M3-345",345,314.3]
["TSEC","TS72-6M3-345S",345,314.3]
["TSEC","TS72-6M3-350",350,319]
["TSEC","TS72-6M3-350S",350,319]
["TSEC","TS72-6M3-355",355,323.7]
["TSEC","TS72-6M3-355S",355,323.7]
["TSEC Corporation","TS60-6M3-300",300,273.7]
["TSEC Corporation","TS60-6M3-305",305,278.39999999999998]
["TSEC Corporation","TS60-6M3-310",310,283.10000000000002]
["TSEC Corporation","TS60-6M3-315",315,287.8]
["TSMC Solar","TS-110C",110,100.6]
["TSMC Solar","TS-115C",115,105.2]
["TSMC Solar","TS-120C",120,109.9]
["TSMC Solar","TS-125C",125,114.5]
["TSMC Solar","TS-130C",130,119.2]
["TSMC Solar","TS-135C",135,123.9]
["TSMC Solar","TS-135C1",135,125]
["TSMC Solar","TS-135C1HV",135,125]
["TSMC Solar","TS-135C2",135,125.4]
["TSMC Solar","TS-135C2HV",135,125.4]
["TSMC Solar","TS-140C1",140,129.80000000000001]
["TSMC Solar","TS-140C1HV",140,129.80000000000001]
["TSMC Solar","TS-140C2",140,130.1]
["TSMC Solar","TS-140C2HV",140,130.1]
["TSMC Solar","TS-145C1",145,134.5]
["TSMC Solar","TS-145C1HV",145,134.5]
["TSMC Solar","TS-145C2",145,134.80000000000001]
["TSMC Solar","TS-145C2HV",145,134.80000000000001]
["TSMC Solar","TS-150C1",150,139.19999999999999]
["TSMC Solar","TS-150C1HV",150,139.19999999999999]
["TSMC Solar","TS-150C2",150,139.5]
["TSMC Solar","TS-150C2HV",150,139.5]
["TSMC Solar","TS-155C1",155,143.9]
["TSMC Solar","TS-155C1HV",155,143.9]
["TSMC Solar","TS-155C2",155,144.19999999999999]
["TSMC Solar","TS-155C2HV",155,144.19999999999999]
["TSMC Solar","TS-160C1",160,148.6]
["TSMC Solar","TS-160C1HV",160,148.6]
["TSMC Solar","TS-160C2",160,148.9]
["TSMC Solar","TS-160C2HV",160,148.9]
["TSMC Solar","TS-165C2",165,153.6]
["TSMC Solar","TS-165C2HV",165,153.6]
["TSMC Solar","TS-170C2",170,158.30000000000001]
["TSMC Solar","TS-170C2HV",170,158.30000000000001]
["T-Solar Global","TS92",92.5,85.9]
["T-Solar Global","TS97",97.5,90.6]
["T-Solar Global","TS102",102.5,95.3]
["T-Solar Global","TS370",370,343.6]
["T-Solar Global","TS390",390,362.3]
["T-Solar Global","TS410",410,381.1]
["Tynsolar","TYNS62409130",130,115.8]
["Tynsolar","TYNS62606130",130,115.8]
["Tynsolar","TYNS62409135",135,120.4]
["Tynsolar","TYNS62606135",135,120.3]
["Tynsolar","TYNS62409140",140,125]
["Tynsolar","TYNS62606140",140,124.9]
["Tynsolar","TYNS62409145",145,129.6]
["Tynsolar","TYNS62606145",145,129.5]
["Tynsolar","TYNS62607145",145,129]
["Tynsolar","TYNS62409150",150,134.19999999999999]
["Tynsolar","TYNS62606150",150,134.1]
["Tynsolar","TYNS62607150",150,133.6]
["Tynsolar","TYNS62409155",155,138.80000000000001]
["Tynsolar","TYNS62606155",155,138.69999999999999]
["Tynsolar","TYNS62607155",155,138.1]
["Tynsolar","TYNS62607160",160,142.69999999999999]
["Tynsolar","TYNS62608160",160,142.30000000000001]
["Tynsolar","TYN-168P6",165,142.1]
["Tynsolar","TYNS62607165",165,147.30000000000001]
["Tynsolar","TYNS62608165",165,146.80000000000001]
["Tynsolar","TYN-170S5",170,149.19999999999999]
["Tynsolar","TYNS62607170",170,151.9]
["Tynsolar","TYNS62608170",170,151.4]
["Tynsolar","TYN-180P6",175,151]
["Tynsolar","TYN-180S5",175,153.69999999999999]
["Tynsolar","TYNS62607175",175,156.5]
["Tynsolar","TYNS62608175",175,156]
["Tynsolar","TYNS62607180",180,161.1]
["Tynsolar","TYNS62608180",180,160.5]
["Tynsolar","TYNS62608185",185,165.1]
["Tynsolar","TYN-190P6",190,164.2]
["Tynsolar","TYNS62608190",190,169.7]
["Tynsolar","TYN-195P6",195,168.6]
["Tynsolar","TYNS62608195",195,174.3]
["Tynsolar","TYNS62609195",195,173.7]
["Tynsolar","TYN-200P6",200,173.1]
["Tynsolar","TYNS62608200",200,178.9]
["Tynsolar","TYNS62609200",200,178.3]
["Tynsolar","TYN-205P6",205,178.6]
["Tynsolar","TYNS62608205",205,183.5]
["Tynsolar","TYNS62609205",205,182.9]
["Tynsolar","TYN-210P6",210,182.5]
["Tynsolar","TYNP62610210",210,186.8]
["Tynsolar","TYNS62608210",210,188.1]
["Tynsolar","TYNS62609210",210,187.5]
["Tynsolar","TYN-215P6",215,185.6]
["Tynsolar","TYNP62610215",215,191.3]
["Tynsolar","TYNS62609215",215,192.1]
["Tynsolar","TYN-220P6",220,190.1]
["Tynsolar","TYNP62610220",220,195.9]
["Tynsolar","TYNS62609220",220,196.7]
["Tynsolar","TYN-225P6",225,194.5]
["Tynsolar","TYNP62610225",225,200.5]
["Tynsolar","TYNS62609225",225,201.3]
["Tynsolar","TYNS62610225",225,200.7]
["Tynsolar","TYN-230P6",230,199]
["Tynsolar","TYNP62610230",230,205]
["Tynsolar","TYNS62609230",230,205.9]
["Tynsolar","TYNS62610230",230,205.3]
["Tynsolar","TYN-235P6",235,203.4]
["Tynsolar","TYNP62610235",235,209.6]
["Tynsolar","TYNS62609235",235,210.5]
["Tynsolar","TYNS62610235",235,209.8]
["Tynsolar","TYN-240P6",240,207.2]
["Tynsolar","TYNP62610240",240,214.2]
["Tynsolar","TYNP62611240",240,213.7]
["Tynsolar","TYNP62611250",240,213.7]
["Tynsolar","TYNS62610240",240,214.4]
["Tynsolar","TYN-245P6",245,211.6]
["Tynsolar","TYNP62610245",245,218.8]
["Tynsolar","TYNP62611245",245,218.2]
["Tynsolar","TYNS62610245",245,219]
["Tynsolar","TYN-250P6",250,216.1]
["Tynsolar","TYNP62610250",250,223.4]
["Tynsolar","TYNS62610250",250,223.6]
["Tynsolar","TYNS62611250",250,223.1]
["Tynsolar","TYN-255P6",255,217.3]
["Tynsolar","TYNP62610255",255,228]
["Tynsolar","TYNP62611255",255,227.4]
["Tynsolar","TYNP62612255",255,226.9]
["Tynsolar","TYNS62610255",255,228.2]
["Tynsolar","TYNS62611255",255,227.6]
["Tynsolar","TYN-260P6",260,221.7]
["Tynsolar","TYNP62611260",260,232]
["Tynsolar","TYNP62612260",260,231.5]
["Tynsolar","TYNS62610260",260,232.9]
["Tynsolar","TYNS62611260",260,232.2]
["Tynsolar","TYN-265P6",265,226.1]
["Tynsolar","TYNP62611265",265,236.6]
["Tynsolar","TYNP62612265",265,236]
["Tynsolar","TYNS62611265",265,236.3]
["Tynsolar","TYNS62612265",265,235.7]
["Tynsolar","TYN-270P6",270,230.6]
["Tynsolar","TYNP62611270",270,241.2]
["Tynsolar","TYNP62612270",270,240.6]
["Tynsolar","TYNS62611270",270,240.9]
["Tynsolar","TYNS62612270",270,240.3]
["Tynsolar","TYN-275P6",275,235]
["Tynsolar","TYNP62611275",275,245.8]
["Tynsolar","TYNP62612275",275,245.2]
["Tynsolar","TYNS62611275",275,245.5]
["Tynsolar","TYNS62612275",275,244.9]
["Tynsolar","TYN-280P6",280,239.4]
["Tynsolar","TYNP62611280",280,250.4]
["Tynsolar","TYNP62612280",280,249.8]
["Tynsolar","TYNS62611280",280,250.1]
["Tynsolar","TYNS62612280",280,249.5]
["Tynsolar","TYN-285P6",285,243.9]
["Tynsolar","TYNP62612285",285,256.89999999999998]
["Tynsolar","TYNS62611285",285,254.7]
["Tynsolar","TYNS62612285",285,254]
["Tynsolar","TYNP62612290",290,261.5]
["Tynsolar","TYNS62612290",290,258.60000000000002]
["Tynsolar","TYNP62612295",295,266.10000000000002]
["Tynsolar","TYNS62612295",295,263.2]
["Tynsolar","TYNP62612300",300,270.7]
["Tynsolar","TYNS62612300",300,267.8]
["Tynsolar","TYNP62612305",305,275.39999999999998]
["Tynsolar","TYNS62612305",305,272.39999999999998]
["Tynsolar","TYNP62612310",310,277.3]
["Tynsolar","TYNS62612310",310,277]
["Tynsolar","TYNP62612315",315,281.89999999999998]
["Tynsolar","TYNS62612315",315,281.60000000000002]
["U.S. Solar","USS-QCMI2-36-130",130,114.7]
["U.S. Solar","USS-QCMI2-36-135",135,119.2]
["U.S. Solar","USS-QCMI2-36-140",140,123.7]
["U.S. Solar","USS-QCMI2-36-145",145,128.30000000000001]
["U.S. Solar","USS-QCMI2-36-150",150,132.80000000000001]
["U.S. Solar","USS-QCMI2-48-175",175,154.5]
["U.S. Solar","USS-QCMI2-48-180",180,159]
["U.S. Solar","USS-QCMI2-48-185",185,163.5]
["U.S. Solar","USS-QCMI2-48-190",190,168.1]
["U.S. Solar","USS-QCMI2-48-195",195,172.7]
["U.S. Solar","USS-QCMI2-48-200",200,177.2]
["U.S. Solar","USS-QCMI2-54-200",200,176.6]
["U.S. Solar","USS-QCMI2-54-205",205,181.2]
["U.S. Solar","USS-QCMI2-54-210",210,185.7]
["U.S. Solar","USS-QCMI2-54-215",215,190.3]
["U.S. Solar","USS-QCMI2-54-220",220,194.8]
["U.S. Solar","USS-QCMI2-60-220",220,197.6]
["U.S. Solar","USS-QCMI2-54-225",225,199.4]
["U.S. Solar","USS-QCMI2-60-225",225,202.2]
["U.S. Solar","USS-QCMI3-60-225",225,202.1]
["U.S. Solar","USS-QCMI2-54-230",230,204]
["U.S. Solar","USS-QCMI2-60-230",230,206.8]
["U.S. Solar","USS-QCMI3-60-230",230,206.7]
["U.S. Solar","USS-QCMO3-60-230",230,208.1]
["U.S. Solar","USS-QCMI2-60-235",235,211.4]
["U.S. Solar","USS-QCMI3-60-235",235,211.3]
["U.S. Solar","USS-QCMO3-60-235",235,212.8]
["U.S. Solar","USS-QCMI2-60-240",240,216]
["U.S. Solar","USS-QCMI3-60-240",240,215.9]
["U.S. Solar","USS-QCMO3-60-240",240,217.4]
["U.S. Solar","USS-QCMI2-60-245",245,220.6]
["U.S. Solar","USS-QCMI3-60-245",245,220.5]
["U.S. Solar","USS-QCMO3-60-245",245,222]
["U.S. Solar","USS-QCMI2-60-250",250,225.3]
["U.S. Solar","USS-QCMI3-60-250",250,225.2]
["U.S. Solar","USS-QCMO3-60-250",250,226.7]
["U.S. Solar","USS-QCMI2-60-255",255,226.2]
["U.S. Solar","USS-QCMI3-60-255",255,229.8]
["U.S. Solar","USS-QCMO3-60-255",255,231.4]
["U.S. Solar","USS-QCMI3-60-260",260,234.4]
["U.S. Solar","USS-QCMO3-60-260",260,236]
["U.S. Solar","USS-QCMI2-72-265",265,234.1]
["U.S. Solar","USS-QCMI3-60-265",265,239.1]
["U.S. Solar","USS-QCMO3-60-265",265,240.7]
["U.S. Solar","USS-QCMI2-72-270",270,238.6]
["U.S. Solar","USS-QCMI3-60-270",270,243.7]
["U.S. Solar","USS-QCMO3-60-270",270,245.3]
["U.S. Solar","USS-QCMI2-72-275",275,243.2]
["U.S. Solar","USS-QCMO3-60-275",275,250]
["U.S. Solar","USS-QCMI2-72-280",280,247.7]
["U.S. Solar","USS-QCMI3-72-280",280,251.8]
["U.S. Solar","USS-QCMI2-72-285",285,252.3]
["U.S. Solar","USS-QCMI3-72-285",285,256.39999999999998]
["U.S. Solar","USS-QCMO3-72-285",285,258.2]
["U.S. Solar","USS-QCMI2-72-290",290,256.89999999999998]
["U.S. Solar","USS-QCMI3-72-290",290,261]
["U.S. Solar","USS-QCMO3-72-290",290,262.8]
["U.S. Solar","USS-QCMI2-72-295",295,261.39999999999998]
["U.S. Solar","USS-QCMI3-72-295",295,265.7]
["U.S. Solar","USS-QCMO3-72-295",295,267.5]
["U.S. Solar","USS-QCMI2-72-300",300,266]
["U.S. Solar","USS-QCMI3-72-300",300,270.3]
["U.S. Solar","USS-QCMO3-72-300",300,272.10000000000002]
["U.S. Solar","USS-QCMI2-72-305",305,270.60000000000002]
["U.S. Solar","USS-QCMI3-72-305",305,274.89999999999998]
["U.S. Solar","USS-QCMO3-72-305",305,276.8]
["U.S. Solar","USS-QCMI3-72-310",310,279.60000000000002]
["U.S. Solar","USS-QCMO3-72-310",310,281.39999999999998]
["U.S. Solar","USS-QCMI3-72-315",315,284.2]
["U.S. Solar","USS-QCMO3-72-315",315,286.10000000000002]
["U.S. Solar","USS-QCMI3-72-320",320,288.8]
["U.S. Solar","USS-QCMO3-72-320",320,290.8]
["U.S. Solar","USS-QCMI3-72-325",325,293.5]
["U.S. Solar","USS-QCMO3-72-325",325,295.39999999999998]
["U.S. Solar","USS-QCMI3-72-330",330,298.2]
["U.S. Solar","USS-QCMO3-72-330",330,300.10000000000002]
["U.S. Solar","USS-QCMO3-72-335",335,304.8]
["U.S. Yabang Solar Energy","CSM-220P",220,194]
["U.S. Yabang Solar Energy","CSM-230P",230,203.1]
["U.S. Yabang Solar Energy","CSM-235P",235,212.2]
["U.S. Yabang Solar Energy","CSM-240PA",240,216.8]
["U.S. Yabang Solar Energy","CSM-260P",260,233.8]
["U.S. Yabang Solar Energy","CSM-270P",270,243]
["U.S. Yabang Solar Energy","CSM-280P",280,252.2]
["U.S. Yabang Solar Energy","CSM-290D/C",290,261.89999999999998]
["U.S. Yabang Solar Energy","CSM-290P",290,262.3]
["U.S. Yabang Solar Energy","CSM 295D/C",295,266.5]
["U.S. Yabang Solar Energy","CSM-295P",295,267]
["U.S. Yabang Solar Energy","CSM-300D/C",300,271.10000000000002]
["UE Solar","ZHM175",175,154.19999999999999]
["UE Solar","ZHM180",180,158.80000000000001]
["UE Solar","ZHM185",185,163.30000000000001]
["UE Solar","ZHM220P",220,193.3]
["UE Solar","ZHM225P",225,197.8]
["UE Solar","ZHM230P",230,202.3]
["UE Solar","ZHM-60-230P",230,206.4]
["UE Solar","ZHM235P",235,211.1]
["UE Solar","ZHM-60-235P",235,211]
["UE Solar","ZHM240P",240,215.7]
["UE Solar","ZHM-60-240P",240,215.6]
["UE Solar","ZHM245P",245,220.3]
["UE Solar","ZHM-60-245P",245,220.2]
["UE Solar","ZHM250P",250,224.9]
["UE Solar","ZHM-60-250P",250,224.8]
["UE Solar","ZHM255P",255,229.6]
["UE Solar","ZHM-60-255P",255,229.4]
["UE Solar","ZHM260P",260,234.2]
["UE Solar","ZHM-60-260P",260,234.1]
["UE Solar","ZHM265P",265,238.8]
["UE Solar","ZHM270P",270,243.4]
["UE Solar","ZHM275P",275,248.1]
["UE Solar","ZHM280P",280,252.7]
["Unicor Federal Prison Industries","PVM220PS-A2P1200",200,169.2]
["Unicor Federal Prison Industries","PVM220PS-G156200",200,170.9]
["Unicor Federal Prison Industries","PVM220PS-IM156200",200,179.4]
["Unicor Federal Prison Industries","PVM220PS-M156200",200,167.6]
["Unicor Federal Prison Industries","PVM220PS-Q6LTT200",200,179.4]
["Unicor Federal Prison Industries","PVM220PS-A2P1205",205,173.6]
["Unicor Federal Prison Industries","PVM220PS-G156205",205,175.3]
["Unicor Federal Prison Industries","PVM220PS-IM156205",205,184]
["Unicor Federal Prison Industries","PVM220PS-M156205",205,172]
["Unicor Federal Prison Industries","PVM220PS-Q6LTT205",205,184]
["Unicor Federal Prison Industries","PVM220PS-A2P1210",210,178]
["Unicor Federal Prison Industries","PVM220PS-G156210",210,179.8]
["Unicor Federal Prison Industries","PVM220PS-IM156210",210,188.6]
["Unicor Federal Prison Industries","PVM220PS-M156210",210,176.3]
["Unicor Federal Prison Industries","PVM220PS-Q6LTT210",210,188.6]
["Unicor Federal Prison Industries","PVM220PS-A2P1215",215,182.4]
["Unicor Federal Prison Industries","PVM220PS-G156215",215,184.2]
["Unicor Federal Prison Industries","PVM220PS-IM156215",215,193.2]
["Unicor Federal Prison Industries","PVM220PS-M156215",215,180.7]
["Unicor Federal Prison Industries","PVM220PS-Q6LTT215",215,193.2]
["Unicor Federal Prison Industries","PVM220PS-A2P1220",220,186.8]
["Unicor Federal Prison Industries","PVM220PS-G156220",220,188.6]
["Unicor Federal Prison Industries","PVM220PS-IM156220",220,197.8]
["Unicor Federal Prison Industries","PVM220PS-M156220",220,185.1]
["Unicor Federal Prison Industries","PVM220PS-Q6LTT220",220,197.8]
["Unicor Federal Prison Industries","PVM220PS-IM156225",225,201.2]
["Unicor Federal Prison Industries","PVM220PS-M156225",225,197.9]
["Unicor Federal Prison Industries","PVM220PS-IM156230",230,205.8]
["Unicor Federal Prison Industries","PVM220PS-M156230",230,202.4]
["Unicor Federal Prison Industries","PVM220PS-IM156235",235,210.4]
["Unicor Federal Prison Industries","PVM220PS-M156235",235,207]
["Unicor Federal Prison Industries","PVM220PS-IM156240",240,215]
["United Renewable Energy Co., Ltd.","D6P120A1F",120,106.9]
["United Renewable Energy Co., Ltd.","D6P120A1FME",120,106.9]
["United Renewable Energy Co., Ltd.","D6P125A1F",125,111.5]
["United Renewable Energy Co., Ltd.","D6P125A1FME",125,111.5]
["United Renewable Energy Co., Ltd.","D6P130A1F",130,116]
["United Renewable Energy Co., Ltd.","D6P130A1FME",130,116]
["United Renewable Energy Co., Ltd.","D6P135A1F",135,120.6]
["United Renewable Energy Co., Ltd.","D6P135A1FME",135,120.6]
["United Renewable Energy Co., Ltd.","D6P140A1F",140,125.2]
["United Renewable Energy Co., Ltd.","D6P140A1FME",140,125.2]
["United Renewable Energy Co., Ltd.","D6P190A5F",190,167.8]
["United Renewable Energy Co., Ltd.","D6P190A5FME",190,167.8]
["United Renewable Energy Co., Ltd.","D6P195A5F",195,172.4]
["United Renewable Energy Co., Ltd.","D6P195A5FME",195,172.4]
["United Renewable Energy Co., Ltd.","D6P200A5F",200,176.9]
["United Renewable Energy Co., Ltd.","D6P200A5FME",200,176.9]
["United Renewable Energy Co., Ltd.","D6P205A5F",205,181.5]
["United Renewable Energy Co., Ltd.","D6P205A5FME",205,181.5]
["United Renewable Energy Co., Ltd.","D6P210A5F",210,186.1]
["United Renewable Energy Co., Ltd.","D6P210A5FME",210,186.1]
["United Renewable Energy Co., Ltd.","D6P215A3F",215,192]
["United Renewable Energy Co., Ltd.","D6P215A3FME",215,192]
["United Renewable Energy Co., Ltd.","D6P215A5F",215,192.5]
["United Renewable Energy Co., Ltd.","D6P215A5FME",215,192.5]
["United Renewable Energy Co., Ltd.","D6P220A3F",220,196.5]
["United Renewable Energy Co., Ltd.","D6P220A3FME",220,196.5]
["United Renewable Energy Co., Ltd.","D6P220A5F",220,197.1]
["United Renewable Energy Co., Ltd.","D6P220A5FME",220,197.1]
["United Renewable Energy Co., Ltd.","7C00-6A225",225,199]
["United Renewable Energy Co., Ltd.","7C00-6A225-B",225,199]
["United Renewable Energy Co., Ltd.","D6P225A3F",225,201.1]
["United Renewable Energy Co., Ltd.","D6P225A3FME",225,201.1]
["United Renewable Energy Co., Ltd.","7C00-6A230",230,203.5]
["United Renewable Energy Co., Ltd.","7C00-6A230-B",230,203.5]
["United Renewable Energy Co., Ltd.","D6P230A3F",230,205.7]
["United Renewable Energy Co., Ltd.","D6P230A3FME",230,205.7]
["United Renewable Energy Co., Ltd.","D6P230B3A",230,205.9]
["United Renewable Energy Co., Ltd.","D6P230B3AME",230,205.9]
["United Renewable Energy Co., Ltd.","7C00-6A235",235,208.1]
["United Renewable Energy Co., Ltd.","7C00-6A235-B",235,208.1]
["United Renewable Energy Co., Ltd.","7E00-6A235",235,208.3]
["United Renewable Energy Co., Ltd.","7E00-6A235-B",235,208.3]
["United Renewable Energy Co., Ltd.","D6M235B3A",235,208.7]
["United Renewable Energy Co., Ltd.","D6M235B3AME",235,208.7]
["United Renewable Energy Co., Ltd.","D6P235A3F",235,210.3]
["United Renewable Energy Co., Ltd.","D6P235A3FME",235,210.3]
["United Renewable Energy Co., Ltd.","D6P235B3A",235,210.5]
["United Renewable Energy Co., Ltd.","D6P235B3AME",235,210.5]
["United Renewable Energy Co., Ltd.","7C00-6A240",240,212.7]
["United Renewable Energy Co., Ltd.","7C00-6A240-B",240,212.7]
["United Renewable Energy Co., Ltd.","7E00-6A240",240,212.9]
["United Renewable Energy Co., Ltd.","7E00-6A240-B",240,212.9]
["United Renewable Energy Co., Ltd.","D6M240B3A",240,213.3]
["United Renewable Energy Co., Ltd.","D6M240B3AME",240,213.3]
["United Renewable Energy Co., Ltd.","D6P240A3F",240,214.9]
["United Renewable Energy Co., Ltd.","D6P240A3FME",240,214.9]
["United Renewable Energy Co., Ltd.","D6P240B3A",240,215.1]
["United Renewable Energy Co., Ltd.","D6P240B3AME",240,215.1]
["United Renewable Energy Co., Ltd.","7C00-6A245",245,217.2]
["United Renewable Energy Co., Ltd.","7C00-6A245-B",245,217.2]
["United Renewable Energy Co., Ltd.","7E00-6A245",245,217.5]
["United Renewable Energy Co., Ltd.","7E00-6A245-B",245,217.5]
["United Renewable Energy Co., Ltd.","D6M245B3A",245,217.9]
["United Renewable Energy Co., Ltd.","D6M245B3AME",245,217.9]
["United Renewable Energy Co., Ltd.","D6P245A3F",245,219.5]
["United Renewable Energy Co., Ltd.","D6P245A3FME",245,219.5]
["United Renewable Energy Co., Ltd.","D6P245B3A",245,219.8]
["United Renewable Energy Co., Ltd.","D6P245B3AME",245,219.8]
["United Renewable Energy Co., Ltd.","7E00-6A250",250,222]
["United Renewable Energy Co., Ltd.","7E00-6A250-B",250,222]
["United Renewable Energy Co., Ltd.","D6M250B3A",250,222.4]
["United Renewable Energy Co., Ltd.","D6M250B3AME",250,222.4]
["United Renewable Energy Co., Ltd.","D6P250B3A",250,224.4]
["United Renewable Energy Co., Ltd.","D6P250B3AME",250,224.4]
["United Renewable Energy Co., Ltd.","7E00-6A255",255,226.6]
["United Renewable Energy Co., Ltd.","7E00-6A255-B",255,226.6]
["United Renewable Energy Co., Ltd.","D6M255B3A",255,227]
["United Renewable Energy Co., Ltd.","D6M255B3AME",255,227]
["United Renewable Energy Co., Ltd.","D6P255B3A",255,231.8]
["United Renewable Energy Co., Ltd.","D6P255B3AME",255,231.8]
["United Renewable Energy Co., Ltd.","7E00-6A260",260,231.2]
["United Renewable Energy Co., Ltd.","7E00-6A260-B",260,231.2]
["United Renewable Energy Co., Ltd.","D6M260B3A",260,234.5]
["United Renewable Energy Co., Ltd.","D6M260B3AME",260,234.5]
["United Renewable Energy Co., Ltd.","D6P260A4F",260,232.1]
["United Renewable Energy Co., Ltd.","D6P260A4FME",260,232.1]
["United Renewable Energy Co., Ltd.","D6P260B3A",260,236.5]
["United Renewable Energy Co., Ltd.","D6P260B3AME",260,236.5]
["United Renewable Energy Co., Ltd.","7E00-6A265",265,235.8]
["United Renewable Energy Co., Ltd.","7E00-6A265-B",265,235.8]
["United Renewable Energy Co., Ltd.","D6M265B3A",265,239.1]
["United Renewable Energy Co., Ltd.","D6M265B3AME",265,239.1]
["United Renewable Energy Co., Ltd.","D6P265A4F",265,236.7]
["United Renewable Energy Co., Ltd.","D6P265A4FME",265,236.7]
["United Renewable Energy Co., Ltd.","D6P265B3A",265,241.1]
["United Renewable Energy Co., Ltd.","D6P265B3AME",265,241.1]
["United Renewable Energy Co., Ltd.","D6M270B3A",270,243.8]
["United Renewable Energy Co., Ltd.","D6M270B3AME",270,243.8]
["United Renewable Energy Co., Ltd.","D6P270A4F",270,241.3]
["United Renewable Energy Co., Ltd.","D6P270A4FME",270,241.3]
["United Renewable Energy Co., Ltd.","D6P270B3A",270,245.8]
["United Renewable Energy Co., Ltd.","D6P270B3AME",270,245.8]
["United Renewable Energy Co., Ltd.","F6E270H3A",270,247.8]
["United Renewable Energy Co., Ltd.","F6P270H3A",270,242.9]
["United Renewable Energy Co., Ltd.","7C00-6C275",275,243.4]
["United Renewable Energy Co., Ltd.","7C00-6C275-B",275,243.4]
["United Renewable Energy Co., Ltd.","D6M275B3A",275,248.4]
["United Renewable Energy Co., Ltd.","D6M275B3AME",275,248.4]
["United Renewable Energy Co., Ltd.","D6P275A4F",275,245.9]
["United Renewable Energy Co., Ltd.","D6P275A4FME",275,245.9]
["United Renewable Energy Co., Ltd.","D6P275B4A",275,241.5]
["United Renewable Energy Co., Ltd.","D6P275B4AME",275,241.5]
["United Renewable Energy Co., Ltd.","D6Q275B4A",275,244.1]
["United Renewable Energy Co., Ltd.","D6Q275B4AME",275,244.1]
["United Renewable Energy Co., Ltd.","F6E275H3A",275,252.5]
["United Renewable Energy Co., Ltd.","F6P275H3A",275,247.6]
["United Renewable Energy Co., Ltd.","F6P275H4A",275,248.3]
["United Renewable Energy Co., Ltd.","7C00-6C280",280,247.9]
["United Renewable Energy Co., Ltd.","7C00-6C280-B",280,247.9]
["United Renewable Energy Co., Ltd.","D6L280L3A",280,259.10000000000002]
["United Renewable Energy Co., Ltd.","D6L280L3A-P",280,260.10000000000002]
["United Renewable Energy Co., Ltd.","D6M280B3A",280,253.1]
["United Renewable Energy Co., Ltd.","D6M280B3AME",280,253.1]
["United Renewable Energy Co., Ltd.","D6M280E3A",280,255]
["United Renewable Energy Co., Ltd.","D6M280H3A",280,256.2]
["United Renewable Energy Co., Ltd.","D6P280A4F",280,250.5]
["United Renewable Energy Co., Ltd.","D6P280A4FME",280,250.5]
["United Renewable Energy Co., Ltd.","D6P280B4A",280,246]
["United Renewable Energy Co., Ltd.","D6P280B4AME",280,246]
["United Renewable Energy Co., Ltd.","D6Q280B4A",280,248.7]
["United Renewable Energy Co., Ltd.","D6Q280B4AME",280,248.7]
["United Renewable Energy Co., Ltd.","F6E280H3A",280,257.2]
["United Renewable Energy Co., Ltd.","F6K280H3A",280,256.10000000000002]
["United Renewable Energy Co., Ltd.","F6P280H4A",280,253]
["United Renewable Energy Co., Ltd.","7C00-6C285",285,252.5]
["United Renewable Energy Co., Ltd.","7C00-6C285-B",285,252.5]
["United Renewable Energy Co., Ltd.","7E00-6C285",285,252.8]
["United Renewable Energy Co., Ltd.","7E00-6C285-B",285,252.8]
["United Renewable Energy Co., Ltd.","D6L285L3A",285,263.8]
["United Renewable Energy Co., Ltd.","D6L285L3A-P",285,264.8]
["United Renewable Energy Co., Ltd.","D6M285B3A",285,254.1]
["United Renewable Energy Co., Ltd.","D6M285B3AME",285,254.1]
["United Renewable Energy Co., Ltd.","D6M285B4A",285,251.3]
["United Renewable Energy Co., Ltd.","D6M285B4AME",285,251.3]
["United Renewable Energy Co., Ltd.","D6M285E3A",285,259.7]
["United Renewable Energy Co., Ltd.","D6M285H3A",285,260.89999999999998]
["United Renewable Energy Co., Ltd.","D6P285A4F",285,255.1]
["United Renewable Energy Co., Ltd.","D6P285A4FME",285,255.1]
["United Renewable Energy Co., Ltd.","D6P285B4A",285,250.6]
["United Renewable Energy Co., Ltd.","D6P285B4AME",285,250.6]
["United Renewable Energy Co., Ltd.","D6Q285B4A",285,253.3]
["United Renewable Energy Co., Ltd.","D6Q285B4AME",285,253.3]
["United Renewable Energy Co., Ltd.","F6K285H3A",285,260.8]
["United Renewable Energy Co., Ltd.","F6P285H4A",285,257.60000000000002]
["United Renewable Energy Co., Ltd.","7C00-6C290",290,257.10000000000002]
["United Renewable Energy Co., Ltd.","7C00-6C290-B",290,257.10000000000002]
["United Renewable Energy Co., Ltd.","7E00-6C290",290,257.39999999999998]
["United Renewable Energy Co., Ltd.","7E00-6C290-B",290,257.39999999999998]
["United Renewable Energy Co., Ltd.","D6L290L3A",290,268.60000000000002]
["United Renewable Energy Co., Ltd.","D6L290L3A-P",290,269.60000000000002]
["United Renewable Energy Co., Ltd.","D6M290B3A",290,258.7]
["United Renewable Energy Co., Ltd.","D6M290B3AME",290,258.7]
["United Renewable Energy Co., Ltd.","D6M290B4A",290,255.9]
["United Renewable Energy Co., Ltd.","D6M290B4AME",290,255.9]
["United Renewable Energy Co., Ltd.","D6M290E3A",290,264.39999999999998]
["United Renewable Energy Co., Ltd.","D6M290H3A",290,265.60000000000002]
["United Renewable Energy Co., Ltd.","D6P290A4F",290,259.7]
["United Renewable Energy Co., Ltd.","D6P290A4FME",290,259.7]
["United Renewable Energy Co., Ltd.","D6P290B4A",290,255.1]
["United Renewable Energy Co., Ltd.","D6P290B4AME",290,255.1]
["United Renewable Energy Co., Ltd.","D6Q290B4A",290,257.8]
["United Renewable Energy Co., Ltd.","D6Q290B4AME",290,257.8]
["United Renewable Energy Co., Ltd.","F6K290H3A",290,265.5]
["United Renewable Energy Co., Ltd.","F6P290H4A",290,262.2]
["United Renewable Energy Co., Ltd.","7C00-6C295",295,261.60000000000002]
["United Renewable Energy Co., Ltd.","7C00-6C295-B",295,261.60000000000002]
["United Renewable Energy Co., Ltd.","7E00-6C295",295,261.89999999999998]
["United Renewable Energy Co., Ltd.","7E00-6C295-B",295,261.89999999999998]
["United Renewable Energy Co., Ltd.","D6L295L3A",295,273.3]
["United Renewable Energy Co., Ltd.","D6L295L3A-P",295,274.3]
["United Renewable Energy Co., Ltd.","D6M295B3A",295,263.39999999999998]
["United Renewable Energy Co., Ltd.","D6M295B3AME",295,263.39999999999998]
["United Renewable Energy Co., Ltd.","D6M295B4A",295,260.39999999999998]
["United Renewable Energy Co., Ltd.","D6M295B4AME",295,260.39999999999998]
["United Renewable Energy Co., Ltd.","D6M295E3A",295,269.10000000000002]
["United Renewable Energy Co., Ltd.","D6M295H3A",295,270.3]
["United Renewable Energy Co., Ltd.","D6P295B4A",295,259.7]
["United Renewable Energy Co., Ltd.","D6P295B4AME",295,259.7]
["United Renewable Energy Co., Ltd.","D6Q295B4A",295,262.39999999999998]
["United Renewable Energy Co., Ltd.","D6Q295B4AME",295,262.39999999999998]
["United Renewable Energy Co., Ltd.","F6K295H3A",295,270.2]
["United Renewable Energy Co., Ltd.","F6P295H4A",295,266.89999999999998]
["United Renewable Energy Co., Ltd.","7E00-6C300",300,266.5]
["United Renewable Energy Co., Ltd.","7E00-6C300-B",300,266.5]
["United Renewable Energy Co., Ltd.","D6L300L3A",300,278.10000000000002]
["United Renewable Energy Co., Ltd.","D6L300L3A-P",300,279.10000000000002]
["United Renewable Energy Co., Ltd.","D6M300B3A",300,268]
["United Renewable Energy Co., Ltd.","D6M300B3AME",300,268]
["United Renewable Energy Co., Ltd.","D6M300B4A",300,265]
["United Renewable Energy Co., Ltd.","D6M300B4AME",300,265]
["United Renewable Energy Co., Ltd.","D6M300E3A",300,273.8]
["United Renewable Energy Co., Ltd.","D6M300H3A",300,275]
["United Renewable Energy Co., Ltd.","D6P300B4A",300,273.2]
["United Renewable Energy Co., Ltd.","D6P300B4AME",300,273.2]
["United Renewable Energy Co., Ltd.","F6K300H3A",300,274.89999999999998]
["United Renewable Energy Co., Ltd.","F6M300H3A",300,278.3]
["United Renewable Energy Co., Ltd.","F6M300H3A-BB",300,278.3]
["United Renewable Energy Co., Ltd.","F6M300H3A-BW",300,278.3]
["United Renewable Energy Co., Ltd.","F6P300H4A",300,271.5]
["United Renewable Energy Co., Ltd.","7E00-6C305",305,271.10000000000002]
["United Renewable Energy Co., Ltd.","7E00-6C305-B",305,271.10000000000002]
["United Renewable Energy Co., Ltd.","D6L305L3A",305,282.8]
["United Renewable Energy Co., Ltd.","D6L305L3A-P",305,283.8]
["United Renewable Energy Co., Ltd.","D6M305B4A",305,269.60000000000002]
["United Renewable Energy Co., Ltd.","D6M305B4AME",305,269.60000000000002]
["United Renewable Energy Co., Ltd.","D6M305E3A",305,278.5]
["United Renewable Energy Co., Ltd.","D6M305H3A",305,279.8]
["United Renewable Energy Co., Ltd.","D6P305B4A",305,277.89999999999998]
["United Renewable Energy Co., Ltd.","D6P305B4AME",305,277.89999999999998]
["United Renewable Energy Co., Ltd.","D7K305H7A",305,285.3]
["United Renewable Energy Co., Ltd.","F6K305H3A",305,285.60000000000002]
["United Renewable Energy Co., Ltd.","F6M305H3A",305,283]
["United Renewable Energy Co., Ltd.","F6M305H3A-BB",305,283]
["United Renewable Energy Co., Ltd.","F6M305H3A-BW",305,283]
["United Renewable Energy Co., Ltd.","F6P305H4A",305,276.2]
["United Renewable Energy Co., Ltd.","D6L310L3A",310,287.60000000000002]
["United Renewable Energy Co., Ltd.","D6L310L3A-P",310,288.60000000000002]
["United Renewable Energy Co., Ltd.","D6M310B4A",310,278.89999999999998]
["United Renewable Energy Co., Ltd.","D6M310B4AME",310,278.89999999999998]
["United Renewable Energy Co., Ltd.","D6M310E3A",310,283.2]
["United Renewable Energy Co., Ltd.","D6M310H3A",310,284.5]
["United Renewable Energy Co., Ltd.","D6P310B4A",310,282.5]
["United Renewable Energy Co., Ltd.","D6P310B4AME",310,282.5]
["United Renewable Energy Co., Ltd.","D7K310H7A",310,290.10000000000002]
["United Renewable Energy Co., Ltd.","F6E310H4A",310,282.60000000000002]
["United Renewable Energy Co., Ltd.","F6K310H3A",310,290.39999999999998]
["United Renewable Energy Co., Ltd.","F6M310H3A",310,287.8]
["United Renewable Energy Co., Ltd.","F6M310H3A-BB",310,287.8]
["United Renewable Energy Co., Ltd.","F6M310H3A-BW",310,287.8]
["United Renewable Energy Co., Ltd.","F6P310H4A",310,280.8]
["United Renewable Energy Co., Ltd.","D6L315L3A",315,292.3]
["United Renewable Energy Co., Ltd.","D6L315L3A-P",315,293.39999999999998]
["United Renewable Energy Co., Ltd.","D6M315B4A",315,283.60000000000002]
["United Renewable Energy Co., Ltd.","D6M315B4AME",315,283.60000000000002]
["United Renewable Energy Co., Ltd.","D6M315E4A",315,281.39999999999998]
["United Renewable Energy Co., Ltd.","D6M315E4AME",315,281.39999999999998]
["United Renewable Energy Co., Ltd.","D6M315H3A",315,289.2]
["United Renewable Energy Co., Ltd.","D6P315B4A",315,287.2]
["United Renewable Energy Co., Ltd.","D6P315B4AME",315,287.2]
["United Renewable Energy Co., Ltd.","D7K315H7A",315,294.89999999999998]
["United Renewable Energy Co., Ltd.","F6E315H4A",315,287.3]
["United Renewable Energy Co., Ltd.","F6K315H3A",315,295.2]
["United Renewable Energy Co., Ltd.","F6M315H3A",315,292.5]
["United Renewable Energy Co., Ltd.","F6M315H3A-BB",315,292.5]
["United Renewable Energy Co., Ltd.","F6M315H3A-BW",315,292.5]
["United Renewable Energy Co., Ltd.","F6P315H4A",315,285.5]
["United Renewable Energy Co., Ltd.","D6L320L3A",320,297.10000000000002]
["United Renewable Energy Co., Ltd.","D6L320L3A-P",320,298.2]
["United Renewable Energy Co., Ltd.","D6M320B4A",320,288.2]
["United Renewable Energy Co., Ltd.","D6M320B4AME",320,288.2]
["United Renewable Energy Co., Ltd.","D6M320E4A",320,286]
["United Renewable Energy Co., Ltd.","D6M320E4AME",320,286]
["United Renewable Energy Co., Ltd.","D6M320H3A",320,293.89999999999998]
["United Renewable Energy Co., Ltd.","D6P320B4A",320,291.89999999999998]
["United Renewable Energy Co., Ltd.","D6P320B4AME",320,291.89999999999998]
["United Renewable Energy Co., Ltd.","D7K320H7A",320,299.7]
["United Renewable Energy Co., Ltd.","F6E320H4A",320,292]
["United Renewable Energy Co., Ltd.","F6K320H3A",320,300]
["United Renewable Energy Co., Ltd.","F6M320H3A",320,297.3]
["United Renewable Energy Co., Ltd.","F6M320H3A-BB",320,297.3]
["United Renewable Energy Co., Ltd.","F6M320H3A-BW",320,297.3]
["United Renewable Energy Co., Ltd.","F6P320H4A",320,290.10000000000002]
["United Renewable Energy Co., Ltd.","D6L325L3A",325,301.89999999999998]
["United Renewable Energy Co., Ltd.","D6L325L3A-P",325,303]
["United Renewable Energy Co., Ltd.","D6M325B4A",325,292.89999999999998]
["United Renewable Energy Co., Ltd.","D6M325B4AME",325,292.89999999999998]
["United Renewable Energy Co., Ltd.","D6M325E4A",325,290.60000000000002]
["United Renewable Energy Co., Ltd.","D6M325E4AME",325,290.60000000000002]
["United Renewable Energy Co., Ltd.","D6M325H3A",325,298.7]
["United Renewable Energy Co., Ltd.","D6P325B4A",325,296.60000000000002]
["United Renewable Energy Co., Ltd.","D6P325B4AME",325,296.60000000000002]
["United Renewable Energy Co., Ltd.","D7K325H7A",325,304.5]
["United Renewable Energy Co., Ltd.","F6E325H4A",325,296.7]
["United Renewable Energy Co., Ltd.","F6P325H4A",325,294.8]
["United Renewable Energy Co., Ltd.","D6M330B4A",330,297.5]
["United Renewable Energy Co., Ltd.","D6M330B4AME",330,297.5]
["United Renewable Energy Co., Ltd.","D6M330E4A",330,295.3]
["United Renewable Energy Co., Ltd.","D6M330E4AME",330,295.3]
["United Renewable Energy Co., Ltd.","D6M330H4A",330,301.8]
["United Renewable Energy Co., Ltd.","D6P330B4A",330,301.3]
["United Renewable Energy Co., Ltd.","D6P330B4AME",330,301.3]
["United Renewable Energy Co., Ltd.","D7K330H7A",330,309.3]
["United Renewable Energy Co., Ltd.","F6E330H4A",330,301.39999999999998]
["United Renewable Energy Co., Ltd.","D6M335B4A",335,302.2]
["United Renewable Energy Co., Ltd.","D6M335B4AME",335,302.2]
["United Renewable Energy Co., Ltd.","D6M335E4A",335,299.89999999999998]
["United Renewable Energy Co., Ltd.","D6M335E4AME",335,299.89999999999998]
["United Renewable Energy Co., Ltd.","D6M335H4A",335,306.5]
["United Renewable Energy Co., Ltd.","D7K335H7A",335,314.10000000000002]
["United Renewable Energy Co., Ltd.","F6E335H4A",335,306.10000000000002]
["United Renewable Energy Co., Ltd.","D6M340E4A",340,304.5]
["United Renewable Energy Co., Ltd.","D6M340E4AME",340,304.5]
["United Renewable Energy Co., Ltd.","D6M340H4A",340,311.2]
["United Renewable Energy Co., Ltd.","D7K340H7A",340,318.89999999999998]
["United Renewable Energy Co., Ltd.","F6E340H4A",340,310.7]
["United Renewable Energy Co., Ltd.","F6K340H4A",340,309.7]
["United Renewable Energy Co., Ltd.","D6L345L4A",345,319.5]
["United Renewable Energy Co., Ltd.","D6L345L4A-P",345,320.7]
["United Renewable Energy Co., Ltd.","D6M345E4A",345,309.10000000000002]
["United Renewable Energy Co., Ltd.","D6M345E4AME",345,309.10000000000002]
["United Renewable Energy Co., Ltd.","D6M345H4A",345,315.89999999999998]
["United Renewable Energy Co., Ltd.","F6K345H4A",345,314.39999999999998]
["United Renewable Energy Co., Ltd.","D6L350L4A",350,324.2]
["United Renewable Energy Co., Ltd.","D6L350L4A-P",350,325.39999999999998]
["United Renewable Energy Co., Ltd.","D6M350E4A",350,313.60000000000002]
["United Renewable Energy Co., Ltd.","D6M350E4AME",350,313.60000000000002]
["United Renewable Energy Co., Ltd.","D6M350H4A",350,320.7]
["United Renewable Energy Co., Ltd.","F6K350H4A",350,319.10000000000002]
["United Renewable Energy Co., Ltd.","D6L355L4A",355,329]
["United Renewable Energy Co., Ltd.","D6L355L4A-P",355,330.2]
["United Renewable Energy Co., Ltd.","D6M355E4A",355,318.3]
["United Renewable Energy Co., Ltd.","D6M355E4AME",355,318.3]
["United Renewable Energy Co., Ltd.","D6M355H4A",355,325.39999999999998]
["United Renewable Energy Co., Ltd.","F6K355H4A",355,323.8]
["United Renewable Energy Co., Ltd.","D6L360L4A",360,333.7]
["United Renewable Energy Co., Ltd.","D6L360L4A-P",360,335]
["United Renewable Energy Co., Ltd.","D6M360E4A",360,322.89999999999998]
["United Renewable Energy Co., Ltd.","D6M360E4AME",360,322.89999999999998]
["United Renewable Energy Co., Ltd.","D6M360H4A",360,330.1]
["United Renewable Energy Co., Ltd.","D7K360H8A",360,336.7]
["United Renewable Energy Co., Ltd.","F6K360H4A",360,328.5]
["United Renewable Energy Co., Ltd.","F6L360L4A",360,337.5]
["United Renewable Energy Co., Ltd.","F6M360H4A",360,334.8]
["United Renewable Energy Co., Ltd.","F6M360H4A-BB",360,334.8]
["United Renewable Energy Co., Ltd.","F6M360H4A-BW",360,334.8]
["United Renewable Energy Co., Ltd.","D6L365L4A",365,338.5]
["United Renewable Energy Co., Ltd.","D6L365L4A-P",365,339.7]
["United Renewable Energy Co., Ltd.","D6M365E4A",365,327.60000000000002]
["United Renewable Energy Co., Ltd.","D6M365E4AME",365,327.60000000000002]
["United Renewable Energy Co., Ltd.","D6M365H4A",365,334.8]
["United Renewable Energy Co., Ltd.","D7K365H8A",365,341.5]
["United Renewable Energy Co., Ltd.","F6K365H4A",365,333.2]
["United Renewable Energy Co., Ltd.","F6L365L4A",365,342.3]
["United Renewable Energy Co., Ltd.","F6M365H4A",365,339.6]
["United Renewable Energy Co., Ltd.","F6M365H4A-BB",365,339.6]
["United Renewable Energy Co., Ltd.","F6M365H4A-BW",365,339.6]
["United Renewable Energy Co., Ltd.","D6L370L4A",370,343.2]
["United Renewable Energy Co., Ltd.","D6L370L4A-P",370,344.5]
["United Renewable Energy Co., Ltd.","D6M370E4A",370,332.2]
["United Renewable Energy Co., Ltd.","D6M370E4AME",370,332.2]
["United Renewable Energy Co., Ltd.","D6M370H4A",370,339.5]
["United Renewable Energy Co., Ltd.","D7K370H8A",370,346.2]
["United Renewable Energy Co., Ltd.","F6K370H4A",370,337.9]
["United Renewable Energy Co., Ltd.","F6K370H4A-BW",370,342.6]
["United Renewable Energy Co., Ltd.","F6L370L4A",370,347.1]
["United Renewable Energy Co., Ltd.","F6M370H4A",370,344.4]
["United Renewable Energy Co., Ltd.","F6M370H4A-BB",370,344.4]
["United Renewable Energy Co., Ltd.","F6M370H4A-BW",370,344.4]
["United Renewable Energy Co., Ltd.","D6L375L4A",375,348]
["United Renewable Energy Co., Ltd.","D6L375L4A-P",375,349.3]
["United Renewable Energy Co., Ltd.","D6M375E4A",375,336.9]
["United Renewable Energy Co., Ltd.","D6M375E4AME",375,336.9]
["United Renewable Energy Co., Ltd.","D6M375H4A",375,344.3]
["United Renewable Energy Co., Ltd.","D7K375H8A",375,351]
["United Renewable Energy Co., Ltd.","F6K375H4A",375,347.3]
["United Renewable Energy Co., Ltd.","F6K375H4A-BW",375,347.3]
["United Renewable Energy Co., Ltd.","F6L375L4A",375,351.9]
["United Renewable Energy Co., Ltd.","F6M375H4A",375,349.2]
["United Renewable Energy Co., Ltd.","F6M375H4A-BB",375,349.2]
["United Renewable Energy Co., Ltd.","F6M375H4A-BW",375,349.2]
["United Renewable Energy Co., Ltd.","D6L380L4A",380,352.8]
["United Renewable Energy Co., Ltd.","D6L380L4A-P",380,354]
["United Renewable Energy Co., Ltd.","D6M380E4A",380,341.6]
["United Renewable Energy Co., Ltd.","D6M380E4AME",380,341.6]
["United Renewable Energy Co., Ltd.","D6M380H4A",380,349]
["United Renewable Energy Co., Ltd.","D7K380H8A",380,355.8]
["United Renewable Energy Co., Ltd.","F6K380H4A",380,352.1]
["United Renewable Energy Co., Ltd.","F6K380H4A-BW",380,352.1]
["United Renewable Energy Co., Ltd.","F6M380H4A",380,353.9]
["United Renewable Energy Co., Ltd.","F6M380H4A-BB",380,353.9]
["United Renewable Energy Co., Ltd.","F6M380H4A-BW",380,353.9]
["United Renewable Energy Co., Ltd.","D6L385L4A",385,357.5]
["United Renewable Energy Co., Ltd.","D6L385L4A-P",385,358.8]
["United Renewable Energy Co., Ltd.","D7K385H8A",385,360.6]
["United Renewable Energy Co., Ltd.","F6K385H4A",385,356.8]
["United Renewable Energy Co., Ltd.","F6K385H4A-BW",385,356.8]
["United Renewable Energy Co., Ltd.","D6L390L4A",390,362.3]
["United Renewable Energy Co., Ltd.","D6L390L4A-P",390,363.6]
["United Renewable Energy Co., Ltd.","D7K390H8A",390,365.4]
["United Renewable Energy Co., Ltd.","F6K390H4A",390,361.6]
["United Renewable Energy Co., Ltd.","F6K390H4A-BW",390,361.6]
["United Renewable Energy Co., Ltd.","D7K395H8A",395,370.2]
["United Renewable Energy Co., Ltd.","D7K400H8A",400,375]
["United Renewable Energy Co., Ltd.","D7K405H8A",405,379.8]
["United Renewable Energy Co., Ltd.","D7K410H8A",410,384.6]
["United Renewable Energy Co., Ltd.","D7K415H8A",415,389.4]
["United Renewable Energy Co., Ltd.","D7K420H8A",420,394.3]
["Universal Energy Nanjing Solar Technology","UE M180HR",180,156.5]
["Universal Energy Nanjing Solar Technology","UE M185HR",185,161]
["Universal Energy Nanjing Solar Technology","UE M190HR",190,165.5]
["Universal Energy Nanjing Solar Technology","UE P220",220,194.3]
["Universal Energy Nanjing Solar Technology","UE P225",225,198.8]
["Universal Energy Nanjing Solar Technology","UE P230",230,203.4]
["Universal Energy Nanjing Solar Technology","UE P235",235,207.9]
["Universal Energy Nanjing Solar Technology","UE P240",240,212.5]
["Universal Hardware","UHC-230M6-6100",230,203.7]
["Universal Hardware","UHC-230P6-6100",230,195.7]
["Universal Hardware","UHC-240M6-6100",240,212.8]
["Universal Hardware","UHC-240P6-6100",240,204.6]
["Universal Hardware","UHC-250M6-6100",250,222]
["Universal Hardware","UHC-250P6-6100",250,213.5]
["Upsolar","UP-M155M",155,135.1]
["Upsolar","UP-M160M",160,139.5]
["Upsolar","UP-M165M",165,147.30000000000001]
["Upsolar","UP-M170M",170,151.80000000000001]
["Upsolar","UP-M175M",175,156.4]
["Upsolar","UP-M175M-B",175,149.9]
["Upsolar","UP-Z175M",175,155.80000000000001]
["Upsolar","UP-Z175M-B",175,155.80000000000001]
["Upsolar","UP-M180M",180,161]
["Upsolar","UP-M180P",180,155.6]
["Upsolar","UP-Z180M",180,160.4]
["Upsolar","UP-Z180M-B",180,160.4]
["Upsolar","UP-M185M",185,164]
["Upsolar","UP-M185M-B",185,158.69999999999999]
["Upsolar","UP-M185P",185,160.1]
["Upsolar","UP-Z185M",185,164.9]
["Upsolar","UP-Z185M-B",185,164.9]
["Upsolar","UP-M190M",190,168.5]
["Upsolar","UP-M190M-B",190,163.1]
["Upsolar","UP-M190MT",190,168.5]
["Upsolar","UP-M190MT-B",190,163.1]
["Upsolar","UP-M190P",190,164.5]
["Upsolar","UP-S190MT",190,168.5]
["Upsolar","UP-S190MT-B",190,163.1]
["Upsolar","UP-Z190M",190,169.5]
["Upsolar","UP-Z190M-B",190,169.5]
["Upsolar","UP-M195M",195,173]
["Upsolar","UP-M195M-B",195,167]
["Upsolar","UP-M195P",195,169]
["Upsolar","UP-Z195M",195,174.1]
["Upsolar","UP-Z195M-B",195,174.1]
["Upsolar","UP-M200P",200,173.4]
["Upsolar","UP-M205P",205,177.9]
["Upsolar","UP-M205P-B",205,176.3]
["Upsolar","UP-M210P",210,182.4]
["Upsolar","UP-M210P-B",210,180.7]
["Upsolar","UP-M210PT",210,182.4]
["Upsolar","UP-M210PT-B",210,180.7]
["Upsolar","UP-M215P",215,186.8]
["Upsolar","UP-M215P-B",215,185.2]
["Upsolar","UP-M220P",220,194.8]
["Upsolar","UP-M220P-B",220,189.6]
["Upsolar","UP-Z220P",220,194.9]
["Upsolar","UP-Z220P-B",220,194.9]
["Upsolar","UP-M225P",225,199.3]
["Upsolar","UP-Z225P",225,199.4]
["Upsolar","UP-Z225P-B",225,199.4]
["Upsolar","UP-M230M",230,201.7]
["Upsolar","UP-M230M-B",230,201.7]
["Upsolar","UP-M230MS",230,201.7]
["Upsolar","UP-M230MS-B",230,201.7]
["Upsolar","UP-M230MT",230,201.7]
["Upsolar","UP-M230MT-B",230,201.7]
["Upsolar","UP-M230P",230,203.9]
["Upsolar","UP-M230P-B",230,197.8]
["Upsolar","UP-M230PS",230,203.9]
["Upsolar","UP-M230PS-B",230,197.8]
["Upsolar","UP-M230PT",230,203.9]
["Upsolar","UP-M230PT-B",230,197.8]
["Upsolar","UP-Z230M",230,201.7]
["Upsolar","UP-Z230M-B",230,201.7]
["Upsolar","UP-Z230MS",230,201.7]
["Upsolar","UP-Z230MS-B",230,201.7]
["Upsolar","UP-Z230MT",230,201.7]
["Upsolar","UP-Z230MT-B",230,201.7]
["Upsolar","UP-Z230P",230,204]
["Upsolar","UP-Z230P-B",230,204]
["Upsolar","UP-Z230PS",230,203.9]
["Upsolar","UP-Z230PS-B",230,197.8]
["Upsolar","UP-Z230PT",230,204]
["Upsolar","UP-Z230PT-B",230,204]
["Upsolar","UP-M235M",235,206.2]
["Upsolar","UP-M235M-B",235,206.2]
["Upsolar","UP-M235MS",235,206.2]
["Upsolar","UP-M235MS-B",235,206.2]
["Upsolar","UP-M235MT",235,206.2]
["Upsolar","UP-M235MT-B",235,206.2]
["Upsolar","UP-M235P",235,208.5]
["Upsolar","UP-M235P-B",235,202.3]
["Upsolar","UP-M235PS",235,208.5]
["Upsolar","UP-M235PS-B",235,202.3]
["Upsolar","UP-M235PT",235,208.5]
["Upsolar","UP-M235PT-B",235,202.3]
["Upsolar","UP-Z235M",235,206.2]
["Upsolar","UP-Z235M-B",235,206.2]
["Upsolar","UP-Z235MS",235,206.2]
["Upsolar","UP-Z235MS-B",235,206.2]
["Upsolar","UP-Z235MT",235,206.2]
["Upsolar","UP-Z235MT-B",235,206.2]
["Upsolar","UP-Z235P",235,208.5]
["Upsolar","UP-Z235P-B",235,208.5]
["Upsolar","UP-Z235PS",235,208.5]
["Upsolar","UP-Z235PS-B",235,202.3]
["Upsolar","UP-Z235PT",235,208.5]
["Upsolar","UP-Z235PT-B",235,202.3]
["Upsolar","UP-M240M",240,210.7]
["Upsolar","UP-M240M-B",240,210.7]
["Upsolar","UP-M240MS",240,210.7]
["Upsolar","UP-M240MS-B",240,210.7]
["Upsolar","UP-M240MT",240,210.7]
["Upsolar","UP-M240MT-B",240,210.7]
["Upsolar","UP-M240P",240,213.2]
["Upsolar","UP-M240P-B",240,212.4]
["Upsolar","UP-M240PS",240,213.2]
["Upsolar","UP-M240PS-B",240,212.4]
["Upsolar","UP-M240PT",240,213.2]
["Upsolar","UP-M240PT-B",240,212.4]
["Upsolar","UP-Z240M",240,210.7]
["Upsolar","UP-Z240M-B",240,210.7]
["Upsolar","UP-Z240MS",240,210.7]
["Upsolar","UP-Z240MS-B",240,210.7]
["Upsolar","UP-Z240MT",240,210.7]
["Upsolar","UP-Z240MT-B",240,210.7]
["Upsolar","UP-Z240P",240,213.1]
["Upsolar","UP-Z240P-B",240,213.1]
["Upsolar","UP-Z240PS",240,213.2]
["Upsolar","UP-Z240PS-B",240,212.4]
["Upsolar","UP-Z240PT",240,213.2]
["Upsolar","UP-Z240PT-B",240,212.4]
["Upsolar","UP-M245M",245,215.3]
["Upsolar","UP-M245M-B",245,215.3]
["Upsolar","UP-M245MS",245,215.3]
["Upsolar","UP-M245MS-B",245,215.3]
["Upsolar","UP-M245MT",245,215.3]
["Upsolar","UP-M245MT-B",245,215.3]
["Upsolar","UP-M245P",245,217.7]
["Upsolar","UP-M245P-B",245,216.9]
["Upsolar","UP-M245PS",245,217.7]
["Upsolar","UP-M245PS-B",245,216.9]
["Upsolar","UP-M245PT",245,217.7]
["Upsolar","UP-M245PT-B",245,216.9]
["Upsolar","UP-Z245M",245,215.3]
["Upsolar","UP-Z245M-B",245,215.3]
["Upsolar","UP-Z245MS",245,215.3]
["Upsolar","UP-Z245MS-B",245,215.3]
["Upsolar","UP-Z245MT",245,215.3]
["Upsolar","UP-Z245MT-B",245,215.3]
["Upsolar","UP-Z245P",245,217.7]
["Upsolar","UP-Z245P-B",245,216.9]
["Upsolar","UP-Z245PS",245,217.7]
["Upsolar","UP-Z245PS-B",245,216.9]
["Upsolar","UP-Z245PT",245,217.7]
["Upsolar","UP-Z245PT-B",245,216.9]
["Upsolar","UP-M250M",250,219.8]
["Upsolar","UP-M250M-B",250,219.8]
["Upsolar","UP-M250MS",250,219.8]
["Upsolar","UP-M250MS-B",250,219.8]
["Upsolar","UP-M250MT",250,219.8]
["Upsolar","UP-M250MT-B",250,219.8]
["Upsolar","UP-M250P",250,222.3]
["Upsolar","UP-M250P-B",250,221.5]
["Upsolar","UP-M250PS",250,222.3]
["Upsolar","UP-M250PS-B",250,221.5]
["Upsolar","UP-M250PT",250,222.3]
["Upsolar","UP-M250PT-B",250,221.5]
["Upsolar","UP-Z250M",250,219.8]
["Upsolar","UP-Z250M-B",250,219.8]
["Upsolar","UP-Z250MS",250,219.8]
["Upsolar","UP-Z250MS-B",250,219.8]
["Upsolar","UP-Z250MT",250,219.8]
["Upsolar","UP-Z250MT-B",250,219.8]
["Upsolar","UP-Z250P",250,222.3]
["Upsolar","UP-Z250P-B",250,221.5]
["Upsolar","UP-Z250PS",250,222.3]
["Upsolar","UP-Z250PS-B",250,221.5]
["Upsolar","UP-Z250PT",250,222.3]
["Upsolar","UP-Z250PT-B",250,221.5]
["Upsolar","UP-M255M",255,229.5]
["Upsolar","UP-M255M-B",255,231.1]
["Upsolar","UP-M255MS",255,229.5]
["Upsolar","UP-M255MS-B",255,231.1]
["Upsolar","UP-M255MT",255,229.5]
["Upsolar","UP-M255MT-B",255,231.1]
["Upsolar","UP-M255P",255,231.3]
["Upsolar","UP-M255P-B",255,231.1]
["Upsolar","UP-M255PS",255,231.3]
["Upsolar","UP-M255PS-B",255,231.1]
["Upsolar","UP-M255PT",255,231.3]
["Upsolar","UP-M255PT-B",255,231.1]
["Upsolar","UP-Z255M",255,229.5]
["Upsolar","UP-Z255M-B",255,231.1]
["Upsolar","UP-Z255MS",255,229.5]
["Upsolar","UP-Z255MS-B",255,231.1]
["Upsolar","UP-Z255MT",255,229.5]
["Upsolar","UP-Z255MT-B",255,231.1]
["Upsolar","UP-Z255P",255,231.3]
["Upsolar","UP-Z255P-B",255,231.1]
["Upsolar","UP-Z255PS",255,231.3]
["Upsolar","UP-Z255PS-B",255,231.1]
["Upsolar","UP-Z255PT",255,231.3]
["Upsolar","UP-Z255PT-B",255,231.1]
["Upsolar","UP-M260M",260,234.1]
["Upsolar","UP-M260M-B",260,235.7]
["Upsolar","UP-M260MS",260,234.1]
["Upsolar","UP-M260MS-B",260,235.7]
["Upsolar","UP-M260MT",260,234.1]
["Upsolar","UP-M260MT-B",260,235.7]
["Upsolar","UP-M260P",260,236]
["Upsolar","UP-M260P-B",260,235.7]
["Upsolar","UP-M260PS",260,236]
["Upsolar","UP-M260PS-B",260,235.7]
["Upsolar","UP-M260PT",260,236]
["Upsolar","UP-M260PT-B",260,235.7]
["Upsolar","UP-Z260M",260,234.1]
["Upsolar","UP-Z260M-B",260,235.7]
["Upsolar","UP-Z260MS",260,234.1]
["Upsolar","UP-Z260MS-B",260,235.7]
["Upsolar","UP-Z260MT",260,234.1]
["Upsolar","UP-Z260MT-B",260,235.7]
["Upsolar","UP-Z260P",260,236]
["Upsolar","UP-Z260P-B",260,235.7]
["Upsolar","UP-Z260PS",260,236]
["Upsolar","UP-Z260PS-B",260,235.7]
["Upsolar","UP-Z260PT",260,236]
["Upsolar","UP-Z260PT-B",260,235.7]
["Upsolar","UP-M265M",265,238.7]
["Upsolar","UP-M265M-B",265,240.4]
["Upsolar","UP-M265MS",265,238.7]
["Upsolar","UP-M265MS-B",265,240.4]
["Upsolar","UP-M265MT",265,238.7]
["Upsolar","UP-M265MT-B",265,240.4]
["Upsolar","UP-M265P",265,240.6]
["Upsolar","UP-Z265M",265,238.7]
["Upsolar","UP-Z265M-B",265,240.4]
["Upsolar","UP-Z265MS",265,238.7]
["Upsolar","UP-Z265MS-B",265,240.4]
["Upsolar","UP-Z265MT",265,238.7]
["Upsolar","UP-Z265MT-B",265,240.4]
["Upsolar","UP-M270M",270,243.4]
["Upsolar","UP-M270M-B",270,245]
["Upsolar","UP-M270MS",270,243.4]
["Upsolar","UP-M270MS-B",270,245]
["Upsolar","UP-M270MT",270,243.4]
["Upsolar","UP-M270MT-B",270,245]
["Upsolar","UP-M270P",270,240.7]
["Upsolar","UP-M270P-B",270,232.1]
["Upsolar","UP-Z270M",270,243.4]
["Upsolar","UP-Z270M-B",270,245]
["Upsolar","UP-Z270MS",270,243.4]
["Upsolar","UP-Z270MS-B",270,245]
["Upsolar","UP-Z270MT",270,243.4]
["Upsolar","UP-Z270MT-B",270,245]
["Upsolar","UP-Z270P",270,239.4]
["Upsolar","UP-Z270P-B",270,239.4]
["Upsolar","UP-M275M",275,248]
["Upsolar","UP-M275M-B",275,246.1]
["Upsolar","UP-M275P",275,243.9]
["Upsolar","UP-M275P-B",275,236.5]
["Upsolar","UP-Z275P",275,243.9]
["Upsolar","UP-Z275P-B",275,243.9]
["Upsolar","UP-M280M",280,252.7]
["Upsolar","UP-M280P",280,248.5]
["Upsolar","UP-M280P-B",280,241]
["Upsolar","UP-M280PS",280,248.5]
["Upsolar","UP-M280PT",280,248.5]
["Upsolar","UP-M280PT-B",280,241]
["Upsolar","UP-Z280P",280,248.5]
["Upsolar","UP-Z280P-B",280,248.5]
["Upsolar","UP-M285M",285,257.2]
["Upsolar","UP-M285P",285,253.1]
["Upsolar","UP-M285PS",285,253.1]
["Upsolar","UP-M285PT",285,253.1]
["Upsolar","UP-Z285P",285,253.1]
["Upsolar","UP-M290M",290,261.8]
["Upsolar","UP-M290P",290,257.7]
["Upsolar","UP-M290PS",290,257.7]
["Upsolar","UP-M290PT",290,257.7]
["Upsolar","UP-Z290P",290,257.7]
["Upsolar","UP-M295M",295,266.39999999999998]
["Upsolar","UP-M295P",295,263.10000000000002]
["Upsolar","UP-M295PS",295,263.10000000000002]
["Upsolar","UP-M295PT",295,263.10000000000002]
["Upsolar","UP-Z295P",295,263.10000000000002]
["Upsolar","UP-M300M",300,271.10000000000002]
["Upsolar","UP-M300MS",300,266]
["Upsolar","UP-M300MT",300,266]
["Upsolar","UP-M300P",300,267.7]
["Upsolar","UP-M300PS",300,267.7]
["Upsolar","UP-M300PT",300,267.7]
["Upsolar","UP-Z300P",300,267.7]
["Upsolar","UP-M305M",305,275.7]
["Upsolar","UP-M305MS",305,270.60000000000002]
["Upsolar","UP-M305MT",305,270.60000000000002]
["Upsolar","UP-M305P",305,274.3]
["Upsolar","UP-M305PS",305,274.3]
["Upsolar","UP-M305PT",305,274.3]
["Upsolar","UP-M310M",310,275.2]
["Upsolar","UP-M310MS",310,275.2]
["Upsolar","UP-M310MT",310,275.2]
["Upsolar","UP-M310P",310,279]
["Upsolar","UP-M310PS",310,279]
["Upsolar","UP-M310PT",310,279]
["Upsolar","UP-M315M",315,279.8]
["Upsolar","UP-M315MS",315,279.8]
["Upsolar","UP-M315MT",315,279.8]
["Upsolar","UP-M315P",315,283.60000000000002]
["Upsolar","UP-M315PS",315,283.60000000000002]
["Upsolar","UP-M315PT",315,283.60000000000002]
["Upsolar","UP-M320M",320,284.39999999999998]
["Upsolar","UP-M320MS",320,284.39999999999998]
["Upsolar","UP-M320MT",320,284.39999999999998]
["Upsolar","UP-M320P",320,287.89999999999998]
["Upsolar","UP-M325M",325,289]
["Upsolar","UP-M325MS",325,289]
["Upsolar","UP-M325MT",325,289]
["Upsolar","UP-M325P",325,292.60000000000002]
["Upsolar","UP-M330P",330,297.2]
["Upsolar","UP-M350M",350,313.60000000000002]
["Upsolar","UP-M360M",360,322.89999999999998]
["Upsolar","UP-M365M",365,327.60000000000002]
["US Topco Energy","TOPCO-170S5",170,149.19999999999999]
["US Topco Energy","TOPCO-180P6",175,151]
["US Topco Energy","TOPCO-180S5",175,153.69999999999999]
["US Topco Energy","TOPCO-190P6",190,164.2]
["US Topco Energy","TOPCO-195P6",195,168.6]
["US Topco Energy","TOPCO-200P6",200,173.1]
["US Topco Energy","TOPCO-205P6",205,178.6]
["US Topco Energy","TOPCO-210P6",210,182.5]
["US Topco Energy","TOPCO-215P6",215,185.6]
["US Topco Energy","TOPCO-220P6",220,190.1]
["US Topco Energy","TOPCO-225P6",225,194.5]
["US Topco Energy","TOPCO-230P6",230,199]
["US Topco Energy","TOPCO-235P6",235,203.4]
["US Topco Energy","TOPCO-240P6",240,207.2]
["US Topco Energy","TOPCO-245P6",245,211.6]
["US Topco Energy","TOPCO-250P6",250,216.1]
["US Topco Energy","TOPCO-255P6",255,217.3]
["US Topco Energy","TOPCO-260P6",260,221.7]
["US Topco Energy","TOPCO-265P6",265,226.1]
["US Topco Energy","TOPCO-270P6",270,230.6]
["US Topco Energy","TOPCO-275P6",275,235]
["US Topco Energy","TOPCO-280P6",280,239.4]
["US Topco Energy","TOPCO-285P6",285,243.9]
["USOL Energy","USOL-245-60P",245,217.1]
["USOL Energy","USOL-250-60P",250,221.7]
["USOL Energy","USOL-255-60P",255,226.3]
["USOL Energy","USOL-260-60P",260,230.9]
["USOL Energy","USOL-265-60P",265,235.5]
["Vietnam Sunergy Joint Stock Company","VSUN295-60MM5BB",295,271.60000000000002]
["Vietnam Sunergy Joint Stock Company","VSUN300-60M",300,278.3]
["Vietnam Sunergy Joint Stock Company","VSUN300-60M-BB",300,278.3]
["Vietnam Sunergy Joint Stock Company","VSUN300-60M-BW",300,278.3]
["Vietnam Sunergy Joint Stock Company","VSUN300-60MM5BB",300,276.39999999999998]
["Vietnam Sunergy Joint Stock Company","VSUN305-60M",305,283]
["Vietnam Sunergy Joint Stock Company","VSUN305-60M-BB",305,283]
["Vietnam Sunergy Joint Stock Company","VSUN305-60M-BW",305,283]
["Vietnam Sunergy Joint Stock Company","VSUN305-60MM5BB",305,281.10000000000002]
["Vietnam Sunergy Joint Stock Company","VSUN310-60M",310,287.8]
["Vietnam Sunergy Joint Stock Company","VSUN310-60M-BB",310,287.8]
["Vietnam Sunergy Joint Stock Company","VSUN310-60M-BW",310,287.8]
["Vietnam Sunergy Joint Stock Company","VSUN310-60MM5BB",310,285.89999999999998]
["Vietnam Sunergy Joint Stock Company","VSUN315-60M",315,292.5]
["Vietnam Sunergy Joint Stock Company","VSUN315-60M-BB",315,292.5]
["Vietnam Sunergy Joint Stock Company","VSUN315-60M-BW",315,292.5]
["Vietnam Sunergy Joint Stock Company","VSUN315-60MM5BB",315,290.60000000000002]
["Vietnam Sunergy Joint Stock Company","VSUN320-60M",320,297.3]
["Vietnam Sunergy Joint Stock Company","VSUN320-60M-BB",320,297.3]
["Vietnam Sunergy Joint Stock Company","VSUN320-60M-BW",320,297.3]
["Vietnam Sunergy Joint Stock Company","VSUN360-72BMH-DG",360,337.5]
["Vietnam Sunergy Joint Stock Company","VSUN360-72M",360,334.8]
["Vietnam Sunergy Joint Stock Company","VSUN360-72M-BB",360,334.8]
["Vietnam Sunergy Joint Stock Company","VSUN360-72M-BW",360,334.8]
["Vietnam Sunergy Joint Stock Company","VSUN365-72BMH-DG",365,342.3]
["Vietnam Sunergy Joint Stock Company","VSUN365-72M",365,339.6]
["Vietnam Sunergy Joint Stock Company","VSUN365-72M-BB",365,339.6]
["Vietnam Sunergy Joint Stock Company","VSUN365-72M-BW",365,339.6]
["Vietnam Sunergy Joint Stock Company","VSUN370-72BMH-DG",370,347.1]
["Vietnam Sunergy Joint Stock Company","VSUN370-72M",370,344.4]
["Vietnam Sunergy Joint Stock Company","VSUN370-72M-BB",370,344.4]
["Vietnam Sunergy Joint Stock Company","VSUN370-72M-BW",370,344.4]
["Vietnam Sunergy Joint Stock Company","VSUN370-72MH",370,342.6]
["Vietnam Sunergy Joint Stock Company","VSUN370-72MH-BW",370,342.6]
["Vietnam Sunergy Joint Stock Company","VSUN375-72BMH-DG",375,351.9]
["Vietnam Sunergy Joint Stock Company","VSUN375-72M",375,349.2]
["Vietnam Sunergy Joint Stock Company","VSUN375-72M-BB",375,349.2]
["Vietnam Sunergy Joint Stock Company","VSUN375-72M-BW",375,349.2]
["Vietnam Sunergy Joint Stock Company","VSUN375-72MH",375,347.3]
["Vietnam Sunergy Joint Stock Company","VSUN375-72MH-BW",375,347.3]
["Vietnam Sunergy Joint Stock Company","VSUN380-72BMH-DG",380,356.7]
["Vietnam Sunergy Joint Stock Company","VSUN380-72M",380,353.9]
["Vietnam Sunergy Joint Stock Company","VSUN380-72M-BB",380,353.9]
["Vietnam Sunergy Joint Stock Company","VSUN380-72M-BW",380,353.9]
["Vietnam Sunergy Joint Stock Company","VSUN380-72MH",380,352.1]
["Vietnam Sunergy Joint Stock Company","VSUN380-72MH-BW",380,352.1]
["Vietnam Sunergy Joint Stock Company","VSUN385-72MH",385,356.8]
["Vietnam Sunergy Joint Stock Company","VSUN385-72MH-BW",385,356.8]
["Vietnam Sunergy Joint Stock Company","VSUN390-72MH",390,361.6]
["Vietnam Sunergy Joint Stock Company","VSUN390-72MH-BW",390,361.6]
["Vikram Solar","Eldora VSP.60.240.03",240,216.5]
["Vikram Solar","Eldora VSP.60.245.03",245,221.1]
["Vikram Solar","Eldora VSPB.60.245.03",245,221.6]
["Vikram Solar","Eldora VSP.60.250.03",250,225.8]
["Vikram Solar","Eldora VSPB.60.250.03",250,226.3]
["Vikram Solar","Eldora VSP.60.255.03",255,230.4]
["Vikram Solar","ELDORA VSP.60.255.03.04",255,231.3]
["Vikram Solar","ELDORA VSP.60.255.05",255,233.7]
["Vikram Solar","Eldora VSPB.60.255.03",255,230.9]
["Vikram Solar","Eldora VSP.60.260.03",260,235.1]
["Vikram Solar","ELDORA VSP.60.260.03.04",260,236]
["Vikram Solar","ELDORA VSP.60.260.05",260,238.4]
["Vikram Solar","Eldora VSPB.60.260.03",260,235.6]
["Vikram Solar","Eldora VSP.60.265.03",265,239.7]
["Vikram Solar","ELDORA VSP.60.265.03.04",265,240.7]
["Vikram Solar","ELDORA VSP.60.265.05",265,243.1]
["Vikram Solar","Eldora VSPB.60.265.03",265,240.2]
["Vikram Solar","ELDORA 270",270,232.2]
["Vikram Solar","Eldora VSP.60.270.03",270,244.4]
["Vikram Solar","ELDORA VSP.60.270.03.04",270,245.3]
["Vikram Solar","ELDORA VSP.60.270.05",270,247.8]
["Vikram Solar","SOMERA VSM.60.270.05",270,246.1]
["Vikram Solar","ELDORA VSP.60.275.03.04",275,250]
["Vikram Solar","ELDORA VSP.60.275.05",275,252.6]
["Vikram Solar","SOMERA VSM.60.275.05",275,250.8]
["Vikram Solar","ELDORA VSP.60.280.03.04",280,254.7]
["Vikram Solar","SOMERA VSM.60.280.05",280,255.5]
["Vikram Solar","SOMERA VSM.60.285.05",285,260.2]
["Vikram Solar","SOMERA VSM.60.290.05",290,264.89999999999998]
["Vikram Solar","Eldora VSP.72.295.03",295,269.5]
["Vikram Solar","SOMERA VSM.60.295.05",295,269.60000000000002]
["Vikram Solar","Eldora VSP.72.300.03",300,274.2]
["Vikram Solar","SOMERA VSM.60.300.05",300,274.3]
["Vikram Solar","SOMERA VSMBB.60.300.03.04",300,276.89999999999998]
["Vikram Solar","Eldora VSP.72.305.03",305,278.89999999999998]
["Vikram Solar","ELDORA VSP.72.305.05",305,278.5]
["Vikram Solar","SOMERA VSM.60.305.05",305,279]
["Vikram Solar","SOMERA VSMBB.60.305.03.04",305,281.60000000000002]
["Vikram Solar","Eldora VSP.72.310.03",310,283.60000000000002]
["Vikram Solar","ELDORA VSP.72.310.03.04",310,280]
["Vikram Solar","ELDORA VSP.72.310.05",310,283.10000000000002]
["Vikram Solar","SOMERA VSMBB.60.310.03.04",310,286.39999999999998]
["Vikram Solar","Eldora VSP.72.315.03",315,288.2]
["Vikram Solar","ELDORA VSP.72.315.03.04",315,284.7]
["Vikram Solar","ELDORA VSP.72.315.05",315,287.8]
["Vikram Solar","SOMERA VSMBB.60.315.03.04",315,291.10000000000002]
["Vikram Solar","Eldora VSP.72.320.03",320,292.89999999999998]
["Vikram Solar","ELDORA VSP.72.320.03.04",320,289.3]
["Vikram Solar","ELDORA VSP.72.320.05",320,292.5]
["Vikram Solar","Eldora VSP.72.325.03",325,297.60000000000002]
["Vikram Solar","ELDORA VSP.72.325.03.04",325,294]
["Vikram Solar","ELDORA VSP.72.325.05",325,297.2]
["Vikram Solar","ELDORA VSP.72.330.03.04",330,298.7]
["Vikram Solar","SOMERA VSM.72.330.05",330,300.39999999999998]
["Vikram Solar","ELDORA VSP.72.335.03.04",335,303.3]
["Vikram Solar","SOMERA VSM.72.335.05",335,305.10000000000002]
["Vikram Solar","SOMERA VSM.72.340.05",340,309.8]
["Vikram Solar","SOMERA VSM.72.345.05",345,314.5]
["Vikram Solar","SOMERA VSM.72.350.05",350,319.2]
["Vikram Solar","SOMERA VSM.72.355.05",355,323.89999999999998]
["Vikram Solar","SOMERA VSM.72.360.05",360,328.6]
["Vikram Solar","SOMERA VSM.72.365.05",365,335.7]
["Vikram Solar","SOMERA VSM.72.370.05",370,340.4]
["Vikram Solar","SOMERA VSM.72.375.05",375,345.2]
["Vikram Solar","SOMERA VSMH.72.375.05",375,345.6]
["Vikram Solar","SOMERA VSM.72.380.05",380,349.9]
["Vikram Solar","SOMERA VSMH.72.380.05",380,350.3]
["Vikram Solar","SOMERA VSMH.72.385.05",385,355.1]
["Vikram Solar","SOMERA VSMH.72.390.05",390,359.8]
["Vikram Solar","SOMERA VSMH.72.395.05",395,364.6]
["Vikram Solar","SOMERA VSMH.72.400.05",400,369.3]
["Vikram Solar","ELDORA VSP.72.330.05",330,303.39999999999998]
["Vikram Solar","ELDORA VSP.72.335.05",335,308.10000000000002]
["Vikram Solar","ELDORA VSP.72.340.05",340,312.8]
["Vikram Solar","ELDORA VSP.72.345.05",345,317.60000000000002]
["Vikram Solar","SOMERA VSMS.72.365.03.04",365,337.4]
["Vikram Solar","SOMERA VSMS.72.370.03.04",370,342.2]
["Vikram Solar","SOMERA VSMS.72.375.03.04",375,346.9]
["Vikram Solar","SOMERA VSMS.72.380.03.04",380,351.7]
["Vikram Solar","SOMERA VSMH.75.385.05",385,355.5]
["Vikram Solar","SOMERA VSMH.75.390.05",390,360.2]
["Vikram Solar","SOMERA VSMH.75.395.05",395,365]
["Vikram Solar","SOMERA VSMH.75.400.05",400,369.7]
["Vikram Solar","SOMERA VSMH.75.405.05",405,374.5]
["Vikram Solar","SOMERA VSMH.75.410.05",410,379.3]
["VINA SOLAR TECHNOLOGY CO LTD","VNS-60P\"X\"-5-265W-1.0",265,244.2]
["VINA SOLAR TECHNOLOGY CO LTD","VNS-60P\"X\"-5-265W-1.5",265,244.2]
["VINA SOLAR TECHNOLOGY CO LTD","VNS-60P\"X\"-5-270W-1.0",270,248.9]
["VINA SOLAR TECHNOLOGY CO LTD","VNS-60P\"X\"-5-270W-1.5",270,248.9]
["VINA SOLAR TECHNOLOGY CO LTD","VNS-60P\"X\"-5-275W-1.0",275,253.6]
["VINA SOLAR TECHNOLOGY CO LTD","VNS-60P\"X\"-5-275W-1.5",275,253.6]
["VINA SOLAR TECHNOLOGY CO LTD","VNS-60M1-5-280W-1.0",280,254.8]
["VINA SOLAR TECHNOLOGY CO LTD","VNS-60M1-5-280W-1.5",280,254.8]
["VINA SOLAR TECHNOLOGY CO LTD","VNS-60M3-5-280W-1.0",280,253.7]
["VINA SOLAR TECHNOLOGY CO LTD","VNS-60M3-5-280W-1.5",280,253.7]
["VINA SOLAR TECHNOLOGY CO LTD","VNS-60M1-5-285W-1.0",285,259.39999999999998]
["VINA SOLAR TECHNOLOGY CO LTD","VNS-60M1-5-285W-1.5",285,259.39999999999998]
["VINA SOLAR TECHNOLOGY CO LTD","VNS-60M3-5-285W-1.0",285,258.39999999999998]
["VINA SOLAR TECHNOLOGY CO LTD","VNS-60M3-5-285W-1.5",285,258.39999999999998]
["VINA SOLAR TECHNOLOGY CO LTD","VNS-120M\"X\"-5-290W-1.0",290,269]
["VINA SOLAR TECHNOLOGY CO LTD","VNS-120M\"X\"-5-290W-1.5",290,269]
["VINA SOLAR TECHNOLOGY CO LTD","VNS-60M1-5-290W-1.0",290,264.10000000000002]
["VINA SOLAR TECHNOLOGY CO LTD","VNS-60M1-5-290W-1.5",290,264.10000000000002]
["VINA SOLAR TECHNOLOGY CO LTD","VNS-60M3-5-290W-1.0",290,263]
["VINA SOLAR TECHNOLOGY CO LTD","VNS-60M3-5-290W-1.5",290,263]
["VINA SOLAR TECHNOLOGY CO LTD","VNS-120M\"X\"-5-295W-1.0",295,273.8]
["VINA SOLAR TECHNOLOGY CO LTD","VNS-120M\"X\"-5-295W-1.5",295,273.8]
["VINA SOLAR TECHNOLOGY CO LTD","VNS-60M1-5-295W-1.0",295,268.8]
["VINA SOLAR TECHNOLOGY CO LTD","VNS-60M1-5-295W-1.5",295,268.8]
["VINA SOLAR TECHNOLOGY CO LTD","VNS-60M3-5-295W-1.0",295,267.7]
["VINA SOLAR TECHNOLOGY CO LTD","VNS-60M3-5-295W-1.5",295,267.7]
["VINA SOLAR TECHNOLOGY CO LTD","VNS-120M\"X\"-5-300W-1.0",300,278.5]
["VINA SOLAR TECHNOLOGY CO LTD","VNS-120M\"X\"-5-300W-1.5",300,278.5]
["VINA SOLAR TECHNOLOGY CO LTD","VNS-60M1-5-300W-1.0",300,273.5]
["VINA SOLAR TECHNOLOGY CO LTD","VNS-60M1-5-300W-1.5",300,273.39999999999998]
["VINA SOLAR TECHNOLOGY CO LTD","VNS-60M3-5-300W-1.0",300,272.39999999999998]
["VINA SOLAR TECHNOLOGY CO LTD","VNS-60M3-5-300W-1.5",300,272.39999999999998]
["VINA SOLAR TECHNOLOGY CO LTD","VNS-120M\"X\"-5-305W-1.0",305,283.3]
["VINA SOLAR TECHNOLOGY CO LTD","VNS-120M\"X\"-5-305W-1.5",305,283.3]
["VINA SOLAR TECHNOLOGY CO LTD","VNS-60M1-5-305W-1.0",305,278.10000000000002]
["VINA SOLAR TECHNOLOGY CO LTD","VNS-60M1-5-305W-1.5",305,278.10000000000002]
["VINA SOLAR TECHNOLOGY CO LTD","VNS-60M3-5-305W-1.0",305,277.10000000000002]
["VINA SOLAR TECHNOLOGY CO LTD","VNS-60M3-5-305W-1.5",305,277.10000000000002]
["VINA SOLAR TECHNOLOGY CO LTD","VNS-120M\"X\"-5-310W-1.0",310,288]
["VINA SOLAR TECHNOLOGY CO LTD","VNS-120M\"X\"-5-310W-1.5",310,288]
["VINA SOLAR TECHNOLOGY CO LTD","VNS-60M1-5-310W-1.0",310,282.89999999999998]
["VINA SOLAR TECHNOLOGY CO LTD","VNS-60M1-5-310W-1.5",310,282.89999999999998]
["VINA SOLAR TECHNOLOGY CO LTD","VNS-60M3-5-310W-1.0",310,281.8]
["VINA SOLAR TECHNOLOGY CO LTD","VNS-60M3-5-310W-1.5",310,281.8]
["VINA SOLAR TECHNOLOGY CO LTD","VNS-120M\"X\"-5-315W-1.0",315,292.8]
["VINA SOLAR TECHNOLOGY CO LTD","VNS-120M\"X\"-5-315W-1.5",315,292.8]
["VINA SOLAR TECHNOLOGY CO LTD","VNS-72P\"X\"-5-315W-1.0",315,290.3]
["VINA SOLAR TECHNOLOGY CO LTD","VNS-72P\"X\"-5-315W-1.5",315,290.3]
["VINA SOLAR TECHNOLOGY CO LTD","VNS-120M\"X\"-5-320W-1.0",320,298.89999999999998]
["VINA SOLAR TECHNOLOGY CO LTD","VNS-120M\"X\"-5-320W-1.5",320,298.89999999999998]
["VINA SOLAR TECHNOLOGY CO LTD","VNS-72P\"X\"-5-320W-1.0",320,295]
["VINA SOLAR TECHNOLOGY CO LTD","VNS-72P\"X\"-5-320W-1.5",320,295]
["VINA SOLAR TECHNOLOGY CO LTD","VNS-72P\"X\"-7-320W-1.0",320,290.2]
["VINA SOLAR TECHNOLOGY CO LTD","VNS-72P\"X\"-7-320W-1.5",320,290.2]
["VINA SOLAR TECHNOLOGY CO LTD","VNS-120M\"X\"-5-325W-1.0",325,303.7]
["VINA SOLAR TECHNOLOGY CO LTD","VNS-120M\"X\"-5-325W-1.5",325,303.7]
["VINA SOLAR TECHNOLOGY CO LTD","VNS-72P\"X\"-5-325W-1.0",325,299.7]
["VINA SOLAR TECHNOLOGY CO LTD","VNS-72P\"X\"-5-325W-1.5",325,299.7]
["VINA SOLAR TECHNOLOGY CO LTD","VNS-72P\"X\"-7-325W-1.0",325,294.89999999999998]
["VINA SOLAR TECHNOLOGY CO LTD","VNS-72P\"X\"-7-325W-1.5",325,294.89999999999998]
["VINA SOLAR TECHNOLOGY CO LTD","VNS-120M\"X\"-5-330W-1.0",330,308.5]
["VINA SOLAR TECHNOLOGY CO LTD","VNS-120M\"X\"-5-330W-1.5",330,308.5]
["VINA SOLAR TECHNOLOGY CO LTD","VNS-72P\"X\"-5-330W-1.0",330,304.39999999999998]
["VINA SOLAR TECHNOLOGY CO LTD","VNS-72P\"X\"-5-330W-1.5",330,304.39999999999998]
["VINA SOLAR TECHNOLOGY CO LTD","VNS-72P\"X\"-7-330W-1.0",330,299.5]
["VINA SOLAR TECHNOLOGY CO LTD","VNS-72P\"X\"-7-330W-1.5",330,299.5]
["VINA SOLAR TECHNOLOGY CO LTD","VNS-120M\"X\"-5-335W-1.0",335,313.3]
["VINA SOLAR TECHNOLOGY CO LTD","VNS-120M\"X\"-5-335W-1.5",335,313.3]
["VINA SOLAR TECHNOLOGY CO LTD","VNS-72M\"X\"-5-335W-1.0",335,304.89999999999998]
["VINA SOLAR TECHNOLOGY CO LTD","VNS-72M\"X\"-5-335W-1.5",335,304.89999999999998]
["VINA SOLAR TECHNOLOGY CO LTD","VNS-72P\"X\"-5-335W-1.0",335,309.2]
["VINA SOLAR TECHNOLOGY CO LTD","VNS-72P\"X\"-5-335W-1.5",335,309.2]
["VINA SOLAR TECHNOLOGY CO LTD","VNS-72P\"X\"-7-335W-1.0",335,304.2]
["VINA SOLAR TECHNOLOGY CO LTD","VNS-72P\"X\"-7-335W-1.5",335,304.2]
["VINA SOLAR TECHNOLOGY CO LTD","VNS-120M\"X\"-5-340W-1.0",340,318.10000000000002]
["VINA SOLAR TECHNOLOGY CO LTD","VNS-120M\"X\"-5-340W-1.5",340,318.10000000000002]
["VINA SOLAR TECHNOLOGY CO LTD","VNS-72M\"X\"-5-340W-1.0",340,309.60000000000002]
["VINA SOLAR TECHNOLOGY CO LTD","VNS-72M\"X\"-5-340W-1.5",340,309.60000000000002]
["VINA SOLAR TECHNOLOGY CO LTD","VNS-72P\"X\"-7-340W-1.0",340,308.89999999999998]
["VINA SOLAR TECHNOLOGY CO LTD","VNS-72P\"X\"-7-340W-1.5",340,308.89999999999998]
["VINA SOLAR TECHNOLOGY CO LTD","VNS-72M\"X\"-5-345W-1.0",345,314.3]
["VINA SOLAR TECHNOLOGY CO LTD","VNS-72M\"X\"-5-345W-1.5",345,314.3]
["VINA SOLAR TECHNOLOGY CO LTD","VNS-72P\"X\"-7-345W-1.0",345,313.60000000000002]
["VINA SOLAR TECHNOLOGY CO LTD","VNS-72P\"X\"-7-345W-1.5",345,313.60000000000002]
["VINA SOLAR TECHNOLOGY CO LTD","VNS-72M\"X\"-5-350W-1.0",350,319]
["VINA SOLAR TECHNOLOGY CO LTD","VNS-72M\"X\"-5-350W-1.5",350,319]
["VINA SOLAR TECHNOLOGY CO LTD","VNS-144M\"X\"-5-355W-1.0",355,328.9]
["VINA SOLAR TECHNOLOGY CO LTD","VNS-144M\"X\"-5-355W-1.5",355,328.9]
["VINA SOLAR TECHNOLOGY CO LTD","VNS-72M\"X\"-5-355W-1.0",355,323.7]
["VINA SOLAR TECHNOLOGY CO LTD","VNS-72M\"X\"-5-355W-1.5",355,323.7]
["VINA SOLAR TECHNOLOGY CO LTD","VNS-144M\"X\"-5-360W-1.0",360,333.7]
["VINA SOLAR TECHNOLOGY CO LTD","VNS-144M\"X\"-5-360W-1.5",360,333.7]
["VINA SOLAR TECHNOLOGY CO LTD","VNS-72M\"X\"-5-360W-1.0",360,328.4]
["VINA SOLAR TECHNOLOGY CO LTD","VNS-72M\"X\"-5-360W-1.5",360,328.3]
["VINA SOLAR TECHNOLOGY CO LTD","VNS-144M\"X\"-5-365W-1.0",365,338.4]
["VINA SOLAR TECHNOLOGY CO LTD","VNS-144M\"X\"-5-365W-1.5",365,338.4]
["VINA SOLAR TECHNOLOGY CO LTD","VNS-72M\"X\"-5-365W-1.0",365,333.1]
["VINA SOLAR TECHNOLOGY CO LTD","VNS-72M\"X\"-5-365W-1.5",365,333.1]
["VINA SOLAR TECHNOLOGY CO LTD","VNS-144M\"X\"-5-370W-1.0",370,343.2]
["VINA SOLAR TECHNOLOGY CO LTD","VNS-144M\"X\"-5-370W-1.5",370,343.2]
["VINA SOLAR TECHNOLOGY CO LTD","VNS-72M\"X\"-5-370W-1.0",370,337.7]
["VINA SOLAR TECHNOLOGY CO LTD","VNS-72M\"X\"-5-370W-1.5",370,337.7]
["VINA SOLAR TECHNOLOGY CO LTD","VNS-144M\"X\"-5-375W-1.0",375,348]
["VINA SOLAR TECHNOLOGY CO LTD","VNS-144M\"X\"-5-375W-1.5",375,348]
["VINA SOLAR TECHNOLOGY CO LTD","VNS-72M\"X\"-5-375W-1.0",375,342.4]
["VINA SOLAR TECHNOLOGY CO LTD","VNS-72M\"X\"-5-375W-1.5",375,342.4]
["VINA SOLAR TECHNOLOGY CO LTD","VNS-144M\"X\"-5-380W-1.0",380,352.7]
["VINA SOLAR TECHNOLOGY CO LTD","VNS-144M\"X\"-5-380W-1.5",380,352.7]
["VINA SOLAR TECHNOLOGY CO LTD","VNS-144M\"X\"-5-385W-1.0",385,357.5]
["VINA SOLAR TECHNOLOGY CO LTD","VNS-144M\"X\"-5-385W-1.5",385,357.5]
["VINA SOLAR TECHNOLOGY CO LTD","VNS-144M\"X\"-5-390W-1.0",390,364.2]
["VINA SOLAR TECHNOLOGY CO LTD","VNS-144M1-5-390W-1.5",390,364.2]
["VINA SOLAR TECHNOLOGY CO LTD","VNS-144M8-5-390W-1.5",390,363.6]
["VINA SOLAR TECHNOLOGY CO LTD","VNS-144M\"X\"-5-395W-1.0",395,369]
["VINA SOLAR TECHNOLOGY CO LTD","VNS-144M1-5-395W-1.5",395,369]
["VINA SOLAR TECHNOLOGY CO LTD","VNS-144M8-5-395W-1.5",395,368.4]
["VINA SOLAR TECHNOLOGY CO LTD","VNS-144M\"X\"-5-400W-1.0",400,373.8]
["VINA SOLAR TECHNOLOGY CO LTD","VNS-144M1-5-400W-1.5",400,373.8]
["VINA SOLAR TECHNOLOGY CO LTD","VNS-144M8-5-400W-1.5",400,373.2]
["VINA SOLAR TECHNOLOGY CO LTD","VNS-144M\"X\"-5-405W-1.0",405,378.6]
["VINA SOLAR TECHNOLOGY CO LTD","VNS-144M1-5-405W-1.5",405,378.6]
["VINA SOLAR TECHNOLOGY CO LTD","VNS-144M8-5-405W-1.5",405,378]
["VINA SOLAR TECHNOLOGY CO LTD","VNS-144M\"X\"-5-410W-1.0",410,383.4]
["VINA SOLAR TECHNOLOGY CO LTD","VNS-144M1-5-410W-1.5",410,383.4]
["VINA SOLAR TECHNOLOGY CO LTD","VNS-144M8-5-410W-1.5",410,382.8]
["VINA SOLAR TECHNOLOGY CO LTD","VNS-144M8-5-415W-1.5",415,387.6]
["WAAREE ENERGIES LIMITED","WU-120",120,106.4]
["WAAREE ENERGIES LIMITED","WU-125",125,111]
["WAAREE ENERGIES LIMITED","WU-130",130,115.5]
["WAAREE ENERGIES LIMITED","WSM-135",135,118.8]
["WAAREE ENERGIES LIMITED","WSM-140",140,123.4]
["WAAREE ENERGIES LIMITED","WU-140",140,124.7]
["WAAREE ENERGIES LIMITED","WSM-145",145,127.9]
["WAAREE ENERGIES LIMITED","WU-175",175,155.1]
["WAAREE ENERGIES LIMITED","WU-180",180,159.69999999999999]
["WAAREE ENERGIES LIMITED","WU-190",190,168.8]
["WAAREE ENERGIES LIMITED","WU-200",200,177.9]
["WAAREE ENERGIES LIMITED","WU-210",210,186.4]
["WAAREE ENERGIES LIMITED","WS-220",220,192]
["WAAREE ENERGIES LIMITED","WU-220",220,195.6]
["WAAREE ENERGIES LIMITED","WS-225",225,196.5]
["WAAREE ENERGIES LIMITED","WS-230",230,201]
["WAAREE ENERGIES LIMITED","WU-230",230,204.7]
["WAAREE ENERGIES LIMITED","WS-235",235,205.5]
["WAAREE ENERGIES LIMITED","WS-240",240,210]
["WAAREE ENERGIES LIMITED","WU-240",240,213.8]
["WAAREE ENERGIES LIMITED","WS-250",250,226.2]
["WAAREE ENERGIES LIMITED","WS-255",255,230.9]
["WAAREE ENERGIES LIMITED","WS-260",260,235.5]
["WAAREE ENERGIES LIMITED","WS-265",265,240.2]
["WAAREE ENERGIES LIMITED","WSMB-265",265,242.5]
["WAAREE ENERGIES LIMITED","WS-270",270,244.9]
["WAAREE ENERGIES LIMITED","WSM-270",270,247.3]
["WAAREE ENERGIES LIMITED","WSMB-270",270,247.2]
["WAAREE ENERGIES LIMITED","WS-275",275,249.5]
["WAAREE ENERGIES LIMITED","WSM-275",275,252]
["WAAREE ENERGIES LIMITED","WSMB-275",275,251.9]
["WAAREE ENERGIES LIMITED","WS-280",280,254.2]
["WAAREE ENERGIES LIMITED","WSM-280",280,256.7]
["WAAREE ENERGIES LIMITED","WSMB-280",280,256.60000000000002]
["WAAREE ENERGIES LIMITED","WS-285",285,249.5]
["WAAREE ENERGIES LIMITED","WSM-285",285,261.39999999999998]
["WAAREE ENERGIES LIMITED","WSMB-285",285,261.3]
["WAAREE ENERGIES LIMITED","WS-290",290,254]
["WAAREE ENERGIES LIMITED","WSM-290",290,266.10000000000002]
["WAAREE ENERGIES LIMITED","WSMB-290",290,266]
["WAAREE ENERGIES LIMITED","WSM-295",295,270.8]
["WAAREE ENERGIES LIMITED","WSMB-295",295,270.7]
["WAAREE ENERGIES LIMITED","WS-300",300,270.2]
["WAAREE ENERGIES LIMITED","WSM-300",300,275.5]
["WAAREE ENERGIES LIMITED","WSMB-300",300,275.39999999999998]
["WAAREE ENERGIES LIMITED","WS-305",305,274.8]
["WAAREE ENERGIES LIMITED","WSM-305",305,280.3]
["WAAREE ENERGIES LIMITED","WS-310",310,279.39999999999998]
["WAAREE ENERGIES LIMITED","WSM-310",310,285]
["WAAREE ENERGIES LIMITED","WS-315",315,284.10000000000002]
["WAAREE ENERGIES LIMITED","WSM-315",315,289.7]
["WAAREE ENERGIES LIMITED","WS-320",320,288.7]
["WAAREE ENERGIES LIMITED","WS-325",325,293.39999999999998]
["WAAREE ENERGIES LIMITED","WS-330",330,298]
["WAAREE ENERGIES LIMITED","WSM-330",330,301.8]
["WAAREE ENERGIES LIMITED","WSMB-330",330,300.2]
["WAAREE ENERGIES LIMITED","WS-335",335,302.7]
["WAAREE ENERGIES LIMITED","WSM-335",335,306.5]
["WAAREE ENERGIES LIMITED","WSMB-335",335,304.89999999999998]
["WAAREE ENERGIES LIMITED","WS-340",340,309.60000000000002]
["WAAREE ENERGIES LIMITED","WSM-340",340,311.3]
["WAAREE ENERGIES LIMITED","WSMB-340",340,309.60000000000002]
["WAAREE ENERGIES LIMITED","WS-345",345,314.3]
["WAAREE ENERGIES LIMITED","WSM-345",345,316]
["WAAREE ENERGIES LIMITED","WSMB-345",345,314.3]
["WAAREE ENERGIES LIMITED","WS-350",350,319]
["WAAREE ENERGIES LIMITED","WSM-350",350,320.7]
["WAAREE ENERGIES LIMITED","WSMB-350",350,319]
["WAAREE ENERGIES LIMITED","WSM-355",355,325.39999999999998]
["WAAREE ENERGIES LIMITED","WSMB-355",355,323.7]
["WAAREE ENERGIES LIMITED","WSM-360",360,330.1]
["WAAREE ENERGIES LIMITED","WSMB-360",360,328.4]
["WAAREE ENERGIES LIMITED","WSM-365",365,334.8]
["WAAREE ENERGIES LIMITED","WSM-370",370,339.6]
["WAAREE ENERGIES LIMITED","WSM-375",375,348.2]
["WAAREE ENERGIES LIMITED","WSM-380",380,353]
["WAAREE ENERGIES LIMITED","WSM-385",385,357.7]
["WAAREE ENERGIES LIMITED","WSM-390",390,362.5]
["Wanxiang New Energy","WXS175S-US",175,157.6]
["Wanxiang New Energy","WXS180P-US",180,162.30000000000001]
["Wanxiang New Energy","WXS180S-US",180,162.30000000000001]
["Wanxiang New Energy","WXS185P-US",185,167]
["Wanxiang New Energy","WXS185S-US",185,166.9]
["Wanxiang New Energy","WXS190P-US",190,171.6]
["Wanxiang New Energy","WXS200P-US",200,179.8]
["Wanxiang New Energy","WXS205P-US",205,184.4]
["Wanxiang New Energy","WXS210P-US",210,189]
["Wanxiang New Energy","WXS215P-US",215,193.6]
["Wanxiang New Energy","WXS220P-US",220,198.2]
["Wanxiang New Energy","WXS225P-US",225,202.9]
["Wanxiang New Energy","WXS230P-US",230,206.5]
["Wanxiang New Energy","WXS235P-US",235,211.1]
["Wanxiang New Energy","WXS240P-US",240,215.7]
["Wanxiang New Energy","WXS245P-US",245,220.3]
["Wanxiang New Energy","WXS250P-US",250,224.9]
["Wanxiang New Energy","WXS255P-US",255,229.6]
["Wanxiang New Energy","WXS260P-US",260,234.2]
["Wanxiang New Energy","WXS265P-US",265,238.8]
["Wanxiang New Energy","WXS270P-US",270,243.4]
["Wanxiang New Energy","WXS275P-US",275,248.1]
["Wanxiang New Energy","WXS280P-US",280,252.7]
["Wanxiang New Energy","WXS285P-US",285,256.8]
["Watton Solar","WTM160M",160,142.6]
["Watton Solar","WTM165M",165,147.1]
["Watton Solar","WTM170M",170,151.69999999999999]
["Watton Solar","WTM175M",175,156.30000000000001]
["Watton Solar","WTM180M",180,160.9]
["Watton Solar","WTM185M",185,165.5]
["Watton Solar","WTM200P",200,178.2]
["Watton Solar","WTM205P",205,182.8]
["Watton Solar","WTM210P",210,187.3]
["Watton Solar","WTM215P",215,191.9]
["Watton Solar","WTM220P",220,196.5]
["Watton Solar","WTM225P",225,201]
["Watton Solar","WTM230P",230,205.6]
["Watton Solar","WTM235P",235,210.2]
["Watton Solar","WTM240P",240,214.8]
["Webel SL Energy Systems","W 1750-170 Wp",170,151.9]
["Webel SL Energy Systems","W 1750-175 Wp",175,156.5]
["Webel SL Energy Systems","W 1750-180 Wp",180,161.1]
["Webel SL Energy Systems","W 2100-210 Wp",210,189.5]
["Webel SL Energy Systems","W 2100-215 Wp",215,194.1]
["Webel SL Energy Systems","W 2100-220 Wp",220,198.8]
["Webel SL Energy Systems","W 2300-230",230,200.4]
["Webel SL Energy Systems","W 2300-235 Wp",235,204.9]
["Webel SL Energy Systems","W 2300-240 Wp",240,209.4]
["Websol Energy Systems","W2500-250",250,213.4]
["Websol Energy Systems","W2800-275",275,228.4]
["Websol Energy Systems","W2800-280",280,232.7]
["Websol Energy Systems","W2800-285",285,237.1]
["Wenzhou Jingri Photovoltaic Technology","JRM160M",160,142.6]
["Wenzhou Jingri Photovoltaic Technology","JRM165M",165,147.1]
["Wenzhou Jingri Photovoltaic Technology","JRM170M",170,151.69999999999999]
["Wenzhou Jingri Photovoltaic Technology","JRM175M",175,156.30000000000001]
["Wenzhou Jingri Photovoltaic Technology","JRM180M",180,160.9]
["Wenzhou Jingri Photovoltaic Technology","JRM185M",185,165.5]
["Wenzhou Jingri Photovoltaic Technology","JRM200P",200,178.2]
["Wenzhou Jingri Photovoltaic Technology","JRM205P",205,182.8]
["Wenzhou Jingri Photovoltaic Technology","JRM210P",210,187.3]
["Wenzhou Jingri Photovoltaic Technology","JRM215P",215,191.9]
["Wenzhou Jingri Photovoltaic Technology","JRM220P",220,196.5]
["Wenzhou Jingri Photovoltaic Technology","JRM225P",225,201]
["Wenzhou Jingri Photovoltaic Technology","JRM230P",230,205.6]
["Wenzhou Jingri Photovoltaic Technology","JRM235P",235,210.2]
["Wenzhou Jingri Photovoltaic Technology","JRM240P",240,214.8]
["Westinghouse Solar","ST-165-1",165,142.80000000000001]
["Westinghouse Solar","WS_165_1_DC0_0_B",165,142.80000000000001]
["Westinghouse Solar","WS-165-1-DC0-0-A",165,142.80000000000001]
["Westinghouse Solar","ST-170-1",170,152.9]
["Westinghouse Solar","WS_170_1_DC0_0_B",170,152.9]
["Westinghouse Solar","WS-170-1-DC0-0-A",170,152.9]
["Westinghouse Solar","ST-175-1",175,157.5]
["Westinghouse Solar","WS_175_1_DC0_0_B",175,157.5]
["Westinghouse Solar","WS-175-1AC1-A-A",175,157.5]
["Westinghouse Solar","WS-175-1AC3-B-A",175,157.5]
["Westinghouse Solar","WS-175-1-DC0-0-A",175,157.5]
["Westinghouse Solar","ST-180-1",180,162.1]
["Westinghouse Solar","WS_180_1_DC0_0_B",180,162.1]
["Westinghouse Solar","WS-180-1-DC0-0-A",180,162.1]
["Westinghouse Solar","ST-185-1",185,167.2]
["Westinghouse Solar","WS_185_1_DC0_0_A",185,167.2]
["Westinghouse Solar","WS_185_1_DC0_0_B",185,167.2]
["Westinghouse Solar","WS-185-1AC1-A-A",185,167.2]
["Westinghouse Solar","WS-185-1AC1-A-B",185,167.2]
["Westinghouse Solar","WS-185-1AC3-B-A",185,167.2]
["Westinghouse Solar","WS-185-1AC3-B-B",185,167.2]
["Westinghouse Solar","WS_190_1_DC0_0_B",190,171.8]
["Westinghouse Solar","WS-190-1AC1-A-B",190,171.8]
["Westinghouse Solar","WS-190-1AC3-B-B",190,171.8]
["Westinghouse Solar","WS_195_1_DC0_0_B",195,176.5]
["Westinghouse Solar","WS-195-1AC1-A-B",195,176.5]
["Westinghouse Solar","WS-195-1AC3-B-B",195,176.5]
["Westinghouse Solar","WLW-230-1-AC0-D-B",230,204.4]
["Westinghouse Solar","WLW-230-1-AC1-A-B",230,204.4]
["Westinghouse Solar","WLW-230-1-AC2-D-B",230,204.4]
["Westinghouse Solar","WLW-230-1-AC3-B-B",230,204.4]
["Westinghouse Solar","WLW-230-1-DC0-0-B",230,204.4]
["Westinghouse Solar","WLW-230-1-DC0-0-BL",230,204.4]
["Westinghouse Solar","WLW-230-1-DC1-0-B",230,204.4]
["Westinghouse Solar","WLW-235-1-AC0-D-B",235,209]
["Westinghouse Solar","WLW-235-1-AC1-A-B",235,209]
["Westinghouse Solar","WLW-235-1-AC2-D-B",235,209]
["Westinghouse Solar","WLW-235-1-AC3-B-B",235,209]
["Westinghouse Solar","WLW-235-1-DC0-0-B",235,209]
["Westinghouse Solar","WLW-235-1-DC0-0-BL",235,209]
["Westinghouse Solar","WLW-235-1-DC1-0-B",235,209]
["Westinghouse Solar","WLW-240-1-AC0-D-B",240,213.6]
["Westinghouse Solar","WLW-240-1-AC1-A-B",240,213.6]
["Westinghouse Solar","WLW-240-1-AC2-D-B",240,213.6]
["Westinghouse Solar","WLW-240-1-AC3-B-B",240,213.6]
["Westinghouse Solar","WLW-240-1-DC0-0-B",240,213.6]
["Westinghouse Solar","WLW-240-1-DC0-0-BL",240,213.6]
["Westinghouse Solar","WLW-240-1-DC1-0-B",240,213.6]
["Westinghouse Solar","WTW-240-1-AC2-D-B",240,212.4]
["Westinghouse Solar","WTW-240-1-DC4-0-B",240,212.4]
["Westinghouse Solar","WTW-245-1-AC2-D-B",245,217]
["Westinghouse Solar","WTW-245-1-DC4-0-B",245,217]
["Westinghouse Solar","WTW-250-1-AC2-D-B",250,221.6]
["Westinghouse Solar","WTW-250-1-DC4-0-B",250,221.6]
["Westinghouse Solar","WS_260_1_DC0_0_B",260,235.4]
["Westinghouse Solar","WS_270_1_DC0_0_B",270,244.7]
["Westinghouse Solar","WS_280_1_DC0_0_B",280,254]
["Westinghouse Solar","WS_290_1_DC0_0_B",290,263.3]
["WINAICO","WSP-230P6",230,206.5]
["WINAICO","WSP-235P6",235,211.1]
["WINAICO","WSx-240P6",240,220.2]
["WINAICO","WSx-245P6",245,224.9]
["WINAICO","WSx-250P6",250,229.6]
["WINAICO","WSx-255P6",255,234.3]
["WINAICO","WSP-260M6",260,234.9]
["WINAICO","WSx-260P6",260,239]
["WINAICO","WSP-265M6",265,239.6]
["WINAICO","WSP-265P6",265,239]
["WINAICO","WST-265P6",265,239]
["WINAICO","WSP-270M6",270,244.2]
["WINAICO","WSP-270P6",270,243.7]
["WINAICO","WST-270P6",270,243.7]
["WINAICO","WSP-275M6",275,248.9]
["WINAICO","WSP-275P6",275,248.3]
["WINAICO","WST-275P6",275,248.3]
["WINAICO","WSP-280M6",280,253.5]
["WINAICO","WSP-280P6",280,253]
["WINAICO","WST-280P6",280,253]
["WINAICO","WSP-285M6",285,259.89999999999998]
["WINAICO","WSP-285P6",285,257.60000000000002]
["WINAICO","WST-285M6",285,259.89999999999998]
["WINAICO","WST-285P6",285,257.60000000000002]
["WINAICO","WSP-290M6",290,264.60000000000002]
["WINAICO","WST-290M6",290,264.60000000000002]
["WINAICO","WSP-295M6",295,269.3]
["WINAICO","WSP-295MX",295,271.89999999999998]
["WINAICO","WSP-300M6",300,274]
["WINAICO","WSP-300MX",300,276.7]
["WINAICO","WSP-305M6",305,278.7]
["WINAICO","WSP-305MX",305,281.39999999999998]
["WINAICO","WSP-310M6",310,283.39999999999998]
["WINAICO","WSP-310MX",310,286.10000000000002]
["WINAICO","WSP-315M6",315,288.2]
["WINAICO","WSP-315MX",315,290.89999999999998]
["WINAICO","WSP-320MX",320,295.60000000000002]
["WINAICO","WSP-325MX",325,300.3]
["WINAICO","WSP-330MX",330,305.10000000000002]
["WINAICO","WSP-335MX",335,309.8]
["WINAICO","WSP-340MX",340,314.60000000000002]
["Wuxi Shangpin Solar Energy Science & Technology","SPSM-165D",165,145]
["Wuxi Shangpin Solar Energy Science & Technology","SPSM-170D",170,149.5]
["Wuxi Shangpin Solar Energy Science & Technology","SPSM-175D",175,154]
["Wuxi Shangpin Solar Energy Science & Technology","SPSM-180D",180,158.6]
["Wuxi Shangpin Solar Energy Science & Technology","SPSM-250P",250,227.8]
["Wuxi Shangpin Solar Energy Science & Technology","SPSM-260P",260,237.1]
["Wuxi Shangpin Solar Energy Science & Technology","SPSM-270P",270,246.4]
["Wuxi Suntech Power Co., Ltd","STP255-20/Wfw",255,233.1]
["Wuxi Suntech Power Co., Ltd","STP260-20/Wfw",260,237.8]
["Wuxi Suntech Power Co., Ltd","STP265-20/Wfw",265,242.5]
["Wuxi Suntech Power Co., Ltd","STP270-20/Wfw",270,247.2]
["Wuxi Suntech Power Co., Ltd","STP270S-20/Wfb",270,245.3]
["Wuxi Suntech Power Co., Ltd","STP270S-20/Wfm",270,247.2]
["Wuxi Suntech Power Co., Ltd","STP270S-20/Wfw",270,245.3]
["Wuxi Suntech Power Co., Ltd","STP275-20/Wem",275,253.7]
["Wuxi Suntech Power Co., Ltd","STP275-20/Wfw",275,251.9]
["Wuxi Suntech Power Co., Ltd","STP275-20H/Wem",275,253.7]
["Wuxi Suntech Power Co., Ltd","STP275S-20/Wfb",275,250]
["Wuxi Suntech Power Co., Ltd","STP275S-20/Wfm",275,251.9]
["Wuxi Suntech Power Co., Ltd","STP275S-20/Wfw",275,250]
["Wuxi Suntech Power Co., Ltd","STP280-20/Wfw",280,256.60000000000002]
["Wuxi Suntech Power Co., Ltd","STP280S-20/Wfb",280,254.7]
["Wuxi Suntech Power Co., Ltd","STP280S-20/Wfm",280,256.60000000000002]
["Wuxi Suntech Power Co., Ltd","STP280S-20/Wfw",280,254.7]
["Wuxi Suntech Power Co., Ltd","STP280S-20H/Web",280,253.8]
["Wuxi Suntech Power Co., Ltd","STP280S-20H/Wew",280,254.9]
["Wuxi Suntech Power Co., Ltd","STP285-20/Wfw",285,261.3]
["Wuxi Suntech Power Co., Ltd","STP285S-20/Wfb",285,259.39999999999998]
["Wuxi Suntech Power Co., Ltd","STP285S-20/Wfm",285,261.39999999999998]
["Wuxi Suntech Power Co., Ltd","STP285S-20/Wfw",285,259.39999999999998]
["Wuxi Suntech Power Co., Ltd","STP285S-20H/Web",285,258.5]
["Wuxi Suntech Power Co., Ltd","STP285S-20H/Wew",285,259.5]
["Wuxi Suntech Power Co., Ltd","STP290-20/Wfw",290,266]
["Wuxi Suntech Power Co., Ltd","STP290S-20/Wfb",290,264.10000000000002]
["Wuxi Suntech Power Co., Ltd","STP290S-20/Wfm",290,266.10000000000002]
["Wuxi Suntech Power Co., Ltd","STP290S-20/Wfw",290,264.10000000000002]
["Wuxi Suntech Power Co., Ltd","STP290S-20H/Web",290,263.10000000000002]
["Wuxi Suntech Power Co., Ltd","STP290S-20H/Wew",290,264.2]
["Wuxi Suntech Power Co., Ltd","STP295S-20/Web",295,267.8]
["Wuxi Suntech Power Co., Ltd","STP295S-20/Wew",295,268.89999999999998]
["Wuxi Suntech Power Co., Ltd","STP295S-20/Wfb",295,268.7]
["Wuxi Suntech Power Co., Ltd","STP295S-20/Wfm",295,270.8]
["Wuxi Suntech Power Co., Ltd","STP295S-20/Wfw",295,268.7]
["Wuxi Suntech Power Co., Ltd","STP295S-20H/Web",295,267.8]
["Wuxi Suntech Power Co., Ltd","STP295S-20H/Wew",295,268.89999999999998]
["Wuxi Suntech Power Co., Ltd","STP300S-20/Web",300,272.5]
["Wuxi Suntech Power Co., Ltd","STP300S-20/Wew",300,273.60000000000002]
["Wuxi Suntech Power Co., Ltd","STP300S-20/Wfb",300,273.39999999999998]
["Wuxi Suntech Power Co., Ltd","STP300S-20/Wfm",300,275.5]
["Wuxi Suntech Power Co., Ltd","STP300S-20/Wfw",300,273.39999999999998]
["Wuxi Suntech Power Co., Ltd","STP300S-20H/Web",300,272.5]
["Wuxi Suntech Power Co., Ltd","STP300S-20H/Wew",300,273.60000000000002]
["Wuxi Suntech Power Co., Ltd","STP305S-20/Wfb",305,278.10000000000002]
["Wuxi Suntech Power Co., Ltd","STP305S-20/Wfm",305,280.2]
["Wuxi Suntech Power Co., Ltd","STP305S-20/Wfw",305,278.10000000000002]
["Wuxi Suntech Power Co., Ltd","STP310-24/Vfw",310,282.39999999999998]
["Wuxi Suntech Power Co., Ltd","STP310S-20/Wfb",310,282.89999999999998]
["Wuxi Suntech Power Co., Ltd","STP310S-20/Wfm",310,285]
["Wuxi Suntech Power Co., Ltd","STP310S-20/Wfw",310,282.89999999999998]
["Wuxi Suntech Power Co., Ltd","STP315-20H/Vem",315,290.3]
["Wuxi Suntech Power Co., Ltd","STP315-24/Vfw",315,287.10000000000002]
["Wuxi Suntech Power Co., Ltd","STP315S-20/Wfb",315,287.60000000000002]
["Wuxi Suntech Power Co., Ltd","STP315S-20/Wfm",315,289.7]
["Wuxi Suntech Power Co., Ltd","STP315S-20/Wfw",315,287.60000000000002]
["Wuxi Suntech Power Co., Ltd","STP320-24/Vfw",320,291.8]
["Wuxi Suntech Power Co., Ltd","STP320-24H/Vem",320,295]
["Wuxi Suntech Power Co., Ltd","STP325-24/Vfw",325,296.5]
["Wuxi Suntech Power Co., Ltd","STP325-24H/Vem",325,299.8]
["Wuxi Suntech Power Co., Ltd","STP330-24/Vfw",330,301.10000000000002]
["Wuxi Suntech Power Co., Ltd","STP330-24H/Vem",330,304.5]
["Wuxi Suntech Power Co., Ltd","STP330S-24/Vfw",330,303.60000000000002]
["Wuxi Suntech Power Co., Ltd","STP335-24/Vem",335,309.2]
["Wuxi Suntech Power Co., Ltd","STP335-24/Vfw",335,305.8]
["Wuxi Suntech Power Co., Ltd","STP335-24H/Vem",335,309.2]
["Wuxi Suntech Power Co., Ltd","STP335S-24/Vew",335,304.89999999999998]
["Wuxi Suntech Power Co., Ltd","STP335S-24/Vfw",335,308.3]
["Wuxi Suntech Power Co., Ltd","STP335S-24H/Vew",335,304.89999999999998]
["Wuxi Suntech Power Co., Ltd","STP340-24/Vfw",340,310.5]
["Wuxi Suntech Power Co., Ltd","STP340S-24/Vew",340,309.60000000000002]
["Wuxi Suntech Power Co., Ltd","STP340S-24/Vfw",340,313.10000000000002]
["Wuxi Suntech Power Co., Ltd","STP340S-24H/Vew",340,309.60000000000002]
["Wuxi Suntech Power Co., Ltd","STP345-24/Vfw",345,315.2]
["Wuxi Suntech Power Co., Ltd","STP345S-24/Vew",345,314.3]
["Wuxi Suntech Power Co., Ltd","STP345S-24/Vfw",345,317.8]
["Wuxi Suntech Power Co., Ltd","STP345S-24H/Vew",345,314.3]
["Wuxi Suntech Power Co., Ltd","STP350-24/Vfw",350,319.89999999999998]
["Wuxi Suntech Power Co., Ltd","STP350S-24/Vew",350,319]
["Wuxi Suntech Power Co., Ltd","STP350S-24/Vfw",350,322.5]
["Wuxi Suntech Power Co., Ltd","STP350S-24H/Vew",350,319]
["Wuxi Suntech Power Co., Ltd","STP355S-24/Vew",355,323.7]
["Wuxi Suntech Power Co., Ltd","STP355S-24/Vfw",355,327.3]
["Wuxi Suntech Power Co., Ltd","STP355S-24H/Vew",355,323.7]
["Wuxi Suntech Power Co., Ltd","STP360S-24/Vew",360,328.4]
["Wuxi Suntech Power Co., Ltd","STP360S-24/Vfw",360,332]
["Wuxi Suntech Power Co., Ltd","STP360S-24H/Vew",360,328.4]
["Wuxi Suntech Power Co., Ltd","STP365S-24/Vew",365,333.1]
["Wuxi Suntech Power Co., Ltd","STP365S-24/Vfw",365,336.7]
["Wuxi Suntech Power Co., Ltd","STP365S-24H/Vew",365,333.1]
["Wuxi Suntech Power Co., Ltd","STP370S-24/Vfw",370,341.5]
["Wuxi Suntech Power Co., Ltd","STP375S-24/Vfw",375,346.2]
["Xian Huanghe Photovoltaic Technology","HH180(36)M",180,157.69999999999999]
["Xian Huanghe Photovoltaic Technology","HH185(36)M",185,162.19999999999999]
["Xian Huanghe Photovoltaic Technology","HH225(30)P",225,196]
["Xian Huanghe Photovoltaic Technology","HH230(30)P",230,200.5]
["Xian Huanghe Photovoltaic Technology","HH235(30)P",235,205]
["Xian Huanghe Photovoltaic Technology","HH275(36)P",275,238.3]
["Xian Huanghe Photovoltaic Technology","HH280(36)P",280,242.8]
["Xian Huanghe Photovoltaic Technology","HH285(36)P",285,247.2]
["XL Telecom & Energy","XL 30225",225,198.5]
["Xunlight","XRU10-71",71,62.5]
["Xunlight","XRU10-74",74,65.2]
["Xunlight","XR12-88",88,81.099999999999994]
["Xunlight","XRS18-146",146,135.4]
["Xunlight","XRS18-150",150,139.1]
["Xunlight","XRS18-158",158,146.6]
["Xunlight","XR 36-264",264,243.5]
["Xunlight","XR36-291",291,269.8]
["Xunlight","XR36-300",300,278.2]
["Xunlight","XR38-307",307,284.60000000000002]
["Xunlight","XR36-315",315,292.2]
["Yes! Solar","ES190W-NW",190,173.8]
["Yes! Solar","ES190W-RW",190,170.4]
["Yes! Solar","ES195W-NW",195,178.5]
["Yes! Solar","ES195W-RW",195,175]
["Yes! Solar","ES200W-NW",200,183.1]
["Yes! Solar","ES200W-RW",200,179.6]
["Yes! Solar","ES205W-NW",205,187.8]
["Yes! Solar","ES205W-RW",205,184.2]
["Yingli Energy (China)","YL170P-23b",170,154.19999999999999]
["Yingli Energy (China)","YL175P-23b",175,158.9]
["Yingli Energy (China)","YL180P-23b",180,163.5]
["Yingli Energy (China)","YL185P-23b",185,168.1]
["Yingli Energy (China)","YL195P-26b",195,173]
["Yingli Energy (China)","YL200P-26b",200,177.5]
["Yingli Energy (China)","YL205P-26b",205,182.1]
["Yingli Energy (China)","YL210P-26b",210,186.7]
["Yingli Energy (China)","YL220P-29b",220,197.4]
["Yingli Energy (China)","YL225P-29b",225,202]
["Yingli Energy (China)","YL230P-29b",230,206.6]
["Yingli Energy (China)","YL235P-29b",235,212.3]
["Yingli Energy (China)","YL240P-29b",240,217]
["Yingli Energy (China)","YL240P-32b",240,211.5]
["Yingli Energy (China)","YL245P-29b",245,221.6]
["Yingli Energy (China)","YL245P-32b",245,216]
["Yingli Energy (China)","YL250C-30b",250,230.3]
["Yingli Energy (China)","YL250P-29b",250,226.2]
["Yingli Energy (China)","YL250P-32b",250,220.6]
["Yingli Energy (China)","YL255C-30b",255,235]
["Yingli Energy (China)","YL255P-29b",255,230.9]
["Yingli Energy (China)","YL255P-32b",255,225.1]
["Yingli Energy (China)","YL260C-30b",260,239.7]
["Yingli Energy (China)","YL260P-29b",260,235]
["Yingli Energy (China)","YL260P-35b",260,232.5]
["Yingli Energy (China)","YL265C-30b",265,244.4]
["Yingli Energy (China)","YL265P-29b",265,239.7]
["Yingli Energy (China)","YL265P-35b",265,237.1]
["Yingli Energy (China)","YL270C-30b",270,249.1]
["Yingli Energy (China)","YL270D-30b",270,242.5]
["Yingli Energy (China)","YL270P-35b",270,241.6]
["Yingli Energy (China)","YL275D-30b",275,247.1]
["Yingli Energy (China)","YL275P-35b",275,246.2]
["Yingli Energy (China)","YL280D-30b",280,251.7]
["Yingli Energy (China)","YL280P-35b",280,250.8]
["Yingli Energy (China)","YL285D-30b",285,264]
["Yingli Energy (China)","YL285P-35b",285,256.8]
["Yingli Energy (China)","YL290D-30b",290,268.7]
["Yingli Energy (China)","YL290P-35b",290,261.39999999999998]
["Yingli Energy (China)","YL295D-30b",295,273.5]
["Yingli Energy (China)","YL295P-35b",295,266.10000000000002]
["Yingli Energy (China)","YL300D-30b [Blk]",300,277.3]
["Yingli Energy (China)","YL300D-30b [Wht]",300,278.2]
["Yingli Energy (China)","YL300P-35b",300,270.7]
["Yingli Energy (China)","YL305D-30b [Blk]",305,282]
["Yingli Energy (China)","YL305D-30b [Wht]",305,280.3]
["Yingli Energy (China)","YL305P-35b",305,275.39999999999998]
["Yingli Energy (China)","YL310D-30b [Blk]",310,286.8]
["Yingli Energy (China)","YL310D-30b [Wht]",310,285]
["Yingli Energy (China)","YL310P-35b",310,280]
["Yingli Energy (China)","YL315D-30b [Blk]",315,291.5]
["Yingli Energy (China)","YL315D-30b [Wht]",315,289.8]
["Yingli Energy (China)","YL315P-35b",315,284.7]
["Yingli Energy (China)","YL320D-30b [Blk]",320,296.3]
["Yingli Energy (China)","YL320D-30b [Wht]",320,294.5]
["Yingli Energy (China)","YL320P-35b",320,298.3]
["Yingli Energy (China)","YL325D-30b [Blk]",325,301.10000000000002]
["Yingli Energy (China)","YL325D-30b [Wht]",325,299.2]
["Yingli Energy (China)","YL325D-36b",325,292.8]
["Yingli Energy (China)","YL325P-35b",325,303.10000000000002]
["Yingli Energy (China)","YL330D-36b",330,297.39999999999998]
["Yingli Energy (China)","YL330P-35b",330,307.89999999999998]
["Yingli Energy (China)","YL335D-36b",335,302.10000000000002]
["Yingli Energy (China)","YL335P-35b",335,312.60000000000002]
["Yingli Energy (China)","YL340D-36b",340,315.2]
["Yingli Energy (China)","YL345D-36b",345,319.89999999999998]
["Yingli Energy (China)","YL350D-36b",350,324.7]
["Yingli Energy (China)","YL355D-36b",355,329.4]
["Yingli Energy (China)","YL360D-36b",360,334.2]
["Yingli Energy (China)","YL365D-36b",365,337.9]
["Yingli Energy (China)","YL370D-36b",370,342.6]
["Yingli Energy (China)","YL375D-36b",375,347.4]
["Yingli Energy (China)","YL380D-36b",380,352.2]
["Yingli Energy (China)","YL385D-36b",385,356.9]
["YOCASOL","PCA200-C04",200,172.7]
["YOCASOL","PCB200-C21",200,175.3]
["YOCASOL","PCA205-C04",205,177.2]
["YOCASOL","PCB205-C21",205,179.8]
["YOCASOL","PCA210-C04",210,181.7]
["YOCASOL","PCB210-C21",210,184.3]
["Yunnan Tianda Photovoltaic","TD160M5",160,139]
["Yunnan Tianda Photovoltaic","TD165M5",165,143.5]
["Yunnan Tianda Photovoltaic","TD170M5",170,148]
["Yunnan Tianda Photovoltaic","TD175M5",175,152.5]
["Yunnan Tianda Photovoltaic","TD180M5",180,157]
["Zebra Energy","ZBR-185M5",185,167.3]
["Zebra Energy","ZBR-190M5",190,171.9]
["Zebra Energy","ZBR-195M5",195,176.6]
["Zebra Energy","ZBR-200M5",200,181.2]
["Zebra Energy","ZBR-200P",200,175.9]
["Zebra Energy","ZBR-210P",210,184.9]
["Zebra Energy","ZBR-220P",220,194]
["Zebra Energy","ZBR-230P",230,203.1]
["Zebra Energy","ZBR-235P",235,212.2]
["Zebra Energy","ZBR-240MA",240,216.7]
["Zebra Energy","ZBR-240PA",240,216.8]
["Zebra Energy","ZBR-245MA",245,221.3]
["Zebra Energy","ZBR-250MA",250,226]
["Zebra Energy","ZBR-250P",250,224.6]
["Zebra Energy","ZBR-255M",255,230.6]
["Zebra Energy","ZBR-260P",260,233.8]
["Zebra Energy","ZBR-270P",270,243]
["Zebra Energy","ZBR-280P",280,252.2]
["Zebra Energy","ZBR-285P",285,257.7]
["Zebra Energy","ZBR-290M",290,261.89999999999998]
["Zebra Energy","ZBR-290P",290,262.3]
["Zebra Energy","ZBR-295M",295,266.5]
["Zebra Energy","ZBR-295P",295,267]
["Zebra Energy","ZBR-300M",300,271.10000000000002]
["Zebra Energy","ZBR-300P",300,271.60000000000002]
["Zebra Energy","ZBR-305M",305,275.8]
["Zebra Energy","ZBR-310M",310,280.39999999999998]
["Zerquest Solar","Zp170",170,143.5]
["Zhangjiagang City SEG PV","SEGM5-72 170W",170,153.30000000000001]
["Zhangjiagang City SEG PV","SEGM5-72 175W",175,157.9]
["Zhangjiagang City SEG PV","SEGM5-72 180W",180,162.5]
["Zhangjiagang City SEG PV","SEGM5-72 185W",185,167.1]
["Zhangjiagang City SEG PV","SEGM5-72 190W",190,171.8]
["Zhangjiagang City SEG PV","SEGM6-54 190W",190,170.8]
["Zhangjiagang City SEG PV","SEGM5-72 195W",195,176.4]
["Zhangjiagang City SEG PV","SEGM6-54 195W",195,175.4]
["Zhangjiagang City SEG PV","SEGM6-54 200W",200,180]
["Zhangjiagang City SEG PV","SEGM6-60 200W",200,179.5]
["Zhangjiagang City SEG PV","SEGM6-54 205W",205,184.6]
["Zhangjiagang City SEG PV","SEGM6-60 205W",205,184]
["Zhangjiagang City SEG PV","SEGM6-54 210W",210,189.2]
["Zhangjiagang City SEG PV","SEGM6-60 210W",210,188.6]
["Zhangjiagang City SEG PV","SEGM6-60 215W",215,193.2]
["Zhangjiagang City SEG PV","SEGM6-60 220W",220,197.8]
["Zhangjiagang City SEG PV","SEGM6-60 225W",225,202.4]
["Zhangjiagang City SEG PV","SEGM5-96 230W",230,207]
["Zhangjiagang City SEG PV","SEGM6-60 230W",230,207]
["Zhangjiagang City SEG PV","SEGM5-96 235W",235,211.6]
["Zhangjiagang City SEG PV","SEGM6-60 235W",235,211.7]
["Zhangjiagang City SEG PV","SEGM5-96 240W",240,216.3]
["Zhangjiagang City SEG PV","SEGM6-60 240W",240,216.3]
["Zhangjiagang City SEG PV","SEGM5-96 245W",245,220.9]
["Zhangjiagang City SEG PV","SEGM5-96 250W",250,225.5]
["Zhangjiagang City SEG PV","SEGM5-96 255W",255,230.1]
["Zhangjiagang City SEG PV","SEGM6-72 255W",255,229.6]
["Zhangjiagang City SEG PV","SEGP6-72 255W",255,229.7]
["Zhangjiagang City SEG PV","SEGM6-72 260W",260,234.2]
["Zhangjiagang City SEG PV","SEGP6-72 260W",260,234.3]
["Zhangjiagang City SEG PV","SEGM6-72 265W",265,238.8]
["Zhangjiagang City SEG PV","SEGP6-72 265W",265,239]
["Zhangjiagang City SEG PV","SEGM6-72 270W",270,243.4]
["Zhangjiagang City SEG PV","SEGP6-72 270W",270,243.6]
["Zhangjiagang City SEG PV","SEGM6-72 275W",275,248]
["Zhangjiagang City SEG PV","SEGP6-72 275W",275,248.2]
["Zhangjiagang City SEG PV","SEGM6-72 280W",280,252.6]
["Zhangjiagang City SEG PV","SEGP6-72 280W",280,252.8]
["Zhangjiagang City SEG PV","SEGM6-72 285W",285,257.3]
["Zhangjiagang City SEG PV","SEGP6-72 285W",285,257.39999999999998]
["Zhangjiagang City SEG PV","SEGM6-72 290W",290,261.89999999999998]
["Zhangjiagang City SEG PV","SEGP6-72 290W",290,262.10000000000002]
["Zhangjiagang City SEG PV","SEGM6-72 295W",295,266.5]
["Zhangjiagang City SEG PV","SEGP6-72 295W",295,266.7]
["Zhangjiagang City SEG PV","SEGM6-72 300W",300,271.2]
["Zhangjiagang City SEG PV","SEGP6-72 300W",300,271.39999999999998]
["Zhangjiagang City Sunlink PV","SEGP6-54-195",195,169.3]
["Zhangjiagang City Sunlink PV","SEGP6-54-200",200,173.8]
["Zhangjiagang City Sunlink PV","SEGP6-54-205",205,178.3]
["Zhangjiagang City Sunlink PV","SEGP6-60-220",220,189.8]
["Zhangjiagang City Sunlink PV","SEGP6-60-225",225,194.2]
["Zhangjiagang City Sunlink PV","SEGP6-60-230",230,198.7]
["Zhejiang ERA Solar Technology","ESPSA-170",170,154.69999999999999]
["Zhejiang ERA Solar Technology","ESPSA-175",175,159.4]
["Zhejiang ERA Solar Technology","ESPSA-180",180,164.1]
["Zhejiang Global Photovoltaic Technology","GSM-155",155,135.4]
["Zhejiang Global Photovoltaic Technology","GSM-160",160,139.9]
["Zhejiang Global Photovoltaic Technology","GSM-165",165,144.4]
["Zhejiang Global Photovoltaic Technology","GSM-170",170,148.9]
["Zhejiang Global Photovoltaic Technology","GSM-175",175,153.4]
["Zhejiang Global Photovoltaic Technology","GSM-180",180,157.9]
["Zhejiang Global Photovoltaic Technology","GSP-230",230,201.6]
["Zhejiang Global Photovoltaic Technology","GSM-235",235,201.7]
["Zhejiang Global Photovoltaic Technology","GSP-235",235,206.1]
["Zhejiang Global Photovoltaic Technology","GSM-240",240,206.2]
["Zhejiang Global Photovoltaic Technology","GSP-240",240,210.6]
["Zhejiang Global Photovoltaic Technology","GSM-245",245,210.6]
["Zhejiang Global Photovoltaic Technology","GSM-250",250,215.1]
["Zhejiang Global Photovoltaic Technology","GSP-265",265,232.6]
["Zhejiang Global Photovoltaic Technology","GSP-270",270,237.1]
["Zhejiang Global Photovoltaic Technology","GSM-275",275,232.4]
["Zhejiang Global Photovoltaic Technology","GSP-275",275,241.6]
["Zhejiang Global Photovoltaic Technology","GSM-280",280,236.8]
["Zhejiang Global Photovoltaic Technology","GSP-280",280,246.2]
["Zhejiang Global Photovoltaic Technology","GSM-285",285,241.2]
["Zhejiang Global Photovoltaic Technology","GSP-285",285,250.7]
["Zhejiang Global Photovoltaic Technology","GSM-290",290,245.6]
["Zhejiang Global Photovoltaic Technology","GSM-295",295,250]
["Zhejiang Global Photovoltaic Technology","GSM-300",300,254.5]
["Zhejiang Global Photovoltaic Technology","GSM-305",305,258.89999999999998]
["Zhejiang Guangyi Optical Energy Technology","GYP-150M",150,135.19999999999999]
["Zhejiang Guangyi Optical Energy Technology","GYP-170P",170,152.80000000000001]
["Zhejiang Guangyi Optical Energy Technology","GYP-175P",175,157.4]
["Zhejiang Guangyi Optical Energy Technology","GYP-180M",180,161.9]
["Zhejiang Guangyi Optical Energy Technology","GYP-180P",180,162]
["Zhejiang Guangyi Optical Energy Technology","GYP-185M",185,166.5]
["Zhejiang Guangyi Optical Energy Technology","GYP-185P",185,166.6]
["Zhejiang Guangyi Optical Energy Technology","GYP-190P",190,170.8]
["Zhejiang Guangyi Optical Energy Technology","GYP-200P",200,180]
["Zhejiang Guangyi Optical Energy Technology","GYP-210P",210,189.2]
["Zhejiang Guangyi Optical Energy Technology","GYP-220P",220,197.9]
["Zhejiang Guangyi Optical Energy Technology","GYP-225P",225,202.5]
["Zhejiang Guangyi Optical Energy Technology","GYP-230M",230,206.7]
["Zhejiang Guangyi Optical Energy Technology","GYP-230P",230,207.1]
["Zhejiang Guangyi Optical Energy Technology","GYP-235M",235,211.3]
["Zhejiang Guangyi Optical Energy Technology","GYP-240M",240,215.9]
["Zhejiang Guangyi Optical Energy Technology","GYP-245M",245,220.5]
["Zhejiang Guangyi Optical Energy Technology","GYP-250M",250,225.1]
["Zhejiang Guangyi Optical Energy Technology","GYP-265P",265,238.5]
["Zhejiang Guangyi Optical Energy Technology","GYP-270M",270,242.7]
["Zhejiang Guangyi Optical Energy Technology","GYP-270P",270,243.1]
["Zhejiang Guangyi Optical Energy Technology","GYP-280M",280,251.9]
["Zhejiang Guangyi Optical Energy Technology","GYP-280P",280,252.3]
["Zhejiang Guangyi Optical Energy Technology","GYP-285P",285,257]
["Zhejiang Guangyi Optical Energy Technology","GYP-290M",290,261.10000000000002]
["Zhejiang Jingshang New Energy Technology","STS-6M-145P-36",145,130.69999999999999]
["Zhejiang Jingshang New Energy Technology","STS-6M-150P-36",150,135.30000000000001]
["Zhejiang Jingshang New Energy Technology","STS-6M-155P-36",155,140]
["Zhejiang Jingshang New Energy Technology","STS-6M-185P-48",185,167.1]
["Zhejiang Jingshang New Energy Technology","STS-6M-190P-48",190,171.7]
["Zhejiang Jingshang New Energy Technology","STS-6M-195P-48",195,176.3]
["Zhejiang Jingshang New Energy Technology","STS-6M-200P-48",200,181]
["Zhejiang Jingshang New Energy Technology","STS-6M-210P-54",210,188.7]
["Zhejiang Jingshang New Energy Technology","STS-6M-215P-54",215,193.3]
["Zhejiang Jingshang New Energy Technology","STS-6M-220P-54",220,197.9]
["Zhejiang Jingshang New Energy Technology","STS-6M-225P-54",225,202.5]
["Zhejiang Jingshang New Energy Technology","STS-6M-230P-54",230,207.1]
["Zhejiang Jingshang New Energy Technology","STS-6M-235P-60",235,211.9]
["Zhejiang Jingshang New Energy Technology","STS-6M-240P-60",240,216.6]
["Zhejiang Jingshang New Energy Technology","STS-6M-245P-60",245,221.2]
["Zhejiang Jingshang New Energy Technology","STS-6M-250P-60",250,225.8]
["Zhejiang Jingshang New Energy Technology","STS-6M-255P-60",255,230.5]
["Zhejiang Jingshang New Energy Technology","STS-6M-260P-60",260,235.1]
["Zhejiang Jingshang New Energy Technology","STS-6M-265P-60",265,239.8]
["Zhejiang Jingshang New Energy Technology","STS-6M-270P-72",270,243.4]
["Zhejiang Jingshang New Energy Technology","STS-6M-275P-72",275,248]
["Zhejiang Jingshang New Energy Technology","STS-6M-280P-72",280,252.6]
["Zhejiang Jingshang New Energy Technology","STS-6M-285P-72",285,257.3]
["Zhejiang Jingshang New Energy Technology","STS-6M-290P-72",290,261.89999999999998]
["Zhejiang Jingshang New Energy Technology","STS-6M-295P-72",295,266.5]
["Zhejiang Jingshang New Energy Technology","STS-6M-300P-72",300,271.2]
["Zhejiang Jingshang New Energy Technology","STS-6M-305P-72",305,275.8]
["Zhejiang Jingshang New Energy Technology","STS-6M-310P-72",310,280.5]
["Zhejiang Jingshang New Energy Technology","STS-6M-315P-72",315,285.10000000000002]
["Zhejiang Jingshang New Energy Technology","STS-6M-320P-72",320,289.8]
["Zhejiang Jiutai New Energy","JTM175-72M",175,152.1]
["Zhejiang Jiutai New Energy","JTM180-72M",180,156.6]
["Zhejiang Jiutai New Energy","JTM185-72M",185,161.1]
["Zhejiang Jiutai New Energy","JTM200-60P",200,179.1]
["Zhejiang Jiutai New Energy","JTM205-60P",205,183.7]
["Zhejiang Jiutai New Energy","JTM210-60P",210,188.2]
["Zhejiang Jiutai New Energy","JTM215-60P",215,192.8]
["Zhejiang Jiutai New Energy","JTM220-60P",220,197.4]
["Zhejiang Jiutai New Energy","JTM225-60P",225,202]
["Zhejiang Jiutai New Energy","JTM230-60P",230,206.6]
["Zhejiang Jiutai New Energy","JTM235-60P",235,211.2]
["Zhejiang Jiutai New Energy","JTM240-60P",240,215.9]
["Zhejiang Jiutai New Energy","JTM270-72P",270,242.5]
["Zhejiang Jiutai New Energy","JTM275-72P",275,247.1]
["Zhejiang Jiutai New Energy","JTM280-72P",280,251.7]
["Zhejiang Jiutai New Energy","JTM285-72P",285,256.3]
["Zhejiang Kingdom Solar Energy Technic","KD-M160",160,141.69999999999999]
["Zhejiang Kingdom Solar Energy Technic","KD-M165",165,146.19999999999999]
["Zhejiang Kingdom Solar Energy Technic","KD-M170",170,150.80000000000001]
["Zhejiang Kingdom Solar Energy Technic","KD-M175",175,155.30000000000001]
["Zhejiang Kingdom Solar Energy Technic","KD-M180",180,159.9]
["Zhejiang Kingdom Solar Energy Technic","KD-M185",185,164.5]
["Zhejiang Kingdom Solar Energy Technic","KD-M190",190,169]
["Zhejiang Kingdom Solar Energy Technic","KD-M195",195,173.6]
["Zhejiang Kingdom Solar Energy Technic","KD-M200",200,178.2]
["Zhejiang Kingdom Solar Energy Technic","KD-P200",200,176.3]
["Zhejiang Kingdom Solar Energy Technic","KD-P205",205,180.8]
["Zhejiang Kingdom Solar Energy Technic","KD-P210",210,185.3]
["Zhejiang Kingdom Solar Energy Technic","KD-P215",215,189.9]
["Zhejiang Kingdom Solar Energy Technic","KD-P220",220,194.4]
["Zhejiang Kingdom Solar Energy Technic","KD-P225",225,199]
["Zhejiang Kingdom Solar Energy Technic","KD-P230",230,203.5]
["Zhejiang Kingdom Solar Energy Technic","KD-P235",235,208.1]
["Zhejiang Kingdom Solar Energy Technic","KD-P240",240,212.6]
["Zhejiang Kingdom Solar Energy Technic","KD-P245",245,217.5]
["Zhejiang Kingdom Solar Energy Technic","KD-P250",250,220.9]
["Zhejiang Kingdom Solar Energy Technic","KD-P255",255,225.5]
["Zhejiang Kingdom Solar Energy Technic","KD-P260",260,230]
["Zhejiang Kingdom Solar Energy Technic","KD-P265",265,234.5]
["Zhejiang Kingdom Solar Energy Technic","KD-P270",270,239.1]
["Zhejiang Kingdom Solar Energy Technic","KD-P275",275,243.6]
["Zhejiang Kingdom Solar Energy Technic","KD-P280",280,248.2]
["Zhejiang Kingdom Solar Energy Technic","KD-P285",285,252.8]
["Zhejiang Kingdom Solar Energy Technic","KD-P290",290,257.3]
["Zhejiang Kingdom Solar Energy Technic","KD-P295",295,261.89999999999998]
["Zhejiang Kingdom Solar Energy Technic","KD-P300",300,266.5]
["Zhejiang Shinew Photoelectronic Technology","XH-72M-185",185,166.8]
["Zhejiang Shinew Photoelectronic Technology","XH-72M-190",190,171.5]
["Zhejiang Shinew Photoelectronic Technology","XH-60P-230",230,207.9]
["Zhejiang Shinew Photoelectronic Technology","XH-60P-235",235,212.5]
["Zhejiang Shinew Photoelectronic Technology","XH-72P-280",280,252.8]
["ZheJiang SOCO Technology","SC180M-24/P",180,153.6]
["ZheJiang SOCO Technology","SC230M-24/J",230,198.5]
["ZheJiang SOCO Technology","SC230P-24/B",230,196.4]
["ZheJiang SOCO Technology","SC275P-24/A",275,224.2]
["ZheJiang SOCO Technology","SC280M-24/H",280,241.7]
["Zhejiang Sunflower Light Energy Science & Technology","SF125x125-72-M-150W",150,132]
["Zhejiang Sunflower Light Energy Science & Technology","SF125x125-72-M-155W",155,136.5]
["Zhejiang Sunflower Light Energy Science & Technology","SF125x125-72-M-160W",160,141]
["Zhejiang Sunflower Light Energy Science & Technology","SF125x125-72-M-165W",165,145.5]
["Zhejiang Sunflower Light Energy Science & Technology","SF125x125-72-M-170W",170,150.1]
["Zhejiang Sunflower Light Energy Science & Technology","SF125x125-72-M-175W",175,154.6]
["Zhejiang Sunflower Light Energy Science & Technology","SF125x125-72-M-180W",180,159.1]
["Zhejiang Sunflower Light Energy Science & Technology","SF125x125-72-M-185W",185,163.69999999999999]
["Zhejiang Sunflower Light Energy Science & Technology","SF156x156-60-M-200W",200,174.7]
["Zhejiang Sunflower Light Energy Science & Technology","SF156x156-60-P-200W",200,176]
["Zhejiang Sunflower Light Energy Science & Technology","SF156x156-60-M-205W",205,179.2]
["Zhejiang Sunflower Light Energy Science & Technology","SF156x156-60-P-205W",205,180.5]
["Zhejiang Sunflower Light Energy Science & Technology","SF156x156-60-M-210W",210,183.7]
["Zhejiang Sunflower Light Energy Science & Technology","SF156x156-60-P-210W",210,185]
["Zhejiang Sunflower Light Energy Science & Technology","SF156x156-60-M-215W",215,188.2]
["Zhejiang Sunflower Light Energy Science & Technology","SF156x156-60-P-215W",215,189.5]
["Zhejiang Sunflower Light Energy Science & Technology","SF156x156-60-M-220W",220,192.7]
["Zhejiang Sunflower Light Energy Science & Technology","SF156x156-60-P-220W",220,194.1]
["Zhejiang Sunflower Light Energy Science & Technology","SF156x156-60-M-225W",225,197.3]
["Zhejiang Sunflower Light Energy Science & Technology","SF156x156-60-P-225W",225,198.6]
["Zhejiang Sunflower Light Energy Science & Technology","SF156x156-60-M-230W",230,201.8]
["Zhejiang Sunflower Light Energy Science & Technology","SF156x156-60-P-230W",230,203.1]
["Zhejiang Sunflower Light Energy Science & Technology","SF156x156-60-M-235W",235,206.3]
["Zhejiang Sunflower Light Energy Science & Technology","SF156x156-60-M-240W",240,210.8]
["Zhejiang Trunsun Solar Co., Ltd.","TSP255-60",255,229.3]
["Zhejiang Trunsun Solar Co., Ltd.","TSM260-60",260,233.3]
["Zhejiang Trunsun Solar Co., Ltd.","TSP260-60",260,233.9]
["Zhejiang Trunsun Solar Co., Ltd.","TSM265-60",265,238]
["Zhejiang Trunsun Solar Co., Ltd.","TSP265-60",265,238.6]
["Zhejiang Trunsun Solar Co., Ltd.","TSM270-60",270,242.6]
["Zhejiang Trunsun Solar Co., Ltd.","TSP270-60",270,243.2]
["Zhejiang Trunsun Solar Co., Ltd.","TSM275-60",275,247.2]
["Zhejiang Trunsun Solar Co., Ltd.","TSP275-60",275,247.9]
["Zhejiang Trunsun Solar Co., Ltd.","TSP305-72",305,274.3]
["Zhejiang Trunsun Solar Co., Ltd.","TSM310-72",310,278.3]
["Zhejiang Trunsun Solar Co., Ltd.","TSP310-72",310,279]
["Zhejiang Trunsun Solar Co., Ltd.","TSM315-72",315,282.89999999999998]
["Zhejiang Trunsun Solar Co., Ltd.","TSP315-72",315,283.60000000000002]
["Zhejiang Trunsun Solar Co., Ltd.","TSM320-72",320,287.5]
["Zhejiang Trunsun Solar Co., Ltd.","TSP320-72",320,288.2]
["Zhejiang Trunsun Solar Co., Ltd.","TSM325-72",325,292.10000000000002]
["Zhejiang Trunsun Solar Co., Ltd.","TSP325-72",325,292.89999999999998]
["Zhejiang Trunsun Solar Co., Ltd.","TSM330-72",330,296.8]
["Zhejiang Trunsun Solar Co., Ltd.","TSP330-72",330,297.5]
["Zhejiang Trunsun Solar Co., Ltd.","TSP335-72",335,302.2]
["Zhejiang Wanxiang Solar","WXS175P",175,157.69999999999999]
["Zhejiang Wanxiang Solar","WXS175S",175,157.6]
["Zhejiang Wanxiang Solar","WXS180P",180,162.30000000000001]
["Zhejiang Wanxiang Solar","WXS180S",180,162.30000000000001]
["Zhejiang Wanxiang Solar","WXS185P",185,167]
["Zhejiang Wanxiang Solar","WXS185S",185,166.9]
["Zhejiang Wanxiang Solar","WXS190P",190,171.6]
["Zhejiang Wanxiang Solar","WXS200P",200,179.8]
["Zhejiang Wanxiang Solar","WXS205P",205,184.4]
["Zhejiang Wanxiang Solar","WXS210P",210,189]
["Zhejiang Wanxiang Solar","WXS215P",215,193.6]
["Zhejiang Wanxiang Solar","WXS220P",220,198.2]
["Zhejiang Wanxiang Solar","WXS225P",225,202.9]
["Zhejiang Wanxiang Solar","WXS230P",230,206.5]
["Zhejiang Wanxiang Solar","WXS235P",235,211.1]
["Zhejiang Wanxiang Solar","WXS240P",240,215.7]
["Zhejiang Wanxiang Solar","WXS245P",245,220.3]
["Zhejiang Wanxiang Solar","WXS250P",250,224.9]
["Zhejiang Wanxiang Solar","WXS255P",255,229.6]
["Zhejiang Wanxiang Solar","WXS260P",260,234.2]
["Zhejiang Wanxiang Solar","WXS265P",265,238.8]
["Zhejiang Wanxiang Solar","WXS270P",270,243.4]
["Zhejiang Wanxiang Solar","WXS275P",275,248.1]
["Zhejiang Wanxiang Solar","WXS280P",280,252.7]
["Zhongshan Ruike New Energy Co Ltd","RK-95",95,88.2]
["Zhongshan Ruike New Energy Co Ltd","RK-100",100,93]
["Zhongshan Ruike New Energy Co Ltd","RK-105",105,97.7]
["Zhongshan Ruike New Energy Co Ltd","RK-110",110,102.4]
["Znshine PV-Tech","ZXM5-72-175/MS",175,155.6]
["Znshine PV-Tech","ZXM5-72-180/MS",180,160.1]
["Znshine PV-Tech","ZXM5-72-185/MS",185,164.7]
["Znshine PV-Tech","ZXM5-72-190/MS",190,169.3]
["Znshine PV-Tech","ZXM5-72-195/MS",195,173.9]
["Znshine PV-Tech","ZXM5-72-200/MS",200,178.5]
["Znshine PV-Tech","ZXM5-72-205/MS",205,182.2]
["Znshine PV-Tech","ZXM5-72-210/MS",210,186.8]
["Znshine PV-Tech","ZXM5-72-215/MS",215,191.4]
["Znshine PV-Tech","ZXP6-60-220/P",220,196.9]
["Znshine PV-Tech","ZXM6-60-225/M",225,197.8]
["Znshine PV-Tech","ZXP6-60-225/P",225,201.5]
["Znshine PV-Tech","ZXM6-60-230/M",230,202.3]
["Znshine PV-Tech","ZXP6-60-230/P",230,206.1]
["Znshine PV-Tech","ZXM6-60-235/M",235,206.9]
["Znshine PV-Tech","ZXP6-60-235/P",235,210.7]
["Znshine PV-Tech","ZXP6-D60-235/P",235,210.3]
["Znshine PV-Tech","ZXM6-60-240/M",240,211.4]
["Znshine PV-Tech","ZXM6-D60-240/M",240,215.3]
["Znshine PV-Tech","ZXP6-60-240/P",240,215.3]
["Znshine PV-Tech","ZXP6-D60-240/P",240,214.9]
["Znshine PV-Tech","ZXM5-96-245/MS",245,218.1]
["Znshine PV-Tech","ZXM6-60-245/M",245,216]
["Znshine PV-Tech","ZXM6-D60-245/M",245,219.9]
["Znshine PV-Tech","ZXP6-60-245/P",245,219.9]
["Znshine PV-Tech","ZXP6-D60-245/P",245,219.5]
["Znshine PV-Tech","ZXM5-96-250/MS",250,222.7]
["Znshine PV-Tech","ZXM6-60-250/M",250,220.5]
["Znshine PV-Tech","ZXM6-D60-250/M",250,224.5]
["Znshine PV-Tech","ZXP6-60-250/P",250,222.6]
["Znshine PV-Tech","ZXP6-D60-250/P",250,224.1]
["Znshine PV-Tech","ZXM5-96-255/MS",255,227.3]
["Znshine PV-Tech","ZXM6-60-255/M",255,225.1]
["Znshine PV-Tech","ZXM6-D60-255/M",255,229.1]
["Znshine PV-Tech","ZXP6-60-255/P",255,227.2]
["Znshine PV-Tech","ZXP6-D60-255/P",255,228.7]
["Znshine PV-Tech","ZXM5-96-260/MS",260,231.9]
["Znshine PV-Tech","ZXM6-60-260/M",260,233.2]
["Znshine PV-Tech","ZXM6-D60-260/M",260,233.7]
["Znshine PV-Tech","ZXP6-60-260/P",260,231.8]
["Znshine PV-Tech","ZXM5-96-265/MS",265,236.5]
["Znshine PV-Tech","ZXM6-60-265/M",265,237.8]
["Znshine PV-Tech","ZXM6-72-265/M",265,232.2]
["Znshine PV-Tech","ZXP6-72-265/P",265,237.3]
["Znshine PV-Tech","ZXM5-96-270/MS",270,241.1]
["Znshine PV-Tech","ZXM6-60-270/M",270,242.4]
["Znshine PV-Tech","ZXM6-72-270/M",270,236.7]
["Znshine PV-Tech","ZXP6-72-270/P",270,241.9]
["Znshine PV-Tech","ZXM5-96-275/MS",275,245.7]
["Znshine PV-Tech","ZXM6-72-275/M",275,241.2]
["Znshine PV-Tech","ZXP6-72-275/P",275,246.5]
["Znshine PV-Tech","ZXM5-96-280/MS",280,249]
["Znshine PV-Tech","ZXM6-72-280/M",280,245.8]
["Znshine PV-Tech","ZXP6-72-280/P",280,251.1]
["Znshine PV-Tech","ZXM5-96-285/MS",285,253.6]
["Znshine PV-Tech","ZXM6-72-285/M",285,250.3]
["Znshine PV-Tech","ZXP6-72-285/P",285,255.7]
["Znshine PV-Tech","ZXM6-72-290/M",290,254.8]
["Znshine PV-Tech","ZXP6-72-290/P",290,260.3]
["Znshine PV-Tech","ZXM6-72-295/M",295,259.39999999999998]
["Znshine PV-Tech","ZXP6-72-295/P",295,264.89999999999998]
["Znshine PV-Tech","ZXM6-72-300/M",300,263.89999999999998]
["Znshine PV-Tech","ZXP6-72-300/P",300,267.2]
["Znshine PV-Tech","ZXM6-72-305/M",305,268.5]
["Znshine PV-Tech","ZXP6-72-305/P",305,271.8]
["Znshine PV-Tech","ZXM6-72-310/M",310,278]
["Znshine PV-Tech","ZXP6-72-310/P",310,276.39999999999998]
["Znshine PV-Tech","ZXM6-72-315/M",315,282.7]
["Znshine PV-Tech","ZXP6-72-315/P",315,281]
["Znshine PV-Tech","ZXM6-72-320/M",320,287.3]
["Znshine PV-Tech","ZXM6-72-325/M",325,291.89999999999998]
["Znshine PV-Tech","ZXM6-72-330/M",330,296.5]
["Zytech Engineering Technology","ZT170S",170,150.1]
["Zytech Engineering Technology","ZT175S",175,154.6]
["Zytech Engineering Technology","ZT180S",180,160.30000000000001]
["Zytech Engineering Technology","ZT185S",185,164.9]
["Zytech Engineering Technology","ZT190S",190,169.5]
["Zytech Solar","ZT145P",145,130.69999999999999]
["Zytech Solar","ZT150P",150,135.30000000000001]
["Zytech Solar","ZT155P",155,140]
["Zytech Solar","ZT185P",185,167.1]
["Zytech Solar","ZT190P",190,171.7]
["Zytech Solar","ZT195P",195,176.3]
["Zytech Solar","ZT200P",200,181]
["Zytech Solar","ZT210P",210,188.7]
["Zytech Solar","ZT215P",215,193.3]
["Zytech Solar","ZT220P",220,197.9]
["Zytech Solar","ZT225P",225,202.5]
["Zytech Solar","ZT230P",230,207.1]
["Zytech Solar","ZT235P",235,211.9]
["Zytech Solar","ZT240P",240,216.6]
["Zytech Solar","ZT245P",245,221.2]
["Zytech Solar","ZT250P",250,225.8]
["Zytech Solar","ZT255P",255,230.5]
["Zytech Solar","ZT260P",260,235.1]
["Zytech Solar","ZT265P",265,239.8]
["Zytech Solar","ZT270P",270,243.4]
["Zytech Solar","ZT275P",275,248]
["Zytech Solar","ZT280P",280,252.6]
["Zytech Solar","ZT285P",285,257.3]
["Zytech Solar","ZT290P",290,261.89999999999998]
["Zytech Solar","ZT295P",295,266.5]
["Zytech Solar","ZT300P",300,271.2]
["Zytech Solar","ZT305P",305,275.8]
["Zytech Solar","ZT310P",310,280.5]
["Zytech Solar","ZT315P",315,285.10000000000002]
["Zytech Solar","ZT320P",320,289.8]

{"sheet":"Inv","index":2,"n_rows":3434,"n_cols":6,"rows_kept":3434,"cut":false,"hidden":true,"merged":[]}
["MfrName","Model","Effic(%)","Microinverter","Peak Eff","PwrRating"]
["ABB","MICRO-0.25-I-OUTD-US-208 [208V]",0.96,"Yes",96,0.25]
["ABB","MICRO-0.25-I-OUTD-US-240 [240V]",0.96,"Yes",96,0.25]
["ABB","MICRO-0.3HV-I-OUTD-US-208 [208V]",0.96,"Yes",96,0.3]
["ABB","MICRO-0.3HV-I-OUTD-US-240 [240V]",0.96,"Yes",96,0.3]
["ABB","MICRO-0.3-I-OUTD-US-208 [208V]",0.96,"Yes",96,0.3]
["ABB","MICRO-0.3-I-OUTD-US-240 [240V]",0.96,"Yes",96,0.3]
["ABB","UNO-2.0-I-OUTD-S-US [208V]",0.95499999999999996,"No",95.5,2]
["ABB","UNO-2.0-I-OUTD-S-US [240V]",0.95499999999999996,"No",95.5,2]
["ABB","UNO-2.0-I-OUTD-S-US [277V]",0.95499999999999996,"No",95.5,2]
["ABB","UNO-2.0-TL-OUTD-S-US [208V]",0.96499999999999997,"No",96.5,2]
["ABB","UNO-2.0-TL-OUTD-S-US [240V]",0.96499999999999997,"No",96.5,2]
["ABB","UNO-2.0-TL-OUTD-S-US [277V]",0.96499999999999997,"No",96.5,2]
["ABB","UNO-2.0-TL-OUTD-S-US-A [208V]",0.96499999999999997,"No",96.5,2]
["ABB","UNO-2.0-TL-OUTD-S-US-A [240V]",0.96499999999999997,"No",96.5,2]
["ABB","UNO-2.0-TL-OUTD-S-US-A [277V]",0.96499999999999997,"No",96.5,2]
["ABB","UNO-2.0-TL-OUTD-S-US-B-C-M [208V]",0.96499999999999997,"No",96.5,2]
["ABB","UNO-2.0-TL-OUTD-S-US-B-C-M [240V]",0.96499999999999997,"No",96.5,2]
["ABB","UNO-2.0-TL-OUTD-S-US-B-C-M [277V]",0.96499999999999997,"No",96.5,2]
["ABB","UNO-2.0-TL-OUTD-S-US-B-C-M-A [208V]",0.96499999999999997,"No",96.5,2]
["ABB","UNO-2.0-TL-OUTD-S-US-B-C-M-A [240V]",0.96499999999999997,"No",96.5,2]
["ABB","UNO-2.0-TL-OUTD-S-US-B-C-M-A [277V]",0.96499999999999997,"No",96.5,2]
["ABB","UNO-2.0-TL-OUTD-S-US-B-M [208V]",0.96499999999999997,"No",96.5,2]
["ABB","UNO-2.0-TL-OUTD-S-US-B-M [240V]",0.96499999999999997,"No",96.5,2]
["ABB","UNO-2.0-TL-OUTD-S-US-B-M [277V]",0.96499999999999997,"No",96.5,2]
["ABB","UNO-2.0-TL-OUTD-S-US-B-M-A [208V]",0.96499999999999997,"No",96.5,2]
["ABB","UNO-2.0-TL-OUTD-S-US-B-M-A [240V]",0.96499999999999997,"No",96.5,2]
["ABB","UNO-2.0-TL-OUTD-S-US-B-M-A [277V]",0.96499999999999997,"No",96.5,2]
["ABB","UNO-2.0-TL-OUTD-S-US-C-M [208V]",0.96499999999999997,"No",96.5,2]
["ABB","UNO-2.0-TL-OUTD-S-US-C-M [240V]",0.96499999999999997,"No",96.5,2]
["ABB","UNO-2.0-TL-OUTD-S-US-C-M [277V]",0.96499999999999997,"No",96.5,2]
["ABB","UNO-2.0-TL-OUTD-S-US-C-M-A [208V]",0.96499999999999997,"No",96.5,2]
["ABB","UNO-2.0-TL-OUTD-S-US-C-M-A [240V]",0.96499999999999997,"No",96.5,2]
["ABB","UNO-2.0-TL-OUTD-S-US-C-M-A [277V]",0.96499999999999997,"No",96.5,2]
["ABB","UNO-2.0-TL-OUTD-S-US-Z-A [208V]",0.96499999999999997,"No",96.5,2]
["ABB","UNO-2.0-TL-OUTD-S-US-Z-A [240V]",0.96499999999999997,"No",96.5,2]
["ABB","UNO-2.0-TL-OUTD-S-US-Z-A [277V]",0.96499999999999997,"No",96.5,2]
["ABB","UNO-2.0-TL-OUTD-S-US-Z-M-A [208V]",0.96499999999999997,"No",96.5,2]
["ABB","UNO-2.0-TL-OUTD-S-US-Z-M-A [240V]",0.96499999999999997,"No",96.5,2]
["ABB","UNO-2.0-TL-OUTD-S-US-Z-M-A [277V]",0.96499999999999997,"No",96.5,2]
["ABB","UNO-2.5-I-OUTD-S-US [208V]",0.95499999999999996,"No",95.5,2.5]
["ABB","UNO-2.5-I-OUTD-S-US [240V]",0.96,"No",96,2.5]
["ABB","UNO-2.5-I-OUTD-S-US [277V]",0.96,"No",96,2.5]
["ABB","PVI-3.0-OUTD-S-US [208V]",0.96,"No",96,3]
["ABB","PVI-3.0-OUTD-S-US [240V]",0.96,"No",96,3]
["ABB","PVI-3.0-OUTD-S-US [277V]",0.96,"No",96,3]
["ABB","PVI-3.0-OUTD-S-US-A [208V]",0.96,"No",96,3]
["ABB","PVI-3.0-OUTD-S-US-A [240V]",0.96,"No",96,3]
["ABB","PVI-3.0-OUTD-S-US-A [277V]",0.96,"No",96,3]
["ABB","PVI-3.0-OUTD-S-US-Z [208V]",0.96,"No",96,3]
["ABB","PVI-3.0-OUTD-S-US-Z [240V]",0.96,"No",96,3]
["ABB","PVI-3.0-OUTD-S-US-Z [277V]",0.96,"No",96,3]
["ABB","PVI-3.0-OUTD-S-US-Z-A [208V]",0.96,"No",96,3]
["ABB","PVI-3.0-OUTD-S-US-Z-A [240V]",0.96,"No",96,3]
["ABB","PVI-3.0-OUTD-S-US-Z-A [277V]",0.96,"No",96,3]
["ABB","PVI-3.0-OUTD-S-US-Z-M-A [208V]",0.96,"No",96,3]
["ABB","PVI-3.0-OUTD-S-US-Z-M-A [240V]",0.96,"No",96,3]
["ABB","PVI-3.0-OUTD-S-US-Z-M-A [277V]",0.96,"No",96,3]
["ABB","PVI-3.0-OUTD-US [208V]",0.96,"No",96,3]
["ABB","PVI-3.0-OUTD-US [240V]",0.96,"No",96,3]
["ABB","PVI-3.0-OUTD-US [277V]",0.96,"No",96,3]
["ABB","UNO-3.0-TL-OUTD-S-US [208V]",0.96499999999999997,"No",96.5,3]
["ABB","UNO-3.0-TL-OUTD-S-US [240V]",0.96499999999999997,"No",96.5,3]
["ABB","UNO-3.0-TL-OUTD-S-US [277V]",0.96499999999999997,"No",96.5,3]
["ABB","UNO-3.0-TL-OUTD-S-US-A [208V]",0.96499999999999997,"No",96.5,3]
["ABB","UNO-3.0-TL-OUTD-S-US-A [240V]",0.96499999999999997,"No",96.5,3]
["ABB","UNO-3.0-TL-OUTD-S-US-A [277V]",0.96499999999999997,"No",96.5,3]
["ABB","UNO-3.0-TL-OUTD-S-US-B-C-M [208V]",0.96499999999999997,"No",96.5,3]
["ABB","UNO-3.0-TL-OUTD-S-US-B-C-M [240V]",0.96499999999999997,"No",96.5,3]
["ABB","UNO-3.0-TL-OUTD-S-US-B-C-M [277V]",0.96499999999999997,"No",96.5,3]
["ABB","UNO-3.0-TL-OUTD-S-US-B-C-M-A [208V]",0.96499999999999997,"No",96.5,3]
["ABB","UNO-3.0-TL-OUTD-S-US-B-C-M-A [240V]",0.96499999999999997,"No",96.5,3]
["ABB","UNO-3.0-TL-OUTD-S-US-B-C-M-A [277V]",0.96499999999999997,"No",96.5,3]
["ABB","UNO-3.0-TL-OUTD-S-US-B-M [208V]",0.96499999999999997,"No",96.5,3]
["ABB","UNO-3.0-TL-OUTD-S-US-B-M [240V]",0.96499999999999997,"No",96.5,3]
["ABB","UNO-3.0-TL-OUTD-S-US-B-M [277V]",0.96499999999999997,"No",96.5,3]
["ABB","UNO-3.0-TL-OUTD-S-US-B-M-A [208V]",0.96499999999999997,"No",96.5,3]
["ABB","UNO-3.0-TL-OUTD-S-US-B-M-A [240V]",0.96499999999999997,"No",96.5,3]
["ABB","UNO-3.0-TL-OUTD-S-US-B-M-A [277V]",0.96499999999999997,"No",96.5,3]
["ABB","UNO-3.0-TL-OUTD-S-US-C-M [208V]",0.96499999999999997,"No",96.5,3]
["ABB","UNO-3.0-TL-OUTD-S-US-C-M [240V]",0.96499999999999997,"No",96.5,3]
["ABB","UNO-3.0-TL-OUTD-S-US-C-M [277V]",0.96499999999999997,"No",96.5,3]
["ABB","UNO-3.0-TL-OUTD-S-US-C-M-A [208V]",0.96499999999999997,"No",96.5,3]
["ABB","UNO-3.0-TL-OUTD-S-US-C-M-A [240V]",0.96499999999999997,"No",96.5,3]
["ABB","UNO-3.0-TL-OUTD-S-US-C-M-A [277V]",0.96499999999999997,"No",96.5,3]
["ABB","UNO-3.0-TL-OUTD-S-US-Z-A [208V]",0.96499999999999997,"No",96.5,3]
["ABB","UNO-3.0-TL-OUTD-S-US-Z-A [240V]",0.96499999999999997,"No",96.5,3]
["ABB","UNO-3.0-TL-OUTD-S-US-Z-A [277V]",0.96499999999999997,"No",96.5,3]
["ABB","UNO-3.0-TL-OUTD-S-US-Z-M-A [208V]",0.96499999999999997,"No",96.5,3]
["ABB","UNO-3.0-TL-OUTD-S-US-Z-M-A [240V]",0.96499999999999997,"No",96.5,3]
["ABB","UNO-3.0-TL-OUTD-S-US-Z-M-A [277V]",0.96499999999999997,"No",96.5,3]
["ABB","PVI-3.8-I-OUTD-x-US-y-Z [208V]",0.96,"No",96,3.3]
["ABB","UNO-DM-3.3-TL-PLUS-US-SB-RA [240V]",0.96499999999999997,"No",96.5,3.3]
["ABB","UNO-DM-3.3-TL-PLUS-US-SE-RA [240V]",0.96499999999999997,"No",96.5,3.3]
["ABB","UNO-DM-3.3-TL-PLUS-US-SZM-RA [240V]",0.96499999999999997,"No",96.5,3.3]
["ABB","UNO-DM-3.3-TL-PLUS-US-SZ-RA [240V]",0.96499999999999997,"No",96.5,3.3]
["ABB","UNO-DM-3.8-TL-PLUS-US-SB-RA [208V]",0.96,"No",96,3.3]
["ABB","UNO-DM-3.8-TL-PLUS-US-SE-RA [208V]",0.96,"No",96,3.3]
["ABB","UNO-DM-3.8-TL-PLUS-US-SZM-RA [208V]",0.96,"No",96,3.3]
["ABB","UNO-DM-3.8-TL-PLUS-US-SZ-RA [208V]",0.96,"No",96,3.3]
["ABB","PVI-3.6-OUTD-S-US [208V]",0.96,"No",96,3.6]
["ABB","PVI-3.6-OUTD-S-US [240V]",0.96,"No",96,3.6]
["ABB","PVI-3.6-OUTD-S-US [277V]",0.96,"No",96,3.6]
["ABB","PVI-3.6-OUTD-S-US-A [208V]",0.96,"No",96,3.6]
["ABB","PVI-3.6-OUTD-S-US-A [240V]",0.96,"No",96,3.6]
["ABB","PVI-3.6-OUTD-S-US-A [277V]",0.96,"No",96,3.6]
["ABB","PVI-3.6-OUTD-S-US-Z [208V]",0.96,"No",96,3.6]
["ABB","PVI-3.6-OUTD-S-US-Z [240V]",0.96,"No",96,3.6]
["ABB","PVI-3.6-OUTD-S-US-Z [277V]",0.96,"No",96,3.6]
["ABB","PVI-3.6-OUTD-S-US-Z-A [208V]",0.96,"No",96,3.6]
["ABB","PVI-3.6-OUTD-S-US-Z-A [240V]",0.96,"No",96,3.6]
["ABB","PVI-3.6-OUTD-S-US-Z-A [277V]",0.96,"No",96,3.6]
["ABB","PVI-3.6-OUTD-S-US-Z-M-A [208V]",0.96,"No",96,3.6]
["ABB","PVI-3.6-OUTD-S-US-Z-M-A [240V]",0.96,"No",96,3.6]
["ABB","PVI-3.6-OUTD-S-US-Z-M-A [277V]",0.96,"No",96,3.6]
["ABB","PVI-3.6-OUTD-US [208V]",0.96,"No",96,3.6]
["ABB","PVI-3.6-OUTD-US [240V]",0.96,"No",96,3.6]
["ABB","PVI-3.6-OUTD-US [277V]",0.96,"No",96,3.6]
["ABB","PVI-3.8-I-OUTD-x-US-y-Z [240V]",0.96499999999999997,"No",96.5,3.8]
["ABB","PVI-3.8-I-OUTD-x-US-y-Z [277V]",0.96499999999999997,"No",96.5,3.8]
["ABB","PVI-3.8-OUTD-S-US [208V]",0.95499999999999996,"No",95.5,3.8]
["ABB","PVI-3.8-OUTD-S-US [240V]",0.96,"No",96,3.8]
["ABB","PVI-3.8-OUTD-S-US [277V]",0.96,"No",96,3.8]
["ABB","PVI-3.8-OUTD-S-US-A [208V]",0.95499999999999996,"No",95.5,3.8]
["ABB","PVI-3.8-OUTD-S-US-A [240V]",0.96,"No",96,3.8]
["ABB","PVI-3.8-OUTD-S-US-A [277V]",0.96,"No",96,3.8]
["ABB","PVI-3.8-OUTD-S-US-Z [208V]",0.95499999999999996,"No",95.5,3.8]
["ABB","PVI-3.8-OUTD-S-US-Z [240V]",0.96,"No",96,3.8]
["ABB","PVI-3.8-OUTD-S-US-Z [277V]",0.96,"No",96,3.8]
["ABB","PVI-3.8-OUTD-S-US-Z-A [208V]",0.95499999999999996,"No",95.5,3.8]
["ABB","PVI-3.8-OUTD-S-US-Z-A [240V]",0.96,"No",96,3.8]
["ABB","PVI-3.8-OUTD-S-US-Z-A [277V]",0.96,"No",96,3.8]
["ABB","PVI-3.8-OUTD-S-US-Z-M-A [208V]",0.95499999999999996,"No",95.5,3.8]
["ABB","PVI-3.8-OUTD-S-US-Z-M-A [240V]",0.96,"No",96,3.8]
["ABB","PVI-3.8-OUTD-S-US-Z-M-A [277V]",0.96,"No",96,3.8]
["ABB","PVI-3.8-OUTD-US [208V]",0.95499999999999996,"No",95.5,3.8]
["ABB","PVI-3.8-OUTD-US [240V]",0.96,"No",96,3.8]
["ABB","PVI-3.8-OUTD-US [277V]",0.96,"No",96,3.8]
["ABB","UNO-DM-3.8-TL-PLUS-US-SB-RA [240V]",0.96499999999999997,"No",96.5,3.8]
["ABB","UNO-DM-3.8-TL-PLUS-US-SE-RA [240V]",0.96499999999999997,"No",96.5,3.8]
["ABB","UNO-DM-3.8-TL-PLUS-US-SZM-RA [240V]",0.96499999999999997,"No",96.5,3.8]
["ABB","UNO-DM-3.8-TL-PLUS-US-SZ-RA [240V]",0.96499999999999997,"No",96.5,3.8]
["ABB","PVI-4.2-OUTD-S-US [208V]",0.96,"No",96,4.2]
["ABB","PVI-4.2-OUTD-S-US [240V]",0.96,"No",96,4.2]
["ABB","PVI-4.2-OUTD-S-US [277V]",0.96,"No",96,4.2]
["ABB","PVI-4.2-OUTD-S-US-A [208V]",0.96,"No",96,4.2]
["ABB","PVI-4.2-OUTD-S-US-A [240V]",0.96,"No",96,4.2]
["ABB","PVI-4.2-OUTD-S-US-A [277V]",0.96,"No",96,4.2]
["ABB","PVI-4.2-OUTD-S-US-Z [208V]",0.96,"No",96,4.2]
["ABB","PVI-4.2-OUTD-S-US-Z [240V]",0.96,"No",96,4.2]
["ABB","PVI-4.2-OUTD-S-US-Z [277V]",0.96,"No",96,4.2]
["ABB","PVI-4.2-OUTD-S-US-Z-A [208V]",0.96,"No",96,4.2]
["ABB","PVI-4.2-OUTD-S-US-Z-A [240V]",0.96,"No",96,4.2]
["ABB","PVI-4.2-OUTD-S-US-Z-A [277V]",0.96,"No",96,4.2]
["ABB","PVI-4.2-OUTD-S-US-Z-M-A [208V]",0.96,"No",96,4.2]
["ABB","PVI-4.2-OUTD-S-US-Z-M-A [240V]",0.96,"No",96,4.2]
["ABB","PVI-4.2-OUTD-S-US-Z-M-A [277V]",0.96,"No",96,4.2]
["ABB","PVI-4.2-OUTD-US [208V]",0.96,"No",96,4.2]
["ABB","PVI-4.2-OUTD-US [240V]",0.96,"No",96,4.2]
["ABB","PVI-4.2-OUTD-US [277V]",0.96,"No",96,4.2]
["ABB","UNO-DM-4.6-TL-PLUS-US-SB-RA [208V]",0.96,"No",96,4.2]
["ABB","UNO-DM-4.6-TL-PLUS-US-SE-RA [208V]",0.96,"No",96,4.2]
["ABB","UNO-DM-4.6-TL-PLUS-US-SZM-RA [208V]",0.96,"No",96,4.2]
["ABB","UNO-DM-4.6-TL-PLUS-US-SZ-RA [208V]",0.96,"No",96,4.2]
["ABB","PVI-4.6-1-OUTD-x-US-y [208V]",0.96,"No",96,4.5999999999999996]
["ABB","PVI-4.6-1-OUTD-x-US-y [240V]",0.96499999999999997,"No",96.5,4.5999999999999996]
["ABB","PVI-4.6-1-OUTD-x-US-y [277V]",0.96499999999999997,"No",96.5,4.5999999999999996]
["ABB","PVI-4.6-I-OUTD-x-US-y-Z [208V]",0.96,"No",96,4.5999999999999996]
["ABB","PVI-4.6-I-OUTD-x-US-y-Z [240V]",0.96499999999999997,"No",96.5,4.5999999999999996]
["ABB","PVI-4.6-I-OUTD-x-US-y-Z [277V]",0.96499999999999997,"No",96.5,4.5999999999999996]
["ABB","UNO-DM-4.6-TL-PLUS-US-SB-RA [240V]",0.96499999999999997,"No",96.5,4.5999999999999996]
["ABB","UNO-DM-4.6-TL-PLUS-US-SE-RA [240V]",0.96499999999999997,"No",96.5,4.5999999999999996]
["ABB","UNO-DM-4.6-TL-PLUS-US-SZM-RA [240V]",0.96499999999999997,"No",96.5,4.5999999999999996]
["ABB","UNO-DM-4.6-TL-PLUS-US-SZ-RA [240V]",0.96499999999999997,"No",96.5,4.5999999999999996]
["ABB","UNO-DM-5.0-TL-PLUS-US-SB-RA [208V]",0.96499999999999997,"No",96.5,4.5999999999999996]
["ABB","UNO-DM-5.0-TL-PLUS-US-SE-RA [208V]",0.96499999999999997,"No",96.5,4.5999999999999996]
["ABB","UNO-DM-5.0-TL-PLUS-US-SZM-RA [208V]",0.96499999999999997,"No",96.5,4.5999999999999996]
["ABB","UNO-DM-5.0-TL-PLUS-US-SZ-RA [208V]",0.96499999999999997,"No",96.5,4.5999999999999996]
["ABB","PVI-5000-OUTD-S-US-Z [208V]",0.96,"No",96,5]
["ABB","PVI-5000-OUTD-S-US-Z [240V]",0.96499999999999997,"No",96.5,5]
["ABB","PVI-5000-OUTD-S-US-Z [277V]",0.96499999999999997,"No",96.5,5]
["ABB","PVI-5000-OUTD-S-US-Z-A [208V]",0.96,"No",96,5]
["ABB","PVI-5000-OUTD-S-US-Z-A [240V]",0.96499999999999997,"No",96.5,5]
["ABB","PVI-5000-OUTD-S-US-Z-A [277V]",0.96499999999999997,"No",96.5,5]
["ABB","PVI-5000-OUTD-US [208V]",0.96,"No",96,5]
["ABB","PVI-5000-OUTD-US [240V]",0.96499999999999997,"No",96.5,5]
["ABB","PVI-5000-OUTD-US [277V]",0.96499999999999997,"No",96.5,5]
["ABB","PVI-5000-OUTD-US-A [208V]",0.96,"No",96,5]
["ABB","PVI-5000-OUTD-US-A [240V]",0.96499999999999997,"No",96.5,5]
["ABB","PVI-5000-OUTD-US-A [277V]",0.96499999999999997,"No",96.5,5]
["ABB","PVI-5000-OUTD-US-Z [208V]",0.96,"No",96,5]
["ABB","PVI-5000-OUTD-US-Z [240V]",0.96499999999999997,"No",96.5,5]
["ABB","PVI-5000-OUTD-US-Z [277V]",0.96499999999999997,"No",96.5,5]
["ABB","PVI-5000-OUTD-US-Z-A [208V]",0.96,"No",96,5]
["ABB","PVI-5000-OUTD-US-Z-A [240V]",0.96499999999999997,"No",96.5,5]
["ABB","PVI-5000-OUTD-US-Z-A [277V]",0.96499999999999997,"No",96.5,5]
["ABB","PVI-5000-OUTD-US-Z-M-A [208V]",0.96,"No",96,5]
["ABB","PVI-5000-OUTD-US-Z-M-A [240V]",0.96499999999999997,"No",96.5,5]
["ABB","PVI-5000-OUTD-US-Z-M-A [277V]",0.96499999999999997,"No",96.5,5]
["ABB","UNO-DM-5.0-TL-PLUS-US-SB-RA [240V]",0.96499999999999997,"No",96.5,5]
["ABB","UNO-DM-5.0-TL-PLUS-US-SE-RA [240V]",0.96499999999999997,"No",96.5,5]
["ABB","UNO-DM-5.0-TL-PLUS-US-SZM-RA [240V]",0.96499999999999997,"No",96.5,5]
["ABB","UNO-DM-5.0-TL-PLUS-US-SZ-RA [240V]",0.96499999999999997,"No",96.5,5]
["ABB","PVI-6000-OUTD-S-US-A [208V]",0.96,"No",96,6]
["ABB","PVI-6000-OUTD-S-US-A [240V]",0.96499999999999997,"No",96.5,6]
["ABB","PVI-6000-OUTD-S-US-A [277V]",0.96499999999999997,"No",96.5,6]
["ABB","PVI-6000-OUTD-S-US-Z [208V]",0.96,"No",96,6]
["ABB","PVI-6000-OUTD-S-US-Z [240V]",0.96499999999999997,"No",96.5,6]
["ABB","PVI-6000-OUTD-S-US-Z [277V]",0.96499999999999997,"No",96.5,6]
["ABB","PVI-6000-OUTD-S-US-Z-A [208V]",0.96,"No",96,6]
["ABB","PVI-6000-OUTD-S-US-Z-A [240V]",0.96499999999999997,"No",96.5,6]
["ABB","PVI-6000-OUTD-S-US-Z-A [277V]",0.96499999999999997,"No",96.5,6]
["ABB","PVI-6000-OUTD-US [208V]",0.96,"No",96,6]
["ABB","PVI-6000-OUTD-US [240V]",0.96499999999999997,"No",96.5,6]
["ABB","PVI-6000-OUTD-US [277V]",0.96499999999999997,"No",96.5,6]
["ABB","PVI-6000-OUTD-US-A [208V]",0.96,"No",96,6]
["ABB","PVI-6000-OUTD-US-A [240V]",0.96499999999999997,"No",96.5,6]
["ABB","PVI-6000-OUTD-US-A [277V]",0.96499999999999997,"No",96.5,6]
["ABB","PVI-6000-OUTD-US-Z [208V]",0.96,"No",96,6]
["ABB","PVI-6000-OUTD-US-Z [240V]",0.96499999999999997,"No",96.5,6]
["ABB","PVI-6000-OUTD-US-Z [277V]",0.96499999999999997,"No",96.5,6]
["ABB","PVI-6000-OUTD-US-Z-A [208V]",0.96,"No",96,6]
["ABB","PVI-6000-OUTD-US-Z-A [240V]",0.96499999999999997,"No",96.5,6]
["ABB","PVI-6000-OUTD-US-Z-A [277V]",0.96499999999999997,"No",96.5,6]
["ABB","PVI-6000-OUTD-US-Z-M-A [208V]",0.96,"No",96,6]
["ABB","PVI-6000-OUTD-US-Z-M-A [240V]",0.96499999999999997,"No",96.5,6]
["ABB","PVI-6000-OUTD-US-Z-M-A [277V]",0.96499999999999997,"No",96.5,6]
["ABB","UNO-DM-6.0-TL-PLUS-US-SB-RA [208V]",0.97,"No",97,6]
["ABB","UNO-DM-6.0-TL-PLUS-US-SB-RA [240V]",0.97,"No",97,6]
["ABB","UNO-DM-6.0-TL-PLUS-US-SC-RA [208V]",0.97,"No",97,6]
["ABB","UNO-DM-6.0-TL-PLUS-US-SC-RA [240V]",0.97,"No",97,6]
["ABB","UNO-DM-6.0-TL-PLUS-US-SE-RA [208V]",0.97,"No",97,6]
["ABB","UNO-DM-6.0-TL-PLUS-US-SE-RA [240V]",0.97,"No",97,6]
["ABB","UNO-DM-6.0-TL-PLUS-US-S-XRA [208V]",0.97,"No",97,6]
["ABB","UNO-DM-6.0-TL-PLUS-US-S-XRA [240V]",0.97,"No",97,6]
["ABB","UNO-DM-6.0-TL-PLUS-US-SZM-RA [208V]",0.97,"No",97,6]
["ABB","UNO-DM-6.0-TL-PLUS-US-SZM-RA [240V]",0.97,"No",97,6]
["ABB","UNO-7.6-TL-OUTD-S-US-A [208V]",0.97,"No",97,7.6]
["ABB","UNO-7.6-TL-OUTD-S-US-A [240V]",0.97,"No",97,7.6]
["ABB","UNO-7.6-TL-OUTD-S-US-A [277V]",0.97,"No",97,7.6]
["ABB","UNO-7.6-TL-OUTD-S-US-Z-A [208V]",0.97,"No",97,7.6]
["ABB","UNO-7.6-TL-OUTD-S-US-Z-A [240V]",0.97,"No",97,7.6]
["ABB","UNO-7.6-TL-OUTD-S-US-Z-A [277V]",0.97,"No",97,7.6]
["ABB","UNO-7.6-TL-OUTD-S-US-Z-M [208V]",0.97,"No",97,7.6]
["ABB","UNO-7.6-TL-OUTD-S-US-Z-M [240V]",0.97,"No",97,7.6]
["ABB","UNO-7.6-TL-OUTD-S-US-Z-M [277V]",0.97,"No",97,7.6]
["ABB","UNO-7.6-TL-OUTD-S-US-Z-M-A [208V]",0.97,"No",97,7.6]
["ABB","UNO-7.6-TL-OUTD-S-US-Z-M-A [240V]",0.97,"No",97,7.6]
["ABB","UNO-7.6-TL-OUTD-S-US-Z-M-A [277V]",0.97,"No",97,7.6]
["ABB","UNO-8.6-TL-OUTD-S-US-A [240V]",0.97,"No",97,8.6]
["ABB","UNO-8.6-TL-OUTD-S-US-A [277V]",0.97,"No",97,8.6]
["ABB","UNO-8.6-TL-OUTD-S-US-Z-A [240V]",0.97,"No",97,8.6]
["ABB","UNO-8.6-TL-OUTD-S-US-Z-A [277V]",0.97,"No",97,8.6]
["ABB","UNO-8.6-TL-OUTD-S-US-Z-M [240V]",0.97,"No",97,8.6]
["ABB","UNO-8.6-TL-OUTD-S-US-Z-M [277V]",0.97,"No",97,8.6]
["ABB","UNO-8.6-TL-OUTD-S-US-Z-M-A [240V]",0.97,"No",97,8.6]
["ABB","UNO-8.6-TL-OUTD-S-US-Z-M-A [277V]",0.97,"No",97,8.6]
["ABB","PVI-10.0-I-OUTD-x-US-208-y [208V]",0.96,"No",96,10]
["ABB","PVI-10.0-I-OUTD-x-US-480-y-z [480V]",0.97,"No",97,10]
["ABB","PVI-12.0-I-OUTD-x-US-480-y [480V]",0.97,"No",97,12]
["ABB","TRIO-20.0-TL-OUTD-S1A-US-480 [480V]",0.97499999999999998,"No",97.5,20]
["ABB","TRIO-20.0-TL-OUTD-S1A-US-480-A [480V]",0.97499999999999998,"No",97.5,20]
["ABB","TRIO-20.0-TL-OUTD-S1B-US-480 [480V]",0.97499999999999998,"No",97.5,20]
["ABB","TRIO-20.0-TL-OUTD-S1B-US-480-A [480V]",0.97499999999999998,"No",97.5,20]
["ABB","TRIO-20.0-TL-OUTD-S1-US-480 [480V]",0.97499999999999998,"No",97.5,20]
["ABB","TRIO-20.0-TL-OUTD-S1-US-480-A [480V]",0.97499999999999998,"No",97.5,20]
["ABB","TRIO-20.0-TL-OUTD-S-US-480 [480V]",0.97499999999999998,"No",97.5,20]
["ABB","TRIO-20.0-TL-OUTD-S-US-480-A [480V]",0.97499999999999998,"No",97.5,20]
["ABB","TRIO-27.6-TL-OUTD-S1A-US-480 [480V]",0.97499999999999998,"No",97.5,27.6]
["ABB","TRIO-27.6-TL-OUTD-S1A-US-480-A [480V]",0.97499999999999998,"No",97.5,27.6]
["ABB","TRIO-27.6-TL-OUTD-S1B-US-480 [480V]",0.97499999999999998,"No",97.5,27.6]
["ABB","TRIO-27.6-TL-OUTD-S1B-US-480-A [480V]",0.97499999999999998,"No",97.5,27.6]
["ABB","TRIO-27.6-TL-OUTD-S1-US-480 [480V]",0.97499999999999998,"No",97.5,27.6]
["ABB","TRIO-27.6-TL-OUTD-S1-US-480-A [480V]",0.97499999999999998,"No",97.5,27.6]
["ABB","TRIO-27.6-TL-OUTD-S-US-480 [480V]",0.97499999999999998,"No",97.5,27.6]
["ABB","TRIO-27.6-TL-OUTD-S-US-480-A [480V]",0.97499999999999998,"No",97.5,27.6]
["ABB","PVI-CENTRAL-50-US [208V]",0.95,"No",95,50]
["ABB","PVI-CENTRAL-50-US [480V]",0.95,"No",95,50]
["ABB","TRIO-50.0-TL-OUTD-US-480 [480V]",0.98,"No",98,50]
["ABB","TRIO-60.0-TL-OUTD-US-480 [480V]",0.98,"No",98,60]
["ABB","TRIO-TM-60.0-US-480 [480V]",0.98,"No",98,60]
["ABB","PVS-60-TL-SC-US [480V]",0.98,"No",98,60.033000000000001]
["ABB","PVS-60-TL-S-US [480V]",0.98,"No",98,60.033000000000001]
["ABB","PVS-60-TL-US [480V]",0.98,"No",98,60.033000000000001]
["ABB","PVI-CENTRAL-100-US [208V]",0.95,"No",95,100]
["ABB","PVI-CENTRAL-100-US [480V]",0.95,"No",95,100]
["ABB","PVI-CENTRAL-250-US [480V]",0.97,"No",97,250]
["ABB","PVI-CENTRAL-300-US [480V]",0.97,"No",97,300]
["ABB","ULTRA-750-TL-OUTD-2-US-690-x-y-z [690V]",0.96499999999999997,"No",96.5,750]
["ABB","ULTRA-750-TL-OUTD-4-US-690-x-y-z [690V]",0.96499999999999997,"No",96.5,750]
["ABB","ULTRA-750-TL-OUTD-1-US-690-x-y-z [690V]",0.96499999999999997,"No",96.5,780]
["ABB","ULTRA-750-TL-OUTD-3-US-690-x-y-z [690V]",0.96499999999999997,"No",96.5,780]
["ABB","ULTRA-1100-TL-OUTD-2-US-690-x-y-z [690V]",0.96499999999999997,"No",96.5,1000]
["ABB","ULTRA-1100-TL-OUTD-4-US-690-x-y-z [690V]",0.97,"No",97,1000]
["ABB","ULTRA-1100-TL-OUTD-1-US-690-x-y-z [690V]",0.96499999999999997,"No",96.5,1154]
["ABB","ULTRA-1100-TL-OUTD-3-US-690-x-y-z [690V]",0.97,"No",97,1170]
["ABB","ULTRA-1500-TL-OUTD-2-US-690-x-y-z [690V]",0.96499999999999997,"No",96.5,1500]
["ABB","ULTRA-1500-TL-OUTD-4-US-690-x-y-z [690V]",0.97,"No",97,1500]
["ABB","ULTRA-1500-TL-OUTD-1-US-690-x-y-z [690V]",0.96499999999999997,"No",96.5,1550]
["ABB","ULTRA-1500-TL-OUTD-3-US-690-x-y-z [690V]",0.97,"No",97,1560]
["ABB","PVS980-58-1818kVA-I [600V]",0.97499999999999998,"No",97.5,1827.3]
["ABB","PVS980-58-2000kVA-K [660V]",0.97499999999999998,"No",97.5,2027.06]
["Ablerex Electronics","ES 2200-US-240 [240V]",0.94499999999999995,"No",94.5,2.11]
["Ablerex Electronics","ES 3300-US-240 [240V]",0.95,"No",95,3.18]
["Ablerex Electronics","ES 4200-US-240 [240V]",0.95499999999999996,"No",95.5,4.16]
["Ablerex Electronics","ES 4200-US-240A [240V]",0.95499999999999996,"No",95.5,4.16]
["Ablerex Electronics","ES 5000-US-240 [240V]",0.95499999999999996,"No",95.5,5.24]
["Ablerex Electronics","ES 5000-US-240A [240V]",0.95499999999999996,"No",95.5,5.24]
["Advanced Energy Industries","AE_3TL-12_10 [480V]",0.97499999999999998,"No",97.5,12]
["Advanced Energy Industries","AE_3TL-12_10-08 [480V]",0.97499999999999998,"No",97.5,12]
["Advanced Energy Industries","AE_3TL-12_6 [480V]",0.97499999999999998,"No",97.5,12]
["Advanced Energy Industries","AE_3TL-G3_12_10 [480V]",0.97499999999999998,"No",97.5,12]
["Advanced Energy Industries","AE_3TL-G3_12_10-8 [480V]",0.97499999999999998,"No",97.5,12]
["Advanced Energy Industries","804R012 [480V]",0.97499999999999998,"No",97.5,12.12]
["Advanced Energy Industries","AE_3TL-12_6-08 [480V]",0.97499999999999998,"No",97.5,12.12]
["Advanced Energy Industries","AE_3TL-G3_12_6 [480V]",0.97499999999999998,"No",97.5,12.12]
["Advanced Energy Industries","AE_3TL-G3_12_6-08 [480V]",0.97499999999999998,"No",97.5,12.12]
["Advanced Energy Industries","AE_3TL-16_10 [480V]",0.97499999999999998,"No",97.5,16]
["Advanced Energy Industries","AE_3TL-16_10-08 [480V]",0.97499999999999998,"No",97.5,16]
["Advanced Energy Industries","AE_3TL-16_6 [480V]",0.97499999999999998,"No",97.5,16]
["Advanced Energy Industries","AE_3TL-G3_16_10 [480V]",0.97499999999999998,"No",97.5,16]
["Advanced Energy Industries","AE_3TL-G3_16_10-08 [480V]",0.97499999999999998,"No",97.5,16]
["Advanced Energy Industries","804R016 [480V]",0.97499999999999998,"No",97.5,16.100000000000001]
["Advanced Energy Industries","AE_3TL-16_6-08 [480V]",0.97499999999999998,"No",97.5,16.100000000000001]
["Advanced Energy Industries","AE_3TL-G3_16_6 [480V]",0.97499999999999998,"No",97.5,16.100000000000001]
["Advanced Energy Industries","AE_3TL-G3_16_6-08 [480V]",0.97499999999999998,"No",97.5,16.100000000000001]
["Advanced Energy Industries","804R020 [480V]",0.97499999999999998,"No",97.5,19.649999999999999]
["Advanced Energy Industries","AE_3TL-20_6-08 [480V]",0.97499999999999998,"No",97.5,19.649999999999999]
["Advanced Energy Industries","AE_3TL-G3_20_6 [480V]",0.97499999999999998,"No",97.5,19.649999999999999]
["Advanced Energy Industries","AE_3TL-G3_20_6-08 [480V]",0.97499999999999998,"No",97.5,19.649999999999999]
["Advanced Energy Industries","AE_3TL-20_10 [480V]",0.97499999999999998,"No",97.5,20]
["Advanced Energy Industries","AE_3TL-20_10-08 [480V]",0.97499999999999998,"No",97.5,20]
["Advanced Energy Industries","AE_3TL-20_6 [480V]",0.97499999999999998,"No",97.5,20]
["Advanced Energy Industries","AE_3TL-G3_20_10 [480V]",0.97499999999999998,"No",97.5,20]
["Advanced Energy Industries","AE_3TL-G3_20_10-08 [480V]",0.97499999999999998,"No",97.5,20]
["Advanced Energy Industries","AE_3TL-23_10 [480V]",0.98,"No",98,20.04]
["Advanced Energy Industries","AE_3TL-23_10-08 [480V]",0.98,"No",98,20.04]
["Advanced Energy Industries","804R024 [480V]",0.98,"No",98,22.23]
["Advanced Energy Industries","AE_3TL-23_06 [480V]",0.98,"No",98,22.23]
["Advanced Energy Industries","AE_3TL-23_6-08 [480V]",0.98,"No",98,22.23]
["Advanced Energy Industries","AE 35TX-208 [208V]",0.95499999999999996,"No",95.5,35]
["Advanced Energy Industries","AE 35TX-480 [480V]",0.96,"No",96,35]
["Advanced Energy Industries","AE 35TX-600 [600V]",0.95499999999999996,"No",95.5,35]
["Advanced Energy Industries","AE 50TX-208 [208V]",0.96,"No",96,50]
["Advanced Energy Industries","AE 50TX-480 [480V]",0.96,"No",96,50]
["Advanced Energy Industries","AE 50TX-600 [600V]",0.96,"No",96,50]
["Advanced Energy Industries","AE 75TX-208 [208V]",0.95499999999999996,"No",95.5,75]
["Advanced Energy Industries","AE 75TX-480 [480V]",0.95499999999999996,"No",95.5,75]
["Advanced Energy Industries","AE 75TX-600 [600V]",0.96,"No",96,75]
["Advanced Energy Industries","AE 100TX-208 [208V]",0.95499999999999996,"No",95.5,100]
["Advanced Energy Industries","AE 100TX-480 [480V]",0.96,"No",96,100]
["Advanced Energy Industries","AE 100TX-600 [600V]",0.96,"No",96,100]
["Advanced Energy Industries","AE 250TX-480 [480V]",0.96499999999999997,"No",96.5,249.5]
["Advanced Energy Industries","AE 250TX-600 [600V]",0.96499999999999997,"No",96.5,249.5]
["Advanced Energy Industries","AE 250NX (3159200-XXXX) [480V]",0.97499999999999998,"No",97.5,250]
["Advanced Energy Industries","Solaron 250 kW (3159200-XXXX) [480V]",0.97499999999999998,"No",97.5,250]
["Advanced Energy Industries","AE 260TX-480 [480V]",0.97,"No",97,260]
["Advanced Energy Industries","AE 260TX-480-LV [480V]",0.96499999999999997,"No",96.5,260]
["Advanced Energy Industries","AE 333NX (3159000-XXXX) [480V]",0.97499999999999998,"No",97.5,333]
["Advanced Energy Industries","Solaron 333 kW (3159000-XXXX) [480V]",0.97499999999999998,"No",97.5,333]
["Advanced Energy Industries","AE 500NX (3159500-XXXX) [480V]",0.97499999999999998,"No",97.5,500]
["Advanced Energy Industries","AE 500NX-HE (3159502-XXXX) [480V]",0.98,"No",98,500]
["Advanced Energy Industries","AE 500TX-480 [480V]",0.97,"No",97,500]
["Advanced Energy Industries","AE 500TX-600 [600V]",0.97,"No",97,500]
["Advanced Energy Industries","Solaron 500 HE (3159502-XXXX) [480V]",0.98,"No",98,500]
["Advanced Energy Industries","Solaron 500kW (3159500-XXXX) [480V]",0.97499999999999998,"No",97.5,500]
["Advanced Energy Industries","AE 1000NX (3159700-XXXX)",0.98,"No",98,1000]
["Advanced Solar Photonics","PV240 [208V]",0.97,"No",97,3.69]
["Advanced Solar Photonics","PV240 [240V]",0.97,"No",97,3.98]
["Advanced Solar Photonics","PV240 [277V]",0.97,"No",97,3.98]
["Advanced Solar Photonics","PV250 [208V]",0.97,"No",97,4.47]
["Advanced Solar Photonics","PV250 [240V]",0.97,"No",97,4.83]
["Advanced Solar Photonics","PV250 [277V]",0.97,"No",97,4.83]
["Advanced Solar Photonics","PV260 [208V]",0.97,"No",97,5.98]
["Advanced Solar Photonics","PV260 [277V]",0.97,"No",97,6]
["Advanced Solar Photonics","PV260 [240V]",0.97,"No",97,6.01]
["Advanced Solar Photonics","PV270 [208V]",0.97,"No",97,6.92]
["Advanced Solar Photonics","PV270 [240V]",0.97,"No",97,6.95]
["Advanced Solar Photonics","PV270 [277V]",0.97,"No",97,7.01]
["AE Solar Energy","AE3.8 [208V]",0.97,"No",97,3.69]
["AE Solar Energy","AE3.8 [240V]",0.97,"No",97,3.71]
["AE Solar Energy","AE3.8 [277V]",0.97,"No",97,3.71]
["AE Solar Energy","AE5.0 [208V]",0.97,"No",97,4.47]
["AE Solar Energy","AE5.0 [240V]",0.97,"No",97,4.83]
["AE Solar Energy","AE5.0 [277V]",0.97,"No",97,4.83]
["AE Solar Energy","AE6.0 [208V]",0.97,"No",97,5.98]
["AE Solar Energy","AE6.0 [277V]",0.97,"No",97,6]
["AE Solar Energy","AE6.0 [240V]",0.97,"No",97,6.01]
["AE Solar Energy","AE7.0 [208V]",0.97,"No",97,6.92]
["AE Solar Energy","AE7.0 [240V]",0.97,"No",97,6.95]
["AE Solar Energy","AE7.0 [277V]",0.97,"No",97,7.01]
["AEconversion GMbH","INV250-45US xxxxx [208V]",0.91500000000000004,"Yes",91.5,0.24]
["AEconversion GMbH","INV250-45US xxxxx [240V]",0.92,"Yes",92,0.24]
["AEconversion GMbH","INV350-60US xxxxx [208V]",0.91500000000000004,"Yes",91.5,0.3]
["AEconversion GMbH","INV350-60US xxxxx [240V]",0.92500000000000004,"Yes",92.5,0.3]
["AEconversion GMbH","INV500-90US-xxxxx [208V]",0.94,"Yes",94,0.48]
["AEconversion GMbH","INV500-90US-xxxxx [240V]",0.94499999999999995,"Yes",94.5,0.48]
["AEG Power Solutions","Protect MPV.015.01 [480V]",0.96499999999999997,"No",96.5,15]
["AEG Power Solutions","Protect MPV.030.01 [480V]",0.96499999999999997,"No",96.5,30]
["AEG Power Solutions","Protect MPV.045.01 [480V]",0.96499999999999997,"No",96.5,44.41]
["AEG Power Solutions","Protect MPV.060.01 [480V]",0.96499999999999997,"No",96.5,60]
["AEG Power Solutions","Protect MPV.075.01 [480V]",0.96499999999999997,"No",96.5,75]
["AEG Power Solutions","Protect MPV.090.01 [480V]",0.96499999999999997,"No",96.5,90]
["AEG Power Solutions","Protect MPV.105.01 [480V]",0.96499999999999997,"No",96.5,105]
["AEG Power Solutions","Protect MPV.120.01 [480V]",0.96499999999999997,"No",96.5,120]
["AEG Power Solutions","Protect MPV.135.01 [480V]",0.96499999999999997,"No",96.5,135]
["AEG Power Solutions","Protect MPV.150.01 [480V]",0.96499999999999997,"No",96.5,150]
["AEG Power Solutions","Protect PV.500-UL",0.96499999999999997,"No",96.5,510]
["Aero-Sharp","X01-030L2E1 [240V]",0.92500000000000004,"No",92.5,2.98]
["Aero-Sharp","X01-040L2E1 [240V]",0.93500000000000005,"No",93.5,4.0119999999999996]
["Aero-Sharp","X01-050L2E1 [240V]",0.93500000000000005,"No",93.5,4.9859999999999998]
["Aero-Sharp","X01-060L2E1 [240V]",0.93500000000000005,"No",93.5,5.9930000000000003]
["Agepower Limit","Agepower AP 1500TL-US [208V]",0.96,"No",96,1.5]
["Agepower Limit","Agepower AP 1500TL-US [240V]",0.96,"No",96,1.65]
["Agepower Limit","Agepower AP 1500TL-US [277V]",0.96,"No",96,1.65]
["Agepower Limit","Agepower AP 2000TL-US [208V]",0.96499999999999997,"No",96.5,1.8]
["Agepower Limit","Agepower AP 2000TL-US [240V]",0.96499999999999997,"No",96.5,2]
["Agepower Limit","Agepower AP 2000TL-US [277V]",0.96499999999999997,"No",96.5,2]
["Agepower Limit","Agepower AP 3000TL-US [208V]",0.96499999999999997,"No",96.5,2.5]
["Agepower Limit","Agepower AP 3000TL-US [240V]",0.96499999999999997,"No",96.5,2.8]
["Agepower Limit","Agepower AP 3000TL-US [277V]",0.96499999999999997,"No",96.5,2.8]
["Agepower Limit","Agepower AP 3600MTL-US [208V]",0.97,"No",97,3.6]
["Agepower Limit","Agepower AP 3600MTL-US [240V]",0.97,"No",97,3.6]
["Agepower Limit","Agepower AP 3600MTL-US [277V]",0.97,"No",97,3.6]
["Agepower Limit","Agepower AP 4200MTL-US [208V]",0.97,"No",97,4.2]
["Agepower Limit","Agepower AP 4200MTL-US [240V]",0.97,"No",97,4.2]
["Agepower Limit","Agepower AP 4200MTL-US [277V]",0.97,"No",97,4.2]
["Agepower Limit","Agepower AP 5000MTL-US [208V]",0.97,"No",97,4.5999999999999996]
["Agepower Limit","Agepower AP 5000MTL-US [240V]",0.97,"No",97,4.5999999999999996]
["Agepower Limit","Agepower AP 5000MTL-US [277V]",0.97,"No",97,4.5999999999999996]
["Agepower Limit","Agepower AP 10000 TL3-US [277V]",0.95499999999999996,"No",95.5,10.1]
["Agepower Limit","Agepower AP 12000 TL3-US [277V]",0.95499999999999996,"No",95.5,11.62]
["Agepower Limit","Agepower AP 18000 TL3-US [277V]",0.96,"No",96,18.309999999999999]
["Agepower Limit","Agepower AP 20000 TL3-US [277V]",0.96499999999999997,"No",96.5,20.420000000000002]
["Alpha Technologies","Solaris 3500 XP [240V]",0.90500000000000003,"No",90.5,3.5]
["Altenergy Power System Inc.","YC200-NA [240V]",0.94,"Yes",94,0.22]
["Altenergy Power System Inc.","YC250A [240V]",0.94,"Yes",94,0.22500000000000001]
["Altenergy Power System Inc.","YC250I [240V]",0.94,"Yes",94,0.22500000000000001]
["Altenergy Power System Inc.","YC500A [208V]",0.95,"Yes",95,0.5]
["Altenergy Power System Inc.","YC500A [240V]",0.95,"Yes",95,0.5]
["Altenergy Power System Inc.","YC500I [208V]",0.95,"Yes",95,0.5]
["Altenergy Power System Inc.","YC500I [240V]",0.95,"Yes",95,0.5]
["Altenergy Power System Inc.","YC600 [240V]",0.96499999999999997,"Yes",96.5,0.55000000000000004]
["Altenergy Power System Inc.","YC1000-3-208 [480V]",0.94499999999999995,"Yes",94.5,0.9]
["Altenergy Power System Inc.","YC1000-3-480 [480V]",0.94499999999999995,"Yes",94.5,0.9]
["Altenergy Power System Inc.","YC1000-3-K480",0.94499999999999995,"No",94.5,1.1599999999999999]
["Altenergy Power System Inc.","QS1 [240V]",0.96499999999999997,"No",96.5,1.2250000000000001]
["Altenergy Power System Inc.","QS1200 [240V]",0.96499999999999997,"No",96.5,1.2250000000000001]
["American Electric Technologies","ISIS-1000-15000-60",0.96499999999999997,"No",96.5,1000]
["American Electric Technologies","ISIS-1000-410-60",0.96,"No",96,1000]
["AMETEK Solidstate Control","RECon 30L-100-US",0.98,"No",98,100]
["AMETEK Solidstate Control","RECon 30H-150-US [300V]",0.98,"No",98,150]
["Andalay Solar","LW-230-1-AC1-A-B [240V]",0.95,"Yes",95,0.19]
["Andalay Solar","LW-230-1-AC3-B-B [208V]",0.95,"Yes",95,0.19]
["Andalay Solar","LW-235-1-AC1-A-B [240V]",0.95,"Yes",95,0.19]
["Andalay Solar","LW-235-1-AC3-B-B [208V]",0.95,"Yes",95,0.19]
["Andalay Solar","LW-240-1-AC1-A-B [240V]",0.95,"Yes",95,0.19]
["Andalay Solar","LW-240-1-AC3-B-B [208V]",0.95,"Yes",95,0.19]
["Andalay Solar","ST-175-1AC1-A-A [240V]",0.95,"Yes",95,0.19]
["Andalay Solar","ST-175-1AC3-B-A [208V]",0.95,"Yes",95,0.19]
["Andalay Solar","ST-185-1AC1-A-A [240V]",0.95,"Yes",95,0.19]
["Andalay Solar","ST-185-1AC1-A-B [240V]",0.95,"Yes",95,0.19]
["Andalay Solar","ST-185-1AC3-B-A [208V]",0.95,"Yes",95,0.19]
["Andalay Solar","ST-185-1AC3-B-B [208V]",0.95,"Yes",95,0.19]
["Andalay Solar","ST-190-1AC1-A-B [240V]",0.95,"Yes",95,0.19]
["Andalay Solar","ST-190-1AC3-B-B [208V]",0.95,"Yes",95,0.19]
["Andalay Solar","ST-195-1AC1-A-B [240V]",0.95,"Yes",95,0.19]
["Andalay Solar","ST-195-1AC3-B-B [208V]",0.95,"Yes",95,0.19]
["Andalay Solar","LW-230-1-AC0-D-B [208V]",0.96,"Yes",96,0.215]
["Andalay Solar","LW-230-1-AC0-D-B [240V]",0.96,"Yes",96,0.215]
["Andalay Solar","LW-230-1-AC2-D-B [208V]",0.96,"Yes",96,0.215]
["Andalay Solar","LW-230-1-AC2-D-B [240V]",0.96,"Yes",96,0.215]
["Andalay Solar","LW-235-1-AC0-D-B [208V]",0.96,"Yes",96,0.215]
["Andalay Solar","LW-235-1-AC0-D-B [240V]",0.96,"Yes",96,0.215]
["Andalay Solar","LW-235-1-AC2-D-B [208V]",0.96,"Yes",96,0.215]
["Andalay Solar","LW-235-1-AC2-D-B [240V]",0.96,"Yes",96,0.215]
["Andalay Solar","LW-240-1-AC0-D-B [208V]",0.96,"Yes",96,0.215]
["Andalay Solar","LW-240-1-AC0-D-B [240V]",0.96,"Yes",96,0.215]
["Andalay Solar","LW-240-1-AC2-D-B [208V]",0.96,"Yes",96,0.215]
["Andalay Solar","LW-240-1-AC2-D-B [240V]",0.96,"Yes",96,0.215]
["Andalay Solar","TW-240-1-AC2-D-B [208V]",0.96,"Yes",96,0.215]
["Andalay Solar","TW-240-1-AC2-D-B [240V]",0.96,"Yes",96,0.215]
["Andalay Solar","TW-245-1-AC2-D-B [208V]",0.96,"Yes",96,0.215]
["Andalay Solar","TW-245-1-AC2-D-B [240V]",0.96,"Yes",96,0.215]
["Andalay Solar","TW-250-1-AC2-D-B [208V]",0.96,"Yes",96,0.215]
["Andalay Solar","TW-250-1-AC2-D-B [240V]",0.96,"Yes",96,0.215]
["Apparent Inc.","MGI220-xxx [240V]",0.9,"Yes",90,0.18]
["Apparent Inc.","SG424-120V [120V]",0.91500000000000004,"Yes",91.5,0.23]
["Apparent Inc.","SG424U CA, 120VAC, 60Hz [120V]",0.91500000000000004,"Yes",91.5,0.25]
["AU Optronics","PM060MA0_240 [240V]",0.94499999999999995,"Yes",94.5,0.22500000000000001]
["AU Optronics","PM060MA0_245 [240V]",0.94499999999999995,"Yes",94.5,0.22500000000000001]
["AU Optronics","PM060MA0_250 [240V]",0.94499999999999995,"Yes",94.5,0.22500000000000001]
["AU Optronics","PM060MA0_255 [240V]",0.94499999999999995,"Yes",94.5,0.22500000000000001]
["AU Optronics","PM060MA0_260 [240V]",0.94499999999999995,"Yes",94.5,0.22500000000000001]
["AU Optronics","PM060MA0_265 [240V]",0.94499999999999995,"Yes",94.5,0.22500000000000001]
["AU Optronics","PM060MA0_270 [240V]",0.94499999999999995,"Yes",94.5,0.22500000000000001]
["AU Optronics","PM060MA0_275 [240V]",0.94499999999999995,"Yes",94.5,0.22500000000000001]
["AU Optronics","PM060MA1_275 [240V]",0.94499999999999995,"Yes",94.5,0.22500000000000001]
["AU Optronics","PM060MA2_275 [240V]",0.94499999999999995,"Yes",94.5,0.22500000000000001]
["AU Optronics","PM060PA0_235 [240V]",0.94499999999999995,"Yes",94.5,0.22500000000000001]
["AU Optronics","PM060PA0_240 [240V]",0.94499999999999995,"Yes",94.5,0.22500000000000001]
["AU Optronics","PM060PA0_250 [240V]",0.94499999999999995,"Yes",94.5,0.22500000000000001]
["AU Optronics","PM060PA0_255 [240V]",0.94499999999999995,"Yes",94.5,0.22500000000000001]
["AU Optronics","PM060PA0_260 [240V]",0.94499999999999995,"Yes",94.5,0.22500000000000001]
["AU Optronics","PM240PA0_235 [240V]",0.94499999999999995,"Yes",94.5,0.22500000000000001]
["AU Optronics","PM240PA0_240 [240V]",0.94499999999999995,"Yes",94.5,0.22500000000000001]
["AU Optronics","PM240PA0_245 [240V]",0.94499999999999995,"Yes",94.5,0.22500000000000001]
["AU Optronics","PM245PA0_235 [240V]",0.94499999999999995,"Yes",94.5,0.22500000000000001]
["AU Optronics","PM245PA0_240 [240V]",0.94499999999999995,"Yes",94.5,0.22500000000000001]
["AU Optronics","PM245PA0_245 [240V]",0.94499999999999995,"Yes",94.5,0.22500000000000001]
["AU Optronics","PM245PA0_250 [240V]",0.94499999999999995,"Yes",94.5,0.22500000000000001]
["AU Optronics","PM245PA0_255 [240V]",0.94499999999999995,"Yes",94.5,0.22500000000000001]
["AU Optronics","PM245PA0_260 [240V]",0.94499999999999995,"Yes",94.5,0.22500000000000001]
["AU Optronics","PM250MA0_240 [240V]",0.94499999999999995,"Yes",94.5,0.22500000000000001]
["AU Optronics","PM250MA0_245 [240V]",0.94499999999999995,"Yes",94.5,0.22500000000000001]
["AU Optronics","PM250MA0_250 [240V]",0.94499999999999995,"Yes",94.5,0.22500000000000001]
["AU Optronics","PM250MA0_255 [240V]",0.94499999999999995,"Yes",94.5,0.22500000000000001]
["AU Optronics","PM250MA0_260 [240V]",0.94499999999999995,"Yes",94.5,0.22500000000000001]
["AU Optronics","PM250MA0_265 [240V]",0.94499999999999995,"Yes",94.5,0.22500000000000001]
["AU Optronics","PM250MA0_270 [240V]",0.94499999999999995,"Yes",94.5,0.22500000000000001]
["AU Optronics","PM250MA0_275 [240V]",0.94499999999999995,"Yes",94.5,0.22500000000000001]
["AU Optronics","PM250MA1_275 [240V]",0.94499999999999995,"Yes",94.5,0.22500000000000001]
["AU Optronics","PM250MA2_275 [240V]",0.94499999999999995,"Yes",94.5,0.22500000000000001]
["AU Optronics","PM060MA1_240 [208V]",0.95,"Yes",95,0.24]
["AU Optronics","PM060MA1_240 [240V]",0.95,"Yes",95,0.24]
["AU Optronics","PM060MA1_245 [208V]",0.95,"Yes",95,0.24]
["AU Optronics","PM060MA1_245 [240V]",0.95,"Yes",95,0.24]
["AU Optronics","PM060MA1_250 [208V]",0.95,"Yes",95,0.24]
["AU Optronics","PM060MA1_250 [240V]",0.95,"Yes",95,0.24]
["AU Optronics","PM060MA1_255 [208V]",0.95,"Yes",95,0.24]
["AU Optronics","PM060MA1_255 [240V]",0.95,"Yes",95,0.24]
["AU Optronics","PM060MA1_260 [208V]",0.95,"Yes",95,0.24]
["AU Optronics","PM060MA1_260 [240V]",0.95,"Yes",95,0.24]
["AU Optronics","PM060MA1_265 [208V]",0.95,"Yes",95,0.24]
["AU Optronics","PM060MA1_265 [240V]",0.95,"Yes",95,0.24]
["AU Optronics","PM060MA1_270 [208V]",0.95,"Yes",95,0.24]
["AU Optronics","PM060MA1_270 [240V]",0.95,"Yes",95,0.24]
["AU Optronics","PM060MA2_240 [208V]",0.95,"Yes",95,0.24]
["AU Optronics","PM060MA2_240 [240V]",0.95,"Yes",95,0.24]
["AU Optronics","PM060MA2_245 [208V]",0.95,"Yes",95,0.24]
["AU Optronics","PM060MA2_245 [240V]",0.95,"Yes",95,0.24]
["AU Optronics","PM060MA2_250 [208V]",0.95,"Yes",95,0.24]
["AU Optronics","PM060MA2_250 [240V]",0.95,"Yes",95,0.24]
["AU Optronics","PM060MA2_255 [208V]",0.95,"Yes",95,0.24]
["AU Optronics","PM060MA2_255 [240V]",0.95,"Yes",95,0.24]
["AU Optronics","PM060MA2_260 [208V]",0.95,"Yes",95,0.24]
["AU Optronics","PM060MA2_260 [240V]",0.95,"Yes",95,0.24]
["AU Optronics","PM060MA2_265 [208V]",0.95,"Yes",95,0.24]
["AU Optronics","PM060MA2_265 [240V]",0.95,"Yes",95,0.24]
["AU Optronics","PM060MA2_270 [208V]",0.95,"Yes",95,0.24]
["AU Optronics","PM060MA2_270 [240V]",0.95,"Yes",95,0.24]
["AU Optronics","PM060PA0_245 [240V]",0.94499999999999995,"Yes",94.5,0.24]
["AU Optronics","PM060PA1_235 [208V]",0.95,"Yes",95,0.24]
["AU Optronics","PM060PA1_235 [240V]",0.95,"Yes",95,0.24]
["AU Optronics","PM060PA1_240 [208V]",0.95,"Yes",95,0.24]
["AU Optronics","PM060PA1_240 [240V]",0.95,"Yes",95,0.24]
["AU Optronics","PM060PA1_245 [208V]",0.95,"Yes",95,0.24]
["AU Optronics","PM060PA1_245 [240V]",0.95,"Yes",95,0.24]
["AU Optronics","PM060PA1_250 [208V]",0.95,"Yes",95,0.24]
["AU Optronics","PM060PA1_250 [240V]",0.95,"Yes",95,0.24]
["AU Optronics","PM060PA1_255 [208V]",0.95,"Yes",95,0.24]
["AU Optronics","PM060PA1_255 [240V]",0.95,"Yes",95,0.24]
["AU Optronics","PM060PA1_260 [208V]",0.95,"Yes",95,0.24]
["AU Optronics","PM060PA1_260 [240V]",0.95,"Yes",95,0.24]
["AU Optronics","PM060PA2_235 [208V]",0.95,"Yes",95,0.24]
["AU Optronics","PM060PA2_235 [240V]",0.95,"Yes",95,0.24]
["AU Optronics","PM060PA2_240 [208V]",0.95,"Yes",95,0.24]
["AU Optronics","PM060PA2_240 [240V]",0.95,"Yes",95,0.24]
["AU Optronics","PM060PA2_245 [208V]",0.95,"Yes",95,0.24]
["AU Optronics","PM060PA2_245 [240V]",0.95,"Yes",95,0.24]
["AU Optronics","PM060PA2_250 [208V]",0.95,"Yes",95,0.24]
["AU Optronics","PM060PA2_250 [240V]",0.95,"Yes",95,0.24]
["AU Optronics","PM060PA2_255 [208V]",0.95,"Yes",95,0.24]
["AU Optronics","PM060PA2_255 [240V]",0.95,"Yes",95,0.24]
["AU Optronics","PM060PA2_260 [208V]",0.95,"Yes",95,0.24]
["AU Optronics","PM060PA2_260 [240V]",0.95,"Yes",95,0.24]
["AU Optronics","PM245PA1_235 [240V]",0.95,"Yes",95,0.24]
["AU Optronics","PM245PA1_240 [240V]",0.95,"Yes",95,0.24]
["AU Optronics","PM245PA1_245 [240V]",0.95,"Yes",95,0.24]
["AU Optronics","PM245PA1_250 [240V]",0.95,"Yes",95,0.24]
["AU Optronics","PM245PA1_255 [208V]",0.95,"Yes",95,0.24]
["AU Optronics","PM245PA1_255 [240V]",0.95,"Yes",95,0.24]
["AU Optronics","PM245PA1_260 [208V]",0.95,"Yes",95,0.24]
["AU Optronics","PM245PA1_260 [240V]",0.95,"Yes",95,0.24]
["AU Optronics","PM245PA2_235 [208V]",0.95,"Yes",95,0.24]
["AU Optronics","PM245PA2_235 [240V]",0.95,"Yes",95,0.24]
["AU Optronics","PM245PA2_240 [208V]",0.95,"Yes",95,0.24]
["AU Optronics","PM245PA2_240 [240V]",0.95,"Yes",95,0.24]
["AU Optronics","PM245PA2_245 [208V]",0.95,"Yes",95,0.24]
["AU Optronics","PM245PA2_245 [240V]",0.95,"Yes",95,0.24]
["AU Optronics","PM245PA2_250 [208V]",0.95,"Yes",95,0.24]
["AU Optronics","PM245PA2_250 [240V]",0.95,"Yes",95,0.24]
["AU Optronics","PM245PA2_255 [208V]",0.95,"Yes",95,0.24]
["AU Optronics","PM245PA2_255 [240V]",0.95,"Yes",95,0.24]
["AU Optronics","PM245PA2_260 [208V]",0.95,"Yes",95,0.24]
["AU Optronics","PM245PA2_260 [240V]",0.95,"Yes",95,0.24]
["AU Optronics","PM250MA1_240 [240V]",0.95,"Yes",95,0.24]
["AU Optronics","PM250MA1_245 [240V]",0.95,"Yes",95,0.24]
["AU Optronics","PM250MA1_250 [240V]",0.95,"Yes",95,0.24]
["AU Optronics","PM250MA1_255 [240V]",0.95,"Yes",95,0.24]
["AU Optronics","PM250MA1_260 [240V]",0.95,"Yes",95,0.24]
["AU Optronics","PM250MA1_265 [208V]",0.95,"Yes",95,0.24]
["AU Optronics","PM250MA1_265 [240V]",0.95,"Yes",95,0.24]
["AU Optronics","PM250MA1_270 [208V]",0.95,"Yes",95,0.24]
["AU Optronics","PM250MA1_270 [240V]",0.95,"Yes",95,0.24]
["AU Optronics","PM250MA2_240 [208V]",0.95,"Yes",95,0.24]
["AU Optronics","PM250MA2_240 [240V]",0.95,"Yes",95,0.24]
["AU Optronics","PM250MA2_245 [208V]",0.95,"Yes",95,0.24]
["AU Optronics","PM250MA2_245 [240V]",0.95,"Yes",95,0.24]
["AU Optronics","PM250MA2_250 [208V]",0.95,"Yes",95,0.24]
["AU Optronics","PM250MA2_250 [240V]",0.95,"Yes",95,0.24]
["AU Optronics","PM250MA2_255 [208V]",0.95,"Yes",95,0.24]
["AU Optronics","PM250MA2_255 [240V]",0.95,"Yes",95,0.24]
["AU Optronics","PM250MA2_260 [208V]",0.95,"Yes",95,0.24]
["AU Optronics","PM250MA2_260 [240V]",0.95,"Yes",95,0.24]
["AU Optronics","PM250MA2_265 [208V]",0.95,"Yes",95,0.24]
["AU Optronics","PM250MA2_265 [240V]",0.95,"Yes",95,0.24]
["AU Optronics","PM250MA2_270 [208V]",0.95,"Yes",95,0.24]
["AU Optronics","PM250MA2_270 [240V]",0.95,"Yes",95,0.24]
["Auxin Solar","AXU-PV1500U [208V]",0.94499999999999995,"No",94.5,1.55]
["Auxin Solar","AXU-PV1500U [240V]",0.94499999999999995,"No",94.5,1.55]
["Auxin Solar","AXU-PV2000U [208V]",0.95499999999999996,"No",95.5,2.06]
["Auxin Solar","AXU-PV2000U [240V]",0.95,"No",95,2.06]
["Auxin Solar","AXU-PV3000U [208V]",0.95499999999999996,"No",95.5,3]
["Auxin Solar","AXU-PV3000U [240V]",0.95499999999999996,"No",95.5,3.01]
["Auxin Solar","AXN-PV4000U [208V]",0.95499999999999996,"No",95.5,3.98]
["Auxin Solar","AXN-PV4000U [240V]",0.96,"No",96,3.99]
["Ballard Power Systems","EPC-PV-208-30KW [208V]",0.93,"No",93,30]
["Ballard Power Systems","EPC-PV-480-30KW [480V]",0.93,"No",93,30]
["Ballard Power Systems","EPC-PV-208-75KW",0.91500000000000004,"No",91.5,75]
["Ballard Power Systems","EPC-PV-480-75KW [480V]",0.91500000000000004,"No",91.5,75]
["Beacon Power","M4",0.9,"No",90,4]
["Beacon Power","M4 Plus",0.91500000000000004,"No",91.5,4]
["Beacon Power","M5",0.89,"No",89,5]
["Beacon Power","M5 Plus",0.9,"No",90,5]
["Beijing Kinglong New Energy Technology","Sunteams 1500 [208V]",0.95,"No",95,1.5]
["Beijing Kinglong New Energy Technology","Sunteams 1500 [240V]",0.95,"No",95,1.5]
["Beijing Kinglong New Energy Technology","Sunteams 2000 [208V]",0.95499999999999996,"No",95.5,2]
["Beijing Kinglong New Energy Technology","Sunteams 2000 [240V]",0.96,"No",96,2]
["Beijing Kinglong New Energy Technology","Sunteams 3000 [208V]",0.96,"No",96,2.8]
["Beijing Kinglong New Energy Technology","Sunteams 3000 [240V]",0.96,"No",96,2.8]
["Beijing Kinglong New Energy Technology","Sunteams 4000 [208V]",0.97,"No",97,4]
["Beijing Kinglong New Energy Technology","Sunteams 4000 [240V]",0.97499999999999998,"No",97.5,4]
["Beijing Kinglong New Energy Technology","Sunteams 5000 [208V]",0.97,"No",97,4.5999999999999996]
["Beijing Kinglong New Energy Technology","Sunteams 5000 [240V]",0.97499999999999998,"No",97.5,4.5999999999999996]
["Beyond Building Group","SR1500TLI [208V]",0.94499999999999995,"No",94.5,1.55]
["Beyond Building Group","SR1500TLI [240V]",0.94499999999999995,"No",94.5,1.55]
["Beyond Building Group","SR2000TLI [208V]",0.95499999999999996,"No",95.5,2.06]
["Beyond Building Group","SR2000TLI [240V]",0.95,"No",95,2.06]
["Beyond Building Group","SR3000TLI [208V]",0.95499999999999996,"No",95.5,3]
["Beyond Building Group","SR3000TLI [240V]",0.95499999999999996,"No",95.5,3.01]
["Beyond Building Group","SR4000TLI [208V]",0.95499999999999996,"No",95.5,3.98]
["Beyond Building Group","SR4000TLI [240V]",0.96,"No",96,3.99]
["Beyond Building Systems","SR2000TL-US-240 [240V]",0.94499999999999995,"No",94.5,2.11]
["Beyond Building Systems","SR3000TL-US-240 [240V]",0.95,"No",95,3.18]
["Beyond Building Systems","SR4200TL-US-240 [240V]",0.95499999999999996,"No",95.5,4.16]
["Beyond Building Systems","SR5000TL-US-240 [240V]",0.95499999999999996,"No",95.5,5.24]
["BYD Auto Industry Company Limited","BEG500KTL-U [480V]",0.96,"No",96,501.75599999999997]
["BYD Auto Industry Company Limited","BEG500KTL-U/01 [480V]",0.96,"No",96,501.75599999999997]
["Canadian Solar Inc.","CM-240-EC",0.96,"Yes",96,0.24]
["Canadian Solar Inc.","CS6P-245M-EA",0.96,"Yes",96,0.24]
["Canadian Solar Inc.","CS6P-245P-EA",0.96,"Yes",96,0.24]
["Canadian Solar Inc.","CS6P-250M-EA",0.96,"Yes",96,0.24]
["Canadian Solar Inc.","CS6P-250P-EA",0.96,"Yes",96,0.24]
["Canadian Solar Inc.","CS6P-255M-EA",0.96,"Yes",96,0.24]
["Canadian Solar Inc.","CS6P-255P-EA",0.96,"Yes",96,0.24]
["Canadian Solar Inc.","CS6P-260M-EA",0.96,"Yes",96,0.24]
["Canadian Solar Inc.","CS6P-260P-EA",0.96,"Yes",96,0.24]
["Canadian Solar Inc.","CM-260-EC",0.96,"Yes",96,0.26]
["Canadian Solar Inc.","CM-280-EC",0.96,"Yes",96,0.28000000000000003]
["Canadian Solar Inc.","CM-300-EC",0.96,"Yes",96,0.3]
["Canadian Solar Inc.","CSI-3000TL-CT [208V]",0.96,"No",96,2.86]
["Canadian Solar Inc.","CSI-3000TL-CT [240V]",0.96499999999999997,"No",96.5,3]
["Canadian Solar Inc.","CSI-4000TL-CT [208V]",0.96499999999999997,"No",96.5,3.81]
["Canadian Solar Inc.","CSI-4000TL-CT [240V]",0.97,"No",97,4.0199999999999996]
["Canadian Solar Inc.","CSI-5000TL-CT [208V]",0.96499999999999997,"No",96.5,4.6100000000000003]
["Canadian Solar Inc.","CSI-5000TL-CT [240V]",0.97,"No",97,5]
["Canadian Solar Inc.","CSI-6000TL-CT [208V]",0.96499999999999997,"No",96.5,5.5]
["Canadian Solar Inc.","CSI-6000TL-CT [240V]",0.97,"No",97,6]
["Canadian Solar Inc.","CSI-23KTL-CT [480V]",0.98,"No",98,23]
["Canadian Solar Inc.","CSI-25KTL-GS-FL [480V]",0.98,"No",98,25]
["Canadian Solar Inc.","CSI-25KTL-GS-FLB [480V]",0.98,"No",98,25]
["Canadian Solar Inc.","CSI-25KTL-GS-FL [480V]",0.98,"No",98,25.05]
["Canadian Solar Inc.","CSI-28KTL-CT [480V]",0.98,"No",98,28]
["Canadian Solar Inc.","CSI-30KTL-GS-FL [480V]",0.98,"No",98,30]
["Canadian Solar Inc.","CSI-30KTL-GS-FLB [480V]",0.98,"No",98,30]
["Canadian Solar Inc.","CSI-30KTL-GS-FL [480V]",0.98,"No",98,30.05]
["Canadian Solar Inc.","CSI-36KTL-CT [480V]",0.98,"No",98,36]
["Canadian Solar Inc.","CSI-36KTL-GS-FL [480V]",0.98,"No",98,36]
["Canadian Solar Inc.","CSI-36KTL-GS-FLB [480V]",0.98,"No",98,36]
["Canadian Solar Inc.","CSI-36KTL-GS-FL [480V]",0.98,"No",98,36.049999999999997]
["Canadian Solar Inc.","CSI-40KTL-GS [480V]",0.98499999999999999,"No",98.5,40]
["Canadian Solar Inc.","CSI-40KTL-GS-B [480V]",0.98499999999999999,"No",98.5,40]
["Canadian Solar Inc.","CSI-40KTL-GS-FL [480V]",0.98499999999999999,"No",98.5,40]
["Canadian Solar Inc.","CSI-40KTL-GS-FLB [480V]",0.98499999999999999,"No",98.5,40]
["Canadian Solar Inc.","CSI-40KTL-GS [480V]",0.98499999999999999,"No",98.5,40.049999999999997]
["Canadian Solar Inc.","CSI-40KTL-GS-FL [480V]",0.98499999999999999,"No",98.5,40.049999999999997]
["Canadian Solar Inc.","CSI-50KTL-CT [480V]",0.98499999999999999,"No",98.5,50]
["Canadian Solar Inc.","CSI-50KTL-GS [480V]  ",0.98499999999999999,"No",98.5,50]
["Canadian Solar Inc.","CSI-50KTL-GS-B [480V]",0.98499999999999999,"No",98.5,50]
["Canadian Solar Inc.","CSI-50KTL-GS-FL [480V] ",0.98499999999999999,"No",98.5,50]
["Canadian Solar Inc.","CSI-50KTL-GS-FLB [480V]",0.98499999999999999,"No",98.5,50]
["Canadian Solar Inc.","CSI-50KTL-GS [480V]  ",0.98499999999999999,"No",98.5,50.082999999999998]
["Canadian Solar Inc.","CSI-50KTL-GS-B [480V]",0.98499999999999999,"No",98.5,50.082999999999998]
["Canadian Solar Inc.","CSI-50KTL-GS-FLB [480V]",0.98499999999999999,"No",98.5,50.082999999999998]
["Canadian Solar Inc.","CSI-50KTL-GS-FL [480V] ",0.98499999999999999,"No",98.5,50.084000000000003]
["Canadian Solar Inc.","CSI-60KTL-CT [480V]",0.98499999999999999,"No",98.5,60]
["Canadian Solar Inc.","CSI-60KTL-GS [480V]",0.98499999999999999,"No",98.5,60]
["Canadian Solar Inc.","CSI-60KTL-GS-B [480V]",0.98499999999999999,"No",98.5,60]
["Canadian Solar Inc.","CSI-60KTL-GS [480V]",0.98499999999999999,"No",98.5,60.085999999999999]
["Canadian Solar Inc.","CSI-60KTL-GS-B [480V]",0.98499999999999999,"No",98.5,60.085999999999999]
["Canadian Solar Inc.","CSI-66KTL-GS [480V]",0.98499999999999999,"No",98.5,66]
["Canadian Solar Inc.","CSI-66KTL-GS-B [480V]",0.98499999999999999,"No",98.5,66]
["Canadian Solar Inc.","CSI-66KTL-GS [480V]",0.98499999999999999,"No",98.5,66.069999999999993]
["Canadian Solar Inc.","CSI-66KTL-GS-B [480V]",0.98499999999999999,"No",98.5,66.069999999999993]
["Canadian Solar Inc.","CSI-125KTL-GS-E [600V]",0.98499999999999999,"No",98.5,125]
["Canadian Solar Inc.","CSI-125KTL-GS-E [600V]",0.98499999999999999,"No",98.5,125.083]
["Carlo Gavazzi","ISGA 1 22 [240V]",0.94499999999999995,"No",94.5,2.11]
["Carlo Gavazzi","ISGA 1 33 [240V]",0.95,"No",95,3.18]
["Carlo Gavazzi","ISGA 1 42 [240V]",0.95499999999999996,"No",95.5,4.16]
["Carlo Gavazzi","ISGA 1 53 [240V]",0.95499999999999996,"No",95.5,5.24]
["CFM Equipment Distributors","Green Power 1100 [120V]",0.90500000000000003,"No",90.5,1.1000000000000001]
["CFM Equipment Distributors","Green Power 2000 [240V]",0.92,"No",92,2]
["CFM Equipment Distributors","Green Power 2500 [240V]",0.94499999999999995,"No",94.5,2.5]
["CFM Equipment Distributors","Green Power 3000 [240V]",0.93500000000000005,"No",93.5,3]
["CFM Equipment Distributors","Green Power 3500 [240V]",0.95499999999999996,"No",95.5,3.5]
["CFM Equipment Distributors","Green Power 4600 [208V]",0.95499999999999996,"No",95.5,4.5999999999999996]
["CFM Equipment Distributors","Green Power 4800 [240V]",0.96,"No",96,4.8]
["CFM Equipment Distributors","Green Power 5200 [240V]",0.96,"No",96,5.2]
["Changzhou Nesl Solartech","DJ-230P-ST15 [240V]",0.94499999999999995,"Yes",94.5,0.22500000000000001]
["Changzhou Nesl Solartech","DJ-235P-ST15 [240V]",0.94499999999999995,"Yes",94.5,0.22500000000000001]
["Changzhou Nesl Solartech","DJ-240DA/C-ST15 [240V]",0.94499999999999995,"Yes",94.5,0.22500000000000001]
["Changzhou Nesl Solartech","DJ-240P-ST15 [240V]",0.94499999999999995,"Yes",94.5,0.22500000000000001]
["Changzhou Nesl Solartech","DJ-245DA/C-ST15 [240V]",0.94499999999999995,"Yes",94.5,0.22500000000000001]
["Changzhou Nesl Solartech","DJ-250DA/C-ST15 [240V]",0.94499999999999995,"Yes",94.5,0.22500000000000001]
["Changzhou Nesl Solartech","DJ-255D/C-ST15 [240V]",0.94499999999999995,"Yes",94.5,0.22500000000000001]
["Chiconypower","MU300SAP2 [240V]",0.96,"Yes",96,0.28999999999999998]
["Chilicon Power, LLC","CP-250-60-208/240-MC4 [208V]",0.96,"Yes",96,0.22]
["Chilicon Power, LLC","CP-250-60-208/240-MC4 [240V]",0.96,"Yes",96,0.22]
["Chilicon Power, LLC","CP-250E-60/72-208/240-MC4 [208V]",0.95499999999999996,"Yes",95.5,0.27700000000000002]
["Chilicon Power, LLC","CP-250E-60/72-208/240-MC4 [240V]",0.96,"Yes",96,0.28899999999999998]
["Chilicon Power, LLC","CP-720-60/72/96-208/240-MC4 [240V]",0.96,"Yes",96,0.72099999999999997]
["Chilicon Power, LLC","CP-720-60/72/96-208/240-MC4 [208V]",0.95499999999999996,"Yes",95.5,0.72499999999999998]
["Chint Power Systems America","CPS SCA3KTL-O/US [208V]",0.96,"No",96,2.86]
["Chint Power Systems America","CPS SCA3KTL-O/US [240V]",0.96499999999999997,"No",96.5,3]
["Chint Power Systems America","CPS SCE4KTL-O US [208V]",0.97,"No",97,3.69]
["Chint Power Systems America","CPS SCA4KTL-O/US [208V]",0.96499999999999997,"No",96.5,3.81]
["Chint Power Systems America","CPS SCE4KTL-O US [240V]",0.97,"No",97,3.98]
["Chint Power Systems America","CPS SCE4KTL-O US [277V]",0.97,"No",97,3.98]
["Chint Power Systems America","CPS SCA4KTL-O/US [240V]",0.97,"No",97,4.0199999999999996]
["Chint Power Systems America","CPS SCE5KTL-O US [208V]",0.97,"No",97,4.47]
["Chint Power Systems America","CPS SCA5KTL-O US [208V]",0.96499999999999997,"No",96.5,4.6100000000000003]
["Chint Power Systems America","CPS SCE5KTL-O US [240V]",0.97,"No",97,4.83]
["Chint Power Systems America","CPS SCE5KTL-O US [277V]",0.97,"No",97,4.83]
["Chint Power Systems America","CPS SCA5KTL-O US [240V]",0.97,"No",97,5]
["Chint Power Systems America","CPS SCA6KTL-O US [208V]",0.96499999999999997,"No",96.5,5.5]
["Chint Power Systems America","CPS SCE6KTL-O US [208V]",0.97,"No",97,5.68]
["Chint Power Systems America","CPS SCA6KTL-O US [240V]",0.97,"No",97,6]
["Chint Power Systems America","CPS SCE6KTL-O US [240V]",0.97,"No",97,6]
["Chint Power Systems America","CPS SCE6KTL-O US [277V]",0.97,"No",97,6.01]
["Chint Power Systems America","CPS SCE7KTL-O US [240V]",0.97,"No",97,6.92]
["Chint Power Systems America","CPS SCE7KTL-O US [208V]",0.97,"No",97,6.95]
["Chint Power Systems America","CPS SCE7KTL-O US [277V]",0.97,"No",97,7.01]
["Chint Power Systems America","CPS SC14KTL-DO/xx-208 [208V]",0.96,"No",96,14]
["Chint Power Systems America","CPS SC20KTL-DO/xx-480 [480V]",0.97,"No",97,20]
["Chint Power Systems America","CPS SCA23KTL-DO/US-480 [480V]",0.98,"No",98,23]
["Chint Power Systems America","CPS SCA28KTL-DO/US-480 [480V]",0.98,"No",98,28]
["Chint Power Systems America","CPS ECB30KTL-O/US [480V]",0.97,"No",97,30.26]
["Chint Power Systems America","CPS SCA36KTL-DO/US [480V]",0.98,"No",98,36]
["Chint Power Systems America","CPS SCA50KTL-DO/US-480 [480V]",0.98499999999999999,"No",98.5,50]
["Chint Power Systems America","CPS SCA60KTL-DO/US-480 [480V]",0.98499999999999999,"No",98.5,60]
["Chint Power Systems America","CPS SC100KT-O/xx-480 [480V]",0.96,"No",96,100]
["Chint Power Systems America","CPS SCH100KTL-DO/US-600 [600V]",0.98499999999999999,"No",98.5,100]
["Chint Power Systems America","CPS SCH125KTL-DO/US-600 [600V]",0.98499999999999999,"No",98.5,125]
["Chint Solar Zhejiang","CHPI3KTL-US [208V]",0.96,"No",96,2.86]
["Chint Solar Zhejiang","CHPI3KTL-US [240V]",0.96499999999999997,"No",96.5,3]
["Chint Solar Zhejiang","CHPI4KTL-US [208V]",0.96499999999999997,"No",96.5,3.81]
["Chint Solar Zhejiang","CHPI4KTL-US [240V]",0.97,"No",97,4.0199999999999996]
["Chint Solar Zhejiang","CHPI5KTL-US [208V]",0.96499999999999997,"No",96.5,4.6100000000000003]
["Chint Solar Zhejiang","CHPI5KTL-US [240V]",0.97,"No",97,5]
["Chint Solar Zhejiang","CHPI 6KTL-US [208V]",0.96499999999999997,"No",96.5,5.5]
["Chint Solar Zhejiang","CHPI 6KTL-US [240V]",0.97,"No",97,6]
["Chint Solar Zhejiang","CHPI14KTL-US",0.96,"No",96,14]
["Chint Solar Zhejiang","CHPI20KTL-US",0.97,"No",97,20]
["Chint Solar Zhejiang","CHPI 23KTL-US",0.98,"No",98,23]
["Chint Solar Zhejiang","CHPI 28KTL-US",0.98,"No",98,28]
["Concept by US","Power Station PS247-05-180 [120V]",0.94,"No",94,5.0199999999999996]
["Concept by US","Power Station PS247-10-180 [120V]",0.94,"No",94,10.08]
["Concept by US","Power Station PS247-15-180 [120V]",0.94,"No",94,15.16]
["Connect Renewable Energy","CE 4000 [240V]",0.93,"No",93,3]
["Danfoss","MLX 480V [480V]",0.98499999999999999,"No",98.5,60]
["Danfoss Solar","DLX 2.0 UL [208V]",0.96499999999999997,"No",96.5,2.0099999999999998]
["Danfoss Solar","DLX 2.0 UL [240V]",0.96499999999999997,"No",96.5,2.0099999999999998]
["Danfoss Solar","DLX 2.9 UL [240V]",0.96499999999999997,"No",96.5,2.9]
["Danfoss Solar","DLX 2.9 UL [208V]",0.96499999999999997,"No",96.5,2.91]
["Danfoss Solar","DLX 3.8 UL [208V]",0.96499999999999997,"No",96.5,3.81]
["Danfoss Solar","DLX 3.8 UL [240V]",0.97,"No",97,3.81]
["Danfoss Solar","DLX 4.4 UL [208V]",0.96499999999999997,"No",96.5,4.4000000000000004]
["Danfoss Solar","DLX 4.4 UL [240V]",0.97,"No",97,4.4000000000000004]
["Danfoss Solar","MLX 400V [400V]",0.98,"No",98,59.86]
["Darfon Electronics Corp.","MIG240UL00 [240V]",0.95,"Yes",95,0.23]
["Darfon Electronics Corp.","MIG300UL00 [240V]",0.95,"Yes",95,0.25]
["Darfon Electronics Corp.","G32xxxxxx [208V]",0.95499999999999996,"Yes",95.5,0.30299999999999999]
["Darfon Electronics Corp.","G32xxxxxx [240V]",0.96299999999999997,"Yes",96.3,0.30499999999999999]
["Darfon Electronics Corp.","G32xxxxxx [277V]",0.96,"Yes",96,0.30499999999999999]
["Darfon Electronics Corp.","G64xxxxxx [240V]",0.95499999999999996,"Yes",95.5,0.60097999999999996]
["Darfon Electronics Corp.","HB51xxxxxx [240V]",0.9,"No",90,4.665]
["Darfon Electronics Corp.","H5000x [240V]",0.95499999999999996,"No",95.5,5.0739999999999998]
["DASS tech","DSP-M33250KUS",0.95,"No",95,250]
["Delta Electronics","DDP-260AB XX",0.95,"Yes",95,0.26]
["Delta Electronics","SOLIVIA 3.8 NA G4 TL [208V]",0.97499999999999998,"No",97.5,3.32]
["Delta Electronics","M4-TL-US [208V]",0.97,"No",97,3.33]
["Delta Electronics","SOLIVIA 3.8 NA G4 TL [240V]",0.97499999999999998,"No",97.5,3.81]
["Delta Electronics","M4-TL-US [240V]",0.97499999999999998,"No",97.5,3.84]
["Delta Electronics","M5-TL-US [208V]",0.97499999999999998,"No",97.5,4.16]
["Delta Electronics","M5-TL-US [240V]",0.97499999999999998,"No",97.5,4.8600000000000003]
["Delta Electronics","M6-TL-US [208V]",0.97,"No",97,4.99]
["Delta Electronics","E6-TL-US [208V]",0.97,"No",97,4.992]
["Delta Electronics","E6-TL-US(AC) [208V]",0.98,"No",98,5]
["Delta Electronics","E6-TL-US(AC) [240V]",0.98,"No",98,5]
["Delta Electronics","SOLIVIA 5.2 NA G4 TL [208V]",0.97499999999999998,"No",97.5,5.2]
["Delta Electronics","SOLIVIA 5.2 NA G4 TL [240V]",0.97499999999999998,"No",97.5,5.2]
["Delta Electronics","E6-TL-US [240V]",0.97499999999999998,"No",97.5,5.76]
["Delta Electronics","M6-TL-US [240V]",0.97499999999999998,"No",97.5,5.76]
["Delta Electronics","RPI H7U [208V]",0.97,"No",97,5.99]
["Delta Electronics","RPI H7U [240V] [6kVa]",0.97499999999999998,"No",97.5,6.06]
["Delta Electronics","E8-TL-US(AC) [240V]",0.98,"No",98,6.4939999999999998]
["Delta Electronics","E8-TL-US(AC) [208V]",0.98,"No",98,6.5]
["Delta Electronics","SOLIVIA 6.6 NA G4 TL [208V]",0.97499999999999998,"No",97.5,6.6]
["Delta Electronics","SOLIVIA 6.6 NA G4 TL [240V]",0.97499999999999998,"No",97.5,6.6]
["Delta Electronics","SOLIVIA 7.6 NA G4 TL [208V]",0.97499999999999998,"No",97.5,6.6]
["Delta Electronics","E8-TL-US [208V]",0.97499999999999998,"No",97.5,6.6559999999999997]
["Delta Electronics","M8-TL-US [208V]",0.97499999999999998,"No",97.5,6.66]
["Delta Electronics","RPI H7U [240V] [7kVa]",0.97499999999999998,"No",97.5,7.0140000000000002]
["Delta Electronics","SOLIVIA 7.6 NA G4 TL [240V]",0.97499999999999998,"No",97.5,7.6]
["Delta Electronics","E8-TL-US [240V]",0.97499999999999998,"No",97.5,7.68]
["Delta Electronics","M8-TL-US [240V]",0.97499999999999998,"No",97.5,7.68]
["Delta Electronics","M10-TL-US [208V]",0.97499999999999998,"No",97.5,8.36]
["Delta Electronics","M10-TL-US [240V]",0.97499999999999998,"No",97.5,9.6199999999999992]
["Delta Electronics","Delta 15 TL",0.98,"No",98,15.13]
["Delta Electronics","Delta 20 TL",0.98,"No",98,20.2]
["Delta Electronics","M24U_XXX [480V]",0.98,"No",98,26.402999999999999]
["Delta Electronics","E30-TL [277V]",0.98,"No",98,30.488]
["Delta Electronics","M28U_XXX [480V]",0.98,"No",98,30.709]
["Delta Electronics","M36U_XXX [480V]",0.98,"No",98,39.737000000000002]
["Delta Electronics","M42U_XXX [480V]",0.98,"No",98,45.972000000000001]
["Delta Electronics","M60U_XXX [480V]",0.98499999999999999,"No",98.5,65.47]
["Delta Electronics","M80U_XXX [480V]",0.98499999999999999,"No",98.5,82.763999999999996]
["Delta Electronics","M125HV [600V]",0.99,"No",99,124.468]
["Delta Electronics","DES10JB125K01 [480V]",0.97,"No",97,125]
["Delta Energy Systems","SI 1800 US [208V]",0.92500000000000004,"No",92.5,1.8]
["Delta Energy Systems","SI 1800 US [240V]",0.92500000000000004,"No",92.5,1.8]
["Delta Energy Systems","SI 2500 US [208V]",0.92,"No",92,2.5]
["Delta Energy Systems","SI 2500 US [240V]",0.93,"No",93,2.5]
["Delta Energy Systems","SOLIVIA 2.5 NA G4 TR [240V]",0.95,"No",95,2.5299999999999998]
["Delta Energy Systems","SOLIVIA 2.5 NA G4 TR [208V]",0.94499999999999995,"No",94.5,2.5499999999999998]
["Delta Energy Systems","SOLIVIA 3.3 NA G4 TR [208V]",0.95,"No",95,3.33]
["Delta Energy Systems","SOLIVIA 3.3 NA G4 TR [240V]",0.95499999999999996,"No",95.5,3.34]
["Delta Energy Systems","SOLIVIA 4.4 NA G4 TR [208V]",0.95,"No",95,4.5279999999999996]
["Delta Energy Systems","SOLIVIA 4.4 NA G4 TR [240V]",0.95,"No",95,4.5640000000000001]
["Delta Energy Systems","SOLIVIA 5.0 NA G4 TR [208V]",0.95,"No",95,5.0839999999999996]
["Delta Energy Systems","SOLIVIA 5.0 NA G4 TR [240V]",0.95,"No",95,5.14]
["Destin Power Inc.","SAVEEN1000-ES02H.US [440V]",0.98,"No",98,1000]
["Diehl AKO Stiftung","4301 S-A [208V]",0.94,"No",94,3.19]
["Diehl AKO Stiftung","4301 S-A [240V]",0.94499999999999995,"No",94.5,3.68]
["Diehl AKO Stiftung","Platinum 100 CS-A [208V]",0.94499999999999995,"No",94.5,100]
["Diehl AKO Stiftung","Platinum 100 CS-A [480V]",0.94499999999999995,"No",94.5,100]
["Diehl AKO Stiftung","Platinum 100 CS-A HE [208V]",0.95,"No",95,100]
["Diehl AKO Stiftung","Platinum 100 CS-A HE [480V]",0.95499999999999996,"No",95.5,100]
["Direct Grid Technologies","DGM-460 [208V]",0.92,"Yes",92,0.41499999999999998]
["Direct Grid Technologies","DGM-S460 [240V]",0.92500000000000004,"Yes",92.5,0.47899999999999998]
["Dow Chemical","362589 (3.5 kW 2-string) [240V]",0.94499999999999995,"No",94.5,3.504]
["Dow Chemical","362590 (3.5 kW 3-string) [240V]",0.94,"No",94,3.53]
["Dow Chemical","362591 (3.5 kW 4-string) [240V]",0.94,"No",94,3.54]
["Dow Chemical","362592 (5.0 kW 2-string) [240V]",0.95,"No",95,4.95]
["DYNAPOWER COMPANY LLC","MPS-100 [480]",0.93,"No",93,98.861000000000004]
["DYNAPOWER COMPANY LLC","MPS-250 [480V]",0.95,"No",95,248.91]
["DYNAPOWER COMPANY LLC","MPS-250HV [480V]",0.95499999999999996,"No",95.5,249.619]
["Eaton","PV238 [208V]",0.97,"No",97,3.69]
["Eaton","PV240 [208V]",0.97,"No",97,3.69]
["Eaton","PV238 [240V]",0.97,"No",97,3.71]
["Eaton","PV238 [277V]",0.97,"No",97,3.71]
["Eaton","PV240 [240V]",0.97,"No",97,3.98]
["Eaton","PV240 [277V]",0.97,"No",97,3.98]
["Eaton","PV250 [208V]",0.97,"No",97,4.47]
["Eaton","PV250 [240V]",0.97,"No",97,4.83]
["Eaton","PV250 [277V]",0.97,"No",97,4.83]
["Eaton","PV260 [208V]",0.97,"No",97,5.98]
["Eaton","PV260 [277V]",0.97,"No",97,6]
["Eaton","PV260 [240V]",0.97,"No",97,6.01]
["Eaton","PV270 [240V]",0.97,"No",97,6.92]
["Eaton","PV270 [208V]",0.97,"No",97,6.95]
["Eaton","PV270 [277V]",0.97,"No",97,7.01]
["Eaton","S-Max 250KW [480V]",0.96,"No",96,250]
["Eaton","Xpert1500",0.98,"No",98,1501]
["Eaton","Xpert1670",0.98499999999999999,"No",98.5,1671]
["Elettronica Santerno","TG100NA208Y [208V]",0.96,"No",96,100]
["Elettronica Santerno","TG100NA480Y [480V]",0.96,"No",96,100]
["Elettronica Santerno","TG125NA208Y [208V]",0.96,"No",96,125]
["Elettronica Santerno","TG125NA480Y [480V]",0.96499999999999997,"No",96.5,125]
["Eltek","Theia 2.0He-t UL [208V]",0.96499999999999997,"No",96.5,2.0099999999999998]
["Eltek","Theia 2.0He-t UL [240V]",0.96499999999999997,"No",96.5,2.0099999999999998]
["Eltek","Theia 2.9He-t UL [240V]",0.96499999999999997,"No",96.5,2.9]
["Eltek","Theia 2.9He-t UL [208V]",0.96499999999999997,"No",96.5,2.91]
["Eltek","Theia 3.8He-t UL [208V]",0.96499999999999997,"No",96.5,3.81]
["Eltek","Theia 3.8He-t UL [240V]",0.97,"No",97,3.81]
["Eltek","Theia 4.4He-t UL [208V]",0.96499999999999997,"No",96.5,4.4000000000000004]
["Eltek","Theia 4.4He-t UL [240V]",0.97,"No",97,4.4000000000000004]
["Emerson Network Power","SPV-4.0AIUSO [240V]",0.95,"No",95,4]
["Emerson Network Power","SPV-4.5AIUSO [240V]",0.95,"No",95,4.49]
["Emerson Network Power","SPV-5.0AIUSO [240V]",0.95,"No",95,4.95]
["Enecsys","SMI-220",0.93,"Yes",93,0.22]
["Enecsys","SMI-240-60",0.93500000000000005,"Yes",93.5,0.22500000000000001]
["Enecsys","240-60-xx",0.96,"Yes",96,0.24]
["Enecsys","250NL",0.95499999999999996,"Yes",95.5,0.25]
["Enecsys","260-60-xx",0.96,"Yes",96,0.26]
["Enecsys","SMI-280-72",0.94499999999999995,"Yes",94.5,0.26500000000000001]
["Enecsys","280-60-xx",0.96,"Yes",96,0.28000000000000003]
["Enecsys","300-60-xx",0.96,"Yes",96,0.3]
["Enecsys","SMI-360-72",0.94499999999999995,"Yes",94.5,0.34]
["Enecsys","SMI-480-60",0.94499999999999995,"Yes",94.5,0.45500000000000002]
["EnluxSolar","EL-300",0.96,"Yes",96,0.3]
["Enphase Energy Inc.","M175-24-208-Sxx [208V]",0.94499999999999995,"Yes",94.5,0.17499999999999999]
["Enphase Energy Inc.","M175-24-208-Sxx-NA [208V]",0.94499999999999995,"Yes",94.5,0.17499999999999999]
["Enphase Energy Inc.","M175-24-240-Sxx [240V]",0.94499999999999995,"Yes",94.5,0.17499999999999999]
["Enphase Energy Inc.","M175-24-240-Sxx-NA [240V]",0.94499999999999995,"Yes",94.5,0.17499999999999999]
["Enphase Energy Inc.","M190-72-208-Sxx [208V]",0.95,"Yes",95,0.19]
["Enphase Energy Inc.","M190-72-208-Sxx-NA [208V]",0.95,"Yes",95,0.19]
["Enphase Energy Inc.","M190-72-240-Sxx [240V]",0.95,"Yes",95,0.19]
["Enphase Energy Inc.","M190-72-240-Sxx-NA [240V]",0.95,"Yes",95,0.19]
["Enphase Energy Inc.","M200-32-208-Sxx [240V]",0.95,"Yes",95,0.2]
["Enphase Energy Inc.","M200-32-208-Sxx-NA [208V]",0.95,"Yes",95,0.2]
["Enphase Energy Inc.","M200-32-240-Sxx [240V]",0.95,"Yes",95,0.2]
["Enphase Energy Inc.","M200-32-240-Sxx-NA [240V]",0.95,"Yes",95,0.2]
["Enphase Energy Inc.","M210-84-208-Sxx [208V]",0.95499999999999996,"Yes",95.5,0.21]
["Enphase Energy Inc.","M210-84-208-Sxx-NA [208V]",0.95499999999999996,"Yes",95.5,0.21]
["Enphase Energy Inc.","M210-84-240-Sxx [240V]",0.95499999999999996,"Yes",95.5,0.21]
["Enphase Energy Inc.","M210-84-240-Sxx-NA [240V]",0.95499999999999996,"Yes",95.5,0.21]
["Enphase Energy Inc.","M215-60-2LL-S2x [208V]",0.96,"Yes",96,0.215]
["Enphase Energy Inc.","M215-60-2LL-S2x [240V]",0.96,"Yes",96,0.215]
["Enphase Energy Inc.","M215-60-2LL-S2x-IG [208V]",0.96,"Yes",96,0.215]
["Enphase Energy Inc.","M215-60-2LL-S2x-IG [240V]",0.96,"Yes",96,0.215]
["Enphase Energy Inc.","M215-60-2LL-S2x-IG-NA [208V]",0.96,"Yes",96,0.215]
["Enphase Energy Inc.","M215-60-2LL-S2x-IG-NA [240V]",0.96,"Yes",96,0.215]
["Enphase Energy Inc.","M215-60-2LL-S2x-IG-ZC [208V]",0.96,"Yes",96,0.215]
["Enphase Energy Inc.","M215-60-2LL-S2x-IG-ZC [240V]",0.96,"Yes",96,0.215]
["Enphase Energy Inc.","M215-60-2LL-S2x-IG-ZC-NA [208V]",0.96,"Yes",96,0.215]
["Enphase Energy Inc.","M215-60-2LL-S2x-IG-ZC-NA [240V]",0.96,"Yes",96,0.215]
["Enphase Energy Inc.","M215-60-2LL-S2x-NA [208V]",0.96,"Yes",96,0.215]
["Enphase Energy Inc.","M215-60-2LL-S2x-NA [240V]",0.96,"Yes",96,0.215]
["Enphase Energy Inc.","M215-60-2LL-S2x-ZC [240V]",0.96,"Yes",96,0.215]
["Enphase Energy Inc.","M215-60-2LL-S2x-ZC-NA [208V]",0.96,"Yes",96,0.215]
["Enphase Energy Inc.","M215-60-2LL-S2x-ZC-NA [240V]",0.96,"Yes",96,0.215]
["Enphase Energy Inc.","M215-60-SIE-S2x [208V]",0.96,"Yes",96,0.215]
["Enphase Energy Inc.","M215-60-SIE-S2x [240V]",0.96,"Yes",96,0.215]
["Enphase Energy Inc.","M215-60-SIE-S2x-NA [208V]",0.96,"Yes",96,0.215]
["Enphase Energy Inc.","M215-60-SIE-S2x-NA [240V]",0.96,"Yes",96,0.215]
["Enphase Energy Inc.","M215-60-SIE-S2x-ZC [208V]",0.96,"Yes",96,0.215]
["Enphase Energy Inc.","M215-60-SIE-S2x-ZC [240V]",0.96,"Yes",96,0.215]
["Enphase Energy Inc.","M215-60-SIE-S2x-ZC-NA [208V]",0.96,"Yes",96,0.215]
["Enphase Energy Inc.","M215-60-SIE-S2x-ZC-NA [240V]",0.96,"Yes",96,0.215]
["Enphase Energy Inc.","S230-60-LL-x [208V]",0.97,"Yes",97,0.22]
["Enphase Energy Inc.","S230-60-LL-x [240V]",0.97,"Yes",97,0.22]
["Enphase Energy Inc.","IQ6-60-ACM-US [208V]",0.97,"Yes",97,0.23]
["Enphase Energy Inc.","IQ6-60-ACM-US [240V]",0.97,"Yes",97,0.23]
["Enphase Energy Inc.","IQ6-60-x-US [208V]",0.97,"Yes",97,0.23]
["Enphase Energy Inc.","IQ6-60-x-US [240V]",0.97,"Yes",97,0.23]
["Enphase Energy Inc.","IQ7-60-x-ACM-US [208V]",0.97,"Yes",97,0.24]
["Enphase Energy Inc.","IQ7-60-x-ACM-US [240V]",0.97,"Yes",97,0.24]
["Enphase Energy Inc.","IQ7-60-x-US [208V]",0.97,"Yes",97,0.24]
["Enphase Energy Inc.","IQ7-60-x-US [240V]",0.97,"Yes",97,0.24]
["Enphase Energy Inc.","M250-60-2LL-S2x (-ZC) (-NA) [208V]",0.96,"Yes",96,0.24]
["Enphase Energy Inc.","M250-60-2LL-S2x (-ZC) (-NA) [240V]",0.96499999999999997,"Yes",96.5,0.24]
["Enphase Energy Inc.","M250-72-2LL-S2x [208V]",0.96499999999999997,"Yes",96.5,0.24]
["Enphase Energy Inc.","M250-72-2LL-S2x [240V]",0.96499999999999997,"Yes",96.5,0.24]
["Enphase Energy Inc.","C250-72-2LN-S2",0.96499999999999997,"Yes",96.5,0.247]
["Enphase Energy Inc.","IQ6PLUS-ACB-LL [240V]",0.95499999999999996,"Yes",95.5,0.27]
["Enphase Energy Inc.","S280-60-LL-x [208V]",0.96499999999999997,"Yes",96.5,0.27]
["Enphase Energy Inc.","S280-60-LL-x [240V]",0.97,"Yes",97,0.27]
["Enphase Energy Inc.","IQ6PLUS-72-ACM-US [208V]",0.97,"Yes",97,0.28000000000000003]
["Enphase Energy Inc.","IQ6PLUS-72-ACM-US [240V]",0.97,"Yes",97,0.28000000000000003]
["Enphase Energy Inc.","IQ6PLUS-72-x-US [208V]",0.97,"Yes",97,0.28000000000000003]
["Enphase Energy Inc.","IQ6PLUS-72-x-US [240V]",0.97,"Yes",97,0.28000000000000003]
["Enphase Energy Inc.","IQ7PLUS-72-x-ACM-US [208V]",0.96499999999999997,"Yes",96.5,0.28999999999999998]
["Enphase Energy Inc.","IQ7PLUS-72-x-ACM-US [240V]",0.97,"Yes",97,0.28999999999999998]
["Enphase Energy Inc.","IQ7PLUS-72-x-US [208V]",0.96499999999999997,"Yes",96.5,0.28999999999999998]
["Enphase Energy Inc.","IQ7PLUS-72-x-US [240V]",0.97,"Yes",97,0.28999999999999998]
["Enphase Energy Inc.","IQ7A-66-x-US+ [208V]",0.96499999999999997,"Yes",96.5,0.29290899999999997]
["Enphase Energy Inc.","IQ7AS-66-ACM-US-x [208V]",0.96499999999999997,"Yes",96.5,0.29291]
["Enphase Energy Inc.","IQ7X-96-x-ACM-US [208V]",0.97,"Yes",97,0.315]
["Enphase Energy Inc.","IQ7X-96-x-ACM-US [240V]",0.97499999999999998,"Yes",97.5,0.315]
["Enphase Energy Inc.","IQ7X-96-x-US [208V]",0.97,"Yes",97,0.315]
["Enphase Energy Inc.","IQ7X-96-x-US [240V]",0.97499999999999998,"Yes",97.5,0.315]
["Enphase Energy Inc.","IQ7XS-96-y-ACM-z [208V]",0.97,"Yes",97,0.315]
["Enphase Energy Inc.","IQ7XS-96-y-ACM-z [240V]",0.97499999999999998,"Yes",97.5,0.315]
["Enphase Energy Inc.","IQ7A-66-x-US+ [240V]",0.97,"Yes",97,0.34869799999999995]
["Enphase Energy Inc.","IQ7AS-66-ACM-US-x [240V]",0.97,"Yes",97,0.34899999999999998]
["Enphase Energy Inc.","D380-72-208-S1x [208V]",0.95,"Yes",95,0.38]
["Enphase Energy Inc.","D380-72-240-S1x [240V]",0.95,"Yes",95,0.38]
["Enphase Energy Inc.","D380-72-2LL-S1x [208V]",0.95,"Yes",95,0.38]
["Enphase Energy Inc.","D380-72-2LL-S1x [240V]",0.95,"Yes",95,0.38]
["Enphase Energy Inc.","D380-72-2LL-S1x-NA [208V]",0.95,"Yes",95,0.38]
["Enphase Energy Inc.","D380-72-2LL-S1x-NA [240V]",0.95,"Yes",95,0.38]
["Eoplly New Energy Technology","EP156M/60-230S AC [208V]",0.96,"Yes",96,0.215]
["Eoplly New Energy Technology","EP156M/60-230S AC [240V]",0.96,"Yes",96,0.215]
["Eoplly New Energy Technology","EP156M/60-235S AC [208V]",0.96,"Yes",96,0.215]
["Eoplly New Energy Technology","EP156M/60-235S AC [240V]",0.96,"Yes",96,0.215]
["Eoplly New Energy Technology","EP156M/60-240S AC [208V]",0.96,"Yes",96,0.215]
["Eoplly New Energy Technology","EP156M/60-240S AC [240V]",0.96,"Yes",96,0.215]
["Eoplly New Energy Technology","EP156M/60-245S AC [208V]",0.96,"Yes",96,0.215]
["Eoplly New Energy Technology","EP156M/60-245S AC [240V]",0.96,"Yes",96,0.215]
["Eoplly New Energy Technology","EP156M/60-250S AC [208V]",0.96,"Yes",96,0.215]
["Eoplly New Energy Technology","EP156M/60-250S AC [240V]",0.96,"Yes",96,0.215]
["Eoplly New Energy Technology","EP156M/60-255S AC [208V]",0.96,"Yes",96,0.215]
["Eoplly New Energy Technology","EP156M/60-255S AC [240V]",0.96,"Yes",96,0.215]
["Eoplly New Energy Technology","EP156M/60-260S AC [208V]",0.96,"Yes",96,0.215]
["Eoplly New Energy Technology","EP156M/60-260S AC [240V]",0.96,"Yes",96,0.215]
["Eoplly New Energy Technology","EP156MB/60-230S AC [208V]",0.96,"Yes",96,0.215]
["Eoplly New Energy Technology","EP156MB/60-230S AC [240V]",0.96,"Yes",96,0.215]
["Eoplly New Energy Technology","EP156MB/60-235S AC [208V]",0.96,"Yes",96,0.215]
["Eoplly New Energy Technology","EP156MB/60-235S AC [240V]",0.96,"Yes",96,0.215]
["Eoplly New Energy Technology","EP156MB/60-240S AC [208V]",0.96,"Yes",96,0.215]
["Eoplly New Energy Technology","EP156MB/60-240S AC [240V]",0.96,"Yes",96,0.215]
["Eoplly New Energy Technology","EP156MB/60-245S AC [208V]",0.96,"Yes",96,0.215]
["Eoplly New Energy Technology","EP156MB/60-245S AC [240V]",0.96,"Yes",96,0.215]
["Eoplly New Energy Technology","EP156MB/60-250S AC [208V]",0.96,"Yes",96,0.215]
["Eoplly New Energy Technology","EP156MB/60-250S AC [240V]",0.96,"Yes",96,0.215]
["Eoplly New Energy Technology","EP156P/60-225S AC [208V]",0.96,"Yes",96,0.215]
["Eoplly New Energy Technology","EP156P/60-225S AC [240V]",0.96,"Yes",96,0.215]
["Eoplly New Energy Technology","EP156P/60-230S AC [208V]",0.96,"Yes",96,0.215]
["Eoplly New Energy Technology","EP156P/60-230S AC [240V]",0.96,"Yes",96,0.215]
["Eoplly New Energy Technology","EP156P/60-235S AC [208V]",0.96,"Yes",96,0.215]
["Eoplly New Energy Technology","EP156P/60-235S AC [240V]",0.96,"Yes",96,0.215]
["Eoplly New Energy Technology","EP156P/60-240S AC [208V]",0.96,"Yes",96,0.215]
["Eoplly New Energy Technology","EP156P/60-240S AC [240V]",0.96,"Yes",96,0.215]
["Eoplly New Energy Technology","EP156P/60-245S AC [208V]",0.96,"Yes",96,0.215]
["Eoplly New Energy Technology","EP156P/60-245S AC [240V]",0.96,"Yes",96,0.215]
["Eoplly New Energy Technology","EP156P/60-250S AC [208V]",0.96,"Yes",96,0.215]
["Eoplly New Energy Technology","EP156P/60-250S AC [240V]",0.96,"Yes",96,0.215]
["Eoplly New Energy Technology","EP156P/60-255S AC [208V]",0.96,"Yes",96,0.215]
["Eoplly New Energy Technology","EP156P/60-255S AC [240V]",0.96,"Yes",96,0.215]
["Eoplly New Energy Technology","EP156P/60-260S AC [208V]",0.96,"Yes",96,0.215]
["Eoplly New Energy Technology","EP156P/60-260S AC [240V]",0.96,"Yes",96,0.215]
["Eoplly New Energy Technology","EP156M/60-250 AC [208V]",0.95,"Yes",95,0.24]
["Eoplly New Energy Technology","EP156M/60-250 AC [240V]",0.95,"Yes",95,0.24]
["Eoplly New Energy Technology","EP156M/60-255 AC [208V]",0.95,"Yes",95,0.24]
["Eoplly New Energy Technology","EP156M/60-255 AC [240V]",0.95,"Yes",95,0.24]
["Eoplly New Energy Technology","EP156M/60-260 AC [208V]",0.95,"Yes",95,0.24]
["Eoplly New Energy Technology","EP156M/60-260 AC [240V]",0.95,"Yes",95,0.24]
["Eoplly New Energy Technology","EP156MB/60-240 AC [208V]",0.95,"Yes",95,0.24]
["Eoplly New Energy Technology","EP156MB/60-240 AC [240V]",0.95,"Yes",95,0.24]
["Eoplly New Energy Technology","EP156MB/60-245 AC [208V]",0.95,"Yes",95,0.24]
["Eoplly New Energy Technology","EP156MB/60-245 AC [240V]",0.95,"Yes",95,0.24]
["Eoplly New Energy Technology","EP156P/60-240 AC [208V]",0.95,"Yes",95,0.24]
["Eoplly New Energy Technology","EP156P/60-240 AC [240V]",0.95,"Yes",95,0.24]
["Eoplly New Energy Technology","EP156P/60-245 AC [208V]",0.95,"Yes",95,0.24]
["Eoplly New Energy Technology","EP156P/60-245 AC [240V]",0.95,"Yes",95,0.24]
["EPC Power Corp.","50-100122 [480V]",0.97,"No",97,250.19]
["EPC Power Corp.","50-100A-BCDEF-G [480V]",0.97,"No",97,499.13]
["EPC Power Corp.","HY LC12/6-7 [480V]",0.96,"No",96,220.03299999999999]
["ET Solar Industry","ET-P660245BAC [240V]",0.95,"Yes",95,0.24]
["ET Solar Industry","ET-P660245BBAC [240V]",0.95,"Yes",95,0.24]
["ET Solar Industry","ET-P660245BBZAC [240V]",0.95,"Yes",95,0.24]
["ET Solar Industry","ET-P660245WBZAC [240V]",0.95,"Yes",95,0.24]
["ET Solar Industry","ET-P660250 WBAC [240V]",0.95,"Yes",95,0.24]
["ET Solar Industry","ET-P660250 WBZAC [240V]",0.95,"Yes",95,0.24]
["ET Solar Industry","ET-P660250BAC [240V]",0.95,"Yes",95,0.24]
["ET Solar Industry","ET-P660250BBAC [240V]",0.95,"Yes",95,0.24]
["ET Solar Industry","ET-P660250BBZAC [240V]",0.95,"Yes",95,0.24]
["ET Solar Industry","ET-P660255BBAC",0.95,"Yes",95,0.24]
["ET Solar Industry","ET-P660255BBZAC",0.95,"Yes",95,0.24]
["ET Solar Industry","ET-P660255WBAC",0.95,"Yes",95,0.24]
["ET Solar Industry","ET-P660255WBZAC",0.95,"Yes",95,0.24]
["ET Solar Industry","ET-P660255WWAC",0.95,"Yes",95,0.24]
["ET Solar Industry","ET-P660255WWZAC",0.95,"Yes",95,0.24]
["ET Solar Industry","ET-P660260WBAC",0.95,"Yes",95,0.24]
["ET Solar Industry","ET-P660260WBZAC",0.95,"Yes",95,0.24]
["ET Solar Industry","ET-P660260WWAC",0.95,"Yes",95,0.24]
["ET Solar Industry","ET-P660260WWZAC",0.95,"Yes",95,0.24]
["ETM Electromatic","290-480-60",0.96499999999999997,"No",96.5,279.3]
["E-Village Solar","EVS1100EVR [120V]",0.90500000000000003,"No",90.5,1.1000000000000001]
["E-Village Solar","EVS2000EVR [240V]",0.92,"No",92,2]
["E-Village Solar","EVS2500 [240V]",0.94499999999999995,"No",94.5,2.5]
["E-Village Solar","EVS3000 [240V]",0.93500000000000005,"No",93.5,3]
["E-Village Solar","EVS3500 [240V]",0.95499999999999996,"No",95.5,3.5]
["E-Village Solar","EVS4600 [208V]",0.95499999999999996,"No",95.5,4.5999999999999996]
["E-Village Solar","EVS4800 [240V]",0.96,"No",96,4.8]
["E-Village Solar","EVS5200 [208V]",0.96,"No",96,5.2]
["Exeltech","AC2-1-2-6-5-XX [120V]",0.94499999999999995,"Yes",94.5,0.21199999999999999]
["Exeltech","AC2-1-B-6-5-XX [120V]",0.94499999999999995,"Yes",94.5,0.21199999999999999]
["Exeltech","AC2-1-C-6-5-XX [120V]",0.94499999999999995,"Yes",94.5,0.21199999999999999]
["Exeltech","AC2-1-L-6-5-XX [120V]",0.94499999999999995,"Yes",94.5,0.21199999999999999]
["Exeltech","AM24-1-B-6-0-00 [120V]",0.94499999999999995,"Yes",94.5,0.21199999999999999]
["Exeltech","XLGT18A60 [120V]",0.96499999999999997,"No",96.5,1.8]
["Exeltech","XLGT18A60-01 [120V]",0.96499999999999997,"No",96.5,1.8]
["Flextronics Industrial","FLV-IA-6.0S1UA",0.97499999999999998,"No",97.5,6]
["Flextronics Industrial","FLV-IA-7.0S1UA",0.97499999999999998,"No",97.5,7]
["Flextronics Industrial","FLV-IA-7.6S1UA",0.97499999999999998,"No",97.5,7.6]
["Flextronics Industrial","FLV-IA-8.0S1UA",0.97499999999999998,"No",97.5,8]
["Flextronics Industrial","FLV-IA-9.0S1UA",0.97499999999999998,"No",97.5,9]
["Flextronics Industrial","FLV-IA-10.0S1UA",0.97499999999999998,"No",97.5,10]
["Friem","RECon 30L-100-US",0.98,"No",98,100]
["Friem","RECon 30H-150-US [300V]",0.98,"No",98,150]
["Fronius International GmbH","Fronius Primo 3.8-1 208-240 [208V]",0.96,"No",96,3.8]
["Fronius International GmbH","Fronius Primo 3.8-1 208-240 [240V]",0.95499999999999996,"No",95.5,3.8]
["Fronius International GmbH","Fronius Primo 5.0-1 208-240 [208V]",0.96499999999999997,"No",96.5,5]
["Fronius International GmbH","Fronius Primo 5.0-1 208-240 [240V]",0.96499999999999997,"No",96.5,5]
["Fronius International GmbH","Fronius Primo 6.0-1 208-240 [208V]",0.96499999999999997,"No",96.5,6]
["Fronius International GmbH","Fronius Primo 6.0-1 208-240 [240V]",0.96499999999999997,"No",96.5,6]
["Fronius International GmbH","Fronius Primo 7.6-1 208-240 [208V]",0.97,"No",97,7.6]
["Fronius International GmbH","Fronius Primo 7.6-1 208-240 [240V]",0.97,"No",97,7.6]
["Fronius International GmbH","Fronius Primo 8.2-1 208-240 [208V]",0.97,"No",97,7.9]
["Fronius International GmbH","Fronius Primo 8.2-1 208-240 [240V]",0.97,"No",97,8.1999999999999993]
["Fronius International GmbH","Fronius Primo 10.0-1 208-240 [208V]",0.96499999999999997,"No",96.5,9.9949999999999992]
["Fronius International GmbH","Fronius Primo 10.0-1 208-240 [240V]",0.96499999999999997,"No",96.5,9.9949999999999992]
["Fronius International GmbH","Fronius Symo 10.0-3 208-240 [208V]",0.96499999999999997,"No",96.5,9.9949999999999992]
["Fronius International GmbH","Fronius Symo 10.0-3 208-240 [240V]",0.96499999999999997,"No",96.5,9.9949999999999992]
["Fronius International GmbH","Fronius Symo 10.0-3 480 [480V]",0.96499999999999997,"No",96.5,9.9949999999999992]
["Fronius International GmbH","Fronius Symo Advanced 10.0-3 208-240 [208V]",0.96499999999999997,"No",96.5,10.010999999999999]
["Fronius International GmbH","Fronius Symo Advanced 10.0-3 208-240 [240V]",0.96499999999999997,"No",96.5,10.061999999999999]
["Fronius International GmbH","Fronius Primo 11.4-1 208-240 [208V]",0.96499999999999997,"No",96.5,11.4]
["Fronius International GmbH","Fronius Primo 11.4-1 208-240 [240V]",0.96499999999999997,"No",96.5,11.4]
["Fronius International GmbH","Fronius Symo 12.0-3 208-240 [208V]",0.96499999999999997,"No",96.5,12]
["Fronius International GmbH","Fronius Symo 12.0-3 208-240 [240V]",0.96499999999999997,"No",96.5,12]
["Fronius International GmbH","Fronius Symo Advanced 12.0-3 208-240 [240V]",0.96499999999999997,"No",96.5,12.09]
["Fronius International GmbH","Fronius Symo Advanced 12.0-3 208-240 [208V]",0.96499999999999997,"No",96.5,12.340999999999999]
["Fronius International GmbH","Fronius Primo 12.5-1 208-240 [208V]",0.96499999999999997,"No",96.5,12.5]
["Fronius International GmbH","Fronius Primo 12.5-1 208-240 [240V]",0.96499999999999997,"No",96.5,12.5]
["Fronius International GmbH","Fronius Symo 12.5-3 480 [480V]",0.97,"No",97,12.5]
["Fronius International GmbH","Fronius Primo 15.0-1 208-240 [208V]",0.97,"No",97,13.75]
["Fronius International GmbH","Fronius Primo 15.0-1 208-240 [240V]",0.97,"No",97,15]
["Fronius International GmbH","Fronius Symo 15.0-3 208 [208V]",0.96499999999999997,"No",96.5,15]
["Fronius International GmbH","Fronius Symo 15.0-3 480 [480V]",0.97,"No",97,15]
["Fronius International GmbH","Fronius Symo Advanced 15.0-3 480 [480V]",0.97,"No",97,15.196999999999999]
["Fronius International GmbH","Fronius Symo 17.5-3 480 [480V]",0.97499999999999998,"No",97.5,17.5]
["Fronius International GmbH","Fronius Symo 20.0-3 480 [480V]",0.97499999999999998,"No",97.5,20]
["Fronius International GmbH","Fronius Symo Advanced 20.0-3 480 [480V]",0.97,"No",97,20.227]
["Fronius International GmbH","Fronius Symo 22.7-3 480 [480V]",0.97499999999999998,"No",97.5,22.73]
["Fronius International GmbH","Fronius Symo Advanced 22.7-3 480 [480V]",0.97499999999999998,"No",97.5,22.876000000000001]
["Fronius International GmbH","Fronius Symo 24.0-3 480 [480V]",0.97499999999999998,"No",97.5,24]
["Fronius International GmbH","Fronius Symo Advanced 24.0-3 480  [480V]",0.97499999999999998,"No",97.5,24.141999999999999]
["Fronius USA","Galvo 1.5-1 208-240 [208V]",0.94,"No",94,1.5]
["Fronius USA","Galvo 1.5-1 208-240 [240V]",0.94499999999999995,"No",94.5,1.5]
["Fronius USA","Galvo 2.0-1 208-240 [208V]",0.94499999999999995,"No",94.5,1.9]
["Fronius USA","Galvo 2.0-1 208-240 [240V]",0.94499999999999995,"No",94.5,2]
["Fronius USA","IG 2000 NEG",0.93500000000000005,"No",93.5,2]
["Fronius USA","IG 2000 POS",0.93500000000000005,"No",93.5,2]
["Fronius USA","IG 2500-LV NEG",0.93,"No",93,2.35]
["Fronius USA","IG 2500-LV POS",0.93,"No",93,2.35]
["Fronius USA","Galvo 2.5-1 208-240 [208V]",0.95,"No",95,2.5]
["Fronius USA","Galvo 2.5-1 208-240 [240V]",0.95,"No",95,2.5]
["Fronius USA","IG 3000 NEG",0.94,"No",94,2.7]
["Fronius USA","IG 3000 POS",0.94,"No",94,2.7]
["Fronius USA","Galvo 3.1-1 208-240 [208V]",0.95,"No",95,2.93]
["Fronius USA","IG Plus 3.0-1 UNI [208V]",0.95,"No",95,3]
["Fronius USA","IG Plus 3.0-1 UNI [240V]",0.95499999999999996,"No",95.5,3]
["Fronius USA","IG Plus 3.0-1 UNI [277V]",0.95499999999999996,"No",95.5,3]
["Fronius USA","IG Plus A 3.0 [208V]",0.95,"No",95,3]
["Fronius USA","IG Plus A 3.0 [240V]",0.95499999999999996,"No",95.5,3]
["Fronius USA","IG Plus A 3.0 [277V]",0.96,"No",96,3]
["Fronius USA","IG Plus V 3.0 [208V]",0.95,"No",95,3]
["Fronius USA","IG Plus V 3.0 [240V]",0.95499999999999996,"No",95.5,3]
["Fronius USA","IG Plus V 3.0 [277V]",0.96,"No",96,3]
["Fronius USA","Galvo 3.1-1 208-240 [240V]",0.95499999999999996,"No",95.5,3.1]
["Fronius USA","Fronius Primo 3.8-1 208-240 [208V]",0.96,"No",96,3.8]
["Fronius USA","Fronius Primo 3.8-1 208-240 [240V]",0.95499999999999996,"No",95.5,3.8]
["Fronius USA","IG Plus 3.8-1 UNI [208V]",0.95,"No",95,3.8]
["Fronius USA","IG Plus 3.8-1 UNI [240V]",0.95499999999999996,"No",95.5,3.8]
["Fronius USA","IG Plus 3.8-1 UNI [277V]",0.95499999999999996,"No",95.5,3.8]
["Fronius USA","IG Plus A 3.8 [208V]",0.95,"No",95,3.8]
["Fronius USA","IG Plus A 3.8 [240V]",0.95499999999999996,"No",95.5,3.8]
["Fronius USA","IG Plus A 3.8 [277V]",0.96,"No",96,3.8]
["Fronius USA","IG Plus V 3.8 [208V]",0.95,"No",95,3.8]
["Fronius USA","IG Plus V 3.8 [240V]",0.95499999999999996,"No",95.5,3.8]
["Fronius USA","IG Plus V 3.8 [277V]",0.96,"No",96,3.8]
["Fronius USA","IG 4000 NEG",0.94,"No",94,4]
["Fronius USA","IG 4000 POS",0.94,"No",94,4]
["Fronius USA","IG 4500-LV NEG",0.93500000000000005,"No",93.5,4.5]
["Fronius USA","IG 4500-LV POS",0.93500000000000005,"No",93.5,4.5]
["Fronius USA","Fronius Primo 5.0-1 208-240 [208V]",0.96499999999999997,"No",96.5,5]
["Fronius USA","Fronius Primo 5.0-1 208-240 [240V]",0.96499999999999997,"No",96.5,5]
["Fronius USA","IG Plus 5.0-1 UNI [208V]",0.95499999999999996,"No",95.5,5]
["Fronius USA","IG Plus 5.0-1 UNI [240V]",0.95499999999999996,"No",95.5,5]
["Fronius USA","IG Plus 5.0-1 UNI [277V]",0.96,"No",96,5]
["Fronius USA","IG Plus A 5.0 [208V]",0.95499999999999996,"No",95.5,5]
["Fronius USA","IG Plus A 5.0 [240V]",0.95499999999999996,"No",95.5,5]
["Fronius USA","IG Plus A 5.0 [277V]",0.96,"No",96,5]
["Fronius USA","IG Plus V 5.0 [208V]",0.95499999999999996,"No",95.5,5]
["Fronius USA","IG Plus V 5.0 [240V]",0.95499999999999996,"No",95.5,5]
["Fronius USA","IG Plus V 5.0 [277V]",0.96,"No",96,5]
["Fronius USA","IG 5100 NEG",0.94499999999999995,"No",94.5,5.0999999999999996]
["Fronius USA","IG 5100 POS",0.94499999999999995,"No",94.5,5.0999999999999996]
["Fronius USA","Fronius Primo 6.0-1 208-240 [208V]",0.96499999999999997,"No",96.5,6]
["Fronius USA","Fronius Primo 6.0-1 208-240 [240V]",0.96499999999999997,"No",96.5,6]
["Fronius USA","IG Plus 6.0-1 UNI [208V]",0.95499999999999996,"No",95.5,6]
["Fronius USA","IG Plus 6.0-1 UNI [240V]",0.96,"No",96,6]
["Fronius USA","IG Plus 6.0-1 UNI [277V]",0.96,"No",96,6]
["Fronius USA","IG Plus A 6.0 [208V]",0.95499999999999996,"No",95.5,6]
["Fronius USA","IG Plus A 6.0 [240V]",0.96,"No",96,6]
["Fronius USA","IG Plus A 6.0 [277V]",0.96,"No",96,6]
["Fronius USA","IG Plus V 6.0 [208V]",0.95499999999999996,"No",95.5,6]
["Fronius USA","IG Plus V 6.0 [240V]",0.96,"No",96,6]
["Fronius USA","IG Plus V 6.0 [277V]",0.96,"No",96,6]
["Fronius USA","IG Plus 7.5-1 UNI [208V]",0.95,"No",95,7.5]
["Fronius USA","IG Plus 7.5-1 UNI [240V]",0.95499999999999996,"No",95.5,7.5]
["Fronius USA","IG Plus 7.5-1 UNI [277V]",0.96,"No",96,7.5]
["Fronius USA","IG Plus A 7.5 [208V]",0.95,"No",95,7.5]
["Fronius USA","IG Plus A 7.5 [240V]",0.95499999999999996,"No",95.5,7.5]
["Fronius USA","IG Plus A 7.5 [277V]",0.96,"No",96,7.5]
["Fronius USA","IG Plus V 7.5 [208V]",0.95,"No",95,7.5]
["Fronius USA","IG Plus V 7.5 [240V]",0.95499999999999996,"No",95.5,7.5]
["Fronius USA","IG Plus V 7.5 [277V]",0.96,"No",96,7.5]
["Fronius USA","Fronius Primo 7.6-1 208-240 [208V]",0.97,"No",97,7.6]
["Fronius USA","Fronius Primo 7.6-1 208-240 [240V]",0.97,"No",97,7.6]
["Fronius USA","Fronius Primo 8.2-1 208-240 [208V]",0.97,"No",97,7.9]
["Fronius USA","Fronius Primo 8.2-1 208-240 [240V]",0.97,"No",97,8.1999999999999993]
["Fronius USA","Fronius Primo 10.0-1 [208V]",0.96499999999999997,"No",96.5,9.9949999999999992]
["Fronius USA","Fronius Primo 10.0-1 [240V]",0.96499999999999997,"No",96.5,9.9949999999999992]
["Fronius USA","Fronius Symo 10.0-3 208-240 [208V]",0.96499999999999997,"No",96.5,9.9949999999999992]
["Fronius USA","Fronius Symo 10.0-3 208-240 [240V]",0.96499999999999997,"No",96.5,9.9949999999999992]
["Fronius USA","Fronius Symo 10.0-3 480 [480V]",0.96499999999999997,"No",96.5,9.9949999999999992]
["Fronius USA","IG Plus 10.0-1 UNI [208V]",0.95,"No",95,9.9949999999999992]
["Fronius USA","IG Plus 10.0-1 UNI [240V]",0.95499999999999996,"No",95.5,9.9949999999999992]
["Fronius USA","IG Plus 10.0-1 UNI [277V]",0.96,"No",96,9.9949999999999992]
["Fronius USA","IG Plus V 10.0-3 Delta [208V]",0.95499999999999996,"No",95.5,9.9949999999999992]
["Fronius USA","IG Plus V 10.0-3 Delta [240V]",0.95499999999999996,"No",95.5,9.9949999999999992]
["Fronius USA","IG Plus A 10.0 [208V]",0.95,"No",95,10]
["Fronius USA","IG Plus A 10.0 [240V]",0.95499999999999996,"No",95.5,10]
["Fronius USA","IG Plus A 10.0 [277V]",0.96,"No",96,10]
["Fronius USA","IG Plus A 10.0-3 Delta [208V]",0.95499999999999996,"No",95.5,10]
["Fronius USA","IG Plus A 10.0-3 Delta [240V]",0.95499999999999996,"No",95.5,10]
["Fronius USA","IG Plus V 10.0 [208V]",0.95,"No",95,10]
["Fronius USA","IG Plus V 10.0 [240V]",0.95499999999999996,"No",95.5,10]
["Fronius USA","IG Plus V 10.0 [277V]",0.96,"No",96,10]
["Fronius USA","Fronius Primo 11.4-1 [208V]",0.96499999999999997,"No",96.5,11.4]
["Fronius USA","Fronius Primo 11.4-1 [240V]",0.96499999999999997,"No",96.5,11.4]
["Fronius USA","IG Plus 11.4-1 UNI [208V]",0.95499999999999996,"No",95.5,11.4]
["Fronius USA","IG Plus 11.4-1 UNI [240V]",0.96,"No",96,11.4]
["Fronius USA","IG Plus 11.4-1 UNI [277V]",0.96,"No",96,11.4]
["Fronius USA","IG Plus 11.4-3 Delta [208V]",0.95,"No",95,11.4]
["Fronius USA","IG Plus 11.4-3 Delta [240V]",0.95499999999999996,"No",95.5,11.4]
["Fronius USA","IG Plus A 11.4 [208V]",0.95,"No",95,11.4]
["Fronius USA","IG Plus A 11.4 [240V]",0.95499999999999996,"No",95.5,11.4]
["Fronius USA","IG Plus A 11.4 [277V]",0.96,"No",96,11.4]
["Fronius USA","IG Plus A 11.4-3 Delta [208V]",0.95,"No",95,11.4]
["Fronius USA","IG Plus A 11.4-3 Delta [240V]",0.96,"No",96,11.4]
["Fronius USA","IG Plus V 11.4 [208V]",0.95,"No",95,11.4]
["Fronius USA","IG Plus V 11.4 [240V]",0.95499999999999996,"No",95.5,11.4]
["Fronius USA","IG Plus V 11.4 [277V]",0.96,"No",96,11.4]
["Fronius USA","IG Plus V 11.4-3 Delta [208V]",0.95,"No",95,11.4]
["Fronius USA","IG Plus V 11.4-3 Delta [240V]",0.96,"No",96,11.4]
["Fronius USA","Fronius Symo 12.0-3 208-240 [208V]",0.96499999999999997,"No",96.5,12]
["Fronius USA","Fronius Symo 12.0-3 208-240 [240V]",0.96499999999999997,"No",96.5,12]
["Fronius USA","IG Plus 12.0-3 WYE [277V]",0.96,"No",96,12]
["Fronius USA","IG Plus A 12.0-3 WYE [277V]",0.96,"No",96,12]
["Fronius USA","IG Plus V 12.0-3 WYE [277V]",0.96,"No",96,12]
["Fronius USA","Fronius Primo 12.5-1 [208V]",0.96499999999999997,"No",96.5,12.5]
["Fronius USA","Fronius Primo 12.5-1 [240V]",0.96499999999999997,"No",96.5,12.5]
["Fronius USA","Fronius Symo 12.5-3 480 [480V]",0.97,"No",97,12.5]
["Fronius USA","Fronius Primo 15.0-1 [208V]",0.97,"No",97,13.75]
["Fronius USA","Fronius Primo 15.0-1 [240V]",0.97,"No",97,15]
["Fronius USA","Fronius Symo 15.0-3 [208V]",0.96499999999999997,"No",96.5,15]
["Fronius USA","Fronius Symo 15.0-3 480 [480V]",0.97,"No",97,15]
["Fronius USA","Fronius Symo 17.5-3 480 [480V]",0.97499999999999998,"No",97.5,17.5]
["Fronius USA","Fronius Symo 20.0-3 480 [480V]",0.97,"No",97,20]
["Fronius USA","Fronius Symo 22.7-3 480 [480V]",0.97499999999999998,"No",97.5,22.73]
["Fronius USA","Fronius Symo 24.0-3 480 [480V]",0.97499999999999998,"No",97.5,24]
["Fronius USA","CL 33.3 Delta [208V]",0.94499999999999995,"No",94.5,33.299999999999997]
["Fronius USA","CL 33.3 Delta [240V]",0.95,"No",95,33.299999999999997]
["Fronius USA","CL 36.0 Wye [277V]",0.95499999999999996,"No",95.5,36]
["Fronius USA","CL 44.4 Delta [208V]",0.94499999999999995,"No",94.5,44.4]
["Fronius USA","CL 44.4 Delta [240V]",0.95,"No",95,44.4]
["Fronius USA","CL 48.0 Wye [277V]",0.95499999999999996,"No",95.5,48]
["Fronius USA","CL 55.5 Delta [208V]",0.94499999999999995,"No",94.5,55.5]
["Fronius USA","CL 55.5 Delta [240V]",0.95,"No",95,55.5]
["Fronius USA","CL 60.0 Wye [277V]",0.95499999999999996,"No",95.5,60]
["FSP Group","FSP600PV-NA-208 [208V]",0.95,"Yes",95,0.5]
["FSP Group","FSP600PV-NA-240 [240V]",0.95,"Yes",95,0.5]
["FSP Group","FSP600PV-NA-277 [277V]",0.95,"Yes",95,0.5]
["GAF","RIAC 1000 [208V]",0.96,"Yes",96,0.3]
["GAF","RIAC 1000 [240V]",0.96,"Yes",96,0.3]
["GE Energy","GEPVe-1100-NA-120 [120V]",0.90500000000000003,"No",90.5,1.1000000000000001]
["GE Energy","GEPVe-2000-NA-240 [240V]",0.92,"No",92,2]
["GE Energy","GEPVb-2500-NA-240 [240V]",0.94,"No",94,2.5]
["GE Energy","GEPVe-2500-NA-240 [240V]",0.94499999999999995,"No",94.5,2.5]
["GE Energy","GEPVb-2800-NA-240/208-02 [208V]",0.93500000000000005,"No",93.5,2.7]
["GE Energy","GEPVb-2800-NA-240/208-02 [240V]",0.94,"No",94,2.8]
["GE Energy","GEPVe-2800-NA-208 [208V]",0.92,"No",92,2.8]
["GE Energy","GEPVb-3000-NA-240 [240V]",0.94499999999999995,"No",94.5,3]
["GE Energy","GEPVe-3000-NA-240 [240V]",0.93500000000000005,"No",93.5,3]
["GE Energy","GEPVb-3300-NA-240/208-02 [208V]",0.95,"No",95,3.1]
["GE Energy","GEPVb-3300-NA-208 [208V]",0.94,"No",94,3.3]
["GE Energy","GEPVb-3300-NA-240 [240V]",0.94499999999999995,"No",94.5,3.3]
["GE Energy","GEPVb-3300-NA-240/208-02 [240V]",0.95499999999999996,"No",95.5,3.3]
["GE Energy","GEPVe-3500-NA-240 [240V]",0.95499999999999996,"No",95.5,3.5]
["GE Energy","GEPVb-3800-NA-240 [240V]",0.95,"No",95,3.8]
["GE Energy","GEPVb-4000-NA-240/208-02 [208V]",0.95,"No",95,3.8]
["GE Energy","GEPVb-4000-NA-240/208-02 [240V]",0.95499999999999996,"No",95.5,4]
["GE Energy","GEPVb-5000-NA-240/208-02 [208V]",0.95,"No",95,4.5]
["GE Energy","GEPVe-4600-NA-208 [208V]",0.95499999999999996,"No",95.5,4.5999999999999996]
["GE Energy","GEPVe-4800-NA-240 [240V]",0.96,"No",96,4.8]
["GE Energy","GEPVb-5000-NA-240/208-02 [240V]",0.95499999999999996,"No",95.5,5]
["GE Energy","GEPVb-5000-NA-240-01 [240V]",0.95499999999999996,"No",95.5,5]
["GE Energy","GEPVe-5200-NA-240 [240V]",0.96,"No",96,5.2]
["Gefran","APV 1700-2M-TL-US [208V]",0.96,"No",96,1.5]
["Gefran","APV 1700-2M-TL-US [240V]",0.96,"No",96,1.65]
["Gefran","APV 1700-2M-TL-US [277V]",0.96,"No",96,1.65]
["Gefran","APV 2300-2M-TL-US [208V]",0.96499999999999997,"No",96.5,1.8]
["Gefran","APV 2300-2M-TL-US [240V]",0.96499999999999997,"No",96.5,2]
["Gefran","APV 2300-2M-TL-US [277V]",0.96499999999999997,"No",96.5,2]
["Gefran","APV 3100-2M-TL-US [208V]",0.96499999999999997,"No",96.5,2.5]
["Gefran","APV 3100-2M-TL-US [240V]",0.96499999999999997,"No",96.5,2.8]
["Gefran","APV 3100-2M-TL-US [277V]",0.96499999999999997,"No",96.5,2.8]
["Gefran","APV 3800-2M-TL-US [208V]",0.97,"No",97,3.6]
["Gefran","APV 3800-2M-TL-US [240V]",0.97,"No",97,3.6]
["Gefran","APV 3800-2M-TL-US [277V]",0.97,"No",97,3.6]
["Gefran","APV 4400-2M-TL-US [208V]",0.97,"No",97,4.2]
["Gefran","APV 4400-2M-TL-US [240V]",0.97,"No",97,4.2]
["Gefran","APV 4400-2M-TL-US [277V]",0.97,"No",97,4.2]
["Gefran","APV 5200-2M-TL-US [208V]",0.97,"No",97,4.5999999999999996]
["Gefran","APV 5200-2M-TL-US [240V]",0.97,"No",97,4.5999999999999996]
["Gefran","APV 5200-2M-TL-US [277V]",0.97,"No",97,4.5999999999999996]
["General Electric","PVIA2000NA1240 [240V]",0.94499999999999995,"No",94.5,2.11]
["General Electric","PVIA3000NA1240 [240V]",0.95,"No",95,3.18]
["General Electric","PVIA4000NA1240 [240V]",0.95499999999999996,"No",95.5,4.16]
["General Electric","PVIA5000NA1240 [240V]",0.95499999999999996,"No",95.5,5.24]
["Geoprotek Technology","GS-1000 [208V]",0.94499999999999995,"No",94.5,1.55]
["Geoprotek Technology","GS-1000 [240V]",0.94499999999999995,"No",94.5,1.55]
["Geoprotek Technology","GS-1500 [208V]",0.94499999999999995,"No",94.5,1.55]
["Geoprotek Technology","GS-1500 [240V]",0.94499999999999995,"No",94.5,1.55]
["Geoprotek Technology","GS-2000 [208V]",0.95499999999999996,"No",95.5,2.06]
["Geoprotek Technology","GS-2000 [240V]",0.95,"No",95,2.06]
["Geoprotek Technology","GS-3000 [208V]",0.95499999999999996,"No",95.5,3]
["Geoprotek Technology","GS-3000 [240V]",0.95499999999999996,"No",95.5,3.01]
["Green Power Technologies","PV500U + MVT",0.96,"No",96,500]
["Green Power Technologies","PV500WD",0.96,"No",96,600]
["Green Power Technologies","PV630WD",0.96499999999999997,"No",96.5,750]
["Green Power Technologies","PV750WD",0.97,"No",97,890]
["Green Power Technologies","940WD3-LV400 [400V]",0.97,"No",97,935.55]
["Green Power Technologies","PV900WD",0.97,"No",97,1080]
["Green Power Technologies","1170WD3-LV500 [500V]",0.97499999999999998,"No",97.5,1135.9680000000001]
["Green Power Technologies","1140WD3-HV560 [560V]",0.97499999999999998,"No",97.5,1154.944]
["Green Power Technologies","1260WD3-HV620 [620V]",0.97499999999999998,"No",97.5,1205.298]
["Green Power Technologies","1400WD3-HV690 [690V]",0.98,"No",98,1350.4259999999999]
["GreenVolts","GV-SCP001 [480V]",0.96,"No",96,16]
["GridPoint","Connect C36",0.91,"No",91,3.0369999999999999]
["Hansol Technics","HSPV-A250",0.93,"Yes",93,0.25]
["Heart Transverter","HT2000",0.89,"No",89,1.97]
["Helios USA","6TA [120V]",0.94499999999999995,"Yes",94.5,0.21]
["HiQ Solar","Mini3500-US",0.94499999999999995,"No",94.5,3.5]
["HiQ Solar","TS208-5k75 [208V]",0.97,"No",97,5.75]
["HiQ Solar","TS480-8k [480V]",0.98,"No",98,8]
["HiQ Solar","TSXL480-10k [480V]",0.97499999999999998,"No",97.5,9.9749999999999996]
["HiSEL Power","HiSEL-K 1500 [208V]",0.95,"No",95,1.5]
["HiSEL Power","HiSEL-K 1500 [240V]",0.95,"No",95,1.5]
["HiSEL Power","HiSEL-K 2000 [208V]",0.95499999999999996,"No",95.5,2]
["HiSEL Power","HiSEL-K 2000 [240V]",0.96,"No",96,2]
["HiSEL Power","HiSEL-K 3000 [208V]",0.96,"No",96,2.8]
["HiSEL Power","HiSEL-K 3000 [240V]",0.96,"No",96,2.8]
["HiSEL Power","HiSEL-K 4000 [208V]",0.97,"No",97,4]
["HiSEL Power","HiSEL-K 4000 [240V]",0.97499999999999998,"No",97.5,4]
["HiSEL Power","HiSEL-K 5000 [208V]",0.97,"No",97,4.5999999999999996]
["HiSEL Power","HiSEL-K 5000 [240V]",0.97499999999999998,"No",97.5,4.5999999999999996]
["Home Director","HD-SUN-INV1100-EVR [120V]",0.90500000000000003,"No",90.5,1.1000000000000001]
["Home Director","HD-SUN-INV2000-EVR [240V]",0.92,"No",92,2]
["Home Director","HD-SUN-INV2500 [240V]",0.94499999999999995,"No",94.5,2.5]
["Home Director","HD-SUN-INV3000 [240V]",0.93500000000000005,"No",93.5,3]
["Home Director","HD-SUN-INV3500 [240V]",0.95499999999999996,"No",95.5,3.5]
["Home Director","HD-SUN-INV4600 [208V]",0.95499999999999996,"No",95.5,4.5999999999999996]
["Home Director","HD-SUN-INV4800 [240V]",0.96,"No",96,4.8]
["Home Director","HD-SUN-INV5200 [240V]",0.96,"No",96,5.2]
["Hoymiles Converter Technology","MI-250 [240V]",0.96499999999999997,"Yes",96.5,0.25]
["Hoymiles Converter Technology Co., Ltd.","HM-1200 [240V]",0.96499999999999997,"No",96.5,1.0324]
["Hoymiles Converter Technology Co., Ltd.","HM-1200T [240V]",0.96499999999999997,"No",96.5,1.0324]
["Hoymiles Converter Technology Co., Ltd.","MI-1000 [240V]",0.96499999999999997,"No",96.5,1.0324]
["Hoymiles Converter Technology Co., Ltd.","MI-1000T [240V]",0.96499999999999997,"No",96.5,1.0324]
["Hoymiles Converter Technology Co., Ltd.","HM-1500 [240V]",0.96499999999999997,"No",96.5,1.2132000000000001]
["Hoymiles Converter Technology Co., Ltd.","HM-1500T [240V]",0.96499999999999997,"No",96.5,1.2132000000000001]
["Hoymiles Converter Technology Co., Ltd.","MI-1200 [240V]",0.96499999999999997,"No",96.5,1.2132000000000001]
["Hoymiles Converter Technology Co., Ltd.","MI-1200T [240V]",0.96499999999999997,"No",96.5,1.2132000000000001]
["Hoymiles Converter Technology Co., Ltd.","HM-1000 [240V]",0.96499999999999997,"No",96.5,1.5507]
["Hoymiles Converter Technology Co., Ltd.","HM-1000T [240V]",0.96499999999999997,"No",96.5,1.5507]
["Hoymiles Converter Technology Co., Ltd.","MI-1500 [240V]",0.96499999999999997,"No",96.5,1.5507]
["Hoymiles Converter Technology Co., Ltd.","MI-1500T [240V]",0.96499999999999997,"No",96.5,1.5507]
["Huawei Technologies Co., Ltd.","SUN2000-3.8KTL-USL0 [240V]",0.99,"No",99,3.8]
["Huawei Technologies Co., Ltd.","SUN2000-5KTL-USL0 [240V]",0.99,"No",99,5]
["Huawei Technologies Co., Ltd.","SUN2000-7.6KTL-USL0 [240V]",0.99,"No",99,7.6]
["Huawei Technologies Co., Ltd.","SUN2000-9KTL-USL0 [240V]",0.99,"No",99,9]
["Huawei Technologies Co., Ltd.","SUN2000-10KTL-USL0 [240V]",0.99,"No",99,10]
["Huawei Technologies Co., Ltd.","SUN2000-11.4KTL-USL0 [240V]",0.99,"No",99,11.4]
["Huawei Technologies Co., Ltd.","SUN2000-22KTL-US",0.98,"No",98,22.2]
["Huawei Technologies Co., Ltd.","SUN2000-25KTL-US",0.98,"No",98,25]
["Huawei Technologies Co., Ltd.","SUN2000-30KTL-US",0.98,"No",98,30]
["Huawei Technologies Co., Ltd.","SUN2000-33KTL-US",0.98499999999999999,"No",98.5,33]
["Huawei Technologies Co., Ltd.","SUN2000-36KTL-US",0.98499999999999999,"No",98.5,36]
["Huawei Technologies Co., Ltd.","SUN2000-40KTL-US",0.98499999999999999,"No",98.5,40]
["Huawei Technologies Co., Ltd.","SUN2000-45KTL-US-HV-D0",0.98499999999999999,"No",98.5,45.207000000000001]
["Huawei Technologies Co., Ltd.","SUN2000-100KTL-USH0 [800V]",0.98499999999999999,"No",98.5,100]
["HYOSUNG","HS-P1000GLO-U",0.98,"No",98,991.4]
["Ideal Power Inc","30C [480V]",0.95,"No",95,29.99]
["Ideal Power Inc","30C3 [480V]",0.95,"No",95,29.99]
["Ideal Power Inc","30PV",0.95,"No",95,29.99]
["Ideal Power Inc","30PV+S [480V]",0.95,"No",95,29.99]
["Ideal Power Inc","30PVF",0.95,"No",95,29.99]
["Ideal Power Inc","30PVF+S [480V]",0.95,"No",95,29.99]
["Ideal Power Inc","IPV-30 kW-480 [480V]",0.96499999999999997,"No",96.5,30.07]
["i-Energy","GT260 [240V]",0.92,"Yes",92,0.23]
["INGETEAM POWER TECHNOLOGY S.A","INGECON SUN 1140TL U B410 [410V]",0.97499999999999998,"No",97.5,1027.752]
["INGETEAM POWER TECHNOLOGY S.A","INGECON SUN 1245TL U B480 [480V]",0.97499999999999998,"No",97.5,1042.22]
["INGETEAM POWER TECHNOLOGY S.A","INGECON SUN 1190TL U B430 [430V]",0.97499999999999998,"No",97.5,1048.5940000000001]
["INGETEAM POWER TECHNOLOGY S.A","INGECON SUN 1220TL U B440 [440V]",0.97499999999999998,"No",97.5,1099.306]
["INGETEAM POWER TECHNOLOGY S.A","INGECON SUN 1250TL U B450 [450V]",0.97499999999999998,"No",97.5,1114.104]
["INGETEAM POWER TECHNOLOGY S.A","INGECON SUN 1275TL U B460 [460V]",0.97499999999999998,"No",97.5,1128.4760000000001]
["INGETEAM POWER TECHNOLOGY S.A","INGECON SUN 1740TL U B670 [670V]",0.97499999999999998,"No",97.5,1272.412]
["INGETEAM POWER TECHNOLOGY S.A","INGECON SUN 1800TL U B690 [690V]",0.97499999999999998,"No",97.5,1300.644]
["INGETEAM POWER TECHNOLOGY S.A","INGECON SUN 1665TL U B640 [640V]",0.97499999999999998,"No",97.5,1367.076]
["INGETEAM POWER TECHNOLOGY S.A","INGECON SUN 1690TL U B650 [650V]",0.97499999999999998,"No",97.5,1375.2819999999999]
["INGETEAM POWER TECHNOLOGY S.A","INGECON SUN 1715TL U B660 [660V]",0.97499999999999998,"No",97.5,1390.614]
["INGETEAM POWER TECHNOLOGY S.A.","Ingecon Sun 2.8 HF U 208 Vac [208V]",0.95,"No",95,2.8]
["INGETEAM POWER TECHNOLOGY S.A.","Ingecon Sun 2.8 HF U 240 Vac [240V]",0.95499999999999996,"No",95.5,2.8]
["INGETEAM POWER TECHNOLOGY S.A.","Ingecon Sun 2.8 HF U 277Vac [277V]",0.95499999999999996,"No",95.5,2.8]
["INGETEAM POWER TECHNOLOGY S.A.","Ingecon Sun 2.8 TL U M 208 Vac [208V]",0.97,"No",97,2.8]
["INGETEAM POWER TECHNOLOGY S.A.","Ingecon Sun 2.8 TL U M 240 Vac [240V]",0.97,"No",97,2.8]
["INGETEAM POWER TECHNOLOGY S.A.","Ingecon Sun 3.3 HF U 208 Vac [208V]",0.95,"No",95,3.3]
["INGETEAM POWER TECHNOLOGY S.A.","Ingecon Sun 3.3 HF U 240 Vac [240V]",0.95499999999999996,"No",95.5,3.3]
["INGETEAM POWER TECHNOLOGY S.A.","Ingecon Sun 3.3 HF U 277Vac [277V]",0.95499999999999996,"No",95.5,3.3]
["INGETEAM POWER TECHNOLOGY S.A.","Ingecon Sun 3.3 TL U M 208 Vac [208V]",0.97499999999999998,"No",97.5,3.3]
["INGETEAM POWER TECHNOLOGY S.A.","Ingecon Sun 3.3 TL U M 240 Vac [240V]",0.97499999999999998,"No",97.5,3.3]
["INGETEAM POWER TECHNOLOGY S.A.","INGECON SUN 3.6TL U 208V [208V]",0.96,"No",96,3.6]
["INGETEAM POWER TECHNOLOGY S.A.","INGECON SUN 3.6TL U 240V [240V]",0.96499999999999997,"No",96.5,3.6]
["INGETEAM POWER TECHNOLOGY S.A.","INGECON SUN 3.6TL U 277 [277V]",0.96499999999999997,"No",96.5,3.6]
["INGETEAM POWER TECHNOLOGY S.A.","Ingecon Sun 5 HF U 208 Vac [208V]",0.95,"No",95,5]
["INGETEAM POWER TECHNOLOGY S.A.","Ingecon Sun 5 HF U 240 Vac [240V]",0.96,"No",96,5]
["INGETEAM POWER TECHNOLOGY S.A.","Ingecon Sun 5 HF U 277Vac [277V]",0.95499999999999996,"No",95.5,5]
["INGETEAM POWER TECHNOLOGY S.A.","Ingecon Sun 5 TL U M 208 Vac [208V]",0.97499999999999998,"No",97.5,5]
["INGETEAM POWER TECHNOLOGY S.A.","Ingecon Sun 5 TL U M 240 Vac [240V]",0.97499999999999998,"No",97.5,5]
["INGETEAM POWER TECHNOLOGY S.A.","Ingecon Sun 5TL U [208V]",0.96,"No",96,5]
["INGETEAM POWER TECHNOLOGY S.A.","Ingecon Sun 5TL U [240V]",0.96,"No",96,5]
["INGETEAM POWER TECHNOLOGY S.A.","Ingecon Sun 5TL U [277V]",0.96,"No",96,5]
["INGETEAM POWER TECHNOLOGY S.A.","Ingecon Sun 5U [208V]",0.95,"No",95,5]
["INGETEAM POWER TECHNOLOGY S.A.","Ingecon Sun 5U [240V]",0.95,"No",95,5]
["INGETEAM POWER TECHNOLOGY S.A.","Ingecon Sun 5U [277V]",0.95499999999999996,"No",95.5,5]
["INGETEAM POWER TECHNOLOGY S.A.","Ingecon Sun 6 HF U 240 Vac [240V]",0.95499999999999996,"No",95.5,6]
["INGETEAM POWER TECHNOLOGY S.A.","Ingecon Sun 6 HF U 277Vac [277V]",0.95,"No",95,6]
["INGETEAM POWER TECHNOLOGY S.A.","Ingecon Sun 6 TL U M 240 Vac [240V]",0.98,"No",98,6]
["INGETEAM POWER TECHNOLOGY S.A.","INGECON SUN 6TL U 240 [240V]",0.96499999999999997,"No",96.5,6]
["INGETEAM POWER TECHNOLOGY S.A.","INGECON SUN 6TL U 277V [277V]",0.97,"No",97,6]
["INGETEAM POWER TECHNOLOGY S.A.","INGECON SUN 7.5TL U 208 [208V]",0.96499999999999997,"No",96.5,7.5]
["INGETEAM POWER TECHNOLOGY S.A.","INGECON SUN 7.5TL U 240 [240V]",0.96499999999999997,"No",96.5,7.5]
["INGETEAM POWER TECHNOLOGY S.A.","INGECON SUN 7.5TL U 277 [277V]",0.97,"No",97,7.5]
["INGETEAM POWER TECHNOLOGY S.A.","INGECON SUN 8.6TL U 240 [240V]",0.96499999999999997,"No",96.5,8.6]
["INGETEAM POWER TECHNOLOGY S.A.","INGECON SUN 8.6TL U 277 [277V]",0.97,"No",97,8.6]
["INGETEAM POWER TECHNOLOGY S.A.","INGECON SUN 10TL U [277V]",0.97,"No",97,10]
["INGETEAM POWER TECHNOLOGY S.A.","Ingecon Sun 15U [208V]",0.95,"No",95,15]
["INGETEAM POWER TECHNOLOGY S.A.","Ingecon Sun 15U [480V]",0.95,"No",95,15]
["INGETEAM POWER TECHNOLOGY S.A.","Ingecon Sun 18 TL U M [480V]",0.98,"No",98,18]
["INGETEAM POWER TECHNOLOGY S.A.","Ingecon Sun 24 TL U M [480V]",0.98,"No",98,24]
["INGETEAM POWER TECHNOLOGY S.A.","Ingecon Sun 25U [208V]",0.95499999999999996,"No",95.5,25]
["INGETEAM POWER TECHNOLOGY S.A.","Ingecon Sun 25U [480V]",0.95499999999999996,"No",95.5,25]
["INGETEAM POWER TECHNOLOGY S.A.","Ingecon Sun 40TL U M [480V]",0.98,"No",98,39.950000000000003]
["INGETEAM POWER TECHNOLOGY S.A.","Ingecon Sun 100U [208V]",0.94499999999999995,"No",94.5,100]
["INGETEAM POWER TECHNOLOGY S.A.","Ingecon Sun 100U [240V]",0.94499999999999995,"No",94.5,100]
["INGETEAM POWER TECHNOLOGY S.A.","Ingecon Sun 100UP [208V]",0.95,"No",95,100]
["INGETEAM POWER TECHNOLOGY S.A.","Ingecon Sun 100UP [480V]",0.95499999999999996,"No",95.5,100]
["INGETEAM POWER TECHNOLOGY S.A.","INGECON SUN 125 TL U 208 Outdoor [208V]",0.96499999999999997,"No",96.5,125]
["INGETEAM POWER TECHNOLOGY S.A.","INGECON SUN 125 U 208 Outdoor [208V]",0.96499999999999997,"No",96.5,125]
["INGETEAM POWER TECHNOLOGY S.A.","INGECON SUN 125 U 480 Outdoor [480V]",0.96499999999999997,"No",96.5,125]
["INGETEAM POWER TECHNOLOGY S.A.","INGECON SUN 165 TL U 275 Outdoor [275V]",0.97,"No",97,165]
["INGETEAM POWER TECHNOLOGY S.A.","INGECON SUN 200 TL U 330 Outdoor [330V]",0.97499999999999998,"No",97.5,200]
["INGETEAM POWER TECHNOLOGY S.A.","INGECON SUN 220 TL U 360 Outdoor [360V]",0.97499999999999998,"No",97.5,220]
["INGETEAM POWER TECHNOLOGY S.A.","INGECON SUN 375TL X208 Indoor [208V]",0.96499999999999997,"No",96.5,375]
["INGETEAM POWER TECHNOLOGY S.A.","INGECON SUN 375TL X208 Outdoor [208V]",0.96499999999999997,"No",96.5,375]
["INGETEAM POWER TECHNOLOGY S.A.","INGECON SUN 500T U X480 Indoor [208V]",0.96499999999999997,"No",96.5,500]
["INGETEAM POWER TECHNOLOGY S.A.","INGECON SUN 500T U X480 Outdoor [208V]",0.96499999999999997,"No",96.5,500]
["INGETEAM POWER TECHNOLOGY S.A.","INGECON SUN 500TL U X208 Indoor [208V]",0.96499999999999997,"No",96.5,500]
["INGETEAM POWER TECHNOLOGY S.A.","INGECON SUN 500TL U X208 Outdoor [208V]",0.96499999999999997,"No",96.5,500]
["INGETEAM POWER TECHNOLOGY S.A.","INGECON SUN 500TL U X275 Indoor [275V]",0.97,"No",97,500]
["INGETEAM POWER TECHNOLOGY S.A.","INGECON SUN 600TL U X330 Indoor [330V]",0.97,"No",97,600]
["INGETEAM POWER TECHNOLOGY S.A.","INGECON SUN 600TL U X330 Outdoor [330V]",0.97,"No",97,600]
["INGETEAM POWER TECHNOLOGY S.A.","INGECON SUN 600TL X330 Outdoor [330V]",0.97,"No",97,600]
["INGETEAM POWER TECHNOLOGY S.A.","Ingecon Sun 610TL U B220 Indoor [220V]",0.97499999999999998,"No",97.5,610]
["INGETEAM POWER TECHNOLOGY S.A.","Ingecon Sun 610TL U B220 Outdoor [300V]",0.97499999999999998,"No",97.5,610]
["INGETEAM POWER TECHNOLOGY S.A.","INGECON SUN 660TL U X275 Indoor [275V]",0.97,"No",97,660]
["INGETEAM POWER TECHNOLOGY S.A.","INGECON SUN 660TL U X275 Outdoor [275V]",0.97,"No",97,660]
["INGETEAM POWER TECHNOLOGY S.A.","INGECON SUN 660TL X360 Indoor [360V]",0.97499999999999998,"No",97.5,660]
["INGETEAM POWER TECHNOLOGY S.A.","INGECON SUN 660TL X360 Outdoor [360V]",0.97499999999999998,"No",97.5,660]
["INGETEAM POWER TECHNOLOGY S.A.","INGECON SUN 800TL U X330 Indoor [330V]",0.97,"No",97,800]
["INGETEAM POWER TECHNOLOGY S.A.","INGECON SUN 800TL U X330 Outdoor [330V]",0.97,"No",97,800]
["INGETEAM POWER TECHNOLOGY S.A.","Ingecon Sun 830TL U B300 Indoor [300V]",0.97499999999999998,"No",97.5,830]
["INGETEAM POWER TECHNOLOGY S.A.","Ingecon Sun 830TL U B300 Outdoor [300V]",0.97499999999999998,"No",97.5,830]
["INGETEAM POWER TECHNOLOGY S.A.","INGECON SUN 880TL X360 Indoor [360V]",0.97499999999999998,"No",97.5,880]
["INGETEAM POWER TECHNOLOGY S.A.","INGECON SUN 880TL X360 Outdoor [360V]",0.97499999999999998,"No",97.5,880]
["INGETEAM POWER TECHNOLOGY S.A.","Ingecon Sun 915TL U B330 Indoor [330V]",0.97499999999999998,"No",97.5,915]
["INGETEAM POWER TECHNOLOGY S.A.","Ingecon Sun 915TL U B330 Outdoor [330V]",0.97499999999999998,"No",97.5,915]
["INGETEAM POWER TECHNOLOGY S.A.","Ingecon Sun 1000TL U B360 Indoor [360V]",0.98,"No",98,1000]
["INGETEAM POWER TECHNOLOGY S.A.","Ingecon Sun 1000TL U B360 Outdoor [360V]",0.98,"No",98,1000]
["INGETEAM POWER TECHNOLOGY S.A.","Ingecon Sun 1110TL U B400 Indoor [400V]",0.98,"No",98,1110]
["INGETEAM POWER TECHNOLOGY S.A.","Ingecon Sun 1110TL U B400 Outdoor [400V]",0.98,"No",98,1110]
["INGETEAM POWER TECHNOLOGY S.A.","Ingecon Sun 1165TL U B420 Indoor [420V]",0.98,"No",98,1165]
["INGETEAM POWER TECHNOLOGY S.A.","Ingecon Sun 1165TL U B420 Outdoor [420V]",0.98,"No",98,1165]
["INGETEAM POWER TECHNOLOGY S.A.","Ingecon Sun 1170TL U B450 Indoor [450V]",0.97499999999999998,"No",97.5,1170]
["INGETEAM POWER TECHNOLOGY S.A.","Ingecon Sun 1170TL U B450 Outdoor [450V]",0.97499999999999998,"No",97.5,1170]
["INGETEAM POWER TECHNOLOGY S.A.","Ingecon Sun 1400TL U B540 Indoor [450V]",0.97499999999999998,"No",97.5,1400]
["INGETEAM POWER TECHNOLOGY S.A.","Ingecon Sun 1400TL U B540 Outdoor [450V]",0.97499999999999998,"No",97.5,1400]
["INGETEAM POWER TECHNOLOGY S.A.","Ingecon Sun 1500TL U B578 Indoor [450V]",0.97499999999999998,"No",97.5,1500]
["INGETEAM POWER TECHNOLOGY S.A.","Ingecon Sun 1500TL U B578 Outdoor [450V]",0.97499999999999998,"No",97.5,1500]
["INGETEAM POWER TECHNOLOGY S.A.","Ingecon Sun 1560TL U B600 Indoor [450V]",0.98,"No",98,1560]
["INGETEAM POWER TECHNOLOGY S.A.","Ingecon Sun 1560TL U B600 Outdoor [450V]",0.98,"No",98,1560]
["INGETEAM POWER TECHNOLOGY S.A.","Ingecon Sun 1600TL U B615 Indoor [450V]",0.98,"No",98,1600]
["INGETEAM POWER TECHNOLOGY S.A.","Ingecon Sun 1600TL U B615 Outdoor [450V]",0.98,"No",98,1600]
["INGETEAM POWER TECHNOLOGY S.A.","Ingecon Sun 1640TL U B630 Indoor [450V]",0.98,"No",98,1640]
["INGETEAM POWER TECHNOLOGY S.A.","Ingecon Sun 1640TL U B630 Outdoor [450V]",0.98,"No",98,1640]
["Involar","MAC250A-240-NA",0.93,"Yes",93,0.23]
["Involar","MAC500-XX",0.94499999999999995,"Yes",94.5,0.5]
["iPower","SHO-1.1 [120V]",0.90500000000000003,"No",90.5,1.1000000000000001]
["iPower","SHO-2.0 [240V]",0.92,"No",92,2]
["iPower","SHO-2.5 [240V]",0.94499999999999995,"No",94.5,2.5]
["iPower","SHO-3.0 [240V]",0.93500000000000005,"No",93.5,3]
["iPower","SHO-3.5 [240V]",0.95499999999999996,"No",95.5,3.5]
["iPower","SHO-4.6 [208V]",0.95499999999999996,"No",95.5,4.5999999999999996]
["iPower","SHO-4.8 [240V]",0.96,"No",96,4.8]
["iPower","SHO-5.2 [240V]",0.96,"No",96,5.2]
["Jema Energy","JAE7140",0.95499999999999996,"No",95.5,100]
["Jema Energy","JAE7141",0.95,"No",95,100]
["Jema Energy","IF500TL-UL OUTDOOR",0.96,"No",96,500]
["Jema Energy","IF600TL-UL OUTDOOR",0.96,"No",96,600]
["Jiangsu Zeversolar New Energy","Evershine TL3000-US-208",0.96,"No",96,2.98]
["Jiangsu Zeversolar New Energy","Evershine TL3000-US-240",0.96499999999999997,"No",96.5,2.98]
["Jiangsu Zeversolar New Energy","Evershine TL4000-US-208",0.96499999999999997,"No",96.5,3.97]
["Jiangsu Zeversolar New Energy","Evershine TL4000-US-240",0.96499999999999997,"No",96.5,3.99]
["Jiangsu Zeversolar New Energy","Evershine TL5000-US-208",0.96,"No",96,5]
["Jiangsu Zeversolar New Energy","Evershine TL5000-US-240",0.96499999999999997,"No",96.5,5]
["Jiangsu Zeversolar New Energy","Evershine TL6000-US-208",0.96,"No",96,5.32]
["Jiangsu Zeversolar New Energy","Evershine TL6000-US-240",0.96499999999999997,"No",96.5,5.99]
["Jiangyin Hareon Power","HR-240P-AC/Bb [208V]",0.95,"Yes",95,0.24]
["Jiangyin Hareon Power","HR-240P-AC/Bb [240V]",0.95,"Yes",95,0.24]
["Jiangyin Hareon Power","HR-240P-AC/BbP [208V]",0.95,"Yes",95,0.24]
["Jiangyin Hareon Power","HR-240P-AC/BbP [240V]",0.95,"Yes",95,0.24]
["Jiangyin Hareon Power","HR-245P-AC/Bb [208V]",0.95,"Yes",95,0.24]
["Jiangyin Hareon Power","HR-245P-AC/Bb [240V]",0.95,"Yes",95,0.24]
["Jiangyin Hareon Power","HR-245P-AC/BbP [208V]",0.95,"Yes",95,0.24]
["Jiangyin Hareon Power","HR-245P-AC/BbP [240V]",0.95,"Yes",95,0.24]
["Jiangyin Hareon Power","HR-250-AC/Cb [208V]",0.95,"Yes",95,0.24]
["Jiangyin Hareon Power","HR-250-AC/Cb [240V]",0.95,"Yes",95,0.24]
["Jiangyin Hareon Power","HR-250P-AC/Bb [208V]",0.95,"Yes",95,0.24]
["Jiangyin Hareon Power","HR-250P-AC/Bb [240V]",0.95,"Yes",95,0.24]
["Jiangyin Hareon Power","HR-250P-AC/BbP [208V]",0.95,"Yes",95,0.24]
["Jiangyin Hareon Power","HR-250P-AC/BbP [240V]",0.95,"Yes",95,0.24]
["Jiangyin Hareon Power","HR-255-AC/Cb [208V]",0.95,"Yes",95,0.24]
["Jiangyin Hareon Power","HR-255-AC/Cb [240V]",0.95,"Yes",95,0.24]
["Jiangyin Hareon Power","HR-255P-AC/Bb [208V]",0.95,"Yes",95,0.24]
["Jiangyin Hareon Power","HR-255P-AC/Bb [240V]",0.95,"Yes",95,0.24]
["Jiangyin Hareon Power","HR-255P-AC/BbP [208V]",0.95,"Yes",95,0.24]
["Jiangyin Hareon Power","HR-255P-AC/BbP [240V]",0.95,"Yes",95,0.24]
["Jiangyin Hareon Power","HR-260-AC/Cb [208V]",0.95,"Yes",95,0.24]
["Jiangyin Hareon Power","HR-260-AC/Cb [240V]",0.95,"Yes",95,0.24]
["Jiangyin Hareon Power","HR-260P-AC/Bb [208V]",0.95,"Yes",95,0.24]
["Jiangyin Hareon Power","HR-260P-AC/Bb [240V]",0.95,"Yes",95,0.24]
["Jiangyin Hareon Power","HR-260P-AC/BbP [208V]",0.95,"Yes",95,0.24]
["Jiangyin Hareon Power","HR-260P-AC/BbP [240V]",0.95,"Yes",95,0.24]
["Jiangyin Hareon Power","HR-265-AC/Cb [208V]",0.95,"Yes",95,0.24]
["Jiangyin Hareon Power","HR-265-AC/Cb [240V]",0.95,"Yes",95,0.24]
["Jiangyin Hareon Power","HR-270-AC/Cb [208V]",0.95,"Yes",95,0.24]
["Jiangyin Hareon Power","HR-270-AC/Cb [240V]",0.95,"Yes",95,0.24]
["Jinko Solar Co., Ltd.","JKMS300M-60BL-EP [208V]",0.97,"Yes",97,0.24]
["Jinko Solar Co., Ltd.","JKMS300M-60BL-EP [240V]",0.97,"Yes",97,0.24]
["Jinko Solar Co., Ltd.","JKMS305M-60BL-EP [208V]",0.97,"Yes",97,0.24]
["Jinko Solar Co., Ltd.","JKMS305M-60BL-EP [240V]",0.97,"Yes",97,0.24]
["Jinko Solar Co., Ltd.","JKMS305M-60L-EP [208V]",0.97,"Yes",97,0.24]
["Jinko Solar Co., Ltd.","JKMS305M-60L-EP [240V]",0.97,"Yes",97,0.24]
["Jinko Solar Co., Ltd.","JKMS310M-60BL-EP [208V]",0.97,"Yes",97,0.24]
["Jinko Solar Co., Ltd.","JKMS310M-60BL-EP [240V]",0.97,"Yes",97,0.24]
["Jinko Solar Co., Ltd.","JKMS310M-60L-EP [208V]",0.97,"Yes",97,0.24]
["Jinko Solar Co., Ltd.","JKMS310M-60L-EP [240V]",0.97,"Yes",97,0.24]
["Jinko Solar Co., Ltd.","JKMS315M-60BL-EP [208V]",0.97,"Yes",97,0.24]
["Jinko Solar Co., Ltd.","JKMS315M-60BL-EP [240V]",0.97,"Yes",97,0.24]
["Jinko Solar Co., Ltd.","JKMS315M-60L-EP [208V]",0.97,"Yes",97,0.24]
["Jinko Solar Co., Ltd.","JKMS315M-60L-EP [240V]",0.97,"Yes",97,0.24]
["Jinko Solar Co., Ltd.","JKMS320M-60BL-EP [208V]",0.97,"Yes",97,0.24]
["Jinko Solar Co., Ltd.","JKMS320M-60BL-EP [240V]",0.97,"Yes",97,0.24]
["Jinko Solar Co., Ltd.","JKMS320M-60L-EP [208V]",0.97,"Yes",97,0.24]
["Jinko Solar Co., Ltd.","JKMS320M-60L-EP [240V]",0.97,"Yes",97,0.24]
["Jinko Solar Co., Ltd.","JKMS325M-60BL-EP [208V]",0.97,"Yes",97,0.24]
["Jinko Solar Co., Ltd.","JKMS325M-60BL-EP [240V]",0.97,"Yes",97,0.24]
["Jinko Solar Co., Ltd.","JKMS325M-60L-EP [208V]",0.97,"Yes",97,0.24]
["Jinko Solar Co., Ltd.","JKMS325M-60L-EP [240V]",0.97,"Yes",97,0.24]
["Jinko Solar Co., Ltd.","JKMS330M-60L-EP [208V]",0.97,"Yes",97,0.24]
["Jinko Solar Co., Ltd.","JKMS330M-60L-EP [240V]",0.97,"Yes",97,0.24]
["Jinko Solar Co.,Ltd.","JKMS260M-60B-EP [240V]",0.97,"Yes",97,0.23]
["Jinko Solar Co.,Ltd.","JKMS265M-60B-EP [240V]",0.97,"Yes",97,0.23]
["Jinko Solar Co.,Ltd.","JKMS270M-60B-EP [240V]",0.97,"Yes",97,0.23]
["Jinko Solar Co.,Ltd.","JKMS275M-60B-EP [240V]",0.97,"Yes",97,0.23]
["Jinko Solar Co.,Ltd.","JKMS275M-60-EP [240V]",0.97,"Yes",97,0.23]
["Jinko Solar Co.,Ltd.","JKMS280M-60B-EP [240V]",0.97,"Yes",97,0.23]
["Jinko Solar Co.,Ltd.","JKMS280M-60-EP [240V]",0.97,"Yes",97,0.23]
["Jinko Solar Co.,Ltd.","JKMS285M-60B-EP [240V]",0.97,"Yes",97,0.23]
["Jinko Solar Co.,Ltd.","JKMS285M-60-EP [240V]",0.97,"Yes",97,0.23]
["Jinko Solar Co.,Ltd.","JKMS290M-60B-EP [240V]",0.97,"Yes",97,0.23]
["Jinko Solar Co.,Ltd.","JKMS290M-60-EP [240V]",0.97,"Yes",97,0.23]
["Jinko Solar Co.,Ltd.","JKMS295M-60B-EP [240V]",0.97,"Yes",97,0.23]
["Jinko Solar Co.,Ltd.","JKMS295M-60-EP [240V]",0.97,"Yes",97,0.23]
["Jinko Solar Co.,Ltd.","JKMS300M-60-EP [240V]",0.97,"Yes",97,0.23]
["KACO","blueplanet Ultraverter 250",0.97499999999999998,"Yes",97.5,0.25]
["KACO","blueplanet 1501xi [240V]",0.95,"No",95,1.5]
["KACO","blueplanet 1502x [208V]",0.95499999999999996,"No",95.5,1.5]
["KACO","blueplanet 1502xi [208V]",0.95499999999999996,"No",95.5,1.5]
["KACO","blueplanet 1502x [240V]",0.94,"No",94,1.67]
["KACO","blueplanet 1502xi [240V]",0.94,"No",94,1.67]
["KACO","blueplanet 2.0 TL1 M1 WM OD US3x [208V]",0.96,"No",96,2.04]
["KACO","blueplanet 2.0 TL1 M1 WM OD US3x [240V]",0.96499999999999997,"No",96.5,2.0699999999999998]
["KACO","blueplanet 2502x [208V]",0.95,"No",95,2.5]
["KACO","blueplanet 2502x [240V]",0.95499999999999996,"No",95.5,2.5]
["KACO","blueplanet 2502xi [208V]",0.95,"No",95,2.5]
["KACO","blueplanet 2502xi [240V]",0.95499999999999996,"No",95.5,2.5]
["KACO","blueplanet 2901xi [240V]",0.94,"No",94,2.86]
["KACO","blueplanet 3.0 TL1 M1 WM OD US3x [208V]",0.96,"No",96,3.05]
["KACO","blueplanet 3.0 TL1 M1 WM OD US3x [240V]",0.96499999999999997,"No",96.5,3.12]
["KACO","blueplanet 3502x [208V]",0.95499999999999996,"No",95.5,3.5]
["KACO","blueplanet 3502x [240V]",0.95499999999999996,"No",95.5,3.5]
["KACO","blueplanet 3502xi [208V]",0.95499999999999996,"No",95.5,3.5]
["KACO","blueplanet 3502xi [240V]",0.95499999999999996,"No",95.5,3.5]
["KACO","blueplanet 3601xi [240V]",0.93500000000000005,"No",93.5,3.6]
["KACO","blueplanet 4.0 TL1 M1 WM OD US3x [208V]",0.96499999999999997,"No",96.5,4.0599999999999996]
["KACO","blueplanet 4.0 TL1 M1 WM OD US3x [240V]",0.96499999999999997,"No",96.5,4.1500000000000004]
["KACO","blueplanet 5.0 TL1 M1 WM OD US3x [208V]",0.96499999999999997,"No",96.5,4.6500000000000004]
["KACO","blueplanet 5002x [208V]",0.95,"No",95,5]
["KACO","blueplanet 5002x [240V]",0.95499999999999996,"No",95.5,5]
["KACO","blueplanet 5002xi [208V]",0.95,"No",95,5]
["KACO","blueplanet 5002xi [240V]",0.95499999999999996,"No",95.5,5]
["KACO","blueplanet 5.0 TL1 M1 WM OD US3x [240V]",0.96499999999999997,"No",96.5,5.17]
["KACO","blueplanet 6400M [208V]",0.96499999999999997,"No",96.5,6.4]
["KACO","blueplanet 6400M [240V]",0.96499999999999997,"No",96.5,6.4]
["KACO","blueplanet 6400x [208V]",0.96499999999999997,"No",96.5,6.4]
["KACO","blueplanet 6400x [240V]",0.96499999999999997,"No",96.5,6.4]
["KACO","blueplanet 6400xi [208V]",0.96499999999999997,"No",96.5,6.4]
["KACO","blueplanet 6400xi [240V]",0.96499999999999997,"No",96.5,6.4]
["KACO","blueplanet 7600M [208V]",0.96499999999999997,"No",96.5,7.6]
["KACO","blueplanet 7600M [240V]",0.96499999999999997,"No",96.5,7.6]
["KACO","blueplanet 7600x [208V]",0.96499999999999997,"No",96.5,7.6]
["KACO","blueplanet 7600x [240V]",0.96499999999999997,"No",96.5,7.6]
["KACO","blueplanet 7600xi [208V]",0.96499999999999997,"No",96.5,7.6]
["KACO","blueplanet 7600xi [240V]",0.96499999999999997,"No",96.5,7.6]
["KACO","blueplanet 10.0 TL3 [480V]",0.97,"No",97,9.99]
["KACO","XP10U-H4 (-PSD) [480V]",0.97,"No",97,9.99]
["KACO","blueplanet 32.0 TL3 M1 [480V]",0.97,"No",97,32]
["KACO","blueplanet 32.0 TL3 M3 [480V]",0.97,"No",97,32]
["KACO","blueplanet 40.0 TL3 M1 [480V]",0.97499999999999998,"No",97.5,40]
["KACO","blueplanet 40.0 TL3 M3 [480V]",0.97499999999999998,"No",97.5,40]
["KACO","XP42U-H2 [208V]",0.95499999999999996,"No",95.5,41.35]
["KACO","blueplanet 50.0 TL3 M1 [480V]",0.97499999999999998,"No",97.5,51.28]
["KACO","blueplanet 50.0 TL3 M3 [480V]",0.97499999999999998,"No",97.5,51.28]
["KACO","XP50U-H4 [480V]",0.96,"No",96,51.3]
["KACO","XP100U-H2 [480V]",0.95499999999999996,"No",95.5,100]
["KACO","XP100U-H4 [480V]",0.96,"No",96,100]
["KACO","XP500U-TL",0.98,"No",98,500]
["KACO","XP550U-TL",0.98,"No",98,550]
["KACO","KACO blueplanet 750 TL3 750 TL3 M1 GM OD USX0",0.98,"No",98,749.4]
["KACO","KACO blueplanet 875 TL3 875 TL3 M1 GM OD USX0",0.98,"No",98,874]
["KACO","KACO blueplanet 1000 TL3 1000 TL3 M1 GM OD USX0",0.98,"No",98,1000]
["KACO","KACO blueplanet 1500 TL3 M1 GM OD USX0",0.98,"No",98,1500]
["KACO","KACO blueplanet 2200 TL3 M1 GM OD USX0",0.98,"No",98,2000]
["Kostal Solar Electric","Piko 5.3 US",0.94,"No",94,5.3]
["LeadSolar Energy Co., Ltd","LS560 [240V]",0.95499999999999996,"Yes",95.5,0.5]
["LeadSolar Energy Co., Ltd","LS600 [240V]",0.95499999999999996,"Yes",95.5,0.5]
["LeadSolar Energy Co., Ltd","LS600T [208V]",0.95,"Yes",95,0.5]
["LeadSolar Energy Co., Ltd","LS600ES [277V]",0.96,"Yes",96,0.6]
["LeadSolar Energy Co., Ltd","LS700TS-208 [208V]",0.95499999999999996,"Yes",95.5,0.6]
["LeadSolar Energy Co., Ltd","LS700S [208V]",0.95499999999999996,"Yes",95.5,0.60599999999999998]
["LeadSolar Energy Co., Ltd","LS650S [277V]",0.96,"Yes",96,0.65]
["LeadSolar Energy Co., Ltd","LS700S [277V]",0.96,"Yes",96,0.7]
["LeadSolar Energy Co., Ltd","LS700TS-240 [240V]",0.95499999999999996,"Yes",95.5,0.7]
["LeadSolar Energy Co., Ltd","LS600X [240V]",0.96,"Yes",96,0.70799999999999996]
["LeadSolar Energy Co., Ltd","LS1400-240V [240V]",0.95,"No",95,1.4]
["Leatec Fine Ceramics","CM21-0113 [240V]",0.96,"Yes",96,0.28599999999999998]
["LG Electronics Inc.","LG315E1K-A5 [208V]",0.97,"Yes",97,0.28000000000000003]
["LG Electronics Inc.","LG315E1K-A5 [240V]",0.97,"Yes",97,0.28000000000000003]
["LG Electronics Inc.","LG320E1K-A5 [208V]",0.97,"Yes",97,0.28000000000000003]
["LG Electronics Inc.","LG320E1K-A5 [240V]",0.97,"Yes",97,0.28000000000000003]
["LG Electronics Inc.","LG325E1C-A5 [208V]",0.97,"Yes",97,0.28000000000000003]
["LG Electronics Inc.","LG325E1C-A5 [240V]",0.97,"Yes",97,0.28000000000000003]
["LG Electronics Inc.","LG325E1K-A5 [208V]",0.97,"Yes",97,0.28000000000000003]
["LG Electronics Inc.","LG325E1K-A5 [240V]",0.97,"Yes",97,0.28000000000000003]
["LG Electronics Inc.","LG330E1C-A5 [208V]",0.97,"Yes",97,0.28000000000000003]
["LG Electronics Inc.","LG330E1C-A5 [240V]",0.97,"Yes",97,0.28000000000000003]
["LG Electronics Inc.","LG335E1C-A5 [208V]",0.97,"Yes",97,0.28000000000000003]
["LG Electronics Inc.","LG335E1C-A5 [240V]",0.97,"Yes",97,0.28000000000000003]
["LG Electronics Inc.","LG295A1C-B3 [208V]",0.96,"Yes",96,0.29969299999999999]
["LG Electronics Inc.","LG295A1W-B3 [208V]",0.96,"Yes",96,0.29969299999999999]
["LG Electronics Inc.","LG300A1C-B3 [208V]",0.96,"Yes",96,0.29969299999999999]
["LG Electronics Inc.","LG300A1W-B3 [208V]",0.96,"Yes",96,0.29969299999999999]
["LG Electronics Inc.","LG305A1C-B3 [208V]",0.96,"Yes",96,0.29969299999999999]
["LG Electronics Inc.","LG305A1W-B3 [208V]",0.96,"Yes",96,0.29969299999999999]
["LG Electronics Inc.","LM305UE-G1 [208V]",0.96,"Yes",96,0.29969299999999999]
["LG Electronics Inc.","LG295A1C-B3 [240V]",0.96499999999999997,"Yes",96.5,0.30496800000000002]
["LG Electronics Inc.","LG295A1W-B3 [240V]",0.96499999999999997,"Yes",96.5,0.30496800000000002]
["LG Electronics Inc.","LG300A1C-B3 [240V]",0.96499999999999997,"Yes",96.5,0.30496800000000002]
["LG Electronics Inc.","LG300A1W-B3 [240V]",0.96499999999999997,"Yes",96.5,0.30496800000000002]
["LG Electronics Inc.","LG305A1C-B3 [240V]",0.96499999999999997,"Yes",96.5,0.30496800000000002]
["LG Electronics Inc.","LG305A1W-B3 [240V]",0.96499999999999997,"Yes",96.5,0.30496800000000002]
["LG Electronics Inc.","LM305UE-G1 [240V]",0.96499999999999997,"Yes",96.5,0.30496800000000002]
["LG Electronics Inc.","LG355A1C-A5  [208V]",0.96,"Yes",96,0.32]
["LG Electronics Inc.","LG355A1C-A5 [240V]",0.97,"Yes",97,0.32]
["LG Electronics Inc.","LG360A1C-A5 [208V]",0.96,"Yes",96,0.32]
["LG Electronics Inc.","LG360A1C-A5 [240V]",0.97,"Yes",97,0.32]
["LG Electronics Inc.","LG365A1C-A5 [208V]",0.96,"Yes",96,0.32]
["LG Electronics Inc.","LG365A1C-A5 [240V]",0.97,"Yes",97,0.32]
["LG Electronics Inc.","LG370A1C-A5 [208V]",0.96,"Yes",96,0.32]
["LG Electronics Inc.","LG370A1C-A5 [240V]",0.97,"Yes",97,0.32]
["LG Electronics Inc.","LG365A1C-V5 [240V]",0.96799999999999997,"Yes",96.8,0.32100000000000001]
["LG Electronics Inc.","LG370A1C-V5 [240V]",0.96799999999999997,"Yes",96.8,0.32100000000000001]
["LG Electronics Inc.","LG375A1C-V5 [240V]",0.96799999999999997,"Yes",96.8,0.32100000000000001]
["LG Electronics Inc.","LG380A1C-V5 [240V]",0.96799999999999997,"Yes",96.8,0.32100000000000001]
["LG Electronics Inc.","LM320UE-A2 [240V]",0.96799999999999997,"Yes",96.8,0.32100000000000001]
["LG Electronics Inc.","LG365A1C-V5 [208V]",0.96400000000000008,"Yes",96.4,0.32200000000000001]
["LG Electronics Inc.","LG370A1C-V5 [208V]",0.96400000000000008,"Yes",96.4,0.32200000000000001]
["LG Electronics Inc.","LG375A1C-V5 [208V]",0.96400000000000008,"Yes",96.4,0.32200000000000001]
["LG Electronics Inc.","LG380A1C-V5 [208V]",0.96400000000000008,"Yes",96.4,0.32200000000000001]
["LG Electronics Inc.","LM320UE-A2 [208V]",0.96400000000000008,"Yes",96.4,0.32200000000000001]
["LG Electronics Inc.","A005KEEN261 [208V]",0.98,"No",98,5]
["LG Electronics Inc.","A005KEEN261 [240V]",0.98,"No",98,5]
["LG Electronics Inc.","D007KEEN261 [208V]",0.97499999999999998,"No",97.5,6.6559999999999997]
["LG Electronics Inc.","D007KEEN261 [240V]",0.97499999999999998,"No",97.5,7.68]
["Lixma Tech","LSI4000 [240V]",0.95,"No",95,4.03]
["Mage Solar","POWERTEC Plus 240 / 6 PL-US AC [240V]",0.95,"Yes",95,0.24]
["Mage Solar","POWERTEC Plus 245 / 6 PL US AC [240V]",0.95,"Yes",95,0.24]
["Mage Solar USA","POWERTEC Plus 250 / 6 PL US AC [208V]",0.95,"Yes",95,0.24]
["Mage Solar USA","POWERTEC Plus 250 / 6 PL US AC [240V]",0.95,"Yes",95,0.24]
["Ming Shen Energy Technology","EnerBridge Emi_301RD [240V]",0.96,"Yes",96,0.28999999999999998]
["Mohr Power","MPS1100EVR [120V]",0.90500000000000003,"No",90.5,1.1000000000000001]
["Mohr Power","MPS2000EVR [240V]",0.92,"No",92,2]
["Mohr Power","MPS2500 [240V]",0.94499999999999995,"No",94.5,2.5]
["Mohr Power","MPS3000 [240V]",0.93500000000000005,"No",93.5,3]
["Mohr Power","MPS3500 [240V]",0.95499999999999996,"No",95.5,3.5]
["Mohr Power","MPS4600 [208V]",0.95499999999999996,"No",95.5,4.5999999999999996]
["Mohr Power","MPS4800 [240V]",0.96,"No",96,4.8]
["Mohr Power","MPS5200 [240V]",0.96,"No",96,5.2]
["Motech Industries","PVMate 2900U [208V]",0.95499999999999996,"No",95.5,2.7]
["Motech Industries","PVMate 2900U-POS [208V]",0.95499999999999996,"No",95.5,2.7]
["Motech Industries","PVMate 3000U [208V]",0.95499999999999996,"No",95.5,2.81]
["Motech Industries","PVMate 3000U-PG [208V]",0.95499999999999996,"No",95.5,2.81]
["Motech Industries","PVMate 2900U [240V]",0.96,"No",96,2.9]
["Motech Industries","PVMate 2900U-POS [240V]",0.96,"No",96,2.9]
["Motech Industries","PVMate 3000U [240V]",0.96,"No",96,3.01]
["Motech Industries","PVMate 3000U-PG [240V]",0.96,"No",96,3.01]
["Motech Industries","PVMate 3840U [208V]",0.95499999999999996,"No",95.5,3.32]
["Motech Industries","PVMate 3840U-POS [208V]",0.95499999999999996,"No",95.5,3.32]
["Motech Industries","PVMate 3900U [208V]",0.95499999999999996,"No",95.5,3.4]
["Motech Industries","PVMate 3900U-POS [208V]",0.95499999999999996,"No",95.5,3.4]
["Motech Industries","PVMate 4000U [208V]",0.95499999999999996,"No",95.5,3.51]
["Motech Industries","PVMate 4000U-PG [208V]",0.95499999999999996,"No",95.5,3.51]
["Motech Industries","PVMate 3840U [240V]",0.96,"No",96,3.84]
["Motech Industries","PVMate 3840U-POS [240V]",0.96,"No",96,3.84]
["Motech Industries","PVMate 3900U [240V]",0.96,"No",96,3.9]
["Motech Industries","PVMate 3900U-POS [240V]",0.96,"No",96,3.9]
["Motech Industries","PVMate 4000U [240V]",0.96,"No",96,4.0199999999999996]
["Motech Industries","PVMate 4000U-PG [240V]",0.96,"No",96,4.0199999999999996]
["Motech Industries","PVMate 4900U [208V]",0.96,"No",96,4.3]
["Motech Industries","PVMate 4900U-POS [208V]",0.96,"No",96,4.3]
["Motech Industries","PVMate 5000U [208V]",0.96,"No",96,4.4000000000000004]
["Motech Industries","PVMate 5000U-PG [208V]",0.96,"No",96,4.4000000000000004]
["Motech Industries","PVMate 5300U [208V]",0.95499999999999996,"No",95.5,4.5999999999999996]
["Motech Industries","PVMate 5300U-POS [208V]",0.95499999999999996,"No",95.5,4.5999999999999996]
["Motech Industries","PVMate 4900U [240V]",0.96,"No",96,4.9000000000000004]
["Motech Industries","PVMate 4900U-POS [240V]",0.96,"No",96,4.9000000000000004]
["Motech Industries","PVMate 5000U [240V]",0.96,"No",96,5.01]
["Motech Industries","PVMate 5000U-PG [240V]",0.96,"No",96,5.01]
["Motech Industries","PVMate 5300U [240V]",0.96,"No",96,5.3]
["Motech Industries","PVMate 5300U-POS [240V]",0.96,"No",96,5.3]
["Motech Industries","PVMate 6500U [208V]",0.95499999999999996,"No",95.5,6.43]
["Motech Industries","PVMate 6500U [240V]",0.96,"No",96,6.45]
["Motech Industries","PVMate 6500U [277V]",0.96,"No",96,6.45]
["Motech Industries","PVMate 7500U [208V]",0.95499999999999996,"No",95.5,7.43]
["Motech Industries","PVMate 7500U [240V]",0.96,"No",96,7.45]
["Motech Industries","PVMate 7500U [277V]",0.96,"No",96,7.46]
["NeoVolta Inc.","NV7600 [208V]",0.96499999999999997,"No",96.5,7.4473000000000003]
["NeoVolta Inc.","NV7600 [240V]",0.96499999999999997,"No",96.5,7.657]
["Nextronex Energy Systems","Ray-Max 150",0.96,"No",96,150]
["Nidec ASI","PV800A60UNO04LNU0NN [600V]",0.98,"No",98,802.9]
["Ningbo Ginlong Technologies Co., Ltd.","Solis-100K-EHV-5G [600V]",0.98499999999999999,"No",98.5,100.084]
["Ningbo Ginlong Technologies Co., Ltd.","Solis-125K-EHV-5G [600V]",0.98499999999999999,"No",98.5,125.083]
["Ningbo Ginlong Technologies Co.,Ltd.","GCI-1K-2G-H-US [208V]",0.96,"Yes",96,0.99]
["Ningbo Ginlong Technologies Co.,Ltd.","GCI-1K-2G-H-US [240V]",0.96,"Yes",96,0.99]
["Ningbo Ginlong Technologies Co.,Ltd.","GCI-1K-2G-W-US [208V]",0.96,"Yes",96,0.99]
["Ningbo Ginlong Technologies Co.,Ltd.","GCI-1K-2G-W-US [240V]",0.96,"Yes",96,0.99]
["Ningbo Ginlong Technologies Co.,Ltd.","Solis-1K-2G-US [208V]",0.96,"Yes",96,0.99]
["Ningbo Ginlong Technologies Co.,Ltd.","Solis-1K-2G-US [240V]",0.96,"Yes",96,0.99]
["Ningbo Ginlong Technologies Co.,Ltd.","GCI-1.5K-2G-H-US [208V]",0.96,"No",96,1.49]
["Ningbo Ginlong Technologies Co.,Ltd.","GCI-1.5K-2G-H-US [240V]",0.96,"No",96,1.49]
["Ningbo Ginlong Technologies Co.,Ltd.","GCI-1.5K-2G-W-US [208V]",0.96,"No",96,1.49]
["Ningbo Ginlong Technologies Co.,Ltd.","GCI-1.5K-2G-W-US [240V]",0.96,"No",96,1.49]
["Ningbo Ginlong Technologies Co.,Ltd.","Solis-1.5K-2G-US [208V]",0.96,"No",96,1.49]
["Ningbo Ginlong Technologies Co.,Ltd.","Solis-1.5K-2G-US [240V]",0.96,"No",96,1.49]
["Ningbo Ginlong Technologies Co.,Ltd.","GCI-2K-2G-H-US [208V]",0.96499999999999997,"No",96.5,1.99]
["Ningbo Ginlong Technologies Co.,Ltd.","GCI-2K-2G-H-US [240V]",0.96499999999999997,"No",96.5,1.99]
["Ningbo Ginlong Technologies Co.,Ltd.","GCI-2K-2G-W-US [208V]",0.96499999999999997,"No",96.5,1.99]
["Ningbo Ginlong Technologies Co.,Ltd.","GCI-2K-2G-W-US [240V]",0.96499999999999997,"No",96.5,1.99]
["Ningbo Ginlong Technologies Co.,Ltd.","Solis-2K-2G-US [208V]",0.96499999999999997,"No",96.5,1.99]
["Ningbo Ginlong Technologies Co.,Ltd.","Solis-2K-2G-US [240V]",0.96499999999999997,"No",96.5,1.99]
["Ningbo Ginlong Technologies Co.,Ltd.","GCI-2K [240V]",0.94,"No",94,2]
["Ningbo Ginlong Technologies Co.,Ltd.","GCI-2.5K-2G-H-US [208V]",0.96499999999999997,"No",96.5,2.4900000000000002]
["Ningbo Ginlong Technologies Co.,Ltd.","GCI-2.5K-2G-H-US [240V]",0.96499999999999997,"No",96.5,2.4900000000000002]
["Ningbo Ginlong Technologies Co.,Ltd.","GCI-2.5K-2G-W-US [208V]",0.96499999999999997,"No",96.5,2.4900000000000002]
["Ningbo Ginlong Technologies Co.,Ltd.","GCI-2.5K-2G-W-US [240V]",0.96499999999999997,"No",96.5,2.4900000000000002]
["Ningbo Ginlong Technologies Co.,Ltd.","Solis-2.5K-2G-US [208V]",0.96499999999999997,"No",96.5,2.4900000000000002]
["Ningbo Ginlong Technologies Co.,Ltd.","Solis-2.5K-2G-US [240V]",0.96499999999999997,"No",96.5,2.4900000000000002]
["Ningbo Ginlong Technologies Co.,Ltd.","Solis-1P2.5K-4G-US [240V]",0.97,"No",97,2.5]
["Ningbo Ginlong Technologies Co.,Ltd.","GCI-3K-2G-H-US [208V]",0.96499999999999997,"No",96.5,2.99]
["Ningbo Ginlong Technologies Co.,Ltd.","GCI-3K-2G-H-US [240V]",0.97,"No",97,2.99]
["Ningbo Ginlong Technologies Co.,Ltd.","GCI-3K-2G-W-US [208V]",0.96499999999999997,"No",96.5,2.99]
["Ningbo Ginlong Technologies Co.,Ltd.","GCI-3K-2G-W-US [240V]",0.97,"No",97,2.99]
["Ningbo Ginlong Technologies Co.,Ltd.","Solis-3K-2G-US [208V]",0.96499999999999997,"No",96.5,2.99]
["Ningbo Ginlong Technologies Co.,Ltd.","Solis-3K-2G-US [240V]",0.97,"No",97,2.99]
["Ningbo Ginlong Technologies Co.,Ltd.","Solis-1P3K-4G-US [240V]",0.97,"No",97,3]
["Ningbo Ginlong Technologies Co.,Ltd.","GCI-3.6K-2G-H-US [208V]",0.96499999999999997,"No",96.5,3.59]
["Ningbo Ginlong Technologies Co.,Ltd.","GCI-3.6K-2G-H-US [240V]",0.96499999999999997,"No",96.5,3.59]
["Ningbo Ginlong Technologies Co.,Ltd.","GCI-3.6K-2G-W-US [208V]",0.96499999999999997,"No",96.5,3.59]
["Ningbo Ginlong Technologies Co.,Ltd.","GCI-3.6K-2G-W-US [240V]",0.96499999999999997,"No",96.5,3.59]
["Ningbo Ginlong Technologies Co.,Ltd.","Solis-3.6K-2G-US [208V]",0.96499999999999997,"No",96.5,3.59]
["Ningbo Ginlong Technologies Co.,Ltd.","Solis-3.6K-2G-US [240V]",0.96499999999999997,"No",96.5,3.59]
["Ningbo Ginlong Technologies Co.,Ltd.","Solis-1P3.6K-4G-US [240V]",0.97,"No",97,3.6]
["Ningbo Ginlong Technologies Co.,Ltd.","GCI-4K-2G-H-US [208V]",0.97,"No",97,3.99]
["Ningbo Ginlong Technologies Co.,Ltd.","GCI-4K-2G-H-US [240V]",0.97,"No",97,3.99]
["Ningbo Ginlong Technologies Co.,Ltd.","GCI-4K-2G-W-US [208V]",0.97,"No",97,3.99]
["Ningbo Ginlong Technologies Co.,Ltd.","GCI-4K-2G-W-US [240V]",0.97,"No",97,3.99]
["Ningbo Ginlong Technologies Co.,Ltd.","Solis-4K-2G-US [208V]",0.97,"No",97,3.99]
["Ningbo Ginlong Technologies Co.,Ltd.","Solis-4K-2G-US [240V]",0.97,"No",97,3.99]
["Ningbo Ginlong Technologies Co.,Ltd.","Solis-1P4K-4G-US [240V]",0.97,"No",97,4]
["Ningbo Ginlong Technologies Co.,Ltd.","GCI-4.6K-2G-H-US [208V]",0.97,"No",97,4.59]
["Ningbo Ginlong Technologies Co.,Ltd.","GCI-4.6K-2G-H-US [240V]",0.97,"No",97,4.59]
["Ningbo Ginlong Technologies Co.,Ltd.","GCI-4.6K-2G-W-US [208V]",0.97,"No",97,4.59]
["Ningbo Ginlong Technologies Co.,Ltd.","GCI-4.6K-2G-W-US [240V]",0.97,"No",97,4.59]
["Ningbo Ginlong Technologies Co.,Ltd.","Solis-4.6K-2G-US [208V]",0.97,"No",97,4.59]
["Ningbo Ginlong Technologies Co.,Ltd.","Solis-4.6K-2G-US [240V]",0.97,"No",97,4.59]
["Ningbo Ginlong Technologies Co.,Ltd.","Solis-1P4.6K-4G-US [240V]",0.97,"No",97,4.5999999999999996]
["Ningbo Ginlong Technologies Co.,Ltd.","GCI-5K-2G-H-US [208V]",0.97,"No",97,4.99]
["Ningbo Ginlong Technologies Co.,Ltd.","GCI-5K-2G-H-US [240V]",0.97,"No",97,4.99]
["Ningbo Ginlong Technologies Co.,Ltd.","GCI-5K-2G-W-US [208V]",0.97,"No",97,4.99]
["Ningbo Ginlong Technologies Co.,Ltd.","GCI-5K-2G-W-US [240V]",0.97,"No",97,4.99]
["Ningbo Ginlong Technologies Co.,Ltd.","Solis-5K-2G-US [208V]",0.97,"No",97,4.99]
["Ningbo Ginlong Technologies Co.,Ltd.","Solis-5K-2G-US [240V]",0.97,"No",97,4.99]
["Ningbo Ginlong Technologies Co.,Ltd.","GCI-5K-DB [240V]",0.95499999999999996,"No",95.5,5]
["Ningbo Ginlong Technologies Co.,Ltd.","GCI-5K-W [240V]",0.95499999999999996,"No",95.5,5]
["Ningbo Ginlong Technologies Co.,Ltd.","Solis 5000-DB [240V]",0.95499999999999996,"No",95.5,5]
["Ningbo Ginlong Technologies Co.,Ltd.","Solis-1P5K-4G-US [240V]",0.97,"No",97,5]
["Ningbo Ginlong Technologies Co.,Ltd.","Solis-1P6K2-4G-US [240V]",0.97,"No",97,6]
["Ningbo Ginlong Technologies Co.,Ltd.","Solis-1P6K-4G-US",0.97499999999999998,"No",97.5,6]
["Ningbo Ginlong Technologies Co.,Ltd.","Solis-6K-US 480 Vac [480V]",0.97,"No",97,6]
["Ningbo Ginlong Technologies Co.,Ltd.","Solis-1P7K-4G-US [240V]",0.97499999999999998,"No",97.5,7]
["Ningbo Ginlong Technologies Co.,Ltd.","Solis-1P7.6K-4G-US",0.97499999999999998,"No",97.5,7.6]
["Ningbo Ginlong Technologies Co.,Ltd.","Solis-1P8K-4G-US",0.97499999999999998,"No",97.5,8]
["Ningbo Ginlong Technologies Co.,Ltd.","Solis-1P9K-4G-US",0.97499999999999998,"No",97.5,9]
["Ningbo Ginlong Technologies Co.,Ltd.","Solis-10K-US [480V]",0.97499999999999998,"No",97.5,10]
["Ningbo Ginlong Technologies Co.,Ltd.","Solis-1P10K-4G-US",0.97499999999999998,"No",97.5,10]
["Ningbo Ginlong Technologies Co.,Ltd.","Solis-15K-US [480V]",0.97499999999999998,"No",97.5,15]
["Ningbo Ginlong Technologies Co.,Ltd.","Solis-20K-US [480V]",0.97499999999999998,"No",97.5,20]
["Ningbo Ginlong Technologies Co.,Ltd.","Solis-25K-US [480V]",0.98,"No",98,25]
["Ningbo Ginlong Technologies Co.,Ltd.","Solis-25K-US [480V]",0.98,"No",98,25]
["Ningbo Ginlong Technologies Co.,Ltd.","Solis-25K-US-SW [480V]",0.98,"No",98,25]
["Ningbo Ginlong Technologies Co.,Ltd.","Solis-25K-US [480V]",0.98,"No",98,25.05]
["Ningbo Ginlong Technologies Co.,Ltd.","Solis-30K-US [480V]",0.98,"No",98,30]
["Ningbo Ginlong Technologies Co.,Ltd.","Solis-30K-US [480V]",0.98,"No",98,30]
["Ningbo Ginlong Technologies Co.,Ltd.","Solis-30K-US-SW [480V]",0.98,"No",98,30]
["Ningbo Ginlong Technologies Co.,Ltd.","Solis-30K-US [480V]",0.98,"No",98,30.05]
["Ningbo Ginlong Technologies Co.,Ltd.","Solis-36K-US [480V]",0.98,"No",98,36]
["Ningbo Ginlong Technologies Co.,Ltd.","Solis-36K-US [480V]",0.98,"No",98,36]
["Ningbo Ginlong Technologies Co.,Ltd.","Solis-36K-US-F-SW [480V]",0.98,"No",98,36]
["Ningbo Ginlong Technologies Co.,Ltd.","Solis-36K-US-SW [480V]",0.98,"No",98,36]
["Ningbo Ginlong Technologies Co.,Ltd.","Solis-36K-US [480V]",0.98,"No",98,36.049999999999997]
["Ningbo Ginlong Technologies Co.,Ltd.","Solis-40K-US [480V]",0.98499999999999999,"No",98.5,40]
["Ningbo Ginlong Technologies Co.,Ltd.","Solis-40K-US [480V]",0.98499999999999999,"No",98.5,40]
["Ningbo Ginlong Technologies Co.,Ltd.","Solis-40K-US-F [480V]",0.98499999999999999,"No",98.5,40]
["Ningbo Ginlong Technologies Co.,Ltd.","Solis-40K-US-F-SW [480V]",0.98499999999999999,"No",98.5,40]
["Ningbo Ginlong Technologies Co.,Ltd.","Solis-40K-US-SW [480V]",0.98499999999999999,"No",98.5,40]
["Ningbo Ginlong Technologies Co.,Ltd.","Solis-40K-US [480V]",0.98499999999999999,"No",98.5,40.049999999999997]
["Ningbo Ginlong Technologies Co.,Ltd.","Solis-40K-US-F [480V]",0.98499999999999999,"No",98.5,40.049999999999997]
["Ningbo Ginlong Technologies Co.,Ltd.","Solis-50K-US [480V]",0.98499999999999999,"No",98.5,50]
["Ningbo Ginlong Technologies Co.,Ltd.","Solis-50K-US [480V]",0.98499999999999999,"No",98.5,50]
["Ningbo Ginlong Technologies Co.,Ltd.","Solis-50K-US-F [480V]",0.98499999999999999,"No",98.5,50]
["Ningbo Ginlong Technologies Co.,Ltd.","Solis-50K-US-F [480V]",0.98499999999999999,"No",98.5,50]
["Ningbo Ginlong Technologies Co.,Ltd.","Solis-50K-US-F-SW [480V]",0.98499999999999999,"No",98.5,50]
["Ningbo Ginlong Technologies Co.,Ltd.","Solis-50K-US-SW [480V]",0.98499999999999999,"No",98.5,50]
["Ningbo Ginlong Technologies Co.,Ltd.","Solis-50K-US-F [480V]",0.98499999999999999,"No",98.5,50.082999999999998]
["Ningbo Ginlong Technologies Co.,Ltd.","Solis-50K-US-SW [480V]",0.98499999999999999,"No",98.5,50.082999999999998]
["Ningbo Ginlong Technologies Co.,Ltd.","Solis-60K-US-F [480V]",0.98499999999999999,"No",98.5,60]
["Ningbo Ginlong Technologies Co.,Ltd.","Solis-60K-US-F [480V]",0.98499999999999999,"No",98.5,60]
["Ningbo Ginlong Technologies Co.,Ltd.","Solis-60K-US-F-SW [480V]",0.98499999999999999,"No",98.5,60]
["Ningbo Ginlong Technologies Co.,Ltd.","Solis-60K-US-F [480V]",0.98499999999999999,"No",98.5,60.085999999999999]
["Ningbo Ginlong Technologies Co.,Ltd.","Solis-60K-US-F-SW [480V]",0.98499999999999999,"No",98.5,60.085999999999999]
["Ningbo Ginlong Technologies Co.,Ltd.","Solis-66K-US-F [480V]",0.98499999999999999,"No",98.5,66]
["Ningbo Ginlong Technologies Co.,Ltd.","Solis-66K-US-F [480V]",0.98499999999999999,"No",98.5,66]
["Ningbo Ginlong Technologies Co.,Ltd.","Solis-66K-US-F-SW [480V]",0.98499999999999999,"No",98.5,66]
["Ningbo Ginlong Technologies Co.,Ltd.","Solis-66K-US-F [480V]",0.98499999999999999,"No",98.5,66.069999999999993]
["Ningbo Ginlong Technologies Co.,Ltd.","Solis-66K-US-F-SW [480V]",0.98499999999999999,"No",98.5,66.069999999999993]
["Ningbo Ginlong Technologies Co.,Ltd.","Solis-100K-EHV-5G [600V]",0.98499999999999999,"No",98.5,100]
["Ningbo Ginlong Technologies Co.,Ltd.","Solis-125K-EHV-5G [600V]",0.98499999999999999,"No",98.5,125]
["Northern Electric","BDM-300X2-208A [208V]",0.95499999999999996,"Yes",95.5,0.50800000000000001]
["Northern Electric","BDM-300X2-240A [240V]",0.95499999999999996,"Yes",95.5,0.51]
["Northern Electric & Power","BDM-250-208A [208V]",0.95,"Yes",95,0.217]
["Northern Electric & Power","BDM-250-240A [240V]",0.95,"Yes",95,0.22500000000000001]
["Northern Electric & Power Co., Ltd","BDM-300-208A [208V]",0.95499999999999996,"Yes",95.5,0.25]
["Northern Electric & Power Co., Ltd","BDM-300-240A [240V]",0.95499999999999996,"Yes",95.5,0.25]
["ONE SUN, MEXICO S.A. DE C.V.","1S480-10k [480V]",0.97499999999999998,"No",97.5,9.9749999999999996]
["Open Energy","Solar Save 1100 [240V]",0.90500000000000003,"No",90.5,1.1000000000000001]
["Open Energy","Solar Save 2000 [240V]",0.92,"No",92,2]
["Open Energy","Solar Save 2500 [240V]",0.94499999999999995,"No",94.5,2.5]
["Open Energy","Solar Save 3500 [240V]",0.95499999999999996,"No",95.5,3.5]
["Open Energy","Solar Save 4600 [208V]",0.95499999999999996,"No",95.5,4.5999999999999996]
["Open Energy","Solar Save 4800 [240V]",0.96,"No",96,4.8]
["Open Energy","Solar Save 5200 [240V]",0.96,"No",96,5.2]
["OPTI International","GT 1500 [208V]",0.94499999999999995,"No",94.5,1.55]
["OPTI International","GT 1500 [240V]",0.94499999999999995,"No",94.5,1.55]
["OPTI International","GT 2000 [208V]",0.95499999999999996,"No",95.5,2.06]
["OPTI International","GT 2000 [240V]",0.95,"No",95,2.06]
["OPTI International","GT 3000 [208V]",0.95499999999999996,"No",95.5,3]
["OPTI International","GT 3000 [240V]",0.95499999999999996,"No",95.5,3.01]
["OPTI-Solar","GT-4000 [208V]",0.95499999999999996,"No",95.5,3.98]
["OPTI-Solar","GT-4000 [240V]",0.96,"No",96,3.99]
["OutBack Power Technologies, Inc.","FXR3048A",0.91,"No",91,2.56]
["OutBack Power Technologies, Inc.","GTFX3048",0.91,"No",91,2.56]
["OutBack Power Technologies, Inc.","GVFX3524",0.90500000000000003,"No",90.5,2.96]
["OutBack Power Technologies, Inc.","VFXR3524A",0.90500000000000003,"No",90.5,2.96]
["OutBack Power Technologies, Inc.","GVFX3648",0.91,"No",91,3.0369999999999999]
["OutBack Power Technologies, Inc.","VFXR3648A",0.91,"No",91,3.0369999999999999]
["OutBack Power Technologies, Inc.","GS4048A",0.92500000000000004,"No",92.5,3.6]
["OutBack Power Technologies, Inc.","SBX5048-120/240 [240V]",0.94,"No",94,4.9850000000000003]
["OutBack Power Technologies, Inc.","GS8048A",0.92500000000000004,"No",92.5,7.2]
["OutBack Power Technologies, Inc.","GS8048",0.9,"No",90,7.65]
["OutBack Power Technologies, Inc.","PHXL480-10k [480V]",0.97499999999999998,"No",97.5,9.9749999999999996]
["Perfect Galaxy","AE-30-60-PV-A [480V]",0.93,"No",93,30]
["Perfect Galaxy","AE-30-60-PV-D [208V]",0.92500000000000004,"No",92.5,30]
["Perfect Galaxy","AE-30-60-PV-E [240V]",0.93,"No",93,30]
["Perfect Galaxy","AE-30-60-PV-F [240V]",0.94499999999999995,"No",94.5,30]
["Perfect Galaxy","PVS-30 [208V]",0.95,"No",95,30]
["Perfect Galaxy","PVS-30 [240V]",0.95,"No",95,30]
["Perfect Galaxy","PVS-30 [480V]",0.95,"No",95,30]
["Perfect Galaxy","AE-50-60-PV-D [208V]",0.94499999999999995,"No",94.5,50]
["Perfect Galaxy","AE-50-60-PV-F [240V]",0.93,"No",93,50]
["Perfect Galaxy","PVS-50 [208V]",0.95499999999999996,"No",95.5,50]
["Perfect Galaxy","PVS-50 [240V]",0.95499999999999996,"No",95.5,50]
["Perfect Galaxy","PVS-50 [480V]",0.95499999999999996,"No",95.5,50]
["Perfect Galaxy","PVS-50-S-MT [208V]",0.95499999999999996,"No",95.5,50]
["Perfect Galaxy","PVS-50-S-MT [240V]",0.95499999999999996,"No",95.5,50]
["Perfect Galaxy","PVS-50-S-MT [480V]",0.95499999999999996,"No",95.5,50]
["Perfect Galaxy","AE-50-60-PV-A [480V]",0.93,"No",93,50.25]
["Perfect Galaxy","AE-75-60-PV-A [480V]",0.95499999999999996,"No",95.5,75]
["Perfect Galaxy","AE-75-60-PV-D [208V]",0.95499999999999996,"No",95.5,75]
["Perfect Galaxy","PVS-75 [208V]",0.96,"No",96,75]
["Perfect Galaxy","PVS-75 [240V]",0.96,"No",96,75]
["Perfect Galaxy","PVS-75 [480V]",0.96,"No",96,75]
["Perfect Galaxy","AE-100-60-PV-A [480V]",0.94499999999999995,"No",94.5,100]
["Perfect Galaxy","AE-100-60-PV-A-HE [480V]",0.95499999999999996,"No",95.5,100]
["Perfect Galaxy","AE-100-60-PV-D [208V]",0.94499999999999995,"No",94.5,100]
["Perfect Galaxy","AE-100-60-PV-F [240V]",0.95,"No",95,100]
["Perfect Galaxy","PVS-100 [208V]",0.96,"No",96,100]
["Perfect Galaxy","PVS-100 [240V]",0.96,"No",96,100]
["Perfect Galaxy","PVS-100 [480V]",0.96,"No",96,100]
["Perfect Galaxy","SDMS0100208LNIU [208V]",0.95,"No",95,100]
["Perfect Galaxy","SDMS0100240LNIU [240V]",0.95,"No",95,100]
["Perfect Galaxy","SDMS0100480LNIU [480V]",0.95,"No",95,100]
["Perfect Galaxy","PVS-110-S-MT [208V]",0.95,"No",95,110]
["Perfect Galaxy","PVS-110-S-MT [240V]",0.95499999999999996,"No",95.5,110]
["Perfect Galaxy","PVS-110-S-MT [480V]",0.95499999999999996,"No",95.5,110]
["Perfect Galaxy","AE-135-60-PV-A [480V]",0.95499999999999996,"No",95.5,135]
["Perfect Galaxy","AE-135-60-PV-D [208V]",0.95,"No",95,135]
["Perfect Galaxy","PVS-135 [208V]",0.96,"No",96,135]
["Perfect Galaxy","PVS-135 [240V]",0.96,"No",96,135]
["Perfect Galaxy","PVS-135 [480V]",0.96,"No",96,135]
["Perfect Galaxy","PVS-210-S [208V]",0.95499999999999996,"No",95.5,210]
["Perfect Galaxy","PVS-210-S [240V]",0.95499999999999996,"No",95.5,210]
["Perfect Galaxy","PVS-210-S [480V]",0.95499999999999996,"No",95.5,210]
["Perfect Galaxy","AE-225-60-PV-A [480V]",0.94499999999999995,"No",94.5,225]
["Perfect Galaxy","AE-225-60-PV-D [208V]",0.95499999999999996,"No",95.5,225]
["Perfect Galaxy","EQX0250UV480TN (P)",0.96499999999999997,"No",96.5,250]
["Perfect Galaxy","PVS-250",0.95499999999999996,"No",95.5,250]
["Perfect Galaxy","PVS-250 [208V]",0.96,"No",96,250]
["Perfect Galaxy","PVS-250 [240V]",0.96,"No",96,250]
["Perfect Galaxy","PVS-250 [480V]",0.96,"No",96,250]
["Perfect Galaxy","PVS-375 [480V]",0.95499999999999996,"No",95.5,375]
["Perfect Galaxy","AE-500-60-PV-A [480V]",0.95,"No",95,500]
["Perfect Galaxy","EQX0500US200X-N",0.96,"No",96,500]
["Perfect Galaxy","EQX0500US200X-P",0.96,"No",96,500]
["Perfect Galaxy","EQX0500US480T-N",0.96,"No",96,500]
["Perfect Galaxy","EQX0500US480T-P",0.96,"No",96,500]
["Perfect Galaxy","EQX0500UV320XP(N)",0.97,"No",97,500]
["Perfect Galaxy","PVS-500",0.95499999999999996,"No",95.5,500]
["Perfect Galaxy","PVS-500 [480V]",0.96,"No",96,500]
["Perfect Galaxy","SDMS0500UL320XN",0.95499999999999996,"No",95.5,500]
["Perfect Galaxy","SDMS0500UL320XP",0.95499999999999996,"No",95.5,500]
["Perfect Galaxy","SDMS0500UL480TN",0.96,"No",96,500]
["Perfect Galaxy","SDMS0500UL480TP",0.96,"No",96,500]
["Perfect Galaxy","PV-625-XRLS-VV-RVG",0.96499999999999997,"No",96.5,625]
["Perfect Galaxy","PV-625-XRLS-VV-STG",0.96499999999999997,"No",96.5,625]
["Perfect Galaxy","EQX0630UV360XP(N)",0.97,"No",97,630]
["Perfect Galaxy","PV-680-XRLS-VV-RVG",0.96499999999999997,"No",96.5,680]
["Perfect Galaxy","PV-680-XRLS-VV-STG",0.96499999999999997,"No",96.5,680]
["Perfect Galaxy","EQX0750UV320XP(N)",0.97,"No",97,750]
["Perfect Galaxy","EPP-1000-0600-32060-200X-U-N",0.96499999999999997,"No",96.5,1000]
["Perfect Galaxy","EPP-1000-0600-32060-200X-U-P",0.96499999999999997,"No",96.5,1000]
["Perfect Galaxy","EQX1000UV400XP(N)",0.97499999999999998,"No",97.5,1000]
["Perfect Galaxy","PVS-1000",0.96,"No",96,1000]
["Perfect Galaxy","EPP-1250-1000-52085-320X-U-N",0.97,"No",97,1250]
["Perfect Galaxy","EPP-1250-1000-52085-320X-U-P",0.97,"No",97,1250]
["Perfect Galaxy International Ltd","EQMX0500UV320XN [320V]",0.97499999999999998,"No",97.5,500]
["Perfect Galaxy International Ltd","EQMX0500UV320XP [320V]",0.97499999999999998,"No",97.5,500]
["Perfect Galaxy International Ltd","EQMX0630UV400XN [400V]",0.97499999999999998,"No",97.5,630]
["Perfect Galaxy International Ltd","EQMX0630UV400XP [400V]",0.97499999999999998,"No",97.5,630]
["Perfect Galaxy International Ltd.","EQX0500UV320XP(N)",0.97,"No",97,500]
["Petra Solar","103.10866.500x [120V]",0.93,"Yes",93,0.2]
["Petra Systems","103.10400.0002 [240V]",0.96,"Yes",96,0.24]
["Petra Systems","103.10400.0001 [120V]",0.96,"Yes",96,0.24099999999999999]
["Phoenixtec Power","PS240US3R [208V]",0.95499999999999996,"No",95.5,4]
["Phoenixtec Power","PS240US3R [240V]",0.95499999999999996,"No",95.5,4]
["Phono Solar Technology","PS240M-20/U-AC",0.94499999999999995,"Yes",94.5,0.21199999999999999]
["Phono Solar Technology","PS240P-20/U-AC",0.94499999999999995,"Yes",94.5,0.21199999999999999]
["Phono Solar Technology","PS245M-20/U-AC",0.94499999999999995,"Yes",94.5,0.21199999999999999]
["Phono Solar Technology","PS245P-20/U-AC",0.94499999999999995,"Yes",94.5,0.21199999999999999]
["Phono Solar Technology","PS250M-20/U-AC",0.94499999999999995,"Yes",94.5,0.21199999999999999]
["Phono Solar Technology","PS250P-20/U-AC",0.94499999999999995,"Yes",94.5,0.21199999999999999]
["Phono Solar Technology","PS255M-20/U-AC",0.94499999999999995,"Yes",94.5,0.21199999999999999]
["Phono Solar Technology","PS255P-20/U-AC",0.94499999999999995,"Yes",94.5,0.21199999999999999]
["Phono Solar Technology","PS260M-20/U-AC",0.94499999999999995,"Yes",94.5,0.21199999999999999]
["Phono Solar Technology","PS260P-20/U-AC",0.94499999999999995,"Yes",94.5,0.21199999999999999]
["Pika Energy","X3001-NA",0.96,"No",96,3]
["Pika Energy","X7603 [240V]",0.96499999999999997,"No",96.5,7.585]
["Pika Energy","X7601 [240V]",0.96499999999999997,"No",96.5,7.5869999999999997]
["Pika Energy","X7602 [240V]",0.96499999999999997,"No",96.5,7.5869999999999997]
["Pika Energy","X11403 [208V]",0.97499999999999998,"No",97.5,11.18]
["Pika Energy","X11402 [208V]",0.97499999999999998,"No",97.5,11.186999999999999]
["Power Electronics","FS0300CU",0.96499999999999997,"No",96.5,300]
["Power Electronics","FS0300PU",0.96499999999999997,"No",96.5,300]
["Power Electronics","FS0450CU",0.97,"No",97,450]
["Power Electronics","FS0450PU",0.97,"No",97,450]
["Power Electronics","FS0501CU",0.96499999999999997,"No",96.5,499.9]
["Power Electronics","FS0560CU",0.96,"No",96,560]
["Power Electronics","FS0560PU",0.96,"No",96,560]
["Power Electronics","FS0600PU",0.97,"No",97,600]
["Power Electronics","FS0640CU",0.96,"No",96,640]
["Power Electronics","FS0640PU",0.96,"No",96,640]
["Power Electronics","FS0600CU",0.97,"No",97,680]
["Power Electronics","FS0750CU",0.96499999999999997,"No",96.5,750]
["Power Electronics","FS0751PU",0.97,"No",97,751]
["Power Electronics","FS0701CU [360V]",0.97,"No",97,780]
["Power Electronics","FS0830PU",0.97,"No",97,830]
["Power Electronics","FS0751CU",0.97,"No",97,850]
["Power Electronics","FS0900PU",0.97,"No",97,900]
["Power Electronics","FS0830CU",0.97,"No",97,930]
["Power Electronics","FS0970CU",0.97,"No",97,970]
["Power Electronics","FS0970PU",0.97,"No",97,970]
["Power Electronics","FS0901CU",0.97,"No",97,1000]
["Power Electronics","FS1001CU",0.97,"No",97,1000]
["Power Electronics","FS1004CU",0.97,"No",97,1000]
["Power Electronics","FS0900CU",0.97499999999999998,"No",97.5,1020]
["Power Electronics","FS0940CU",0.97,"No",97,1050]
["Power Electronics","FS1050PU",0.97,"No",97,1050]
["Power Electronics","FS1051CU",0.97,"No",97,1050]
["Power Electronics","FS1003CU",0.97,"No",97,1100]
["Power Electronics","FS01110PU",0.97,"No",97,1110]
["Power Electronics","FS1000CU [440V]",0.97,"No",97,1110]
["Power Electronics","FS1112CU [440V]",0.97,"No",97,1110]
["Power Electronics","FS1050CU15 [565V]",0.97,"No",97,1163.5]
["Power Electronics","FS1100CU15O3 [600V]",0.98,"No",98,1176.44]
["Power Electronics","FS1050CU",0.97,"No",97,1190]
["Power Electronics","FS1080CU [400V]",0.97,"No",97,1200]
["Power Electronics","FS1200CU",0.97,"No",97,1200]
["Power Electronics","FS1200PU",0.97,"No",97,1200]
["Power Electronics","FS1201CU [400V]",0.98,"No",98,1200]
["Power Electronics","FS1100CU15 [600V]",0.97,"No",97,1209.25]
["Power Electronics","FS01110CU",0.97,"No",97,1250]
["Power Electronics","FS1250PU",0.97,"No",97,1250]
["Power Electronics","FS1140CU [420V]",0.97,"No",97,1270]
["Power Electronics","FS1271CU [420V]",0.98,"No",98,1270]
["Power Electronics","FS1290CU [330V]",0.97,"No",97,1290]
["Power Electronics","FS1200CU15 [645V]",0.97499999999999998,"No",97.5,1300.9000000000001]
["Power Electronics","FS1190CU [440V]",0.97,"No",97,1330]
["Power Electronics","FS1331CU [440V]",0.97,"No",97,1330]
["Power Electronics","FS1250CU",0.97499999999999998,"No",97.5,1362]
["Power Electronics","FS1275CU15 [690V]",0.97,"No",97,1389.08]
["Power Electronics","FS1260CU [400V]",0.97,"No",97,1400]
["Power Electronics","FS1401CU [400V]",0.97,"No",97,1400]
["Power Electronics","FS1430CU [330V]",0.97,"No",97,1430]
["Power Electronics","FS1330CU [420V]",0.97,"No",97,1480]
["Power Electronics","FS1480CU [420V]",0.97,"No",97,1480]
["Power Electronics","FS1400CU15 [565V]",0.97499999999999998,"No",97.5,1517.09]
["Power Electronics","FS1530CU [390V]",0.97,"No",97,1530]
["Power Electronics","FS1390CU [440V]",0.97,"No",97,1550]
["Power Electronics","FS1550CU [440V]",0.97,"No",97,1550]
["Power Electronics","FS1500CU15O3 [600V]",0.98,"No",98,1594.72]
["Power Electronics","FS1440CU [400V]",0.97,"No",97,1600]
["Power Electronics","FS1600CU [400V]",0.97,"No",97,1600]
["Power Electronics","FS1475CU15 [600V]",0.97499999999999998,"No",97.5,1610.37]
["Power Electronics","FS1590CU [440V]",0.97,"No",97,1617.5]
["Power Electronics","FS1520CU [420V]",0.97,"No",97,1690]
["Power Electronics","FS1690CU [420V]",0.97,"No",97,1690]
["Power Electronics","FS1700CU [390V]",0.97,"No",97,1700]
["Power Electronics","FS1600CU15 [645V]",0.97499999999999998,"No",97.5,1734.81]
["Power Electronics","FS1770CU [440V]",0.97,"No",97,1770]
["Power Electronics","FS1620CU [400V]",0.97,"No",97,1800]
["Power Electronics","FS1801CU [400V]",0.97,"No",97,1800]
["Power Electronics","FS1700CU15 [690V]",0.98,"No",98,1850.63]
["Power Electronics","FS1750CU15 [565V]",0.97499999999999998,"No",97.5,1896.53]
["Power Electronics","FS1710CU [420V]",0.97,"No",97,1900]
["Power Electronics","FS1901CU [420V]",0.97,"No",97,1900]
["Power Electronics","FS1850CU15O3 [600V]",0.98,"No",98,1974.29]
["Power Electronics","FS1790CU [440V]",0.97,"No",97,1990]
["Power Electronics","FS1991CU [440V]",0.97,"No",97,1990]
["Power Electronics","FS1800CU [400V]",0.97,"No",97,2000]
["Power Electronics","FS2000CU [400V]",0.97,"No",97,2000]
["Power Electronics","FS1850CU15 [600V]",0.97499999999999998,"No",97.5,2020.96]
["Power Electronics","FS2000K [600V]",0.98,"No",98,2103.4160000000002]
["Power Electronics","FS1900CU [420V]",0.97,"No",97,2110]
["Power Electronics","FS2110CU [420V]",0.97,"No",97,2110]
["Power Electronics","FS2000CU15 [645V]",0.98,"No",98,2162.42]
["Power Electronics","FS2000M [34000V]",0.97,"No",97,2178.0680000000002]
["Power Electronics","FS1980CU [440V]",0.97,"No",97,2200]
["Power Electronics","FS2200CU [440V]",0.97,"No",97,2200]
["Power Electronics","FS2100CU15 [565V]",0.97499999999999998,"No",97.5,2275.89]
["Power Electronics","FS2125CU15 [690V]",0.98,"No",98,2306.41]
["Power Electronics","FS2225CU15 [600V]",0.97499999999999998,"No",97.5,2417.08]
["Power Electronics","FS2250CU15O3 [600V]",0.98,"No",98,2420.37]
["Power Electronics","FS2150CU15 [645V]",0.98,"No",98,2558.48]
["Power Electronics","FS2400CU15 [645V]",0.98,"No",98,2583.7600000000002]
["Power Electronics","FS2450CU15 [565V]",0.97499999999999998,"No",97.5,2664.07]
["Power Electronics","FS2550CU15 [690V]",0.98,"No",98,2759.39]
["Power Electronics","FS2300CU15 [690V]",0.98,"No",98,2759.49]
["Power Electronics","FS2600CU15O3 [600V]",0.98,"No",98,2770.2]
["Power Electronics","FS2600CU15 [600V]",0.98,"No",98,2821.84]
["Power Electronics","FS2840M [34000V]",0.97499999999999998,"No",97.5,2844.7]
["Power Electronics","FS3001M [34000V]",0.97499999999999998,"No",97.5,3017.848]
["Power Electronics","FS2800CU15 [645V]",0.98,"No",98,3024.91]
["Power Electronics","FS3000M [34000V]",0.97499999999999998,"No",97.5,3109.2660000000001]
["Power Electronics","FS3000CU15 [690V]",0.98,"No",98,3201.17]
["Power Electronics","FS3150M [34000V]",0.97499999999999998,"No",97.5,3307.98]
["Power Electronics","FS3225M [34000V]",0.97499999999999998,"No",97.5,3367.326]
["Powercom","SLK-1500 [208V]",0.94499999999999995,"No",94.5,1.55]
["Powercom","SLK-1500 [240V]",0.94499999999999995,"No",94.5,1.55]
["Powercom","SLK-2000 [208V]",0.95499999999999996,"No",95.5,2.06]
["Powercom","SLK-2000 [240V]",0.95,"No",95,2.06]
["Powercom","SLK-3000 [208V]",0.95499999999999996,"No",95.5,3]
["Powercom","SLK-3000 [240V]",0.95499999999999996,"No",95.5,3.01]
["Powercom","SLK-4000 [208V]",0.95499999999999996,"No",95.5,3.98]
["Powercom","SLK-4000 [240V]",0.96,"No",96,3.99]
["Powercom","SLK-4000 [277V]",0.95499999999999996,"No",95.5,4.0199999999999996]
["Power-One","MICRO-0.25-I-OUTD-US-208 [208V]",0.96,"Yes",96,0.25]
["Power-One","MICRO-0.25-I-OUTD-US-240 [240V]",0.96,"Yes",96,0.25]
["Power-One","MICRO-0.3HV-I-OUTD-US-208 [208V]",0.96,"Yes",96,0.3]
["Power-One","MICRO-0.3HV-I-OUTD-US-240 [240V]",0.96,"Yes",96,0.3]
["Power-One","MICRO-0.3-I-OUTD-US-208 [208V]",0.96,"Yes",96,0.3]
["Power-One","MICRO-0.3-I-OUTD-US-240 [240V]",0.96,"Yes",96,0.3]
["Power-One","UNO-2.0-I-OUTD-S-US [208V]",0.95499999999999996,"No",95.5,2]
["Power-One","UNO-2.0-I-OUTD-S-US [240V]",0.95499999999999996,"No",95.5,2]
["Power-One","UNO-2.0-I-OUTD-S-US [277V]",0.95499999999999996,"No",95.5,2]
["Power-One","UNO-2.5-I-OUTD-S-US [208V]",0.95499999999999996,"No",95.5,2.5]
["Power-One","UNO-2.5-I-OUTD-S-US [240V]",0.96,"No",96,2.5]
["Power-One","UNO-2.5-I-OUTD-S-US [277V]",0.96,"No",96,2.5]
["Power-One","PVI-3000-I-OUTD-US [208V]",0.90500000000000003,"No",90.5,2.7]
["Power-One","PVI-3000-I-OUTD-US-F [208V]",0.90500000000000003,"No",90.5,2.7]
["Power-One","PVI-3.0-OUTD-S-US [208V]",0.96,"No",96,3]
["Power-One","PVI-3.0-OUTD-S-US [240V]",0.96,"No",96,3]
["Power-One","PVI-3.0-OUTD-S-US [277V]",0.96,"No",96,3]
["Power-One","PVI-3.0-OUTD-S-US-A [208V]",0.96,"No",96,3]
["Power-One","PVI-3.0-OUTD-S-US-A [240V]",0.96,"No",96,3]
["Power-One","PVI-3.0-OUTD-S-US-A [277V]",0.96,"No",96,3]
["Power-One","PVI-3.0-OUTD-S-US-Z [208V]",0.96,"No",96,3]
["Power-One","PVI-3.0-OUTD-S-US-Z [240V]",0.96,"No",96,3]
["Power-One","PVI-3.0-OUTD-S-US-Z [277V]",0.96,"No",96,3]
["Power-One","PVI-3.0-OUTD-S-US-Z-A [208V]",0.96,"No",96,3]
["Power-One","PVI-3.0-OUTD-S-US-Z-A [240V]",0.96,"No",96,3]
["Power-One","PVI-3.0-OUTD-S-US-Z-A [277V]",0.96,"No",96,3]
["Power-One","PVI-3.0-OUTD-US [208V]",0.96,"No",96,3]
["Power-One","PVI-3.0-OUTD-US [240V]",0.96,"No",96,3]
["Power-One","PVI-3.0-OUTD-US [277V]",0.96,"No",96,3]
["Power-One","PVI-3000-I-OUTD-US [240V]",0.92,"No",92,3]
["Power-One","PVI-3000-I-OUTD-US-F [240V]",0.91,"No",91,3]
["Power-One","PVI-3.8-1-OUTD-x-US-y [208V]",0.96,"No",96,3.3]
["Power-One","PVI-3600-OUTD-US-F [208V]",0.94499999999999995,"No",94.5,3.3]
["Power-One","PVI-3600-US [208V]",0.94,"No",94,3.3]
["Power-One","PVI-3.6-OUTD-S-US [208V]",0.96,"No",96,3.6]
["Power-One","PVI-3.6-OUTD-S-US [240V]",0.96,"No",96,3.6]
["Power-One","PVI-3.6-OUTD-S-US [277V]",0.96,"No",96,3.6]
["Power-One","PVI-3.6-OUTD-S-US-A [208V]",0.96,"No",96,3.6]
["Power-One","PVI-3.6-OUTD-S-US-A [240V]",0.96,"No",96,3.6]
["Power-One","PVI-3.6-OUTD-S-US-A [277V]",0.96,"No",96,3.6]
["Power-One","PVI-3.6-OUTD-S-US-Z [208V]",0.96,"No",96,3.6]
["Power-One","PVI-3.6-OUTD-S-US-Z [240V]",0.96,"No",96,3.6]
["Power-One","PVI-3.6-OUTD-S-US-Z [277V]",0.96,"No",96,3.6]
["Power-One","PVI-3.6-OUTD-S-US-Z-A [208V]",0.96,"No",96,3.6]
["Power-One","PVI-3.6-OUTD-S-US-Z-A [240V]",0.96,"No",96,3.6]
["Power-One","PVI-3.6-OUTD-S-US-Z-A [277V]",0.96,"No",96,3.6]
["Power-One","PVI-3.6-OUTD-US [208V]",0.96,"No",96,3.6]
["Power-One","PVI-3.6-OUTD-US [240V]",0.96,"No",96,3.6]
["Power-One","PVI-3.6-OUTD-US [277V]",0.96,"No",96,3.6]
["Power-One","PVI-3600-OUTD-US-F [240V]",0.95,"No",95,3.6]
["Power-One","PVI-3600-US [240V]",0.94499999999999995,"No",94.5,3.6]
["Power-One","PVI-3.8-1-OUTD-x-US-y [240V]",0.96499999999999997,"No",96.5,3.8]
["Power-One","PVI-3.8-1-OUTD-x-US-y [277V]",0.96499999999999997,"No",96.5,3.8]
["Power-One","PVI-3.8-OUTD-S-US [208V]",0.95499999999999996,"No",95.5,3.8]
["Power-One","PVI-3.8-OUTD-S-US [240V]",0.96,"No",96,3.8]
["Power-One","PVI-3.8-OUTD-S-US [277V]",0.96,"No",96,3.8]
["Power-One","PVI-3.8-OUTD-S-US-A [208V]",0.95499999999999996,"No",95.5,3.8]
["Power-One","PVI-3.8-OUTD-S-US-A [240V]",0.96,"No",96,3.8]
["Power-One","PVI-3.8-OUTD-S-US-A [277V]",0.96,"No",96,3.8]
["Power-One","PVI-3.8-OUTD-S-US-Z [208V]",0.95499999999999996,"No",95.5,3.8]
["Power-One","PVI-3.8-OUTD-S-US-Z [240V]",0.96,"No",96,3.8]
["Power-One","PVI-3.8-OUTD-S-US-Z [277V]",0.96,"No",96,3.8]
["Power-One","PVI-3.8-OUTD-S-US-Z-A [208V]",0.95499999999999996,"No",95.5,3.8]
["Power-One","PVI-3.8-OUTD-S-US-Z-A [240V]",0.96,"No",96,3.8]
["Power-One","PVI-3.8-OUTD-S-US-Z-A [277V]",0.96,"No",96,3.8]
["Power-One","PVI-3.8-OUTD-US [208V]",0.95499999999999996,"No",95.5,3.8]
["Power-One","PVI-3.8-OUTD-US [240V]",0.96,"No",96,3.8]
["Power-One","PVI-3.8-OUTD-US [277V]",0.96,"No",96,3.8]
["Power-One","PVI-4.2-OUTD-S-US [208V]",0.96,"No",96,4.2]
["Power-One","PVI-4.2-OUTD-S-US [240V]",0.96,"No",96,4.2]
["Power-One","PVI-4.2-OUTD-S-US [277V]",0.96,"No",96,4.2]
["Power-One","PVI-4.2-OUTD-S-US-A [208V]",0.96,"No",96,4.2]
["Power-One","PVI-4.2-OUTD-S-US-A [240V]",0.96,"No",96,4.2]
["Power-One","PVI-4.2-OUTD-S-US-A [277V]",0.96,"No",96,4.2]
["Power-One","PVI-4.2-OUTD-S-US-Z [208V]",0.96,"No",96,4.2]
["Power-One","PVI-4.2-OUTD-S-US-Z [240V]",0.96,"No",96,4.2]
["Power-One","PVI-4.2-OUTD-S-US-Z [277V]",0.96,"No",96,4.2]
["Power-One","PVI-4.2-OUTD-S-US-Z-A [208V]",0.96,"No",96,4.2]
["Power-One","PVI-4.2-OUTD-S-US-Z-A [240V]",0.96,"No",96,4.2]
["Power-One","PVI-4.2-OUTD-S-US-Z-A [277V]",0.96,"No",96,4.2]
["Power-One","PVI-4.2-OUTD-US [208V]",0.96,"No",96,4.2]
["Power-One","PVI-4.2-OUTD-US [240V]",0.96,"No",96,4.2]
["Power-One","PVI-4.2-OUTD-US [277V]",0.96,"No",96,4.2]
["Power-One","PVI-4.6-1-OUTD-x-US-y [208V]",0.96,"No",96,4.5999999999999996]
["Power-One","PVI-4.6-1-OUTD-x-US-y [240V]",0.96499999999999997,"No",96.5,4.5999999999999996]
["Power-One","PVI-4.6-1-OUTD-x-US-y [277V]",0.96499999999999997,"No",96.5,4.5999999999999996]
["Power-One","PVI-5000-OUTD-S-US-Z [208V]",0.96,"No",96,5]
["Power-One","PVI-5000-OUTD-S-US-Z [240V]",0.96499999999999997,"No",96.5,5]
["Power-One","PVI-5000-OUTD-S-US-Z [277V]",0.96499999999999997,"No",96.5,5]
["Power-One","PVI-5000-OUTD-S-US-Z-A [208V]",0.96,"No",96,5]
["Power-One","PVI-5000-OUTD-S-US-Z-A [240V]",0.96499999999999997,"No",96.5,5]
["Power-One","PVI-5000-OUTD-S-US-Z-A [277V]",0.96499999999999997,"No",96.5,5]
["Power-One","PVI-5000-OUTD-US [208V]",0.96,"No",96,5]
["Power-One","PVI-5000-OUTD-US [240V]",0.96499999999999997,"No",96.5,5]
["Power-One","PVI-5000-OUTD-US [277V]",0.96499999999999997,"No",96.5,5]
["Power-One","PVI-5000-OUTD-US-A [208V]",0.96,"No",96,5]
["Power-One","PVI-5000-OUTD-US-A [240V]",0.96499999999999997,"No",96.5,5]
["Power-One","PVI-5000-OUTD-US-A [277V]",0.96499999999999997,"No",96.5,5]
["Power-One","PVI-5000-OUTD-US-Z [208V]",0.96,"No",96,5]
["Power-One","PVI-5000-OUTD-US-Z [240V]",0.96499999999999997,"No",96.5,5]
["Power-One","PVI-5000-OUTD-US-Z [277V]",0.96499999999999997,"No",96.5,5]
["Power-One","PVI-5000-OUTD-US-Z-A [208V]",0.96,"No",96,5]
["Power-One","PVI-5000-OUTD-US-Z-A [240V]",0.96499999999999997,"No",96.5,5]
["Power-One","PVI-5000-OUTD-US-Z-A [277V]",0.96499999999999997,"No",96.5,5]
["Power-One","PVI-6000-OUTD-S-US-A [208V]",0.96,"No",96,6]
["Power-One","PVI-6000-OUTD-S-US-A [240V]",0.96499999999999997,"No",96.5,6]
["Power-One","PVI-6000-OUTD-S-US-A [277V]",0.96499999999999997,"No",96.5,6]
["Power-One","PVI-6000-OUTD-S-US-Z [208V]",0.96,"No",96,6]
["Power-One","PVI-6000-OUTD-S-US-Z [240V]",0.96499999999999997,"No",96.5,6]
["Power-One","PVI-6000-OUTD-S-US-Z [277V]",0.96499999999999997,"No",96.5,6]
["Power-One","PVI-6000-OUTD-S-US-Z-A [208V]",0.96,"No",96,6]
["Power-One","PVI-6000-OUTD-S-US-Z-A [240V]",0.96499999999999997,"No",96.5,6]
["Power-One","PVI-6000-OUTD-S-US-Z-A [277V]",0.96499999999999997,"No",96.5,6]
["Power-One","PVI-6000-OUTD-US [208V]",0.96,"No",96,6]
["Power-One","PVI-6000-OUTD-US [240V]",0.96499999999999997,"No",96.5,6]
["Power-One","PVI-6000-OUTD-US [277V]",0.96499999999999997,"No",96.5,6]
["Power-One","PVI-6000-OUTD-US-A [208V]",0.96,"No",96,6]
["Power-One","PVI-6000-OUTD-US-A [240V]",0.96499999999999997,"No",96.5,6]
["Power-One","PVI-6000-OUTD-US-A [277V]",0.96499999999999997,"No",96.5,6]
["Power-One","PVI-6000-OUTD-US-Z [208V]",0.96,"No",96,6]
["Power-One","PVI-6000-OUTD-US-Z [240V]",0.96499999999999997,"No",96.5,6]
["Power-One","PVI-6000-OUTD-US-Z [277V]",0.96499999999999997,"No",96.5,6]
["Power-One","PVI-6000-OUTD-US-Z-A [208V]",0.96,"No",96,6]
["Power-One","PVI-6000-OUTD-US-Z-A [240V]",0.96499999999999997,"No",96.5,6]
["Power-One","PVI-6000-OUTD-US-Z-A [277V]",0.96499999999999997,"No",96.5,6]
["Power-One","UNO-7.6-TL-OUTD-S-US-A [208V]",0.96499999999999997,"No",96.5,7.6]
["Power-One","UNO-7.6-TL-OUTD-S-US-A [240V]",0.96499999999999997,"No",96.5,7.6]
["Power-One","UNO-7.6-TL-OUTD-S-US-A [277V]",0.96499999999999997,"No",96.5,7.6]
["Power-One","UNO-7.6-TL-OUTD-S-US-Z-A [208V]",0.96499999999999997,"No",96.5,7.6]
["Power-One","UNO-7.6-TL-OUTD-S-US-Z-A [240V]",0.96499999999999997,"No",96.5,7.6]
["Power-One","UNO-7.6-TL-OUTD-S-US-Z-A [277V]",0.96499999999999997,"No",96.5,7.6]
["Power-One","UNO-8.6-TL-OUTD-S-US-A [240V]",0.96499999999999997,"No",96.5,8.6]
["Power-One","UNO-8.6-TL-OUTD-S-US-A [277V]",0.96499999999999997,"No",96.5,8.6]
["Power-One","UNO-8.6-TL-OUTD-S-US-Z-A [240V]",0.96499999999999997,"No",96.5,8.6]
["Power-One","UNO-8.6-TL-OUTD-S-US-Z-A [277V]",0.96499999999999997,"No",96.5,8.6]
["Power-One","PVI-10.0-I-OUTD-x-US-208-y [208V]",0.96,"No",96,10]
["Power-One","PVI-10.0-I-OUTD-x-US-480-y-z [480V]",0.97,"No",97,10]
["Power-One","PVI-12.0-I-OUTD-x-US-480-y [480V]",0.97,"No",97,12]
["Power-One","TRIO-20.0-TL-OUTD-S1-480-A [480V]",0.97499999999999998,"No",97.5,20]
["Power-One","TRIO-20.0-TL-OUTD-S1A-480-A [480V]",0.97499999999999998,"No",97.5,20]
["Power-One","TRIO-20.0-TL-OUTD-S1A-US-480 [480V]",0.97499999999999998,"No",97.5,20]
["Power-One","TRIO-20.0-TL-OUTD-S1B-480-A [480V]",0.97499999999999998,"No",97.5,20]
["Power-One","TRIO-20.0-TL-OUTD-S1B-US-480 [480V]",0.97499999999999998,"No",97.5,20]
["Power-One","TRIO-20.0-TL-OUTD-S1-US-480 [480V]",0.97499999999999998,"No",97.5,20]
["Power-One","TRIO-20.0-TL-OUTD-S-480-A [480V]",0.97499999999999998,"No",97.5,20]
["Power-One","TRIO-20.0-TL-OUTD-S-US-480 [480V]",0.97499999999999998,"No",97.5,20]
["Power-One","TRIO-27.6-TL-OUTD-S1-480-A [480V]",0.97499999999999998,"No",97.5,27.6]
["Power-One","TRIO-27.6-TL-OUTD-S1A-480-A [480V]",0.97499999999999998,"No",97.5,27.6]
["Power-One","TRIO-27.6-TL-OUTD-S1A-US-480 [480V]",0.97499999999999998,"No",97.5,27.6]
["Power-One","TRIO-27.6-TL-OUTD-S1B-480-A [480V]",0.97499999999999998,"No",97.5,27.6]
["Power-One","TRIO-27.6-TL-OUTD-S1B-US-480 [480V]",0.97499999999999998,"No",97.5,27.6]
["Power-One","TRIO-27.6-TL-OUTD-S1-US-480 [480V]",0.97499999999999998,"No",97.5,27.6]
["Power-One","TRIO-27.6-TL-OUTD-S-480-A [480V]",0.97499999999999998,"No",97.5,27.6]
["Power-One","TRIO-27.6-TL-OUTD-S-US-480 [480V]",0.97499999999999998,"No",97.5,27.6]
["Power-One","PVI-CENTRAL-50-US [208V]",0.95,"No",95,50]
["Power-One","PVI-CENTRAL-50-US [480V]",0.95,"No",95,50]
["Power-One","PVI-CENTRAL-100-US [208V]",0.95,"No",95,100]
["Power-One","PVI-CENTRAL-100-US [480V]",0.95,"No",95,100]
["Power-One","PVI-CENTRAL-250-US [480V]",0.97,"No",97,250]
["Power-One","PVI-CENTRAL-300-US [480V]",0.97,"No",97,300]
["Power-One","ULTRA-750-TL-OUTD-2-US-690-x-y-z [690V]",0.96499999999999997,"No",96.5,750]
["Power-One","ULTRA-750-TL-OUTD-4-US-690-x-y-z [690V]",0.96499999999999997,"No",96.5,750]
["Power-One","ULTRA-750-TL-OUTD-1-US-690-x-y-z [690V]",0.96499999999999997,"No",96.5,780]
["Power-One","ULTRA-750-TL-OUTD-3-US-690-x-y-z [690V]",0.96499999999999997,"No",96.5,780]
["Power-One","ULTRA-1100-TL-OUTD-2-US-690-x-y-z [690V]",0.96499999999999997,"No",96.5,1000]
["Power-One","ULTRA-1100-TL-OUTD-4-US-690-x-y-z [690V]",0.97,"No",97,1000]
["Power-One","ULTRA-1100-TL-OUTD-1-US-690-x-y-z [690V]",0.96499999999999997,"No",96.5,1154]
["Power-One","ULTRA-1100-TL-OUTD-3-US-690-x-y-z [690V]",0.97,"No",97,1170]
["Power-One","ULTRA-1500-TL-OUTD-2-US-690-x-y-z [690V]",0.96499999999999997,"No",96.5,1500]
["Power-One","ULTRA-1500-TL-OUTD-4-US-690-x-y-z [690V]",0.97,"No",97,1500]
["Power-One","ULTRA-1500-TL-OUTD-1-US-690-x-y-z [690V]",0.96499999999999997,"No",96.5,1550]
["Power-One","ULTRA-1500-TL-OUTD-3-US-690-x-y-z [690V]",0.97,"No",97,1560]
["Princeton Power Systems, Inc.","GTIB-480-30-WZZZZZZ-G1.3 [480V]",0.93500000000000005,"No",93.5,29.443999999999999]
["Princeton Power Systems, Inc.","GTIB-480-30-ZZZZZZ-G1.3 [480V]",0.97,"No",97,29.956]
["Princeton Power Systems, Inc.","GTIB-208-30WYYYYYY [208V]",0.93,"No",93,30]
["Princeton Power Systems, Inc.","GTIB30-480BGNSC [480V]",0.92500000000000004,"No",92.5,30]
["Princeton Power Systems, Inc.","GTIB-480-30-WZZZZZZ [480V]",0.92500000000000004,"No",92.5,30]
["Princeton Power Systems, Inc.","GTIB-480-30-ZZZZZZZ [480V]",0.95499999999999996,"No",95.5,30]
["Princeton Power Systems, Inc.","GTIB-480-100-xxxx [480V] [480Vdc]",0.94499999999999995,"No",94.5,100]
["Princeton Power Systems, Inc.","GTIB-480-100-xxxx [480V] [600Vdc]",0.95,"No",95,100]
["Princeton Power Systems, Inc.","GTIB-480-100X-YYYYYYYY-Z-G1.2 [480V]",0.94499999999999995,"No",94.5,100]
["Princeton Power Systems, Inc.","GTIB-480-125XXXXXX-G1.5 [480V]",0.96,"No",96,124.964]
["Princeton Power Systems, Inc.","GTIB-480-125XXXXXX-W-G1.5 [480V]",0.94499999999999995,"No",94.5,124.964]
["Princeton Power Systems, Inc.","GTIB-480-125-XXXXXX-W-G1.3 [480V]",0.94,"No",94,125]
["Princeton Power Systems, Inc.","GTIB-480-125-XXXXXX-Y-G1.3 [480V]",0.96,"No",96,125]
["Princeton Power Systems, Inc.","BIGI-250-X48GNMNR [480V]",0.94499999999999995,"No",94.5,250]
["Princeton Power Systems, Inc.","BIGI-250-X48GNNR [480V]",0.94499999999999995,"No",94.5,250]
["PV Powered","PVP1100",0.91500000000000004,"No",91.5,1.1000000000000001]
["PV Powered","PVP1100EVR [120V]",0.90500000000000003,"No",90.5,1.1000000000000001]
["PV Powered","PVP2000 [120V]",0.92500000000000004,"No",92.5,2]
["PV Powered","PVP2000EVR [240V]",0.92,"No",92,2]
["PV Powered","PVP2500 [240V]",0.94499999999999995,"No",94.5,2.5]
["PV Powered","PVP2800-208 [208V]",0.92,"No",92,2.8]
["PV Powered","PVP3000 [240V]",0.93500000000000005,"No",93.5,3]
["PV Powered","PVP3500 [240V]",0.95499999999999996,"No",95.5,3.5]
["PV Powered","PVP4600 [240V]",0.95499999999999996,"No",95.5,4.5999999999999996]
["PV Powered","PVP4800 [240V]",0.96,"No",96,4.8]
["PV Powered","PVP5200 [240V]",0.96,"No",96,5.2]
["PV Powered","PVP30KW-208 [208V]",0.94,"No",94,30]
["PV Powered","PVP30KW-480 [480V]",0.94,"No",94,30]
["PV Powered","PVP30KW-LV-208 [208V]",0.93,"No",93,30]
["PV Powered","PVP30KW-LV-480 [480V]",0.93500000000000005,"No",93.5,30]
["PV Powered","PVP35 kW-208 [208V]",0.95499999999999996,"No",95.5,35]
["PV Powered","PVP35 kW-480 [480V]",0.96,"No",96,35]
["PV Powered","PVP35 kW-600 [600V]",0.95499999999999996,"No",95.5,35]
["PV Powered","PVP50KW-208 [208V]",0.96,"No",96,50]
["PV Powered","PVP50KW-480 [480V]",0.96,"No",96,50]
["PV Powered","PVP50KW-600 [600V]",0.96,"No",96,50]
["PV Powered","PVP75KW-208 [208V]",0.95499999999999996,"No",95.5,75]
["PV Powered","PVP75KW-480 [480V]",0.95499999999999996,"No",95.5,75]
["PV Powered","PVP75KW-600 [600V]",0.96,"No",96,75]
["PV Powered","PVP100 kW-208 [208V]",0.95499999999999996,"No",95.5,100]
["PV Powered","PVP100 kW-480 [480V]",0.96,"No",96,100]
["PV Powered","PVP100KW-600 [600V]",0.96,"No",96,100]
["PV Powered","PVP250KW-480 [480V]",0.96499999999999997,"No",96.5,249.5]
["PV Powered","PVP250KW-600 [600V]",0.96499999999999997,"No",96.5,249.5]
["PV Powered","PVP260KW [480V]",0.97,"No",97,260]
["PV Powered","PVP260KW-LV [480V]",0.96499999999999997,"No",96.5,260]
["REFU Elektronik","REFUsol 24K-UL [480V]",0.98,"No",98,24]
["REFU Elektronik","REFUsol 24K-UL-AFCI [480V]",0.98,"No",98,24]
["REFU Elektronik","REFUsol 48K-UL [480V]",0.98,"No",98,47.887999999999998]
["REFU Elektronik","REFUsol 48K-UL-AFCI [480V]",0.98,"No",98,47.887999999999998]
["Refusol","804R012 [480V]",0.97499999999999998,"No",97.5,12.12]
["Refusol","804R016 [480V]",0.97499999999999998,"No",97.5,16.100000000000001]
["Refusol","804R020 [480V]",0.97499999999999998,"No",97.5,19.649999999999999]
["Refusol","804R024 [480V]",0.98,"No",98,22.23]
["Renergy","RS-1500 [208V]",0.94499999999999995,"No",94.5,1.55]
["Renergy","RS-1500 [240V]",0.94499999999999995,"No",94.5,1.55]
["Renergy","RS-2000 [208V]",0.95499999999999996,"No",95.5,2.06]
["Renergy","RS-2000 [240V]",0.95,"No",95,2.06]
["Renergy","RS-3000 [208V]",0.95499999999999996,"No",95.5,3]
["Renergy","RS-3000 [240V]",0.95499999999999996,"No",95.5,3.01]
["Renergy","RS-4000 [208V]",0.95499999999999996,"No",95.5,3.98]
["Renergy","RS-4000 [240V]",0.96,"No",96,3.99]
["Renergy","RS-5000 [240V]",0.95499999999999996,"No",95.5,5.24]
["Renesola Zhejiang","Replus-250A [240V]",0.95,"Yes",95,0.22]
["Renesola Zhejiang","Replus-250B [208V]",0.95,"Yes",95,0.23]
["Renesola Zhejiang","Replus-300-208A",0.95499999999999996,"Yes",95.5,0.251]
["Renesola Zhejiang","Replus-300-240A",0.95499999999999996,"Yes",95.5,0.251]
["Renesola Zhejiang","MU300SAP3 [240V]",0.96,"Yes",96,0.28999999999999998]
["Renesola Zhejiang","Replus 3600MTLB-US [208V]",0.97,"No",97,3.6]
["Renesola Zhejiang","Replus 3600MTLB-US [240V]",0.97,"No",97,3.6]
["Renesola Zhejiang","Replus 3600MTLB-US [277V]",0.97,"No",97,3.6]
["Renesola Zhejiang","Replus 4200MTLB-US [208V]",0.97,"No",97,4.2]
["Renesola Zhejiang","Replus 4200MTLB-US [240V]",0.97,"No",97,4.2]
["Renesola Zhejiang","Replus 4200MTLB-US [277V]",0.97,"No",97,4.2]
["Renesola Zhejiang","Replus 5000MTLB-US [208V]",0.97,"No",97,4.5999999999999996]
["Renesola Zhejiang","Replus 5000MTLB-US [240V]",0.97,"No",97,4.5999999999999996]
["Renesola Zhejiang","Replus 5000MTLB-US [277V]",0.97,"No",97,4.5999999999999996]
["Renesola Zhejiang","Replus 8000TLB-US [208V]",0.96499999999999997,"No",96.5,8.07]
["Renesola Zhejiang","Replus 8000TLB-US [240V]",0.97,"No",97,8.08]
["Renesola Zhejiang","Replus 9000TLB-US [208V]",0.96499999999999997,"No",96.5,9.08]
["Renesola Zhejiang","Replus 9000TLB-US [240V]",0.96499999999999997,"No",96.5,9.08]
["Renesola Zhejiang","Replus 10000TLB-US [208V]",0.96499999999999997,"No",96.5,10.09]
["Renesola Zhejiang","Replus 10000TLB-US [240V]",0.97,"No",97,10.09]
["Renesola Zhejiang","Replus 10000TL3B-US [277V]",0.95499999999999996,"No",95.5,10.1]
["Renesola Zhejiang","Replus 12000TL3B-US [277V]",0.95499999999999996,"No",95.5,11.62]
["Renesola Zhejiang","Replus 11000TLB-US [240V]",0.97,"No",97,11.7]
["Renesola Zhejiang","Replus 18000TL3B-US [277V]",0.96,"No",96,18.309999999999999]
["Renesola Zhejiang","Replus 20000TL3B-US [277V]",0.96499999999999997,"No",96.5,20.420000000000002]
["Renovo Power Systems","RN3000US",0.96499999999999997,"No",96.5,3]
["Renovo Power Systems","RN5000US",0.94499999999999995,"No",94.5,5]
["Resonix","EVSK1750WG [208V]",0.94499999999999995,"No",94.5,1.55]
["Resonix","EVSK1750WG [240V]",0.94499999999999995,"No",94.5,1.55]
["Resonix","EVSK2340WG [208V]",0.95499999999999996,"No",95.5,2.06]
["Resonix","EVSK2340WG [240V]",0.95,"No",95,2.06]
["Resonix","EVSK3510WG [208V]",0.95499999999999996,"No",95.5,3]
["Resonix","EVSK3510WG [240V]",0.95499999999999996,"No",95.5,3.01]
["Resonix","EVSK4700WG [208V]",0.95499999999999996,"No",95.5,3.98]
["Resonix","EVSK4700WG [240V]",0.96,"No",96,3.99]
["Rhombus Energy Solutions","BESI-50kW-480 [480V]",0.94,"No",94,49.35]
["Rhombus Energy Solutions","BESS-50kW-480 [480V]",0.94,"No",94,49.35]
["Ritek","RTMU300SAP2 [240V]",0.96,"Yes",96,0.28899999999999998]
["Sainty Solar","SSI-2K2U [240V]",0.94499999999999995,"No",94.5,2.11]
["Sainty Solar","SSI-3K3U [240V]",0.95,"No",95,3.18]
["Sainty Solar","SSI-4K4U [240V]",0.95499999999999996,"No",95.5,4.16]
["Sainty Solar","SSI-5K5U [240V]",0.95499999999999996,"No",95.5,5.24]
["Samil Power","SolarPond 240HF-US [208V]",0.95499999999999996,"Yes",95.5,0.23499999999999999]
["Samil Power","SolarPond 240HF-US [240V]",0.95,"Yes",95,0.23799999999999999]
["Samil Power","SolarRiver3000TL-US [208V]",0.96499999999999997,"No",96.5,3]
["Samil Power","SolarRiver3000TL-US [240V]",0.97,"No",97,3]
["Samil Power","SolarRiver4000TL-US [208V]",0.97,"No",97,4]
["Samil Power","SolarRiver4000TL-US [240V]",0.97,"No",97,4]
["Samil Power","SolarRiver5000TL-US [208V]",0.97,"No",97,5]
["Samil Power","SolarRiver5000TL-US [240V]",0.97,"No",97,5]
["Samil Power","SolarRiver6000TL-US [208V]",0.97,"No",97,6]
["Samil Power","SolarRiver6000TL-US [240V]",0.97,"No",97,6]
["Samil Power","SolarRiver6000TL-US [277V]",0.97,"No",97,6]
["Samil Power","SolarRiver7000TL-US [208V]",0.97,"No",97,7]
["Samil Power","SolarRiver7000TL-US [240V]",0.97499999999999998,"No",97.5,7]
["Samil Power","SolarRiver7000TL-US [277V]",0.97,"No",97,7]
["Samil Power","SolarRiver8000TL-US [208V]",0.97,"No",97,8]
["Samil Power","SolarRiver8000TL-US [240V]",0.97499999999999998,"No",97.5,8]
["Samil Power","SolarRiver8000TL-US [277V]",0.97,"No",97,8]
["Samil Power","SolarRiver9000TL-US [208V]",0.97,"No",97,9]
["Samil Power","SolarRiver9000TL-US [240V]",0.97499999999999998,"No",97.5,9]
["Samil Power","SolarRiver9000TL-US [277V]",0.97499999999999998,"No",97.5,9]
["Samil Power","SolarRiver10000TL-US [208V]",0.97,"No",97,10]
["Samil Power","SolarRiver10000TL-US [240V]",0.97499999999999998,"No",97.5,10]
["Samil Power","SolarRiver10000TL-US [277V]",0.97499999999999998,"No",97.5,10]
["SanRex","PV-100K-48T-13",0.94499999999999995,"No",94.5,99.68]
["SanRex","PV-250K-48T-13",0.95,"No",95,251.4]
["SanRex","PV-500K-48T-13",0.95499999999999996,"No",95.5,501.4]
["SANYO ELECTRIC CO LTD OF PANASONIC GROUP","VBHN325SA17E [240V]",0.97499999999999998,"Yes",97.5,0.315]
["SANYO ELECTRIC CO LTD OF PANASONIC GROUP","VBHN330SA17E [240V]",0.97499999999999998,"Yes",97.5,0.315]
["Satcon Technology","AE-30-60-PV-A [480V]",0.93,"No",93,30]
["Satcon Technology","AE-30-60-PV-D [208V]",0.92500000000000004,"No",92.5,30]
["Satcon Technology","AE-30-60-PV-E [240V]",0.93,"No",93,30]
["Satcon Technology","AE-30-60-PV-F [240V]",0.94499999999999995,"No",94.5,30]
["Satcon Technology","PVS-30 [208V]",0.95,"No",95,30]
["Satcon Technology","PVS-30 [240V]",0.95,"No",95,30]
["Satcon Technology","PVS-30 [480V]",0.95,"No",95,30]
["Satcon Technology","AE-50-60-PV-D [208V]",0.94499999999999995,"No",94.5,50]
["Satcon Technology","AE-50-60-PV-F [240V]",0.93,"No",93,50]
["Satcon Technology","PVS-50 [208V]",0.95499999999999996,"No",95.5,50]
["Satcon Technology","PVS-50 [240V]",0.95499999999999996,"No",95.5,50]
["Satcon Technology","PVS-50 [480V]",0.95499999999999996,"No",95.5,50]
["Satcon Technology","PVS-50-S-MT [208V]",0.95499999999999996,"No",95.5,50]
["Satcon Technology","PVS-50-S-MT [240V]",0.95499999999999996,"No",95.5,50]
["Satcon Technology","PVS-50-S-MT [480V]",0.95499999999999996,"No",95.5,50]
["Satcon Technology","AE-50-60-PV-A [480V]",0.93,"No",93,50.25]
["Satcon Technology","AE-75-60-PV-A [480V]",0.95499999999999996,"No",95.5,75]
["Satcon Technology","AE-75-60-PV-D [208V]",0.95499999999999996,"No",95.5,75]
["Satcon Technology","PVS-75 [208V]",0.96,"No",96,75]
["Satcon Technology","PVS-75 [240V]",0.96,"No",96,75]
["Satcon Technology","PVS-75 [480V]",0.96,"No",96,75]
["Satcon Technology","AE-100-60-PV-A [480V]",0.94499999999999995,"No",94.5,100]
["Satcon Technology","AE-100-60-PV-A-HE [480V]",0.95499999999999996,"No",95.5,100]
["Satcon Technology","AE-100-60-PV-D [208V]",0.94499999999999995,"No",94.5,100]
["Satcon Technology","AE-100-60-PV-F [240V]",0.95,"No",95,100]
["Satcon Technology","PVS-100 [208V]",0.96,"No",96,100]
["Satcon Technology","PVS-100 [240V]",0.96,"No",96,100]
["Satcon Technology","PVS-100 [480V]",0.96,"No",96,100]
["Satcon Technology","SDMS0100208LNIU [208V]",0.95,"No",95,100]
["Satcon Technology","SDMS0100240LNIU [240V]",0.95,"No",95,100]
["Satcon Technology","SDMS0100480LNIU [480V]",0.95,"No",95,100]
["Satcon Technology","PVS-110-S-MT [208V]",0.95,"No",95,110]
["Satcon Technology","PVS-110-S-MT [240V]",0.95499999999999996,"No",95.5,110]
["Satcon Technology","PVS-110-S-MT [480V]",0.95499999999999996,"No",95.5,110]
["Satcon Technology","AE-135-60-PV-A [480V]",0.95499999999999996,"No",95.5,135]
["Satcon Technology","AE-135-60-PV-D [208V]",0.95,"No",95,135]
["Satcon Technology","PVS-135 [208V]",0.96,"No",96,135]
["Satcon Technology","PVS-135 [240V]",0.96,"No",96,135]
["Satcon Technology","PVS-135 [480V]",0.96,"No",96,135]
["Satcon Technology","PVS-210-S [208V]",0.95499999999999996,"No",95.5,210]
["Satcon Technology","PVS-210-S [240V]",0.95499999999999996,"No",95.5,210]
["Satcon Technology","PVS-210-S [480V]",0.95499999999999996,"No",95.5,210]
["Satcon Technology","AE-225-60-PV-A [480V]",0.94499999999999995,"No",94.5,225]
["Satcon Technology","AE-225-60-PV-D [208V]",0.95499999999999996,"No",95.5,225]
["Satcon Technology","PVS-250",0.95499999999999996,"No",95.5,250]
["Satcon Technology","PVS-250 [208V]",0.96,"No",96,250]
["Satcon Technology","PVS-250 [240V]",0.96,"No",96,250]
["Satcon Technology","PVS-250 [480V]",0.96,"No",96,250]
["Satcon Technology","PVS-375 [480V]",0.95499999999999996,"No",95.5,375]
["Satcon Technology","AE-500-60-PV-A [480V]",0.95,"No",95,500]
["Satcon Technology","EQX0500US200X-N",0.96,"No",96,500]
["Satcon Technology","EQX0500US200X-P",0.96,"No",96,500]
["Satcon Technology","EQX0500US480T-N",0.96,"No",96,500]
["Satcon Technology","EQX0500US480T-P",0.96,"No",96,500]
["Satcon Technology","PVS-500",0.95499999999999996,"No",95.5,500]
["Satcon Technology","PVS-500 [480V]",0.96,"No",96,500]
["Satcon Technology","SDMS0500UL320XN [320V]",0.95499999999999996,"No",95.5,500]
["Satcon Technology","SDMS0500UL320XP [320V]",0.95499999999999996,"No",95.5,500]
["Satcon Technology","SDMS0500UL480TN [480V]",0.96,"No",96,500]
["Satcon Technology","SDMS0500UL480TP [480V]",0.96,"No",96,500]
["Satcon Technology","EPP-1000-0600-32060-200X-U-N",0.96499999999999997,"No",96.5,1000]
["Satcon Technology","EPP-1000-0600-32060-200X-U-P",0.96499999999999997,"No",96.5,1000]
["Satcon Technology","PVS-1000",0.96,"No",96,1000]
["Satcon Technology","EPP-1250-1000-52085-320X-U-N",0.97,"No",97,1250]
["Satcon Technology","EPP-1250-1000-52085-320X-U-P",0.97,"No",97,1250]
["Schneider Electric Solar Inc.","XW Pro 6848 NA [240V]",0.93,"No",93,6.1210000000000004]
["Schneider Electric Solar Inverters USA, Inc.","Conext TX 2800 NA [208V]",0.94499999999999995,"No",94.5,2.65]
["Schneider Electric Solar Inverters USA, Inc.","Conext TX 2800 NA [240V]",0.94499999999999995,"No",94.5,2.8]
["Schneider Electric Solar Inverters USA, Inc.","Conext TX 3300 NA [208V]",0.94499999999999995,"No",94.5,3.1]
["Schneider Electric Solar Inverters USA, Inc.","Conext TX 3300 NA [240V]",0.95,"No",95,3.3]
["Schneider Electric Solar Inverters USA, Inc.","Conext TX 3800 NA [208V]",0.95499999999999996,"No",95.5,3.5]
["Schneider Electric Solar Inverters USA, Inc.","Conext TX 3800 NA [240V]",0.95499999999999996,"No",95.5,3.8]
["Schneider Electric Solar Inverters USA, Inc.","XW4024-120/240-60 [120V]",0.91500000000000004,"No",91.5,4]
["Schneider Electric Solar Inverters USA, Inc.","XW4024-120/240-60",0.91,"No",91,4.09]
["Schneider Electric Solar Inverters USA, Inc.","XW4548-120/240-60",0.93,"No",93,4.4000000000000004]
["Schneider Electric Solar Inverters USA, Inc.","Conext TX 5000 NA [208V]",0.95499999999999996,"No",95.5,4.5]
["Schneider Electric Solar Inverters USA, Inc.","XW+5548-NA",0.93500000000000005,"No",93.5,4.5]
["Schneider Electric Solar Inverters USA, Inc.","XW+5548-NA [120V]",0.93,"No",93,4.5]
["Schneider Electric Solar Inverters USA, Inc.","Conext TX 5000 NA [240V]",0.96,"No",96,5]
["Schneider Electric Solar Inverters USA, Inc.","XW6048-120-60 [120V]",0.92500000000000004,"No",92.5,5.76]
["Schneider Electric Solar Inverters USA, Inc.","XW+6848-NA",0.92500000000000004,"No",92.5,5.8]
["Schneider Electric Solar Inverters USA, Inc.","XW+6848-NA [120V]",0.92500000000000004,"No",92.5,6]
["Schneider Electric Solar Inverters USA, Inc.","XW6048-120/240",0.92500000000000004,"No",92.5,6]
["Schneider Electric Solar Inverters USA, Inc.","Conext CL 18000NA",0.97,"No",97,18.2]
["Schneider Electric Solar Inverters USA, Inc.","Conext CL 25000NA",0.98,"No",98,25]
["Schneider Electric Solar Inverters USA, Inc.","GT30-208 [208V]",0.96,"No",96,28.8]
["Schneider Electric Solar Inverters USA, Inc.","Conext CL-60A",0.98,"No",98,60.390999999999998]
["Schneider Electric Solar Inverters USA, Inc.","GT100-208 [208V]",0.95,"No",95,100]
["Schneider Electric Solar Inverters USA, Inc.","GT100-208-PG [208V]",0.95,"No",95,100]
["Schneider Electric Solar Inverters USA, Inc.","GT100-480 [480V]",0.96,"No",96,100]
["Schneider Electric Solar Inverters USA, Inc.","GT100-480-PG [480V]",0.96,"No",96,100]
["Schneider Electric Solar Inverters USA, Inc.","Conext CL125 [600V]",0.98499999999999999,"No",98.5,125]
["Schneider Electric Solar Inverters USA, Inc.","GT250-480 [480V]",0.96,"No",96,250]
["Schneider Electric Solar Inverters USA, Inc.","GT250-480-PG [480V]",0.96,"No",96,250]
["Schneider Electric Solar Inverters USA, Inc.","GT500-480 [480V]",0.96,"No",96,500]
["Schneider Electric Solar Inverters USA, Inc.","GT500-480-PG [480V]",0.96,"No",96,500]
["Schneider Electric Solar Inverters USA, Inc.","GT500-MVX",0.95499999999999996,"No",95.5,500]
["Schneider Electric Solar Inverters USA, Inc.","GT500-MVX-PG",0.95499999999999996,"No",95.5,500]
["Schneider Electric Solar Inverters USA, Inc.","Conext Core XC540-NA",0.97,"No",97,540]
["Schneider Electric Solar Inverters USA, Inc.","Conext Core XC630-NA",0.97499999999999998,"No",97.5,630]
["Schneider Electric Solar Inverters USA, Inc.","Conext Core XC680-NA",0.97499999999999998,"No",97.5,680]
["Schneider Electric Solar Inverters USA, Inc.","Conext Core XC733-NA",0.97499999999999998,"No",97.5,730.9]
["Schneider Electric Solar Inverters USA, Inc.","CS1666-1-NA [575V]",0.98,"No",98,1666]
["Schneider Electric Solar Inverters USA, Inc.","CS1666-2-NA [575V]",0.98,"No",98,1666]
["Schneider Electric Solar Inverters USA, Inc.","CS1666-3-NA [575V]",0.98,"No",98,1666]
["Schneider Electric Solar Inverters USA, Inc.","CS1800-NA [575V]",0.98,"No",98,1800]
["Schneider Electric Solar Inverters USA, Inc.","CS2000-NA [575V]",0.97499999999999998,"No",97.5,2000]
["Schneider Electric Solar Inverters USA, Inc.","CS2200-NA [600V]",0.98,"No",98,2200]
["Schneider Electric Solar Inverters USA, Inc.","CS2400-NA [600V]",0.98,"No",98,2200]
["Schuco USA","SB700U [120V]",0.91500000000000004,"Yes",91.5,0.7]
["Schuco USA","SB700U-SBD [120V]",0.91500000000000004,"Yes",91.5,0.7]
["Schuco USA","SWR1800U [120V]",0.91500000000000004,"No",91.5,1.8]
["Schuco USA","SWR1800U-SBD [120V]",0.91500000000000004,"No",91.5,1.8]
["Schuco USA","SWR2100U [240V]",0.93,"No",93,2.1]
["Schuco USA","SWR2500U [208V]",0.92500000000000004,"No",92.5,2.1]
["Schuco USA","SWR2500U-SBD [208V]",0.92500000000000004,"No",92.5,2.1]
["Schuco USA","SWR2500U [240V]",0.93,"No",93,2.5]
["Schuco USA","SWR2500U-SBD [240V]",0.93,"No",93,2.5]
["Schuco USA","SB3000US [208V]",0.95,"No",95,3]
["Schuco USA","SB3000US [240V]",0.95499999999999996,"No",95.5,3]
["Schuco USA","SB3300U [240V]",0.94499999999999995,"No",94.5,3.3]
["Schuco USA","SB3800U [208V]",0.94,"No",94,3.5]
["Schuco USA","SB4000US [208V]",0.95499999999999996,"No",95.5,3.5]
["Schuco USA","SB3800U [240V]",0.94499999999999995,"No",94.5,3.8]
["Schuco USA","SB4000US [240V]",0.96,"No",96,4]
["Schuco USA","SB5000US [208V]",0.95499999999999996,"No",95.5,5]
["Schuco USA","SB5000US [240V]",0.95499999999999996,"No",95.5,5]
["Schuco USA","SB5000US [277V]",0.95499999999999996,"No",95.5,5]
["Schuco USA","SB6000U [208V]",0.94499999999999995,"No",94.5,5.2]
["Schuco USA","SB6000U [240V]",0.94499999999999995,"No",94.5,6]
["Schuco USA","SB6000U [277V]",0.94499999999999995,"No",94.5,6]
["Schuco USA","SB6000US [208V]",0.95499999999999996,"No",95.5,6]
["Schuco USA","SB6000US [240V]",0.95499999999999996,"No",95.5,6]
["Schuco USA","SB6000US [277V]",0.96,"No",96,6]
["Schuco USA","SB7000US [208V]",0.95499999999999996,"No",95.5,7]
["Schuco USA","SB7000US [240V]",0.96,"No",96,7]
["Schuco USA","SB7000US [277V]",0.96,"No",96,7]
["Schuco USA","SB8000US [240V]",0.96,"No",96,7.6]
["Schuco USA","SB8000US [277V]",0.96,"No",96,8]
["Schuco USA","ST42 [208V]",0.95499999999999996,"No",95.5,42]
["Schuco USA","ST42 [277V]",0.96,"No",96,42]
["Sharp","JH-3500U [240V]",0.91,"No",91,3.5]
["Shenzhen BYD","BSG5000-U [240V]",0.92500000000000004,"No",92.5,4.88]
["Shenzhen BYD","BSG5000-U [208V]",0.92500000000000004,"No",92.5,4.91]
["Shenzhen BYD","BSG250K-U",0.95,"No",95,250.4]
["Shenzhen BYD","BSG250K-U/N",0.95,"No",95,250.4]
["Shenzhen Growatt New Energy Technology Co., Ltd","Growatt 1500-US [208V]",0.96,"No",96,1.5]
["Shenzhen Growatt New Energy Technology Co., Ltd","Growatt 1500-US [240V]",0.96,"No",96,1.65]
["Shenzhen Growatt New Energy Technology Co., Ltd","Growatt 1500-US [277V]",0.96,"No",96,1.65]
["Shenzhen Growatt New Energy Technology Co., Ltd","Growatt 2000-US [208V]",0.96499999999999997,"No",96.5,1.8]
["Shenzhen Growatt New Energy Technology Co., Ltd","Growatt 2000HF-US [208V]",0.95499999999999996,"No",95.5,2]
["Shenzhen Growatt New Energy Technology Co., Ltd","Growatt 2000HF-US [240V]",0.95499999999999996,"No",95.5,2]
["Shenzhen Growatt New Energy Technology Co., Ltd","Growatt 2000-US [240V]",0.96499999999999997,"No",96.5,2]
["Shenzhen Growatt New Energy Technology Co., Ltd","Growatt 2000-US [277V]",0.96499999999999997,"No",96.5,2]
["Shenzhen Growatt New Energy Technology Co., Ltd","Growatt 2500HF-US [208V]",0.95499999999999996,"No",95.5,2.5]
["Shenzhen Growatt New Energy Technology Co., Ltd","Growatt 2500HF-US [240V]",0.95499999999999996,"No",95.5,2.5]
["Shenzhen Growatt New Energy Technology Co., Ltd","Growatt 3000-US [208V]",0.96499999999999997,"No",96.5,2.5]
["Shenzhen Growatt New Energy Technology Co., Ltd","Growatt 3000-US [240V]",0.96499999999999997,"No",96.5,2.8]
["Shenzhen Growatt New Energy Technology Co., Ltd","Growatt 3000-US [277V]",0.96499999999999997,"No",96.5,2.8]
["Shenzhen Growatt New Energy Technology Co., Ltd","Growatt 3000HF-US [208V]",0.95499999999999996,"No",95.5,3]
["Shenzhen Growatt New Energy Technology Co., Ltd","Growatt 3000HF-US [240V]",0.95499999999999996,"No",95.5,3]
["Shenzhen Growatt New Energy Technology Co., Ltd","Growatt 3600 MTL-US [208V]",0.97,"No",97,3.6]
["Shenzhen Growatt New Energy Technology Co., Ltd","Growatt 3600 MTL-US [240V]",0.97,"No",97,3.6]
["Shenzhen Growatt New Energy Technology Co., Ltd","Growatt 3600 MTL-US [277V]",0.97,"No",97,3.6]
["Shenzhen Growatt New Energy Technology Co., Ltd","Growatt 4000MTLP-US [208V]",0.95499999999999996,"No",95.5,3.62]
["Shenzhen Growatt New Energy Technology Co., Ltd","Growatt 4000MTLP-US [240V]",0.96,"No",96,4.05]
["Shenzhen Growatt New Energy Technology Co., Ltd","Growatt 4000MTLP-US [277V]",0.96,"No",96,4.0599999999999996]
["Shenzhen Growatt New Energy Technology Co., Ltd","Growatt 4200 MTL-US [208V]",0.97,"No",97,4.2]
["Shenzhen Growatt New Energy Technology Co., Ltd","Growatt 4200 MTL-US [240V]",0.97,"No",97,4.2]
["Shenzhen Growatt New Energy Technology Co., Ltd","Growatt 4200 MTL-US [277V]",0.97,"No",97,4.2]
["Shenzhen Growatt New Energy Technology Co., Ltd","Growatt 5000MTLP-US [208V]",0.95499999999999996,"No",95.5,4.59]
["Shenzhen Growatt New Energy Technology Co., Ltd","Growatt 5000 MTL-US [208V]",0.97,"No",97,4.5999999999999996]
["Shenzhen Growatt New Energy Technology Co., Ltd","Growatt 5000 MTL-US [240V]",0.97,"No",97,4.5999999999999996]
["Shenzhen Growatt New Energy Technology Co., Ltd","Growatt 5000 MTL-US [277V]",0.97,"No",97,4.5999999999999996]
["Shenzhen Growatt New Energy Technology Co., Ltd","Growatt 5000MTLP-US [277V]",0.96499999999999997,"No",96.5,5.0599999999999996]
["Shenzhen Growatt New Energy Technology Co., Ltd","Growatt 5000MTLP-US [240V]",0.96,"No",96,5.07]
["Shenzhen Growatt New Energy Technology Co., Ltd","Growatt 6000MTLP-US [208V]",0.96,"No",96,5.34]
["Shenzhen Growatt New Energy Technology Co., Ltd","Growatt 6000MTLP-US [240V]",0.96,"No",96,6.08]
["Shenzhen Growatt New Energy Technology Co., Ltd","Growatt 6000MTLP-US [277V]",0.96499999999999997,"No",96.5,6.08]
["Shenzhen Growatt New Energy Technology Co., Ltd","Growatt 7000MTLP-US [208V]",0.96,"No",96,6.093]
["Shenzhen Growatt New Energy Technology Co., Ltd","Growatt 7600MTLP-US [208V]",0.96,"No",96,6.7410100000000002]
["Shenzhen Growatt New Energy Technology Co., Ltd","Growatt 7000MTLP-US [240V]",0.96499999999999997,"No",96.5,7.0110000000000001]
["Shenzhen Growatt New Energy Technology Co., Ltd","Growatt 7000MTLP-US [277V]",0.96499999999999997,"No",96.5,7.01607]
["Shenzhen Growatt New Energy Technology Co., Ltd","Growatt 8000MTLP-US [208V]",0.97,"No",97,7.1070000000000002]
["Shenzhen Growatt New Energy Technology Co., Ltd","Growatt 7600MTLP-US [240V]",0.96499999999999997,"No",96.5,7.6040000000000001]
["Shenzhen Growatt New Energy Technology Co., Ltd","Growatt 7600MTLP-US [277V]",0.96499999999999997,"No",96.5,7.6520000000000001]
["Shenzhen Growatt New Energy Technology Co., Ltd","Growatt 9000MTLP-US [208V]",0.97,"No",97,7.8639999999999999]
["Shenzhen Growatt New Energy Technology Co., Ltd","Growatt 8000MTLP-US [240V]",0.97499999999999998,"No",97.5,8.0609999999999999]
["Shenzhen Growatt New Energy Technology Co., Ltd","Growatt 8000TL-US [208V]",0.96499999999999997,"No",96.5,8.07]
["Shenzhen Growatt New Energy Technology Co., Ltd","Growatt 8000TL-US [240V]",0.97,"No",97,8.08]
["Shenzhen Growatt New Energy Technology Co., Ltd","Growatt 8000MTLP-US [277V]",0.97499999999999998,"No",97.5,8.1370000000000005]
["Shenzhen Growatt New Energy Technology Co., Ltd","Growatt 10000MTLP-US [208V]",0.97,"No",97,8.6300000000000008]
["Shenzhen Growatt New Energy Technology Co., Ltd","Growatt 9000MTLP-US [240V]",0.97499999999999998,"No",97.5,9.0609999999999999]
["Shenzhen Growatt New Energy Technology Co., Ltd","Growatt 9000TL-US [208V]",0.96499999999999997,"No",96.5,9.08]
["Shenzhen Growatt New Energy Technology Co., Ltd","Growatt 9000TL-US [240V]",0.97,"No",97,9.08]
["Shenzhen Growatt New Energy Technology Co., Ltd","Growatt 9000MTLP-US [277V]",0.97499999999999998,"No",97.5,9.1690000000000005]
["Shenzhen Growatt New Energy Technology Co., Ltd","Growatt 10000MTLP-US [240V]",0.97,"No",97,10.058]
["Shenzhen Growatt New Energy Technology Co., Ltd","Growatt 10000TL-US [208V]",0.96499999999999997,"No",96.5,10.09]
["Shenzhen Growatt New Energy Technology Co., Ltd","Growatt 10000 TL3-US [240V]",0.95499999999999996,"No",95.5,10.1]
["Shenzhen Growatt New Energy Technology Co., Ltd","Growatt 10000MTLP-US [277V]",0.97499999999999998,"No",97.5,10.164999999999999]
["Shenzhen Growatt New Energy Technology Co., Ltd","Growatt 12000 TL3-US [277V]",0.95499999999999996,"No",95.5,11.62]
["Shenzhen Growatt New Energy Technology Co., Ltd","Growatt 11000TL-US [240V]",0.97,"No",97,11.7]
["Shenzhen Growatt New Energy Technology Co., Ltd","Growatt 18000 TL3-US [277V]",0.96,"No",96,18.309999999999999]
["Shenzhen Growatt New Energy Technology Co., Ltd","Growatt 20000 TL3-US [277V]",0.96499999999999997,"No",96.5,20.420000000000002]
["Shenzhen Growatt New Energy Technology Co., Ltd","GROWATT 33000TL3-US [480V]",0.98499999999999999,"No",98.5,32.270000000000003]
["Shenzhen Growatt New Energy Technology Co., Ltd","GROWATT 36000TL3-US [480V]",0.98499999999999999,"No",98.5,35.71]
["Shenzhen Growatt New Energy Technology Co., Ltd","GROWATT 40000TL3-US [480V]",0.98499999999999999,"No",98.5,39.85]
["Shenzhen Sinexcel Electric Co., Ltd","Rainbow PVI-10.0-I-US",0.95499999999999996,"No",95.5,9.98]
["Shenzhen Sinexcel Electric Co., Ltd","Rainbow PVI-12.5-I-US",0.95,"No",95,12.51]
["Shenzhen Sinexcel Electric Co., Ltd","PWS2-30K-NA [480V]",0.96499999999999997,"No",96.5,30.02]
["Shenzhen Sinexcel Electric Co., Ltd","PWS1-50K-NA [480V]",0.94,"No",94,48.58]
["Shenzhen Sinexcel Electric Co., Ltd","PWS1-100K-NA [480V]",0.94,"No",94,98.013000000000005]
["Shenzhen Sinexcel Electric Co., Ltd","PWS1-150K-NA [480V]",0.94499999999999995,"No",94.5,147.47]
["Shenzhen Sinexcel Electric Co., Ltd","PWS1-250K-NA [480V]",0.95,"No",95,244.02600000000001]
["Shenzhen Sinexcel Electric Co., Ltd","PWS1-500KTL-NA [400V]",0.96,"No",96,498.34]
["Siemens Industry","SMIINT215R60XX [208V]",0.96499999999999997,"Yes",96.5,0.215]
["Siemens Industry","SMIINT215R60XX [240V]",0.96499999999999997,"Yes",96.5,0.215]
["Siemens Industry","SMIINV215R60XX [208V]",0.96,"Yes",96,0.215]
["Siemens Industry","SMIINV215R60XX [240V]",0.96,"Yes",96,0.215]
["Siemens Industry","SMIINT250R60XX [208V]",0.96,"Yes",96,0.24]
["Siemens Industry","SMIINT250R60XX [240V]",0.96499999999999997,"Yes",96.5,0.24]
["Siemens Industry","SINVERT PVM12 UL [480V]",0.97499999999999998,"No",97.5,12.12]
["Siemens Industry","SINVERT PVM16 UL [480V]",0.97499999999999998,"No",97.5,16.100000000000001]
["Siemens Industry","SINVERT PVM20 UL [480V]",0.97499999999999998,"No",97.5,19.649999999999999]
["Siemens Industry","SINVERT PVM24 UL [480V]",0.98,"No",98,22.23]
["Siemens Industry","SINVERT PVS351 UL [480V]",0.96,"No",96,350]
["Siemens Industry","SINVERT PVS701 UL [480V]",0.96,"No",96,700]
["Siemens Industry","SINVERT PVS1051 UL [480V]",0.96,"No",96,1050]
["Siemens Industry","SINVERT PVS1401 UL [480V]",0.96,"No",96,1400]
["Silicon Energy","SiE 3840 [208V]",0.95499999999999996,"No",95.5,3.4]
["Silicon Energy","SiE 3840 [240V]",0.96,"No",96,3.9]
["Silicon Energy","SiE 5300 [208V]",0.95499999999999996,"No",95.5,4.5999999999999996]
["Silicon Energy","SiE 5300 [240V]",0.96,"No",96,5.3]
["SMA America","SB 240-US-10 [240V]",0.96,"Yes",96,0.24]
["SMA America","SB700U [120V]",0.91500000000000004,"Yes",91.5,0.7]
["SMA America","SB700U-SBD [120V]",0.91500000000000004,"Yes",91.5,0.7]
["SMA America","SB1100U [240V]",0.91,"No",91,1.1000000000000001]
["SMA America","SB1100U-SBD [240V]",0.91,"No",91,1.1000000000000001]
["SMA America","SWR1800U [120V]",0.91500000000000004,"No",91.5,1.8]
["SMA America","SWR1800U-SBD [120V]",0.91500000000000004,"No",91.5,1.8]
["SMA America","SB2000HFUS-30 [208V]",0.97,"No",97,2.0299999999999998]
["SMA America","SB2000HFUS-30 [240V]",0.97,"No",97,2.0499999999999998]
["SMA America","SWR2100U [240V]",0.93,"No",93,2.1]
["SMA America","SWR2100U-SBD [240V]",0.93,"No",93,2.1]
["SMA America","SWR2500U [208V]",0.92500000000000004,"No",92.5,2.1]
["SMA America","SWR2500U-SBD [208V]",0.92500000000000004,"No",92.5,2.1]
["SMA America","SWR2500U [240V]",0.93,"No",93,2.5]
["SMA America","SWR2500U-SBD [240V]",0.93,"No",93,2.5]
["SMA America","SB2500HFUS-30 [208V]",0.96499999999999997,"No",96.5,2.5299999999999998]
["SMA America","SB2500HFUS-30 [240V]",0.96499999999999997,"No",96.5,2.5299999999999998]
["SMA America","SB3000US [208V]",0.95,"No",95,3]
["SMA America","SB3000US [240V]",0.95499999999999996,"No",95.5,3]
["SMA America","SB3000US-12 [208V]",0.95,"No",95,3]
["SMA America","SB3000US-12 [240V]",0.95499999999999996,"No",95.5,3]
["SMA America","SB3000HFUS-30 [208V]",0.96499999999999997,"No",96.5,3.01]
["SMA America","SB3.0-1SP-US-41 [208V]",0.96,"No",96,3.0276000000000001]
["SMA America","SB3.0-1TP-US-41 [208V]",0.96,"No",96,3.028]
["SMA America","SB3.0-1SP-US-40 [208V]",0.96,"No",96,3.03]
["SMA America","SB3.0-1TP-US-40 [208V]",0.96,"No",96,3.03]
["SMA America","SB3.0-1SP-US-41 [240V]",0.96499999999999997,"No",96.5,3.036]
["SMA America","SB3.0-1TP-US-41 [240V]",0.96499999999999997,"No",96.5,3.036]
["SMA America","SB3.0-1SP-US-40 [240V]",0.96499999999999997,"No",96.5,3.04]
["SMA America","SB3.0-1TP-US-40 [240V]",0.96499999999999997,"No",96.5,3.04]
["SMA America","SB3000TL-US-22 [208V]",0.97,"No",97,3.05]
["SMA America","SB3000TL-US-22 [240V]",0.97,"No",97,3.05]
["SMA America","SB3000HFUS-30 [240V]",0.96499999999999997,"No",96.5,3.07]
["SMA America","SB3300U [240V]",0.94499999999999995,"No",94.5,3.3]
["SMA America","SB4000US(CL) [208V]",0.95499999999999996,"No",95.5,3.3]
["SMA America","SB3800U [208V]",0.94,"No",94,3.5]
["SMA America","SB4000US [208V]",0.95499999999999996,"No",95.5,3.5]
["SMA America","SB4000US-12 [208V]",0.95499999999999996,"No",95.5,3.5]
["SMA America","SB3.8-1SP-US-40 [208V]",0.96499999999999997,"No",96.5,3.6]
["SMA America","SB3.8-1TP-US-40 [208V]",0.96499999999999997,"No",96.5,3.6]
["SMA America","SB3.8-1SP-US-41 [208V]",0.96499999999999997,"No",96.5,3.6040000000000001]
["SMA America","SB3.8-1TP-US-41 [208V]",0.96499999999999997,"No",96.5,3.6040000000000001]
["SMA America","SB3800U [240V]",0.94499999999999995,"No",94.5,3.8]
["SMA America","SB4000US(CL) [240V]",0.96,"No",96,3.8]
["SMA America","SBS3.8-US-10 [240V]",0.96499999999999997,"No",96.5,3.8]
["SMA America","SB3.8-1SP-US-40 [240V]",0.96499999999999997,"No",96.5,3.85]
["SMA America","SB3.8-1TP-US-40 [240V]",0.96499999999999997,"No",96.5,3.85]
["SMA America","SB3800TL-US-22 [208V]",0.96499999999999997,"No",96.5,3.85]
["SMA America","SB3800TL-US-22 [240V]",0.97,"No",97,3.85]
["SMA America","SB3.8-1SP-US-41 [240V]",0.96499999999999997,"No",96.5,3.8530000000000002]
["SMA America","SB3.8-1TP-US-41 [240V]",0.96499999999999997,"No",96.5,3.8530000000000002]
["SMA America","SB4000US [240V]",0.96,"No",96,4]
["SMA America","SB4000US-12 [240V]",0.96,"No",96,4]
["SMA America","Sunny Island SI4548",0.94499999999999995,"No",94.5,4]
["SMA America","SB3800US [240V]",0.96,"No",96,4.05]
["SMA America","SB3800US-12 [240V]",0.96,"No",96,4.05]
["SMA America","SB4000TL-US-22 [208V]",0.96499999999999997,"No",96.5,4.05]
["SMA America","SB4000TL-US-22 [240V]",0.97,"No",97,4.05]
["SMA America","SB5000TL-US-22 [208V]",0.96499999999999997,"No",96.5,4.58]
["SMA America","SB5000US [208V]",0.95499999999999996,"No",95.5,5]
["SMA America","SB5000US [240V]",0.95499999999999996,"No",95.5,5]
["SMA America","SB5000US [277V]",0.95499999999999996,"No",95.5,5]
["SMA America","SB5000US-11 [208V]",0.95499999999999996,"No",95.5,5]
["SMA America","SB5000US-11 [240V]",0.95499999999999996,"No",95.5,5]
["SMA America","SB5000US-11 [277V]",0.95499999999999996,"No",95.5,5]
["SMA America","SB5000US-12 [208V]",0.95499999999999996,"No",95.5,5]
["SMA America","SB5000US-12 [240V]",0.95499999999999996,"No",95.5,5]
["SMA America","SB5000US-12 [277V]",0.95499999999999996,"No",95.5,5]
["SMA America","SBS5.0-US-10 [240V]",0.96499999999999997,"No",96.5,5]
["SMA America","Sunny Island SI6048",0.94,"No",94,5]
["SMA America","SB5.0-1SP-US-40 [240V]",0.97,"No",97,5.05]
["SMA America","SB5.0-1SP-US-41 [208V]",0.96499999999999997,"No",96.5,5.05]
["SMA America","SB5.0-1TP-US-40 [240V]",0.97,"No",97,5.05]
["SMA America","SB5.0-1TP-US-41 [208V]",0.96499999999999997,"No",96.5,5.05]
["SMA America","SB5000TL-US-22 [240V]",0.97,"No",97,5.05]
["SMA America","SB5.0-1SP-US-41 [240V]",0.97,"No",97,5.0590000000000002]
["SMA America","SB5.0-1TP-US-41 [240V]",0.97,"No",97,5.0590000000000002]
["SMA America","SB5.0-1SP-US-40 [208V]",0.96499999999999997,"No",96.5,5.0599999999999996]
["SMA America","SB5.0-1TP-US-40 [208V]",0.96499999999999997,"No",96.5,5.0599999999999996]
["SMA America","SB6000TL-US-22 [208V]",0.97,"No",97,5.2]
["SMA America","SB6000U [208V]",0.94499999999999995,"No",94.5,5.2]
["SMA America","SB6.0-1SP-US-41 [208V]",0.96499999999999997,"No",96.5,5.4180000000000001]
["SMA America","SB6.0-1TP-US-41 [208V]",0.96499999999999997,"No",96.5,5.4180000000000001]
["SMA America","SB6.0-1SP-US-40 [208V]",0.96499999999999997,"No",96.5,5.49]
["SMA America","SB6.0-1TP-US-40 [208V]",0.96499999999999997,"No",96.5,5.49]
["SMA America","SB6.0-1SP-US-40 [240V]",0.97,"No",97,6]
["SMA America","SB6.0-1TP-US-40 [240V]",0.97,"No",97,6]
["SMA America","SB6000TL-US [208V]",0.98,"No",98,6]
["SMA America","SB6000TL-US [240V]",0.98499999999999999,"No",98.5,6]
["SMA America","SB6000TL-US-12 [208V]",0.98,"No",98,6]
["SMA America","SB6000TL-US-12 [240V]",0.98499999999999999,"No",98.5,6]
["SMA America","SB6000TL-US-22 [240V]",0.97,"No",97,6]
["SMA America","SB6000U [240V]",0.94499999999999995,"No",94.5,6]
["SMA America","SB6000U [277V]",0.94499999999999995,"No",94.5,6]
["SMA America","SB6000US [208V]",0.95499999999999996,"No",95.5,6]
["SMA America","SB6000US [240V]",0.95499999999999996,"No",95.5,6]
["SMA America","SB6000US [277V]",0.96,"No",96,6]
["SMA America","SB6000US-11 [208V]",0.95499999999999996,"No",95.5,6]
["SMA America","SB6000US-11 [240V]",0.95499999999999996,"No",95.5,6]
["SMA America","SB6000US-11 [277V]",0.96,"No",96,6]
["SMA America","SB6000US-12 [208V]",0.95499999999999996,"No",95.5,6]
["SMA America","SB6000US-12 [240V]",0.95499999999999996,"No",95.5,6]
["SMA America","SB6000US-12 [277V]",0.96,"No",96,6]
["SMA America","SBS6.0-US-10 [240V]",0.96499999999999997,"No",96.5,6]
["SMA America","SB7000TL-US-22 [208V]",0.96499999999999997,"No",96.5,6.01]
["SMA America","SB6.0-1SP-US-40 [240V]",0.97,"No",97,6.05]
["SMA America","SB6.0-1TP-US-40 [240V]",0.97,"No",97,6.05]
["SMA America","SB6.0-1SP-US-41 [240V]",0.97,"No",97,6.0519999999999996]
["SMA America","SB6.0-1TP-US-41 [240V]",0.97,"No",97,6.0519999999999996]
["SMA America","SB7700TL-US-22 [208V]",0.96499999999999997,"No",96.5,6.73]
["SMA America","SB7.0-1SP-US-40 [208V]",0.96499999999999997,"No",96.5,6.92]
["SMA America","SB7.0-1TP-US-40 [208V]",0.96499999999999997,"No",96.5,6.92]
["SMA America","SB7.7-1SP-US-40 [208V]",0.96499999999999997,"No",96.5,6.92]
["SMA America","SB7.7-1TP-US-40 [208V]",0.96499999999999997,"No",96.5,6.92]
["SMA America","SB7.0-1SP-US-41 [208V]",0.96499999999999997,"No",96.5,6.923]
["SMA America","SB7.0-1TP-US-41 [208V]",0.96499999999999997,"No",96.5,6.923]
["SMA America","SB7.7-1SP-US-41 [208V]",0.96499999999999997,"No",96.5,6.923]
["SMA America","SB7.7-1TP-US-41 [208V]",0.96540000000000004,"No",96.54,6.923]
["SMA America","SB7.0-1SP-US-40 [240V]",0.97,"No",97,7]
["SMA America","SB7.0-1TP-US-40 [240V]",0.97,"No",97,7]
["SMA America","SB7000TL-US [208V]",0.98,"No",98,7]
["SMA America","SB7000TL-US [240V]",0.98499999999999999,"No",98.5,7]
["SMA America","SB7000TL-US-12 [208V]",0.98,"No",98,7]
["SMA America","SB7000TL-US-12 [240V]",0.98499999999999999,"No",98.5,7]
["SMA America","SB7000US [208V]",0.95499999999999996,"No",95.5,7]
["SMA America","SB7000US [240V]",0.96,"No",96,7]
["SMA America","SB7000US [277V]",0.96,"No",96,7]
["SMA America","SB7000US-11 [208V]",0.95499999999999996,"No",95.5,7]
["SMA America","SB7000US-11 [240V]",0.96,"No",96,7]
["SMA America","SB7000US-11 [277V]",0.96,"No",96,7]
["SMA America","SB7000US-12 [208V]",0.95499999999999996,"No",95.5,7]
["SMA America","SB7000US-12 [240V]",0.96,"No",96,7]
["SMA America","SB7000US-12 [277V]",0.96,"No",96,7]
["SMA America","SB7.0-1SP-US-41 [240V]",0.97,"No",97,7.0090000000000003]
["SMA America","SB7.0-1TP-US-41 [240V]",0.97,"No",97,7.0090000000000003]
["SMA America","SB7000TL-US-22 [240V]",0.96499999999999997,"No",96.5,7.01]
["SMA America","SB7.0-1SP-US-40 [240V]",0.97,"No",97,7.1]
["SMA America","SB7.0-1TP-US-40 [240V]",0.97,"No",97,7.1]
["SMA America","SB8000US [240V]",0.96,"No",96,7.6]
["SMA America","SB8000US-11 [240V]",0.96,"No",96,7.6]
["SMA America","SB8000US-12 [240V]",0.96,"No",96,7.6]
["SMA America","SB7700TL-US-22 [240V]",0.96499999999999997,"No",96.5,7.7]
["SMA America","SB7.7-1SP-US-41 [240V]",0.97,"No",97,7.7560000000000002]
["SMA America","SB7.7-1TP-US-41 [240V]",0.97,"No",97,7.7560000000000002]
["SMA America","SB7.7-1SP-US-40 [240V]",0.97,"No",97,7.76]
["SMA America","SB7.7-1SP-US-40 [240V]",0.97,"No",97,7.76]
["SMA America","SB7.7-1TP-US-40 [240V]",0.97,"No",97,7.76]
["SMA America","SB7.7-1TP-US-40 [240V]",0.97,"No",97,7.76]
["SMA America","SB8000TL-US [240V]",0.98,"No",98,8]
["SMA America","SB8000TL-US-12 [208V]",0.98,"No",98,8]
["SMA America","SB8000TL-US-12 [240V]",0.98,"No",98,8]
["SMA America","SB8000US [277V]",0.96,"No",96,8]
["SMA America","SB8000US-11 [277V]",0.96,"No",96,8]
["SMA America","SB8000US-12 [277V]",0.96,"No",96,8]
["SMA America","SB9000TL-US [208V]",0.98,"No",98,9]
["SMA America","SB9000TL-US [240V]",0.98,"No",98,9]
["SMA America","SB9000TL-US-12 [208V]",0.98,"No",98,9]
["SMA America","SB9000TL-US-12 [240V]",0.98,"No",98,9]
["SMA America","SB10000TL-US [240V]",0.98,"No",98,10]
["SMA America","SB10000TL-US-12 [240V]",0.98,"No",98,10]
["SMA America","SB10000TL-US [208V]",0.97499999999999998,"No",97.5,10.1]
["SMA America","SB10000TL-US-12 [208V]",0.97499999999999998,"No",97.5,10.1]
["SMA America","SB11000TL-US [240V]",0.98,"No",98,11.1]
["SMA America","SB11000TL-US-12 [240V]",0.98,"No",98,11.1]
["SMA America","STP12000TL-US-10 [480V]",0.97499999999999998,"No",97.5,12]
["SMA America","STP15000TL-US-10 [480V]",0.97499999999999998,"No",97.5,15]
["SMA America","STP20000TL-US-10 [480V]",0.97499999999999998,"No",97.5,20]
["SMA America","STP24000TL-US-10 [480V]",0.98,"No",98,24.06]
["SMA America","STP30000TL-US-10 [480V]",0.98,"No",98,30.01]
["SMA America","STP 33-US-41 [480V]",0.97499999999999998,"No",97.5,33.299999999999997]
["SMA America","STP 33-US-41 [480V]",0.97499999999999998,"No",97.5,33.299999999999997]
["SMA America","ST36 [208V]",0.95499999999999996,"No",95.5,36]
["SMA America","ST36 [240V]",0.96,"No",96,36]
["SMA America","ST36 [277V]",0.96,"No",96,36]
["SMA America","ST42 [208V]",0.95499999999999996,"No",95.5,42]
["SMA America","ST42 [240V]",0.96,"No",96,42]
["SMA America","ST42 [277V]",0.96,"No",96,42]
["SMA America","ST48 [240V]",0.96,"No",96,45.6]
["SMA America","ST48 [277V]",0.96,"No",96,48]
["SMA America","STP 50-US-41 [480V]",0.97499999999999998,"No",97.5,50]
["SMA America","STP 50-US-41 [480V]",0.97499999999999998,"No",97.5,50.006]
["SMA America","STP50-US-40 [480V]",0.98,"No",98,50.072000000000003]
["SMA America","STP 60-US-10 [400V]",0.98,"No",98,59.86]
["SMA America","STP 60-US-10 [480V]",0.98499999999999999,"No",98.5,60]
["SMA America","STP 62-US-41 [480V]",0.97499999999999998,"No",97.5,62.5]
["SMA America","STP 62-US-41 [480V]",0.97499999999999998,"No",97.5,62.5]
["SMA America","SC125U [208V]",0.93500000000000005,"No",93.5,125]
["SMA America","SC125U [480V]",0.94,"No",94,125]
["SMA America","SHP 125-US-20 [480V]",0.98499999999999999,"No",98.5,125]
["SMA America","SHP 150-US-20 [600V]",0.99,"No",99,150]
["SMA America","SC250U [480V]",0.97,"No",97,250]
["SMA America","SC500HE-US-MV (with Cooper transformer)",0.97,"No",97,500]
["SMA America","SC500HE-US-MV (with NEMA TP-1 transformer)",0.96499999999999997,"No",96.5,500]
["SMA America","SC500U [480V]",0.97,"No",97,506.7]
["SMA America","SC500CP-US (with ABB EcoDry Ultra transformer)",0.97,"No",97,514]
["SMA America","SC500CP-US 600V (with ABB transformer)",0.97,"No",97,516.20000000000005]
["SMA America","SC630CP-US (with ABB EcoDry Ultra transformer)",0.97499999999999998,"No",97.5,653]
["SMA America","SC720CP-US (with ABB EcoDry Ultra transformer)",0.97499999999999998,"No",97.5,742]
["SMA America","SC750CP-US (with ABB EcoDry Ultra transformer)",0.97499999999999998,"No",97.5,770]
["SMA America","SC800CP-US (with ABB EcoDry Ultra transformer)",0.97499999999999998,"No",97.5,823]
["SMA America","SC850CP-US (with ABB EcoDry Ultra transformer)",0.97499999999999998,"No",97.5,888]
["SMA America","SC900CP-US (with ABB EcoDry Ultra transformer)",0.97499999999999998,"No",97.5,942]
["SMA America","SC-1850-US [385V]",0.97,"No",97,1661]
["SMA America","SC-2200-US [385V]",0.97,"No",97,2079]
["SMA America","SC 2500-EV-US [550V]",0.97,"No",97,2353.87]
["SMA America","SC 2750-EV-US [600V]",0.97499999999999998,"No",97.5,2600]
["Solar Liberty","SLX 3000 [208V]",0.95499999999999996,"No",95.5,2.81]
["Solar Liberty","SLX 3000 [240V]",0.96,"No",96,3.01]
["Solar Liberty","SLX 4000 [208V]",0.95499999999999996,"No",95.5,3.51]
["Solar Liberty","SLX 4000 [240V]",0.96,"No",96,4.0199999999999996]
["Solar Liberty","SLX 5000 [208V]",0.96,"No",96,4.4000000000000004]
["Solar Liberty","SLX 5000 [240V]",0.95499999999999996,"No",95.5,4.5999999999999996]
["Solar Liberty","SLX 5300 [208V]",0.96,"No",96,5.01]
["Solar Liberty","SLX 5300 [240V]",0.96,"No",96,5.3]
["Solar Liberty","SLX 6500 [208V]",0.95499999999999996,"No",95.5,6.43]
["Solar Liberty","SLX 6500 [240V]",0.96,"No",96,6.45]
["Solar Liberty","SLX 6500 [277V]",0.96,"No",96,6.45]
["Solar Liberty","SLX 7500 [208V]",0.95499999999999996,"No",95.5,7.43]
["Solar Liberty","SLX 7500 [240V]",0.96,"No",96,7.45]
["Solar Liberty","SLX 7500 [277V]",0.96,"No",96,7.46]
["Solar Power","YS-1500TL [208V]",0.96,"No",96,1.5]
["Solar Power","YS-1500TL [240V]",0.96,"No",96,1.62]
["Solar Power","YS-1500TL [277V]",0.96,"No",96,1.62]
["Solar Power","YS-2000TL [208V]",0.96499999999999997,"No",96.5,1.81]
["Solar Power","YS-2000TL [277V]",0.96499999999999997,"No",96.5,2]
["Solar Power","YS-2000TL [240V]",0.96499999999999997,"No",96.5,2.0099999999999998]
["Solar Power","YS-3000TL [208V]",0.96499999999999997,"No",96.5,2.5]
["Solar Power","YS-3000TL [240V]",0.96499999999999997,"No",96.5,2.8]
["Solar Power","YS-3000TL [277V]",0.96499999999999997,"No",96.5,2.8]
["Solar Power","YS-3600MTL [208V]",0.97,"No",97,3.6]
["Solar Power","YS-3600MTL [240V]",0.97,"No",97,3.6]
["Solar Power","YS-3600MTL [277V]",0.97,"No",97,3.61]
["Solar Power","YS-4200MTL [208V]",0.97,"No",97,4.2]
["Solar Power","YS-4200MTL [240V]",0.97,"No",97,4.2]
["Solar Power","YS-4200MTL [277V]",0.97,"No",97,4.21]
["Solar Power","YS-5000MTL [208V]",0.97,"No",97,4.5999999999999996]
["Solar Power","YS-5000MTL [240V]",0.97,"No",97,4.5999999999999996]
["Solar Power","YS-5000MTL [277V]",0.97,"No",97,4.5999999999999996]
["Solar Power","YS-8000TL [208V]",0.96499999999999997,"No",96.5,8.07]
["Solar Power","YS-8000TL [240V]",0.97,"No",97,8.08]
["Solar Power","YS-9000TL [208V]",0.96499999999999997,"No",96.5,9.08]
["Solar Power","YS-9000TL [240V]",0.97,"No",97,9.08]
["Solar Power","YS-10000TL [208V]",0.96499999999999997,"No",96.5,10.09]
["Solar Power","YS-10000TL [240V]",0.97,"No",97,10.09]
["Solar Power","YS-11000TL [240V]",0.97,"No",97,11.7]
["Solarbine","S6T AC [120V]",0.94499999999999995,"Yes",94.5,0.21]
["SolarBridge Technologies","P235HV-240 [240V]",0.94499999999999995,"Yes",94.5,0.22500000000000001]
["SolarBridge Technologies","P235LV-240 [240V]",0.94499999999999995,"Yes",94.5,0.22500000000000001]
["SolarBridge Technologies","SBT250-NA240-A111 [240V]",0.94499999999999995,"Yes",94.5,0.22500000000000001]
["SolarBridge Technologies","SBT250-NA240-A311 [240V]",0.94499999999999995,"Yes",94.5,0.22500000000000001]
["SolarBridge Technologies","P250HV-208/240-xxx",0.95,"Yes",95,0.24]
["SolarBridge Technologies","P250HV-240-xxx [240V]",0.95,"Yes",95,0.24]
["SolarBridge Technologies","P250LV-208/240-xxx",0.95,"Yes",95,0.24]
["SolarBridge Technologies","P250LV-240-xxx [240V]",0.95,"Yes",95,0.24]
["SolarBridge Technologies","SBT250-NA208/240-A121",0.94499999999999995,"Yes",94.5,0.24]
["SolarBridge Technologies","SBT250-NA208/240-A321",0.94499999999999995,"Yes",94.5,0.24]
["SolarCity","H6",0.97,"No",97,6]
["SolarCity","H6L",0.97,"No",97,6]
["SolarEdge Technologies Ltd.","SE3000H-US [240V]",0.99,"No",99,2.9620000000000002]
["SolarEdge Technologies Ltd.","SE3000 [240V]",0.97499999999999998,"No",97.5,3.01]
["SolarEdge Technologies Ltd.","SE3000 [208V]",0.97499999999999998,"No",97.5,3.02]
["SolarEdge Technologies Ltd.","SE3300 [240V]",0.97499999999999998,"No",97.5,3.2509999999999999]
["SolarEdge Technologies Ltd.","SE3800H-US [208V]",0.99,"No",99,3.2549999999999999]
["SolarEdge Technologies Ltd.","SE3300 [208V]",0.97,"No",97,3.2879999999999998]
["SolarEdge Technologies Ltd.","SE3800H-US [240V]",0.99,"No",99,3.7469999999999999]
["SolarEdge Technologies Ltd.","SE3800 [240V]",0.98,"No",98,3.79]
["SolarEdge Technologies Ltd.","SE4000 [240V]",0.97499999999999998,"No",97.5,3.97]
["SolarEdge Technologies Ltd.","SE3800 [208V]",0.97,"No",97,3.99]
["SolarEdge Technologies Ltd.","SE4000 [208V]",0.97,"No",97,3.99]
["SolarEdge Technologies Ltd.","SE5000H-US [208V]",0.98499999999999999,"No",98.5,4.9790000000000001]
["SolarEdge Technologies Ltd.","SE5000 [208V]",0.97,"No",97,4.9800000000000004]
["SolarEdge Technologies Ltd.","SE5000 [240V]",0.98,"No",98,4.99]
["SolarEdge Technologies Ltd.","SE5000 [277V]",0.98,"No",98,5.01]
["SolarEdge Technologies Ltd.","SE5000H-US [240V]",0.99,"No",99,5.0519999999999996]
["SolarEdge Technologies Ltd.","SE6000H-US [208V]",0.99,"No",99,5.0540000000000003]
["SolarEdge Technologies Ltd.","SE6000 [208V]",0.97,"No",97,5.33]
["SolarEdge Technologies Ltd.","SE6000 [240V]",0.97499999999999998,"No",97.5,5.99]
["SolarEdge Technologies Ltd.","SE6000 [277V]",0.98,"No",98,6.04]
["SolarEdge Technologies Ltd.","SE6000H-US [240V]",0.99,"No",99,6.0460000000000003]
["SolarEdge Technologies Ltd.","SE7000 [277V]",0.98,"No",98,7.02]
["SolarEdge Technologies Ltd.","SE7600A-US [208V]",0.97499999999999998,"No",97.5,7.56]
["SolarEdge Technologies Ltd.","SE7600A-US [277V]",0.97499999999999998,"No",97.5,7.6]
["SolarEdge Technologies Ltd.","SE7600H-US [240V]",0.99,"No",99,7.6159999999999997]
["SolarEdge Technologies Ltd.","SE7600 [240V]",0.97499999999999998,"No",97.5,7.625]
["SolarEdge Technologies Ltd.","SE7600A-US [240V]",0.97499999999999998,"No",97.5,7.625]
["SolarEdge Technologies Ltd.","SE9K [208V]",0.96499999999999997,"No",96.5,8.9629999999999992]
["SolarEdge Technologies Ltd.","SE10K [480V]",0.98,"No",98,9.85]
["SolarEdge Technologies Ltd.","SE10000A-US [208V]",0.97,"No",97,9.93]
["SolarEdge Technologies Ltd.","SE10000A-US [240V]",0.97499999999999998,"No",97.5,9.94]
["SolarEdge Technologies Ltd.","SE10000A-US [277V]",0.97499999999999998,"No",97.5,9.9499999999999993]
["SolarEdge Technologies Ltd.","SE10000H-US [240V]",0.99,"No",99,9.9939999999999998]
["SolarEdge Technologies Ltd.","SE10000H-US [208V]",0.98499999999999999,"No",98.5,10.000999999999999]
["SolarEdge Technologies Ltd.","SE11400A-US [277V]",0.97499999999999998,"No",97.5,11.34]
["SolarEdge Technologies Ltd.","SE11400A-US [240V]",0.97499999999999998,"No",97.5,11.39]
["SolarEdge Technologies Ltd.","SE11400H-US [240V]",0.99,"No",99,11.393000000000001]
["SolarEdge Technologies Ltd.","SE14.4KUS [208V]",0.97,"No",97,14.51]
["SolarEdge Technologies Ltd.","SE43.2KUS [208V]",0.97,"No",97,14.51]
["SolarEdge Technologies Ltd.","SE20K [480V]",0.98,"No",98,20.05]
["SolarEdge Technologies Ltd.","SE30KUS [480V]",0.98499999999999999,"No",98.5,30.158999999999999]
["SolarEdge Technologies Ltd.","SE100KUS [480V]",0.98499999999999999,"No",98.5,33.299999999999997]
["SolarEdge Technologies Ltd.","SE33.3KUS [480V]",0.98499999999999999,"No",98.5,33.299999999999997]
["SolarEdge Technologies Ltd.","SE66.6KUS [480V]",0.98499999999999999,"No",98.5,33.299999999999997]
["Solargate","SG-4000 [240V]",0.95,"No",95,4.03]
["Solaria Corporation","Solaria PowerXT-345R-AC [240V]",0.97,"Yes",97,0.28999999999999998]
["Solaria Corporation","Solaria PowerXT-350R-AC [240V]",0.97,"Yes",97,0.28999999999999998]
["Solaria Corporation","Solaria PowerXT-355R-AC [240V]",0.97,"Yes",97,0.28999999999999998]
["Solaria Corporation","Solaria PowerXT-360R-AC [240V]",0.97,"Yes",97,0.28999999999999998]
["Solaria Corporation","Solaria PowerXT-365R-AC [240V]",0.97,"Yes",97,0.28999999999999998]
["Sol-Ark","Sol-Ark-8k-48-ST [208V]",0.96499999999999997,"No",96.5,7.8390000000000004]
["Sol-Ark","Sol-Ark-8k-48-ST [240V]",0.96499999999999997,"No",96.5,7.976]
["Solarmax","SM 12MT2A",0.97499999999999998,"No",97.5,11.7]
["Solarmax","SM 15MT3A",0.97,"No",97,14.7]
["Solarmax","SM 18MT3A",0.97,"No",97,17.7]
["Solarmax","75TS-A",0.95,"No",95,75.13]
["SolaX Power Network Technology (Zhe jiang) Co., Ltd.","A1-Hybrid-7.6-US [240V]",0.95499999999999996,"No",95.5,7.6420000000000003]
["SolaX Power Network Technology (Zhe jiang) Co., Ltd.","A1-Fit-7.6-US [240V]",0.95499999999999996,"No",95.5,7.8319999999999999]
["SolaX Power Network Technology (Zhe jiang) Co., Ltd.","A1-Hybrid-8.6-US [240V]",0.96,"No",96,8.6039999999999992]
["SolaX Power Network Technology (Zhe jiang) Co., Ltd.","A1-Fit-8.6-US [240V]",0.95499999999999996,"No",95.5,8.6129999999999995]
["Sonnetek","Sonnetek 2000 [120V]",0.91500000000000004,"No",91.5,2]
["Sonnetek","Sonnetek 4000 [240V]",0.95,"No",95,4.03]
["Sparq Systems","S215NA2240 [240V]",0.93,"Yes",93,0.21]
["Sparq Systems","Q1000-4101 [240V]",0.96,"Yes",96,0.96]
["Sparq Systems","Q1200-4101 [240V]",0.96499999999999997,"No",96.5,1.165]
["Sparq Systems","Q1200-4102 [240V]",0.96499999999999997,"No",96.5,1.2030000000000001]
["Sputnik Engineering","SM 12MT2A",0.97499999999999998,"No",97.5,11.7]
["Sputnik Engineering","SM 15MT3A",0.97,"No",97,14.7]
["Sputnik Engineering","SM 18MT3A",0.97,"No",97,17.7]
["Sputnik Engineering","75TS",0.95,"No",95,75.13]
["Sungrow Power Supply Co., Ltd.","SG30KU",0.98,"No",98,30]
["Sungrow Power Supply Co., Ltd.","SG36KU",0.98,"No",98,36]
["Sungrow Power Supply Co., Ltd.","SG60KU",0.98499999999999999,"No",98.5,60]
["Sungrow Power Supply Co., Ltd.","SG60KU-M",0.98499999999999999,"No",98.5,60]
["Sungrow Power Supply Co., Ltd.","SC60HV [480V]",0.98,"No",98,66]
["Sungrow Power Supply Co., Ltd.","SC75HV [600V]",0.98,"No",98,82.5]
["Sungrow Power Supply Co., Ltd.","SG100KU-outdoor [480V]",0.96499999999999997,"No",96.5,100]
["Sungrow Power Supply Co., Ltd.","SG100KU [480V]",0.96499999999999997,"No",96.5,101]
["Sungrow Power Supply Co., Ltd.","SG125HV [600V]",0.98499999999999999,"No",98.5,125]
["Sungrow Power Supply Co., Ltd.","SG250KC [600V]",0.96499999999999997,"No",96.5,250]
["Sungrow Power Supply Co., Ltd.","SG250KU [480V]",0.96499999999999997,"No",96.5,250]
["Sungrow Power Supply Co., Ltd.","SG500LV",0.96499999999999997,"No",96.5,500]
["Sungrow Power Supply Co., Ltd.","SG750MX",0.97,"No",97,750]
["Sungrow Power Supply Co., Ltd.","SG800MX",0.97,"No",97,800]
["Sungrow Power Supply Co., Ltd.","SG1000MX",0.97499999999999998,"No",97.5,1000]
["Sungrow Power Supply Co., Ltd.","SC1000KU [540V]",0.96499999999999997,"No",96.5,1001.306]
["Sungrow Power Supply Co., Ltd.","SG2500U [550V]",0.98,"No",98,2500]
["Sunna Tech","SUNNA 2000TL-US-240 [240V]",0.94499999999999995,"No",94.5,2.11]
["Sunna Tech","SUNNA 3000TL-US-240 [240V]",0.95,"No",95,3.18]
["Sunna Tech","SUNNA 4200TL-US-240 [240V]",0.95499999999999996,"No",95.5,4.16]
["Sunna Tech","SUNNA 5000TL-US-240 [240V]",0.95499999999999996,"No",95.5,5.24]
["SunPower","SPR-225E-BLK-U-ACPV [240V]",0.94499999999999995,"Yes",94.5,0.22500000000000001]
["SunPower","SPR-230NE-BLK-U-ACPV [240V]",0.94499999999999995,"Yes",94.5,0.22500000000000001]
["SunPower","SPR-240E-WHT-U-ACPV [240V]",0.94499999999999995,"Yes",94.5,0.22500000000000001]
["SunPower","SPR-245NE-WHT-U-240 ACPV [240V]",0.94499999999999995,"Yes",94.5,0.22500000000000001]
["SunPower","SPR-245NE-WHT-U-ACPV [240V]",0.94499999999999995,"Yes",94.5,0.22500000000000001]
["SunPower","SPR-E20-245-A-AC [240V]",0.94499999999999995,"Yes",94.5,0.22500000000000001]
["SunPower","SPR-X20-250-BLK-A-AC [240V]",0.94499999999999995,"Yes",94.5,0.22500000000000001]
["SunPower","SPR-E20-245-B-AC [208V]",0.95,"Yes",95,0.24]
["SunPower","SPR-E20-245-B-AC [240V]",0.95,"Yes",95,0.24]
["SunPower","SPR-X19-240-BLK-B-AC [208V]",0.95,"Yes",95,0.24]
["SunPower","SPR-X19-240-BLK-B-AC [240V]",0.95,"Yes",95,0.24]
["SunPower","SPR-X20-250-BLK-B-AC [208V]",0.95,"Yes",95,0.24]
["SunPower","SPR-X20-250-BLK-B-AC [240V]",0.95,"Yes",95,0.24]
["SunPower","SPR-E19-320-E-AC [208V]",0.97,"Yes",97,0.315]
["SunPower","SPR-E19-320-E-AC [240V]",0.97499999999999998,"Yes",97.5,0.315]
["SunPower","SPR-E20-327-E-AC [208V]",0.97,"Yes",97,0.315]
["SunPower","SPR-E20-327-E-AC [240V]",0.97499999999999998,"Yes",97.5,0.315]
["SunPower","SPR-E20-335-E-AC [208V]",0.97499999999999998,"Yes",97.5,0.315]
["SunPower","SPR-E20-335-E-AC [240V]",0.97499999999999998,"Yes",97.5,0.315]
["SunPower","SPR-X20-327-BLK-E-AC [208V]",0.97,"Yes",97,0.315]
["SunPower","SPR-X20-327-BLK-E-AC [240V]",0.97499999999999998,"Yes",97.5,0.315]
["SunPower","SPR-X20-327-E-AC [208V]",0.97,"Yes",97,0.315]
["SunPower","SPR-X20-327-E-AC [240V]",0.97499999999999998,"Yes",97.5,0.315]
["SunPower","SPR-X21-335-BLK-E-AC [208V]",0.97,"Yes",97,0.315]
["SunPower","SPR-X21-335-BLK-E-AC [240V]",0.97499999999999998,"Yes",97.5,0.315]
["SunPower","SPR-X21-335-E-AC [208V]",0.97,"Yes",97,0.315]
["SunPower","SPR-X21-335-E-AC [240V]",0.97499999999999998,"Yes",97.5,0.315]
["SunPower","SPR-X21-345-E-AC [208V]",0.97,"Yes",97,0.315]
["SunPower","SPR-X21-345-E-AC [240V]",0.97499999999999998,"Yes",97.5,0.315]
["SunPower","SPR-X21-350-BLK-E-AC [208V]",0.97,"Yes",97,0.315]
["SunPower","SPR-X21-350-BLK-E-AC [240V]",0.97499999999999998,"Yes",97.5,0.315]
["SunPower","SPR-X22-360-E-AC [208V]",0.97,"Yes",97,0.315]
["SunPower","SPR-X22-360-E-AC [240V]",0.97499999999999998,"Yes",97.5,0.315]
["SunPower","SPR-X22-370-E-AC [208V]",0.97,"Yes",97,0.315]
["SunPower","SPR-X22-370-E-AC [240V]",0.97499999999999998,"Yes",97.5,0.315]
["SunPower","MI-C-320-US208/240-1X [208V]",0.95499999999999996,"Yes",95.5,0.32]
["SunPower","MI-C-320-US208/240-1X [240V]",0.96,"Yes",96,0.32]
["SunPower","MI-C-320-US208-xx [208V]",0.96,"Yes",96,0.32]
["SunPower","MI-C-320-US240-xx [240V]",0.96,"Yes",96,0.32]
["SunPower","SPR-E19-320-C-AC [208V]",0.96,"Yes",96,0.32]
["SunPower","SPR-E19-320-C-AC [240V]",0.96,"Yes",96,0.32]
["SunPower","SPR-E19-320-D-AC [208V]",0.95499999999999996,"Yes",95.5,0.32]
["SunPower","SPR-E19-320-D-AC [240V]",0.96,"Yes",96,0.32]
["SunPower","SPR-E20-327-C-AC [208V]",0.96,"Yes",96,0.32]
["SunPower","SPR-E20-327-C-AC [240V]",0.96,"Yes",96,0.32]
["SunPower","SPR-E20-327-D-AC [208V]",0.95499999999999996,"Yes",95.5,0.32]
["SunPower","SPR-E20-327-D-AC [240V]",0.96,"Yes",96,0.32]
["SunPower","SPR-X20-327-BLK-C-AC [208V]",0.96,"Yes",96,0.32]
["SunPower","SPR-X20-327-BLK-C-AC [240V]",0.96,"Yes",96,0.32]
["SunPower","SPR-X20-327-BLK-D-AC [208V]",0.95499999999999996,"Yes",95.5,0.32]
["SunPower","SPR-X20-327-BLK-D-AC [240V]",0.96,"Yes",96,0.32]
["SunPower","SPR-X20-327-C-AC [208V]",0.96,"Yes",96,0.32]
["SunPower","SPR-X20-327-C-AC [240V]",0.96,"Yes",96,0.32]
["SunPower","SPR-X20-327-D-AC [208V]",0.95499999999999996,"Yes",95.5,0.32]
["SunPower","SPR-X20-327-D-AC [240V]",0.96,"Yes",96,0.32]
["SunPower","SPR-X21-335-BLK-C-AC [208V]",0.96,"Yes",96,0.32]
["SunPower","SPR-X21-335-BLK-C-AC [240V]",0.96,"Yes",96,0.32]
["SunPower","SPR-X21-335-BLK-D-AC [208V]",0.95499999999999996,"Yes",95.5,0.32]
["SunPower","SPR-X21-335-BLK-D-AC [240V]",0.96,"Yes",96,0.32]
["SunPower","SPR-X21-335-C-AC [208V]",0.96,"Yes",96,0.32]
["SunPower","SPR-X21-335-C-AC [240V]",0.96,"Yes",96,0.32]
["SunPower","SPR-X21-335-D-AC [208V]",0.95499999999999996,"Yes",95.5,0.32]
["SunPower","SPR-X21-335-D-AC [240V]",0.96,"Yes",96,0.32]
["SunPower","SPR-X21-345-C-AC [208V]",0.96,"Yes",96,0.32]
["SunPower","SPR-X21-345-C-AC [240V]",0.96,"Yes",96,0.32]
["SunPower","SPR-X21-345-D-AC [208V]",0.95499999999999996,"Yes",95.5,0.32]
["SunPower","SPR-X21-345-D-AC [240V]",0.96,"Yes",96,0.32]
["SunPower","SPR-X21-350-BLK-D-AC [208V]",0.95499999999999996,"Yes",95.5,0.32]
["SunPower","SPR-X21-350-BLK-D-AC [240V]",0.96,"Yes",96,0.32]
["SunPower","SPR-X22-360-C-AC [208V]",0.96,"Yes",96,0.32]
["SunPower","SPR-X22-360-C-AC [240V]",0.96,"Yes",96,0.32]
["SunPower","SPR-X22-360-D-AC [208V]",0.95499999999999996,"Yes",95.5,0.32]
["SunPower","SPR-X22-360-D-AC [240V]",0.96,"Yes",96,0.32]
["SunPower","SPR-X22-370-D-AC [208V]",0.95499999999999996,"Yes",95.5,0.32]
["SunPower","SPR-X22-370-D-AC [240V]",0.96,"Yes",96,0.32]
["SunPower","SPR-A390-G-AC [240V]",0.97,"Yes",97,0.34899999999999998]
["SunPower","SPR-A395-G-AC [240V]",0.97,"Yes",97,0.34899999999999998]
["SunPower","SPR-A400-G-AC [240V]",0.97,"Yes",97,0.34899999999999998]
["SunPower","SPR-A405-G-AC [240V]",0.97,"Yes",97,0.34899999999999998]
["SunPower","SPR-A410-G-AC [240V]",0.97,"Yes",97,0.34899999999999998]
["SunPower","SPR-A415-G-AC [240V]",0.97,"Yes",97,0.34899999999999998]
["SunPower","SPR-A420-G-AC [240V]",0.97,"Yes",97,0.34899999999999998]
["SunPower","SPR-A425-G-AC [240V]",0.97,"Yes",97,0.34899999999999998]
["SunPower","SPR-2500 [240V]",0.94499999999999995,"No",94.5,2.5]
["SunPower","SPR-2500x [240V]",0.94,"No",94,2.5]
["SunPower","SPR-2800x [208V]",0.93500000000000005,"No",93.5,2.7]
["SunPower","SPR-2800x [240V]",0.94,"No",94,2.8]
["SunPower","SPR-3000m [208V]",0.95,"No",95,3]
["SunPower","SPR-3000m [240V]",0.95499999999999996,"No",95.5,3]
["SunPower","SPR-3300x [208V]",0.95,"No",95,3.1]
["SunPower","SPR-3300f [208V]",0.95,"No",95,3.3]
["SunPower","SPR-3300f [240V]",0.95499999999999996,"No",95.5,3.3]
["SunPower","SPR-3300f [277V]",0.95499999999999996,"No",95.5,3.3]
["SunPower","SPR-3300x [240V]",0.95499999999999996,"No",95.5,3.3]
["SunPower","SPR-3301f [208V]",0.95499999999999996,"No",95.5,3.3]
["SunPower","SPR-3301f [240V]",0.95499999999999996,"No",95.5,3.3]
["SunPower","SPR-3301f [277V]",0.96,"No",96,3.3]
["SunPower","SPR-3500 [240V]",0.95499999999999996,"No",95.5,3.5]
["SunPower","SPR-4000m [208V]",0.95499999999999996,"No",95.5,3.5]
["SunPower","SPR-3801f [208V]",0.95,"No",95,3.8]
["SunPower","SPR-3801f [240V]",0.95499999999999996,"No",95.5,3.8]
["SunPower","SPR-3801f [277V]",0.96,"No",96,3.8]
["SunPower","SPR-4000f [208V]",0.95,"No",95,3.8]
["SunPower","SPR-4000x [208V]",0.95,"No",95,3.8]
["SunPower","SPR-4000f [240V]",0.95499999999999996,"No",95.5,4]
["SunPower","SPR-4000f [277V]",0.95499999999999996,"No",95.5,4]
["SunPower","SPR-4000m [240V]",0.96,"No",96,4]
["SunPower","SPR-4000x [240V]",0.95499999999999996,"No",95.5,4]
["SunPower","SPR-5000x [208V]",0.95,"No",95,4.5]
["SunPower","SPR-4600 [208V]",0.95499999999999996,"No",95.5,4.5999999999999996]
["SunPower","SPR-5000m [208V]",0.95499999999999996,"No",95.5,5]
["SunPower","SPR-5000m [240V]",0.95499999999999996,"No",95.5,5]
["SunPower","SPR-5000m [277V]",0.95499999999999996,"No",95.5,5]
["SunPower","SPR-5000x [240V]",0.95499999999999996,"No",95.5,5]
["SunPower","SPR-5200 [240V]",0.96,"No",96,5.2]
["SunPower","SPR-6000m [208V]",0.95499999999999996,"No",95.5,6]
["SunPower","SPR-6000m [240V]",0.95499999999999996,"No",95.5,6]
["SunPower","SPR-6000m [277V]",0.96,"No",96,6]
["SunPower","SPR-6500f [208V]",0.95,"No",95,6.5]
["SunPower","SPR-6500f [240V]",0.95499999999999996,"No",95.5,6.5]
["SunPower","SPR-6500f [277V]",0.96,"No",96,6.5]
["SunPower","SPR-6501f [208V]",0.95,"No",95,6.5]
["SunPower","SPR-6501f [240V]",0.95499999999999996,"No",95.5,6.5]
["SunPower","SPR-6501f [277V]",0.96,"No",96,6.5]
["SunPower","SPR-7000m [208V]",0.95499999999999996,"No",95.5,7]
["SunPower","SPR-7000m [240V]",0.96,"No",96,7]
["SunPower","SPR-7000m [277V]",0.96,"No",96,7]
["SunPower","SPR-7501f [208V]",0.95,"No",95,7.5]
["SunPower","SPR-7501f [240V]",0.95499999999999996,"No",95.5,7.5]
["SunPower","SPR-7501f [277V]",0.96,"No",96,7.5]
["SunPower","SPR-8000f [208V]",0.95,"No",95,7.6]
["SunPower","SPR-8000m [240V]",0.96,"No",96,7.6]
["SunPower","SPR-8000f [240V]",0.95499999999999996,"No",95.5,8]
["SunPower","SPR-8000f [277V]",0.96,"No",96,8]
["SunPower","SPR-8000m [277V]",0.96,"No",96,8]
["SunPower","SPR-10001f [208V]",0.95,"No",95,9.9949999999999992]
["SunPower","SPR-10001f [240V]",0.95499999999999996,"No",95.5,9.9949999999999992]
["SunPower","SPR-10001f [277V]",0.96,"No",96,9.9949999999999992]
["SunPower","SPR-10000f [208V]",0.95,"No",95,10]
["SunPower","SPR-10000f [240V]",0.95499999999999996,"No",95.5,10]
["SunPower","SPR-10000f [277V]",0.96,"No",96,10]
["SunPower","SPR 11401f [208V]",0.95,"No",95,11.4]
["SunPower","SPR 11401f [240V]",0.95499999999999996,"No",95.5,11.4]
["SunPower","SPR 11401f [277V]",0.96,"No",96,11.4]
["SunPower","SPR-11400f-3 [208V]",0.95,"No",95,11.4]
["SunPower","SPR-11400f-3 [240V]",0.95499999999999996,"No",95.5,11.4]
["SunPower","SPR-11401f-3 Delta [208V]",0.95,"No",95,11.4]
["SunPower","SPR-11401f-3 Delta [240V]",0.96,"No",96,11.4]
["SunPower","SPR-12000f [208V]",0.95,"No",95,11.4]
["SunPower","SPR-12000f [240V]",0.95499999999999996,"No",95.5,12]
["SunPower","SPR-12000f-3 [277V]",0.96,"No",96,12]
["SunPower","SPR-12000m-3 [480V]",0.97499999999999998,"No",97.5,12]
["SunPower","SPR-12000m-3-H [480V]",0.97499999999999998,"No",97.5,12]
["SunPower","SPR-12001f-3 WYE [277V]",0.96,"No",96,12]
["SunPower","SPR-15000m-3 [480V]",0.97499999999999998,"No",97.5,15]
["SunPower","SPR-15000m-3-H [480V]",0.97499999999999998,"No",97.5,15]
["SunPower","SPR-20000m-3 [480V]",0.97499999999999998,"No",97.5,20]
["SunPower","SPR-20000m-3-H [480V]",0.97499999999999998,"No",97.5,20]
["SunPower","SPR-24000m-3 [480V]",0.98,"No",98,24.06]
["SunPower","SPR-24000m-3-H [480V]",0.98,"No",98,24.06]
["SunPower","SPR-30000m-3 [480V]",0.98,"No",98,30.01]
["Sunset","SUNstring 4000 [240V]",0.94,"No",94,2.86]
["Sunset","SUNstring 5000 [240V]",0.93500000000000005,"No",93.5,3.6]
["Sustainable Energy Technologies","SUNERGY ELV 208 [208V]",0.94,"No",94,5]
["Sustainable Energy Technologies","SUNERGY LV 208 [208V]",0.94499999999999995,"No",94.5,5]
["Sustainable Energy Technologies","SUNERGY TENK 240D [240V]",0.94499999999999995,"No",94.5,5]
["Sustainable Energy Technologies","Sunergy 5000-70/240 [240V]",0.95,"No",95,5.0090000000000003]
["Sysgration","Soleil 2000-120 [120V]",0.91500000000000004,"No",91.5,2]
["Sysgration","SG-4000 [240V]",0.95,"No",95,4.03]
["Tabuchi Electric Co., Ltd.","EHW-S55P3B-PNUS [240V]",0.91500000000000004,"No",91.5,5.3460000000000001]
["Tabuchi Electric Co., Ltd.","THD-S55P3BB-US [240V]",0.94499999999999995,"No",94.5,5.5189199999999996]
["Tabuchi Electric Co., Ltd.","THD-S55P3B-US [240V]",0.94499999999999995,"No",94.5,5.5189199999999996]
["Tabuchi Electric Co., Ltd.","THE-S55P3BB-USW [240V]",0.94499999999999995,"No",94.5,5.5189199999999996]
["Tabuchi Electric Co., Ltd.","EPW-T250P6-US [480V]",0.97499999999999998,"No",97.5,24.13]
["Tabuchi Electric Co., Ltd.","TPD-T250P6-US [480V]",0.97499999999999998,"No",97.5,24.895]
["Talesun Solar","TP660AM225 [240V]",0.94499999999999995,"Yes",94.5,0.23]
["Talesun Solar","TP660AM240 [240V]",0.95,"Yes",95,0.24]
["Talesun Solar","TP660AM255 [240V]",0.95499999999999996,"Yes",95.5,0.25]
["Talesun Solar","TP660AM270 [240V]",0.96,"Yes",96,0.26]
["TMEIC","PVL-L0500U",0.95499999999999996,"No",95.5,500]
["TMEIC","PVL-L0630U-S",0.97,"No",97,630]
["TMEIC","PVL-L0833GR",0.97499999999999998,"No",97.5,833]
["TMEIC","PVH-L1350GR",0.97499999999999998,"No",97.5,1350]
["TMEIC","PVH-L1350GR-EG",0.97499999999999998,"No",97.5,1350]
["TMEIC","PVL-L1833GRQ",0.97499999999999998,"No",97.5,1667]
["TMEIC","PVL-L1833GRM",0.98,"No",98,1833]
["TMEIC","PVH-L2500GR",0.97499999999999998,"No",97.5,2500]
["TMEIC","PVH-L2500GR-EG",0.97499999999999998,"No",97.5,2500]
["TMEIC","PVH-L2700GR",0.97499999999999998,"No",97.5,2700]
["TMEIC","PVH-L2700GR-EG",0.97499999999999998,"No",97.5,2700]
["TMEIC","PVH-L3200GR [600V]",0.98499999999999999,"No",98.5,3127.43]
["TMEIC","PVH-L3200GR-E7 [600V]",0.98499999999999999,"No",98.5,3127.43]
["TMEIC","PVH-L3200GR-EG [600V]",0.98499999999999999,"No",98.5,3127.43]
["Topper Sun Energy Technology","TS-S1500 [208V]",0.94499999999999995,"No",94.5,1.55]
["Topper Sun Energy Technology","TS-S1500 [240V]",0.94499999999999995,"No",94.5,1.55]
["Topper Sun Energy Technology","TS-S2000 [208V]",0.95499999999999996,"No",95.5,2.06]
["Topper Sun Energy Technology","TS-S2000 [240V]",0.95,"No",95,2.06]
["Topper Sun Energy Technology","TS-S3000 [208V]",0.95499999999999996,"No",95.5,3]
["Topper Sun Energy Technology","TS-S3000 [240V]",0.95499999999999996,"No",95.5,3.01]
["Topper Sun Energy Technology","TS-S4000 [208V]",0.95499999999999996,"No",95.5,3.98]
["Topper Sun Energy Technology","TS-S4000 [240V]",0.96,"No",96,3.99]
["Toshiba International","PVT-AAA50K6U",0.95499999999999996,"No",95.5,500]
["Toshiba International","PVL-L0630U-S",0.97,"No",97,630]
["Trina Energy Storage Solutions (Jiangsu) Co., Ltd","TB6000SHU [208V]",0.97,"No",97,4.992]
["Trina Energy Storage Solutions (Jiangsu) Co., Ltd","TB6000SHU [240V]",0.97499999999999998,"No",97.5,5.76]
["Trina Energy Storage Solutions (Jiangsu) Co., Ltd","TB8000SHU [208V]",0.97499999999999998,"No",97.5,6.6559999999999997]
["Trina Energy Storage Solutions (Jiangsu) Co., Ltd","TB8000SHU [240V]",0.97499999999999998,"No",97.5,7.68]
["Ubiquiti Networks International","SM-MI-250 [240V]",0.95499999999999996,"Yes",95.5,0.25]
["Westinghouse Solar","WLW-230-1-AC1-A-B [240V]",0.95,"Yes",95,0.19]
["Westinghouse Solar","WLW-235-1-AC1-A-B [240V]",0.95,"Yes",95,0.19]
["Westinghouse Solar","WLW-235-1-AC3-B-B [240V]",0.95,"Yes",95,0.19]
["Westinghouse Solar","WLW-240-1-AC1-A-B [240V]",0.95,"Yes",95,0.19]
["Westinghouse Solar","WLW-240-1-AC3-B-B [240V]",0.95,"Yes",95,0.19]
["Westinghouse Solar","WS-175-1AC1-A-A [240V]",0.95,"Yes",95,0.19]
["Westinghouse Solar","WS-175-1AC3-B-A [240V]",0.95,"Yes",95,0.19]
["Westinghouse Solar","WS-185-1AC1-A-A [240V]",0.95,"Yes",95,0.19]
["Westinghouse Solar","WS-185-1AC1-A-B [240V]",0.95,"Yes",95,0.19]
["Westinghouse Solar","WS-185-1AC3-B-A [208V]",0.95,"Yes",95,0.19]
["Westinghouse Solar","WS-185-1AC3-B-B [208V]",0.95,"Yes",95,0.19]
["Westinghouse Solar","WS-190-1AC1-A-B [240V]",0.95,"Yes",95,0.19]
["Westinghouse Solar","WS-190-1AC3-B-B [240V]",0.95,"Yes",95,0.19]
["Westinghouse Solar","WS-195-1AC1-A-B [240V]",0.95,"Yes",95,0.19]
["Westinghouse Solar","WS-195-1AC3-B-B [208V]",0.95,"Yes",95,0.19]
["Westinghouse Solar","WLW-230-1-AC0-D-B [208V]",0.96,"Yes",96,0.215]
["Westinghouse Solar","WLW-230-1-AC0-D-B [240V]",0.96,"Yes",96,0.215]
["Westinghouse Solar","WLW-230-1-AC2-D-B [208V]",0.96,"Yes",96,0.215]
["Westinghouse Solar","WLW-230-1-AC2-D-B [240V]",0.96,"Yes",96,0.215]
["Westinghouse Solar","WLW-235-1-AC0-D-B [208V]",0.96,"Yes",96,0.215]
["Westinghouse Solar","WLW-235-1-AC0-D-B [240V]",0.96,"Yes",96,0.215]
["Westinghouse Solar","WLW-235-1-AC2-D-B [208V]",0.96,"Yes",96,0.215]
["Westinghouse Solar","WLW-235-1-AC2-D-B [240V]",0.96,"Yes",96,0.215]
["Westinghouse Solar","WLW-240-1-AC0-D-B [208V]",0.96,"Yes",96,0.215]
["Westinghouse Solar","WLW-240-1-AC0-D-B [240V]",0.96,"Yes",96,0.215]
["Westinghouse Solar","WLW-240-1-AC2-D-B [208V]",0.96,"Yes",96,0.215]
["Westinghouse Solar","WLW-240-1-AC2-D-B [240V]",0.96,"Yes",96,0.215]
["Westinghouse Solar","WTW-240-1-AC2-D-B [208V]",0.96,"Yes",96,0.215]
["Westinghouse Solar","WTW-240-1-AC2-D-B [240V]",0.96,"Yes",96,0.215]
["Westinghouse Solar","WTW-245-1-AC2-D-B [208V]",0.96,"Yes",96,0.215]
["Westinghouse Solar","WTW-245-1-AC2-D-B [240V]",0.96,"Yes",96,0.215]
["Westinghouse Solar","WTW-250-1-AC2-D-B [208V]",0.96,"Yes",96,0.215]
["Westinghouse Solar","WTW-250-1-AC2-D-B [240V]",0.96,"Yes",96,0.215]
["Xantrex Technology","GT2.5-NA-DS-240 [240V]",0.94,"No",94,2.5]
["Xantrex Technology","GT2.5-NA-DS-240-POS [240V]",0.94,"No",94,2.5]
["Xantrex Technology","GT2.8-NA-240/208 [208V]",0.93500000000000005,"No",93.5,2.7]
["Xantrex Technology","GT2.8-NA-240/208 [240V]",0.94,"No",94,2.8]
["Xantrex Technology","GT3.0-NA-DS-240 [240V]",0.94499999999999995,"No",94.5,3]
["Xantrex Technology","GT3.0-NA-DS-240-POS [240V]",0.94499999999999995,"No",94.5,3]
["Xantrex Technology","GT3.3N-NA-240/208 [208V]",0.95,"No",95,3.1]
["Xantrex Technology","SW4048 [120V]",0.90500000000000003,"No",90.5,3.2109999999999999]
["Xantrex Technology","SW4024 [120V]",0.89,"No",89,3.2970000000000002]
["Xantrex Technology","GT3.3-NA-DS-208 [208V]",0.94,"No",94,3.3]
["Xantrex Technology","GT3.3-NA-DS-208-POS [208V]",0.94,"No",94,3.3]
["Xantrex Technology","GT3.3-NA-DS-240 [240V]",0.94499999999999995,"No",94.5,3.3]
["Xantrex Technology","GT3.3-NA-DS-240-POS [240V]",0.94499999999999995,"No",94.5,3.3]
["Xantrex Technology","GT3.3N-NA-240/208 [240V]",0.95499999999999996,"No",95.5,3.3]
["Xantrex Technology","GT3.8-NA-240/208 UL-05 [208V]",0.95,"No",95,3.5]
["Xantrex Technology","GT3.8-NA-240/208 UL-05 [240V]",0.95,"No",95,3.8]
["Xantrex Technology","GT3.8-NA-DS-240 [240V]",0.95,"No",95,3.8]
["Xantrex Technology","GT3.8-NA-DS-240-POS [240V]",0.95,"No",95,3.8]
["Xantrex Technology","GT4.0N-NA-240/208 [208V]",0.95,"No",95,3.8]
["Xantrex Technology","GT4.0N-NA-240/208 [240V]",0.95499999999999996,"No",95.5,4]
["Xantrex Technology","SW5548 [120V]",0.91,"No",91,4.2649999999999997]
["Xantrex Technology","GT5.0-NA-240/208 [208V]",0.95,"No",95,4.5]
["Xantrex Technology","GT5.0-NA-240/208 [240V]",0.95499999999999996,"No",95.5,5]
["Xantrex Technology","GT5.0-NA-DS-240 [240V]",0.95499999999999996,"No",95.5,5]
["Xantrex Technology","PV10-208 [208V]",0.9,"No",90,10.19]
["Xantrex Technology","PV10-480 [208V]",0.92,"No",92,10.24]
["Xantrex Technology","PV15-480 [208V]",0.91500000000000004,"No",91.5,15.28]
["Xantrex Technology","PV15-208 [208V]",0.91500000000000004,"No",91.5,15.31]
["Xantrex Technology","PV20-480 [208V]",0.92,"No",92,20.32]
["Xantrex Technology","PV20-208 [208V]",0.92,"No",92,20.49]
["Xantrex Technology","PV30-480 [208V]",0.92,"No",92,29.97]
["Xantrex Technology","PV30-208 [208V]",0.92,"No",92,30.29]
["Xantrex Technology","PV45-480 [208V]",0.92,"No",92,45.21]
["Xantrex Technology","PV45-208 [208V]",0.92500000000000004,"No",92.5,45.35]
["Xantrex Technology","PV100S-480 [480V]",0.93,"No",93,100.3]
["Xantrex Technology","PV100S-208 [208V]",0.92500000000000004,"No",92.5,101]
["Xantrex Technology","PV100S-480-HE [480V]",0.95,"No",95,101.1]
["Xantrex Technology","PV100S-208-HE [208V]",0.94499999999999995,"No",94.5,101.3]
["Xantrex Technology","PV225S-480-P [480V]",0.94499999999999995,"No",94.5,225.3]
["Xantrex Technology","PV225S-480 [480V]",0.93500000000000005,"No",93.5,227.3]
["Xiamen Kehua Hengsheng Co., Ltd.","SPI50K-BHV [480V]",0.98,"No",98,49.825000000000003]
["Xiamen Kehua Hengsheng Co., Ltd.","SPI60K-BHV [480V]",0.98,"No",98,59.667999999999999]
["Xslent Energy Technologies","XPX A1000 [120V]",0.89,"Yes",89,0.18]
["Yaskawa Solectria Solar","PVI 1800-208 [208V]",0.92500000000000004,"No",92.5,1.8]
["Yaskawa Solectria Solar","PVI 1800-240 [240V]",0.92500000000000004,"No",92.5,1.8]
["Yaskawa Solectria Solar","PVI 2500-208 [208V]",0.92,"No",92,2.5]
["Yaskawa Solectria Solar","PVI 2500-240 [240V]",0.93,"No",93,2.5]
["Yaskawa Solectria Solar","PVI 3000-208 [208V]",0.95499999999999996,"No",95.5,2.7]
["Yaskawa Solectria Solar","PVI 3000-POS-208 [208V]",0.95499999999999996,"No",95.5,2.7]
["Yaskawa Solectria Solar","PVI 3000S [208V]",0.95499999999999996,"No",95.5,2.81]
["Yaskawa Solectria Solar","PVI 3000S-P [208V]",0.95499999999999996,"No",95.5,2.81]
["Yaskawa Solectria Solar","PVI 3000-240 [240V]",0.96,"No",96,2.9]
["Yaskawa Solectria Solar","PVI 3000-POS-240 [240V]",0.96,"No",96,2.9]
["Yaskawa Solectria Solar","PVI 3000S [240V]",0.96,"No",96,3.01]
["Yaskawa Solectria Solar","PVI 3000S-P [240V]",0.96,"No",96,3.01]
["Yaskawa Solectria Solar","PVI 3800TL [208V]",0.97499999999999998,"No",97.5,3.32]
["Yaskawa Solectria Solar","PVI 4000-208 [208V]",0.95499999999999996,"No",95.5,3.4]
["Yaskawa Solectria Solar","PVI 4000-POS-208 [208V]",0.95499999999999996,"No",95.5,3.4]
["Yaskawa Solectria Solar","PVI 4000S [208V]",0.95499999999999996,"No",95.5,3.51]
["Yaskawa Solectria Solar","PVI 4000S-P [208V]",0.95499999999999996,"No",95.5,3.51]
["Yaskawa Solectria Solar","PVI 3800TL [240V]",0.97499999999999998,"No",97.5,3.81]
["Yaskawa Solectria Solar","PVI 4000-240 [240V]",0.96,"No",96,3.9]
["Yaskawa Solectria Solar","PVI 4000-POS-240 [240V]",0.96,"No",96,3.9]
["Yaskawa Solectria Solar","PVI 4000S [240V]",0.96,"No",96,4.0199999999999996]
["Yaskawa Solectria Solar","PVI 4000S-P [240V]",0.96,"No",96,4.0199999999999996]
["Yaskawa Solectria Solar","PVI 5000-208 [208V]",0.96,"No",96,4.3]
["Yaskawa Solectria Solar","PVI 5000-POS-208 [208V]",0.96,"No",96,4.3]
["Yaskawa Solectria Solar","PVI 5000S [208V]",0.96,"No",96,4.4000000000000004]
["Yaskawa Solectria Solar","PVI 5000S-P [208V]",0.96,"No",96,4.4000000000000004]
["Yaskawa Solectria Solar","PVI 5300-208 [208V]",0.95499999999999996,"No",95.5,4.5999999999999996]
["Yaskawa Solectria Solar","PVI 5300-POS-208 [208V]",0.95499999999999996,"No",95.5,4.5999999999999996]
["Yaskawa Solectria Solar","PVI 5000-240 [240V]",0.96,"No",96,4.9000000000000004]
["Yaskawa Solectria Solar","PVI 5000-POS-240 [240V]",0.96,"No",96,4.9000000000000004]
["Yaskawa Solectria Solar","PVI 5000S [240V]",0.96,"No",96,5.01]
["Yaskawa Solectria Solar","PVI 5000S-P [240V]",0.96,"No",96,5.01]
["Yaskawa Solectria Solar","PVI 5200TL [208V]",0.97499999999999998,"No",97.5,5.2]
["Yaskawa Solectria Solar","PVI 5200TL [240V]",0.97499999999999998,"No",97.5,5.2]
["Yaskawa Solectria Solar","PVI 5300-240 [240V]",0.96,"No",96,5.3]
["Yaskawa Solectria Solar","PVI 5300-POS-240 [240V]",0.96,"No",96,5.3]
["Yaskawa Solectria Solar","PVI 6500-208 [208V]",0.95499999999999996,"No",95.5,6.43]
["Yaskawa Solectria Solar","PVI 6500-240 [240V]",0.96,"No",96,6.45]
["Yaskawa Solectria Solar","PVI 6500-277 [277V]",0.96,"No",96,6.45]
["Yaskawa Solectria Solar","PVI 6600TL [208V]",0.97499999999999998,"No",97.5,6.6]
["Yaskawa Solectria Solar","PVI 6600TL [240V]",0.97499999999999998,"No",97.5,6.6]
["Yaskawa Solectria Solar","PVI 7600TL [208V]",0.97499999999999998,"No",97.5,6.6]
["Yaskawa Solectria Solar","PVI 7500-208 [208V]",0.95499999999999996,"No",95.5,7.43]
["Yaskawa Solectria Solar","PVI 7500-240 [240V]",0.96,"No",96,7.45]
["Yaskawa Solectria Solar","PVI 7500-277 [277V]",0.96,"No",96,7.46]
["Yaskawa Solectria Solar","PVI 7600TL [240V]",0.97499999999999998,"No",97.5,7.6]
["Yaskawa Solectria Solar","PVI 10kW-208 [208V]",0.96,"No",96,10.36]
["Yaskawa Solectria Solar","PVI 10kW-480 [480V]",0.96,"No",96,10.41]
["Yaskawa Solectria Solar","PVI 13 kW-208 [208V]",0.96,"No",96,13.69]
["Yaskawa Solectria Solar","PVI 13 kW-480 [480V]",0.96,"No",96,13.7]
["Yaskawa Solectria Solar","PVI 14TL-208",0.96,"No",96,14]
["Yaskawa Solectria Solar","PVI 15kW-208 [208V]",0.96,"No",96,15.05]
["Yaskawa Solectria Solar","PVI 15kW-480 [480V]",0.96,"No",96,15.35]
["Yaskawa Solectria Solar","PVI 20TL-480",0.97,"No",97,20]
["Yaskawa Solectria Solar","PVI 23TL-480",0.98,"No",98,23]
["Yaskawa Solectria Solar","PVI 28TL-480",0.98,"No",98,28]
["Yaskawa Solectria Solar","PVI 36TL-480",0.98,"No",98,36]
["Yaskawa Solectria Solar","PVI 50 kW-240",0.97,"No",97,50]
["Yaskawa Solectria Solar","PVI 50 kW-480 [480V]",0.96,"No",96,50]
["Yaskawa Solectria Solar","PVI 50TL-480 [480V]",0.98499999999999999,"No",98.5,50]
["Yaskawa Solectria Solar","PVI-50-208 [208V]",0.96,"No",96,50]
["Yaskawa Solectria Solar","PVI 60kW-208 [208V]",0.96,"No",96,60]
["Yaskawa Solectria Solar","PVI 60kW-240",0.97,"No",97,60]
["Yaskawa Solectria Solar","PVI 60kW-480 [180V]",0.96,"No",96,60]
["Yaskawa Solectria Solar","PVI 60TL-480 [480V]",0.98499999999999999,"No",98.5,60]
["Yaskawa Solectria Solar","XGI 1000-60 [480V]",0.98,"No",98,61.36]
["Yaskawa Solectria Solar","XGI 1000-65 [480V]",0.98,"No",98,65.31]
["Yaskawa Solectria Solar","PVI 75 kW-208 [208V]",0.97,"No",97,75]
["Yaskawa Solectria Solar","PVI 75 kW-240 [240V]",0.96,"No",96,75]
["Yaskawa Solectria Solar","PVI 75 kW-480 [480V]",0.97,"No",97,75]
["Yaskawa Solectria Solar","PVI 75 kW-480PE",0.97499999999999998,"No",97.5,75]
["Yaskawa Solectria Solar","PVI 75-208-PE",0.97499999999999998,"No",97.5,75]
["Yaskawa Solectria Solar","PVI 82 kW-480 [480V]",0.95499999999999996,"No",95.5,81.99]
["Yaskawa Solectria Solar","PVI 82 kW-208 [208V]",0.94499999999999995,"No",94.5,83.3]
["Yaskawa Solectria Solar","PVI 85-208-PE",0.97,"No",97,85]
["Yaskawa Solectria Solar","PVI 85kW-208 [208V]",0.96,"No",96,85]
["Yaskawa Solectria Solar","PVI 85kW-240 [240V]",0.96,"No",96,85]
["Yaskawa Solectria Solar","PVI 85kW-480 [480V]",0.96499999999999997,"No",96.5,85]
["Yaskawa Solectria Solar","PVI 95kW-480 [480V]",0.95499999999999996,"No",95.5,95.32]
["Yaskawa Solectria Solar","PVI 95kW-208 [208V]",0.94499999999999995,"No",94.5,95.47]
["Yaskawa Solectria Solar","PVI 100 kW-208 [208V]",0.96,"No",96,100]
["Yaskawa Solectria Solar","PVI 100 kW-240 [240V]",0.96,"No",96,100]
["Yaskawa Solectria Solar","PVI 100 kW-480 [480V]",0.96499999999999997,"No",96.5,100]
["Yaskawa Solectria Solar","PVI 100-208-PE",0.97,"No",97,100]
["Yaskawa Solectria Solar","XGI 1500-125/125 [600V]",0.98499999999999999,"No",98.5,124.61755833333333]
["Yaskawa Solectria Solar","XGI 1500-125/150 [600V]",0.98499999999999999,"No",98.5,124.61755833333333]
["Yaskawa Solectria Solar","XGI 1500-150/166 [600V]",0.98499999999999999,"No",98.5,150]
["Yaskawa Solectria Solar","XGI 1500-166/166 [600V]",0.98499999999999999,"No",98.5,165.13934]
["Yaskawa Solectria Solar","SGI 225-480 [480V]",0.97499999999999998,"No",97.5,230.1]
["Yaskawa Solectria Solar","SGI 250-480 [480V]",0.97499999999999998,"No",97.5,258.2]
["Yaskawa Solectria Solar","SGI 266-480 [480V]",0.97499999999999998,"No",97.5,269.8]
["Yaskawa Solectria Solar","SGI 300-480 [480V]",0.97499999999999998,"No",97.5,304.89999999999998]
["Yaskawa Solectria Solar","SGI 500XT",0.98,"No",98,500]
["Yaskawa Solectria Solar","SGI 500-480 [480V]",0.97,"No",97,500.8]
["Yaskawa Solectria Solar","SGI 500XTM [380V]",0.96499999999999997,"No",96.5,507]
["Yaskawa Solectria Solar","SGI 499PE [480V]",0.97499999999999998,"No",97.5,508.2]
["Yaskawa Solectria Solar","SGI 500PE [480V]",0.97499999999999998,"No",97.5,508.2]
["Yaskawa Solectria Solar","SGI 750XTM [380V]",0.96499999999999997,"No",96.5,753.2]
["Yes! Solar","ES3000 [208V]",0.95499999999999996,"No",95.5,2.7]
["Yes! Solar","ES3000P [208V]",0.95499999999999996,"No",95.5,2.7]
["Yes! Solar","ES3000 [240V]",0.96,"No",96,2.9]
["Yes! Solar","ES3000P [240V]",0.96,"No",96,2.9]
["Yes! Solar","ES4000 [208V]",0.95499999999999996,"No",95.5,3.4]
["Yes! Solar","ES4000P [208V]",0.95499999999999996,"No",95.5,3.4]
["Yes! Solar","ES4000 [240V]",0.96,"No",96,3.9]
["Yes! Solar","ES4000P [240V]",0.96,"No",96,3.9]
["Yes! Solar","ES5000 [208V]",0.96,"No",96,4.3]
["Yes! Solar","ES5000P [208V]",0.96,"No",96,4.3]
["Yes! Solar","ES5400 [208V]",0.95499999999999996,"No",95.5,4.5999999999999996]
["Yes! Solar","ES5400P [208V]",0.95499999999999996,"No",95.5,4.5999999999999996]
["Yes! Solar","ES5000 [240V]",0.96,"No",96,4.9000000000000004]
["Yes! Solar","ES5000P [240V]",0.96,"No",96,4.9000000000000004]
["Yes! Solar","ES5400 [240V]",0.96,"No",96,5.3]
["Yes! Solar","ES5400P [240V]",0.96,"No",96,5.3]
["Zhongli Talesun Solar","TAC208/240 [208V]",0.95,"Yes",95,0.24]
["Zhongli Talesun Solar","TAC208/240 [240V]",0.95,"Yes",95,0.24]
["Zigor","Sunzet 2 TL-US [240V]",0.94499999999999995,"No",94.5,2.11]
["Zigor","Sunzet 3 TL-US [240V]",0.95,"No",95,3.18]
["Zigor","SUNZET4-USA [240V]",0.95,"No",95,4.03]
["Zigor","SUNZET 4 TL-US [240V]",0.95499999999999996,"No",95.5,4.16]
["Zigor","SUNZET 5 TL-US [240V]",0.95499999999999996,"No",95.5,5.24]

{"sheet":"LibDate","index":3,"n_rows":1,"n_cols":2,"rows_kept":1,"cut":false,"hidden":true,"merged":[]}
["Library Date","Jan-20"]

{"sheet":"Updater","index":4,"n_rows":11,"n_cols":1,"rows_kept":11,"cut":false,"hidden":false,"merged":[[6,0,6,18],[8,0,8,18],[10,0,10,18]]}
[]
[]
[]
[]
[]
[]
["California Energy Commission's"]
[]
["Flexible Installation Calculator"]
[]
["Equipment Library Updater"]

{"sheet":"CZList","index":5,"n_rows":2695,"n_cols":5,"rows_kept":2695,"cut":false,"hidden":true,"merged":[]}
["Zip Code","Building CZ",null,"Lib Date:","March 2017"]
[90001,8]
[90002,8]
[90003,8]
[90004,9]
[90005,9]
[90006,9]
[90007,8]
[90008,8]
[90009,6]
[90010,9]
[90011,8]
[90012,9]
[90013,9]
[90014,9]
[90015,9]
[90016,8]
[90017,9]
[90018,8]
[90019,9]
[90020,9]
[90021,9]
[90022,9]
[90023,9]
[90024,9]
[90025,6]
[90026,9]
[90027,9]
[90028,9]
[90029,9]
[90030,9]
[90031,9]
[90032,9]
[90033,9]
[90034,8]
[90035,9]
[90036,9]
[90037,8]
[90038,9]
[90039,9]
[90040,8]
[90041,9]
[90042,9]
[90043,8]
[90044,8]
[90045,6]
[90046,9]
[90047,8]
[90048,9]
[90049,6]
[90050,9]
[90051,8]
[90052,8]
[90053,9]
[90054,9]
[90055,9]
[90056,8]
[90057,9]
[90058,8]
[90059,8]
[90060,9]
[90061,8]
[90062,8]
[90063,9]
[90064,9]
[90065,9]
[90066,6]
[90067,9]
[90068,9]
[90069,9]
[90070,9]
[90071,9]
[90072,9]
[90073,6]
[90074,9]
[90075,9]
[90076,9]
[90077,9]
[90078,9]
[90079,9]
[90080,6]
[90081,9]
[90082,8]
[90083,6]
[90084,9]
[90086,9]
[90087,9]
[90088,9]
[90089,8]
[90091,8]
[90093,9]
[90094,6]
[90095,9]
[90096,8]
[90097,6]
[90099,9]
[90101,8]
[90102,6]
[90103,6]
[90174,6]
[90185,6]
[90201,8]
[90202,8]
[90209,9]
[90210,9]
[90211,9]
[90212,9]
[90213,9]
[90220,8]
[90221,8]
[90222,8]
[90223,8]
[90224,8]
[90230,8]
[90231,8]
[90232,8]
[90233,6]
[90239,8]
[90240,8]
[90241,8]
[90242,8]
[90245,6]
[90247,8]
[90248,8]
[90249,8]
[90250,8]
[90251,8]
[90254,6]
[90255,8]
[90260,8]
[90261,6]
[90262,8]
[90263,6]
[90264,6]
[90265,6]
[90266,6]
[90267,6]
[90270,8]
[90272,6]
[90274,6]
[90275,6]
[90277,6]
[90278,6]
[90280,8]
[90290,6]
[90291,6]
[90292,6]
[90293,6]
[90294,6]
[90295,6]
[90296,6]
[90301,8]
[90302,8]
[90303,8]
[90304,8]
[90305,8]
[90306,8]
[90307,8]
[90308,8]
[90309,8]
[90310,8]
[90311,8]
[90312,8]
[90313,6]
[90397,6]
[90398,6]
[90401,6]
[90402,6]
[90403,6]
[90404,6]
[90405,6]
[90406,6]
[90407,6]
[90408,6]
[90409,6]
[90410,6]
[90411,6]
[90501,6]
[90502,6]
[90503,6]
[90504,8]
[90505,6]
[90506,8]
[90507,6]
[90508,6]
[90509,6]
[90510,6]
[90601,9]
[90602,9]
[90603,9]
[90604,9]
[90605,9]
[90606,9]
[90607,9]
[90608,9]
[90609,9]
[90610,9]
[90612,6]
[90620,8]
[90621,8]
[90622,8]
[90623,8]
[90624,8]
[90630,8]
[90631,8]
[90632,8]
[90633,8]
[90637,9]
[90638,9]
[90639,9]
[90640,9]
[90650,8]
[90651,8]
[90652,8]
[90659,6]
[90660,9]
[90661,9]
[90662,9]
[90665,6]
[90670,9]
[90671,9]
[90680,8]
[90701,8]
[90702,8]
[90703,8]
[90704,6]
[90706,8]
[90707,8]
[90710,6]
[90711,8]
[90712,8]
[90713,8]
[90714,8]
[90715,8]
[90716,8]
[90717,6]
[90720,8]
[90721,8]
[90723,8]
[90731,6]
[90732,6]
[90733,6]
[90734,6]
[90740,6]
[90742,6]
[90743,6]
[90744,6]
[90745,6]
[90746,8]
[90747,8]
[90748,6]
[90749,6]
[90801,6]
[90802,6]
[90803,6]
[90804,6]
[90805,8]
[90806,6]
[90807,8]
[90808,8]
[90809,6]
[90810,6]
[90813,6]
[90814,6]
[90815,6]
[90822,6]
[90831,6]
[90832,6]
[90833,6]
[90834,6]
[90835,6]
[90840,6]
[90842,8]
[90844,6]
[90845,6]
[90846,8]
[90847,8]
[90848,8]
[90853,6]
[90888,6]
[91001,9]
[91003,9]
[91006,9]
[91007,9]
[91009,9]
[91010,9]
[91011,9]
[91012,9]
[91016,9]
[91017,9]
[91020,9]
[91021,9]
[91023,16]
[91024,9]
[91025,9]
[91030,9]
[91031,9]
[91040,16]
[91041,9]
[91042,16]
[91043,9]
[91046,9]
[91050,9]
[91051,9]
[91066,9]
[91077,9]
[91101,9]
[91102,9]
[91103,9]
[91104,9]
[91105,9]
[91106,9]
[91107,9]
[91108,9]
[91109,9]
[91110,9]
[91114,9]
[91115,9]
[91116,9]
[91117,9]
[91118,9]
[91121,9]
[91123,9]
[91124,9]
[91125,9]
[91126,9]
[91129,9]
[91131,9]
[91175,9]
[91182,9]
[91184,9]
[91185,9]
[91186,9]
[91187,9]
[91188,9]
[91189,9]
[91191,9]
[91201,9]
[91202,9]
[91203,9]
[91204,9]
[91205,9]
[91206,9]
[91207,9]
[91208,9]
[91209,9]
[91210,9]
[91214,9]
[91221,9]
[91222,9]
[91224,9]
[91225,9]
[91226,9]
[91301,9]
[91302,9]
[91303,9]
[91304,9]
[91305,9]
[91306,9]
[91307,9]
[91308,9]
[91309,9]
[91310,9]
[91311,9]
[91312,9]
[91313,9]
[91316,9]
[91319,9]
[91320,6]
[91321,9]
[91322,9]
[91324,9]
[91325,9]
[91326,9]
[91327,9]
[91328,9]
[91329,9]
[91330,9]
[91331,9]
[91333,9]
[91334,9]
[91335,9]
[91337,9]
[91340,9]
[91341,9]
[91342,9]
[91343,9]
[91344,9]
[91345,9]
[91346,9]
[91350,9]
[91351,9]
[91352,9]
[91353,9]
[91354,9]
[91355,9]
[91356,9]
[91357,9]
[91358,9]
[91359,9]
[91360,9]
[91361,9]
[91362,9]
[91363,9]
[91364,9]
[91365,9]
[91367,9]
[91371,9]
[91372,9]
[91376,9]
[91377,9]
[91380,16]
[91381,9]
[91382,9]
[91383,9]
[91384,9]
[91385,9]
[91386,9]
[91388,9]
[91390,16]
[91392,9]
[91393,9]
[91394,9]
[91395,9]
[91396,9]
[91399,9]
[91401,9]
[91402,9]
[91403,9]
[91404,9]
[91405,9]
[91406,9]
[91407,9]
[91408,9]
[91409,9]
[91410,9]
[91411,9]
[91412,9]
[91413,9]
[91416,9]
[91423,9]
[91426,9]
[91436,9]
[91470,9]
[91482,9]
[91495,9]
[91496,9]
[91497,9]
[91499,9]
[91501,9]
[91502,9]
[91503,9]
[91504,9]
[91505,9]
[91506,9]
[91507,9]
[91508,9]
[91510,9]
[91521,9]
[91522,9]
[91523,9]
[91526,9]
[91601,9]
[91602,9]
[91603,9]
[91604,9]
[91605,9]
[91606,9]
[91607,9]
[91608,9]
[91609,9]
[91610,9]
[91611,9]
[91612,9]
[91614,9]
[91615,9]
[91616,9]
[91617,9]
[91618,9]
[91701,10]
[91702,9]
[91706,9]
[91708,10]
[91709,10]
[91710,10]
[91711,9]
[91714,9]
[91715,9]
[91716,9]
[91718,10]
[91719,10]
[91720,10]
[91722,9]
[91723,9]
[91724,9]
[91729,10]
[91730,10]
[91731,9]
[91732,9]
[91733,9]
[91734,9]
[91735,9]
[91737,10]
[91739,10]
[91740,9]
[91741,9]
[91743,10]
[91744,9]
[91745,9]
[91746,9]
[91747,9]
[91748,9]
[91749,9]
[91750,9]
[91752,10]
[91754,9]
[91755,9]
[91756,9]
[91758,10]
[91759,16]
[91760,10]
[91761,10]
[91762,10]
[91763,10]
[91764,10]
[91765,9]
[91766,9]
[91767,9]
[91768,9]
[91769,9]
[91770,9]
[91771,9]
[91772,9]
[91773,9]
[91775,9]
[91776,9]
[91778,9]
[91780,9]
[91784,10]
[91785,10]
[91786,10]
[91788,9]
[91789,9]
[91790,9]
[91791,9]
[91792,9]
[91793,9]
[91795,9]
[91797,9]
[91798,10]
[91799,9]
[91801,9]
[91802,9]
[91803,9]
[91804,9]
[91841,9]
[91896,9]
[91899,9]
[91901,10]
[91902,7]
[91903,10]
[91905,14]
[91906,14]
[91908,7]
[91909,7]
[91910,7]
[91911,7]
[91912,7]
[91913,7]
[91914,10]
[91915,7]
[91916,14]
[91917,10]
[91921,7]
[91931,14]
[91932,7]
[91933,7]
[91934,14]
[91935,10]
[91941,7]
[91942,7]
[91943,7]
[91944,7]
[91945,7]
[91946,7]
[91947,7]
[91948,14]
[91950,7]
[91951,7]
[91962,14]
[91963,14]
[91976,10]
[91977,10]
[91978,10]
[91979,10]
[91980,14]
[91987,14]
[91990,14]
[92003,10]
[92004,15]
[92007,7]
[92008,7]
[92009,7]
[92013,7]
[92014,7]
[92018,7]
[92019,10]
[92020,10]
[92021,10]
[92022,10]
[92023,7]
[92024,7]
[92025,10]
[92026,10]
[92027,10]
[92028,10]
[92029,10]
[92030,10]
[92033,10]
[92036,14]
[92037,7]
[92038,7]
[92039,7]
[92040,10]
[92046,10]
[92049,7]
[92051,7]
[92052,7]
[92054,7]
[92055,7]
[92056,7]
[92057,7]
[92058,7]
[92059,10]
[92060,14]
[92061,10]
[92064,10]
[92065,10]
[92066,14]
[92067,7]
[92068,7]
[92069,10]
[92070,14]
[92071,10]
[92072,10]
[92074,10]
[92075,7]
[92078,10]
[92079,10]
[92081,7]
[92082,10]
[92083,7]
[92084,7]
[92085,7]
[92086,14]
[92088,10]
[92090,10]
[92091,7]
[92092,7]
[92093,7]
[92096,10]
[92101,7]
[92102,7]
[92103,7]
[92104,7]
[92105,7]
[92106,7]
[92107,7]
[92108,7]
[92109,7]
[92110,7]
[92111,7]
[92112,7]
[92113,7]
[92114,7]
[92115,7]
[92116,7]
[92117,7]
[92118,7]
[92119,7]
[92120,7]
[92121,7]
[92122,7]
[92123,7]
[92124,7]
[92126,7]
[92127,10]
[92128,10]
[92129,7]
[92130,7]
[92131,10]
[92132,7]
[92133,7]
[92134,7]
[92135,7]
[92136,7]
[92137,7]
[92138,7]
[92139,7]
[92140,7]
[92142,10]
[92143,7]
[92145,7]
[92147,7]
[92149,7]
[92150,10]
[92152,7]
[92153,7]
[92154,7]
[92155,7]
[92158,10]
[92159,7]
[92160,7]
[92161,7]
[92162,7]
[92163,7]
[92164,7]
[92165,7]
[92166,7]
[92167,7]
[92168,7]
[92169,7]
[92170,7]
[92171,7]
[92172,7]
[92173,7]
[92174,7]
[92175,7]
[92176,7]
[92177,7]
[92178,7]
[92179,7]
[92182,7]
[92184,7]
[92186,7]
[92187,7]
[92190,7]
[92191,7]
[92192,7]
[92193,7]
[92194,7]
[92195,7]
[92196,7]
[92197,10]
[92198,10]
[92199,10]
[92201,15]
[92202,15]
[92203,15]
[92210,15]
[92211,15]
[92220,15]
[92222,15]
[92223,10]
[92225,15]
[92226,15]
[92227,15]
[92230,15]
[92231,15]
[92232,15]
[92233,15]
[92234,15]
[92235,15]
[92236,15]
[92239,15]
[92240,15]
[92241,15]
[92242,15]
[92243,15]
[92244,15]
[92249,15]
[92250,15]
[92251,15]
[92252,14]
[92253,15]
[92254,15]
[92255,15]
[92256,14]
[92257,15]
[92258,15]
[92259,15]
[92260,15]
[92261,15]
[92262,15]
[92263,15]
[92264,15]
[92266,14]
[92267,15]
[92268,14]
[92270,15]
[92273,15]
[92274,15]
[92275,15]
[92276,15]
[92277,14]
[92278,14]
[92280,15]
[92281,15]
[92282,15]
[92283,15]
[92284,14]
[92285,14]
[92286,14]
[92292,15]
[92301,14]
[92304,15]
[92305,16]
[92307,14]
[92308,14]
[92309,14]
[92310,14]
[92311,14]
[92312,14]
[92313,10]
[92314,16]
[92315,16]
[92316,10]
[92317,16]
[92318,10]
[92320,10]
[92321,16]
[92322,16]
[92323,14]
[92324,10]
[92325,16]
[92326,16]
[92327,14]
[92328,14]
[92329,14]
[92332,14]
[92333,16]
[92334,10]
[92335,10]
[92336,10]
[92337,10]
[92338,14]
[92339,16]
[92340,14]
[92341,16]
[92342,14]
[92345,14]
[92346,10]
[92347,14]
[92350,10]
[92352,16]
[92354,10]
[92356,14]
[92357,10]
[92358,16]
[92359,16]
[92363,15]
[92364,14]
[92365,14]
[92366,14]
[92368,14]
[92369,10]
[92371,14]
[92372,14]
[92373,10]
[92374,10]
[92375,10]
[92376,10]
[92377,10]
[92378,16]
[92382,16]
[92384,14]
[92385,16]
[92386,16]
[92389,14]
[92391,16]
[92392,14]
[92393,14]
[92394,14]
[92397,16]
[92398,14]
[92399,10]
[92401,10]
[92402,16]
[92403,10]
[92404,16]
[92405,10]
[92406,10]
[92407,10]
[92408,10]
[92410,10]
[92411,10]
[92412,10]
[92413,10]
[92414,10]
[92415,10]
[92416,10]
[92418,10]
[92420,10]
[92423,10]
[92424,10]
[92427,10]
[92501,10]
[92502,10]
[92503,10]
[92504,10]
[92505,10]
[92506,10]
[92507,10]
[92508,10]
[92509,10]
[92513,10]
[92514,10]
[92515,10]
[92516,10]
[92517,10]
[92518,10]
[92519,10]
[92521,10]
[92522,10]
[92530,10]
[92531,10]
[92532,10]
[92536,15]
[92539,16]
[92543,10]
[92544,10]
[92545,10]
[92546,10]
[92548,10]
[92549,16]
[92551,10]
[92552,10]
[92553,10]
[92554,10]
[92555,10]
[92556,10]
[92557,10]
[92561,16]
[92562,10]
[92563,10]
[92564,10]
[92567,10]
[92570,10]
[92571,10]
[92572,10]
[92581,10]
[92582,10]
[92583,10]
[92584,10]
[92585,10]
[92586,10]
[92587,10]
[92589,10]
[92590,10]
[92591,10]
[92592,10]
[92593,10]
[92595,10]
[92596,10]
[92599,10]
[92602,8]
[92603,8]
[92604,8]
[92605,6]
[92606,8]
[92607,6]
[92610,8]
[92612,8]
[92614,8]
[92615,6]
[92616,6]
[92618,8]
[92619,8]
[92620,8]
[92623,8]
[92624,6]
[92625,6]
[92626,6]
[92627,6]
[92628,6]
[92629,6]
[92630,8]
[92646,6]
[92647,6]
[92648,6]
[92649,6]
[92650,8]
[92651,6]
[92652,6]
[92653,6]
[92654,8]
[92655,6]
[92656,6]
[92657,6]
[92658,6]
[92659,6]
[92660,6]
[92661,6]
[92662,6]
[92663,6]
[92672,6]
[92673,6]
[92674,6]
[92675,6]
[92676,8]
[92677,6]
[92678,8]
[92679,8]
[92683,6]
[92684,6]
[92685,6]
[92688,8]
[92690,6]
[92691,8]
[92692,8]
[92693,6]
[92694,8]
[92697,6]
[92698,8]
[92701,8]
[92702,8]
[92703,8]
[92704,8]
[92705,8]
[92706,8]
[92707,8]
[92708,6]
[92709,8]
[92710,8]
[92711,8]
[92712,8]
[92728,6]
[92735,8]
[92780,8]
[92781,8]
[92782,8]
[92799,6]
[92801,8]
[92802,8]
[92803,8]
[92804,8]
[92805,8]
[92806,8]
[92807,8]
[92808,8]
[92811,8]
[92812,8]
[92814,8]
[92815,8]
[92816,8]
[92817,8]
[92821,8]
[92822,8]
[92823,8]
[92825,8]
[92831,8]
[92832,8]
[92833,8]
[92834,8]
[92835,8]
[92836,8]
[92837,8]
[92838,8]
[92840,8]
[92841,8]
[92842,8]
[92843,8]
[92844,6]
[92845,8]
[92846,8]
[92850,8]
[92856,8]
[92857,8]
[92859,8]
[92860,10]
[92861,8]
[92862,8]
[92863,8]
[92864,8]
[92865,8]
[92866,8]
[92867,8]
[92868,8]
[92869,8]
[92870,8]
[92871,8]
[92877,10]
[92878,10]
[92879,10]
[92880,10]
[92881,10]
[92882,10]
[92883,10]
[92885,8]
[92886,8]
[92887,8]
[92899,8]
[93001,6]
[93002,6]
[93003,6]
[93004,6]
[93005,6]
[93006,6]
[93007,6]
[93009,6]
[93010,6]
[93011,6]
[93012,6]
[93013,6]
[93014,6]
[93015,9]
[93016,9]
[93020,9]
[93021,9]
[93022,9]
[93023,9]
[93024,9]
[93030,6]
[93031,6]
[93032,6]
[93033,6]
[93034,6]
[93035,6]
[93040,9]
[93041,6]
[93042,6]
[93043,6]
[93044,6]
[93060,9]
[93061,9]
[93062,9]
[93063,9]
[93064,9]
[93065,9]
[93066,9]
[93067,6]
[93093,9]
[93094,9]
[93099,9]
[93101,6]
[93102,6]
[93103,6]
[93105,6]
[93106,6]
[93107,6]
[93108,6]
[93109,6]
[93110,6]
[93111,6]
[93116,6]
[93117,6]
[93118,6]
[93120,6]
[93121,6]
[93130,5]
[93140,6]
[93150,6]
[93160,6]
[93190,6]
[93199,6]
[93201,13]
[93202,13]
[93203,13]
[93204,13]
[93205,16]
[93206,13]
[93207,13]
[93208,16]
[93210,13]
[93212,13]
[93215,13]
[93216,13]
[93218,13]
[93219,13]
[93220,13]
[93221,13]
[93222,16]
[93223,13]
[93224,13]
[93225,16]
[93226,16]
[93227,13]
[93230,13]
[93231,13]
[93232,13]
[93234,13]
[93235,13]
[93237,13]
[93238,16]
[93239,13]
[93240,16]
[93241,13]
[93242,13]
[93243,16]
[93244,13]
[93245,13]
[93246,13]
[93247,13]
[93249,13]
[93250,13]
[93251,13]
[93252,13]
[93254,4]
[93255,16]
[93256,13]
[93257,13]
[93258,13]
[93260,13]
[93261,13]
[93262,16]
[93263,13]
[93265,16]
[93266,13]
[93267,13]
[93268,13]
[93270,13]
[93271,13]
[93272,13]
[93274,13]
[93275,13]
[93276,13]
[93277,13]
[93278,13]
[93279,13]
[93280,13]
[93282,13]
[93283,16]
[93285,16]
[93286,13]
[93287,13]
[93291,13]
[93292,13]
[93301,13]
[93302,13]
[93303,13]
[93304,13]
[93305,13]
[93306,13]
[93307,13]
[93308,13]
[93309,13]
[93311,13]
[93312,13]
[93313,13]
[93314,13]
[93380,13]
[93381,13]
[93382,13]
[93383,13]
[93384,13]
[93385,13]
[93386,13]
[93387,13]
[93388,13]
[93389,13]
[93390,13]
[93401,5]
[93402,5]
[93403,5]
[93405,5]
[93406,5]
[93407,5]
[93408,5]
[93409,5]
[93410,5]
[93412,5]
[93420,5]
[93421,5]
[93422,4]
[93423,4]
[93424,5]
[93426,4]
[93427,5]
[93428,5]
[93429,5]
[93430,5]
[93432,4]
[93433,5]
[93434,5]
[93435,5]
[93436,5]
[93437,5]
[93438,5]
[93440,5]
[93441,5]
[93442,5]
[93443,5]
[93444,5]
[93445,5]
[93446,4]
[93447,4]
[93448,5]
[93449,5]
[93450,4]
[93451,4]
[93452,5]
[93453,4]
[93454,5]
[93455,5]
[93456,5]
[93457,5]
[93458,5]
[93460,5]
[93461,4]
[93463,5]
[93464,5]
[93465,4]
[93483,5]
[93501,14]
[93502,14]
[93504,14]
[93505,14]
[93510,14]
[93512,16]
[93513,16]
[93514,16]
[93515,16]
[93516,14]
[93517,16]
[93518,16]
[93519,14]
[93522,16]
[93523,14]
[93524,14]
[93526,16]
[93527,16]
[93528,14]
[93529,16]
[93530,16]
[93531,16]
[93532,14]
[93534,14]
[93535,14]
[93536,14]
[93539,14]
[93541,16]
[93542,16]
[93543,14]
[93544,14]
[93545,16]
[93546,16]
[93549,16]
[93550,14]
[93551,14]
[93552,14]
[93553,14]
[93554,14]
[93555,14]
[93556,14]
[93558,14]
[93560,14]
[93561,16]
[93562,14]
[93563,16]
[93581,16]
[93584,14]
[93586,14]
[93590,14]
[93591,14]
[93592,14]
[93596,14]
[93599,14]
[93601,13]
[93602,16]
[93603,13]
[93604,16]
[93605,16]
[93606,13]
[93607,13]
[93608,13]
[93609,13]
[93610,13]
[93611,13]
[93612,13]
[93613,13]
[93614,13]
[93615,13]
[93616,13]
[93618,13]
[93619,13]
[93620,12]
[93621,13]
[93622,13]
[93623,16]
[93624,13]
[93625,13]
[93626,13]
[93627,13]
[93628,16]
[93630,13]
[93631,13]
[93633,16]
[93634,16]
[93635,12]
[93636,13]
[93637,13]
[93638,13]
[93639,13]
[93640,13]
[93641,13]
[93642,16]
[93643,16]
[93644,13]
[93645,13]
[93646,13]
[93647,13]
[93648,13]
[93649,13]
[93650,13]
[93651,13]
[93652,13]
[93653,13]
[93654,13]
[93656,13]
[93657,13]
[93660,13]
[93661,12]
[93662,13]
[93664,16]
[93665,12]
[93666,13]
[93667,13]
[93668,13]
[93669,16]
[93670,13]
[93673,13]
[93675,13]
[93701,13]
[93702,13]
[93703,13]
[93704,13]
[93705,13]
[93706,13]
[93707,13]
[93708,13]
[93709,13]
[93710,13]
[93711,13]
[93712,13]
[93714,13]
[93715,13]
[93716,13]
[93717,13]
[93718,13]
[93720,13]
[93721,13]
[93722,13]
[93723,13]
[93724,13]
[93725,13]
[93726,13]
[93727,13]
[93728,13]
[93729,13]
[93730,13]
[93737,13]
[93740,13]
[93741,13]
[93744,13]
[93745,13]
[93747,13]
[93750,13]
[93755,13]
[93759,13]
[93760,13]
[93761,13]
[93762,13]
[93764,13]
[93765,13]
[93771,13]
[93772,13]
[93773,13]
[93774,13]
[93775,13]
[93776,13]
[93777,13]
[93778,13]
[93779,13]
[93780,13]
[93782,13]
[93784,13]
[93786,13]
[93790,13]
[93791,13]
[93792,13]
[93793,13]
[93794,13]
[93844,13]
[93888,13]
[93901,3]
[93902,3]
[93905,3]
[93906,3]
[93907,3]
[93908,3]
[93912,3]
[93915,3]
[93920,3]
[93921,3]
[93922,3]
[93923,3]
[93924,3]
[93925,3]
[93926,3]
[93927,3]
[93928,4]
[93930,4]
[93932,4]
[93933,3]
[93940,3]
[93942,3]
[93943,3]
[93944,3]
[93950,3]
[93953,3]
[93954,4]
[93955,3]
[93960,3]
[93962,3]
[94002,3]
[94003,3]
[94005,3]
[94010,3]
[94011,3]
[94012,3]
[94014,3]
[94015,3]
[94016,3]
[94017,3]
[94018,3]
[94019,3]
[94020,3]
[94021,3]
[94022,4]
[94023,4]
[94024,4]
[94025,3]
[94026,3]
[94027,3]
[94028,3]
[94029,3]
[94030,3]
[94031,3]
[94035,4]
[94037,3]
[94038,3]
[94039,4]
[94040,4]
[94041,4]
[94042,4]
[94043,4]
[94044,3]
[94045,3]
[94059,3]
[94060,3]
[94061,3]
[94062,3]
[94063,3]
[94064,3]
[94065,3]
[94066,3]
[94067,3]
[94070,3]
[94071,3]
[94074,3]
[94080,3]
[94083,3]
[94085,4]
[94086,4]
[94087,4]
[94088,3]
[94089,4]
[94090,4]
[94096,3]
[94098,3]
[94099,3]
[94101,3]
[94102,3]
[94103,3]
[94104,3]
[94105,3]
[94106,3]
[94107,3]
[94108,3]
[94109,3]
[94110,3]
[94111,3]
[94112,3]
[94114,3]
[94115,3]
[94116,3]
[94117,3]
[94118,3]
[94119,3]
[94120,3]
[94121,3]
[94122,3]
[94123,3]
[94124,3]
[94125,3]
[94126,3]
[94127,3]
[94128,3]
[94129,3]
[94130,3]
[94131,3]
[94132,3]
[94133,3]
[94134,3]
[94135,3]
[94136,3]
[94137,3]
[94138,3]
[94139,3]
[94140,3]
[94141,3]
[94142,3]
[94143,3]
[94144,3]
[94145,3]
[94146,3]
[94147,3]
[94150,3]
[94151,3]
[94152,3]
[94153,3]
[94154,3]
[94155,3]
[94156,3]
[94157,3]
[94158,3]
[94159,3]
[94160,3]
[94161,3]
[94162,3]
[94163,3]
[94164,3]
[94165,3]
[94166,3]
[94167,3]
[94168,3]
[94169,3]
[94170,3]
[94171,3]
[94172,3]
[94175,3]
[94177,3]
[94188,3]
[94203,12]
[94204,12]
[94205,12]
[94206,12]
[94207,12]
[94208,12]
[94209,12]
[94211,12]
[94229,12]
[94230,12]
[94232,12]
[94234,12]
[94235,12]
[94236,12]
[94237,12]
[94239,12]
[94240,12]
[94243,12]
[94244,12]
[94245,12]
[94246,12]
[94247,12]
[94248,12]
[94249,12]
[94250,12]
[94252,12]
[94253,12]
[94254,12]
[94256,12]
[94257,12]
[94258,12]
[94259,12]
[94261,12]
[94262,12]
[94263,12]
[94267,12]
[94268,12]
[94269,12]
[94271,12]
[94273,12]
[94274,12]
[94277,12]
[94278,12]
[94279,12]
[94280,12]
[94282,12]
[94283,12]
[94284,12]
[94285,12]
[94286,12]
[94287,12]
[94288,12]
[94289,12]
[94290,12]
[94291,12]
[94293,12]
[94294,12]
[94295,12]
[94296,12]
[94297,12]
[94298,12]
[94299,12]
[94301,4]
[94302,4]
[94303,4]
[94304,4]
[94305,4]
[94306,4]
[94307,4]
[94308,4]
[94309,4]
[94310,4]
[94401,3]
[94402,3]
[94403,3]
[94404,3]
[94405,3]
[94406,3]
[94407,3]
[94408,3]
[94409,3]
[94497,3]
[94501,3]
[94502,3]
[94503,2]
[94505,12]
[94506,12]
[94507,12]
[94508,2]
[94509,12]
[94510,12]
[94511,12]
[94512,12]
[94513,12]
[94514,12]
[94515,2]
[94516,12]
[94517,12]
[94518,12]
[94519,12]
[94520,12]
[94521,12]
[94522,12]
[94523,12]
[94524,12]
[94525,12]
[94526,12]
[94527,12]
[94528,12]
[94529,12]
[94530,3]
[94531,12]
[94533,12]
[94534,12]
[94535,12]
[94536,3]
[94537,3]
[94538,3]
[94539,3]
[94540,3]
[94541,3]
[94542,3]
[94543,3]
[94544,3]
[94545,3]
[94546,3]
[94547,3]
[94548,12]
[94549,12]
[94550,12]
[94551,12]
[94552,3]
[94553,12]
[94555,3]
[94556,12]
[94557,3]
[94558,2]
[94559,2]
[94560,3]
[94561,12]
[94562,2]
[94563,12]
[94564,3]
[94565,12]
[94566,12]
[94567,2]
[94568,12]
[94569,12]
[94570,12]
[94571,12]
[94572,3]
[94573,2]
[94574,2]
[94575,12]
[94576,2]
[94577,3]
[94578,3]
[94579,3]
[94580,3]
[94581,2]
[94582,12]
[94583,12]
[94585,12]
[94586,12]
[94587,3]
[94588,12]
[94589,3]
[94590,3]
[94591,12]
[94592,3]
[94595,12]
[94596,12]
[94597,12]
[94598,12]
[94599,2]
[94601,3]
[94602,3]
[94603,3]
[94604,3]
[94605,3]
[94606,3]
[94607,3]
[94608,3]
[94609,3]
[94610,3]
[94611,3]
[94612,3]
[94613,3]
[94614,3]
[94615,3]
[94617,3]
[94618,3]
[94619,3]
[94620,3]
[94621,3]
[94623,3]
[94624,3]
[94625,3]
[94626,3]
[94627,3]
[94643,3]
[94649,3]
[94659,3]
[94660,3]
[94661,3]
[94662,3]
[94666,3]
[94701,3]
[94702,3]
[94703,3]
[94704,3]
[94705,3]
[94706,3]
[94707,3]
[94708,3]
[94709,3]
[94710,3]
[94712,3]
[94720,3]
[94801,3]
[94802,3]
[94803,3]
[94804,3]
[94805,3]
[94806,3]
[94807,3]
[94808,3]
[94820,3]
[94850,3]
[94901,2]
[94903,2]
[94904,2]
[94912,2]
[94913,2]
[94914,2]
[94915,2]
[94920,3]
[94922,1]
[94923,1]
[94924,3]
[94925,3]
[94926,2]
[94927,2]
[94928,2]
[94929,3]
[94930,2]
[94931,2]
[94933,3]
[94937,3]
[94938,3]
[94939,2]
[94940,3]
[94941,3]
[94942,3]
[94945,2]
[94946,2]
[94947,2]
[94948,2]
[94949,2]
[94950,3]
[94951,2]
[94952,2]
[94953,2]
[94954,2]
[94955,2]
[94956,3]
[94957,2]
[94960,2]
[94963,2]
[94964,2]
[94965,3]
[94966,3]
[94970,3]
[94971,3]
[94972,2]
[94973,2]
[94974,2]
[94975,2]
[94976,3]
[94977,3]
[94978,2]
[94979,2]
[94998,2]
[94999,2]
[95001,3]
[95002,4]
[95003,3]
[95004,4]
[95005,3]
[95006,3]
[95007,3]
[95008,4]
[95009,4]
[95010,3]
[95011,4]
[95012,3]
[95013,4]
[95014,4]
[95015,4]
[95017,3]
[95018,3]
[95019,3]
[95020,4]
[95021,4]
[95023,4]
[95024,4]
[95026,3]
[95030,4]
[95031,4]
[95032,4]
[95033,4]
[95035,4]
[95036,4]
[95037,4]
[95038,4]
[95039,3]
[95041,3]
[95042,4]
[95043,4]
[95044,3]
[95045,4]
[95046,4]
[95050,4]
[95051,4]
[95052,4]
[95053,4]
[95054,4]
[95055,4]
[95056,4]
[95060,3]
[95061,3]
[95062,3]
[95063,3]
[95064,3]
[95065,3]
[95066,3]
[95067,3]
[95070,4]
[95071,4]
[95073,3]
[95075,4]
[95076,3]
[95077,3]
[95101,4]
[95102,4]
[95103,4]
[95106,4]
[95108,4]
[95109,4]
[95110,4]
[95111,4]
[95112,4]
[95113,4]
[95114,4]
[95115,4]
[95116,4]
[95117,4]
[95118,4]
[95119,4]
[95120,4]
[95121,4]
[95122,4]
[95123,4]
[95124,4]
[95125,4]
[95126,4]
[95127,4]
[95128,4]
[95129,4]
[95130,4]
[95131,4]
[95132,4]
[95133,4]
[95134,4]
[95135,4]
[95136,4]
[95137,4]
[95138,4]
[95139,4]
[95140,4]
[95141,4]
[95142,4]
[95148,4]
[95150,4]
[95151,4]
[95152,4]
[95153,4]
[95154,4]
[95155,4]
[95156,4]
[95157,4]
[95158,4]
[95159,4]
[95160,4]
[95161,4]
[95164,4]
[95170,4]
[95171,4]
[95172,4]
[95173,4]
[95190,4]
[95191,4]
[95192,4]
[95193,4]
[95194,4]
[95196,4]
[95201,12]
[95202,12]
[95203,12]
[95204,12]
[95205,12]
[95206,12]
[95207,12]
[95208,12]
[95209,12]
[95210,12]
[95211,12]
[95212,12]
[95213,12]
[95215,12]
[95219,12]
[95220,12]
[95221,12]
[95222,12]
[95223,16]
[95224,16]
[95225,12]
[95226,12]
[95227,12]
[95228,12]
[95229,12]
[95230,12]
[95231,12]
[95232,12]
[95233,16]
[95234,12]
[95236,12]
[95237,12]
[95240,12]
[95241,12]
[95242,12]
[95245,12]
[95246,12]
[95247,12]
[95248,12]
[95249,12]
[95250,12]
[95251,12]
[95252,12]
[95253,12]
[95254,12]
[95255,12]
[95257,12]
[95258,12]
[95267,12]
[95269,12]
[95290,12]
[95296,12]
[95297,12]
[95298,12]
[95301,12]
[95303,12]
[95304,12]
[95305,12]
[95306,12]
[95307,12]
[95309,12]
[95310,12]
[95311,12]
[95312,12]
[95313,12]
[95314,16]
[95315,12]
[95316,12]
[95317,12]
[95318,16]
[95319,12]
[95320,12]
[95321,12]
[95322,12]
[95323,12]
[95324,12]
[95325,12]
[95326,12]
[95327,12]
[95328,12]
[95329,12]
[95330,12]
[95333,12]
[95334,12]
[95335,16]
[95336,12]
[95337,12]
[95338,12]
[95340,12]
[95341,12]
[95342,12]
[95343,12]
[95344,12]
[95345,12]
[95346,16]
[95347,12]
[95348,12]
[95350,12]
[95351,12]
[95352,12]
[95353,12]
[95354,12]
[95355,12]
[95356,12]
[95357,12]
[95358,12]
[95360,12]
[95361,12]
[95363,12]
[95364,16]
[95365,12]
[95366,12]
[95367,12]
[95368,12]
[95369,12]
[95370,12]
[95372,12]
[95373,12]
[95374,12]
[95375,16]
[95376,12]
[95377,12]
[95378,12]
[95379,12]
[95380,12]
[95381,12]
[95382,12]
[95383,12]
[95385,12]
[95386,12]
[95387,12]
[95388,12]
[95389,16]
[95390,12]
[95391,12]
[95397,12]
[95401,2]
[95402,2]
[95403,2]
[95404,2]
[95405,2]
[95406,2]
[95407,2]
[95408,2]
[95409,2]
[95410,1]
[95412,1]
[95415,2]
[95416,2]
[95417,1]
[95418,2]
[95419,2]
[95420,1]
[95421,1]
[95422,2]
[95423,2]
[95424,2]
[95425,2]
[95426,2]
[95427,1]
[95428,2]
[95429,2]
[95430,1]
[95431,2]
[95432,1]
[95433,2]
[95435,2]
[95436,2]
[95437,1]
[95439,2]
[95441,2]
[95442,2]
[95443,2]
[95444,2]
[95445,1]
[95446,2]
[95448,2]
[95449,2]
[95450,1]
[95451,2]
[95452,2]
[95453,2]
[95454,2]
[95456,1]
[95457,2]
[95458,2]
[95459,1]
[95460,1]
[95461,2]
[95462,1]
[95463,2]
[95464,2]
[95465,1]
[95466,2]
[95467,2]
[95468,1]
[95469,2]
[95470,2]
[95471,2]
[95472,2]
[95473,2]
[95476,2]
[95480,1]
[95481,2]
[95482,2]
[95485,2]
[95486,1]
[95487,2]
[95488,1]
[95490,2]
[95492,2]
[95493,2]
[95494,2]
[95497,1]
[95501,1]
[95502,1]
[95503,1]
[95511,2]
[95514,2]
[95518,1]
[95519,1]
[95521,1]
[95524,1]
[95525,1]
[95526,2]
[95527,16]
[95528,1]
[95531,1]
[95532,1]
[95534,1]
[95536,1]
[95537,1]
[95538,1]
[95540,1]
[95542,2]
[95543,16]
[95545,1]
[95546,2]
[95547,1]
[95548,1]
[95549,1]
[95550,2]
[95551,1]
[95552,2]
[95553,1]
[95554,2]
[95555,1]
[95556,2]
[95558,1]
[95559,2]
[95560,2]
[95562,1]
[95563,16]
[95564,1]
[95565,1]
[95567,1]
[95568,16]
[95569,2]
[95570,1]
[95571,1]
[95573,2]
[95585,1]
[95587,2]
[95589,1]
[95595,2]
[95601,12]
[95602,11]
[95603,11]
[95604,11]
[95605,12]
[95606,12]
[95607,12]
[95608,12]
[95609,12]
[95610,12]
[95611,12]
[95612,12]
[95613,12]
[95614,12]
[95615,12]
[95616,12]
[95617,12]
[95618,12]
[95619,12]
[95620,12]
[95621,12]
[95623,12]
[95624,12]
[95625,12]
[95626,12]
[95627,12]
[95628,12]
[95629,12]
[95630,12]
[95631,16]
[95632,12]
[95633,12]
[95634,12]
[95635,12]
[95636,16]
[95637,12]
[95638,12]
[95639,12]
[95640,12]
[95641,12]
[95642,12]
[95644,12]
[95645,11]
[95646,16]
[95648,11]
[95650,11]
[95651,12]
[95652,12]
[95653,12]
[95654,12]
[95655,12]
[95656,12]
[95658,11]
[95659,11]
[95660,12]
[95661,11]
[95662,12]
[95663,11]
[95664,12]
[95665,12]
[95666,16]
[95667,12]
[95668,11]
[95669,12]
[95670,12]
[95671,12]
[95672,12]
[95673,12]
[95674,11]
[95675,12]
[95676,11]
[95677,11]
[95678,11]
[95679,12]
[95680,12]
[95681,11]
[95682,12]
[95683,12]
[95684,12]
[95685,12]
[95686,12]
[95687,12]
[95688,12]
[95689,12]
[95690,12]
[95691,12]
[95692,11]
[95693,12]
[95694,12]
[95695,12]
[95696,12]
[95697,12]
[95698,12]
[95699,12]
[95701,16]
[95703,11]
[95709,12]
[95712,11]
[95713,11]
[95714,16]
[95715,16]
[95717,16]
[95720,16]
[95721,16]
[95722,11]
[95724,16]
[95726,16]
[95728,16]
[95735,16]
[95736,11]
[95741,12]
[95742,12]
[95743,12]
[95746,11]
[95747,11]
[95757,12]
[95758,12]
[95759,12]
[95762,12]
[95763,12]
[95765,11]
[95776,12]
[95798,12]
[95799,12]
[95811,12]
[95812,12]
[95813,12]
[95814,12]
[95815,12]
[95816,12]
[95817,12]
[95818,12]
[95819,12]
[95820,12]
[95821,12]
[95822,12]
[95823,12]
[95824,12]
[95825,12]
[95826,12]
[95827,12]
[95828,12]
[95829,12]
[95830,12]
[95831,12]
[95832,12]
[95833,12]
[95834,12]
[95835,12]
[95836,12]
[95837,12]
[95838,12]
[95840,12]
[95841,12]
[95842,12]
[95843,12]
[95851,12]
[95852,12]
[95853,12]
[95857,12]
[95860,12]
[95864,12]
[95865,12]
[95866,12]
[95867,12]
[95873,12]
[95887,12]
[95894,12]
[95899,12]
[95901,11]
[95903,11]
[95910,16]
[95912,11]
[95913,11]
[95914,11]
[95915,16]
[95916,16]
[95917,11]
[95918,11]
[95919,11]
[95920,11]
[95922,16]
[95923,16]
[95924,11]
[95925,16]
[95926,11]
[95927,11]
[95928,11]
[95929,11]
[95930,16]
[95931,11]
[95932,11]
[95934,16]
[95935,11]
[95936,16]
[95937,12]
[95938,11]
[95939,11]
[95940,11]
[95941,16]
[95942,16]
[95943,11]
[95944,16]
[95945,11]
[95946,11]
[95947,16]
[95948,11]
[95949,11]
[95950,11]
[95951,11]
[95953,11]
[95954,16]
[95955,11]
[95956,16]
[95957,11]
[95958,11]
[95959,11]
[95960,16]
[95961,11]
[95962,11]
[95963,11]
[95965,11]
[95966,11]
[95967,11]
[95968,11]
[95969,11]
[95970,11]
[95971,16]
[95972,11]
[95973,11]
[95974,11]
[95975,11]
[95976,11]
[95977,11]
[95978,16]
[95979,11]
[95980,16]
[95981,16]
[95982,11]
[95983,16]
[95984,16]
[95986,16]
[95987,11]
[95988,11]
[95991,11]
[95992,11]
[95993,11]
[96001,11]
[96002,11]
[96003,11]
[96006,16]
[96007,11]
[96008,11]
[96009,16]
[96010,16]
[96011,16]
[96013,16]
[96014,16]
[96015,16]
[96016,16]
[96017,16]
[96019,11]
[96020,16]
[96021,11]
[96022,11]
[96023,16]
[96024,16]
[96025,16]
[96027,16]
[96028,16]
[96029,11]
[96031,16]
[96032,16]
[96033,11]
[96034,16]
[96035,11]
[96037,16]
[96038,16]
[96039,16]
[96040,16]
[96041,16]
[96044,16]
[96046,16]
[96047,11]
[96048,16]
[96049,16]
[96050,16]
[96051,11]
[96052,16]
[96053,16]
[96054,16]
[96055,11]
[96056,16]
[96057,16]
[96058,16]
[96059,11]
[96061,16]
[96062,11]
[96063,16]
[96064,16]
[96065,16]
[96067,16]
[96068,16]
[96069,11]
[96070,11]
[96071,16]
[96073,11]
[96074,11]
[96075,16]
[96076,16]
[96078,11]
[96079,11]
[96080,11]
[96084,11]
[96085,16]
[96086,16]
[96087,11]
[96088,11]
[96089,11]
[96090,11]
[96091,16]
[96092,11]
[96093,16]
[96094,16]
[96095,11]
[96096,11]
[96097,16]
[96099,11]
[96101,16]
[96103,16]
[96104,16]
[96105,16]
[96106,16]
[96107,16]
[96108,16]
[96109,16]
[96110,16]
[96111,16]
[96112,16]
[96113,16]
[96114,16]
[96115,16]
[96116,16]
[96117,16]
[96118,16]
[96119,16]
[96120,16]
[96121,16]
[96122,16]
[96123,16]
[96124,16]
[96125,16]
[96126,16]
[96127,16]
[96128,16]
[96129,16]
[96130,16]
[96132,16]
[96133,16]
[96134,16]
[96135,16]
[96136,16]
[96137,16]
[96140,16]
[96141,16]
[96142,16]
[96143,16]
[96145,16]
[96146,16]
[96148,16]
[96150,16]
[96151,16]
[96152,16]
[96154,16]
[96155,16]
[96156,16]
[96157,16]
[96158,16]
[96160,16]
[96161,16]
[96162,16]