{"text_format":"1","workbook":"xlsx","n_sheets":2,"sheets":["Inverter-Full Data","Dropdown"],"not_rendered":{"charts":0,"images":0,"macros":1,"external_links":0,"defined_names":1,"comments":0,"pivot_tables":0},"unopened":[],"bounds":{"document_bytes":16777216,"sheet_cells":100000,"rows_first":2000,"rows_last":500,"rows_between":2000,"halvings":0,"cell_chars":16384,"cell_head_chars":4096},"cells_cut":0,"cells_raw":0,"read":"whole","date_system":"1900"}

{"sheet":"Inverter-Full Data","index":0,"n_rows":3186,"n_cols":44,"rows_kept":2250,"cut":true,"hidden":false,"merged":[],"bounds":{"rows_first":1000,"rows_last":250,"rows_between":1000,"halvings":1}}
["Utility Interactive Inverter List (Full Data)"]
["Data has not changed since February 3, 2020"]
[]
["Inverter List Notes"]
["Archive of the \"Prior List of Eligible Inverters\" Expired March 31, 2005. (Adobe PDF, 6 pages, 120 kilobytes)."]
["* Equipment is in the process of being removed from the list of eligible equipment pursuant to Appendix A, Section B, of the Guidelines for California's Solar Electric Incentive Programs (Senate Bill 1) at:  "]
["Guidelines for California's Solar Electric Incentive Programs (Senate Bill 1)"]
["Starting January 1, 2020, the Energy Commission will stop accepting requests to list inverters that do not incorporate advanced functions."]
["(1) Any text in brackets at the end of the Model Number is not part of the Manufacturer's Model Number.  Part of the text in brackets indicates the specified voltage option for that model number, if provided; models with multiple voltage options will have multiple row entries, with one for each eligible option."]
[]
["Blue colored text indicates that the model number occurs multiple times on the list under different manufacturer names."]
[]
["Manufacturer Name","Model Number1","Description","Maximum Continuous Output Power at Unity Power Factor","Nominal Voltage","Weighted Efficiency","Built-In Meter","Microinverter","Notes","Night\nTare Loss","Power Rating, Continuous, 40 deg C","Night\nTare Loss, 40 deg C","Voltage Minimum","Voltage Nominal","Voltage Maximum","Power Level","Power Level","Power Level","Power Level","Power Level","Power Level","Efficiency @Vmin,","Efficiency @Vmin,","Efficiency @Vmin,","Efficiency @Vmin,","Efficiency @Vmin,","Efficiency @Vmin,","Efficiency @Vmin,","Efficiency @Vnom","Efficiency @Vnom","Efficiency @Vnom","Efficiency @Vnom","Efficiency @Vnom","Efficiency @Vnom","Efficiency @Vnom","Efficiency @Vmax","Efficiency @Vmax","Efficiency @Vmax","Efficiency @Vmax","Efficiency @Vmax","Efficiency @Vmax","Efficiency @Vmax","CEC Listing Date","Last Update"]
[null,null,null,"(kW)","(Vac)","(%)",null,null,null,"(W)","(kW)","(W)","(Vdc)","(Vdc)","(Vdc)","10% (kW)","20% (kW)","30% (kW)","50% (kW)","75% (kW)","100% (kW)","10% Pwr Lvl (%)","20% Pwr Lvl (%)","30% Pwr Lvl (%)","50% Pwr Lvl (%)","75% Pwr Lvl (%)","100% Pwr Lvl (%)","Wtd (%)","10% Pwr Lvl (%)","20% Pwr Lvl (%)","30% Pwr Lvl (%)","50% Pwr Lvl (%)","75% Pwr Lvl (%)","100% Pwr Lvl (%)","Wtd (%)","10% Pwr Lvl (%)","20% Pwr Lvl (%)","30% Pwr Lvl (%)","50% Pwr Lvl (%)","75% Pwr Lvl (%)","100% Pwr Lvl (%)","Wtd (%)"]
["ABB","MICRO-0.25-I-OUTD-US-208 [208V]","250 W Utility Interactive Microinverter",0.25,208,96,"N","Y","Multiple Listing of Power-One",0.02,null,null,30,40,50,0.03,0.05,0.08,0.13,0.19,0.25,91.2,94.5,95.4,96,96.2,96.2,95.8,91.5,94.4,95.5,96.2,96.3,96.4,95.9,91.2,94.3,95.3,96.2,96.2,96.4,95.8]
["ABB","MICRO-0.25-I-OUTD-US-240 [240V]","250 W Utility Interactive Microinverter",0.25,240,96,"N","Y","Multiple Listing of Power-One",0.05,null,null,30,40,50,0.03,0.05,0.08,0.13,0.19,0.25,90.8,94.2,95.4,96,96.1,96.2,95.7,91.2,94.2,95.3,96.3,96.2,96.5,95.8,90.5,94,95.3,96.3,96.1,96.5,95.8]
["ABB","MICRO-0.3HV-I-OUTD-US-208 [208V]","300 W Utility Interactive Microinverter",0.3,208,96,"N","Y","Multiple Listing of Power-One",0.06,null,null,30,45,60,0.03,0.06,0.09,0.15,0.22500000000000001,0.3,92.8,95.2,95.8,96.1,96,95.6,95.8,92.3,95,95.8,96.2,96.3,96.3,96,91.9,94.9,95.7,96.2,96.2,96.2,95.9]
["ABB","MICRO-0.3HV-I-OUTD-US-240 [240V]","300 W Utility Interactive Microinverter",0.3,240,96,"N","Y","Multiple Listing of Power-One",0.06,null,null,30,45,60,0.03,0.06,0.09,0.15,0.22500000000000001,0.3,92.4,95,95.7,96,96,95.7,95.8,91.8,94.7,95.8,96.2,96.4,96.4,96,91.7,94.6,95.6,96.1,96.2,96.4,95.8]
["ABB","MICRO-0.3-I-OUTD-US-208 [208V]","300 W Utility Interactive Microinverter",0.3,208,96,"N","Y","Multiple Listing of Power-One",0.02,null,null,30,40,50,0.03,0.06,0.09,0.15,0.23,0.3,92,95,95.8,96,96.2,96,95.9,92.2,94.9,95.8,96.3,96.4,96.4,96,91.7,94.8,95.6,96.2,96.3,96.4,96]
["ABB","MICRO-0.3-I-OUTD-US-240 [240V]","300 W Utility Interactive Microinverter",0.3,240,96,"N","Y","Multiple Listing of Power-One",0.05,null,null,30,40,50,0.03,0.06,0.09,0.15,0.23,0.3,91.7,94.8,95.8,96,96.1,96,95.8,92,94.8,95.7,96.3,96.4,96.4,96,91.6,94.7,95.6,96.3,96.4,96.5,96]
["ABB","UNO-2.0-I-OUTD-S-US [208V]","2 kW, 208 Vac Utility Interactive Inverter.  Model number may include -W",2,208,95.5,"Y","N","Multiple Listing of Power-One",0.4,2,0.4,100,330,416,0.2,0.4,0.6,1,1.5,2,90.4,94.2,95.5,95.9,95.6,95,95.4,88.3,94.1,95.3,96.1,96.1,96,95.6,85.6,92.5,94.3,95.6,95.8,95.8,95]
["ABB","UNO-2.0-I-OUTD-S-US [240V]","2 kW, 240 Vac Utility Interactive Inverter.  Model number may include -W",2,240,95.5,"Y","N","Multiple Listing of Power-One",0.4,2,0.4,100,340,416,0.2,0.4,0.6,1,1.5,2,89.2,94.5,95.4,96,96,95.5,95.5,88.3,94.1,95.5,96.4,96.5,96.5,95.9,85.5,92.8,94.6,95.9,96.2,96.3,95.4]
["ABB","UNO-2.0-I-OUTD-S-US [277V]","2 kW, 277 Vac Utility Interactive Inverter.  Model number may include -W",2,277,95.5,"Y","N","Multiple Listing of Power-One",0.5,2,0.5,100,360,416,0.2,0.4,0.6,1,1.5,2,87.6,94.2,95.1,95.9,96,95.7,95.4,87.8,93.7,95.1,96.2,96.6,96.6,95.8,85.8,93,94.7,96.1,96.4,96.6,95.6]
["ABB","UNO-2.0-TL-OUTD-S-US [208V]","2.0 kW, 208 Vac Utility Interactive Inverter",2,208,96.5,"Y","N",null,0.11,2,0.11,180,400,480,0.2,0.4,0.6,1,1.5,2,91.706809523809525,94.898980952380953,95.560238095238091,95.957180952380966,95.930766666666656,95.80791428571429,95.66516004761904,92.351523809523812,95.629404761904766,96.44679523809522,96.972828571428565,97.0562238095238,97.023323809523816,96.70440542857142,91.001871428571434,95.178157142857131,96.06947619047618,96.730338095238082,96.883461904761916,96.876366666666669,96.432744]
["ABB","UNO-2.0-TL-OUTD-S-US [240V]","2.0 kW, 240 Vac Utility Interactive Inverter",2,240,96.5,"Y","N",null,0.15,2,0.15,180,400,480,0.2,0.4,0.6,1,1.5,2,91.2,94.5,95.4,95.8,96,95.9,95.6,92.7,95.8,96.6,97.2,97.3,97.3,96.9,91.3,95.3,96.2,96.9,97.2,97.2,96.7]
["ABB","UNO-2.0-TL-OUTD-S-US [277V]","2.0 kW, 277 Vac Utility Interactive Inverter",2,277,96.5,"Y","N",null,0.15,2,0.15,180,400,480,0.2,0.4,0.6,1,1.5,2,90.264633333333336,94.099595238095247,95.047414285714282,95.796833333333339,95.969971428571426,95.947061904761895,95.5,91.469114285714269,95.180180952380965,96.172033333333317,96.932900000000004,97.150428571428577,97.229857142857128,96.665546619047632,91.541495238095237,95.444280952380979,96.413033333333331,97.191457142857161,97.468114285714279,97.516638095238108,96.947576333333345]
["ABB","UNO-2.0-TL-OUTD-S-US-A [208V]","2.0 kW, 208 Vac Utility Interactive Inverter with arc detector",2,208,96.5,"Y","N",null,0.11,2,0.11,180,400,480,0.2,0.4,0.6,1,1.5,2,91.706809523809525,94.898980952380953,95.560238095238091,95.957180952380966,95.930766666666656,95.80791428571429,95.66516004761904,92.351523809523812,95.629404761904766,96.44679523809522,96.972828571428565,97.0562238095238,97.023323809523816,96.70440542857142,91.001871428571434,95.178157142857131,96.06947619047618,96.730338095238082,96.883461904761916,96.876366666666669,96.432744]
["ABB","UNO-2.0-TL-OUTD-S-US-A [240V]","2.0 kW, 240 Vac Utility Interactive Inverter with arc detector",2,240,96.5,"Y","N",null,0.15,2,0.15,180,400,480,0.2,0.4,0.6,1,1.5,2,91.197533333333325,94.530280952380963,95.416071428571428,95.842852380952394,95.957285714285717,95.885866666666658,95.602997714285706,92.656238095238095,95.786604761904755,96.591085714285711,97.171371428571447,97.329652380952396,97.329747619047637,96.943701190476204,91.299047619047627,95.261319047619054,96.198128571428583,96.923223809523819,97.155061904761894,97.165114285714282,96.663118809523809]
["ABB","UNO-2.0-TL-OUTD-S-US-A [277V]","2.0 kW, 277 Vac Utility Interactive Inverter with arc detector",2,277,96.5,"Y","N",null,0.15,2,0.15,180,400,480,0.2,0.4,0.6,1,1.5,2,90.264633333333336,94.099595238095247,95.047414285714282,95.796833333333339,95.969971428571426,95.947061904761895,95.500027761904761,91.469114285714269,95.180180952380965,96.172033333333317,96.932900000000004,97.150428571428577,97.229857142857128,96.665546619047632,91.541495238095237,95.444280952380979,96.413033333333331,97.191457142857161,97.468114285714279,97.516638095238108,96.947576333333345]
["ABB","UNO-2.0-TL-OUTD-S-US-B-C-M [208V]","2.0 kW, 208 Vac Utility Interactive Inverter with revenue grade meter",2,208,96.5,"Y","N",null,0.11,2,0.11,180,400,480,0.2,0.4,0.6,1,1.5,2,91.706809523809525,94.898980952380953,95.560238095238091,95.957180952380966,95.930766666666656,95.80791428571429,95.66516004761904,92.351523809523812,95.629404761904766,96.44679523809522,96.972828571428565,97.0562238095238,97.023323809523816,96.70440542857142,91.001871428571434,95.178157142857131,96.06947619047618,96.730338095238082,96.883461904761916,96.876366666666669,96.432744]
["ABB","UNO-2.0-TL-OUTD-S-US-B-C-M [240V]","2.0 kW, 240 Vac Utility Interactive Inverter with revenue grade meter",2,240,96.5,"Y","N",null,0.15,2,0.15,180,400,480,0.2,0.4,0.6,1,1.5,2,91.197533333333325,94.530280952380963,95.416071428571428,95.842852380952394,95.957285714285717,95.885866666666658,95.602997714285706,92.656238095238095,95.786604761904755,96.591085714285711,97.171371428571447,97.329652380952396,97.329747619047637,96.943701190476204,91.299047619047627,95.261319047619054,96.198128571428583,96.923223809523819,97.155061904761894,97.165114285714282,96.663118809523809]
["ABB","UNO-2.0-TL-OUTD-S-US-B-C-M [277V]","2.0 kW, 277 Vac Utility Interactive Inverter with revenue grade meter",2,277,96.5,"Y","N",null,0.15,2,0.15,180,400,480,0.2,0.4,0.6,1,1.5,2,90.264633333333336,94.099595238095247,95.047414285714282,95.796833333333339,95.969971428571426,95.947061904761895,95.500027761904761,91.469114285714269,95.180180952380965,96.172033333333317,96.932900000000004,97.150428571428577,97.229857142857128,96.665546619047632,91.541495238095237,95.444280952380979,96.413033333333331,97.191457142857161,97.468114285714279,97.516638095238108,96.947576333333345]
["ABB","UNO-2.0-TL-OUTD-S-US-B-C-M-A [208V]","2.0 kW, 208 Vac Utility Interactive Inverter with arc detector, with revenue grade meter",2,208,96.5,"Y","N",null,0.11,2,0.11,180,400,480,0.2,0.4,0.6,1,1.5,2,91.706809523809525,94.898980952380953,95.560238095238091,95.957180952380966,95.930766666666656,95.80791428571429,95.66516004761904,92.351523809523812,95.629404761904766,96.44679523809522,96.972828571428565,97.0562238095238,97.023323809523816,96.70440542857142,91.001871428571434,95.178157142857131,96.06947619047618,96.730338095238082,96.883461904761916,96.876366666666669,96.432744]
["ABB","UNO-2.0-TL-OUTD-S-US-B-C-M-A [240V]","2.0 kW, 240 Vac Utility Interactive Inverter with arc detector, with revenue grade meter",2,240,96.5,"Y","N",null,0.15,2,0.15,180,400,480,0.2,0.4,0.6,1,1.5,2,91.197533333333325,94.530280952380963,95.416071428571428,95.842852380952394,95.957285714285717,95.885866666666658,95.602997714285706,92.656238095238095,95.786604761904755,96.591085714285711,97.171371428571447,97.329652380952396,97.329747619047637,96.943701190476204,91.299047619047627,95.261319047619054,96.198128571428583,96.923223809523819,97.155061904761894,97.165114285714282,96.663118809523809]
["ABB","UNO-2.0-TL-OUTD-S-US-B-C-M-A [277V]","2.0 kW, 277 Vac Utility Interactive Inverter with arc detector, with revenue grade meter",2,277,96.5,"Y","N",null,0.15,2,0.15,180,400,480,0.2,0.4,0.6,1,1.5,2,90.264633333333336,94.099595238095247,95.047414285714282,95.796833333333339,95.969971428571426,95.947061904761895,95.500027761904761,91.469114285714269,95.180180952380965,96.172033333333317,96.932900000000004,97.150428571428577,97.229857142857128,96.665546619047632,91.541495238095237,95.444280952380979,96.413033333333331,97.191457142857161,97.468114285714279,97.516638095238108,96.947576333333345]
["ABB","UNO-2.0-TL-OUTD-S-US-B-M [208V]","2.0 kW, 208 Vac Utility Interactive Inverter with revenue grade meter",2,208,96.5,"Y","N",null,0.11,2,0.11,180,400,480,0.2,0.4,0.6,1,1.5,2,91.706809523809525,94.898980952380953,95.560238095238091,95.957180952380966,95.930766666666656,95.80791428571429,95.66516004761904,92.351523809523812,95.629404761904766,96.44679523809522,96.972828571428565,97.0562238095238,97.023323809523816,96.70440542857142,91.001871428571434,95.178157142857131,96.06947619047618,96.730338095238082,96.883461904761916,96.876366666666669,96.432744]
["ABB","UNO-2.0-TL-OUTD-S-US-B-M [240V]","2.0 kW, 240 Vac Utility Interactive Inverter with revenue grade meter",2,240,96.5,"Y","N",null,0.15,2,0.15,180,400,480,0.2,0.4,0.6,1,1.5,2,91.197533333333325,94.530280952380963,95.416071428571428,95.842852380952394,95.957285714285717,95.885866666666658,95.602997714285706,92.656238095238095,95.786604761904755,96.591085714285711,97.171371428571447,97.329652380952396,97.329747619047637,96.943701190476204,91.299047619047627,95.261319047619054,96.198128571428583,96.923223809523819,97.155061904761894,97.165114285714282,96.663118809523809]
["ABB","UNO-2.0-TL-OUTD-S-US-B-M [277V]","2.0 kW, 277 Vac Utility Interactive Inverter with revenue grade meter",2,277,96.5,"Y","N",null,0.15,2,0.15,180,400,480,0.2,0.4,0.6,1,1.5,2,90.264633333333336,94.099595238095247,95.047414285714282,95.796833333333339,95.969971428571426,95.947061904761895,95.500027761904761,91.469114285714269,95.180180952380965,96.172033333333317,96.932900000000004,97.150428571428577,97.229857142857128,96.665546619047632,91.541495238095237,95.444280952380979,96.413033333333331,97.191457142857161,97.468114285714279,97.516638095238108,96.947576333333345]
["ABB","UNO-2.0-TL-OUTD-S-US-B-M-A [208V]","2.0 kW, 208 Vac Utility Interactive Inverter with arc detector and revenue grade meter",2,208,96.5,"Y","N",null,0.11,2,0.11,180,400,480,0.2,0.4,0.6,1,1.5,2,91.706809523809525,94.898980952380953,95.560238095238091,95.957180952380966,95.930766666666656,95.80791428571429,95.66516004761904,92.351523809523812,95.629404761904766,96.44679523809522,96.972828571428565,97.0562238095238,97.023323809523816,96.70440542857142,91.001871428571434,95.178157142857131,96.06947619047618,96.730338095238082,96.883461904761916,96.876366666666669,96.432744]
["ABB","UNO-2.0-TL-OUTD-S-US-B-M-A [240V]","2.0 kW, 240 Vac Utility Interactive Inverter with arc detector and revenue grade meter",2,240,96.5,"Y","N",null,0.15,2,0.15,180,400,480,0.2,0.4,0.6,1,1.5,2,91.197533333333325,94.530280952380963,95.416071428571428,95.842852380952394,95.957285714285717,95.885866666666658,95.602997714285706,92.656238095238095,95.786604761904755,96.591085714285711,97.171371428571447,97.329652380952396,97.329747619047637,96.943701190476204,91.299047619047627,95.261319047619054,96.198128571428583,96.923223809523819,97.155061904761894,97.165114285714282,96.663118809523809]
["ABB","UNO-2.0-TL-OUTD-S-US-B-M-A [277V]","2.0 kW, 277 Vac Utility Interactive Inverter with arc detector and revenue grade meter",2,277,96.5,"Y","N",null,0.15,2,0.15,180,400,480,0.2,0.4,0.6,1,1.5,2,90.264633333333336,94.099595238095247,95.047414285714282,95.796833333333339,95.969971428571426,95.947061904761895,95.500027761904761,91.469114285714269,95.180180952380965,96.172033333333317,96.932900000000004,97.150428571428577,97.229857142857128,96.665546619047632,91.541495238095237,95.444280952380979,96.413033333333331,97.191457142857161,97.468114285714279,97.516638095238108,96.947576333333345]
["ABB","UNO-2.0-TL-OUTD-S-US-C-M [208V]","2.0 kW, 208 Vac Utility Interactive Inverter with revenue grade meter",2,208,96.5,"Y","N",null,0.11,2,0.11,180,400,480,0.2,0.4,0.6,1,1.5,2,91.706809523809525,94.898980952380953,95.560238095238091,95.957180952380966,95.930766666666656,95.80791428571429,95.66516004761904,92.351523809523812,95.629404761904766,96.44679523809522,96.972828571428565,97.0562238095238,97.023323809523816,96.70440542857142,91.001871428571434,95.178157142857131,96.06947619047618,96.730338095238082,96.883461904761916,96.876366666666669,96.432744]
["ABB","UNO-2.0-TL-OUTD-S-US-C-M [240V]","2.0 kW, 240 Vac Utility Interactive Inverter with revenue grade meter",2,240,96.5,"Y","N",null,0.15,2,0.15,180,400,480,0.2,0.4,0.6,1,1.5,2,91.197533333333325,94.530280952380963,95.416071428571428,95.842852380952394,95.957285714285717,95.885866666666658,95.602997714285706,92.656238095238095,95.786604761904755,96.591085714285711,97.171371428571447,97.329652380952396,97.329747619047637,96.943701190476204,91.299047619047627,95.261319047619054,96.198128571428583,96.923223809523819,97.155061904761894,97.165114285714282,96.663118809523809]
["ABB","UNO-2.0-TL-OUTD-S-US-C-M [277V]","2.0 kW, 277 Vac Utility Interactive Inverter with revenue grade meter",2,277,96.5,"Y","N",null,0.15,2,0.15,180,400,480,0.2,0.4,0.6,1,1.5,2,90.264633333333336,94.099595238095247,95.047414285714282,95.796833333333339,95.969971428571426,95.947061904761895,95.500027761904761,91.469114285714269,95.180180952380965,96.172033333333317,96.932900000000004,97.150428571428577,97.229857142857128,96.665546619047632,91.541495238095237,95.444280952380979,96.413033333333331,97.191457142857161,97.468114285714279,97.516638095238108,96.947576333333345]
["ABB","UNO-2.0-TL-OUTD-S-US-C-M-A [208V]","2.0 kW, 208 Vac Utility Interactive Inverter with revenue grade meter",2,208,96.5,"Y","N",null,0.11,2,0.11,180,400,480,0.2,0.4,0.6,1,1.5,2,91.706809523809525,94.898980952380953,95.560238095238091,95.957180952380966,95.930766666666656,95.80791428571429,95.66516004761904,92.351523809523812,95.629404761904766,96.44679523809522,96.972828571428565,97.0562238095238,97.023323809523816,96.70440542857142,91.001871428571434,95.178157142857131,96.06947619047618,96.730338095238082,96.883461904761916,96.876366666666669,96.432744]
["ABB","UNO-2.0-TL-OUTD-S-US-C-M-A [240V]","2.0 kW, 240 Vac Utility Interactive Inverter with revenue grade meter",2,240,96.5,"Y","N",null,0.15,2,0.15,180,400,480,0.2,0.4,0.6,1,1.5,2,91.197533333333325,94.530280952380963,95.416071428571428,95.842852380952394,95.957285714285717,95.885866666666658,95.602997714285706,92.656238095238095,95.786604761904755,96.591085714285711,97.171371428571447,97.329652380952396,97.329747619047637,96.943701190476204,91.299047619047627,95.261319047619054,96.198128571428583,96.923223809523819,97.155061904761894,97.165114285714282,96.663118809523809]
["ABB","UNO-2.0-TL-OUTD-S-US-C-M-A [277V]","2.0 kW, 277 Vac Utility Interactive Inverter with revenue grade meter",2,277,96.5,"Y","N",null,0.15,2,0.15,180,400,480,0.2,0.4,0.6,1,1.5,2,90.264633333333336,94.099595238095247,95.047414285714282,95.796833333333339,95.969971428571426,95.947061904761895,95.500027761904761,91.469114285714269,95.180180952380965,96.172033333333317,96.932900000000004,97.150428571428577,97.229857142857128,96.665546619047632,91.541495238095237,95.444280952380979,96.413033333333331,97.191457142857161,97.468114285714279,97.516638095238108,96.947576333333345]
["ABB","UNO-2.0-TL-OUTD-S-US-Z-A [208V]","2.0 kW, 208 Vac Utility Interactive Inverter with arc detector",2,208,96.5,"Y","N",null,0.11,2,0.11,180,400,480,0.2,0.4,0.6,1,1.5,2,91.706809523809525,94.898980952380953,95.560238095238091,95.957180952380966,95.930766666666656,95.80791428571429,95.66516004761904,92.351523809523812,95.629404761904766,96.44679523809522,96.972828571428565,97.0562238095238,97.023323809523816,96.70440542857142,91.001871428571434,95.178157142857131,96.06947619047618,96.730338095238082,96.883461904761916,96.876366666666669,96.432744]
["ABB","UNO-2.0-TL-OUTD-S-US-Z-A [240V]","2.0 kW, 240 Vac Utility Interactive Inverter with arc detector",2,240,96.5,"Y","N",null,0.15,2,0.15,180,400,480,0.2,0.4,0.6,1,1.5,2,91.197533333333325,94.530280952380963,95.416071428571428,95.842852380952394,95.957285714285717,95.885866666666658,95.602997714285706,92.656238095238095,95.786604761904755,96.591085714285711,97.171371428571447,97.329652380952396,97.329747619047637,96.943701190476204,91.299047619047627,95.261319047619054,96.198128571428583,96.923223809523819,97.155061904761894,97.165114285714282,96.663118809523809]
["ABB","UNO-2.0-TL-OUTD-S-US-Z-A [277V]","2.0 kW, 277 Vac Utility Interactive Inverter with arc detector",2,277,96.5,"Y","N",null,0.15,2,0.15,180,400,480,0.2,0.4,0.6,1,1.5,2,90.264633333333336,94.099595238095247,95.047414285714282,95.796833333333339,95.969971428571426,95.947061904761895,95.500027761904761,91.469114285714269,95.180180952380965,96.172033333333317,96.932900000000004,97.150428571428577,97.229857142857128,96.665546619047632,91.541495238095237,95.444280952380979,96.413033333333331,97.191457142857161,97.468114285714279,97.516638095238108,96.947576333333345]
["ABB","UNO-2.0-TL-OUTD-S-US-Z-M-A [208V]","2.0 kW, 208 Vac Utility Interactive Inverter with arc detector and revenue grade meter",2,208,96.5,"Y","N",null,0.11,2,0.11,180,400,480,0.2,0.4,0.6,1,1.5,2,91.706809523809525,94.898980952380953,95.560238095238091,95.957180952380966,95.930766666666656,95.80791428571429,95.66516004761904,92.351523809523812,95.629404761904766,96.44679523809522,96.972828571428565,97.0562238095238,97.023323809523816,96.70440542857142,91.001871428571434,95.178157142857131,96.06947619047618,96.730338095238082,96.883461904761916,96.876366666666669,96.432744]
["ABB","UNO-2.0-TL-OUTD-S-US-Z-M-A [240V]","2.0 kW, 240 Vac Utility Interactive Inverter with arc detector and revenue grade meter",2,240,96.5,"Y","N",null,0.15,2,0.15,180,400,480,0.2,0.4,0.6,1,1.5,2,91.197533333333325,94.530280952380963,95.416071428571428,95.842852380952394,95.957285714285717,95.885866666666658,95.602997714285706,92.656238095238095,95.786604761904755,96.591085714285711,97.171371428571447,97.329652380952396,97.329747619047637,96.943701190476204,91.299047619047627,95.261319047619054,96.198128571428583,96.923223809523819,97.155061904761894,97.165114285714282,96.663118809523809]
["ABB","UNO-2.0-TL-OUTD-S-US-Z-M-A [277V]","2.0 kW, 277 Vac Utility Interactive Inverter with arc detector and revenue grade meter",2,277,96.5,"Y","N",null,0.15,2,0.15,180,400,480,0.2,0.4,0.6,1,1.5,2,90.264633333333336,94.099595238095247,95.047414285714282,95.796833333333339,95.969971428571426,95.947061904761895,95.500027761904761,91.469114285714269,95.180180952380965,96.172033333333317,96.932900000000004,97.150428571428577,97.229857142857128,96.665546619047632,91.541495238095237,95.444280952380979,96.413033333333331,97.191457142857161,97.468114285714279,97.516638095238108,96.947576333333345]
["ABB","UNO-2.5-I-OUTD-S-US [208V]","2.5 kW, 208 Vac Utility Interactive Inverter.  Model number may include -W",2.5,208,95.5,"Y","N","Multiple Listing of Power-One",0.4,2.5,0.4,100,330,416,0.25,0.5,0.75,1.25,1.88,2.5,91.9,95.2,95.8,95.8,95.2,94.2,95.2,89.6,94.9,95.8,96.1,96,95.7,95.7,87.5,93.6,94.9,95.8,95.8,95.6,95.2]
["ABB","UNO-2.5-I-OUTD-S-US [240V]","2.5 kW, 240 Vac Utility Interactive Inverter.  Model number may include -W",2.5,240,96,"Y","N","Multiple Listing of Power-One",0.4,2.5,0.4,100,340,416,0.25,0.5,0.75,1.25,1.88,2.5,91,95.1,95.8,96.1,95.7,95,95.5,89.8,95,96,96.5,96.5,96.3,96.1,87.8,94,95.3,96.3,96.3,96.3,95.7]
["ABB","UNO-2.5-I-OUTD-S-US [277V]","2.5 kW, 277 Vac Utility Interactive Inverter.  Model number may include -W",2.5,277,96,"Y","N","Multiple Listing of Power-One",0.5,2.5,0.5,100,360,416,0.25,0.5,0.75,1.25,1.88,2.5,89.7,94.7,95.6,96,95.9,95.3,95.5,89,94.6,95.7,96.4,96.6,96.6,96.1,87.9,94.1,95.4,96.4,96.6,96.6,95.9]
["ABB","PVI-3.0-OUTD-S-US [208V]","3 kW, 208 Vac Utility Interactive Inverter",3,208,96,"Y","N","Multiple Listing of Power-One",0.1,3,0.1,100,310,480,0.3,0.6,0.9,1.5,2.25,3,93.1,95.5,96,95.9,95.7,95.1,95.6,93.3,95.9,96.4,96.4,96.2,95.8,96.1,91,94.9,95.7,96,95.8,95.5,95.6]
["ABB","PVI-3.0-OUTD-S-US [240V]","3 kW, 240 Vac Utility Interactive Inverter",3,240,96,"Y","N","Multiple Listing of Power-One",0.1,3,0.1,100,340,480,0.25,0.6,0.9,1.5,2.25,3,92.5,95.2,95.9,96.1,95.9,95.5,95.7,93.1,95.9,96.5,96.7,96.7,96.4,96.5,91.1,95.1,96,96.4,96.4,96.2,96.1]
["ABB","PVI-3.0-OUTD-S-US [277V]","3 kW, 277 Vac Utility Interactive Inverter",3,277,96,"Y","N","Multiple Listing of Power-One",0.2,3,0.2,100,390,480,0.3,0.6,0.9,1.5,2.25,3,91.4,94.7,95.5,96.1,95.9,95.6,95.7,92.5,95.8,96.5,96.9,96.9,96.8,96.6,91.1,95.2,96.2,96.7,96.8,96.7,96.4]
["ABB","PVI-3.0-OUTD-S-US-A [208V]","3 kW, 208 Vac Utility Interactive Inverter with arc detector",3,208,96,"Y","N","Multiple Listing of Power-One",0.1,3,0.1,100,310,480,0.3,0.6,0.9,1.5,2.25,3,93.1,95.5,96,95.9,95.7,95.1,95.6,93.3,95.9,96.4,96.4,96.2,95.8,96.1,91,94.9,95.7,96,95.8,95.5,95.6,"2017-07-01","2018-10-15"]
["ABB","PVI-3.0-OUTD-S-US-A [240V]","3 kW, 240 Vac Utility Interactive Inverter with arc detector",3,240,96,"Y","N","Multiple Listing of Power-One",0.1,3,0.1,100,340,480,0.25,0.6,0.9,1.5,2.25,3,92.5,95.2,95.9,96.1,95.9,95.5,95.7,93.1,95.9,96.5,96.7,96.7,96.4,96.5,91.1,95.1,96,96.4,96.4,96.2,96.1,"2017-07-01","2018-10-15"]
["ABB","PVI-3.0-OUTD-S-US-A [277V]","3 kW, 277 Vac Utility Interactive Inverter with arc detector",3,277,96,"Y","N","Multiple Listing of Power-One",0.2,3,0.2,100,390,480,0.3,0.6,0.9,1.5,2.25,3,91.4,94.7,95.5,96.1,95.9,95.6,95.7,92.5,95.8,96.5,96.9,96.9,96.8,96.6,91.1,95.2,96.2,96.7,96.8,96.7,96.4,"2017-07-01","2018-10-15"]
["ABB","PVI-3.0-OUTD-S-US-Z [208V]","3 kW, 208 Vac Utility Interactive Inverter",3,208,96,"Y","N",null,0.1,3,0.1,100,310,480,0.3,0.6,0.9,1.5,2.25,3,93.1,95.5,96,95.9,95.7,95.1,95.6,93.3,95.9,96.4,96.4,96.2,95.8,96.1,91,94.9,95.7,96,95.8,95.5,95.6]
["ABB","PVI-3.0-OUTD-S-US-Z [240V]","3 kW, 240 Vac Utility Interactive Inverter",3,240,96,"Y","N",null,0.1,3,0.1,100,340,480,0.25,0.6,0.9,1.5,2.25,3,92.5,95.2,95.9,96.1,95.9,95.5,95.7,93.1,95.9,96.5,96.7,96.7,96.4,96.5,91.1,95.1,96,96.4,96.4,96.2,96.1]
["ABB","PVI-3.0-OUTD-S-US-Z [277V]","3 kW, 277 Vac Utility Interactive Inverter",3,277,96,"Y","N",null,0.2,3,0.2,100,390,480,0.3,0.6,0.9,1.5,2.25,3,91.4,94.7,95.5,96.1,95.9,95.6,95.7,92.5,95.8,96.5,96.9,96.9,96.8,96.6,91.1,95.2,96.2,96.7,96.8,96.7,96.4]
["ABB","PVI-3.0-OUTD-S-US-Z-A [208V]","3 kW, 208 Vac Utility Interactive Inverter with arc detector",3,208,96,"Y","N","Multiple Listing of Power-One",0.1,3,0.1,100,310,480,0.3,0.6,0.9,1.5,2.25,3,93.1,95.5,96,95.9,95.7,95.1,95.6,93.3,95.9,96.4,96.4,96.2,95.8,96.1,91,94.9,95.7,96,95.8,95.5,95.6,"2017-07-01","2018-10-15"]
["ABB","PVI-3.0-OUTD-S-US-Z-A [240V]","3 kW, 240 Vac Utility Interactive Inverter with arc detector",3,240,96,"Y","N","Multiple Listing of Power-One",0.1,3,0.1,100,340,480,0.25,0.6,0.9,1.5,2.25,3,92.5,95.2,95.9,96.1,95.9,95.5,95.7,93.1,95.9,96.5,96.7,96.7,96.4,96.5,91.1,95.1,96,96.4,96.4,96.2,96.1,"2017-07-01","2018-10-15"]
["ABB","PVI-3.0-OUTD-S-US-Z-A [277V]","3 kW, 277 Vac Utility Interactive Inverter with arc detector",3,277,96,"Y","N","Multiple Listing of Power-One",0.2,3,0.2,100,390,480,0.3,0.6,0.9,1.5,2.25,3,91.4,94.7,95.5,96.1,95.9,95.6,95.7,92.5,95.8,96.5,96.9,96.9,96.8,96.6,91.1,95.2,96.2,96.7,96.8,96.7,96.4,"2017-07-01","2018-10-15"]
["ABB","PVI-3.0-OUTD-S-US-Z-M-A [208V]","3 kW, 208 Vac Utility Interactive Inverter with arc-fault detection and meter",3,208,96,"Y","N","Multiple Listing of Power-One",0.1,null,null,100,310,480,0.3,0.6,0.9,1.5,2.25,3,93.1,95.5,96,95.9,95.7,95.1,95.6,93.3,95.9,96.4,96.4,96.2,95.8,96.1,91,94.9,95.7,96,95.8,95.5,95.6,"2017-07-01","2018-10-15"]
["ABB","PVI-3.0-OUTD-S-US-Z-M-A [240V]","3 kW, 240 Vac Utility Interactive Inverter with arc-fault detection and meter",3,240,96,"Y","N","Multiple Listing of Power-One",0.1,null,null,100,340,480,0.25,0.6,0.9,1.5,2.25,3,92.5,95.2,95.9,96.1,95.9,95.5,95.7,93.1,95.9,96.5,96.7,96.7,96.4,96.5,91.1,95.1,96,96.4,96.4,96.2,96.1,"2017-07-01","2018-10-15"]
["ABB","PVI-3.0-OUTD-S-US-Z-M-A [277V]","3 kW, 277 Vac Utility Interactive Inverter with arc-fault detection and meter",3,277,96,"Y","N","Multiple Listing of Power-One",0.2,null,null,100,390,480,0.3,0.6,0.9,1.5,2.25,3,91.4,94.7,95.5,96.1,95.9,95.6,95.7,92.5,95.8,96.5,96.9,96.9,96.8,96.6,91.1,95.2,96.2,96.7,96.8,96.7,96.4,"2017-07-01","2018-10-15"]
["ABB","PVI-3.0-OUTD-US [208V]","3 kW, 208 Vac Utility Interactive Inverter",3,208,96,"Y","N","Multiple Listing of Power-One",0.1,3,0.1,100,310,480,0.3,0.6,0.9,1.5,2.25,3,93.1,95.5,96,95.9,95.7,95.1,95.6,93.3,95.9,96.4,96.4,96.2,95.8,96.1,91,94.9,95.7,96,95.8,95.5,95.6]
["ABB","PVI-3.0-OUTD-US [240V]","3 kW, 240 Vac Utility Interactive Inverter, model # may include -S- or -W",3,240,96,"Y","N","Multiple Listing of Power-One",0.1,3,0.1,100,340,480,0.25,0.6,0.9,1.5,2.25,3,92.5,95.2,95.9,96.1,95.9,95.5,95.7,93.1,95.9,96.5,96.7,96.7,96.4,96.5,91.1,95.1,96,96.4,96.4,96.2,96.1]
["ABB","PVI-3.0-OUTD-US [277V]","3 kW, 277 Vac Utility Interactive Inverter, model # may include -S- or -W",3,277,96,"Y","N","Multiple Listing of Power-One",0.2,3,0.2,100,390,480,0.3,0.6,0.9,1.5,2.25,3,91.4,94.7,95.5,96.1,95.9,95.6,95.7,92.5,95.8,96.5,96.9,96.9,96.8,96.6,91.1,95.2,96.2,96.7,96.8,96.7,96.4]
["ABB","UNO-3.0-TL-OUTD-S-US [208V]","3.0 kW, 208 Vac Utility Interactive Inverter",3,208,96.5,"Y","N",null,0.11,3,0.11,180,400,480,0.30000000000000004,0.60000000000000009,0.89999999999999991,1.5,2.25,3,93.587661904761902,95.578776190476191,95.953157142857137,95.914885714285717,95.718642857142868,95.198128571428569,95.669737285714305,94.406190476190474,96.471200000000024,96.897819047619038,97.052885714285708,97.018995238095243,96.760499999999993,96.866744380952383,93.637728571428582,96.098238095238102,96.614395238095241,96.885671428571428,96.85512857142858,96.667799999999986,96.656747619047621]
["ABB","UNO-3.0-TL-OUTD-S-US [240V]","3.0 kW, 240 Vac Utility Interactive Inverter",3,240,96.5,"Y","N",null,0.15,3,0.15,180,400,480,0.30000000000000004,0.60000000000000009,0.89999999999999991,1.5,2.25,3,93.09400476190477,95.438557142857135,95.864923809523788,95.957285714285717,95.811147619047603,95.422242857142848,95.701529285714273,94.591576190476189,96.622361904761902,97.086995238095241,97.329652380952396,97.322404761904764,97.187595238095241,97.144701857142863,93.754033333333354,96.231980952380951,96.803961904761906,97.155061904761894,97.144676190476176,97.10263333333333,96.922608857142848]
["ABB","UNO-3.0-TL-OUTD-S-US [277V]","3.0 kW, 277 Vac Utility Interactive Inverter",3,277,96.5,"Y","N",null,0.2,3,0.2,180,400,480,0.30000000000000004,0.60000000000000009,0.89999999999999991,1.5,2.25,3,92.454157142857156,95.198095238095235,95.779704761904767,95.971552380952375,95.922809523809519,95.637123809523814,95.726606857142855,93.710338095238086,96.218938095238073,96.815528571428587,97.16328571428572,97.231128571428584,97.183147619047617,96.973169380952385,93.965819047619064,96.449676190476197,97.059509523809524,97.475690476190479,97.524119047619038,97.527090476190466,97.26229033333334]
["ABB","UNO-3.0-TL-OUTD-S-US-A [208V]","3.0 kW, 208 Vac Utility Interactive Inverter with arc detector",3,208,96.5,"Y","N",null,0.11,3,0.11,180,400,480,0.30000000000000004,0.60000000000000009,0.89999999999999991,1.5,2.25,3,93.587661904761902,95.578776190476191,95.953157142857137,95.914885714285717,95.718642857142868,95.198128571428569,95.669737285714305,94.406190476190474,96.471200000000024,96.897819047619038,97.052885714285708,97.018995238095243,96.760499999999993,96.866744380952383,93.637728571428582,96.098238095238102,96.614395238095241,96.885671428571428,96.85512857142858,96.667799999999986,96.656747619047621]
["ABB","UNO-3.0-TL-OUTD-S-US-A [240V]","3.0 kW, 240 Vac Utility Interactive Inverter with arc detector",3,240,96.5,"Y","N",null,0.15,3,0.15,180,400,480,0.30000000000000004,0.60000000000000009,0.89999999999999991,1.5,2.25,3,93.09400476190477,95.438557142857135,95.864923809523788,95.957285714285717,95.811147619047603,95.422242857142848,95.701529285714273,94.591576190476189,96.622361904761902,97.086995238095241,97.329652380952396,97.322404761904764,97.187595238095241,97.144701857142863,93.754033333333354,96.231980952380951,96.803961904761906,97.155061904761894,97.144676190476176,97.10263333333333,96.922608857142848]
["ABB","UNO-3.0-TL-OUTD-S-US-A [277V]","3.0 kW, 277 Vac Utility Interactive Inverter with arc detector",3,277,96.5,"Y","N",null,0.2,3,0.2,180,400,480,0.30000000000000004,0.60000000000000009,0.89999999999999991,1.5,2.25,3,92.454157142857156,95.198095238095235,95.779704761904767,95.971552380952375,95.922809523809519,95.637123809523814,95.726606857142855,93.710338095238086,96.218938095238073,96.815528571428587,97.16328571428572,97.231128571428584,97.183147619047617,96.973169380952385,93.965819047619064,96.449676190476197,97.059509523809524,97.475690476190479,97.524119047619038,97.527090476190466,97.26229033333334]
["ABB","UNO-3.0-TL-OUTD-S-US-B-C-M [208V]","3.0 kW, 208 Vac Utility Interactive Inverter with revenue grade meter",3,208,96.5,"Y","N",null,0.11,3,0.11,180,400,480,0.30000000000000004,0.60000000000000009,0.89999999999999991,1.5,2.25,3,93.587661904761902,95.578776190476191,95.953157142857137,95.914885714285717,95.718642857142868,95.198128571428569,95.669737285714305,94.406190476190474,96.471200000000024,96.897819047619038,97.052885714285708,97.018995238095243,96.760499999999993,96.866744380952383,93.637728571428582,96.098238095238102,96.614395238095241,96.885671428571428,96.85512857142858,96.667799999999986,96.656747619047621]
["ABB","UNO-3.0-TL-OUTD-S-US-B-C-M [240V]","3.0 kW, 240 Vac Utility Interactive Inverter with revenue grade meter",3,240,96.5,"Y","N",null,0.15,3,0.15,180,400,480,0.30000000000000004,0.60000000000000009,0.89999999999999991,1.5,2.25,3,93.09400476190477,95.438557142857135,95.864923809523788,95.957285714285717,95.811147619047603,95.422242857142848,95.701529285714273,94.591576190476189,96.622361904761902,97.086995238095241,97.329652380952396,97.322404761904764,97.187595238095241,97.144701857142863,93.754033333333354,96.231980952380951,96.803961904761906,97.155061904761894,97.144676190476176,97.10263333333333,96.922608857142848]
["ABB","UNO-3.0-TL-OUTD-S-US-B-C-M [277V]","3.0 kW, 277 Vac Utility Interactive Inverter with revenue grade meter",3,277,96.5,"Y","N",null,0.2,3,0.2,180,400,480,0.30000000000000004,0.60000000000000009,0.89999999999999991,1.5,2.25,3,92.454157142857156,95.198095238095235,95.779704761904767,95.971552380952375,95.922809523809519,95.637123809523814,95.726606857142855,93.710338095238086,96.218938095238073,96.815528571428587,97.16328571428572,97.231128571428584,97.183147619047617,96.973169380952385,93.965819047619064,96.449676190476197,97.059509523809524,97.475690476190479,97.524119047619038,97.527090476190466,97.26229033333334]
["ABB","UNO-3.0-TL-OUTD-S-US-B-C-M-A [208V]","3.0 kW, 208 Vac Utility Interactive Inverter with arc detector and revenue grade meter",3,208,96.5,"Y","N",null,0.11,3,0.11,180,400,480,0.30000000000000004,0.60000000000000009,0.89999999999999991,1.5,2.25,3,93.587661904761902,95.578776190476191,95.953157142857137,95.914885714285717,95.718642857142868,95.198128571428569,95.669737285714305,94.406190476190474,96.471200000000024,96.897819047619038,97.052885714285708,97.018995238095243,96.760499999999993,96.866744380952383,93.637728571428582,96.098238095238102,96.614395238095241,96.885671428571428,96.85512857142858,96.667799999999986,96.656747619047621]
["ABB","UNO-3.0-TL-OUTD-S-US-B-C-M-A [240V]","3.0 kW, 240 Vac Utility Interactive Inverter with arc detector and revenue grade meter",3,240,96.5,"Y","N",null,0.15,3,0.15,180,400,480,0.30000000000000004,0.60000000000000009,0.89999999999999991,1.5,2.25,3,93.09400476190477,95.438557142857135,95.864923809523788,95.957285714285717,95.811147619047603,95.422242857142848,95.701529285714273,94.591576190476189,96.622361904761902,97.086995238095241,97.329652380952396,97.322404761904764,97.187595238095241,97.144701857142863,93.754033333333354,96.231980952380951,96.803961904761906,97.155061904761894,97.144676190476176,97.10263333333333,96.922608857142848]
["ABB","UNO-3.0-TL-OUTD-S-US-B-C-M-A [277V]","3.0 kW, 277 Vac Utility Interactive Inverter with arc detector and revenue grade meter",3,277,96.5,"Y","N",null,0.2,3,0.2,180,400,480,0.30000000000000004,0.60000000000000009,0.89999999999999991,1.5,2.25,3,92.454157142857156,95.198095238095235,95.779704761904767,95.971552380952375,95.922809523809519,95.637123809523814,95.726606857142855,93.710338095238086,96.218938095238073,96.815528571428587,97.16328571428572,97.231128571428584,97.183147619047617,96.973169380952385,93.965819047619064,96.449676190476197,97.059509523809524,97.475690476190479,97.524119047619038,97.527090476190466,97.26229033333334]
["ABB","UNO-3.0-TL-OUTD-S-US-B-M [208V]","3.0 kW, 208 Vac Utility Interactive Inverter with revenue grade meter",3,208,96.5,"Y","N",null,0.11,3,0.11,180,400,480,0.30000000000000004,0.60000000000000009,0.89999999999999991,1.5,2.25,3,93.587661904761902,95.578776190476191,95.953157142857137,95.914885714285717,95.718642857142868,95.198128571428569,95.669737285714305,94.406190476190474,96.471200000000024,96.897819047619038,97.052885714285708,97.018995238095243,96.760499999999993,96.866744380952383,93.637728571428582,96.098238095238102,96.614395238095241,96.885671428571428,96.85512857142858,96.667799999999986,96.656747619047621]
["ABB","UNO-3.0-TL-OUTD-S-US-B-M [240V]","3.0 kW, 240 Vac Utility Interactive Inverter with revenue grade meter",3,240,96.5,"Y","N",null,0.15,3,0.15,180,400,480,0.30000000000000004,0.60000000000000009,0.89999999999999991,1.5,2.25,3,93.09400476190477,95.438557142857135,95.864923809523788,95.957285714285717,95.811147619047603,95.422242857142848,95.701529285714273,94.591576190476189,96.622361904761902,97.086995238095241,97.329652380952396,97.322404761904764,97.187595238095241,97.144701857142863,93.754033333333354,96.231980952380951,96.803961904761906,97.155061904761894,97.144676190476176,97.10263333333333,96.922608857142848]
["ABB","UNO-3.0-TL-OUTD-S-US-B-M [277V]","3.0 kW, 277 Vac Utility Interactive Inverter with revenue grade meter",3,277,96.5,"Y","N",null,0.2,3,0.2,180,400,480,0.30000000000000004,0.60000000000000009,0.89999999999999991,1.5,2.25,3,92.454157142857156,95.198095238095235,95.779704761904767,95.971552380952375,95.922809523809519,95.637123809523814,95.726606857142855,93.710338095238086,96.218938095238073,96.815528571428587,97.16328571428572,97.231128571428584,97.183147619047617,96.973169380952385,93.965819047619064,96.449676190476197,97.059509523809524,97.475690476190479,97.524119047619038,97.527090476190466,97.26229033333334]
["ABB","UNO-3.0-TL-OUTD-S-US-B-M-A [208V]","3.0 kW, 208 Vac Utility Interactive Inverter with arc detector and revenue grade meter",3,208,96.5,"Y","N",null,0.11,3,0.11,180,400,480,0.30000000000000004,0.60000000000000009,0.89999999999999991,1.5,2.25,3,93.587661904761902,95.578776190476191,95.953157142857137,95.914885714285717,95.718642857142868,95.198128571428569,95.669737285714305,94.406190476190474,96.471200000000024,96.897819047619038,97.052885714285708,97.018995238095243,96.760499999999993,96.866744380952383,93.637728571428582,96.098238095238102,96.614395238095241,96.885671428571428,96.85512857142858,96.667799999999986,96.656747619047621]
["ABB","UNO-3.0-TL-OUTD-S-US-B-M-A [240V]","3.0 kW, 240 Vac Utility Interactive Inverter with arc detector and revenue grade meter",3,240,96.5,"Y","N",null,0.15,3,0.15,180,400,480,0.30000000000000004,0.60000000000000009,0.89999999999999991,1.5,2.25,3,93.09400476190477,95.438557142857135,95.864923809523788,95.957285714285717,95.811147619047603,95.422242857142848,95.701529285714273,94.591576190476189,96.622361904761902,97.086995238095241,97.329652380952396,97.322404761904764,97.187595238095241,97.144701857142863,93.754033333333354,96.231980952380951,96.803961904761906,97.155061904761894,97.144676190476176,97.10263333333333,96.922608857142848]
["ABB","UNO-3.0-TL-OUTD-S-US-B-M-A [277V]","3.0 kW, 277 Vac Utility Interactive Inverter with arc detector and revenue grade meter",3,277,96.5,"Y","N",null,0.2,3,0.2,180,400,480,0.30000000000000004,0.60000000000000009,0.89999999999999991,1.5,2.25,3,92.454157142857156,95.198095238095235,95.779704761904767,95.971552380952375,95.922809523809519,95.637123809523814,95.726606857142855,93.710338095238086,96.218938095238073,96.815528571428587,97.16328571428572,97.231128571428584,97.183147619047617,96.973169380952385,93.965819047619064,96.449676190476197,97.059509523809524,97.475690476190479,97.524119047619038,97.527090476190466,97.26229033333334]
["ABB","UNO-3.0-TL-OUTD-S-US-C-M [208V]","3.0 kW, 208 Vac Utility Interactive Inverter with revenue grade meter",3,208,96.5,"Y","N",null,0.11,3,0.11,180,400,480,0.30000000000000004,0.60000000000000009,0.89999999999999991,1.5,2.25,3,93.587661904761902,95.578776190476191,95.953157142857137,95.914885714285717,95.718642857142868,95.198128571428569,95.669737285714305,94.406190476190474,96.471200000000024,96.897819047619038,97.052885714285708,97.018995238095243,96.760499999999993,96.866744380952383,93.637728571428582,96.098238095238102,96.614395238095241,96.885671428571428,96.85512857142858,96.667799999999986,96.656747619047621]
["ABB","UNO-3.0-TL-OUTD-S-US-C-M [240V]","3.0 kW 240 Vac Utility Interactive Inverter, with revenue grade meter",3,240,96.5,"Y","N",null,0.15,3,0.15,180,400,480,0.30000000000000004,0.60000000000000009,0.89999999999999991,1.5,2.25,3,93.09400476190477,95.438557142857135,95.864923809523788,95.957285714285717,95.811147619047603,95.422242857142848,95.701529285714273,94.591576190476189,96.622361904761902,97.086995238095241,97.329652380952396,97.322404761904764,97.187595238095241,97.144701857142863,93.754033333333354,96.231980952380951,96.803961904761906,97.155061904761894,97.144676190476176,97.10263333333333,96.922608857142848]
["ABB","UNO-3.0-TL-OUTD-S-US-C-M [277V]","3.0 kW, 277 Vac Utility Interactive Inverter with revenue grade meter",3,277,96.5,"Y","N",null,0.2,3,0.2,180,400,480,0.30000000000000004,0.60000000000000009,0.89999999999999991,1.5,2.25,3,92.454157142857156,95.198095238095235,95.779704761904767,95.971552380952375,95.922809523809519,95.637123809523814,95.726606857142855,93.710338095238086,96.218938095238073,96.815528571428587,97.16328571428572,97.231128571428584,97.183147619047617,96.973169380952385,93.965819047619064,96.449676190476197,97.059509523809524,97.475690476190479,97.524119047619038,97.527090476190466,97.26229033333334]
["ABB","UNO-3.0-TL-OUTD-S-US-C-M-A [208V]","3.0 kW, 208 Vac Utility Interactive Inverter with arc detector and revenue grade meter",3,208,96.5,"Y","N",null,0.11,3,0.11,180,400,480,0.30000000000000004,0.60000000000000009,0.89999999999999991,1.5,2.25,3,93.587661904761902,95.578776190476191,95.953157142857137,95.914885714285717,95.718642857142868,95.198128571428569,95.669737285714305,94.406190476190474,96.471200000000024,96.897819047619038,97.052885714285708,97.018995238095243,96.760499999999993,96.866744380952383,93.637728571428582,96.098238095238102,96.614395238095241,96.885671428571428,96.85512857142858,96.667799999999986,96.656747619047621]
["ABB","UNO-3.0-TL-OUTD-S-US-C-M-A [240V]","3.0 kW, 240 Vac Utility Interactive Inverter with arc detector and revenue grade meter",3,240,96.5,"Y","N",null,0.15,3,0.15,180,400,480,0.30000000000000004,0.60000000000000009,0.89999999999999991,1.5,2.25,3,93.09400476190477,95.438557142857135,95.864923809523788,95.957285714285717,95.811147619047603,95.422242857142848,95.701529285714273,94.591576190476189,96.622361904761902,97.086995238095241,97.329652380952396,97.322404761904764,97.187595238095241,97.144701857142863,93.754033333333354,96.231980952380951,96.803961904761906,97.155061904761894,97.144676190476176,97.10263333333333,96.922608857142848]
["ABB","UNO-3.0-TL-OUTD-S-US-C-M-A [277V]","3.0 kW, 277 Vac Utility Interactive Inverter with arc detector and revenue grade meter",3,277,96.5,"Y","N",null,0.2,3,0.2,180,400,480,0.30000000000000004,0.60000000000000009,0.89999999999999991,1.5,2.25,3,92.454157142857156,95.198095238095235,95.779704761904767,95.971552380952375,95.922809523809519,95.637123809523814,95.726606857142855,93.710338095238086,96.218938095238073,96.815528571428587,97.16328571428572,97.231128571428584,97.183147619047617,96.973169380952385,93.965819047619064,96.449676190476197,97.059509523809524,97.475690476190479,97.524119047619038,97.527090476190466,97.26229033333334]
["ABB","UNO-3.0-TL-OUTD-S-US-Z-A [208V]","3.0 kW, 208 Vac Utility Interactive Inverter with arc detector",3,208,96.5,"Y","N",null,0.11,3,0.11,180,400,480,0.30000000000000004,0.60000000000000009,0.89999999999999991,1.5,2.25,3,93.587661904761902,95.578776190476191,95.953157142857137,95.914885714285717,95.718642857142868,95.198128571428569,95.669737285714305,94.406190476190474,96.471200000000024,96.897819047619038,97.052885714285708,97.018995238095243,96.760499999999993,96.866744380952383,93.637728571428582,96.098238095238102,96.614395238095241,96.885671428571428,96.85512857142858,96.667799999999986,96.656747619047621]
["ABB","UNO-3.0-TL-OUTD-S-US-Z-A [240V]","3.0 kW, 240 Vac Utility Interactive Inverter with arc detector",3,240,96.5,"Y","N",null,0.15,3,0.15,180,400,480,0.30000000000000004,0.60000000000000009,0.89999999999999991,1.5,2.25,3,93.09400476190477,95.438557142857135,95.864923809523788,95.957285714285717,95.811147619047603,95.422242857142848,95.701529285714273,94.591576190476189,96.622361904761902,97.086995238095241,97.329652380952396,97.322404761904764,97.187595238095241,97.144701857142863,93.754033333333354,96.231980952380951,96.803961904761906,97.155061904761894,97.144676190476176,97.10263333333333,96.922608857142848]
["ABB","UNO-3.0-TL-OUTD-S-US-Z-A [277V]","3.0 kW, 277 Vac Utility Interactive Inverter with arc detector",3,277,96.5,"Y","N",null,0.2,3,0.2,180,400,480,0.30000000000000004,0.60000000000000009,0.89999999999999991,1.5,2.25,3,92.454157142857156,95.198095238095235,95.779704761904767,95.971552380952375,95.922809523809519,95.637123809523814,95.726606857142855,93.710338095238086,96.218938095238073,96.815528571428587,97.16328571428572,97.231128571428584,97.183147619047617,96.973169380952385,93.965819047619064,96.449676190476197,97.059509523809524,97.475690476190479,97.524119047619038,97.527090476190466,97.26229033333334]
["ABB","UNO-3.0-TL-OUTD-S-US-Z-M-A [208V]","3.0 kW, 208 Vac Utility Interactive Inverter with arc detector and revenue grade meter",3,208,96.5,"Y","N",null,0.11,3,0.11,180,400,480,0.30000000000000004,0.60000000000000009,0.89999999999999991,1.5,2.25,3,93.587661904761902,95.578776190476191,95.953157142857137,95.914885714285717,95.718642857142868,95.198128571428569,95.669737285714305,94.406190476190474,96.471200000000024,96.897819047619038,97.052885714285708,97.018995238095243,96.760499999999993,96.866744380952383,93.637728571428582,96.098238095238102,96.614395238095241,96.885671428571428,96.85512857142858,96.667799999999986,96.656747619047621]
["ABB","UNO-3.0-TL-OUTD-S-US-Z-M-A [240V]","3.0 kW, 240 Vac Utility Interactive Inverter with arc detector and revenue grade meter",3,240,96.5,"Y","N",null,0.15,3,0.15,180,400,480,0.30000000000000004,0.60000000000000009,0.89999999999999991,1.5,2.25,3,93.09400476190477,95.438557142857135,95.864923809523788,95.957285714285717,95.811147619047603,95.422242857142848,95.701529285714273,94.591576190476189,96.622361904761902,97.086995238095241,97.329652380952396,97.322404761904764,97.187595238095241,97.144701857142863,93.754033333333354,96.231980952380951,96.803961904761906,97.155061904761894,97.144676190476176,97.10263333333333,96.922608857142848]
["ABB","UNO-3.0-TL-OUTD-S-US-Z-M-A [277V]","3.0 kW, 277 Vac Utility Interactive Inverter with arc detector and revenue grade meter",3,277,96.5,"Y","N",null,0.2,3,0.2,180,400,480,0.30000000000000004,0.60000000000000009,0.89999999999999991,1.5,2.25,3,92.454157142857156,95.198095238095235,95.779704761904767,95.971552380952375,95.922809523809519,95.637123809523814,95.726606857142855,93.710338095238086,96.218938095238073,96.815528571428587,97.16328571428572,97.231128571428584,97.183147619047617,96.973169380952385,93.965819047619064,96.449676190476197,97.059509523809524,97.475690476190479,97.524119047619038,97.527090476190466,97.26229033333334]
["ABB","PVI-3.8-I-OUTD-x-US-y-Z [208V]","3.8 kW, 208 Vac Inverter, where x may include S and y = PG or NG",3.3,208,96,"Y","N",null,0.1,3.3,0.1,100,310,416,0.33,0.66,0.99,1.65,2.4750000000000001,3.3,93.6,95.7,96.2,96.4,96.3,96,96.2,92.5,95.6,96.3,96.6,96.7,96.5,96.4,89.5,94,95.3,96.1,96.3,96.1,95.7]
["ABB","PVI-3.6-OUTD-S-US [208V]","3.6 kW, 208 Vac Utility Interactive Inverter",3.6,208,96,"Y","N","Multiple Listing of Power-One",0.1,3.6,0.1,100,310,480,0.36,0.72,1.08,1.8,2.7,3.6,92.2,94.7,95.4,95.9,95.9,95.6,95.6,92.7,95.5,96.1,96.4,96.4,96.1,96.1,90.3,94.5,95.3,95.9,96,95.7,95.6]
["ABB","PVI-3.6-OUTD-S-US [240V]","3.6 kW, 240 Vac Utility Interactive Inverter",3.6,240,96,"Y","N","Multiple Listing of Power-One",0.2,3.6,0.2,100,340,480,0.3,0.72,1.08,1.8,2.7,3.6,91.1,94.1,94.9,95.6,95.8,95.7,95.4,92.4,95.5,96.3,96.7,96.7,96.6,96.5,90.2,94.6,95.6,96.2,96.4,96.3,95.9]
["ABB","PVI-3.6-OUTD-S-US [277V]","3.6 kW, 277 Vac Utility Interactive Inverter",3.6,277,96,"Y","N","Multiple Listing of Power-One",0.2,3.6,0.2,100,395,480,0.36,0.72,1.08,1.8,2.7,3.6,90,93.4,94.4,95.4,95.7,95.6,95.1,91.9,95.4,96.3,96.9,97,96.9,96.6,90.4,94.9,95.9,96.6,96.8,96.8,96.3]
["ABB","PVI-3.6-OUTD-S-US-A [208V]","3.6 kW, 208 Vac Utility Interactive Inverter with arc detector",3.6,208,96,"Y","N","Multiple Listing of Power-One",0.1,3.6,0.1,100,310,480,0.36,0.72,1.08,1.8,2.7,3.6,92.2,94.7,95.4,95.9,95.9,95.6,95.6,92.7,95.5,96.1,96.4,96.4,96.1,96.1,90.3,94.5,95.3,95.9,96,95.7,95.6,"2017-07-01","2018-10-15"]
["ABB","PVI-3.6-OUTD-S-US-A [240V]","3.6 kW, 240 Vac Utility Interactive Inverter with arc detector",3.6,240,96,"Y","N","Multiple Listing of Power-One",0.2,3.6,0.2,100,340,480,0.3,0.72,1.08,1.8,2.7,3.6,91.1,94.1,94.9,95.6,95.8,95.7,95.4,92.4,95.5,96.3,96.7,96.7,96.6,96.5,90.2,94.6,95.6,96.2,96.4,96.3,95.9,"2017-07-01","2018-10-15"]
["ABB","PVI-3.6-OUTD-S-US-A [277V]","3.6 kW, 277 Vac Utility Interactive Inverter with arc detector",3.6,277,96,"Y","N","Multiple Listing of Power-One",0.2,3.6,0.2,100,395,480,0.36,0.72,1.08,1.8,2.7,3.6,90,93.4,94.4,95.4,95.7,95.6,95.1,91.9,95.4,96.3,96.9,97,96.9,96.6,90.4,94.9,95.9,96.6,96.8,96.8,96.3,"2017-07-01","2018-10-15"]
["ABB","PVI-3.6-OUTD-S-US-Z [208V]","3.6 kW, 208 Vac Utility Interactive Inverter",3.6,208,96,"Y","N",null,0.1,3.6,0.1,100,310,480,0.36,0.72,1.08,1.8,2.7,3.6,92.2,94.7,95.4,95.9,95.9,95.6,95.6,92.7,95.5,96.1,96.4,96.4,96.1,96.1,90.3,94.5,95.3,95.9,96,95.7,95.6]
["ABB","PVI-3.6-OUTD-S-US-Z [240V]","3.6 kW, 240 Vac Utility Interactive Inverter",3.6,240,96,"Y","N",null,0.2,3.6,0.2,100,340,480,0.3,0.72,1.08,1.8,2.7,3.6,91.1,94.1,94.9,95.6,95.8,95.7,95.4,92.4,95.5,96.3,96.7,96.7,96.6,96.5,90.2,94.6,95.6,96.2,96.4,96.3,95.9]
["ABB","PVI-3.6-OUTD-S-US-Z [277V]","3.6 kW, 277 Vac Utility Interactive Inverter",3.6,277,96,"Y","N",null,0.2,3.6,0.2,100,395,480,0.36,0.72,1.08,1.8,2.7,3.6,90,93.4,94.4,95.4,95.7,95.6,95.1,91.9,95.4,96.3,96.9,97,96.9,96.6,90.4,94.9,95.9,96.6,96.8,96.8,96.3]
["ABB","PVI-3.6-OUTD-S-US-Z-A [208V]","3.6 kW, 208 Vac Utility Interactive Inverter with arc detector",3.6,208,96,"Y","N","Multiple Listing of Power-One",0.1,3.6,0.1,100,310,480,0.36,0.72,1.08,1.8,2.7,3.6,92.2,94.7,95.4,95.9,95.9,95.6,95.6,92.7,95.5,96.1,96.4,96.4,96.1,96.1,90.3,94.5,95.3,95.9,96,95.7,95.6,"2017-07-01","2018-10-15"]
["ABB","PVI-3.6-OUTD-S-US-Z-A [240V]","3.6 kW, 240 Vac Utility Interactive Inverter with arc detector",3.6,240,96,"Y","N","Multiple Listing of Power-One",0.2,3.6,0.2,100,340,480,0.3,0.72,1.08,1.8,2.7,3.6,91.1,94.1,94.9,95.6,95.8,95.7,95.4,92.4,95.5,96.3,96.7,96.7,96.6,96.5,90.2,94.6,95.6,96.2,96.4,96.3,95.9,"2017-07-01","2018-10-15"]
["ABB","PVI-3.6-OUTD-S-US-Z-A [277V]","3.6 kW, 277 Vac Utility Interactive Inverter with arc detector",3.6,277,96,"Y","N","Multiple Listing of Power-One",0.2,3.6,0.2,100,395,480,0.36,0.72,1.08,1.8,2.7,3.6,90,93.4,94.4,95.4,95.7,95.6,95.1,91.9,95.4,96.3,96.9,97,96.9,96.6,90.4,94.9,95.9,96.6,96.8,96.8,96.3,"2017-07-01","2018-10-15"]
["ABB","PVI-3.6-OUTD-S-US-Z-M-A [208V]","3.6 kW, 208 Vac Utility Interactive Inverter with arc-fault detection and meter",3.6,208,96,"Y","N","Multiple Listing of Power-One",0.1,null,null,100,310,480,0.36,0.72,1.08,1.8,2.7,3.6,92.2,94.7,95.4,95.9,95.9,95.6,95.6,92.7,95.5,96.1,96.4,96.4,96.1,96.1,90.3,94.5,95.3,95.9,96,95.7,95.6,"2017-07-01","2018-10-15"]
["ABB","PVI-3.6-OUTD-S-US-Z-M-A [240V]","3.6 kW, 240 Vac Utility Interactive Inverter with arc-fault detection and meter",3.6,240,96,"Y","N","Multiple Listing of Power-One",0.2,null,null,100,340,480,0.3,0.72,1.08,1.8,2.7,3.6,91.1,94.1,94.9,95.6,95.8,95.7,95.4,92.4,95.5,96.3,96.7,96.7,96.6,96.5,90.2,94.6,95.6,96.2,96.4,96.3,95.9,"2017-07-01","2018-10-15"]
["ABB","PVI-3.6-OUTD-S-US-Z-M-A [277V]","3.6 kW, 277 Vac Utility Interactive Inverter with arc-fault detection and meter",3.6,277,96,"Y","N","Multiple Listing of Power-One",0.2,null,null,100,395,480,0.36,0.72,1.08,1.8,2.7,3.6,90,93.4,94.4,95.4,95.7,95.6,95.1,91.9,95.4,96.3,96.9,97,96.9,96.6,90.4,94.9,95.9,96.6,96.8,96.8,96.3,"2017-07-01","2018-10-15"]
["ABB","PVI-3.6-OUTD-US [208V]","3.6 kW, 208 Vac Utility Interactive Inverter, model # may include -S- or -W",3.6,208,96,"Y","N","Multiple Listing of Power-One",0.1,3.6,0.1,100,310,480,0.36,0.72,1.08,1.8,2.7,3.6,92.2,94.7,95.4,95.9,95.9,95.6,95.6,92.7,95.5,96.1,96.4,96.4,96.1,96.1,90.3,94.5,95.3,95.9,96,95.7,95.6]
["ABB","PVI-3.6-OUTD-US [240V]","3.6 kW, 240 Vac Utility Interactive Inverter, model # may include -S- or -W",3.6,240,96,"Y","N","Multiple Listing of Power-One",0.2,3.6,0.2,100,340,480,0.3,0.72,1.08,1.8,2.7,3.6,91.1,94.1,94.9,95.6,95.8,95.7,95.4,92.4,95.5,96.3,96.7,96.7,96.6,96.5,90.2,94.6,95.6,96.2,96.4,96.3,95.9]
["ABB","PVI-3.6-OUTD-US [277V]","3.6 kW, 277 Vac Utility Interactive Inverter, model # may include -S- or -W",3.6,277,96,"Y","N","Multiple Listing of Power-One",0.2,3.6,0.2,100,395,480,0.36,0.72,1.08,1.8,2.7,3.6,90,93.4,94.4,95.4,95.7,95.6,95.1,91.9,95.4,96.3,96.9,97,96.9,96.6,90.4,94.9,95.9,96.6,96.8,96.8,96.3]
["ABB","PVI-3.8-I-OUTD-x-US-y-Z [240V]","3.8 kW, 240 Vac Inverter, where x may include S and y = PG or NG",3.8,240,96.5,"Y","N",null,0.1,3.8,0.1,100,340,416,0.38,0.76,1.1399999999999999,1.9,2.85,3.8,93.7,95.8,96.2,96.5,96.4,96.1,96.3,92.8,95.9,96.6,96.9,96.8,96.8,96.6,90.7,94.8,95.9,96.5,96.5,96.5,96.1]
["ABB","PVI-3.8-I-OUTD-x-US-y-Z [277V]","3.8 kW, 277 Vac Inverter, where x may include S and y = PG or NG",3.8,277,96.5,"Y","N",null,0.1,3.8,0.1,100,362,416,0.38,0.76,1.1399999999999999,1.9,2.85,3.8,92.9,95.4,96,96.3,96.4,96.1,96.1,92.3,95.6,96.4,96.9,96.9,96.9,96.6,91.3,95.2,96.2,96.8,96.8,96.9,96.4]
["ABB","PVI-3.8-OUTD-S-US [208V]","3.3 kW, 208 Vac Utility Interactive Inverter with arc detector",3.8,208,95.5,"Y","N","Multiple Listing of Power-One",0.12,null,null,100,310,480,0.33,0.66,0.99,1.65,2.48,3.3,91.5,94.3,95.1,95.6,95.6,95.4,95.3,92.1,95.1,95.9,96.3,96.4,96.2,96.1,89.1,93.9,95,95.7,95.9,95.8,95.4]
["ABB","PVI-3.8-OUTD-S-US [240V]","3.8 kW, 240 Vac Utility Interactive Inverter with arc detector",3.8,240,96,"Y","N","Multiple Listing of Power-One",0.16,null,null,100,340,480,0.38,0.76,1.1399999999999999,1.9,2.85,3.8,91.4,94.2,94.9,95.5,95.6,95.5,95.3,92.6,95.5,96.2,96.6,96.7,96.6,96.4,90.3,94.5,95.5,96.2,96.3,96.3,95.9]
["ABB","PVI-3.8-OUTD-S-US [277V]","3.8 kW, 277 Vac Utility Interactive Inverter with arc detector",3.8,277,96,"Y","N","Multiple Listing of Power-One",0.22,null,null,100,395,480,0.38,0.76,1.1399999999999999,1.9,2.85,3.8,90.3,93.6,94.5,95.3,95.6,95.5,95.1,92,95.3,96.2,96.8,96.9,96.9,96.5,90.4,94.7,95.8,96.5,96.7,96.8,96.2]
["ABB","PVI-3.8-OUTD-S-US-A [208V]","3.3 kW, 208 Vac Utility Interactive Inverter with arc detector",3.8,208,95.5,"Y","N","Multiple Listing of Power-One",0.12,null,null,100,310,480,0.33,0.66,0.99,1.65,2.48,3.3,91.5,94.3,95.1,95.6,95.6,95.4,95.3,92.1,95.1,95.9,96.3,96.4,96.2,96.1,89.1,93.9,95,95.7,95.9,95.8,95.4,"2017-07-01","2018-10-15"]
["ABB","PVI-3.8-OUTD-S-US-A [240V]","3.8 kW, 240 Vac Utility Interactive Inverter with arc detector",3.8,240,96,"Y","N","Multiple Listing of Power-One",0.16,null,null,100,340,480,0.38,0.76,1.1399999999999999,1.9,2.85,3.8,91.4,94.2,94.9,95.5,95.6,95.5,95.3,92.6,95.5,96.2,96.6,96.7,96.6,96.4,90.3,94.5,95.5,96.2,96.3,96.3,95.9,"2017-07-01","2018-10-15"]
["ABB","PVI-3.8-OUTD-S-US-A [277V]","3.8 kW, 277 Vac Utility Interactive Inverter with arc detector",3.8,277,96,"Y","N","Multiple Listing of Power-One",0.22,null,null,100,395,480,0.38,0.76,1.1399999999999999,1.9,2.85,3.8,90.3,93.6,94.5,95.3,95.6,95.5,95.1,92,95.3,96.2,96.8,96.9,96.9,96.5,90.4,94.7,95.8,96.5,96.7,96.8,96.2,"2017-07-01","2018-10-15"]
["ABB","PVI-3.8-OUTD-S-US-Z [208V]","3.3 kW, 208 Vac Utility Interactive Inverter",3.8,208,95.5,"Y","N","Multiple Listing of Power-One",0.12,null,null,100,310,480,0.33,0.66,0.99,1.65,2.48,3.3,91.5,94.3,95.1,95.6,95.6,95.4,95.3,92.1,95.1,95.9,96.3,96.4,96.2,96.1,89.1,93.9,95,95.7,95.9,95.8,95.4]
["ABB","PVI-3.8-OUTD-S-US-Z [240V]","3.3 kW, 208 Vac Utility Interactive Inverter",3.8,240,96,"Y","N","Multiple Listing of Power-One",0.16,null,null,100,340,480,0.38,0.76,1.1399999999999999,1.9,2.85,3.8,91.4,94.2,94.9,95.5,95.6,95.5,95.3,92.6,95.5,96.2,96.6,96.7,96.6,96.4,90.3,94.5,95.5,96.2,96.3,96.3,95.9]
["ABB","PVI-3.8-OUTD-S-US-Z [277V]","3.3 kW, 208 Vac Utility Interactive Inverter",3.8,277,96,"Y","N","Multiple Listing of Power-One",0.22,null,null,100,395,480,0.38,0.76,1.1399999999999999,1.9,2.85,3.8,90.3,93.6,94.5,95.3,95.6,95.5,95.1,92,95.3,96.2,96.8,96.9,96.9,96.5,90.4,94.7,95.8,96.5,96.7,96.8,96.2]
["ABB","PVI-3.8-OUTD-S-US-Z-A [208V]","3.3 kW, 208 Vac Utility Interactive Inverter with arc detector",3.8,208,95.5,"Y","N","Multiple Listing of Power-One",0.12,null,null,100,310,480,0.33,0.66,0.99,1.65,2.48,3.3,91.5,94.3,95.1,95.6,95.6,95.4,95.3,92.1,95.1,95.9,96.3,96.4,96.2,96.1,89.1,93.9,95,95.7,95.9,95.8,95.4,"2017-07-01","2018-10-15"]
["ABB","PVI-3.8-OUTD-S-US-Z-A [240V]","3.8 kW, 240 Vac Utility Interactive Inverter with arc detector",3.8,240,96,"Y","N","Multiple Listing of Power-One",0.16,null,null,100,340,480,0.38,0.76,1.1399999999999999,1.9,2.85,3.8,91.4,94.2,94.9,95.5,95.6,95.5,95.3,92.6,95.5,96.2,96.6,96.7,96.6,96.4,90.3,94.5,95.5,96.2,96.3,96.3,95.9,"2017-07-01","2018-10-15"]
["ABB","PVI-3.8-OUTD-S-US-Z-A [277V]","3.8 kW, 277 Vac Utility Interactive Inverter with arc detector",3.8,277,96,"Y","N","Multiple Listing of Power-One",0.22,null,null,100,395,480,0.38,0.76,1.1399999999999999,1.9,2.85,3.8,90.3,93.6,94.5,95.3,95.6,95.5,95.1,92,95.3,96.2,96.8,96.9,96.9,96.5,90.4,94.7,95.8,96.5,96.7,96.8,96.2,"2017-07-01","2018-10-15"]
["ABB","PVI-3.8-OUTD-S-US-Z-M-A [208V]","3.3 kW, 208 Vac Utility Interactive Inverter with arc-fault detection and meter",3.8,208,95.5,"Y","N","Multiple Listing of Power-One",0.12,null,null,100,310,480,0.33,0.66,0.99,1.65,2.48,3.3,91.5,94.3,95.1,95.6,95.6,95.4,95.3,92.1,95.1,95.9,96.3,96.4,96.2,96.1,89.1,93.9,95,95.7,95.9,95.8,95.4,"2017-07-01","2018-10-15"]
["ABB","PVI-3.8-OUTD-S-US-Z-M-A [240V]","3.8 kW, 240 Vac Utility Interactive Inverter with arc-fault detection and meter",3.8,240,96,"Y","N","Multiple Listing of Power-One",0.16,null,null,100,340,480,0.38,0.76,1.1399999999999999,1.9,2.85,3.8,91.4,94.2,94.9,95.5,95.6,95.5,95.3,92.6,95.5,96.2,96.6,96.7,96.6,96.4,90.3,94.5,95.5,96.2,96.3,96.3,95.9,"2017-07-01","2018-10-15"]
["ABB","PVI-3.8-OUTD-S-US-Z-M-A [277V]","3.8 kW, 277 Vac Utility Interactive Inverter with arc-fault detection and meter",3.8,277,96,"Y","N","Multiple Listing of Power-One",0.22,null,null,100,395,480,0.38,0.76,1.1399999999999999,1.9,2.85,3.8,90.3,93.6,94.5,95.3,95.6,95.5,95.1,92,95.3,96.2,96.8,96.9,96.9,96.5,90.4,94.7,95.8,96.5,96.7,96.8,96.2,"2017-07-01","2018-10-15"]
["ABB","PVI-3.8-OUTD-US [208V]","3.3 kW, 208 Vac Utility Interactive Inverter",3.8,208,95.5,"Y","N","Multiple Listing of Power-One",0.12,null,null,100,310,480,0.33,0.66,0.99,1.65,2.48,3.3,91.5,94.3,95.1,95.6,95.6,95.4,95.3,92.1,95.1,95.9,96.3,96.4,96.2,96.1,89.1,93.9,95,95.7,95.9,95.8,95.4]
["ABB","PVI-3.8-OUTD-US [240V]","3.8 kW, 240 Vac Utility Interactive Inverter",3.8,240,96,"Y","N","Multiple Listing of Power-One",0.16,null,null,100,340,480,0.38,0.76,1.1399999999999999,1.9,2.85,3.8,91.4,94.2,94.9,95.5,95.6,95.5,95.3,92.6,95.5,96.2,96.6,96.7,96.6,96.4,90.3,94.5,95.5,96.2,96.3,96.3,95.9]
["ABB","PVI-3.8-OUTD-US [277V]","3.8 kW, 277 Vac Utility Interactive Inverter",3.8,277,96,"Y","N","Multiple Listing of Power-One",0.22,null,null,100,395,480,0.38,0.76,1.1399999999999999,1.9,2.85,3.8,90.3,93.6,94.5,95.3,95.6,95.5,95.1,92,95.3,96.2,96.8,96.9,96.9,96.5,90.4,94.7,95.8,96.5,96.7,96.8,96.2]
["ABB","UNO-DM-3.8-TL-PLUS-US-SB-RA [240V]","3.8 kW, 240 Vac Utility Interactive Inverter with arc detector, WLAN, and Rapid Shutdown power supply",3.8,240,96.5,"Y","N",null,1,3.8,1,200,355,480,0.38,0.76,1.1399999999999999,1.9,2.85,3.8,92,95,95.7,95.9,96,95.8,95.7,93.7,96,96.6,96.9,97,96.8,96.7,91.7,95.2,96,96.6,96.7,96.5,96.3,"2017-07-01","2018-10-15"]
["ABB","UNO-DM-3.8-TL-PLUS-US-SE-RA [240V]","3.8 kW, 240 Vac Utility Interactive Inverter with arc detector, Ethernet LAN, and Rapid Shutdown power supply",3.8,240,96.5,"Y","N",null,1,3.8,1,200,355,480,0.38,0.76,1.1399999999999999,1.9,2.85,3.8,92,95,95.7,95.9,96,95.8,95.7,93.7,96,96.6,96.9,97,96.8,96.7,91.7,95.2,96,96.6,96.7,96.5,96.3,"2017-07-01","2018-10-15"]
["ABB","UNO-DM-3.8-TL-PLUS-US-SZM-RA [240V]","3.8 kW, 240 Vac Interactive Utility Inverter with arc detector, revenue grade meter, Zigbee radio, and Rapid Shutdown power supply",3.8,240,96.5,"Y","N","Multiple Listing of Power-One",1,3.8,1,200,355,480,0.38,0.76,1.1399999999999999,1.9,2.85,3.8,92,95,95.7,95.9,96,95.8,95.7,93.7,96,96.6,96.9,97,96.8,96.7,91.7,95.2,96,96.6,96.7,96.5,96.3,"2017-07-01","2018-10-15"]
["ABB","UNO-DM-3.8-TL-PLUS-US-SZ-RA [240V]","3.8 kW, 240 Vac Utility Interactive Inverter with arc detector and Rapid Shutdown power supply",3.8,240,96.5,"Y","N","Multiple Listing of Power-One",1,3.8,1,200,355,480,0.38,0.76,1.1399999999999999,1.9,2.85,3.8,92,95,95.7,95.9,96,95.8,95.7,93.7,96,96.6,96.9,97,96.8,96.7,91.7,95.2,96,96.6,96.7,96.5,96.3,"2017-07-01","2018-10-15"]
["ABB","PVI-4.2-OUTD-S-US [208V]","4.2 kW, 208 Vac Utility Interactive Inverter (with Zigbee -Z)",4.2,208,96,"Y","N","Multiple Listing of Power-One",0.1,4.2,0.1,100,310,480,0.42,0.84,1.26,2.1,3.15,4.2,92.9,95,95.6,95.9,95.8,95.4,95.6,93.5,95.8,96.3,96.4,96.3,95.9,96.1,91.4,94.9,95.6,95.9,95.8,95.5,95.6]
["ABB","PVI-4.2-OUTD-S-US [240V]","4.2 kW, 240 Vac Utility Interactive Inverter (with Zigbee -Z)",4.2,240,96,"Y","N","Multiple Listing of Power-One",0.2,4.2,0.2,100,340,480,0.42,0.84,1.26,2.1,3.15,4.2,91.8,94.4,95.2,95.8,95.8,95.4,95.5,93.3,95.9,96.5,96.7,96.7,96.5,96.5,91.3,95.1,95.9,96.3,96.4,96.2,96]
["ABB","PVI-4.2-OUTD-S-US [277V]","4.2 kW, 277 Vac Utility Interactive Inverter (with Zigbee -Z)",4.2,277,96,"Y","N","Multiple Listing of Power-One",0.2,4.2,0.2,100,395,480,0.42,0.84,1.26,2.1,3.15,4.2,90.8,93.9,94.8,95.6,95.7,95.6,95.3,92.8,95.8,96.6,97,97,96.9,96.7,91.6,95.4,96.2,96.7,96.8,96.7,96.4]
["ABB","PVI-4.2-OUTD-S-US-A [208V]","4.2 kW, 208 Vac Utility Interactive Inverter with arc detector",4.2,208,96,"Y","N","Multiple Listing of Power-One",0.1,4.2,0.1,100,310,480,0.42,0.84,1.26,2.1,3.15,4.2,92.9,95,95.6,95.9,95.8,95.4,95.6,93.5,95.8,96.3,96.4,96.3,95.9,96.1,91.4,94.9,95.6,95.9,95.8,95.5,95.6,"2017-07-01","2018-10-15"]
["ABB","PVI-4.2-OUTD-S-US-A [240V]","4.2 kW, 240 Vac Utility Interactive Inverter with arc detector",4.2,240,96,"Y","N","Multiple Listing of Power-One",0.2,4.2,0.2,100,340,480,0.42,0.84,1.26,2.1,3.15,4.2,91.8,94.4,95.2,95.8,95.8,95.4,95.5,93.3,95.9,96.5,96.7,96.7,96.5,96.5,91.3,95.1,95.9,96.3,96.4,96.2,96,"2017-07-01","2018-10-15"]
["ABB","PVI-4.2-OUTD-S-US-A [277V]","4.2 kW, 277 Vac Utility Interactive Inverter with arc detector",4.2,277,96,"Y","N","Multiple Listing of Power-One",0.2,4.2,0.2,100,395,480,0.42,0.84,1.26,2.1,3.15,4.2,90.8,93.9,94.8,95.6,95.7,95.6,95.3,92.8,95.8,96.6,97,97,96.9,96.7,91.6,95.4,96.2,96.7,96.8,96.7,96.4,"2017-07-01","2018-10-15"]
["ABB","PVI-4.2-OUTD-S-US-Z [208V]","4.2 kW, 208 Vac Utility Interactive Inverter",4.2,208,96,"Y","N",null,0.1,4.2,0.1,100,310,480,0.42,0.84,1.26,2.1,3.15,4.2,92.9,95,95.6,95.9,95.8,95.4,95.6,93.5,95.8,96.3,96.4,96.3,95.9,96.1,91.4,94.9,95.6,95.9,95.8,95.5,95.6]
["ABB","PVI-4.2-OUTD-S-US-Z [240V]","4.2 kW, 240 Vac Utility Interactive Inverter",4.2,240,96,"Y","N",null,0.2,4.2,0.2,100,340,480,0.42,0.84,1.26,2.1,3.15,4.2,91.8,94.4,95.2,95.8,95.8,95.4,95.5,93.3,95.9,96.5,96.7,96.7,96.5,96.5,91.3,95.1,95.9,96.3,96.4,96.2,96]
["ABB","PVI-4.2-OUTD-S-US-Z [277V]","4.2 kW, 277 Vac Utility Interactive Inverter",4.2,277,96,"Y","N",null,0.2,4.2,0.2,100,395,480,0.42,0.84,1.26,2.1,3.15,4.2,90.8,93.9,94.8,95.6,95.7,95.6,95.3,92.8,95.8,96.6,97,97,96.9,96.7,91.6,95.4,96.2,96.7,96.8,96.7,96.4]
["ABB","PVI-4.2-OUTD-S-US-Z-A [208V]","4.2 kW, 208 Vac Utility Interactive Inverter with arc detector",4.2,208,96,"Y","N","Multiple Listing of Power-One",0.1,4.2,0.1,100,310,480,0.42,0.84,1.26,2.1,3.15,4.2,92.9,95,95.6,95.9,95.8,95.4,95.6,93.5,95.8,96.3,96.4,96.3,95.9,96.1,91.4,94.9,95.6,95.9,95.8,95.5,95.6,"2017-07-01","2018-10-15"]
["ABB","PVI-4.2-OUTD-S-US-Z-A [240V]","4.2 kW, 240 Vac Utility Interactive Inverter with arc detector",4.2,240,96,"Y","N","Multiple Listing of Power-One",0.2,4.2,0.2,100,340,480,0.42,0.84,1.26,2.1,3.15,4.2,91.8,94.4,95.2,95.8,95.8,95.4,95.5,93.3,95.9,96.5,96.7,96.7,96.5,96.5,91.3,95.1,95.9,96.3,96.4,96.2,96,"2017-07-01","2018-10-15"]
["ABB","PVI-4.2-OUTD-S-US-Z-A [277V]","4.2 kW, 277 Vac Utility Interactive Inverter with arc detector",4.2,277,96,"Y","N","Multiple Listing of Power-One",0.2,4.2,0.2,100,395,480,0.42,0.84,1.26,2.1,3.15,4.2,90.8,93.9,94.8,95.6,95.7,95.6,95.3,92.8,95.8,96.6,97,97,96.9,96.7,91.6,95.4,96.2,96.7,96.8,96.7,96.4,"2017-07-01","2018-10-15"]
["ABB","PVI-4.2-OUTD-S-US-Z-M-A [208V]","4.2 kW, 208 Vac Utility Interactive Inverter with arc-fault detection and meter",4.2,208,96,"Y","N","Multiple Listing of Power-One",0.1,null,null,100,310,480,0.42,0.84,1.26,2.1,3.15,4.2,92.9,95,95.6,95.9,95.8,95.4,95.6,93.5,95.8,96.3,96.4,96.3,95.9,96.1,91.4,94.9,95.6,95.9,95.8,95.5,95.6,"2017-07-01","2018-10-15"]
["ABB","PVI-4.2-OUTD-S-US-Z-M-A [240V]","4.2 kW, 240 Vac Utility Interactive Inverter with arc-fault detection and meter",4.2,240,96,"Y","N","Multiple Listing of Power-One",0.2,null,null,100,340,480,0.42,0.84,1.26,2.1,3.15,4.2,91.8,94.4,95.2,95.8,95.8,95.4,95.5,93.3,95.9,96.5,96.7,96.7,96.5,96.5,91.3,95.1,95.9,96.3,96.4,96.2,96,"2017-07-01","2018-10-15"]
["ABB","PVI-4.2-OUTD-S-US-Z-M-A [277V]","4.2 kW, 277 Vac Utility Interactive Inverter with arc-fault detection and meter",4.2,277,96,"Y","N","Multiple Listing of Power-One",0.2,null,null,100,395,480,0.42,0.84,1.26,2.1,3.15,4.2,90.8,93.9,94.8,95.6,95.7,95.6,95.3,92.8,95.8,96.6,97,97,96.9,96.7,91.6,95.4,96.2,96.7,96.8,96.7,96.4,"2017-07-01","2018-10-15"]
["ABB","PVI-4.2-OUTD-US [208V]","4.2 kW, 208 Vac Utility Interactive Inverter.  Model number may include -S- or -W",4.2,208,96,"Y","N","Multiple Listing of Power-One",0.1,4.2,0.1,100,310,480,0.42,0.84,1.26,2.1,3.15,4.2,92.9,95,95.6,95.9,95.8,95.4,95.6,93.5,95.8,96.3,96.4,96.3,95.9,96.1,91.4,94.9,95.6,95.9,95.8,95.5,95.6]
["ABB","PVI-4.2-OUTD-US [240V]","4.2 kW, 240 Vac Utility Interactive Inverter.  Model number may include -S- or -W",4.2,240,96,"Y","N","Multiple Listing of Power-One",0.2,4.2,0.2,100,340,480,0.42,0.84,1.26,2.1,3.15,4.2,91.8,94.4,95.2,95.8,95.8,95.4,95.5,93.3,95.9,96.5,96.7,96.7,96.5,96.5,91.3,95.1,95.9,96.3,96.4,96.2,96]
["ABB","PVI-4.2-OUTD-US [277V]","4.2 kW, 277 Vac Utility Interactive Inverter.  Model number may include -S- or -W",4.2,277,96,"Y","N","Multiple Listing of Power-One",0.2,4.2,0.2,100,395,480,0.42,0.84,1.26,2.1,3.15,4.2,90.8,93.9,94.8,95.6,95.7,95.6,95.3,92.8,95.8,96.6,97,97,96.9,96.7,91.6,95.4,96.2,96.7,96.8,96.7,96.4]
["ABB","PVI-4.6-1-OUTD-x-US-y [208V]","4.6 kW, 208 Vac Inverter, where x may include S  and y = PG or NG",4.5999999999999996,208,96,"Y","N","Multiple Listing of Power-One",0.1,4.5999999999999996,0.1,100,310,416,0.46,0.92,1.38,2.2999999999999998,3.45,4.5999999999999996,94.6,96.1,96.2,96.4,95.9,95.1,96,94.1,96.3,96.6,96.7,96.5,96.2,96.4,91.8,95.1,95.9,96.3,96,95.9,95.8]
["ABB","PVI-4.6-1-OUTD-x-US-y [240V]","4.6 kW, 240 Vac Inverter, where x may include S and y = PG or NG",4.5999999999999996,240,96.5,"Y","N","Multiple Listing of Power-One",0.1,4.5999999999999996,0.1,100,340,416,0.46,0.92,1.38,2.2999999999999998,3.45,4.5999999999999996,94.1,96,96.2,96.5,96.2,95.6,96.1,93.8,96.3,96.7,96.9,96.8,96.6,96.6,92,95.4,96.2,96.6,96.5,96.5,96.2]
["ABB","PVI-4.6-1-OUTD-x-US-y [277V]","4.6 kW, 277 Vac Inverter, where x may include S and y = PG or NG",4.5999999999999996,277,96.5,"Y","N","Multiple Listing of Power-One",0.1,4.5999999999999996,0.1,100,360,416,0.46,0.92,1.38,2.2999999999999998,3.45,4.5999999999999996,93.4,95.7,96.1,96.4,96.3,95.9,96.1,93.3,96.1,96.6,97,96.9,96.9,96.7,92.6,95.8,96.6,97,96.8,96.8,96.6]
["ABB","PVI-4.6-I-OUTD-x-US-y-Z [208V]","4.6 kW, 208 Vac Inverter, where x may include S and y = PG or NG",4.5999999999999996,208,96,"Y","N",null,0.1,4.5999999999999996,0.1,100,310,416,0.46,0.92,1.38,2.2999999999999998,3.45,4.5999999999999996,94.6,96.1,96.2,96.4,95.9,95.1,96,94.1,96.3,96.6,96.7,96.5,96.2,96.4,91.8,95.1,95.9,96.3,96,95.9,95.8]
["ABB","PVI-4.6-I-OUTD-x-US-y-Z [240V]","4.6 kW, 240 Vac Inverter, where x may include S and y = PG or NG",4.5999999999999996,240,96.5,"Y","N",null,0.1,4.5999999999999996,0.1,100,340,416,0.46,0.92,1.38,2.2999999999999998,3.45,4.5999999999999996,94.1,96,96.2,96.5,96.2,95.6,96.1,93.8,96.3,96.7,96.9,96.8,96.6,96.6,92,95.4,96.2,96.6,96.5,96.5,96.2]
["ABB","PVI-4.6-I-OUTD-x-US-y-Z [277V]","4.6 kW, 277 Vac Inverter, where x may include S and y = PG or NG",4.5999999999999996,277,96.5,"Y","N",null,0.1,4.5999999999999996,0.1,100,360,416,0.46,0.92,1.38,2.2999999999999998,3.45,4.5999999999999996,93.4,95.7,96.1,96.4,96.3,95.9,96.1,93.3,96.1,96.6,97,96.9,96.9,96.7,92.6,95.8,96.6,97,96.8,96.8,96.6]
["ABB","UNO-DM-4.6-TL-PLUS-US-SB-RA [240V]","4.6 kW, 240 Vac Utility Interactive Inverter with arc detector, WLAN, and Rapid Shutdown power supply",4.5999999999999996,240,96.5,"Y","N",null,1,4.5999999999999996,1,200,355,480,0.46,0.92,1.38,2.2999999999999998,3.45,4.5999999999999996,93.1,95.3,95.9,96,95.9,95.5,95.8,94.5,96.3,96.8,97,96.9,96.6,96.8,92.6,95.6,96.3,96.6,96.6,96.3,96.4,"2017-07-01","2018-10-15"]
["ABB","UNO-DM-4.6-TL-PLUS-US-SE-RA [240V]","4.6 kW, 240 Vac Utility Interactive Inverter with arc detector, Ethernet LAN, and Rapid Shutdown power supply",4.5999999999999996,240,96.5,"Y","N",null,1,4.5999999999999996,1,200,355,480,0.46,0.92,1.38,2.2999999999999998,3.45,4.5999999999999996,93.1,95.3,95.9,96,95.9,95.5,95.8,94.5,96.3,96.8,97,96.9,96.6,96.8,92.6,95.6,96.3,96.6,96.6,96.3,96.4,"2017-07-01","2018-10-15"]
["ABB","UNO-DM-4.6-TL-PLUS-US-SZM-RA [240V]","4.6 kW, 240 Vac Utility Interactive Inverter with arc detector, revenue grade meter, Zigbee radio, and Rapid Shutdown power supply",4.5999999999999996,240,96.5,"Y","N",null,1,4.5999999999999996,1,200,355,480,0.46,0.92,1.38,2.2999999999999998,3.45,4.5999999999999996,93.1,95.3,95.9,96,95.9,95.5,95.8,94.5,96.3,96.8,97,96.9,96.6,96.8,92.6,95.6,96.3,96.6,96.6,96.3,96.4,"2017-07-01","2018-10-15"]
["ABB","UNO-DM-4.6-TL-PLUS-US-SZ-RA [240V]","4.6 kW, 240 Vac Utility Interactive Inverter with arc detector and Rapid Shutdown power supply",4.5999999999999996,240,96.5,"Y","N","Multiple Listing of Power-One",1,4.5999999999999996,1,200,355,480,0.46,0.92,1.38,2.2999999999999998,3.45,4.5999999999999996,93.1,95.3,95.9,96,95.9,95.5,95.8,94.5,96.3,96.8,97,96.9,96.6,96.8,92.6,95.6,96.3,96.6,96.6,96.3,96.4,"2017-07-01","2018-10-15"]
["ABB","PVI-5000-OUTD-S-US-Z [208V]","5 kW, 208 Vac Utility Interactive Inverter with meter and with arc detector",5,208,96,"Y","N","Multiple Listing of Power-One",0.18,null,null,100,310,480,0.5,1,1.5,2.5,3.75,5,93.4,95.7,96.2,96.4,96.2,95.8,96.1,93.6,95.9,96.5,96.7,96.6,96.3,96.4,90.9,94.7,95.6,96.1,96.1,95.9,95.8]
["ABB","PVI-5000-OUTD-S-US-Z [240V]","5 kW, 240 Vac Utility Interactive Inverter with meter and with arc detector",5,240,96.5,"Y","N","Multiple Listing of Power-One",0.24,null,null,100,345,480,0.5,1,1.5,2.5,3.75,5,92.5,95.5,96.1,96.4,96.3,96,96.1,93.8,96.2,96.7,97,96.9,96.6,96.7,91.5,95,95.9,96.4,96.5,96.3,96.1]
["ABB","PVI-5000-OUTD-S-US-Z [277V]","5 kW, 277 Vac Utility Interactive Inverter with meter and with arc detector",5,277,96.5,"Y","N","Multiple Listing of Power-One",0.32,null,null,100,400,480,0.5,1,1.5,2.5,3.75,5,91.6,95,95.9,96.4,96.5,96.3,96.1,92.5,95.7,96.5,97.1,97.1,97,96.8,90.9,95,95.9,96.7,96.9,96.9,96.4]
["ABB","PVI-5000-OUTD-S-US-Z-A [208V]","5 kW, 208 Vac Utility Interactive Inverter with meter and with arc detector",5,208,96,"Y","N","Multiple Listing of Power-One",0.18,null,null,100,310,480,0.5,1,1.5,2.5,3.75,5,93.4,95.7,96.2,96.4,96.2,95.8,96.1,93.6,95.9,96.5,96.7,96.6,96.3,96.4,90.9,94.7,95.6,96.1,96.1,95.9,95.8]
["ABB","PVI-5000-OUTD-S-US-Z-A [240V]","5 kW, 240 Vac Utility Interactive Inverter with meter and with arc detector",5,240,96.5,"Y","N","Multiple Listing of Power-One",0.24,null,null,100,345,480,0.5,1,1.5,2.5,3.75,5,92.5,95.5,96.1,96.4,96.3,96,96.1,93.8,96.2,96.7,97,96.9,96.6,96.7,91.5,95,95.9,96.4,96.5,96.3,96.1]
["ABB","PVI-5000-OUTD-S-US-Z-A [277V]","5 kW, 277 Vac Utility Interactive Inverter with meter and with arc detector",5,277,96.5,"Y","N","Multiple Listing of Power-One",0.32,null,null,100,400,480,0.5,1,1.5,2.5,3.75,5,91.6,95,95.9,96.4,96.5,96.3,96.1,92.5,95.7,96.5,97.1,97.1,97,96.8,90.9,95,95.9,96.7,96.9,96.9,96.4]
["ABB","PVI-5000-OUTD-US [208V]","5 kW, 208 Vac Utility Interactive Inverter",5,208,96,"Y","N","Multiple Listing of Power-One",0.18,null,null,100,310,480,0.5,1,1.5,2.5,3.75,5,93.4,95.7,96.2,96.4,96.2,95.8,96.1,93.6,95.9,96.5,96.7,96.6,96.3,96.4,90.9,94.7,95.6,96.1,96.1,95.9,95.8]
["ABB","PVI-5000-OUTD-US [240V]","5 kW, 240 Vac Utility Interactive Inverter",5,240,96.5,"Y","N","Multiple Listing of Power-One",0.24,null,null,100,345,480,0.5,1,1.5,2.5,3.75,5,92.5,95.5,96.1,96.4,96.3,96,96.1,93.8,96.2,96.7,97,96.9,96.6,96.7,91.5,95,95.9,96.4,96.5,96.3,96.1]
["ABB","PVI-5000-OUTD-US [277V]","5 kW, 277 Vac Utility Interactive Inverter",5,277,96.5,"Y","N","Multiple Listing of Power-One",0.32,null,null,100,400,480,0.5,1,1.5,2.5,3.75,5,91.6,95,95.9,96.4,96.5,96.3,96.1,92.5,95.7,96.5,97.1,97.1,97,96.8,90.9,95,95.9,96.7,96.9,96.9,96.4]
["ABB","PVI-5000-OUTD-US-A [208V]","5 kW, 208 Vac Utility Interactive Inverter with arc detector",5,208,96,"Y","N","Multiple Listing of Power-One",0.18,null,null,100,310,480,0.5,1,1.5,2.5,3.75,5,93.4,95.7,96.2,96.4,96.2,95.8,96.1,93.6,95.9,96.5,96.7,96.6,96.3,96.4,90.9,94.7,95.6,96.1,96.1,95.9,95.8,"2017-07-01","2018-10-15"]
["ABB","PVI-5000-OUTD-US-A [240V]","5 kW, 240 Vac Utility Interactive Inverter with arc detector",5,240,96.5,"Y","N","Multiple Listing of Power-One",0.24,null,null,100,345,480,0.5,1,1.5,2.5,3.75,5,92.5,95.5,96.1,96.4,96.3,96,96.1,93.8,96.2,96.7,97,96.9,96.6,96.7,91.5,95,95.9,96.4,96.5,96.3,96.1,"2017-07-01","2018-10-15"]
["ABB","PVI-5000-OUTD-US-A [277V]","5 kW, 277 Vac Utility Interactive Inverter with arc detector",5,277,96.5,"Y","N","Multiple Listing of Power-One",0.32,null,null,100,400,480,0.5,1,1.5,2.5,3.75,5,91.6,95,95.9,96.4,96.5,96.3,96.1,92.5,95.7,96.5,97.1,97.1,97,96.8,90.9,95,95.9,96.7,96.9,96.9,96.4,"2017-07-01","2018-10-15"]
["ABB","PVI-5000-OUTD-US-Z [208V]","5 kW, 208 Vac Utility Interactive Inverter",5,208,96,"Y","N","Multiple Listing of Power-One",0.18,null,null,100,310,480,0.5,1,1.5,2.5,3.75,5,93.4,95.7,96.2,96.4,96.2,95.8,96.1,93.6,95.9,96.5,96.7,96.6,96.3,96.4,90.9,94.7,95.6,96.1,96.1,95.9,95.8]
["ABB","PVI-5000-OUTD-US-Z [240V]","5 kW, 240 Vac Utility Interactive Inverter",5,240,96.5,"Y","N","Multiple Listing of Power-One",0.24,null,null,100,345,480,0.5,1,1.5,2.5,3.75,5,92.5,95.5,96.1,96.4,96.3,96,96.1,93.8,96.2,96.7,97,96.9,96.6,96.7,91.5,95,95.9,96.4,96.5,96.3,96.1]
["ABB","PVI-5000-OUTD-US-Z [277V]","5 kW, 277 Vac Utility Interactive Inverter",5,277,96.5,"Y","N","Multiple Listing of Power-One",0.32,null,null,100,400,480,0.5,1,1.5,2.5,3.75,5,91.6,95,95.9,96.4,96.5,96.3,96.1,92.5,95.7,96.5,97.1,97.1,97,96.8,90.9,95,95.9,96.7,96.9,96.9,96.4]
["ABB","PVI-5000-OUTD-US-Z-A [208V]","5 kW, 208 Vac Utility Interactive Inverter",5,208,96,"Y","N","Multiple Listing of Power-One",0.18,null,null,100,310,480,0.5,1,1.5,2.5,3.75,5,93.4,95.7,96.2,96.4,96.2,95.8,96.1,93.6,95.9,96.5,96.7,96.6,96.3,96.4,90.9,94.7,95.6,96.1,96.1,95.9,95.8,"2017-07-01","2018-10-15"]
["ABB","PVI-5000-OUTD-US-Z-A [240V]","5 kW, 240 Vac Utility Interactive Inverter",5,240,96.5,"Y","N","Multiple Listing of Power-One",0.24,null,null,100,345,480,0.5,1,1.5,2.5,3.75,5,92.5,95.5,96.1,96.4,96.3,96,96.1,93.8,96.2,96.7,97,96.9,96.6,96.7,91.5,95,95.9,96.4,96.5,96.3,96.1,"2017-07-01","2018-10-15"]
["ABB","PVI-5000-OUTD-US-Z-A [277V]","5 kW, 277 Vac Utility Interactive Inverter",5,277,96.5,"Y","N","Multiple Listing of Power-One",0.32,null,null,100,400,480,0.5,1,1.5,2.5,3.75,5,91.6,95,95.9,96.4,96.5,96.3,96.1,92.5,95.7,96.5,97.1,97.1,97,96.8,90.9,95,95.9,96.7,96.9,96.9,96.4,"2017-07-01","2018-10-15"]
["ABB","PVI-5000-OUTD-US-Z-M-A [208V]","5 kW, 208 Vac Utility Interactive Inverter with arc-fault detection and meter",5,208,96,"Y","N","Multiple Listing of Power-One",0.18,null,null,100,310,480,0.5,1,1.5,2.5,3.75,5,93.4,95.7,96.2,96.4,96.2,95.8,96.1,93.6,95.9,96.5,96.7,96.6,96.3,96.4,90.9,94.7,95.6,96.1,96.1,95.9,95.8,"2017-07-01","2018-10-15"]
["ABB","PVI-5000-OUTD-US-Z-M-A [240V]","5 kW, 240 Vac Utility Interactive Inverter with arc-fault detection and meter",5,240,96.5,"Y","N","Multiple Listing of Power-One",0.24,null,null,100,345,480,0.5,1,1.5,2.5,3.75,5,92.5,95.5,96.1,96.4,96.3,96,96.1,93.8,96.2,96.7,97,96.9,96.6,96.7,91.5,95,95.9,96.4,96.5,96.3,96.1,"2017-07-01","2018-10-15"]
["ABB","PVI-5000-OUTD-US-Z-M-A [277V]","5 kW, 277 Vac Utility Interactive Inverter with arc-fault detection and meter",5,277,96.5,"Y","N","Multiple Listing of Power-One",0.32,null,null,100,400,480,0.5,1,1.5,2.5,3.75,5,91.6,95,95.9,96.4,96.5,96.3,96.1,92.5,95.7,96.5,97.1,97.1,97,96.8,90.9,95,95.9,96.7,96.9,96.9,96.4,"2017-07-01","2018-10-15"]
["ABB","PVI-6000-OUTD-S-US-A [208V]","6 kW, 208 Vac Utility Interactive Inverter with meter and with arc detector",6,208,96,"Y","N","Multiple Listing of Power-One",0.18,null,null,100,310,480,0.6,1.2,1.8,3,4.5,6,94,96,96.4,96.3,96,95.5,96,94.3,96.2,96.6,96.7,96.4,96,96.4,92.1,95.1,95.9,96.1,96,95.7,95.8]
["ABB","PVI-6000-OUTD-S-US-A [240V]","6 kW, 240 Vac Utility Interactive Inverter with meter and with arc detector",6,240,96.5,"Y","N","Multiple Listing of Power-One",0.24,null,null,100,345,480,0.6,1.2,1.8,3,4.5,6,93.5,95.8,96.3,96.4,96.2,95.8,96.1,94.6,96.5,96.9,96.9,96.8,96.5,96.7,92.6,95.5,96.1,96.5,96.4,96.2,96.2]
["ABB","PVI-6000-OUTD-S-US-A [277V]","6 kW, 277 Vac Utility Interactive Inverter with meter and with arc detector",6,277,96.5,"Y","N","Multiple Listing of Power-One",0.32,null,null,100,400,480,0.6,1.2,1.8,3,4.5,6,92.5,95.5,96.2,96.4,96.4,96.1,96.1,93.5,96.2,96.8,97.1,97.1,97,96.9,92.2,95.5,96.3,96.8,96.9,96.9,96.5]
["ABB","PVI-6000-OUTD-S-US-Z [208V]","6 kW, 208 Vac Utility Interactive Inverter with meter and with arc detector",6,208,96,"Y","N","Multiple Listing of Power-One",0.18,null,null,100,310,480,0.6,1.2,1.8,3,4.5,6,94,96,96.4,96.3,96,95.5,96,94.3,96.2,96.6,96.7,96.4,96,96.4,92.1,95.1,95.9,96.1,96,95.7,95.8]
["ABB","PVI-6000-OUTD-S-US-Z [240V]","6 kW, 240 Vac Utility Interactive Inverter with meter and with arc detector",6,240,96.5,"Y","N","Multiple Listing of Power-One",0.24,null,null,100,345,480,0.6,1.2,1.8,3,4.5,6,93.5,95.8,96.3,96.4,96.2,95.8,96.1,94.6,96.5,96.9,96.9,96.8,96.5,96.7,92.6,95.5,96.1,96.5,96.4,96.2,96.2]
["ABB","PVI-6000-OUTD-S-US-Z [277V]","6 kW, 277 Vac Utility Interactive Inverter with meter and with arc detector",6,277,96.5,"Y","N","Multiple Listing of Power-One",0.32,null,null,100,400,480,0.6,1.2,1.8,3,4.5,6,92.5,95.5,96.2,96.4,96.4,96.1,96.1,93.5,96.2,96.8,97.1,97.1,97,96.9,92.2,95.5,96.3,96.8,96.9,96.9,96.5]
["ABB","PVI-6000-OUTD-S-US-Z-A [208V]","6 kW, 208 Vac Utility Interactive Inverter with meter and with arc detector",6,208,96,"Y","N","Multiple Listing of Power-One",0.18,null,null,100,310,480,0.6,1.2,1.8,3,4.5,6,94,96,96.4,96.3,96,95.5,96,94.3,96.2,96.6,96.7,96.4,96,96.4,92.1,95.1,95.9,96.1,96,95.7,95.8]
["ABB","PVI-6000-OUTD-S-US-Z-A [240V]","6 kW, 240 Vac Utility Interactive Inverter with meter and with arc detector",6,240,96.5,"Y","N","Multiple Listing of Power-One",0.24,null,null,100,345,480,0.6,1.2,1.8,3,4.5,6,93.5,95.8,96.3,96.4,96.2,95.8,96.1,94.6,96.5,96.9,96.9,96.8,96.5,96.7,92.6,95.5,96.1,96.5,96.4,96.2,96.2]
["ABB","PVI-6000-OUTD-S-US-Z-A [277V]","6 kW, 277 Vac Utility Interactive Inverter with meter and with arc detector",6,277,96.5,"Y","N","Multiple Listing of Power-One",0.32,null,null,100,400,480,0.6,1.2,1.8,3,4.5,6,92.5,95.5,96.2,96.4,96.4,96.1,96.1,93.5,96.2,96.8,97.1,97.1,97,96.9,92.2,95.5,96.3,96.8,96.9,96.9,96.5]
["ABB","PVI-6000-OUTD-US [208V]","6 kW, 208 Vac Utility Interactive Inverter",6,208,96,"Y","N","Multiple Listing of Power-One",0.18,null,null,100,310,480,0.6,1.2,1.8,3,4.5,6,94,96,96.4,96.3,96,95.5,96,94.3,96.2,96.6,96.7,96.4,96,96.4,92.1,95.1,95.9,96.1,96,95.7,95.8]
["ABB","PVI-6000-OUTD-US [240V]","6 kW, 240 Vac Utility Interactive Inverter",6,240,96.5,"Y","N","Multiple Listing of Power-One",0.24,null,null,100,345,480,0.6,1.2,1.8,3,4.5,6,93.5,95.8,96.3,96.4,96.2,95.8,96.1,94.6,96.5,96.9,96.9,96.8,96.5,96.7,92.6,95.5,96.1,96.5,96.4,96.2,96.2]
["ABB","PVI-6000-OUTD-US [277V]","6 kW, 277 Vac Utility Interactive Inverter",6,277,96.5,"Y","N","Multiple Listing of Power-One",0.32,null,null,100,400,480,0.6,1.2,1.8,3,4.5,6,92.5,95.5,96.2,96.4,96.4,96.1,96.1,93.5,96.2,96.8,97.1,97.1,97,96.9,92.2,95.5,96.3,96.8,96.9,96.9,96.5]
["ABB","PVI-6000-OUTD-US-A [208V]","6 kW, 208 Vac Utility Interactive Inverter",6,208,96,"Y","N","Multiple Listing of Power-One",0.18,null,null,100,310,480,0.6,1.2,1.8,3,4.5,6,94,96,96.4,96.3,96,95.5,96,94.3,96.2,96.6,96.7,96.4,96,96.4,92.1,95.1,95.9,96.1,96,95.7,95.8,"2017-07-01","2018-10-15"]
["ABB","PVI-6000-OUTD-US-A [240V]","6 kW, 240 Vac Utility Interactive Inverter",6,240,96.5,"Y","N","Multiple Listing of Power-One",0.24,null,null,100,345,480,0.6,1.2,1.8,3,4.5,6,93.5,95.8,96.3,96.4,96.2,95.8,96.1,94.6,96.5,96.9,96.9,96.8,96.5,96.7,92.6,95.5,96.1,96.5,96.4,96.2,96.2,"2017-07-01","2018-10-15"]
["ABB","PVI-6000-OUTD-US-A [277V]","6 kW, 277 Vac Utility Interactive Inverter",6,277,96.5,"Y","N","Multiple Listing of Power-One",0.32,null,null,100,400,480,0.6,1.2,1.8,3,4.5,6,92.5,95.5,96.2,96.4,96.4,96.1,96.1,93.5,96.2,96.8,97.1,97.1,97,96.9,92.2,95.5,96.3,96.8,96.9,96.9,96.5,"2017-07-01","2018-10-15"]
["ABB","PVI-6000-OUTD-US-Z [208V]","6 kW, 208 Vac Utility Interactive Inverter",6,208,96,"Y","N","Multiple Listing of Power-One",0.18,null,null,100,310,480,0.6,1.2,1.8,3,4.5,6,94,96,96.4,96.3,96,95.5,96,94.3,96.2,96.6,96.7,96.4,96,96.4,92.1,95.1,95.9,96.1,96,95.7,95.8]
["ABB","PVI-6000-OUTD-US-Z [240V]","6 kW, 240 Vac Utility Interactive Inverter",6,240,96.5,"Y","N","Multiple Listing of Power-One",0.24,null,null,100,345,480,0.6,1.2,1.8,3,4.5,6,93.5,95.8,96.3,96.4,96.2,95.8,96.1,94.6,96.5,96.9,96.9,96.8,96.5,96.7,92.6,95.5,96.1,96.5,96.4,96.2,96.2]
["ABB","PVI-6000-OUTD-US-Z [277V]","6 kW, 277 Vac Utility Interactive Inverter",6,277,96.5,"Y","N","Multiple Listing of Power-One",0.32,null,null,100,400,480,0.6,1.2,1.8,3,4.5,6,92.5,95.5,96.2,96.4,96.4,96.1,96.1,93.5,96.2,96.8,97.1,97.1,97,96.9,92.2,95.5,96.3,96.8,96.9,96.9,96.5]
["ABB","PVI-6000-OUTD-US-Z-A [208V]","6 kW, 208 Vac Utility Interactive Inverter",6,208,96,"Y","N","Multiple Listing of Power-One",0.18,null,null,100,310,480,0.6,1.2,1.8,3,4.5,6,94,96,96.4,96.3,96,95.5,96,94.3,96.2,96.6,96.7,96.4,96,96.4,92.1,95.1,95.9,96.1,96,95.7,95.8,"2017-07-01","2018-10-15"]
["ABB","PVI-6000-OUTD-US-Z-A [240V]","6 kW, 240 Vac Utility Interactive Inverter",6,240,96.5,"Y","N","Multiple Listing of Power-One",0.24,null,null,100,345,480,0.6,1.2,1.8,3,4.5,6,93.5,95.8,96.3,96.4,96.2,95.8,96.1,94.6,96.5,96.9,96.9,96.8,96.5,96.7,92.6,95.5,96.1,96.5,96.4,96.2,96.2,"2017-07-01","2018-10-15"]
["ABB","PVI-6000-OUTD-US-Z-A [277V]","6 kW, 277 Vac Utility Interactive Inverter",6,277,96.5,"Y","N","Multiple Listing of Power-One",0.32,null,null,100,400,480,0.6,1.2,1.8,3,4.5,6,92.5,95.5,96.2,96.4,96.4,96.1,96.1,93.5,96.2,96.8,97.1,97.1,97,96.9,92.2,95.5,96.3,96.8,96.9,96.9,96.5,"2017-07-01","2018-10-15"]
["ABB","PVI-6000-OUTD-US-Z-M-A [208V]","6 kW, 208 Vac Utility Interactive Inverter with arc-fault detection and meter",6,208,96,"Y","N","Multiple Listing of Power-One",0.18,null,null,100,310,480,0.6,1.2,1.8,3,4.5,6,94,96,96.4,96.3,96,95.5,96,94.3,96.2,96.6,96.7,96.4,96,96.4,92.1,95.1,95.9,96.1,96,95.7,95.8,"2017-07-01","2018-10-15"]
["ABB","PVI-6000-OUTD-US-Z-M-A [240V]","6 kW, 240 Vac Utility Interactive Inverter with arc-fault detection and meter",6,240,96.5,"Y","N","Multiple Listing of Power-One",0.24,null,null,100,345,480,0.6,1.2,1.8,3,4.5,6,93.5,95.8,96.3,96.4,96.2,95.8,96.1,94.6,96.5,96.9,96.9,96.8,96.5,96.7,92.6,95.5,96.1,96.5,96.4,96.2,96.2,"2017-07-01","2018-10-15"]
["ABB","PVI-6000-OUTD-US-Z-M-A [277V]","6 kW, 277 Vac Utility Interactive Inverter with arc-fault detection and meter",6,277,96.5,"Y","N","Multiple Listing of Power-One",0.32,null,null,100,400,480,0.6,1.2,1.8,3,4.5,6,92.5,95.5,96.2,96.4,96.4,96.1,96.1,93.5,96.2,96.8,97.1,97.1,97,96.9,92.2,95.5,96.3,96.8,96.9,96.9,96.5,"2017-07-01","2018-10-15"]
["ABB","UNO-7.6-TL-OUTD-S-US-A [208V]","7.6 kW, 208 Vac transformerless Utility Interactive Inverter with arc detector",7.6,208,97,"Y","N","Multiple Listing of Power-One",1.3,null,null,200,340,480,0.76,1.52,2.2799999999999998,3.8,5.7,7.6,93.9,96,96.4,96.5,96.4,96.1,96.3,95.6,97.1,97.4,97.4,97.3,97,97.2,93.8,96.3,96.8,97.1,97,96.7,96.8,"2017-07-01","2018-10-15"]
["ABB","UNO-7.6-TL-OUTD-S-US-A [240V]","7.6 kW, 240 Vac transformerless Utility Interactive Inverter with arc detector",7.6,240,97,"Y","N","Multiple Listing of Power-One",1.4,null,null,200,380,480,0.76,1.52,2.2799999999999998,3.8,5.7,7.6,93.1,95.7,96.3,96.6,96.5,96.3,96.3,95.4,97.1,97.5,97.7,97.6,97.4,97.5,93.9,96.5,97.1,97.4,97.4,97.2,97.2,"2017-07-01","2018-10-15"]
["ABB","UNO-7.6-TL-OUTD-S-US-A [277V]","7.6 kW, 277 Vac transformerless Utility Interactive Inverter with arc detector",7.6,277,97,"Y","N","Multiple Listing of Power-One",1.5,null,null,200,380,480,0.76,1.52,2.2799999999999998,3.8,5.7,7.6,92.1,95.3,96.1,96.6,96.6,96.4,96.3,93.9,96.4,97,97.4,97.4,97.3,97.2,94.2,96.7,97.3,97.7,97.7,97.7,97.5,"2017-07-01","2018-10-15"]
["ABB","UNO-7.6-TL-OUTD-S-US-Z-A [208V]","7.6 kW, 208 Vac transformerless Utility Interactive Inverter with arc detector",7.6,208,97,"Y","N","Multiple Listing of Power-One",1.3,null,null,200,340,480,0.76,1.52,2.2799999999999998,3.8,5.7,7.6,93.9,96,96.4,96.5,96.4,96.1,96.3,95.6,97.1,97.4,97.4,97.3,97,97.2,93.8,96.3,96.8,97.1,97,96.7,96.8,"2017-07-01","2018-10-15"]
["ABB","UNO-7.6-TL-OUTD-S-US-Z-A [240V]","7.6 kW, 240 Vac transformerless Utility Interactive Inverter with arc detector",7.6,240,97,"Y","N","Multiple Listing of Power-One",1.4,null,null,200,380,480,0.76,1.52,2.2799999999999998,3.8,5.7,7.6,93.1,95.7,96.3,96.6,96.5,96.3,96.3,95.4,97.1,97.5,97.7,97.6,97.4,97.5,93.9,96.5,97.1,97.4,97.4,97.2,97.2,"2017-07-01","2018-10-15"]
["ABB","UNO-7.6-TL-OUTD-S-US-Z-A [277V]","7.6 kW, 277 Vac transformerless Utility Interactive Inverter with arc detector",7.6,277,97,"Y","N","Multiple Listing of Power-One",1.5,null,null,200,380,480,0.76,1.52,2.2799999999999998,3.8,5.7,7.6,92.1,95.3,96.1,96.6,96.6,96.4,96.3,93.9,96.4,97,97.4,97.4,97.3,97.2,94.2,96.7,97.3,97.7,97.7,97.7,97.5,"2017-07-01","2018-10-15"]
["ABB","UNO-7.6-TL-OUTD-S-US-Z-M [208V]","7.6 kW, 208 Vac transformerless Utility Interactive Inverter with arc detector",7.6,208,97,"Y","N",null,1.3,null,null,200,340,480,0.76,1.52,2.2799999999999998,3.8,5.7,7.6,93.9,96,96.4,96.5,96.4,96.1,96.3,95.6,97.1,97.4,97.4,97.3,97,97.2,93.8,96.3,96.8,97.1,97,96.7,96.8]
["ABB","UNO-7.6-TL-OUTD-S-US-Z-M [240V]","7.6 kW, 240 Vac transformerless Utility Interactive Inverter with arc detector",7.6,240,97,"Y","N",null,1.4,null,null,200,380,480,0.76,1.52,2.2799999999999998,3.8,5.7,7.6,93.1,95.7,96.3,96.6,96.5,96.3,96.3,95.4,97.1,97.5,97.7,97.6,97.4,97.5,93.9,96.5,97.1,97.4,97.4,97.2,97.2]
["ABB","UNO-7.6-TL-OUTD-S-US-Z-M [277V]","7.6 kW, 277 Vac transformerless Utility Interactive Inverter with arc detector",7.6,277,97,"Y","N",null,1.5,null,null,200,380,480,0.76,1.52,2.2799999999999998,3.8,5.7,7.6,92.1,95.3,96.1,96.6,96.6,96.4,96.3,93.9,96.4,97,97.4,97.4,97.3,97.2,94.2,96.7,97.3,97.7,97.7,97.7,97.5]
["ABB","UNO-7.6-TL-OUTD-S-US-Z-M-A [208V]","7.6 kW, 208 Vac transformerless Utility Interactive Inverter with arc detector",7.6,208,97,"Y","N","Multiple Listing of Power-One",1.3,null,null,200,340,480,0.76,1.52,2.2799999999999998,3.8,5.7,7.6,93.9,96,96.4,96.5,96.4,96.1,96.3,95.6,97.1,97.4,97.4,97.3,97,97.2,93.8,96.3,96.8,97.1,97,96.7,96.8,"2017-07-01","2018-10-15"]
["ABB","UNO-7.6-TL-OUTD-S-US-Z-M-A [240V]","7.6 kW, 240 Vac transformerless Utility Interactive Inverter with arc detector",7.6,240,97,"Y","N","Multiple Listing of Power-One",1.4,null,null,200,380,480,0.76,1.52,2.2799999999999998,3.8,5.7,7.6,93.1,95.7,96.3,96.6,96.5,96.3,96.3,95.4,97.1,97.5,97.7,97.6,97.4,97.5,93.9,96.5,97.1,97.4,97.4,97.2,97.2,"2017-07-01","2018-10-15"]
["ABB","UNO-7.6-TL-OUTD-S-US-Z-M-A [277V]","7.6 kW, 277 Vac transformerless Utility Interactive Inverter with arc detector",7.6,277,97,"Y","N","Multiple Listing of Power-One",1.5,null,null,200,380,480,0.76,1.52,2.2799999999999998,3.8,5.7,7.6,92.1,95.3,96.1,96.6,96.6,96.4,96.3,93.9,96.4,97,97.4,97.4,97.3,97.2,94.2,96.7,97.3,97.7,97.7,97.7,97.5,"2017-07-01","2018-10-15"]
["ABB","UNO-8.6-TL-OUTD-S-US-A [240V]","8.6 kW, 240 Vac transformerless Utility Interactive Inverter with arc detector",8.6,240,97,"Y","N","Multiple Listing of Power-One",1.4,null,null,200,380,480,0.86,1.72,2.58,4.3,6.45,8.6,93.7,95.9,96.4,96.6,96.4,96.2,96.3,95.7,97.3,97.6,97.7,97.6,97.4,97.5,94.5,96.7,97.2,97.4,97.4,97.2,97.2,"2017-07-01","2018-10-15"]
["ABB","UNO-8.6-TL-OUTD-S-US-A [277V]","8.6 kW, 277 Vac transformerless Utility Interactive Inverter with arc detector",8.6,277,97,"Y","N","Multiple Listing of Power-One",1.5,null,null,200,380,480,0.86,1.72,2.58,4.3,6.45,8.6,92.8,95.6,96.3,96.6,96.5,96.3,96.3,94.5,96.6,97.1,97.4,97.4,97.3,97.2,94.8,96.9,97.5,97.8,97.7,97.6,97.5,"2017-07-01","2018-10-15"]
["ABB","UNO-8.6-TL-OUTD-S-US-Z-A [240V]","8.6 kW, 240 Vac transformerless Utility Interactive Inverter with arc detector",8.6,240,97,"Y","N","Multiple Listing of Power-One",1.4,null,null,200,380,480,0.86,1.72,2.58,4.3,6.45,8.6,93.7,95.9,96.4,96.6,96.4,96.2,96.3,95.7,97.3,97.6,97.7,97.6,97.4,97.5,94.5,96.7,97.2,97.4,97.4,97.2,97.2,"2017-07-01","2018-10-15"]
["ABB","UNO-8.6-TL-OUTD-S-US-Z-A [277V]","8.6 kW, 277 Vac transformerless Utility Interactive Inverter with arc detector",8.6,277,97,"Y","N","Multiple Listing of Power-One",1.5,null,null,200,380,480,0.86,1.72,2.58,4.3,6.45,8.6,92.8,95.6,96.3,96.6,96.5,96.3,96.3,94.5,96.6,97.1,97.4,97.4,97.3,97.2,94.8,96.9,97.5,97.8,97.7,97.6,97.5,"2017-07-01","2018-10-15"]
["ABB","UNO-8.6-TL-OUTD-S-US-Z-M [240V]","8.6 kW, 240 Vac transformerless Utility Interactive Inverter with arc detector",8.6,240,97,"Y","N",null,1.4,null,null,200,380,480,0.86,1.72,2.58,4.3,6.45,8.6,93.7,95.9,96.4,96.6,96.4,96.2,96.3,95.7,97.3,97.6,97.7,97.6,97.4,97.5,94.5,96.7,97.2,97.4,97.4,97.2,97.2]
["ABB","UNO-8.6-TL-OUTD-S-US-Z-M [277V]","8.6 kW, 277 Vac transformerless Utility Interactive Inverter with arc detector",8.6,277,97,"Y","N",null,1.5,null,null,200,380,480,0.86,1.72,2.58,4.3,6.45,8.6,92.8,95.6,96.3,96.6,96.5,96.3,96.3,94.5,96.6,97.1,97.4,97.4,97.3,97.2,94.8,96.9,97.5,97.8,97.7,97.6,97.5]
["ABB","UNO-8.6-TL-OUTD-S-US-Z-M-A [240V]","8.6 kW, 240 Vac transformerless Utility Interactive Inverter with arc detector",8.6,240,97,"Y","N","Multiple Listing of Power-One",1.4,null,null,200,380,480,0.86,1.72,2.58,4.3,6.45,8.6,93.7,95.9,96.4,96.6,96.4,96.2,96.3,95.7,97.3,97.6,97.7,97.6,97.4,97.5,94.5,96.7,97.2,97.4,97.4,97.2,97.2,"2017-07-01","2018-10-15"]
["ABB","UNO-8.6-TL-OUTD-S-US-Z-M-A [277V]","8.6 kW, 277 Vac transformerless Utility Interactive Inverter with arc detector",8.6,277,97,"Y","N","Multiple Listing of Power-One",1.5,null,null,200,380,480,0.86,1.72,2.58,4.3,6.45,8.6,92.8,95.6,96.3,96.6,96.5,96.3,96.3,94.5,96.6,97.1,97.4,97.4,97.3,97.2,94.8,96.9,97.5,97.8,97.7,97.6,97.5,"2017-07-01","2018-10-15"]
["ABB","PVI-10.0-I-OUTD-x-US-208-y [208V]","10 kW, 208 Vac Inverter, where x = (blank), S, S1, or S2 and y = PG or NG",10,208,96,"Y","N","Multiple Listing of Power-One",0.1,10,0.1,220,320,416,1,2,3,5,7.5,10,94.5,96.1,96.2,96.3,95.7,94.8,95.8,94.4,96.3,96.5,96.5,96.3,95.7,96.2,93.1,95.7,96.2,96.2,95.9,95.5,95.8]
["ABB","PVI-10.0-I-OUTD-x-US-480-y-z [480V]","10 kW, 480 Vac Inverter, where x = (blank), S, S1, or S2; y = PG or NG; and z = (blank) or 12A",10,480,97,"Y","N","Multiple Listing of Power-One",0.4,10,0.4,220,362,416,1,2,3,5,7.5,10,92.7,95.4,96.2,96.9,96.8,96.4,96.5,92.6,96,96.8,97.2,97.3,97.3,97,92.3,95.9,96.8,97.3,97.3,97.3,97]
["ABB","PVI-12.0-I-OUTD-x-US-480-y [480V]","12 kW, 480 Vac Inverter, where x = (blank), S, S1, or S2 and y =PG or NG",12,480,97,"Y","N","Multiple Listing of Power-One",0.4,12,0.4,250,370,416,1.2,2.4,3.6,6,9,12,93.7,96,96.5,97,96.9,96.4,96.7,93.6,96.3,97,97.2,97.3,97.2,97,93.4,96.4,97,97.2,97.3,97.3,97.1]
["ABB","TRIO-20.0-TL-OUTD-S1A-US-480 [480V]","20 kW, 480 Vac Inverter",20,480,97.5,"Y","N","Multiple Listing of Power-One",0.61,null,null,450,700,800,2,4,6,10,15,20,93.5,95.4,96.3,96.9,97,97,96.7,94.5,96.7,97.3,97.7,97.7,97.7,97.5,95.4,97.2,97.8,98.1,98.2,98.1,97.9]
["ABB","TRIO-20.0-TL-OUTD-S1A-US-480-A [480V]","20 kW, 480 Vac Inverter with arc detector",20,480,97.5,"Y","N",null,0.61,null,null,450,700,800,2,4,6,10,15,20,93.5,95.4,96.3,96.9,97,97,96.7,94.5,96.7,97.3,97.7,97.7,97.7,97.5,95.4,97.2,97.8,98.1,98.2,98.1,97.9]
["ABB","TRIO-20.0-TL-OUTD-S1B-US-480 [480V]","20 kW, 480 Vac Inverter with arc detector",20,480,97.5,"Y","N","Multiple Listing of Power-One",0.61,null,null,450,700,800,2,4,6,10,15,20,93.5,95.4,96.3,96.9,97,97,96.7,94.5,96.7,97.3,97.7,97.7,97.7,97.5,95.4,97.2,97.8,98.1,98.2,98.1,97.9]
["ABB","TRIO-20.0-TL-OUTD-S1B-US-480-A [480V]","20 kW, 480 Vac Inverter with arc detector",20,480,97.5,"Y","N",null,0.61,null,null,450,700,800,2,4,6,10,15,20,93.5,95.4,96.3,96.9,97,97,96.7,94.5,96.7,97.3,97.7,97.7,97.7,97.5,95.4,97.2,97.8,98.1,98.2,98.1,97.9]
["ABB","TRIO-20.0-TL-OUTD-S1-US-480 [480V]","20 kW, 480 Vac Inverter",20,480,97.5,"Y","N","Multiple Listing of Power-One",0.61,null,null,450,700,800,2,4,6,10,15,20,93.5,95.4,96.3,96.9,97,97,96.7,94.5,96.7,97.3,97.7,97.7,97.7,97.5,95.4,97.2,97.8,98.1,98.2,98.1,97.9]
["ABB","TRIO-20.0-TL-OUTD-S1-US-480-A [480V]","20 kW, 480 Vac Inverter with arc detector",20,480,97.5,"Y","N",null,0.61,null,null,450,700,800,2,4,6,10,15,20,93.5,95.4,96.3,96.9,97,97,96.7,94.5,96.7,97.3,97.7,97.7,97.7,97.5,95.4,97.2,97.8,98.1,98.2,98.1,97.9]
["ABB","TRIO-20.0-TL-OUTD-S-US-480 [480V]","20 kW, 480 Vac Inverter with arc detector",20,480,97.5,"Y","N","Multiple Listing of Power-One",0.61,null,null,450,700,800,2,4,6,10,15,20,93.5,95.4,96.3,96.9,97,97,96.7,94.5,96.7,97.3,97.7,97.7,97.7,97.5,95.4,97.2,97.8,98.1,98.2,98.1,97.9]
["ABB","TRIO-20.0-TL-OUTD-S-US-480-A [480V]","20 kW, 480 Vac Inverter with arc detector",20,480,97.5,"Y","N",null,0.61,null,null,450,700,800,2,4,6,10,15,20,93.5,95.4,96.3,96.9,97,97,96.7,94.5,96.7,97.3,97.7,97.7,97.7,97.5,95.4,97.2,97.8,98.1,98.2,98.1,97.9]
["ABB","TRIO-27.6-TL-OUTD-S1A-US-480 [480V]","27.6 kW, 480 Vac Inverter",27.6,480,97.5,"Y","N","Multiple Listing of Power-One",0.61,null,null,520,715,800,2.76,5.52,8.2799999999999994,13.8,20.7,27.6,94.8,96.4,97,97.4,97.4,97.3,97.2,95.4,97.1,97.6,97.8,97.9,97.8,97.7,96.1,97.6,98,98.2,98.2,98.2,98.1]
["ABB","TRIO-27.6-TL-OUTD-S1A-US-480-A [480V]","27.6 kW, 480 Vac Inverter with arc detector",27.6,480,97.5,"Y","N",null,0.61,null,null,520,715,800,2.76,5.52,8.2799999999999994,13.8,20.7,27.6,94.8,96.4,97,97.4,97.4,97.3,97.2,95.4,97.1,97.6,97.8,97.9,97.8,97.7,96.1,97.6,98,98.2,98.2,98.2,98.1]
["ABB","TRIO-27.6-TL-OUTD-S1B-US-480 [480V]","27.6 kW, 480 Vac Inverter",27.6,480,97.5,"Y","N","Multiple Listing of Power-One",0.61,null,null,520,715,800,2.76,5.52,8.2799999999999994,13.8,20.7,27.6,94.8,96.4,97,97.4,97.4,97.3,97.2,95.4,97.1,97.6,97.8,97.9,97.8,97.7,96.1,97.6,98,98.2,98.2,98.2,98.1]
["ABB","TRIO-27.6-TL-OUTD-S1B-US-480-A [480V]","27.6 kW, 480 Vac Inverter with arc detector",27.6,480,97.5,"Y","N",null,0.61,null,null,520,715,800,2.76,5.52,8.2799999999999994,13.8,20.7,27.6,94.8,96.4,97,97.4,97.4,97.3,97.2,95.4,97.1,97.6,97.8,97.9,97.8,97.7,96.1,97.6,98,98.2,98.2,98.2,98.1]
["ABB","TRIO-27.6-TL-OUTD-S1-US-480 [480V]","27.6 kW, 480 Vac Inverter",27.6,480,97.5,"Y","N","Multiple Listing of Power-One",0.61,null,null,520,715,800,2.76,5.52,8.2799999999999994,13.8,20.7,27.6,94.8,96.4,97,97.4,97.4,97.3,97.2,95.4,97.1,97.6,97.8,97.9,97.8,97.7,96.1,97.6,98,98.2,98.2,98.2,98.1]
["ABB","TRIO-27.6-TL-OUTD-S1-US-480-A [480V]","27.6 kW, 480 Vac Inverter with arc detector",27.6,480,97.5,"Y","N",null,0.61,null,null,520,715,800,2.76,5.52,8.2799999999999994,13.8,20.7,27.6,94.8,96.4,97,97.4,97.4,97.3,97.2,95.4,97.1,97.6,97.8,97.9,97.8,97.7,96.1,97.6,98,98.2,98.2,98.2,98.1]
["ABB","TRIO-27.6-TL-OUTD-S-US-480 [480V]","27.6 kW, 480 Vac Inverter",27.6,480,97.5,"Y","N","Multiple Listing of Power-One",0.61,null,null,520,715,800,2.76,5.52,8.2799999999999994,13.8,20.7,27.6,94.8,96.4,97,97.4,97.4,97.3,97.2,95.4,97.1,97.6,97.8,97.9,97.8,97.7,96.1,97.6,98,98.2,98.2,98.2,98.1]
["ABB","TRIO-27.6-TL-OUTD-S-US-480-A [480V]","27.6 kW, 480 Vac Inverter with arc detector",27.6,480,97.5,"Y","N",null,0.61,null,null,520,715,800,2.76,5.52,8.2799999999999994,13.8,20.7,27.6,94.8,96.4,97,97.4,97.4,97.3,97.2,95.4,97.1,97.6,97.8,97.9,97.8,97.7,96.1,97.6,98,98.2,98.2,98.2,98.1]
["ABB","PVI-CENTRAL-50-US [208V]","50 kW, 208 Vac Utility Interactive Inverter",50,208,95,"Y","N","Multiple Listing of Power-One",33,50,33,330,370,480,5,10,15,25,37.5,50,90.7,94.5,95.4,95.6,95.3,94.7,95.1,90.4,94.4,95.3,95.6,95.2,94.6,95,89.7,94,94.8,95.2,94.9,94.4,94.7]
["ABB","PVI-CENTRAL-50-US [480V]","50 kW, 480 Vac Utility Interactive Inverter",50,480,95,"Y","N","Multiple Listing of Power-One",41,50,41,330,370,480,5,10,15,25,37.5,50,90.5,94.4,95.3,95.7,95.6,95.1,95.3,90.2,94.2,95.2,95.6,95.5,95,95.2,89.5,93.8,94.9,95.3,95.3,94.8,94.9]
["ABB","TRIO-50.0-TL-OUTD-US-480 [480V]","50 kW, 480 Vac Utility Interactive Inverter with arc detector",50,480,98,"Y","N","Multiple Listing of Power-One",1,50,1,520,720,800,5,10,15,25,37.5,50,96.342590866613719,97.39411188523512,97.730509677227218,97.849372845857189,97.864151934162123,97.735773713628447,97.8,96.858957935821849,98.003347675106397,98.335107750948936,98.526031796946754,98.551492631407513,98.493346758272125,98.422163741220473,95.922612669418839,97.568344051090364,98.034086986063684,98.317886765684975,98.343247316145977,98.304327830005803,98.163305837510407,"2017-07-01","2018-10-15"]
["ABB","TRIO-60.0-TL-OUTD-US-480 [480V]","60 kW, 480 Vac Utility Interactive Inverter with arc detector",60,480,98,"Y","N","Multiple Listing of Power-One",0.8,60,0.8,570,720,800,6,12,18,30,45,60,96.7,97.7,97.9,98,98,97.8,97.9,97.2,98.1,98.4,98.5,98.5,98.4,98.4,96.4,97.8,98.1,98.3,98.3,98.2,98.2,"2017-07-01","2018-10-15"]
["ABB","PVI-CENTRAL-100-US [208V]","100 kW, 208 Vac Utility Interactive Inverter",100,208,95,"Y","N","Multiple Listing of Power-One",47,100,47,330,370,480,10,20,30,50,75,100,91.5,94.7,95.4,95.6,95.3,94.7,95.2,91.2,94.5,95.3,95.5,95.2,94.6,95.1,90.3,94.1,94.9,95.2,95,94.4,94.7]
["ABB","PVI-CENTRAL-100-US [480V]","100 kW, 480 Vac Utility Interactive Inverter",100,480,95,"Y","N","Multiple Listing of Power-One",50,100,50,330,370,480,10,20,30,50,75,100,91.5,94.8,95.5,95.7,95.5,94.7,95.3,91.2,94.6,95.3,95.6,95.4,94.6,95.2,90.3,94.2,95,95.3,95.1,94.4,94.8]
["ABB","PVI-CENTRAL-250-US [480V]","250 kW, 480 Vac Utility Interactive Inverter",250,480,97,"Y","N","Multiple Listing of Power-One",105.3,250,105.3,320,360,480,25,50,75,125,187.5,250,95.7,97.5,97.5,97.6,97,96.6,97.1,95.4,97.2,97.3,97.4,96.8,96.5,96.9,94.1,96,96.3,96.7,96.5,96,96.3]
["ABB","PVI-CENTRAL-300-US [480V]","300 kW, 480 Vac Utility Interactive Inverter",300,480,97,"Y","N","Multiple Listing of Power-One",119,300,119,320,360,480,30,60,90,150,225,300,96.2,97.5,97.6,97.6,97.1,96.5,97.2,95.8,97.3,97.4,97.4,96.9,96.4,97,94.8,96.2,96.3,96.6,96.3,95.8,96.3]
["ABB","ULTRA-750-TL-OUTD-2-US-690-x-y-z [690V]","750 kW, 690 Vac Utility Interactive Inverter with Medium Voltage NEMA TP1 transformer",750,690,96.5,"Y","N","Multiple Listing of Power-One",301.7,null,null,585,746,800,75,150,225,375,562.5,750,94.5,95.8,96.2,96.2,95.9,95.1,95.9,95,96.5,96.7,96.9,96.5,95.9,96.5,95.1,96.6,96.9,97,96.7,96.1,96.7]
["ABB","ULTRA-750-TL-OUTD-4-US-690-x-y-z [690V]","750 kW, 690 Vac Utility Interactive Inverter with Medium Voltage NEMA TP1 transformer",750,690,96.5,"Y","N","Multiple Listing of Power-One",346.8,null,null,585,746,800,75,150,225,375,562.5,750,94.4,96,96.4,96.5,96.1,95.4,96.1,94.9,96.5,96.8,97.1,96.8,96.2,96.7,95,96.6,96.9,97.1,96.9,96.4,96.8]
["ABB","ULTRA-750-TL-OUTD-1-US-690-x-y-z [690V]","750 kW, 690 Vac Utility Interactive Inverter with Medium Voltage NEMA TP1 transformer",780,690,96.5,"Y","N","Multiple Listing of Power-One",302,null,null,585,746,800,78,156,234,390,585,780,94.4,95.8,96.1,96.2,95.8,95.1,95.8,94.9,96.4,96.7,96.9,96.5,96,96.5,95.1,96.6,96.9,97,96.7,96.2,96.7]
["ABB","ULTRA-750-TL-OUTD-3-US-690-x-y-z [690V]","750 kW, 690 Vac Utility Interactive Inverter with Medium Voltage NEMA TP1 transformer",780,690,96.5,"Y","N","Multiple Listing of Power-One",346.8,null,null,585,746,800,78,156,234,390,585,780,94.5,96,96.4,96.4,96,95.3,96.1,95,96.5,97,97.1,96.8,96.2,96.7,95.1,96.6,97.1,97.2,96.9,96.3,96.9]
["ABB","ULTRA-1100-TL-OUTD-2-US-690-x-y-z [690V]","1100 kW, 690 Vac Utility Interactive Inverter with Medium Voltage NEMA TP1 transformer",1000,690,96.5,"Y","N","Multiple Listing of Power-One",328.8,null,null,585,746,800,100,200,300,500,750,1000,94.5,96.1,96.5,96.5,96.2,95.4,96.2,94.9,96.7,97.1,97.1,96.8,96.2,96.8,95.1,96.9,97.2,97.3,96.9,96.4,96.9]
["ABB","ULTRA-1100-TL-OUTD-4-US-690-x-y-z [690V]","1100 kW, 690 Vac Utility Interactive Inverter with Medium Voltage NEMA TP1 transformer",1000,690,97,"Y","N","Multiple Listing of Power-One",381.6,null,null,585,746,800,100,200,300,500,750,1000,94.5,96.2,96.6,96.8,96.4,95.8,96.4,95,96.8,97.2,97.3,97,96.5,97,95.1,96.9,97.4,97.4,97.1,96.6,97.1]
["ABB","ULTRA-1100-TL-OUTD-1-US-690-x-y-z [690V]","1100 kW, 690 Vac Utility Interactive Inverter with Medium Voltage NEMA TP1 transformer",1154,690,96.5,"Y","N","Multiple Listing of Power-One",329,null,null,585,746,800,117,234,351,585,877.5,1170,94.4,96,96.4,96.5,96.1,95.4,96.1,95,96.6,97,97.1,96.8,96.2,96.8,95.1,96.8,97.2,97.3,97,96.4,97]
["ABB","ULTRA-1100-TL-OUTD-3-US-690-x-y-z [690V]","1100 kW, 690 Vac Utility Interactive Inverter with Medium Voltage NEMA TP1 transformer",1170,690,97,"Y","N","Multiple Listing of Power-One",381.6,null,null,585,746,800,117,234,351,585,877.5,1170,94.6,96.3,96.6,96.7,96.3,95.6,96.3,95.2,96.8,97.3,97.3,96.9,96.3,96.9,95.3,96.9,97.4,97.4,97,96.5,97]
["ABB","ULTRA-1500-TL-OUTD-2-US-690-x-y-z [690V]","1500 kW, 690 Vac Utility Interactive Inverter with Medium Voltage NEMA TP1 transformer",1500,690,96.5,"Y","N","Multiple Listing of Power-One",373.9,null,null,585,746,800,150,300,450,750,1125,1500,94.9,96.3,96.5,96.7,96.3,95.6,96.3,95.3,96.8,97,97.2,96.9,96.3,96.9,95.4,96.9,97.2,97.4,97,96.5,97]
["ABB","ULTRA-1500-TL-OUTD-4-US-690-x-y-z [690V]","1500 kW, 690 Vac Utility Interactive Inverter with Medium Voltage NEMA TP1 transformer",1500,690,97,"Y","N","Multiple Listing of Power-One",430.1,null,null,585,746,800,150,300,450,750,1125,1500,94.9,96.5,96.8,97,96.5,95.8,96.5,95.4,97,97.3,97.5,97.1,96.6,97.1,95.5,97.1,97.4,97.6,97.3,96.7,97.2]
["ABB","ULTRA-1500-TL-OUTD-1-US-690-x-y-z [690V]","1500 kW, 690 Vac Utility Interactive Inverter with Medium Voltage NEMA TP1 transformer",1550,690,96.5,"Y","N","Multiple Listing of Power-One",374,null,null,585,746,800,156,312,468,780,1170,1560,94.9,96.3,96.5,96.8,96.2,95.4,96.2,95.3,96.8,97.1,97.2,96.9,96.3,96.9,95.5,97,97.2,97.4,97.1,96.5,97]
["ABB","ULTRA-1500-TL-OUTD-3-US-690-x-y-z [690V]","1500 kW, 690 Vac Utility Interactive Inverter with Medium Voltage NEMA TP1 transformer",1560,690,97,"Y","N","Multiple Listing of Power-One",430.1,null,null,585,746,800,156,312,468,780,1170,1560,94.9,96.5,96.8,97,96.4,95.7,96.5,95.4,97,97.3,97.5,97.1,96.6,97.1,95.5,97.1,97.4,97.6,97.2,96.7,97.2]
["ABB","PVS980-58-1818kVA-I [600V]","1827 kW Utility Interactive Inverter",1827.3,600,97.5,"Y","N","Weighted efficiency includes transformer efficiency of ABB  JC04770.",231.8,null,null,850,975,1100,182.73,365.46,548.19000000000005,913.65,1370.48,1827.3,96.15,97.62,97.94,97.98,97.74,97.35,97.72,95.5,97.18,97.56,97.64,97.39,97,97.36,95.16,97.03,97.44,97.54,97.3,96.93,97.25,null,"2018-05-01"]
["ABB","PVS980-58-2000kVA-K [660V]","2000 kW Utility Interactive Inverter",2027.06,660,97.5,"Y","N","Weighted efficiency includes transformer efficiency of ABB  JC04770.",230.9,null,null,935,1018,1100,202.71,405.41,608.12,1013.53,1520.3,2027.06,96.11,97.63,97.98,98.06,97.83,97.44,97.8,95.51,97.23,97.64,97.74,97.51,97.14,97.46,95.41,97.16,97.57,97.66,97.46,97.07,97.4,null,"2018-05-01"]
["Ablerex Electronics","ES 2200-US-240 [240V]","2110 W, 240 Vac Utility Interactive Inverter",2.11,240,94.5,"Y","N",null,0.25,null,null,100,375,400,0.21,0.42,0.63,1.06,1.58,2.11,85.3,91.6,92.9,94.3,94.6,94.5,93.8,82.1,91.9,94.2,95.6,96.1,96.4,95,82.2,91.5,93.8,95.6,96.1,96.3,95]
["Ablerex Electronics","ES 3300-US-240 [240V]","3180 W, 240 Vac Utility Interactive Inverter",3.18,240,95,"Y","N",null,0.25,null,null,100,375,400,0.32,0.64,0.95,1.59,2.39,3.18,88.8,92.9,94.1,94.6,94.3,94,94,88.8,94.4,95.3,96.2,96.3,95.9,95.7,89.5,93.7,95.3,96.2,96.3,96.1,95.7]
["Ablerex Electronics","ES 4200-US-240 [240V]","4100W, 240 Vac Utility Interactive Inverter",4.16,240,95.5,"Y","N",null,0.2,null,null,100,380,400,0.42,0.83,1.25,2.08,3.12,4.16,90.6,93.8,94.5,94.8,94.6,94.2,94.4,91.4,95,95.7,96.1,96.2,95.9,95.9,90.7,94.7,95.5,96.1,96.1,95.9,95.7]
["Ablerex Electronics","ES 4200-US-240A [240V]","4160W, 240 Vac Utility Interactive Inverter",4.16,240,95.5,"Y","N",null,0.2,null,null,100,380,400,0.42,0.83,1.25,2.08,3.12,4.16,90.6,93.8,94.5,94.8,94.6,94.2,94.4,91.4,95,95.7,96.1,96.2,95.9,95.9,90.7,94.7,95.5,96.1,96.1,95.9,95.7]
["Ablerex Electronics","ES 5000-US-240 [240V]","5000 W, 240 Vac Utility Interactive Inverter",5.24,240,95.5,"Y","N",null,0.2,null,null,100,380,400,0.52,1.05,1.57,2.62,3.93,5.24,91.8,94.1,94.6,94.7,94.3,93.5,94.3,92.5,95.1,96.1,96.2,95.9,95.6,95.8,92.3,95.3,95.8,96.1,95.9,95.5,95.8]
["Ablerex Electronics","ES 5000-US-240A [240V]","5000 W, 240 Vac Utility Interactive Inverter",5.24,240,95.5,"Y","N",null,0.2,null,null,100,380,400,0.52,1.05,1.57,2.62,3.93,5.24,91.8,94.1,94.6,94.7,94.3,93.5,94.3,92.5,95.1,96.1,96.2,95.9,95.6,95.8,92.3,95.3,95.8,96.1,95.9,95.5,95.8]
["Advanced Energy Industries","AE_3TL-12_10 [480V]","12 kW, 480 Vac string Inverter",12,480,97.5,"N","N",null,0.47,null,null,450,720,900,1.2,2.4,3.6,6,9,12,93.2,96,96.5,97.3,97.4,97.3,97,93.9,97,97,97.8,98,98.1,97.6,93,96.7,96.4,97.4,97.6,97.8,97.2]
["Advanced Energy Industries","AE_3TL-12_10-08 [480V]","12 kW, 480 Vac string Inverter",12,480,97.5,"Y","N",null,0.47,null,null,450,720,900,1.2,2.4,3.6,6,9,12,93.2,96,96.5,97.3,97.4,97.3,97,93.9,97,97,97.8,98,98.1,97.6,93,96.7,96.4,97.4,97.6,97.8,97.2]
["Advanced Energy Industries","AE_3TL-12_6 [480V]","12 kW, 480 Vac string Inverter",12,480,97.5,"N","N",null,0.47,null,null,450,720,900,1.2,2.4,3.6,6,9,12,93.2,96,96.5,97.3,97.4,97.3,97,93.9,97,97,97.8,98,98.1,97.6,93,96.7,96.4,97.4,97.6,97.8,97.2]
["Advanced Energy Industries","AE_3TL-G3_12_10 [480V]","12 kW, 480 Vac string Inverter",12,480,97.5,"N","N",null,0.47,null,null,450,720,900,1.2,2.4,3.6,6,9,12,93.2,96,96.5,97.3,97.4,97.3,97,93.9,97,97,97.8,98,98.1,97.6,93,96.7,96.4,97.4,97.6,97.8,97.2]
["Advanced Energy Industries","AE_3TL-G3_12_10-8 [480V]","12 kW, 480 Vac string Inverter",12,480,97.5,"N","N",null,0.47,null,null,450,720,900,1.2,2.4,3.6,6,9,12,93.2,96,96.5,97.3,97.4,97.3,97,93.9,97,97,97.8,98,98.1,97.6,93,96.7,96.4,97.4,97.6,97.8,97.2]
["Advanced Energy Industries","804R012 [480V]","12 kW, 480 Vac, 3-phase Utility Interactive Inverter",12.12,480,97.5,"Y","N",null,0.87,null,null,450,720,900,1.21,2.42,3.64,6.06,9.09,12.12,94.9,96.1,96.9,97.4,97.5,97.3,97.2,96,96.5,97.4,97.9,98.1,98.1,97.8,95.2,95.9,96.8,97.4,97.6,97.7,97.3]
["Advanced Energy Industries","AE_3TL-12_6-08 [480V]","12 kW, 480 Vac string Inverter",12.12,480,97.5,"Y","N",null,0.87,null,null,450,720,900,1.21,2.42,3.64,6.06,9.09,12.12,94.9,96.1,96.9,97.4,97.5,97.3,97.2,96,96.5,97.4,97.9,98.1,98.1,97.8,95.2,95.9,96.8,97.4,97.6,97.7,97.3]
["Advanced Energy Industries","AE_3TL-G3_12_6 [480V]","12 kW, 480 Vac string Inverter",12.12,480,97.5,"N","N",null,0.87,null,null,450,720,900,1.21,2.42,3.64,6.06,9.09,12.12,94.9,96.1,96.9,97.4,97.5,97.3,97.2,96,96.5,97.4,97.9,98.1,98.1,97.8,95.2,95.9,96.8,97.4,97.6,97.7,97.3]
["Advanced Energy Industries","AE_3TL-G3_12_6-08 [480V]","12 kW, 480 Vac string Inverter",12.12,480,97.5,"N","N",null,0.87,null,null,450,720,900,1.21,2.42,3.64,6.06,9.09,12.12,94.9,96.1,96.9,97.4,97.5,97.3,97.2,96,96.5,97.4,97.9,98.1,98.1,97.8,95.2,95.9,96.8,97.4,97.6,97.7,97.3]
["Advanced Energy Industries","AE_3TL-16_10 [480V]","16 kW, 480 Vac string Inverter",16,480,97.5,"N","N",null,0.47,null,null,500,720,900,1.6,3.2,4.8,8,12,16,94.9,96.4,97.2,97.6,97.5,97.4,97.3,95.3,96.7,97.5,98,98,98,97.8,94.7,96.1,97,97.6,97.7,97.7,97.4]
["Advanced Energy Industries","AE_3TL-16_10-08 [480V]","16 kW, 480 Vac string Inverter",16,480,97.5,"Y","N",null,0.47,null,null,500,720,900,1.6,3.2,4.8,8,12,16,94.9,96.4,97.2,97.6,97.5,97.4,97.3,95.3,96.7,97.5,98,98,98,97.8,94.7,96.1,97,97.6,97.7,97.7,97.4]
["Advanced Energy Industries","AE_3TL-16_6 [480V]","16 kW, 480 Vac string Inverter",16,480,97.5,"N","N",null,0.47,null,null,500,720,900,1.6,3.2,4.8,8,12,16,94.9,96.4,97.2,97.6,97.5,97.4,97.3,95.3,96.7,97.5,98,98,98,97.8,94.7,96.1,97,97.6,97.7,97.7,97.4]
["Advanced Energy Industries","AE_3TL-G3_16_10 [480V]","16 kW, 480 Vac string Inverter",16,480,97.5,"N","N",null,0.47,null,null,500,720,900,1.6,3.2,4.8,8,12,16,94.9,96.4,97.2,97.6,97.5,97.4,97.3,95.3,96.7,97.5,98,98,98,97.8,94.7,96.1,97,97.6,97.7,97.7,97.4]
["Advanced Energy Industries","AE_3TL-G3_16_10-08 [480V]","16 kW, 480 Vac string Inverter",16,480,97.5,"N","N",null,0.47,null,null,500,720,900,1.6,3.2,4.8,8,12,16,94.9,96.4,97.2,97.6,97.5,97.4,97.3,95.3,96.7,97.5,98,98,98,97.8,94.7,96.1,97,97.6,97.7,97.7,97.4]
["Advanced Energy Industries","804R016 [480V]","16 kW, 480 Vac, 3-phase Utility Interactive Inverter",16.100000000000001,480,97.5,"Y","N",null,8.6999999999999994E-2,null,null,500,720,900,1.61,3.22,4.83,8.0500000000000007,12.08,16.100000000000001,96,96.8,97.4,97.6,97.6,97.4,97.5,96.6,97.3,97.7,98,98.1,98,97.9,95.9,96.5,97.2,97.6,97.7,97.7,97.5]
["Advanced Energy Industries","AE_3TL-16_6-08 [480V]","16 kW, 480 Vac string Inverter",16.100000000000001,480,97.5,"Y","N",null,8.6999999999999994E-2,null,null,500,720,900,1.61,3.22,4.83,8.0500000000000007,12.08,16.100000000000001,96,96.8,97.4,97.6,97.6,97.4,97.5,96.6,97.3,97.7,98,98.1,98,97.9,95.9,96.5,97.2,97.6,97.7,97.7,97.5]
["Advanced Energy Industries","AE_3TL-G3_16_6 [480V]","16 kW, 480 Vac string Inverter",16.100000000000001,480,97.5,"N","N",null,0.09,null,null,500,720,900,1.61,3.22,4.83,8.0500000000000007,12.08,16.100000000000001,96,96.8,97.4,97.6,97.6,97.4,97.5,96.6,97.3,97.7,98,98.1,98,97.9,95.9,96.5,97.2,97.6,97.7,97.7,97.5]
["Advanced Energy Industries","AE_3TL-G3_16_6-08 [480V]","16 kW, 480 Vac string Inverter",16.100000000000001,480,97.5,"N","N",null,0.09,null,null,500,720,900,1.61,3.22,4.83,8.0500000000000007,12.08,16.100000000000001,96,96.8,97.4,97.6,97.6,97.4,97.5,96.6,97.3,97.7,98,98.1,98,97.9,95.9,96.5,97.2,97.6,97.7,97.7,97.5]
["Advanced Energy Industries","804R020 [480V]","20 kW, 480 Vac, 3-phase Utility Interactive Inverter",19.649999999999999,480,97.5,"Y","N",null,8.6999999999999994E-2,null,null,550,720,900,1.97,3.93,5.9,9.83,14.74,19.649999999999999,96.5,97.3,97.7,97.8,97.7,97.5,97.6,96.7,97.5,97.9,98.1,98.1,98,98,96,96.6,97.2,97.6,97.6,97.5,97.4]
["Advanced Energy Industries","AE_3TL-20_6-08 [480V]","20 kW, 480 Vac string Inverter",19.649999999999999,480,97.5,"Y","N",null,8.6999999999999994E-2,null,null,550,720,900,1.97,3.93,5.9,9.83,14.74,19.649999999999999,96.5,97.3,97.7,97.8,97.7,97.5,97.6,96.7,97.5,97.9,98.1,98.1,98,98,96,96.6,97.2,97.6,97.6,97.5,97.4]
["Advanced Energy Industries","AE_3TL-G3_20_6 [480V]","20 kW, 480 Vac string Inverter",19.649999999999999,480,97.5,"N","N",null,0.09,null,null,550,720,900,1.97,3.93,5.9,9.83,14.74,19.649999999999999,96.5,97.3,97.7,97.8,97.7,97.5,97.6,96.7,97.5,97.9,98.1,98.1,98,98,96,96.6,97.2,97.6,97.6,97.5,97.4]
["Advanced Energy Industries","AE_3TL-G3_20_6-08 [480V]","20 kW, 480 Vac string Inverter",19.649999999999999,480,97.5,"N","N",null,0.09,null,null,550,720,900,1.97,3.93,5.9,9.83,14.74,19.649999999999999,96.5,97.3,97.7,97.8,97.7,97.5,97.6,96.7,97.5,97.9,98.1,98.1,98,98,96,96.6,97.2,97.6,97.6,97.5,97.4]
["Advanced Energy Industries","AE_3TL-20_10 [480V]","20 kW, 480 Vac string Inverter",20,480,97.5,"N","N",null,0.47,null,null,550,720,900,2,4,6,10,15,20,95.4,96.6,97.4,97.7,97.7,97.5,97.5,95.9,96.8,97.7,98,98.1,98,97.9,94.8,96.2,97.1,97.6,97.7,97.6,97.4]
["Advanced Energy Industries","AE_3TL-20_10-08 [480V]","20 kW, 480 Vac string Inverter",20,480,97.5,"Y","N",null,0.47,null,null,550,720,900,2,4,6,10,15,20,95.4,96.6,97.4,97.7,97.7,97.5,97.5,95.9,96.8,97.7,98,98.1,98,97.9,94.8,96.2,97.1,97.6,97.7,97.6,97.4]
["Advanced Energy Industries","AE_3TL-20_6 [480V]","20 kW, 480 Vac string Inverter",20,480,97.5,"N","N",null,0.47,null,null,550,720,900,2,4,6,10,15,20,95.4,96.6,97.4,97.7,97.7,97.5,97.5,95.9,96.8,97.7,98,98.1,98,97.9,94.8,96.2,97.1,97.6,97.7,97.6,97.4]
["Advanced Energy Industries","AE_3TL-G3_20_10 [480V]","20 kW, 480 Vac string Inverter",20,480,97.5,"N","N",null,0.47,null,null,550,720,900,2,4,6,10,15,20,95.4,96.6,97.4,97.7,97.7,97.5,97.5,95.9,96.8,97.7,98,98.1,98,97.9,94.8,96.2,97.1,97.6,97.7,97.6,97.4]
["Advanced Energy Industries","AE_3TL-G3_20_10-08 [480V]","20 kW, 480 Vac string Inverter",20,480,97.5,"N","N",null,0.47,null,null,550,720,900,2,4,6,10,15,20,95.4,96.6,97.4,97.7,97.7,97.5,97.5,95.9,96.8,97.7,98,98.1,98,97.9,94.8,96.2,97.1,97.6,97.7,97.6,97.4]
["Advanced Energy Industries","AE_3TL-23_10 [480V]","23 kW, 480 Vac string Inverter",20.04,480,98,"N","N",null,0.47,null,null,600,720,900,2,4,6,10,15,20,96.6,97.4,97.8,98,97.9,97.6,97.8,96.9,97.5,97.9,98.1,98,97.9,98,96.3,97,97.5,97.8,97.7,97.5,97.6]
["Advanced Energy Industries","AE_3TL-23_10-08 [480V]","23 kW, 480 Vac string Inverter",20.04,480,98,"Y","N",null,0.47,null,null,600,720,900,2,4.01,6.01,10.02,15.03,20.04,96.6,97.4,97.8,98,97.9,97.6,97.8,96.9,97.5,97.9,98.1,98,97.9,98,96.3,97,97.5,97.8,97.7,97.5,97.6]
["Advanced Energy Industries","804R024 [480V]","22.2 kW, 480 Vac, 3-phase Utility Interactive Inverter",22.23,480,98,"Y","N",null,0.49,null,null,600,720,900,2.2200000000000002,4.45,6.67,11.12,16.670000000000002,22.23,97.2,97.7,97.9,97.9,97.8,97.6,97.8,97.3,97.7,98,98.1,98,97.8,98,96.7,97.1,97.5,97.7,97.6,97.5,97.6]
["Advanced Energy Industries","AE_3TL-23_06 [480V]","23 kW, 480 Vac string Inverter",22.23,480,98,"N","N",null,0.49,null,null,600,720,900,2.2000000000000002,4.4000000000000004,6.7,11.1,16.7,22.2,97.2,97.7,97.9,97.9,97.8,97.6,97.8,97.3,97.7,98,98.1,98,97.8,98,96.7,97.1,97.5,97.7,97.6,97.5,97.6]
["Advanced Energy Industries","AE_3TL-23_6-08 [480V]","23 kW, 480 Vac string Inverter",22.23,480,98,"Y","N",null,0.49,null,null,600,720,900,2.2200000000000002,4.45,6.67,11.12,16.670000000000002,22.23,97.2,97.7,97.9,97.9,97.8,97.6,97.8,97.3,97.7,98,98.1,98,97.8,98,96.7,97.1,97.5,97.7,97.6,97.5,97.6]
["Advanced Energy Industries","AE 35TX-208 [208V]","35 kW, 208 Vac, 3-Phase Utility Interactive Inverter",35,208,95.5,"Y","N",null,38.630000000000003,null,null,295,341,480,3.5,7,10.5,17.5,26.25,35,93.3,95.6,96.2,96.2,95.8,95.3,95.8,92.6,95.3,95.9,95.9,95.6,95.1,95.5,90.5,94.1,94.9,95.1,94.9,94.5,94.7]
["Advanced Energy Industries","AE 35TX-480 [480V]","35 kW, 480 Vac, 3-Phase Utility Interactive Inverter",35,480,96,"Y","N",null,37.79,null,null,295,341,480,3.5,7,10.5,17.5,26.25,35,94.1,96.4,96.9,97,96.8,96.3,96.7,93.3,95.9,96.5,96.7,96.5,96,96.4,91.1,94.7,95.4,95.7,95.6,95.2,95.3]
["Advanced Energy Industries","AE 35TX-600 [600V]","35 kW, 600 Vac, 3-Phase Utility Interactive Inverter",35,600,95.5,"Y","N",null,37.270000000000003,null,null,295,341,480,3.5,7,10.5,17.5,26.25,35,93.6,95.9,96.3,96.4,96.1,95.7,96.1,93,95.5,96,96.1,96,95.6,95.8,91,94.5,95.1,95.4,95.3,95,95.1]
["Advanced Energy Industries","AE 50TX-208 [208V]","50 kW, 208 Vac, 3-Phase Utility Interactive Inverter with 295-600 Vdc input",50,208,96,"Y","N",null,33,null,null,295,341,480,5,10,15,25,37.5,50,95,96.7,96.6,96.6,96,95.3,96.2,94.4,96.3,96.3,96.3,95.8,95.2,95.9,92.7,95.5,95.4,95.6,95.2,94.7,95.2]
["Advanced Energy Industries","AE 50TX-480 [480V]","50 kW, 480 Vac, 3-Phase Utility Interactive Inverter with 295-600 Vdc input",50,480,96,"Y","N",null,33,null,null,295,341,480,5,10,15,25,37.5,50,95.7,96.8,97.2,97,96.4,95.9,96.6,95.2,96.5,97,96.8,96.2,95.8,96.4,93.8,95.6,96.3,96,95.6,95.3,95.7]
["Advanced Energy Industries","AE 50TX-600 [600V]","50 kW, 600 Vac, 3-Phase Utility Interactive Inverter",50,600,96,"Y","N",null,43,null,null,295,341,480,5,10,15,25,37.5,50,94.2,96.2,96.6,96.6,96.2,95.7,96.2,93.6,95.9,96.3,96.3,96,95.6,95.9,91.6,94.8,95.4,95.5,95.3,95,95.1]
["Advanced Energy Industries","AE 75TX-208 [208V]","75 kW, 208 Vac, 3-Phase Utility Interactive Inverter with 295-600 Vdc input",75,208,95.5,"Y","N",null,50,null,null,295,341,480,7.5,15,22.5,37.5,56.25,75,92.7,95.6,96.1,96,95.9,95.6,95.8,92,95.2,95.8,95.8,95.7,95.3,95.5,89.8,93.8,94.8,94.9,95,94.6,94.6]
["Advanced Energy Industries","AE 75TX-480 [480V]","75 kW, 480 Vac, 3-Phase Utility Interactive Inverter with 295-600 Vdc input",75,480,95.5,"Y","N",null,50,null,null,295,341,480,7.5,15,22.5,37.5,56.25,75,92.7,95.6,96.2,96.6,96.4,96.1,96.2,91.9,95,95.6,96.3,96.1,95.8,95.9,89.2,93.3,94.1,95.2,95.1,95,94.6]
["Advanced Energy Industries","AE 75TX-600 [600V]","75 kW, 600 Vac, 3-Phase Utility Interactive Inverter",75,600,96,"Y","N",null,105.8,null,null,295,341,480,7.5,15,22.5,37.5,56.25,75,92.3,95.5,96.2,96.5,96.5,96.2,96.2,91.5,95.1,95.9,96.3,96.3,96.1,96,89.4,93.9,95,95.5,95.7,95.6,95.3]
["Advanced Energy Industries","AE 100TX-208 [208V]","100 kW, 208 Vac, 3-Phase Utility Interactive Inverter with 295-600 Vdc input",100,208,95.5,"Y","N",null,42,null,null,295,341,480,10,20,30,50,75,100,94.2,96.4,96.3,96.3,95.8,95.2,95.9,93.6,96,96.1,96.1,95.7,95.1,95.7,91.7,95,95.2,95.3,95.1,94.6,95]
["Advanced Energy Industries","AE 100TX-480 [480V]","100 kW, 480 Vac 3-Phase Utility Interactive Inverter with 295-600 Vdc input",100,480,96,"Y","N",null,36,null,null,295,341,480,10,20,30,50,75,100,94.4,96.6,97.1,97,96.2,95.8,96.4,93.7,96.2,96.8,96.7,96,95.6,96.1,91.9,95,95.9,96,95.2,94.9,95.3]
["Advanced Energy Industries","AE 100TX-600 [600V]","100 kW, 600 Vac, 3-Phase Utility Interactive Inverter",100,600,96,"Y","N",null,99.56,null,null,295,341,480,10,20,30,50,75,100,93.8,96.1,96.5,96.6,96.3,95.9,96.3,93.2,95.8,96.3,96.4,96.1,95.8,96.1,91.5,94.8,95.5,95.8,95.6,95.2,95.4]
["Advanced Energy Industries","AE 250TX-480 [480V]","250 kW, 480 Vac, 3-Phase Utility Interactive Inverter",249.5,480,96.5,"Y","N",null,54.14,null,null,295,341,480,24.95,49.9,74.849999999999994,124.8,187.1,249.5,96,97,96.9,96.9,96.6,96.1,96.7,95.6,96.6,96.7,96.8,96.4,96,96.5,94.7,95.8,96.2,96.2,95.9,95.4,95.9]
["Advanced Energy Industries","AE 250TX-600 [600V]","250 kW, 600 Vac, 3-Phase Utility Interactive Inverter",249.5,600,96.5,"Y","N",null,101,null,null,295,341,480,24.95,49.9,74.849999999999994,124.8,187.1,249.5,95.2,96.8,97.1,97.1,96.8,96.4,96.8,94.8,96.5,96.8,96.9,96.6,96.3,96.6,93.4,95.6,96.1,96.2,96,95.7,95.9]
["Advanced Energy Industries","AE 250NX (3159200-XXXX) [480V]","250 kW, 480 Vac, 3-phase Utility Interactive Inverter",250,480,97.5,"N","N",null,60,null,null,660,740,960,25,50,75,125,187.5,250,96,97.7,98.1,98.1,98,97.7,97.9,95.5,97.3,97.7,97.8,97.8,97.5,97.6,92.8,95.8,96.4,96.9,96.8,96.7,96.6]
["Advanced Energy Industries","Solaron 250 kW (3159200-XXXX) [480V]","250 kW, 480 Vac, 3-phase Utility Interactive Inverter",250,480,97.5,"N","N",null,60,null,null,660,740,960,25,50,75,125,187.5,250,95.98,97.75,98.11,98.11,98.02,97.75,97.94,95.47,97.33,97.74,97.82,97.76,97.55,97.65,92.81,95.79,96.4,96.91,96.81,96.66,96.56]
["Advanced Energy Industries","AE 260TX-480 [480V]","260 kW, 480 Vac, 3-Phase Utility Interactive Inverter with 295-600 Vdc input",260,480,97,"Y","N",null,67,null,null,295,341,480,26,52,78,130,195,260,96,97.5,97.7,97.6,97.1,96.4,97.2,95.6,97.3,97.5,97.4,97,96.4,97,94.4,96.5,96.9,97,96.6,96.1,96.6]
["Advanced Energy Industries","AE 260TX-480-LV [480V]","260 kW, 480 Vac, 3-Phase Utility Interactive Inverter with 265-600 Vdc input",260,480,96.5,"Y","N",null,67,null,null,265,319,480,26,52,78,130,195,260,96.1,97.6,97.8,97.5,96.9,96,97.1,95.6,97.3,97.5,97.3,96.7,95.9,96.9,94,96.2,96.7,96.8,96.2,95.5,96.3]
["Advanced Energy Industries","AE 333NX (3159000-XXXX) [480V]","333 kW, 480 Vac, 3-phase Utility Interactive Inverter",333,480,97.5,"N","N",null,60,null,null,660,740,960,33.299999999999997,66.599999999999994,99.9,166.5,249.8,333,96.6,98,98.3,98.2,98,97.5,98,95.8,97.5,97.8,97.8,97.6,97.4,97.6,94.5,96.6,97,97,96.7,96.3,96.7]
["Advanced Energy Industries","Solaron 333 kW (3159000-XXXX) [480V]","333 kW, 480 Vac, 3-phase Utility Interactive Inverter",333,480,97.5,"N","N",null,60,null,null,660,740,960,33.299999999999997,66.599999999999994,99.9,166.5,249.8,333,96.59,98.03,98.28,98.23,98.01,97.48,98.01,95.8,97.52,97.84,97.85,97.62,97.36,97.6,94.47,96.6,97.01,97.01,96.73,96.3,96.7]
["Advanced Energy Industries","AE 500NX (3159500-XXXX) [480V]","500 kW, 480 Vac, 3-phase Utility Interactive Inverter",500,480,97.5,"N","N",null,85,null,null,660,740,960,50,100,150,250,375,500,98,98.5,98.5,98.3,97.8,97,98,97.3,98,98.1,97.9,97.6,97,97.7,95.8,96.9,97,96.8,96.2,95.5,96.4]
["Advanced Energy Industries","AE 500NX-HE (3159502-XXXX) [480V]","500 kW, 480 Vac, 3-phase Utility Interactive Inverter",500,480,98,"N","N",null,88,null,null,660,740,960,50,100,150,250,375,500,97.4,98.6,98.7,98.7,98.4,97.9,98.4,96.7,98,98.3,98.3,98.2,97.9,98.1,94.9,96.9,97.3,97.3,97.2,96.7,97.1]
["Advanced Energy Industries","AE 500TX-480 [480V]","500 kW, 480 Vac, 3-phase Utility Interactive Inverter",500,480,97,"N","N",null,58,null,null,310,353,480,50,100,150,250,375,500,96.98,97.76,97.82,97.66,97.22,96.7,97.37,96.68,97.54,97.59,97.42,97.02,96.49,97.16,95.74,96.84,96.96,96.82,96.47,95.98,96.57]
["Advanced Energy Industries","AE 500TX-600 [600V]","500 kW, 600 Vac, 3-phase Utility Interactive Inverter",500,600,97,"N","N",null,69.040000000000006,null,null,310,353,480,50,100,150,250,375,500,96.4,97.3,97.4,97.3,96.8,96.3,97,96.1,97.1,97.2,97.1,96.7,96.3,96.8,95,96.5,96.7,96.7,96.4,96,96.5]
["Advanced Energy Industries","Solaron 500 HE (3159502-XXXX) [480V]","500 kW, 480 Vac, 3-phase Utility Interactive Inverter",500,480,98,"N","N",null,88,null,null,660,740,960,50,100,150,250,375,500,97.4,98.6,98.7,98.7,98.4,97.9,98.4,96.7,98,98.3,98.3,98.2,97.9,98.1,94.9,96.9,97.3,97.3,97.2,96.7,97.1]
["Advanced Energy Industries","Solaron 500kW (3159500-XXXX) [480V]","500 kW, 480 Vac, 3-phase Utility Interactive Inverter",500,480,97.5,"N","N",null,85,null,null,660,740,960,50,100,150,250,375,500,97.99,98.49,98.52,98.33,97.79,97.02,97.99,97.32,97.99,98.08,97.89,97.65,97.05,97.73,95.79,96.9,97,96.77,96.16,95.5,96.38]
["Advanced Energy Industries","AE 1000NX (3159700-XXXX)","Utility Interactive Photovoltaic Inverter",1000,null,98,"Y","N",null,192.8,null,null,1100,1230,1600,100,200,300,500,750,1000,94.3,96.9,97.7,98.1,98.1,98.1,97.9,95.4,97.3,97.8,98.1,98.1,98.1,97.9,94.6,96.8,97.3,97.7,97.8,97.7,97.5]
["Advanced Solar Photonics","PV240 [208V]","3.7 kW, 208 Vac Utility Interactive Inverter",3.69,208,97,"Y","N",null,0.21,null,null,100,360,470,0.37,0.74,1.1100000000000001,1.85,2.77,3.69,94.7,96.6,97.3,97.7,97.6,97.4,97.4,94.1,96.4,97.2,97.6,97.5,97.4,97.3,92.5,95.5,96.6,97.2,97.2,97.2,96.9]
["Advanced Solar Photonics","PV240 [240V]","4 kW, 240 Vac Utility Interactive Inverter",3.98,240,97,"Y","N",null,0.16,null,null,100,360,450,0.39800000000000002,0.79600000000000004,1.194,1.99,2.9849999999999999,3.98,92,95.13,96.3,97.03,97,96.87,96.62,94.07,96.5,97.41,97.32,97.09,97.69,97.06,92.29,95.79,96.93,97.46,97.63,97.59,97.2]
["Advanced Solar Photonics","PV240 [277V]","4 kW, 277 Vac Utility Interactive Inverter",3.98,277,97,"Y","N",null,0.11,null,null,100,360,450,0.39800000000000002,0.79600000000000004,1.194,1.99,2.9849999999999999,3.98,90.72,94.5,95.98,96.87,97.03,96.96,96.49,92.75,95.85,96.88,97.51,97.66,97.62,97.25,93.04,96.04,97.18,97.87,98.02,97.89,97.59]
["Advanced Solar Photonics","PV250 [208V]","4.5 kW, 208 Vac Utility Interactive Inverter",4.47,208,97,"Y","N",null,7.0000000000000007E-2,null,null,100,360,470,0.45,0.89,1.34,2.2400000000000002,3.35,4.47,94.5,96.9,97.5,97.7,97.6,97.4,97.4,94,96.6,97.2,97.5,97.5,97.3,97.2,92.6,95.4,96.3,97.1,97.2,97.1,96.8]
["Advanced Solar Photonics","PV250 [240V]","4.8 kW, 240 Vac Utility Interactive Inverter",4.83,240,97,"Y","N",null,0.12,null,null,100,360,450,0.48,0.97,1.45,2.42,3.62,4.83,92.8,95.8,96.6,96.9,96.9,96.8,96.6,94.7,96.8,97.2,97.7,97.5,97.6,97.4,93.2,96.3,97,97.5,97.5,97.5,97.2]
["Advanced Solar Photonics","PV250 [277V]","4.8 kW, 277 Vac Utility Interactive Inverter",4.83,277,97,"Y","N",null,0.09,null,null,100,360,450,0.48,0.97,1.45,2.42,3.62,4.83,91,94.4,95.7,96.6,96.9,96.9,96.3,93.3,96.3,97,97.5,97.6,97.6,97.3,94,96.7,97.3,97.8,97.9,97.9,97.6]
["Advanced Solar Photonics","PV260 [208V]","6 kW, 208 Vac Utility Interactive Inverter",5.98,208,97,"Y","N",null,0.11,null,null,100,360,470,0.6,1.2,1.79,2.99,4.49,5.98,95.9,97.2,97.5,97.5,97.3,97,97.3,94.9,96.9,97.4,97.4,97.3,97,97.2,93,96,96.6,97.1,97,96.8,96.7]
["Advanced Solar Photonics","PV260 [277V]","6 kW, 277 Vac Utility Interactive Inverter",6,277,97,"Y","N",null,7.0000000000000007E-2,null,null,100,360,450,0.6,1.2,1.8,3,4.5,6,91.46,94.66,95.86,96.6,96.84,96.78,96.35,93.31,96.16,96.87,97.36,97.44,97.37,97.12,94.29,96.68,97.28,97.88,97.82,97.7,97.56]
["Advanced Solar Photonics","PV260 [240V]","6 kW, 240 Vac Utility Interactive Inverter",6.01,240,97,"Y","N",null,0.08,null,null,100,360,450,0.60099999999999998,1.202,1.8029999999999999,3.0049999999999999,4.508,6.01,93.77,96.12,96.45,96.82,96.82,96.64,96.61,95.48,97.14,97.68,97.75,97.65,97.4,97.55,93.92,96.18,97.13,97.45,97.39,97.23,97.16]
["Advanced Solar Photonics","PV270 [208V]","7 kW, 208 Vac Utility Interactive Inverter",6.92,208,97,"Y","N",null,0.17,null,null,100,360,450,0.69199999999999995,1.3839999999999999,2.0760000000000001,3.46,5.19,6.92,94.26,96.15,96.67,96.79,96.7,96.41,96.58,95.45,96.96,97.46,97.64,97.5,97.26,97.4,93.99,96.24,96.92,97.31,97.31,97.18,97.07]
["Advanced Solar Photonics","PV270 [240V]","7 kW, 240 Vac Utility Interactive Inverter",6.95,240,97,"Y","N",null,0.09,null,null,100,360,470,0.69499999999999995,1.39,2.085,3.4750000000000001,5.2130000000000001,6.95,96.14,97.28,97.53,97.29,96.98,96.47,97.07,95.62,97.01,97.37,97.14,96.94,96.55,96.96,93.81,95.96,96.63,96.9,96.68,96.36,96.55]
["Advanced Solar Photonics","PV270 [277V]","7 kW, 277 Vac Utility Interactive Inverter",7.01,277,97,"Y","N",null,0.02,null,null,100,360,450,0.70099999999999996,1.4019999999999999,2.1030000000000002,3.5049999999999999,5.258,7.01,93.35,95.87,96.55,96.76,96.63,96.41,96.46,94.76,96.57,97.16,97.45,97.1,97.06,97.06,94.91,96.87,97.37,97.75,97.6,97.43,97.45]
["AE Solar Energy","AE3.8 [208V]","3.7 kW, 208 Vac Utility Interactive Inverter",3.69,208,97,"Y","N",null,0.21,null,null,100,360,470,0.36899999999999999,0.73799999999999999,1.107,1.845,2.7679999999999998,3.69,94.68,96.62,97.3,97.7,97.62,97.43,97.42,94.13,96.35,97.17,97.65,97.51,97.39,97.3,92.51,95.49,96.56,97.15,97.23,97.2,96.85]
["AE Solar Energy","AE3.8 [240V]","3.7 kW, 240 Vac Utility Interactive Inverter",3.71,240,97,"Y","N",null,0.06,null,null,100,360,450,0.371,0.74199999999999999,1.113,1.855,2.7829999999999999,3.71,92,95.13,96.3,97.03,97,96.87,96.62,94.07,96.5,97.41,97.32,97.09,97.69,97.06,92.29,95.79,96.93,97.46,97.63,97.59,97.2]
["AE Solar Energy","AE3.8 [277V]","3.7 kW, 277 Vac Utility Interactive Inverter",3.71,277,97,"Y","N",null,0.14000000000000001,null,null,100,360,450,0.371,0.74199999999999999,1.113,1.855,2.7829999999999999,3.71,90.77,94.61,95.92,96.83,97.03,97.03,96.48,92.91,95.94,96.82,97.55,97.64,97.61,97.25,93.36,96.29,97.17,97.84,97.9,97.92,97.54]
["AE Solar Energy","AE5.0 [208V]","4.5 kW, 208 Vac Utility Interactive Inverter",4.47,208,97,"Y","N",null,7.0000000000000007E-2,null,null,100,360,470,0.44700000000000001,0.89400000000000002,1.341,2.2349999999999999,3.3530000000000002,4.47,94.53,96.91,97.46,97.74,97.58,97.38,97.44,94.04,96.55,97.17,97.49,97.47,97.3,97.25,92.64,95.42,96.3,97.15,97.17,97.06,96.78]
["AE Solar Energy","AE5.0 [240V]","4.8 kW, 240 Vac Utility Interactive Inverter",4.83,240,97,"Y","N",null,0.12,null,null,100,360,450,0.48299999999999998,0.96599999999999997,1.4490000000000001,2.415,3.6230000000000002,4.83,92.83,95.8,96.65,96.94,96.86,96.76,96.63,94.65,96.82,97.23,97.75,97.55,97.65,97.4,93.23,96.3,97,97.53,97.53,97.47,97.23]
["AE Solar Energy","AE5.0 [277V]","4.8 kW, 277 Vac Utility Interactive Inverter",4.83,277,97,"Y","N",null,0.09,null,null,100,360,450,0.48299999999999998,0.96599999999999997,1.4490000000000001,2.415,3.6230000000000002,4.83,90.98,94.41,95.72,96.56,96.89,96.89,96.32,93.27,96.27,97.02,97.46,97.64,97.59,97.28,94,96.65,97.32,97.8,97.9,97.9,97.59]
["AE Solar Energy","AE6.0 [208V]","6 kW, 208 Vac Utility Interactive Inverter",5.98,208,97,"Y","N",null,0.11,null,null,100,360,470,0.59799999999999998,1.196,1.794,2.99,4.4850000000000003,5.98,95.88,97.18,97.51,97.51,97.31,96.96,97.3,94.92,96.89,97.39,97.42,97.27,96.96,97.19,93.01,95.98,96.59,97.09,96.96,96.81,96.72]
["AE Solar Energy","AE6.0 [277V]","6 kW, 277 Vac Utility Interactive Inverter",6,277,97,"Y","N",null,7.0000000000000007E-2,null,null,100,360,450,0.6,1.2,1.8,3,4.5,6,91.46,94.66,95.86,96.6,96.84,96.78,96.35,93.31,96.16,96.87,97.36,97.44,97.37,97.12,94.29,96.68,97.28,97.88,97.82,97.7,97.56]
["AE Solar Energy","AE6.0 [240V]","6 kW, 240 Vac Utility Interactive Inverter",6.01,240,97,"Y","N",null,0.08,null,null,100,360,450,0.60099999999999998,1.202,1.8029999999999999,3.0049999999999999,4.508,6.01,93.77,96.12,96.45,96.82,96.82,96.64,96.61,95.48,97.14,97.68,97.75,97.65,97.4,97.55,93.92,96.18,97.13,97.45,97.39,97.23,97.16]
["AE Solar Energy","AE7.0 [208V]","7 kW, 208 Vac Utility Interactive Inverter",6.92,208,97,"Y","N",null,0.17,null,null,100,360,450,0.69199999999999995,1.3839999999999999,2.0760000000000001,3.46,5.19,6.92,94.26,96.15,96.67,96.79,96.7,96.41,96.58,95.45,96.96,97.46,97.64,97.5,97.26,97.4,93.99,96.24,96.92,97.31,97.31,97.18,97.07]
["AE Solar Energy","AE7.0 [240V]","7 kW, 240 Vac Utility Interactive Inverter",6.95,240,97,"Y","N",null,0.09,null,null,100,360,470,0.69499999999999995,1.39,2.085,3.4750000000000001,5.2130000000000001,6.95,96.14,97.28,97.53,97.29,96.98,96.47,97.07,95.62,97.01,97.37,97.14,96.94,96.55,96.96,93.81,95.96,96.63,96.9,96.68,96.36,96.55]
["AE Solar Energy","AE7.0 [277V]","7 kW, 277 Vac Utility Interactive Inverter",7.01,277,97,"Y","N",null,0.02,null,null,100,360,450,0.70099999999999996,1.4019999999999999,2.1030000000000002,3.5049999999999999,5.258,7.01,93.35,95.87,96.55,96.76,96.63,96.41,96.46,94.76,96.57,97.16,97.45,97.1,97.06,97.06,94.91,96.87,97.37,97.75,97.6,97.43,97.45]
["AEconversion GMbH","INV250-45US xxxxx [208V]","250 W, 208 Vac Utility Interactive modular Inverter",0.24,208,91.5,"N","Y",null,0.02,null,null,20,30,40,0.02,0.05,7.0000000000000007E-2,0.12,0.18,0.24,82.9,89.7,91.7,92.8,92.7,91.9,92,82.5,89.2,91.5,92.6,92.4,91.7,91.8,81.599999999999994,88.7,90.8,92.3,92,91.4,91.3]
["AEconversion GMbH","INV250-45US xxxxx [240V]","250 W, 240 Vac Utility Interactive modular Inverter",0.24,240,92,"N","Y",null,0.03,null,null,20,30,40,0.02,0.05,7.0000000000000007E-2,0.12,0.18,0.24,82.1,89.3,91.7,93.2,93.3,92.9,92.4,81.8,88.6,91.1,92.8,93.1,92.7,92.1,80.599999999999994,87.7,90.3,92.3,92.7,92.4,91.6]
["AEconversion GMbH","INV350-60US xxxxx [208V]","350 W, 208 Vac Utility Interactive modular Inverter",0.3,208,91.5,"N","Y",null,0.02,null,null,20,35,50,0.03,0.06,0.09,0.15,0.23,0.3,86.5,90.9,92.7,92.9,92.1,90.6,92,85.5,90.3,92.2,92.5,91.7,90,91.5,84.2,89.4,91.4,92,91.2,89.5,90.9]
["AEconversion GMbH","INV350-60US xxxxx [240V]","350 W, 240 Vac Utility Interactive modular Inverter",0.3,240,92.5,"N","Y",null,0.03,null,null,20,35,50,0.03,0.06,0.09,0.15,0.23,0.3,85.9,90.9,92.8,93.7,93.4,92.2,92.9,84.9,90.1,92.2,93.2,93,92.1,92.4,83.5,89.3,91.6,92.7,92.6,91.7,91.9]
["AEconversion GMbH","INV500-90US-xxxxx [208V]","500 W, 208 Vac Utility Interactive modular Inverter, xxxxx are communication variants",0.48,208,94,"N","Y",null,2.8000000000000001E-2,null,null,40,60,80,0.05,0.1,0.14000000000000001,0.24,0.36,0.48,89.2,93.8,94.6,94.7,94.3,93.5,94.2,88.5,93.1,94.1,94.4,94,93.3,93.8,87.3,92.4,93.6,94,93.7,92.9,93.4]
["AEconversion GMbH","INV500-90US-xxxxx [240V]","500 W, 240 Vac Utility Interactive modular Inverter, xxxxx are communication variants",0.48,240,94.5,"N","Y",null,3.5000000000000003E-2,null,null,40,60,80,0.05,0.1,0.14000000000000001,0.24,0.36,0.48,89.1,93.6,94.8,95.3,95.1,94.7,94.8,88.1,93,94.3,94.9,94.8,94.4,94.4,86.9,92.4,93.9,94.6,94.5,94.1,94]
["AEG Power Solutions","Protect MPV.015.01 [480V]","15 kW, 480 Vac, 3-phase Utility Interactive Inverter",15,480,96.5,"N","N",null,19,null,null,305,405,595,1.5,3,4.5,7.5,11.25,15,94.2,95.9,95.9,96.3,96.4,96,96.2,91.1,94.8,96.2,96.3,96.9,96.6,96.3,93.8,96.1,96.4,96.9,97,96.9,96.8]
["AEG Power Solutions","Protect MPV.030.01 [480V]","30 kW, 480 Vac, 3-phase Utility Interactive Inverter",30,480,96.5,"N","N",null,38,null,null,305,405,595,3,6,9,15,22.5,30,94.2,95.9,95.9,96.3,96.4,96,96.2,91.1,94.8,96.2,96.3,96.9,96.6,96.3,93.8,96.1,96.4,96.9,97,96.9,96.8]
["AEG Power Solutions","Protect MPV.045.01 [480V]","45 kW, 480 Vac, 3-phase Utility Interactive Inverter",44.41,480,96.5,"N","N",null,54.94,null,null,305,405,595,4.4400000000000004,8.8800000000000008,13.32,22.21,33.31,44.41,94.2,95.9,95.9,96.3,96.4,96,96.2,91.1,94.8,96.2,96.3,96.9,96.6,96.3,93.8,96.1,96.4,96.9,97,96.9,96.8]
["AEG Power Solutions","Protect MPV.060.01 [480V]","60 kW, 480 Vac, 3-phase Utility Interactive Inverter",60,480,96.5,"N","N",null,73.3,null,null,305,405,595,6,12,18,30,45,60,94.2,95.9,95.9,96.3,96.4,96,96.2,91.1,94.8,96.2,96.3,96.9,96.6,96.3,93.8,96.1,96.4,96.9,97,96.9,96.8]
["AEG Power Solutions","Protect MPV.075.01 [480V]","75 kW, 480 Vac, 3-phase Utility Interactive Inverter",75,480,96.5,"N","N",null,90,null,null,305,405,595,7.5,15,22.5,37.5,56.25,75,94.2,95.9,95.9,96.3,96.4,96,96.2,91.1,94.8,96.2,96.3,96.9,96.6,96.3,93.8,96.1,96.4,96.9,97,96.9,96.8]
["AEG Power Solutions","Protect MPV.090.01 [480V]","90 kW, 480 Vac, 3-phase Utility Interactive Inverter",90,480,96.5,"N","N",null,108,null,null,305,405,595,9,18,27,45,67.5,90,94.2,95.9,95.9,96.3,96.4,96,96.2,91.1,94.8,96.2,96.3,96.9,96.6,96.3,93.8,96.1,96.4,96.9,97,96.9,96.8]
["AEG Power Solutions","Protect MPV.105.01 [480V]","105 kW, 480 Vac, 3-phase Utility Interactive Inverter",105,480,96.5,"N","N",null,126,null,null,305,405,595,10.5,21,31.5,52.5,78.75,105,94.2,95.9,95.9,96.3,96.4,96,96.2,91.1,94.8,96.2,96.3,96.9,96.6,96.3,93.8,96.1,96.4,96.9,97,96.9,96.8]
["AEG Power Solutions","Protect MPV.120.01 [480V]","120 kW, 480 Vac, 3-phase Utility Interactive Inverter",120,480,96.5,"N","N",null,144,null,null,305,405,595,12,24,36,60,90,120,94.2,95.9,95.9,96.3,96.4,96,96.2,91.1,94.8,96.2,96.3,96.9,96.6,96.3,93.8,96.1,96.4,96.9,97,96.9,96.8]
["AEG Power Solutions","Protect MPV.135.01 [480V]","135 kW, 480 Vac, 3-phase Utility Interactive Inverter",135,480,96.5,"N","N",null,162,null,null,305,405,595,13.5,27,40.5,67.5,101.3,135,94.2,95.9,95.9,96.3,96.4,96,96.2,91.1,94.8,96.2,96.3,96.9,96.6,96.3,93.8,96.1,96.4,96.9,97,96.9,96.8]
["AEG Power Solutions","Protect MPV.150.01 [480V]","150 kW, 480 Vac, 3-phase Utility Interactive Inverter",150,480,96.5,"N","N",null,180,null,null,305,405,595,15,30,45,75,112.5,150,94.2,95.9,95.9,96.3,96.4,96,96.2,91.1,94.8,96.2,96.3,96.9,96.6,96.3,93.8,96.1,96.4,96.9,97,96.9,96.8]
["AEG Power Solutions","Protect PV.500-UL","500 kW Utility Interactive Inverter for use with MV transformer",510,null,96.5,"Y","N",null,123,null,null,500,660,820,51,102,153,255,382.5,510,95.1,97,97.5,97.6,97.3,96.9,97.3,92.3,95.5,96.4,96.9,96.8,96.5,96.5,91.2,94.7,95.8,96.4,96.4,96.2,96]
["Aero-Sharp","X01-030L2E1 [240V]","3000 W, 240 Vac Utility Interactive Inverter",2.98,240,92.5,"Y","N",null,0.7,null,null,100,275,400,0.3,0.6,0.89,1.49,2.2400000000000002,2.98,78.680000000000007,88.27,90.8,92.32,92.57,92.26,91.52,78.209999999999994,89.57,91.75,93.35,93.77,93.77,92.61,83.64,90.93,92.79,94.2,94.43,94.27,93.57]
["Aero-Sharp","X01-040L2E1 [240V]","4000 W, 240 Vac Utility Interactive Inverter",4.0119999999999996,240,93.5,"Y","N",null,0.71,null,null,100,275,400,0.4012,0.8024,1.204,2.0059999999999998,3.0089999999999999,4.0119999999999996,84.63,90.56,92.15,92.88,92.64,91.99,92.17,84.91,91.73,93.31,94.16,94.19,93.84,93.57,88.7,93.32,94.61,95.09,94.97,94.6,94.6]
["Aero-Sharp","X01-050L2E1 [240V]","5000 W, 240 Vac Utility Interactive Inverter",4.9859999999999998,240,93.5,"Y","N",null,0.78,null,null,100,275,400,0.49859999999999999,0.99719999999999998,1.496,2.4929999999999999,3.74,4.9859999999999998,84.4,91.02,92.46,93.16,92.82,92.19,92.39,85.63,91.8,93.48,94.33,94.29,93.94,93.71,85.23,92.29,93.74,94.68,94.7,94.37,94.07]
["Aero-Sharp","X01-060L2E1 [240V]","6000 W, 240 Vac Utility Interactive Inverter",5.9930000000000003,240,93.5,"Y","N",null,0.8,null,null,100,275,400,0.59930000000000005,1.1990000000000001,1.798,2.9969999999999999,4.4950000000000001,5.9930000000000003,87.08,91.91,92.98,93.18,92.58,91.69,92.45,88.35,93.41,94.35,94.41,94.14,93.55,93.93,88.05,93.2,94.38,94.92,94.75,94.33,94.37]
["Agepower Limit","Agepower AP 1500TL-US [208V]","1500 W, 208 Vac Utility Interactive Inverter",1.5,208,96,"Y","N",null,7.0000000000000007E-2,null,null,100,330,360,0.15,0.3,0.45,0.75,1.125,1.5,91.1,94.9,96,96.4,96.2,96,95.9,91.7,95.5,96.5,96.8,96.7,96.5,96.4,91.5,95.2,96.2,96.7,96.7,96.5,96.3]
["Agepower Limit","Agepower AP 1500TL-US [240V]","1650 W, 240 Vac Utility Interactive Inverter",1.65,240,96,"Y","N",null,0.11,null,null,100,330,360,0.17,0.33,0.5,0.83,1.24,1.65,89.5,94.2,95.5,96.3,96.3,96,95.8,90.2,94.7,95.9,96.6,96.6,96.5,96.2,91.3,95.4,96.5,97,97,96.8,96.6]
["Agepower Limit","Agepower AP 1500TL-US [277V]","1650 W, 277 Vac Utility Interactive Inverter",1.65,277,96,"Y","N",null,0.13,null,null,100,330,360,0.17,0.33,0.5,0.83,1.24,1.65,89.2,93.5,95,96.1,96.2,96.1,95.6,89.3,94,95.6,96.4,96.6,96.7,96,89.3,94.3,95.7,96.6,96.8,96.8,96.2]
["Agepower Limit","Agepower AP 2000TL-US [208V]","1800 W, 208 Vac Utility Interactive Inverter",1.8,208,96.5,"Y","N",null,0.09,null,null,100,360,400,0.18,0.36,0.54,0.9,1.35,1.8,92.3,95.4,96,96.4,96.3,96,96.1,92.8,96,96.6,96.8,96.6,96.4,96.5,92.7,95.7,96.3,96.6,96.5,96.3,96.3]
["Agepower Limit","Agepower AP 2000TL-US [240V]","2000 W, 240 Vac Utility Interactive Inverter",2,240,96.5,"Y","N",null,0.1,null,null,100,360,400,0.2,0.4,0.6,1,1.5,2,91.4,94.6,95.7,96.3,96.4,96.1,96,92.9,96.1,96.8,97.1,97.1,96.9,96.9,92.3,95.8,96.6,96.9,97,96.8,96.7]
["Agepower Limit","Agepower AP 2000TL-US [277V]","2000 W, 277 Vac Utility Interactive Inverter",2,277,96.5,"Y","N",null,0.14000000000000001,null,null,100,360,400,0.2,0.4,0.6,1,1.5,2,89.3,93.7,95.1,96,96.3,96.1,95.7,91.1,94.8,95.9,96.5,96.8,96.8,96.3,92.9,96.1,96.9,97.3,97.4,97.3,97.1]
["Agepower Limit","Agepower AP 3000TL-US [208V]","2500 W, 208 Vac Utility Interactive Inverter",2.5,208,96.5,"Y","N",null,0.1,null,null,100,360,400,0.25,0.5,0.75,1.25,1.88,2.5,92.3,95.4,96.2,96.5,96.2,95.8,96,93.9,96.2,96.8,97,96.8,96.4,96.7,92.7,95.8,96.5,96.8,96.6,96.3,96.4]
["Agepower Limit","Agepower AP 3000TL-US [240V]","3000 W, 240 Vac Utility Interactive Inverter",2.8,240,96.5,"Y","N",null,0.15,null,null,100,360,400,0.28000000000000003,0.56000000000000005,0.84,1.4,2.1,2.8,91,94.4,95.6,96.4,96.4,96.1,96,94,96.6,97.1,97.5,97.4,97,97.2,93.3,96.1,96.8,97.4,97.3,97,97]
["Agepower Limit","Agepower AP 3000TL-US [277V]","3000 W, 277 Vac Utility Interactive Inverter",2.8,277,96.5,"Y","N",null,0.19,null,null,100,360,400,0.28000000000000003,0.56000000000000005,0.84,1.4,2.1,2.8,89.4,93.4,94.8,95.9,96.2,96,95.5,91.6,95.2,96.3,96.9,97,96.8,96.6,94.1,96.6,97.3,97.7,97.6,97.4,97.4]
["Agepower Limit","Agepower AP 3600MTL-US [208V]","3600 W, 208 Vac Utility Interactive Inverter",3.6,208,97,"Y","N",null,0.23,null,null,100,375,450,0.36,0.72,1.08,1.8,2.7,3.6,91.9,94.6,95.5,96.4,96.5,96.3,96.1,94.5,96.7,97.3,97.6,97.4,97.2,97.3,93,96,96.9,97.3,97.3,97.1,97]
["Agepower Limit","Agepower AP 3600MTL-US [240V]","3600 W, 240 Vac Utility Interactive Inverter",3.6,240,97,"Y","N",null,0.31,null,null,100,375,450,0.36,0.72,1.08,1.8,2.7,3.6,92.4,94.6,95.5,96.5,96.7,96.7,96.2,95.3,97.1,97.5,97.8,97.7,97.5,97.6,94.2,96.5,97.1,97.5,97.6,97.4,97.3]
["Agepower Limit","Agepower AP 3600MTL-US [277V]","3600 W, 277 Vac Utility Interactive Inverter",3.6,277,97,"Y","N",null,0.4,null,null,100,375,450,0.36,0.72,1.08,1.8,2.7,3.6,91.2,93.9,94.7,96.1,96.6,96.6,95.9,93.4,96,96.6,97.4,97.5,97.5,97.2,94.5,96.8,97.4,97.9,98,97.9,97.7]
["Agepower Limit","Agepower AP 4200MTL-US [208V]","4200 W, 208 Vac Utility Interactive Inverter",4.2,208,97,"Y","N",null,0.25,null,null,100,375,450,0.42,0.84,1.26,2.1,3.15,4.2,91.6,94.4,95.5,96.6,96.8,96.7,96.3,94.1,96.5,97.1,97.3,97.1,96.7,97,93.6,96.2,96.8,97.2,97.5,97.1,97.1]
["Agepower Limit","Agepower AP 4200MTL-US [240V]","4200 W, 240 Vac Utility Interactive Inverter",4.2,240,97,"Y","N",null,0.33,null,null,100,375,450,0.42,0.84,1.26,2.1,3.15,4.2,92.4,94.6,95.5,96.5,96.7,96.7,96.2,95.3,97.1,97.5,97.8,97.7,97.5,97.6,94.2,96.5,97.1,97.5,97.6,97.4,97.3]
["Agepower Limit","Agepower AP 4200MTL-US [277V]","4200 W, 277 Vac Utility Interactive Inverter",4.2,277,97,"Y","N",null,0.4,null,null,100,375,450,0.42,0.84,1.26,2.1,3.15,4.2,91.4,94.4,96,96.6,96.8,96.6,96.3,92.1,95.2,96.3,97.3,97.6,97.1,97,93.6,96.3,97.2,97.6,97.6,97.6,97.4]
["Agepower Limit","Agepower AP 5000MTL-US [208V]","4600 W, 208 Vac Utility Interactive Inverter",4.5999999999999996,208,97,"Y","N",null,0.26,null,null,100,375,450,0.46,0.92,1.38,2.2999999999999998,3.45,4.5999999999999996,94.7,96.5,96.8,96.9,96.5,96,96.5,95.4,97,97.3,97.4,97,96.5,97,94.3,96.4,96.9,97.1,97,96.5,96.8]
["Agepower Limit","Agepower AP 5000MTL-US [240V]","4600 W, 240 Vac Utility Interactive Inverter",4.5999999999999996,240,97,"Y","N",null,0.36,null,null,100,375,450,0.46,0.92,1.38,2.2999999999999998,3.45,4.5999999999999996,92.8,95.2,96,96.7,96.6,96.4,96.3,95.8,97.3,97.7,97.8,97.5,97.1,97.5,96.7,96.7,97.2,97.5,97.4,97.1,97.3]
["Agepower Limit","Agepower AP 5000MTL-US [277V]","4600 W, 277 Vac Utility Interactive Inverter",4.5999999999999996,277,97,"Y","N",null,0.43,null,null,100,375,450,0.46,0.92,1.38,2.2999999999999998,3.45,4.5999999999999996,92.2,94.9,95.6,96.6,96.8,96.8,96.4,94.6,96.7,97.2,97.6,97.6,97.4,97.4,95.4,97.1,97.6,97.9,97.8,97.7,97.7]
["Agepower Limit","Agepower AP 10000 TL3-US [277V]","10000 W, 277 Vac Utility Interactive Inverter",10.1,277,95.5,"Y","N",null,0.01,null,null,250,420,480,1.1000000000000001,2.2000000000000002,3.3,5.5,7.58,10.1,89.5,93.1,94.1,94.9,95,95,94.6,90.1,93.9,95.2,96,96.3,96.4,95.7,89.9,94.2,95.4,96.3,96.7,96.8,96]
["Agepower Limit","Agepower AP 12000 TL3-US [277V]","11620 W, 277 Vac Utility Interactive Inverter",11.62,277,95.5,"Y","N",null,0.01,null,null,250,420,480,1.1599999999999999,2.3199999999999998,3.49,5.81,8.7200000000000006,11.62,89.8,93.4,94.4,95.2,94.9,95,94.6,90.2,94.2,95.3,96.2,96.4,96.5,95.9,91,94.6,95.6,96.4,96.6,96.7,96.1]
["Agepower Limit","Agepower AP 18000 TL3-US [277V]","18220 W, 277 Vac Utility Interactive Inverter",18.309999999999999,277,96,"Y","N",null,0.01,null,null,250,420,480,1.83,3.66,5.49,9.15,13.73,18.309999999999999,92.3,94.9,95.4,95.2,95.5,95.4,95.3,92.5,95.8,96.4,96.8,96.9,96.6,96.6,92.9,95.8,96.5,96.9,97.1,96.8,96.7]
["Agepower Limit","Agepower AP 20000 TL3-US [277V]","20000 W, 277 Vac Utility Interactive Inverter",20.420000000000002,277,96.5,"Y","N",null,0.2,null,null,250,420,480,2.04,4.08,6.12,10.210000000000001,15.31,20.420000000000002,92.7,95.1,95.5,95.6,95.7,95.7,95.5,93.1,96,96.5,96.8,96.8,96.8,96.6,93.5,96,96.6,97,97.1,97,96.8]
["Alpha Technologies","Solaris 3500 XP [240V]","3.5 kW, 240 Vac, NEMA Type 3R, Grid Interactive PV Inverter & Battery Backed UPS, MPPT",3.5,240,90.5,"Y","N",null,15,null,null,48,51,52,0.35,0.7,1.05,1.75,2.63,3.5,87.5,91,92.3,91.6,90.4,88.4,90.7,86.3,90.8,92.3,91.3,90.1,88.2,90.4,85,90.6,92.2,91.6,90.4,88.7,90.6]
["Altenergy Power System Inc.","YC200-NA [240V]","220 W, 240 Vac Utility Interactive Inverter",0.22,240,94,"N","Y",null,0.08,null,null,27,36,45,2.1999999999999999E-2,4.3999999999999997E-2,6.6000000000000003E-2,0.11,0.16500000000000001,0.22,90.1,92.4,92.8,94.6,94.8,94.3,94.2,89.9,91.3,92.9,93.9,94.8,94.9,94,90.6,89.7,91.8,93.4,94.4,94.8,93.5,null,"2017-12-15"]
["Altenergy Power System Inc.","YC250A [240V]","225 W, 240 Vac Utility Interactive Inverter",0.22500000000000001,240,94,"N","Y",null,0.15,null,null,24,35,45,2.2499999999999999E-2,4.4999999999999998E-2,6.7500000000000004E-2,0.1125,0.16880000000000001,0.22500000000000001,88.43,93.05,93.8,94.71,94.57,93.17,94.11,89.77,92.52,93.7,94.51,95.06,95.02,94.44,88.24,90.29,92.46,93.92,94.84,95.14,93.89,null,"2017-12-15"]
["Altenergy Power System Inc.","YC250I [240V]","225 W, 240 Vac Utility Interactive Inverter",0.22500000000000001,240,94,"N","Y",null,0.15,null,null,24,35,45,2.2499999999999999E-2,4.4999999999999998E-2,6.7500000000000004E-2,0.1125,0.16880000000000001,0.22500000000000001,88.43,93.05,93.8,94.71,94.57,93.17,94.11,89.77,92.52,93.7,94.51,95.06,95.02,94.44,88.24,90.29,92.46,93.92,94.84,95.14,93.89,null,"2017-12-15"]
["Altenergy Power System Inc.","YC500A [208V]","500 W, 208 Vac, Utility Interactive Inverter",0.5,208,95,"N","Y",null,0.12,null,null,24,35,45,0.05,0.1,0.15,0.25,0.375,0.5,93.7,95.1,95.4,95.4,94.4,92.7,94.6,94.3,95.2,95.5,95.5,95.5,94.9,95.4,94.2,94.2,93.9,94.9,95.5,95.3,95,null,"2017-12-15"]
["Altenergy Power System Inc.","YC500A [240V]","500 W, 240 Vac, Utility Interactive Inverter",0.5,240,95,"N","Y",null,0.15,null,null,24,35,45,0.05,0.1,0.15,0.25,0.375,0.5,93.3,95.1,93.8,95.6,94.5,93,94.6,92.5,95.1,95.6,95.6,95.7,95.3,95.5,94,94.5,93.6,95,95.7,95.6,95.2,null,"2017-12-15"]
["Altenergy Power System Inc.","YC500I [208V]","500 W, 208 Vac, Utility Interactive Inverter",0.5,208,95,"N","Y",null,0.12,null,null,24,35,45,0.05,0.1,0.15,0.25,0.375,0.5,93.7,95.1,95.4,95.4,94.4,92.7,94.6,94.3,95.2,95.5,95.5,95.5,94.9,95.4,94.2,94.2,93.9,94.9,95.5,95.3,95,null,"2017-12-15"]
["Altenergy Power System Inc.","YC500I [240V]","500 W, 240 Vac, Utility Interactive Inverter",0.5,240,95,"N","Y",null,0.15,null,null,24,35,45,0.05,0.1,0.15,0.25,0.375,0.5,93.3,95.1,93.8,95.6,94.5,93,94.6,92.5,95.1,95.6,95.6,95.7,95.3,95.5,94,94.5,93.6,95,95.7,95.6,95.2,null,"2017-12-15"]
["Altenergy Power System Inc.","YC600 [240V]","548 W, 240 Vac Utility Interactive Microinverter, Rack mounted",0.55000000000000004,240,96.5,"N","Y",null,0.02,null,null,24,36,45,5.4800000000000001E-2,0.1096,0.16439999999999999,0.27400000000000002,0.41099999999999998,0.54800000000000004,94.4,95.9,96,96.4,96.3,96.1,96.2,94.1,95.8,96.2,96.5,96.7,96.6,96.4,93.7,95.7,95.8,96.4,96.7,96.7,96.4,"2018-03-01","2018-10-15"]
["Altenergy Power System Inc.","YC1000-3-208 [480V]","900 W, 3-phase, Utility Interactive Inverter",0.9,480,94.5,"N","Y",null,0.11,null,null,33,40,48,0.09,0.18,0.27,0.45,0.68,0.9,90.3,94.2,94.4,94.8,94.6,93.7,94.4,89.4,93.8,94.5,94.6,94.7,94.1,94.4,88.9,93.1,94.2,94.2,94.6,94.1,94.1,null,"2017-12-15"]
["Altenergy Power System Inc.","YC1000-3-480 [480V]","0.9 kW, 480 Vac, 3-phase Utility Interactive Inverter",0.9,480,94.5,"N","Y",null,0.88,null,null,28,36,48,0.09,0.18,0.27,0.45,0.67500000000000004,0.9,89.9,93.9,92.7,94.9,95.2,94.7,94.6,88.9,93.6,94.3,94.5,95.3,95.2,94.7,81.8,92.2,93.9,93.3,94.8,95.1,93.7,null,"2017-12-15"]
["Altenergy Power System Inc.","YC1000-3-K480","1200 W, 3-phase, Utility Interactive Inverter",1.1599999999999999,null,94.5,"N","Y",null,0.83,null,null,50,51.5,55,0.12,0.23,0.35,0.57999999999999996,0.87,1.1599999999999999,91.1,94.7,95.3,95.4,95,93.5,94.9,90.7,94.6,95.3,95.3,94.9,93.4,94.8,89.7,94.3,95.2,95.1,94.7,93.4,94.6,null,"2017-12-15"]
["Altenergy Power System Inc.","QS1 [240V]","1.2 kW, 240 Vac  Utility Interactive Microinverter",1.2250000000000001,240,96.5,"N","Y",null,0.09,null,null,27,37.5,48,0.12251585203999998,0.24503170407999997,0.3675475561199999,0.61257926019999986,0.91886889029999974,1.2251585203999997,93.497015299373786,96.030198868558386,96.291805605462031,96.516377648924689,96.18970599969785,95.636820794062331,96.127231753875478,93.489077418155247,96.010152340904128,96.472039013204679,96.70926293039534,96.540734712474077,96.125506711745189,96.398525343937521,92.818802764414372,95.857275302642961,96.491627254570773,96.652233435545639,96.629689629012688,96.294175176843083,96.410024429940677,"2018-12-17"]
["Altenergy Power System Inc.","QS1200 [240V]","1.2 kW, 240 Vac  Utility Interactive Microinverter",1.2250000000000001,240,96.5,"N","Y",null,0.09,null,null,27,37.5,48,0.12251585203999998,0.24503170407999997,0.3675475561199999,0.61257926019999986,0.91886889029999974,1.2251585203999997,93.497015299373786,96.030198868558386,96.291805605462031,96.516377648924689,96.18970599969785,95.636820794062331,96.127231753875478,93.489077418155247,96.010152340904128,96.472039013204679,96.70926293039534,96.540734712474077,96.125506711745189,96.398525343937521,92.818802764414372,95.857275302642961,96.491627254570773,96.652233435545639,96.629689629012688,96.294175176843083,96.410024429940677,"2018-12-17"]
["American Electric Technologies","ISIS-1000-15000-60","1000 kW, 3-phase Utility Interactive Inverter",1000,null,96.5,"Y","N",null,300,null,null,610,720,1000,100,200,300,500,750,1000,93.8,95.6,96.2,96.7,97.7,97.4,97,93.3,95.2,95.7,96.3,96.6,97.1,96.2,92.1,94.2,95.2,95.6,96,95.9,95.6]
["American Electric Technologies","ISIS-1000-410-60","1000 kW, 3-phase Inverter for 410 Vac applications with TP-1 transformer",1000,null,96,"Y","N",null,350,null,null,610,720,1000,100,200,300,500,750,1000,94.5,96.2,96.7,96.9,97.1,96.7,96.9,94,95.8,96.2,96.5,96.4,96.5,96.3,92.8,94.8,95.5,95.8,95.7,95.4,95.5]
["AMETEK Solidstate Control","RECon 30L-100-US","100 kW, 3-phase Utility Interactive Inverter",100,null,98,"Y","N",null,59.63,null,null,325,487,650,10,20,30,50,75,100,96.5,98.1,98.4,98,97.3,96.9,97.5,95.3,97.8,98.3,98.2,98.1,97.9,98,96,98.2,98.8,98.7,98.3,97.7,98.3]
["AMETEK Solidstate Control","RECon 30H-150-US [300V]","150 kW, 3-phase output 300Vac/LV/MV Utility Interactive Inverter",150,300,98,"Y","N",null,62.53,null,null,480,615,750,15,30,45,75,112.5,150,93.6,96.3,97,97.5,97.4,97.7,97.2,95.6,97.6,98.4,98.3,98,98,98,94.1,96.7,97.7,97.9,97.8,97.6,97.6]
["Andalay Solar","LW-230-1-AC1-A-B [240V]","190 W, 240 Vac Inverter",0.19,240,95,"N","Y","This component is specific to ACPV modules and is not available as an individual unit.",0.03,0.19,0.03,22,32.5,40,0.02,0.04,0.1,0.1,0.1,0.2,93.3,94.4,94.7,95.1,94.9,94.2,94.8,93.3,94.4,94.6,95.2,95.4,95.1,95.1,93.5,94.4,94.6,94.9,95.4,95.4,95.1]
["Andalay Solar","LW-230-1-AC3-B-B [208V]","190 W, 208 Vac Inverter",0.19,208,95,"N","Y","This component is specific to ACPV modules and is not available as an individual unit.",0.01,0.19,0.01,22,32,40,1.9E-2,3.7999999999999999E-2,5.7000000000000002E-2,9.5000000000000001E-2,0.14249999999999999,0.19,93.6,94.6,94.9,95,94.6,93.7,94.6,93.4,94.6,94.7,95.2,95.2,94.8,95,93.4,94.4,94.8,95.1,95.3,95.1,95.1]
["Andalay Solar","LW-235-1-AC1-A-B [240V]","190 W, 240 Vac Inverter",0.19,240,95,"N","Y","This component is specific to ACPV modules and is not available as an individual unit.",0.03,0.19,0.03,22,32.5,40,0.02,0.04,0.1,0.1,0.1,0.2,93.3,94.4,94.7,95.1,94.9,94.2,94.8,93.3,94.4,94.6,95.2,95.4,95.1,95.1,93.5,94.4,94.6,94.9,95.4,95.4,95.1]
["Andalay Solar","LW-235-1-AC3-B-B [208V]","190 W, 208 Vac Inverter",0.19,208,95,"N","Y","This component is specific to ACPV modules and is not available as an individual unit.",0.01,0.19,0.01,22,32,40,1.9E-2,3.7999999999999999E-2,5.7000000000000002E-2,9.5000000000000001E-2,0.14249999999999999,0.19,93.6,94.6,94.9,95,94.6,93.7,94.6,93.4,94.6,94.7,95.2,95.2,94.8,95,93.4,94.4,94.8,95.1,95.3,95.1,95.1]
["Andalay Solar","LW-240-1-AC1-A-B [240V]","190 W, 240 Vac Inverter",0.19,240,95,"N","Y","This component is specific to ACPV modules and is not available as an individual unit.",0.03,0.19,0.03,22,32.5,40,0.02,0.04,0.1,0.1,0.1,0.2,93.3,94.4,94.7,95.1,94.9,94.2,94.8,93.3,94.4,94.6,95.2,95.4,95.1,95.1,93.5,94.4,94.6,94.9,95.4,95.4,95.1]
["Andalay Solar","LW-240-1-AC3-B-B [208V]","190 W, 208 Vac Inverter",0.19,208,95,"N","Y","This component is specific to ACPV modules and is not available as an individual unit.",0.01,0.19,0.01,22,32,40,1.9E-2,3.7999999999999999E-2,5.7000000000000002E-2,9.5000000000000001E-2,0.14249999999999999,0.19,93.6,94.6,94.9,95,94.6,93.7,94.6,93.4,94.6,94.7,95.2,95.2,94.8,95,93.4,94.4,94.8,95.1,95.3,95.1,95.1]
["Andalay Solar","ST-175-1AC1-A-A [240V]","190 W, 240 Vac Inverter",0.19,240,95,"N","Y","This component is specific to ACPV modules and is not available as an individual unit.",0.03,0.19,0.03,22,32.5,40,0.02,0.04,0.1,0.1,0.1,0.2,93.3,94.4,94.7,95.1,94.9,94.2,94.8,93.3,94.4,94.6,95.2,95.4,95.1,95.1,93.5,94.4,94.6,94.9,95.4,95.4,95.1]
["Andalay Solar","ST-175-1AC3-B-A [208V]","190 W, 208 Vac Inverter",0.19,208,95,"N","Y","This component is specific to ACPV modules and is not available as an individual unit.",0.01,0.19,0.01,22,32,40,0.02,0.04,0.06,0.1,0.1,0.2,93.6,94.6,94.9,95,94.6,93.7,94.6,93.4,94.6,94.7,95.2,95.2,94.8,95,93.4,94.4,94.8,95.1,95.3,95.1,95.1]
["Andalay Solar","ST-185-1AC1-A-A [240V]","190 W, 240 Vac Inverter",0.19,240,95,"N","Y","This component is specific to ACPV modules and is not available as an individual unit.",0.03,0.19,0.03,22,32.5,40,0.02,0.04,0.1,0.1,0.1,0.2,93.3,94.4,94.7,95.1,94.9,94.2,94.8,93.3,94.4,94.6,95.2,95.4,95.1,95.1,93.5,94.4,94.6,94.9,95.4,95.4,95.1]
["Andalay Solar","ST-185-1AC1-A-B [240V]","190 W, 240 Vac Inverter",0.19,240,95,"N","Y","This component is specific to ACPV modules and is not available as an individual unit.",0.03,0.19,0.03,22,32.5,40,0.02,0.04,0.1,0.1,0.1,0.2,93.3,94.4,94.7,95.1,94.9,94.2,94.8,93.3,94.4,94.6,95.2,95.4,95.1,95.1,93.5,94.4,94.6,94.9,95.4,95.4,95.1]
["Andalay Solar","ST-185-1AC3-B-A [208V]","190 W, 208 Vac Inverter",0.19,208,95,"N","Y","This component is specific to ACPV modules and is not available as an individual unit.",0.01,0.19,0.01,22,32,40,0.02,0.04,0.06,0.1,0.1,0.2,93.6,94.6,94.9,95,94.6,93.7,94.6,93.4,94.6,94.7,95.2,95.2,94.8,95,93.4,94.4,94.8,95.1,95.3,95.1,95.1]
["Andalay Solar","ST-185-1AC3-B-B [208V]","190 W, 208 Vac Inverter",0.19,208,95,"N","Y","This component is specific to ACPV modules and is not available as an individual unit.",0.01,0.19,0.01,22,32,40,0.02,0.04,0.06,0.1,0.1,0.2,93.6,94.6,94.9,95,94.6,93.7,94.6,93.4,94.6,94.7,95.2,95.2,94.8,95,93.4,94.4,94.8,95.1,95.3,95.1,95.1]
["Andalay Solar","ST-190-1AC1-A-B [240V]","190 W, 240 Vac Inverter",0.19,240,95,"N","Y","This component is specific to ACPV modules and is not available as an individual unit.",0.03,0.19,0.03,22,32.5,40,0.02,0.04,0.1,0.1,0.1,0.2,93.3,94.4,94.7,95.1,94.9,94.2,94.8,93.3,94.4,94.6,95.2,95.4,95.1,95.1,93.5,94.4,94.6,94.9,95.4,95.4,95.1]
["Andalay Solar","ST-190-1AC3-B-B [208V]","190 W, 208 Vac Inverter",0.19,208,95,"N","Y","This component is specific to ACPV modules and is not available as an individual unit.",0.01,0.19,0.01,22,32,40,1.9E-2,3.7999999999999999E-2,5.7000000000000002E-2,9.5000000000000001E-2,0.14249999999999999,0.19,93.6,94.6,94.9,95,94.6,93.7,94.6,93.4,94.6,94.7,95.2,95.2,94.8,95,93.4,94.4,94.8,95.1,95.3,95.1,95.1]
["Andalay Solar","ST-195-1AC1-A-B [240V]","190 W, 240 Vac Inverter",0.19,240,95,"N","Y","This component is specific to ACPV modules and is not available as an individual unit.",0.03,0.19,0.03,22,32.5,40,0.02,0.04,0.1,0.1,0.1,0.2,93.3,94.4,94.7,95.1,94.9,94.2,94.8,93.3,94.4,94.6,95.2,95.4,95.1,95.1,93.5,94.4,94.6,94.9,95.4,95.4,95.1]
["Andalay Solar","ST-195-1AC3-B-B [208V]","190 W, 208 Vac Inverter",0.19,208,95,"N","Y","This component is specific to ACPV modules and is not available as an individual unit.",0.01,0.19,0.01,22,32,40,1.9E-2,3.7999999999999999E-2,5.7000000000000002E-2,9.5000000000000001E-2,0.14249999999999999,0.19,93.6,94.6,94.9,95,94.6,93.7,94.6,93.4,94.6,94.7,95.2,95.2,94.8,95,93.4,94.4,94.8,95.1,95.3,95.1,95.1]
["Andalay Solar","LW-230-1-AC0-D-B [208V]","215 W, 208 Vac Inverter",0.215,208,96,"N","Y","This component is specific to ACPV modules and is not available as an individual unit.",0.04,0.215,0.04,22,29,36,0.02,0.04,0.06,0.11,0.16,0.22,94.5,95.5,95.9,96,95.5,94.7,95.6,94.5,95.5,95.9,96.1,96,95.5,95.9,94.4,95.4,95.7,96.1,96.1,95.8,95.9]
["Andalay Solar","LW-230-1-AC0-D-B [240V]","215 W, 240 Vac Inverter",0.215,240,96,"N","Y","This component is specific to ACPV modules and is not available as an individual unit.",0.04,0.215,0.04,22,29,36,0.02,0.04,0.06,0.11,0.16,0.22,94.5,95.5,95.9,96,95.5,94.7,95.6,94.5,95.5,95.9,96.1,96,95.5,95.9,94.4,95.4,95.7,96.1,96.1,95.8,95.9]
["Andalay Solar","LW-230-1-AC2-D-B [208V]","215 W, 208 Vac Inverter",0.215,208,96,"N","Y","This component is specific to ACPV modules and is not available as an individual unit.",0.04,0.215,0.04,22,29,36,0.02,0.04,0.06,0.11,0.16,0.22,94.5,95.5,95.9,96,95.5,94.7,95.6,94.5,95.5,95.9,96.1,96,95.5,95.9,94.4,95.4,95.7,96.1,96.1,95.8,95.9]
["Andalay Solar","LW-230-1-AC2-D-B [240V]","215 W, 240 Vac Inverter",0.215,240,96,"N","Y","This component is specific to ACPV modules and is not available as an individual unit.",0.04,0.215,0.04,22,29,36,0.02,0.04,0.06,0.11,0.16,0.22,94.5,95.5,95.9,96,95.5,94.7,95.6,94.5,95.5,95.9,96.1,96,95.5,95.9,94.4,95.4,95.7,96.1,96.1,95.8,95.9]
["Andalay Solar","LW-235-1-AC0-D-B [208V]","215 W, 208 Vac Inverter",0.215,208,96,"N","Y","This component is specific to ACPV modules and is not available as an individual unit.",0.04,0.215,0.04,22,29,36,0.02,0.04,0.06,0.11,0.16,0.22,94.5,95.5,95.9,96,95.5,94.7,95.6,94.5,95.5,95.9,96.1,96,95.5,95.9,94.4,95.4,95.7,96.1,96.1,95.8,95.9]
["Andalay Solar","LW-235-1-AC0-D-B [240V]","215 W, 240 Vac Inverter",0.215,240,96,"N","Y","This component is specific to ACPV modules and is not available as an individual unit.",0.04,0.215,0.04,22,29,36,0.02,0.04,0.06,0.11,0.16,0.22,94.5,95.5,95.9,96,95.5,94.7,95.6,94.5,95.5,95.9,96.1,96,95.5,95.9,94.4,95.4,95.7,96.1,96.1,95.8,95.9]
["Andalay Solar","LW-235-1-AC2-D-B [208V]","215 W, 208 Vac Inverter",0.215,208,96,"N","Y","This component is specific to ACPV modules and is not available as an individual unit.",0.04,0.215,0.04,22,29,36,0.02,0.04,0.06,0.11,0.16,0.22,94.5,95.5,95.9,96,95.5,94.7,95.6,94.5,95.5,95.9,96.1,96,95.5,95.9,94.4,95.4,95.7,96.1,96.1,95.8,95.9]
["Andalay Solar","LW-235-1-AC2-D-B [240V]","215 W, 240 Vac Inverter",0.215,240,96,"N","Y","This component is specific to ACPV modules and is not available as an individual unit.",0.04,0.215,0.04,22,29,36,0.02,0.04,0.06,0.11,0.16,0.22,94.5,95.5,95.9,96,95.5,94.7,95.6,94.5,95.5,95.9,96.1,96,95.5,95.9,94.4,95.4,95.7,96.1,96.1,95.8,95.9]
["Andalay Solar","LW-240-1-AC0-D-B [208V]","215 W, 208 Vac Inverter",0.215,208,96,"N","Y","This component is specific to ACPV modules and is not available as an individual unit.",0.04,0.215,0.04,22,29,36,0.02,0.04,0.06,0.11,0.16,0.22,94.5,95.5,95.9,96,95.5,94.7,95.6,94.5,95.5,95.9,96.1,96,95.5,95.9,94.4,95.4,95.7,96.1,96.1,95.8,95.9]
["Andalay Solar","LW-240-1-AC0-D-B [240V]","215 W, 240 Vac Inverter",0.215,240,96,"N","Y","This component is specific to ACPV modules and is not available as an individual unit.",0.04,0.215,0.04,22,29,36,0.02,0.04,0.06,0.11,0.16,0.22,94.5,95.5,95.9,96,95.5,94.7,95.6,94.5,95.5,95.9,96.1,96,95.5,95.9,94.4,95.4,95.7,96.1,96.1,95.8,95.9]
["Andalay Solar","LW-240-1-AC2-D-B [208V]","215 W, 208 Vac Inverter",0.215,208,96,"N","Y","This component is specific to ACPV modules and is not available as an individual unit.",0.04,0.215,0.04,22,29,36,0.02,0.04,0.06,0.11,0.16,0.22,94.5,95.5,95.9,96,95.5,94.7,95.6,94.5,95.5,95.9,96.1,96,95.5,95.9,94.4,95.4,95.7,96.1,96.1,95.8,95.9]
["Andalay Solar","LW-240-1-AC2-D-B [240V]","215 W, 240 Vac Inverter",0.215,240,96,"N","Y","This component is specific to ACPV modules and is not available as an individual unit.",0.04,0.215,0.04,22,29,36,0.02,0.04,0.06,0.11,0.16,0.22,94.5,95.5,95.9,96,95.5,94.7,95.6,94.5,95.5,95.9,96.1,96,95.5,95.9,94.4,95.4,95.7,96.1,96.1,95.8,95.9]
["Andalay Solar","TW-240-1-AC2-D-B [208V]","215 W, 208 Vac Inverter",0.215,208,96,"N","Y","This component is specific to ACPV modules and is not available as an individual unit.",0.04,null,null,22,29,36,0.02,0.04,0.06,0.11,0.16,0.22,94.5,95.5,95.9,96,95.5,94.7,95.6,94.5,95.5,95.9,96.1,96,95.5,95.9,94.4,95.4,95.7,96.1,96.1,95.8,95.9]
["Andalay Solar","TW-240-1-AC2-D-B [240V]","215 W, 240 Vac Inverter",0.215,240,96,"N","Y","This component is specific to ACPV modules and is not available as an individual unit.",0.04,null,null,22,29,36,0.02,0.04,0.06,0.11,0.16,0.22,94.5,95.5,95.9,96,95.5,94.7,95.6,94.5,95.5,95.9,96.1,96,95.5,95.9,94.4,95.4,95.7,96.1,96.1,95.8,95.9]
["Andalay Solar","TW-245-1-AC2-D-B [208V]","215 W, 208 Vac Inverter",0.215,208,96,"N","Y","This component is specific to ACPV modules and is not available as an individual unit.",0.04,null,null,22,29,36,0.02,0.04,0.06,0.11,0.16,0.22,94.5,95.5,95.9,96,95.5,94.7,95.6,94.5,95.5,95.9,96.1,96,95.5,95.9,94.4,95.4,95.7,96.1,96.1,95.8,95.9]
["Andalay Solar","TW-245-1-AC2-D-B [240V]","215 W, 240 Vac Inverter",0.215,240,96,"N","Y","This component is specific to ACPV modules and is not available as an individual unit.",0.04,null,null,22,29,36,0.02,0.04,0.06,0.11,0.16,0.22,94.5,95.5,95.9,96,95.5,94.7,95.6,94.5,95.5,95.9,96.1,96,95.5,95.9,94.4,95.4,95.7,96.1,96.1,95.8,95.9]
["Andalay Solar","TW-250-1-AC2-D-B [208V]","215 W, 208 Vac Inverter",0.215,208,96,"N","Y","This component is specific to ACPV modules and is not available as an individual unit.",0.04,null,null,22,29,36,0.02,0.04,0.06,0.11,0.16,0.22,94.5,95.5,95.9,96,95.5,94.7,95.6,94.5,95.5,95.9,96.1,96,95.5,95.9,94.4,95.4,95.7,96.1,96.1,95.8,95.9]
["Andalay Solar","TW-250-1-AC2-D-B [240V]","215 W, 240 Vac Inverter",0.215,240,96,"N","Y","This component is specific to ACPV modules and is not available as an individual unit.",0.04,null,null,22,29,36,0.02,0.04,0.06,0.11,0.16,0.22,94.5,95.5,95.9,96,95.5,94.7,95.6,94.5,95.5,95.9,96.1,96,95.5,95.9,94.4,95.4,95.7,96.1,96.1,95.8,95.9]
["Apparent Inc.","MGI220-xxx [240V]","180 W, 240 Vac Inverter, where xxx are connector types",0.18,240,90,"N","Y",null,0.4,null,null,23,28,36,0.02,0.04,0.05,0.09,0.14000000000000001,0.18,80.5,87,88.4,90.6,91.2,91.2,90.1,81.599999999999994,86.8,89,90.2,91.2,91.4,90.1,79.7,85.7,88.2,89.7,90.7,91.2,89.5,null,"2019-04-02"]
["Apparent Inc.","SG424-120V [120V]","230 W, Utility Interactive Inverter, 120V Split Phase",0.23,120,91.5,"N","Y",null,0.45,null,null,29,36,48,0.02,0.05,7.0000000000000007E-2,0.12,0.17,0.23,85.6,89.7,91.5,92.1,91.8,91.1,91.5,85.3,90.2,91.4,92.2,92.2,91.6,91.7,84.2,89.9,90.8,92.4,92.4,91.9,91.7,null,"2019-04-02"]
["Apparent Inc.","SG424U CA, 120VAC, 60Hz [120V]","250 W, 120 Vac Utility Interactive Microinverter",0.25,120,91.5,"N","Y",null,0.45,null,null,31.2,36.4,48.9,0.03,0.05,0.08,0.13,0.19,0.25,85.4,91.1,91.5,92.1,91.8,90.6,91.5,87,90.8,91.5,92.4,92.2,91.2,91.8,86.1,90.9,92,92.2,92.4,92,92,"2019-04-02"]
["AU Optronics","PM060MA0_240 [240V]","225 W, 240 Vac Inverter",0.22500000000000001,240,94.5,"N","Y","This component is specific to ACPV modules and is not available as an individual unit.",0.02,null,null,21,31.5,35,0.02,0.05,7.0000000000000007E-2,0.11,0.17,0.23,87,92,93.4,94.5,94.5,94.1,93.9,85.8,91.5,93.5,95.1,96.1,95.3,94.9,85.4,91.3,93.3,94.9,95.3,95.5,94.4]
["AU Optronics","PM060MA0_245 [240V]","225 W, 240 Vac Inverter",0.22500000000000001,240,94.5,"N","Y","This component is specific to ACPV modules and is not available as an individual unit.",0.02,null,null,21,31.5,35,0.02,0.05,7.0000000000000007E-2,0.11,0.17,0.23,87,92,93.4,94.5,94.5,94.1,93.9,85.8,91.5,93.5,95.1,96.1,95.3,94.9,85.4,91.3,93.3,94.9,95.3,95.5,94.4]
["AU Optronics","PM060MA0_250 [240V]","225 W, 240 Vac Inverter",0.22500000000000001,240,94.5,"N","Y","This component is specific to ACPV modules and is not available as an individual unit.",0.02,null,null,21,31.5,35,0.02,0.05,7.0000000000000007E-2,0.11,0.17,0.23,87,92,93.4,94.5,94.5,94.1,93.9,85.8,91.5,93.5,95.1,96.1,95.3,94.9,85.4,91.3,93.3,94.9,95.3,95.5,94.4]
["AU Optronics","PM060MA0_255 [240V]","225 W, 240 Vac Inverter",0.22500000000000001,240,94.5,"N","Y","This component is specific to ACPV modules and is not available as an individual unit.",0.02,null,null,21,31.5,35,0.02,0.05,7.0000000000000007E-2,0.11,0.17,0.23,87,92,93.4,94.5,94.5,94.1,93.9,85.8,91.5,93.5,95.1,96.1,95.3,94.9,85.4,91.3,93.3,94.9,95.3,95.5,94.4]
["AU Optronics","PM060MA0_260 [240V]","225 W, 240 Vac Inverter",0.22500000000000001,240,94.5,"N","Y","This component is specific to ACPV modules and is not available as an individual unit.",0.02,null,null,21,31.5,35,0.02,0.05,7.0000000000000007E-2,0.11,0.17,0.23,87,92,93.4,94.5,94.5,94.1,93.9,85.8,91.5,93.5,95.1,96.1,95.3,94.9,85.4,91.3,93.3,94.9,95.3,95.5,94.4]
["AU Optronics","PM060MA0_265 [240V]","225 W, 240 Vac Inverter",0.22500000000000001,240,94.5,"N","Y","This component is specific to ACPV modules and is not available as an individual unit.",0.02,null,null,21,31.5,35,0.02,0.05,7.0000000000000007E-2,0.11,0.17,0.23,87,92,93.4,94.5,94.5,94.1,93.9,85.8,91.5,93.5,95.1,96.1,95.3,94.9,85.4,91.3,93.3,94.9,95.3,95.5,94.4]
["AU Optronics","PM060MA0_270 [240V]","225 W, 240 Vac Inverter",0.22500000000000001,240,94.5,"N","Y","This component is specific to ACPV modules and is not available as an individual unit.",0.02,null,null,21,31.5,35,0.02,0.05,7.0000000000000007E-2,0.11,0.17,0.23,87,92,93.4,94.5,94.5,94.1,93.9,85.8,91.5,93.5,95.1,96.1,95.3,94.9,85.4,91.3,93.3,94.9,95.3,95.5,94.4]
["AU Optronics","PM060MA0_275 [240V]","225 W, 240 Vac Inverter",0.22500000000000001,240,94.5,"N","Y","This component is specific to ACPV modules and is not available as an individual unit.",0.02,null,null,21,31.5,35,2.3E-2,4.4999999999999998E-2,6.8000000000000005E-2,0.113,0.16900000000000001,0.22500000000000001,87,92,93.4,94.5,94.5,94.1,93.9,85.8,91.5,93.5,95.1,96.1,95.3,94.9,85.4,91.3,93.3,94.9,95.3,95.5,94.4]
["AU Optronics","PM060MA1_275 [240V]","225 W, 240 Vac Inverter",0.22500000000000001,240,94.5,"N","Y","This component is specific to ACPV modules and is not available as an individual unit.",0.02,null,null,21,31.5,35,2.3E-2,4.4999999999999998E-2,6.8000000000000005E-2,0.113,0.16900000000000001,0.22500000000000001,87,92,93.4,94.5,94.5,94.1,93.9,85.8,91.5,93.5,95.1,96.1,95.3,94.9,85.4,91.3,93.3,94.9,95.3,95.5,94.4]
["AU Optronics","PM060MA2_275 [240V]","225 W, 240 Vac Inverter",0.22500000000000001,240,94.5,"N","Y","This component is specific to ACPV modules and is not available as an individual unit.",0.02,null,null,21,31.5,35,2.3E-2,4.4999999999999998E-2,6.8000000000000005E-2,0.113,0.16900000000000001,0.22500000000000001,87,92,93.4,94.5,94.5,94.1,93.9,85.8,91.5,93.5,95.1,96.1,95.3,94.9,85.4,91.3,93.3,94.9,95.3,95.5,94.4]
["AU Optronics","PM060PA0_235 [240V]","225 W, 240 Vac Inverter",0.22500000000000001,240,94.5,"N","Y","This component is specific to ACPV modules and is not available as an individual unit.",0.02,null,null,21,31.5,35,0.02,0.05,7.0000000000000007E-2,0.11,0.17,0.23,87,92,93.4,94.5,94.5,94.1,93.9,85.8,91.5,93.5,95.1,96.1,95.3,94.9,85.4,91.3,93.3,94.9,95.3,95.5,94.4]
["AU Optronics","PM060PA0_240 [240V]","225 W, 240 Vac Inverter",0.22500000000000001,240,94.5,"N","Y","This component is specific to ACPV modules and is not available as an individual unit.",0.02,null,null,21,31.5,35,0.02,0.05,7.0000000000000007E-2,0.11,0.17,0.23,87,92,93.4,94.5,94.5,94.1,93.9,85.8,91.5,93.5,95.1,96.1,95.3,94.9,85.4,91.3,93.3,94.9,95.3,95.5,94.4]
["AU Optronics","PM060PA0_250 [240V]","225 W, 240 Vac Inverter",0.22500000000000001,240,94.5,"N","Y","This component is specific to ACPV modules and is not available as an individual unit.",0.02,null,null,21,31.5,35,0.02,0.05,7.0000000000000007E-2,0.11,0.17,0.23,87,92,93.4,94.5,94.5,94.1,93.9,85.8,91.5,93.5,95.1,96.1,95.3,94.9,85.4,91.3,93.3,94.9,95.3,95.5,94.4]
["AU Optronics","PM060PA0_255 [240V]","225 W, 240 Vac Inverter",0.22500000000000001,240,94.5,"N","Y","This component is specific to ACPV modules and is not available as an individual unit.",0.02,null,null,21,31.5,35,0.02,0.05,7.0000000000000007E-2,0.11,0.17,0.23,87,92,93.4,94.5,94.5,94.1,93.9,85.8,91.5,93.5,95.1,96.1,95.3,94.9,85.4,91.3,93.3,94.9,95.3,95.5,94.4]
["AU Optronics","PM060PA0_260 [240V]","225 W, 240 Vac Inverter",0.22500000000000001,240,94.5,"N","Y","This component is specific to ACPV modules and is not available as an individual unit.",0.02,null,null,21,31.5,35,0.02,0.05,7.0000000000000007E-2,0.11,0.17,0.23,87,92,93.4,94.5,94.5,94.1,93.9,85.8,91.5,93.5,95.1,96.1,95.3,94.9,85.4,91.3,93.3,94.9,95.3,95.5,94.4]
["AU Optronics","PM240PA0_235 [240V]","225 W, 240 Vac Inverter",0.22500000000000001,240,94.5,"N","Y","This component is specific to ACPV modules and is not available as an individual unit.",0.02,null,null,21,31.5,35,2.2499999999999999E-2,4.4999999999999998E-2,6.7500000000000004E-2,0.1125,0.16880000000000001,0.22500000000000001,86.98,91.98,93.37,94.53,94.52,94.11,93.93,85.82,91.51,93.51,95.05,96.08,95.32,94.88,85.39,91.3,93.34,94.9,95.33,95.5,94.41]
["AU Optronics","PM240PA0_240 [240V]","225 W, 240 Vac Inverter",0.22500000000000001,240,94.5,"N","Y","This component is specific to ACPV modules and is not available as an individual unit.",0.02,null,null,21,31.5,35,2.2499999999999999E-2,4.4999999999999998E-2,6.7500000000000004E-2,0.1125,0.16880000000000001,0.22500000000000001,86.98,91.98,93.37,94.53,94.52,94.11,93.93,85.82,91.51,93.51,95.05,96.08,95.32,94.88,85.39,91.3,93.34,94.9,95.33,95.5,94.41]
["AU Optronics","PM240PA0_245 [240V]","225 W, 240 Vac Inverter",0.22500000000000001,240,94.5,"N","Y","This component is specific to ACPV modules and is not available as an individual unit.",0.02,null,null,21,31.5,35,2.2499999999999999E-2,4.4999999999999998E-2,6.7500000000000004E-2,0.1125,0.16880000000000001,0.22500000000000001,86.98,91.98,93.37,94.53,94.52,94.11,93.93,85.82,91.51,93.51,95.05,96.08,95.32,94.88,85.39,91.3,93.34,94.9,95.33,95.5,94.41]
["AU Optronics","PM245PA0_235 [240V]","225 W, 240 Vac Inverter",0.22500000000000001,240,94.5,"N","Y","This component is specific to ACPV modules and is not available as an individual unit.",0.02,null,null,21,31.5,35,2.2499999999999999E-2,4.4999999999999998E-2,6.7500000000000004E-2,0.1125,0.16880000000000001,0.22500000000000001,86.98,91.98,93.37,94.53,94.52,94.11,93.93,85.82,91.51,93.51,95.05,96.08,95.32,94.88,85.39,91.3,93.34,94.9,95.33,95.5,94.41]
["AU Optronics","PM245PA0_240 [240V]","225 W, 240 Vac Inverter",0.22500000000000001,240,94.5,"N","Y","This component is specific to ACPV modules and is not available as an individual unit.",0.02,null,null,21,31.5,35,2.2499999999999999E-2,4.4999999999999998E-2,6.7500000000000004E-2,0.1125,0.16880000000000001,0.22500000000000001,86.98,91.98,93.37,94.53,94.52,94.11,93.93,85.82,91.51,93.51,95.05,96.08,95.32,94.88,85.39,91.3,93.34,94.9,95.33,95.5,94.41]
["AU Optronics","PM245PA0_245 [240V]","225 W, 240 Vac Inverter",0.22500000000000001,240,94.5,"N","Y","This component is specific to ACPV modules and is not available as an individual unit.",0.02,null,null,21,31.5,35,2.2499999999999999E-2,4.4999999999999998E-2,6.7500000000000004E-2,0.1125,0.16880000000000001,0.22500000000000001,86.98,91.98,93.37,94.53,94.52,94.11,93.93,85.82,91.51,93.51,95.05,96.08,95.32,94.88,85.39,91.3,93.34,94.9,95.33,95.5,94.41]
["AU Optronics","PM245PA0_250 [240V]","225 W, 240 Vac Inverter",0.22500000000000001,240,94.5,"N","Y","This component is specific to ACPV modules and is not available as an individual unit.",0.02,null,null,21,31.5,35,2.2499999999999999E-2,4.4999999999999998E-2,6.7500000000000004E-2,0.1125,0.16880000000000001,0.22500000000000001,86.98,91.98,93.37,94.53,94.52,94.11,93.93,85.82,91.51,93.51,95.05,96.08,95.32,94.88,85.39,91.3,93.34,94.9,95.33,95.5,94.41]
["AU Optronics","PM245PA0_255 [240V]","225 W, 240 Vac Inverter",0.22500000000000001,240,94.5,"N","Y","This component is specific to ACPV modules and is not available as an individual unit.",0.02,null,null,21,31.5,35,0.02,0.05,7.0000000000000007E-2,0.11,0.17,0.23,87,92,93.4,94.5,94.5,94.1,93.9,85.8,91.5,93.5,95.1,96.1,95.3,94.9,85.4,91.3,93.3,94.9,95.3,95.5,94.4]
["AU Optronics","PM245PA0_260 [240V]","225 W, 240 Vac Inverter",0.22500000000000001,240,94.5,"N","Y","This component is specific to ACPV modules and is not available as an individual unit.",0.02,null,null,21,31.5,35,0.02,0.05,7.0000000000000007E-2,0.11,0.17,0.23,87,92,93.4,94.5,94.5,94.1,93.9,85.8,91.5,93.5,95.1,96.1,95.3,94.9,85.4,91.3,93.3,94.9,95.3,95.5,94.4]
["AU Optronics","PM250MA0_240 [240V]","225 W, 240 Vac Inverter",0.22500000000000001,240,94.5,"N","Y","This component is specific to ACPV modules and is not available as an individual unit.",0.02,null,null,21,31.5,35,0.02,0.05,7.0000000000000007E-2,0.11,0.17,0.23,87,92,93.4,94.5,94.5,94.1,93.9,85.8,91.5,93.5,95.1,96.1,95.3,94.9,85.4,91.3,93.3,94.9,95.3,95.5,94.4]
["AU Optronics","PM250MA0_245 [240V]","225 W, 240 Vac Inverter",0.22500000000000001,240,94.5,"N","Y","This component is specific to ACPV modules and is not available as an individual unit.",0.02,null,null,21,31.5,35,2.2499999999999999E-2,4.4999999999999998E-2,6.7500000000000004E-2,0.1125,0.16880000000000001,0.22500000000000001,86.98,91.98,93.37,94.53,94.52,94.11,93.93,85.82,91.51,93.51,95.05,96.08,95.32,94.88,85.39,91.3,93.34,94.9,95.33,95.5,94.41]
["AU Optronics","PM250MA0_250 [240V]","225 W, 240 Vac Inverter",0.22500000000000001,240,94.5,"N","Y","This component is specific to ACPV modules and is not available as an individual unit.",0.02,null,null,21,31.5,35,2.2499999999999999E-2,4.4999999999999998E-2,6.7500000000000004E-2,0.1125,0.16880000000000001,0.22500000000000001,86.98,91.98,93.37,94.53,94.52,94.11,93.93,85.82,91.51,93.51,95.05,96.08,95.32,94.88,85.39,91.3,93.34,94.9,95.33,95.5,94.41]
["AU Optronics","PM250MA0_255 [240V]","225 W, 240 Vac Inverter",0.22500000000000001,240,94.5,"N","Y","This component is specific to ACPV modules and is not available as an individual unit.",0.02,null,null,21,31.5,35,2.2499999999999999E-2,4.4999999999999998E-2,6.7500000000000004E-2,0.1125,0.16880000000000001,0.22500000000000001,86.98,91.98,93.37,94.53,94.52,94.11,93.93,85.82,91.51,93.51,95.05,96.08,95.32,94.88,85.39,91.3,93.34,94.9,95.33,95.5,94.41]
["AU Optronics","PM250MA0_260 [240V]","225 W, 240 Vac Inverter",0.22500000000000001,240,94.5,"N","Y","This component is specific to ACPV modules and is not available as an individual unit.",0.02,null,null,21,31.5,35,2.2499999999999999E-2,4.4999999999999998E-2,6.7500000000000004E-2,0.1125,0.16880000000000001,0.22500000000000001,86.98,91.98,93.37,94.53,94.52,94.11,93.93,85.82,91.51,93.51,95.05,96.08,95.32,94.88,85.39,91.3,93.34,94.9,95.33,95.5,94.41]
["AU Optronics","PM250MA0_265 [240V]","225 W, 240 Vac Inverter",0.22500000000000001,240,94.5,"N","Y","This component is specific to ACPV modules and is not available as an individual unit.",0.02,null,null,21,31.5,35,2.2499999999999999E-2,4.4999999999999998E-2,6.7500000000000004E-2,0.1125,0.16880000000000001,0.22500000000000001,86.98,91.98,93.37,94.53,94.52,94.11,93.93,85.82,91.51,93.51,95.05,96.08,95.32,94.88,85.39,91.3,93.34,94.9,95.33,95.5,94.41]
["AU Optronics","PM250MA0_270 [240V]","225 W, 240 Vac Inverter",0.22500000000000001,240,94.5,"N","Y","This component is specific to ACPV modules and is not available as an individual unit.",0.02,null,null,21,31.5,35,0.02,0.05,7.0000000000000007E-2,0.11,0.17,0.23,87,92,93.4,94.5,94.5,94.1,93.9,85.8,91.5,93.5,95.1,96.1,95.3,94.9,85.4,91.3,93.3,94.9,95.3,95.5,94.4]
["AU Optronics","PM250MA0_275 [240V]","225 W, 240 Vac Inverter",0.22500000000000001,240,94.5,"N","Y","This component is specific to ACPV modules and is not available as an individual unit.",0.02,null,null,21,31.5,35,2.3E-2,4.4999999999999998E-2,6.8000000000000005E-2,0.113,0.16900000000000001,0.22500000000000001,87,92,93.4,94.5,94.5,94.1,93.9,85.8,91.5,93.5,95.1,96.1,95.3,94.9,85.4,91.3,93.3,94.9,95.3,95.5,94.4]
["AU Optronics","PM250MA1_275 [240V]","225 W, 240 Vac Inverter",0.22500000000000001,240,94.5,"N","Y","This component is specific to ACPV modules and is not available as an individual unit.",0.02,null,null,21,31.5,35,2.3E-2,4.4999999999999998E-2,6.8000000000000005E-2,0.113,0.16900000000000001,0.22500000000000001,87,92,93.4,94.5,94.5,94.1,93.9,85.8,91.5,93.5,95.1,96.1,95.3,94.9,85.4,91.3,93.3,94.9,95.3,95.5,94.4]
["AU Optronics","PM250MA2_275 [240V]","225 W, 240 Vac Inverter",0.22500000000000001,240,94.5,"N","Y","This component is specific to ACPV modules and is not available as an individual unit.",0.02,null,null,21,31.5,35,2.3E-2,4.4999999999999998E-2,6.8000000000000005E-2,0.113,0.16900000000000001,0.22500000000000001,87,92,93.4,94.5,94.5,94.1,93.9,85.8,91.5,93.5,95.1,96.1,95.3,94.9,85.4,91.3,93.3,94.9,95.3,95.5,94.4]
["AU Optronics","PM060MA1_240 [208V]","240 W,  208 Vac Inverter",0.24,208,95,"N","Y","This component is specific to ACPV modules and is not available as an individual unit.",0.15,null,null,25,32,37,0.02,0.05,7.0000000000000007E-2,0.12,0.18,0.24,90.9,94.5,95.6,95,95,94.6,94.9,89.6,94.6,95.1,95.2,95.3,95.1,95,86.8,93.6,94,94.8,95.2,95.4,94.6]
["AU Optronics","PM060MA1_240 [240V]","240 W,  240 Vac Inverter",0.24,240,95,"N","Y","This component is specific to ACPV modules and is not available as an individual unit.",0.15,null,null,25,32,37,0.02,0.05,7.0000000000000007E-2,0.12,0.18,0.24,90.9,94.5,95.6,95,95,94.6,94.9,89.6,94.6,95.1,95.2,95.3,95.1,95,86.8,93.6,94,94.8,95.2,95.4,94.6]
["AU Optronics","PM060MA1_245 [208V]","240 W,  208 Vac Inverter",0.24,208,95,"N","Y","This component is specific to ACPV modules and is not available as an individual unit.",0.15,null,null,25,32,37,0.02,0.05,7.0000000000000007E-2,0.12,0.18,0.24,90.9,94.5,95.6,95,95,94.6,94.9,89.6,94.6,95.1,95.2,95.3,95.1,95,86.8,93.6,94,94.8,95.2,95.4,94.6]
["AU Optronics","PM060MA1_245 [240V]","240 W,  240 Vac Inverter",0.24,240,95,"N","Y","This component is specific to ACPV modules and is not available as an individual unit.",0.15,null,null,25,32,37,0.02,0.05,7.0000000000000007E-2,0.12,0.18,0.24,90.9,94.5,95.6,95,95,94.6,94.9,89.6,94.6,95.1,95.2,95.3,95.1,95,86.8,93.6,94,94.8,95.2,95.4,94.6]
["AU Optronics","PM060MA1_250 [208V]","240 W,  208 Vac Inverter",0.24,208,95,"N","Y","This component is specific to ACPV modules and is not available as an individual unit.",0.15,null,null,25,32,37,0.02,0.05,7.0000000000000007E-2,0.12,0.18,0.24,90.9,94.5,95.6,95,95,94.6,94.9,89.6,94.6,95.1,95.2,95.3,95.1,95,86.8,93.6,94,94.8,95.2,95.4,94.6]
["AU Optronics","PM060MA1_250 [240V]","240 W,  240 Vac Inverter",0.24,240,95,"N","Y","This component is specific to ACPV modules and is not available as an individual unit.",0.15,null,null,25,32,37,0.02,0.05,7.0000000000000007E-2,0.12,0.18,0.24,90.9,94.5,95.6,95,95,94.6,94.9,89.6,94.6,95.1,95.2,95.3,95.1,95,86.8,93.6,94,94.8,95.2,95.4,94.6]
["AU Optronics","PM060MA1_255 [208V]","240 W,  208 Vac Inverter",0.24,208,95,"N","Y","This component is specific to ACPV modules and is not available as an individual unit.",0.15,null,null,25,32,37,0.02,0.05,7.0000000000000007E-2,0.12,0.18,0.24,90.9,94.5,95.6,95,95,94.6,94.9,89.6,94.6,95.1,95.2,95.3,95.1,95,86.8,93.6,94,94.8,95.2,95.4,94.6]
["AU Optronics","PM060MA1_255 [240V]","240 W,  240 Vac Inverter",0.24,240,95,"N","Y","This component is specific to ACPV modules and is not available as an individual unit.",0.15,null,null,25,32,37,0.02,0.05,7.0000000000000007E-2,0.12,0.18,0.24,90.9,94.5,95.6,95,95,94.6,94.9,89.6,94.6,95.1,95.2,95.3,95.1,95,86.8,93.6,94,94.8,95.2,95.4,94.6]
["AU Optronics","PM060MA1_260 [208V]","240 W,  208 Vac Inverter",0.24,208,95,"N","Y","This component is specific to ACPV modules and is not available as an individual unit.",0.15,null,null,25,32,37,0.02,0.05,7.0000000000000007E-2,0.12,0.18,0.24,90.9,94.5,95.6,95,95,94.6,94.9,89.6,94.6,95.1,95.2,95.3,95.1,95,86.8,93.6,94,94.8,95.2,95.4,94.6]
["AU Optronics","PM060MA1_260 [240V]","240 W,  240 Vac Inverter",0.24,240,95,"N","Y","This component is specific to ACPV modules and is not available as an individual unit.",0.15,null,null,25,32,37,0.02,0.05,7.0000000000000007E-2,0.12,0.18,0.24,90.9,94.5,95.6,95,95,94.6,94.9,89.6,94.6,95.1,95.2,95.3,95.1,95,86.8,93.6,94,94.8,95.2,95.4,94.6]
["AU Optronics","PM060MA1_265 [208V]","240 W,  208 Vac Inverter",0.24,208,95,"N","Y","This component is specific to ACPV modules and is not available as an individual unit.",0.15,null,null,25,32,37,0.02,0.05,7.0000000000000007E-2,0.12,0.18,0.24,90.9,94.5,95.6,95,95,94.6,94.9,89.6,94.6,95.1,95.2,95.3,95.1,95,86.8,93.6,94,94.8,95.2,95.4,94.6]
["AU Optronics","PM060MA1_265 [240V]","240 W, 240 Vac Inverter",0.24,240,95,"N","Y","This component is specific to ACPV modules and is not available as an individual unit.",0.15,null,null,25,32,37,0.02,0.05,7.0000000000000007E-2,0.12,0.18,0.24,90.9,94.5,95.6,95,95,94.6,94.9,89.6,94.6,95.1,95.2,95.3,95.1,95,86.8,93.6,94,94.8,95.2,95.4,94.6]
["AU Optronics","PM060MA1_270 [208V]","240 W,  208 Vac Inverter",0.24,208,95,"N","Y","This component is specific to ACPV modules and is not available as an individual unit.",0.15,null,null,25,32,37,0.02,0.05,7.0000000000000007E-2,0.12,0.18,0.24,90.9,94.5,95.6,95,95,94.6,94.9,89.6,94.6,95.1,95.2,95.3,95.1,95,86.8,93.6,94,94.8,95.2,95.4,94.6]
["AU Optronics","PM060MA1_270 [240V]","240 W,  240 Vac Inverter",0.24,240,95,"N","Y","This component is specific to ACPV modules and is not available as an individual unit.",0.15,null,null,25,32,37,0.02,0.05,7.0000000000000007E-2,0.12,0.18,0.24,90.9,94.5,95.6,95,95,94.6,94.9,89.6,94.6,95.1,95.2,95.3,95.1,95,86.8,93.6,94,94.8,95.2,95.4,94.6]
["AU Optronics","PM060MA2_240 [208V]","240 W,  208 Vac Inverter",0.24,208,95,"N","Y","This component is specific to ACPV modules and is not available as an individual unit.",0.15,null,null,25,32,37,0.02,0.05,7.0000000000000007E-2,0.12,0.18,0.24,90.9,94.5,95.6,95,95,94.6,94.9,89.6,94.6,95.1,95.2,95.3,95.1,95,86.8,93.6,94,94.8,95.2,95.4,94.6]
["AU Optronics","PM060MA2_240 [240V]","240 W,  240 Vac Inverter",0.24,240,95,"N","Y","This component is specific to ACPV modules and is not available as an individual unit.",0.15,null,null,25,32,37,0.02,0.05,7.0000000000000007E-2,0.12,0.18,0.24,90.9,94.5,95.6,95,95,94.6,94.9,89.6,94.6,95.1,95.2,95.3,95.1,95,86.8,93.6,94,94.8,95.2,95.4,94.6]
["AU Optronics","PM060MA2_245 [208V]","240 W,  208 Vac Inverter",0.24,208,95,"N","Y","This component is specific to ACPV modules and is not available as an individual unit.",0.15,null,null,25,32,37,0.02,0.05,7.0000000000000007E-2,0.12,0.18,0.24,90.9,94.5,95.6,95,95,94.6,94.9,89.6,94.6,95.1,95.2,95.3,95.1,95,86.8,93.6,94,94.8,95.2,95.4,94.6]
["AU Optronics","PM060MA2_245 [240V]","240 W,  240 Vac Inverter",0.24,240,95,"N","Y","This component is specific to ACPV modules and is not available as an individual unit.",0.15,null,null,25,32,37,0.02,0.05,7.0000000000000007E-2,0.12,0.18,0.24,90.9,94.5,95.6,95,95,94.6,94.9,89.6,94.6,95.1,95.2,95.3,95.1,95,86.8,93.6,94,94.8,95.2,95.4,94.6]
["AU Optronics","PM060MA2_250 [208V]","240 W,  208 Vac Inverter",0.24,208,95,"N","Y","This component is specific to ACPV modules and is not available as an individual unit.",0.15,null,null,25,32,37,0.02,0.05,7.0000000000000007E-2,0.12,0.18,0.24,90.9,94.5,95.6,95,95,94.6,94.9,89.6,94.6,95.1,95.2,95.3,95.1,95,86.8,93.6,94,94.8,95.2,95.4,94.6]
["AU Optronics","PM060MA2_250 [240V]","240 W,  240 Vac Inverter",0.24,240,95,"N","Y","This component is specific to ACPV modules and is not available as an individual unit.",0.15,null,null,25,32,37,0.02,0.05,7.0000000000000007E-2,0.12,0.18,0.24,90.9,94.5,95.6,95,95,94.6,94.9,89.6,94.6,95.1,95.2,95.3,95.1,95,86.8,93.6,94,94.8,95.2,95.4,94.6]
["AU Optronics","PM060MA2_255 [208V]","240 W,  208 Vac Inverter",0.24,208,95,"N","Y","This component is specific to ACPV modules and is not available as an individual unit.",0.15,null,null,25,32,37,0.02,0.05,7.0000000000000007E-2,0.12,0.18,0.24,90.9,94.5,95.6,95,95,94.6,94.9,89.6,94.6,95.1,95.2,95.3,95.1,95,86.8,93.6,94,94.8,95.2,95.4,94.6]
["AU Optronics","PM060MA2_255 [240V]","240 W,  240 Vac Inverter",0.24,240,95,"N","Y","This component is specific to ACPV modules and is not available as an individual unit.",0.15,null,null,25,32,37,0.02,0.05,7.0000000000000007E-2,0.12,0.18,0.24,90.9,94.5,95.6,95,95,94.6,94.9,89.6,94.6,95.1,95.2,95.3,95.1,95,86.8,93.6,94,94.8,95.2,95.4,94.6]
["AU Optronics","PM060MA2_260 [208V]","240 W,  208 Vac Inverter",0.24,208,95,"N","Y","This component is specific to ACPV modules and is not available as an individual unit.",0.15,null,null,25,32,37,0.02,0.05,7.0000000000000007E-2,0.12,0.18,0.24,90.9,94.5,95.6,95,95,94.6,94.9,89.6,94.6,95.1,95.2,95.3,95.1,95,86.8,93.6,94,94.8,95.2,95.4,94.6]
["AU Optronics","PM060MA2_260 [240V]","240 W,  240 Vac Inverter",0.24,240,95,"N","Y","This component is specific to ACPV modules and is not available as an individual unit.",0.15,null,null,25,32,37,0.02,0.05,7.0000000000000007E-2,0.12,0.18,0.24,90.9,94.5,95.6,95,95,94.6,94.9,89.6,94.6,95.1,95.2,95.3,95.1,95,86.8,93.6,94,94.8,95.2,95.4,94.6]
["AU Optronics","PM060MA2_265 [208V]","240 W,  208 Vac Inverter",0.24,208,95,"N","Y","This component is specific to ACPV modules and is not available as an individual unit.",0.15,null,null,25,32,37,0.02,0.05,7.0000000000000007E-2,0.12,0.18,0.24,90.9,94.5,95.6,95,95,94.6,94.9,89.6,94.6,95.1,95.2,95.3,95.1,95,86.8,93.6,94,94.8,95.2,95.4,94.6]
["AU Optronics","PM060MA2_265 [240V]","240 W,  240 Vac Inverter",0.24,240,95,"N","Y","This component is specific to ACPV modules and is not available as an individual unit.",0.15,null,null,25,32,37,0.02,0.05,7.0000000000000007E-2,0.12,0.18,0.24,90.9,94.5,95.6,95,95,94.6,94.9,89.6,94.6,95.1,95.2,95.3,95.1,95,86.8,93.6,94,94.8,95.2,95.4,94.6]
["AU Optronics","PM060MA2_270 [208V]","240 W,  208 Vac Inverter",0.24,208,95,"N","Y","This component is specific to ACPV modules and is not available as an individual unit.",0.15,null,null,25,32,37,0.02,0.05,7.0000000000000007E-2,0.12,0.18,0.24,90.9,94.5,95.6,95,95,94.6,94.9,89.6,94.6,95.1,95.2,95.3,95.1,95,86.8,93.6,94,94.8,95.2,95.4,94.6]
["AU Optronics","PM060MA2_270 [240V]","240 W,  240 Vac Inverter",0.24,240,95,"N","Y","This component is specific to ACPV modules and is not available as an individual unit.",0.15,null,null,25,32,37,0.02,0.05,7.0000000000000007E-2,0.12,0.18,0.24,90.9,94.5,95.6,95,95,94.6,94.9,89.6,94.6,95.1,95.2,95.3,95.1,95,86.8,93.6,94,94.8,95.2,95.4,94.6]
["AU Optronics","PM060PA0_245 [240V]","225 W, 240 Vac Inverter",0.24,240,94.5,"N","Y","This component is specific to ACPV modules and is not available as an individual unit.",0.15,null,null,25,32,37,0.02,0.05,7.0000000000000007E-2,0.12,0.18,0.24,90.9,94.5,95.6,95,95,94.6,94.9,89.6,94.6,95.1,95.2,95.3,95.1,95,86.8,93.6,94,94.8,95.2,95.4,94.6]
["AU Optronics","PM060PA1_235 [208V]","240 W,  208 Vac Inverter",0.24,208,95,"N","Y","This component is specific to ACPV modules and is not available as an individual unit.",0.15,null,null,25,32,37,0.02,0.05,7.0000000000000007E-2,0.12,0.18,0.24,90.9,94.5,95.6,95,95,94.6,94.9,89.6,94.6,95.1,95.2,95.3,95.1,95,86.8,93.6,94,94.8,95.2,95.4,94.6]
["AU Optronics","PM060PA1_235 [240V]","240 W,  240 Vac Inverter",0.24,240,95,"N","Y","This component is specific to ACPV modules and is not available as an individual unit.",0.15,null,null,25,32,37,0.02,0.05,7.0000000000000007E-2,0.12,0.18,0.24,90.9,94.5,95.6,95,95,94.6,94.9,89.6,94.6,95.1,95.2,95.3,95.1,95,86.8,93.6,94,94.8,95.2,95.4,94.6]
["AU Optronics","PM060PA1_240 [208V]","240 W,  208 Vac Inverter",0.24,208,95,"N","Y","This component is specific to ACPV modules and is not available as an individual unit.",0.15,null,null,25,32,37,0.02,0.05,7.0000000000000007E-2,0.12,0.18,0.24,90.9,94.5,95.6,95,95,94.6,94.9,89.6,94.6,95.1,95.2,95.3,95.1,95,86.8,93.6,94,94.8,95.2,95.4,94.6]
["AU Optronics","PM060PA1_240 [240V]","240 W,  240 Vac Inverter",0.24,240,95,"N","Y","This component is specific to ACPV modules and is not available as an individual unit.",0.15,null,null,25,32,37,0.02,0.05,7.0000000000000007E-2,0.12,0.18,0.24,90.9,94.5,95.6,95,95,94.6,94.9,89.6,94.6,95.1,95.2,95.3,95.1,95,86.8,93.6,94,94.8,95.2,95.4,94.6]
["AU Optronics","PM060PA1_245 [208V]","240 W,  208/Vac Inverter",0.24,208,95,"N","Y","This component is specific to ACPV modules and is not available as an individual unit.",0.15,null,null,25,32,37,0.02,0.05,7.0000000000000007E-2,0.12,0.18,0.24,90.9,94.5,95.6,95,95,94.6,94.9,89.6,94.6,95.1,95.2,95.3,95.1,95,86.8,93.6,94,94.8,95.2,95.4,94.6]
["AU Optronics","PM060PA1_245 [240V]","240 W,  240 Vac Inverter",0.24,240,95,"N","Y","This component is specific to ACPV modules and is not available as an individual unit.",0.15,null,null,25,32,37,0.02,0.05,7.0000000000000007E-2,0.12,0.18,0.24,90.9,94.5,95.6,95,95,94.6,94.9,89.6,94.6,95.1,95.2,95.3,95.1,95,86.8,93.6,94,94.8,95.2,95.4,94.6]
["AU Optronics","PM060PA1_250 [208V]","240 W,  208 Vac Inverter",0.24,208,95,"N","Y","This component is specific to ACPV modules and is not available as an individual unit.",0.15,null,null,25,32,37,0.02,0.05,7.0000000000000007E-2,0.12,0.18,0.24,90.9,94.5,95.6,95,95,94.6,94.9,89.6,94.6,95.1,95.2,95.3,95.1,95,86.8,93.6,94,94.8,95.2,95.4,94.6]
["AU Optronics","PM060PA1_250 [240V]","240 W,  240 Vac Inverter",0.24,240,95,"N","Y","This component is specific to ACPV modules and is not available as an individual unit.",0.15,null,null,25,32,37,0.02,0.05,7.0000000000000007E-2,0.12,0.18,0.24,90.9,94.5,95.6,95,95,94.6,94.9,89.6,94.6,95.1,95.2,95.3,95.1,95,86.8,93.6,94,94.8,95.2,95.4,94.6]
["AU Optronics","PM060PA1_255 [208V]","240 W,  208/Vac Inverter",0.24,208,95,"N","Y","This component is specific to ACPV modules and is not available as an individual unit.",0.15,null,null,25,32,37,0.02,0.05,7.0000000000000007E-2,0.12,0.18,0.24,90.9,94.5,95.6,95,95,94.6,94.9,89.6,94.6,95.1,95.2,95.3,95.1,95,86.8,93.6,94,94.8,95.2,95.4,94.6]
["AU Optronics","PM060PA1_255 [240V]","240 W,  240 Vac Inverter",0.24,240,95,"N","Y","This component is specific to ACPV modules and is not available as an individual unit.",0.15,null,null,25,32,37,0.02,0.05,7.0000000000000007E-2,0.12,0.18,0.24,90.9,94.5,95.6,95,95,94.6,94.9,89.6,94.6,95.1,95.2,95.3,95.1,95,86.8,93.6,94,94.8,95.2,95.4,94.6]
["AU Optronics","PM060PA1_260 [208V]","240 W,  208 Vac Inverter",0.24,208,95,"N","Y","This component is specific to ACPV modules and is not available as an individual unit.",0.15,null,null,25,32,37,0.02,0.05,7.0000000000000007E-2,0.12,0.18,0.24,90.9,94.5,95.6,95,95,94.6,94.9,89.6,94.6,95.1,95.2,95.3,95.1,95,86.8,93.6,94,94.8,95.2,95.4,94.6]
["AU Optronics","PM060PA1_260 [240V]","240 W,  240 Vac Inverter",0.24,240,95,"N","Y","This component is specific to ACPV modules and is not available as an individual unit.",0.15,null,null,25,32,37,0.02,0.05,7.0000000000000007E-2,0.12,0.18,0.24,90.9,94.5,95.6,95,95,94.6,94.9,89.6,94.6,95.1,95.2,95.3,95.1,95,86.8,93.6,94,94.8,95.2,95.4,94.6]
["AU Optronics","PM060PA2_235 [208V]","240 W,  208 Vac Inverter",0.24,208,95,"N","Y","This component is specific to ACPV modules and is not available as an individual unit.",0.15,null,null,25,32,37,0.02,0.05,7.0000000000000007E-2,0.12,0.18,0.24,90.9,94.5,95.6,95,95,94.6,94.9,89.6,94.6,95.1,95.2,95.3,95.1,95,86.8,93.6,94,94.8,95.2,95.4,94.6]
["AU Optronics","PM060PA2_235 [240V]","240 W,  240 Vac Inverter",0.24,240,95,"N","Y","This component is specific to ACPV modules and is not available as an individual unit.",0.15,null,null,25,32,37,0.02,0.05,7.0000000000000007E-2,0.12,0.18,0.24,90.9,94.5,95.6,95,95,94.6,94.9,89.6,94.6,95.1,95.2,95.3,95.1,95,86.8,93.6,94,94.8,95.2,95.4,94.6]
["AU Optronics","PM060PA2_240 [208V]","240 W,  208 Vac Inverter",0.24,208,95,"N","Y","This component is specific to ACPV modules and is not available as an individual unit.",0.15,null,null,25,32,37,0.02,0.05,7.0000000000000007E-2,0.12,0.18,0.24,90.9,94.5,95.6,95,95,94.6,94.9,89.6,94.6,95.1,95.2,95.3,95.1,95,86.8,93.6,94,94.8,95.2,95.4,94.6]
["AU Optronics","PM060PA2_240 [240V]","240 W,  240 Vac Inverter",0.24,240,95,"N","Y","This component is specific to ACPV modules and is not available as an individual unit.",0.15,null,null,25,32,37,0.02,0.05,7.0000000000000007E-2,0.12,0.18,0.24,90.9,94.5,95.6,95,95,94.6,94.9,89.6,94.6,95.1,95.2,95.3,95.1,95,86.8,93.6,94,94.8,95.2,95.4,94.6]
["AU Optronics","PM060PA2_245 [208V]","240 W,  208 Vac Inverter",0.24,208,95,"N","Y","This component is specific to ACPV modules and is not available as an individual unit.",0.15,null,null,25,32,37,0.02,0.05,7.0000000000000007E-2,0.12,0.18,0.24,90.9,94.5,95.6,95,95,94.6,94.9,89.6,94.6,95.1,95.2,95.3,95.1,95,86.8,93.6,94,94.8,95.2,95.4,94.6]
["AU Optronics","PM060PA2_245 [240V]","240 W,  240 Vac Inverter",0.24,240,95,"N","Y","This component is specific to ACPV modules and is not available as an individual unit.",0.15,null,null,25,32,37,0.02,0.05,7.0000000000000007E-2,0.12,0.18,0.24,90.9,94.5,95.6,95,95,94.6,94.9,89.6,94.6,95.1,95.2,95.3,95.1,95,86.8,93.6,94,94.8,95.2,95.4,94.6]
["AU Optronics","PM060PA2_250 [208V]","240 W,  208 Vac Inverter",0.24,208,95,"N","Y","This component is specific to ACPV modules and is not available as an individual unit.",0.15,null,null,25,32,37,0.02,0.05,7.0000000000000007E-2,0.12,0.18,0.24,90.9,94.5,95.6,95,95,94.6,94.9,89.6,94.6,95.1,95.2,95.3,95.1,95,86.8,93.6,94,94.8,95.2,95.4,94.6]
["AU Optronics","PM060PA2_250 [240V]","240 W,  240 Vac Inverter",0.24,240,95,"N","Y","This component is specific to ACPV modules and is not available as an individual unit.",0.15,null,null,25,32,37,0.02,0.05,7.0000000000000007E-2,0.12,0.18,0.24,90.9,94.5,95.6,95,95,94.6,94.9,89.6,94.6,95.1,95.2,95.3,95.1,95,86.8,93.6,94,94.8,95.2,95.4,94.6]
["AU Optronics","PM060PA2_255 [208V]","240 W,  208 Vac Inverter",0.24,208,95,"N","Y","This component is specific to ACPV modules and is not available as an individual unit.",0.15,null,null,25,32,37,0.02,0.05,7.0000000000000007E-2,0.12,0.18,0.24,90.9,94.5,95.6,95,95,94.6,94.9,89.6,94.6,95.1,95.2,95.3,95.1,95,86.8,93.6,94,94.8,95.2,95.4,94.6]
["AU Optronics","PM060PA2_255 [240V]","240 W,  240 Vac Inverter",0.24,240,95,"N","Y","This component is specific to ACPV modules and is not available as an individual unit.",0.15,null,null,25,32,37,0.02,0.05,7.0000000000000007E-2,0.12,0.18,0.24,90.9,94.5,95.6,95,95,94.6,94.9,89.6,94.6,95.1,95.2,95.3,95.1,95,86.8,93.6,94,94.8,95.2,95.4,94.6]
["AU Optronics","PM060PA2_260 [208V]","240 W,  208 Vac Inverter",0.24,208,95,"N","Y","This component is specific to ACPV modules and is not available as an individual unit.",0.15,null,null,25,32,37,0.02,0.05,7.0000000000000007E-2,0.12,0.18,0.24,90.9,94.5,95.6,95,95,94.6,94.9,89.6,94.6,95.1,95.2,95.3,95.1,95,86.8,93.6,94,94.8,95.2,95.4,94.6]
["AU Optronics","PM060PA2_260 [240V]","240 W,  240 Vac Inverter",0.24,240,95,"N","Y","This component is specific to ACPV modules and is not available as an individual unit.",0.15,null,null,25,32,37,0.02,0.05,7.0000000000000007E-2,0.12,0.18,0.24,90.9,94.5,95.6,95,95,94.6,94.9,89.6,94.6,95.1,95.2,95.3,95.1,95,86.8,93.6,94,94.8,95.2,95.4,94.6]
["AU Optronics","PM245PA1_235 [240V]","240 W, 240 Vac Inverter",0.24,240,95,"N","Y","This component is specific to ACPV modules and is not available as an individual unit.",0.15,null,null,25,32,37,2.3800000000000002E-2,4.7600000000000003E-2,7.1400000000000005E-2,0.11899999999999999,0.17849999999999999,0.23799999999999999,88.74,93.68,94.03,94.87,94.98,94.74,94.52,87.73,93.5,94.82,95.13,95.52,95.46,94.94,86.91,93.18,94.64,95.08,95.65,95.69,94.94]
["AU Optronics","PM245PA1_240 [240V]","240 W, 240 Vac Inverter",0.24,240,95,"N","Y","This component is specific to ACPV modules and is not available as an individual unit.",0.15,null,null,25,32,37,2.3800000000000002E-2,4.7600000000000003E-2,7.1400000000000005E-2,0.11899999999999999,0.17849999999999999,0.23799999999999999,88.74,93.68,94.03,94.87,94.98,94.74,94.52,87.73,93.5,94.82,95.13,95.52,95.46,94.94,86.91,93.18,94.64,95.08,95.65,95.69,94.94]
["AU Optronics","PM245PA1_245 [240V]","240 W, 240 Vac Inverter",0.24,240,95,"N","Y","This component is specific to ACPV modules and is not available as an individual unit.",0.15,null,null,25,32,37,2.3800000000000002E-2,4.7600000000000003E-2,7.1400000000000005E-2,0.11899999999999999,0.17849999999999999,0.23799999999999999,88.74,93.68,94.03,94.87,94.98,94.74,94.52,87.73,93.5,94.82,95.13,95.52,95.46,94.94,86.91,93.18,94.64,95.08,95.65,95.69,94.94]
["AU Optronics","PM245PA1_250 [240V]","240 W, 240 Vac Inverter",0.24,240,95,"N","Y","This component is specific to ACPV modules and is not available as an individual unit.",0.15,null,null,25,32,37,2.3800000000000002E-2,4.7600000000000003E-2,7.1400000000000005E-2,0.11899999999999999,0.17849999999999999,0.23799999999999999,88.74,93.68,94.03,94.87,94.98,94.74,94.52,87.73,93.5,94.82,95.13,95.52,95.46,94.94,86.91,93.18,94.64,95.08,95.65,95.69,94.94]
["AU Optronics","PM245PA1_255 [208V]","240 W,  208 Vac Inverter",0.24,208,95,"N","Y","This component is specific to ACPV modules and is not available as an individual unit.",0.15,null,null,25,32,37,0.02,0.05,7.0000000000000007E-2,0.12,0.18,0.24,90.9,94.5,95.6,95,95,94.6,94.9,89.6,94.6,95.1,95.2,95.3,95.1,95,86.8,93.6,94,94.8,95.2,95.4,94.6]
["AU Optronics","PM245PA1_255 [240V]","240 W,  240 Vac Inverter",0.24,240,95,"N","Y","This component is specific to ACPV modules and is not available as an individual unit.",0.15,null,null,25,32,37,0.02,0.05,7.0000000000000007E-2,0.12,0.18,0.24,90.9,94.5,95.6,95,95,94.6,94.9,89.6,94.6,95.1,95.2,95.3,95.1,95,86.8,93.6,94,94.8,95.2,95.4,94.6]
["AU Optronics","PM245PA1_260 [208V]","240 W,  208 Vac Inverter",0.24,208,95,"N","Y","This component is specific to ACPV modules and is not available as an individual unit.",0.15,null,null,25,32,37,0.02,0.05,7.0000000000000007E-2,0.12,0.18,0.24,90.9,94.5,95.6,95,95,94.6,94.9,89.6,94.6,95.1,95.2,95.3,95.1,95,86.8,93.6,94,94.8,95.2,95.4,94.6]
["AU Optronics","PM245PA1_260 [240V]","240 W,  240 Vac Inverter",0.24,240,95,"N","Y","This component is specific to ACPV modules and is not available as an individual unit.",0.15,null,null,25,32,37,0.02,0.05,7.0000000000000007E-2,0.12,0.18,0.24,90.9,94.5,95.6,95,95,94.6,94.9,89.6,94.6,95.1,95.2,95.3,95.1,95,86.8,93.6,94,94.8,95.2,95.4,94.6]
["AU Optronics","PM245PA2_235 [208V]","240 W,  208 Vac Inverter",0.24,208,95,"N","Y","This component is specific to ACPV modules and is not available as an individual unit.",0.15,null,null,25,32,37,0.02,0.05,7.0000000000000007E-2,0.12,0.18,0.24,90.9,94.5,95.6,95,95,94.6,94.9,89.6,94.6,95.1,95.2,95.3,95.1,95,86.8,93.6,94,94.8,95.2,95.4,94.6]
["AU Optronics","PM245PA2_235 [240V]","240 W,  240 Vac Inverter",0.24,240,95,"N","Y","This component is specific to ACPV modules and is not available as an individual unit.",0.15,null,null,25,32,37,0.02,0.05,7.0000000000000007E-2,0.12,0.18,0.24,90.9,94.5,95.6,95,95,94.6,94.9,89.6,94.6,95.1,95.2,95.3,95.1,95,86.8,93.6,94,94.8,95.2,95.4,94.6]
["AU Optronics","PM245PA2_240 [208V]","240 W,  208 Vac Inverter",0.24,208,95,"N","Y","This component is specific to ACPV modules and is not available as an individual unit.",0.15,null,null,25,32,37,0.02,0.05,7.0000000000000007E-2,0.12,0.18,0.24,90.9,94.5,95.6,95,95,94.6,94.9,89.6,94.6,95.1,95.2,95.3,95.1,95,86.8,93.6,94,94.8,95.2,95.4,94.6]
["AU Optronics","PM245PA2_240 [240V]","240 W,  240 Vac Inverter",0.24,240,95,"N","Y","This component is specific to ACPV modules and is not available as an individual unit.",0.15,null,null,25,32,37,0.02,0.05,7.0000000000000007E-2,0.12,0.18,0.24,90.9,94.5,95.6,95,95,94.6,94.9,89.6,94.6,95.1,95.2,95.3,95.1,95,86.8,93.6,94,94.8,95.2,95.4,94.6]
["AU Optronics","PM245PA2_245 [208V]","240 W,  208 Vac Inverter",0.24,208,95,"N","Y","This component is specific to ACPV modules and is not available as an individual unit.",0.15,null,null,25,32,37,0.02,0.05,7.0000000000000007E-2,0.12,0.18,0.24,90.9,94.5,95.6,95,95,94.6,94.9,89.6,94.6,95.1,95.2,95.3,95.1,95,86.8,93.6,94,94.8,95.2,95.4,94.6]
["AU Optronics","PM245PA2_245 [240V]","240 W,  240 Vac Inverter",0.24,240,95,"N","Y","This component is specific to ACPV modules and is not available as an individual unit.",0.15,null,null,25,32,37,0.02,0.05,7.0000000000000007E-2,0.12,0.18,0.24,90.9,94.5,95.6,95,95,94.6,94.9,89.6,94.6,95.1,95.2,95.3,95.1,95,86.8,93.6,94,94.8,95.2,95.4,94.6]
["AU Optronics","PM245PA2_250 [208V]","240 W,  208 Vac Inverter",0.24,208,95,"N","Y","This component is specific to ACPV modules and is not available as an individual unit.",0.15,null,null,25,32,37,0.02,0.05,7.0000000000000007E-2,0.12,0.18,0.24,90.9,94.5,95.6,95,95,94.6,94.9,89.6,94.6,95.1,95.2,95.3,95.1,95,86.8,93.6,94,94.8,95.2,95.4,94.6]
["AU Optronics","PM245PA2_250 [240V]","240 W,  240 Vac Inverter",0.24,240,95,"N","Y","This component is specific to ACPV modules and is not available as an individual unit.",0.15,null,null,25,32,37,0.02,0.05,7.0000000000000007E-2,0.12,0.18,0.24,90.9,94.5,95.6,95,95,94.6,94.9,89.6,94.6,95.1,95.2,95.3,95.1,95,86.8,93.6,94,94.8,95.2,95.4,94.6]
["AU Optronics","PM245PA2_255 [208V]","240 W,  208 Vac Inverter",0.24,208,95,"N","Y","This component is specific to ACPV modules and is not available as an individual unit.",0.15,null,null,25,32,37,0.02,0.05,7.0000000000000007E-2,0.12,0.18,0.24,90.9,94.5,95.6,95,95,94.6,94.9,89.6,94.6,95.1,95.2,95.3,95.1,95,86.8,93.6,94,94.8,95.2,95.4,94.6]
["AU Optronics","PM245PA2_255 [240V]","240 W,  240 Vac Inverter",0.24,240,95,"N","Y","This component is specific to ACPV modules and is not available as an individual unit.",0.15,null,null,25,32,37,0.02,0.05,7.0000000000000007E-2,0.12,0.18,0.24,90.9,94.5,95.6,95,95,94.6,94.9,89.6,94.6,95.1,95.2,95.3,95.1,95,86.8,93.6,94,94.8,95.2,95.4,94.6]
["AU Optronics","PM245PA2_260 [208V]","240 W,  208 Vac Inverter",0.24,208,95,"N","Y","This component is specific to ACPV modules and is not available as an individual unit.",0.15,null,null,25,32,37,0.02,0.05,7.0000000000000007E-2,0.12,0.18,0.24,90.9,94.5,95.6,95,95,94.6,94.9,89.6,94.6,95.1,95.2,95.3,95.1,95,86.8,93.6,94,94.8,95.2,95.4,94.6]
["AU Optronics","PM245PA2_260 [240V]","240 W,  240 Vac Inverter",0.24,240,95,"N","Y","This component is specific to ACPV modules and is not available as an individual unit.",0.15,null,null,25,32,37,0.02,0.05,7.0000000000000007E-2,0.12,0.18,0.24,90.9,94.5,95.6,95,95,94.6,94.9,89.6,94.6,95.1,95.2,95.3,95.1,95,86.8,93.6,94,94.8,95.2,95.4,94.6]
["AU Optronics","PM250MA1_240 [240V]","240 W,  240 Vac Inverter",0.24,240,95,"N","Y","This component is specific to ACPV modules and is not available as an individual unit.",0.15,null,null,25,32,37,0.02,0.05,7.0000000000000007E-2,0.12,0.18,0.24,90.9,94.5,95.6,95,95,94.6,94.9,89.6,94.6,95.1,95.2,95.3,95.1,95,86.8,93.6,94,94.8,95.2,95.4,94.6]
["AU Optronics","PM250MA1_245 [240V]","240 W,  240 Vac Inverter",0.24,240,95,"N","Y","This component is specific to ACPV modules and is not available as an individual unit.",0.15,null,null,25,32,37,2.3800000000000002E-2,4.7600000000000003E-2,7.1400000000000005E-2,0.11899999999999999,0.17849999999999999,0.23799999999999999,88.74,93.68,94.03,94.87,94.98,94.74,94.52,87.73,93.5,94.82,95.13,95.52,95.46,94.94,86.91,93.18,94.64,95.08,95.65,95.69,94.94]
["AU Optronics","PM250MA1_250 [240V]","240 W,  240 Vac Inverter",0.24,240,95,"N","Y","This component is specific to ACPV modules and is not available as an individual unit.",0.15,null,null,25,32,37,2.3800000000000002E-2,4.7600000000000003E-2,7.1400000000000005E-2,0.11899999999999999,0.17849999999999999,0.23799999999999999,88.74,93.68,94.03,94.87,94.98,94.74,94.52,87.73,93.5,94.82,95.13,95.52,95.46,94.94,86.91,93.18,94.64,95.08,95.65,95.69,94.94]
["AU Optronics","PM250MA1_255 [240V]","240 W,  240 Vac Inverter",0.24,240,95,"N","Y","This component is specific to ACPV modules and is not available as an individual unit.",0.15,null,null,25,32,37,2.3800000000000002E-2,4.7600000000000003E-2,7.1400000000000005E-2,0.11899999999999999,0.17849999999999999,0.23799999999999999,88.74,93.68,94.03,94.87,94.98,94.74,94.52,87.73,93.5,94.82,95.13,95.52,95.46,94.94,86.91,93.18,94.64,95.08,95.65,95.69,94.94]
["AU Optronics","PM250MA1_260 [240V]","240 W,  240 Vac Inverter",0.24,240,95,"N","Y","This component is specific to ACPV modules and is not available as an individual unit.",0.15,null,null,25,32,37,2.3800000000000002E-2,4.7600000000000003E-2,7.1400000000000005E-2,0.11899999999999999,0.17849999999999999,0.23799999999999999,88.74,93.68,94.03,94.87,94.98,94.74,94.52,87.73,93.5,94.82,95.13,95.52,95.46,94.94,86.91,93.18,94.64,95.08,95.65,95.69,94.94]
["AU Optronics","PM250MA1_265 [208V]","240 W,  208 Vac Inverter",0.24,208,95,"N","Y","This component is specific to ACPV modules and is not available as an individual unit.",0.15,null,null,25,32,37,2.3800000000000002E-2,4.7600000000000003E-2,7.1400000000000005E-2,0.11899999999999999,0.17849999999999999,0.23799999999999999,88.74,93.68,94.03,94.87,94.98,94.74,94.52,87.73,93.5,94.82,95.13,95.52,95.46,94.94,86.91,93.18,94.64,95.08,95.65,95.69,94.94]
["AU Optronics","PM250MA1_265 [240V]","240 W, 240 Vac Inverter",0.24,240,95,"N","Y","This component is specific to ACPV modules and is not available as an individual unit.",0.15,null,null,25,32,37,2.3800000000000002E-2,4.7600000000000003E-2,7.1400000000000005E-2,0.11899999999999999,0.17849999999999999,0.23799999999999999,88.74,93.68,94.03,94.87,94.98,94.74,94.52,87.73,93.5,94.82,95.13,95.52,95.46,94.94,86.91,93.18,94.64,95.08,95.65,95.69,94.94]
["AU Optronics","PM250MA1_270 [208V]","240 W,  208 Vac Inverter",0.24,208,95,"N","Y","This component is specific to ACPV modules and is not available as an individual unit.",0.15,null,null,25,32,37,0.02,0.05,7.0000000000000007E-2,0.12,0.18,0.24,90.9,94.5,95.6,95,95,94.6,94.9,89.6,94.6,95.1,95.2,95.3,95.1,95,86.8,93.6,94,94.8,95.2,95.4,94.6]
["AU Optronics","PM250MA1_270 [240V]","240 W,  240 Vac Inverter",0.24,240,95,"N","Y","This component is specific to ACPV modules and is not available as an individual unit.",0.15,null,null,25,32,37,0.02,0.05,7.0000000000000007E-2,0.12,0.18,0.24,90.9,94.5,95.6,95,95,94.6,94.9,89.6,94.6,95.1,95.2,95.3,95.1,95,86.8,93.6,94,94.8,95.2,95.4,94.6]
["AU Optronics","PM250MA2_240 [208V]","240 W,  208 Vac Inverter",0.24,208,95,"N","Y","This component is specific to ACPV modules and is not available as an individual unit.",0.15,null,null,25,32,37,0.02,0.05,7.0000000000000007E-2,0.12,0.18,0.24,90.9,94.5,95.6,95,95,94.6,94.9,89.6,94.6,95.1,95.2,95.3,95.1,95,86.8,93.6,94,94.8,95.2,95.4,94.6]
["AU Optronics","PM250MA2_240 [240V]","240 W,  240 Vac Inverter",0.24,240,95,"N","Y","This component is specific to ACPV modules and is not available as an individual unit.",0.15,null,null,25,32,37,0.02,0.05,7.0000000000000007E-2,0.12,0.18,0.24,90.9,94.5,95.6,95,95,94.6,94.9,89.6,94.6,95.1,95.2,95.3,95.1,95,86.8,93.6,94,94.8,95.2,95.4,94.6]
["AU Optronics","PM250MA2_245 [208V]","240 W,  208 Vac Inverter",0.24,208,95,"N","Y","This component is specific to ACPV modules and is not available as an individual unit.",0.15,null,null,25,32,37,0.02,0.05,7.0000000000000007E-2,0.12,0.18,0.24,90.9,94.5,95.6,95,95,94.6,94.9,89.6,94.6,95.1,95.2,95.3,95.1,95,86.8,93.6,94,94.8,95.2,95.4,94.6]
["AU Optronics","PM250MA2_245 [240V]","240 W,  240 Vac Inverter",0.24,240,95,"N","Y","This component is specific to ACPV modules and is not available as an individual unit.",0.15,null,null,25,32,37,0.02,0.05,7.0000000000000007E-2,0.12,0.18,0.24,90.9,94.5,95.6,95,95,94.6,94.9,89.6,94.6,95.1,95.2,95.3,95.1,95,86.8,93.6,94,94.8,95.2,95.4,94.6]
["AU Optronics","PM250MA2_250 [208V]","240 W,  208 Vac Inverter",0.24,208,95,"N","Y","This component is specific to ACPV modules and is not available as an individual unit.",0.15,null,null,25,32,37,0.02,0.05,7.0000000000000007E-2,0.12,0.18,0.24,90.9,94.5,95.6,95,95,94.6,94.9,89.6,94.6,95.1,95.2,95.3,95.1,95,86.8,93.6,94,94.8,95.2,95.4,94.6]
["AU Optronics","PM250MA2_250 [240V]","240 W,  240 Vac Inverter",0.24,240,95,"N","Y","This component is specific to ACPV modules and is not available as an individual unit.",0.15,null,null,25,32,37,0.02,0.05,7.0000000000000007E-2,0.12,0.18,0.24,90.9,94.5,95.6,95,95,94.6,94.9,89.6,94.6,95.1,95.2,95.3,95.1,95,86.8,93.6,94,94.8,95.2,95.4,94.6]
["AU Optronics","PM250MA2_255 [208V]","240 W,  208 Vac Inverter",0.24,208,95,"N","Y","This component is specific to ACPV modules and is not available as an individual unit.",0.15,null,null,25,32,37,0.02,0.05,7.0000000000000007E-2,0.12,0.18,0.24,90.9,94.5,95.6,95,95,94.6,94.9,89.6,94.6,95.1,95.2,95.3,95.1,95,86.8,93.6,94,94.8,95.2,95.4,94.6]
["AU Optronics","PM250MA2_255 [240V]","240 W,  240 Vac Inverter",0.24,240,95,"N","Y","This component is specific to ACPV modules and is not available as an individual unit.",0.15,null,null,25,32,37,0.02,0.05,7.0000000000000007E-2,0.12,0.18,0.24,90.9,94.5,95.6,95,95,94.6,94.9,89.6,94.6,95.1,95.2,95.3,95.1,95,86.8,93.6,94,94.8,95.2,95.4,94.6]
["AU Optronics","PM250MA2_260 [208V]","240 W,  208/Vac Inverter",0.24,208,95,"N","Y","This component is specific to ACPV modules and is not available as an individual unit.",0.15,null,null,25,32,37,0.02,0.05,7.0000000000000007E-2,0.12,0.18,0.24,90.9,94.5,95.6,95,95,94.6,94.9,89.6,94.6,95.1,95.2,95.3,95.1,95,86.8,93.6,94,94.8,95.2,95.4,94.6]
["AU Optronics","PM250MA2_260 [240V]","240 W,  240 Vac Inverter",0.24,240,95,"N","Y","This component is specific to ACPV modules and is not available as an individual unit.",0.15,null,null,25,32,37,0.02,0.05,7.0000000000000007E-2,0.12,0.18,0.24,90.9,94.5,95.6,95,95,94.6,94.9,89.6,94.6,95.1,95.2,95.3,95.1,95,86.8,93.6,94,94.8,95.2,95.4,94.6]
["AU Optronics","PM250MA2_265 [208V]","240 W,  208 Vac Inverter",0.24,208,95,"N","Y","This component is specific to ACPV modules and is not available as an individual unit.",0.15,null,null,25,32,37,0.02,0.05,7.0000000000000007E-2,0.12,0.18,0.24,90.9,94.5,95.6,95,95,94.6,94.9,89.6,94.6,95.1,95.2,95.3,95.1,95,86.8,93.6,94,94.8,95.2,95.4,94.6]
["AU Optronics","PM250MA2_265 [240V]","240 W,  240 Vac Inverter",0.24,240,95,"N","Y","This component is specific to ACPV modules and is not available as an individual unit.",0.15,null,null,25,32,37,0.02,0.05,7.0000000000000007E-2,0.12,0.18,0.24,90.9,94.5,95.6,95,95,94.6,94.9,89.6,94.6,95.1,95.2,95.3,95.1,95,86.8,93.6,94,94.8,95.2,95.4,94.6]
["AU Optronics","PM250MA2_270 [208V]","240 W,  208 Vac Inverter",0.24,208,95,"N","Y","This component is specific to ACPV modules and is not available as an individual unit.",0.15,null,null,25,32,37,0.02,0.05,7.0000000000000007E-2,0.12,0.18,0.24,90.9,94.5,95.6,95,95,94.6,94.9,89.6,94.6,95.1,95.2,95.3,95.1,95,86.8,93.6,94,94.8,95.2,95.4,94.6]
["AU Optronics","PM250MA2_270 [240V]","240 W,  240 Vac Inverter",0.24,240,95,"N","Y","This component is specific to ACPV modules and is not available as an individual unit.",0.15,null,null,25,32,37,0.02,0.05,7.0000000000000007E-2,0.12,0.18,0.24,90.9,94.5,95.6,95,95,94.6,94.9,89.6,94.6,95.1,95.2,95.3,95.1,95,86.8,93.6,94,94.8,95.2,95.4,94.6]
["Auxin Solar","AXU-PV1500U [208V]","1.5 kW, 208 Vac Utility Interactive Inverter",1.55,208,94.5,"Y","N",null,0.21,null,null,100,325,360,0.155,0.31,0.46500000000000002,0.77500000000000002,1.163,1.55,84.46,90.49,92.52,94.25,94.92,95.02,93.86,85.04,91.04,93.19,94.79,95.41,95.53,94.38,85.31,91.19,93.54,95.02,95.55,95.76,94.58]
["Auxin Solar","AXU-PV1500U [240V]","1.5 kW, 240 Vac Utility Interactive Inverter",1.55,240,94.5,"Y","N",null,0.32,null,null,100,325,360,0.155,0.31,0.46500000000000002,0.77500000000000002,1.163,1.55,84.62,90.46,92.57,94.42,95.07,95.25,93.99,84.89,90.97,93.04,94.81,95.51,95.73,94.42,85.22,91.38,93.44,95.12,95.65,95.93,94.66]
["Auxin Solar","AXU-PV2000U [208V]","2 kW, 208 Vac Utility Interactive Inverter",2.06,208,95.5,"Y","N",null,0.28999999999999998,null,null,100,325,360,0.20599999999999999,0.41199999999999998,0.61799999999999999,1.03,1.5449999999999999,2.06,88.28,93.12,94.41,95.27,95.43,95.37,94.87,89.63,93.68,94.91,95.73,95.84,95.8,95.34,89.74,94.01,95.11,96.13,96.38,96.07,95.77]
["Auxin Solar","AXU-PV2000U [240V]","2 kW, 240 Vac Utility Interactive Inverter",2.06,240,95,"Y","N",null,0.36,null,null,100,325,360,0.20599999999999999,0.41199999999999998,0.61799999999999999,1.03,1.5449999999999999,2.06,86.91,92.14,93.78,94.94,95.3,95.37,94.55,87.84,92.87,94.26,95.56,95.79,95.73,95.09,88.1,93.05,94.37,95.71,96,95.94,95.28]
["Auxin Solar","AXU-PV3000U [208V]","3 kW, 208 Vac Utility Interactive Inverter",3,208,95.5,"Y","N",null,0.18,null,null,100,325,360,0.3,0.6,0.9,1.5,2.25,3,91.57,94.41,95.16,95.47,95.31,94.62,95.1,92.05,94.92,95.58,95.89,95.76,95.37,95.56,92.22,95.17,95.79,96.25,95.93,95.8,95.78]
["Auxin Solar","AXU-PV3000U [240V]","3 kW, 240 Vac Utility Interactive Inverter",3.01,240,95.5,"Y","N",null,0.25,null,null,100,325,360,0.30099999999999999,0.60199999999999998,0.90300000000000002,1.5049999999999999,2.258,3.01,90,93.9,94.85,95.4,95.31,94.83,94.97,90.64,94.34,95.34,95.79,95.87,95.6,95.49,91,94.59,95.44,95.97,96.01,95.77,95.65]
["Auxin Solar","AXN-PV4000U [208V]","4 kW, 208 Vac Utility Interactive Inverter",3.98,208,95.5,"Y","N",null,0.18,null,null,100,325,360,0.39800000000000002,0.79600000000000004,1.194,1.99,2.9849999999999999,3.98,90.53,94.32,95.17,95.44,95.41,95.16,95.13,91.58,94.87,95.63,96.05,96,95.45,95.7,91.82,95.03,95.8,96.45,96.31,95.76,96.01]
["Auxin Solar","AXN-PV4000U [240V]","4 kW, 240 Vac Utility Interactive Inverter",3.99,240,96,"Y","N",null,0.25,null,null,100,325,360,0.39900000000000002,0.79800000000000004,1.1970000000000001,1.9950000000000001,2.9929999999999999,3.99,90.55,94.3,95.24,95.69,95.74,95.56,95.38,91.53,94.95,95.81,96.33,96.33,96.05,95.99,91.95,95.23,95.96,96.4,96.48,96.25,96.15]
["Ballard Power Systems","EPC-PV-208-30KW [208V]","Utility Interactive 208 Vac , 30 kW PV Power Converter System",30,208,93,"Y","N",null,32,null,null,290,322,420,3,6,9,15,22.5,30,83.72,90.23,92.39,93.75,94.13,93.87,93.22,83.3,89.7,92.12,93.58,94,93.77,93.03,81.739999999999995,89.02,91.17,93,93.45,93.37,92.39]
["Ballard Power Systems","EPC-PV-480-30KW [480V]","Utility Interactive 480 Vac, 30 kW PV Power Converter System",30,480,93,"Y","N",null,27,null,null,290,322,420,3,6,9,15,22.5,30,83.8,90.14,92.4,93.85,94.24,93.93,93.3,83.23,89.86,92.1,93.66,94.07,93.8,93.09,81.53,88.67,91.17,93.05,93.5,93.3,92.39]
["Ballard Power Systems","EPC-PV-208-75KW","Utility Interactive 75 kW PV Power Converter System",75,null,91.5,"Y","N",null,107,null,null,330,352,420,7.5,15,22.5,37.5,56.25,75,81.8,88.6,91,92.6,93,92.8,92,81.2,88.3,90.7,92.4,92.9,92.7,91.8,79.900000000000006,87.5,90,91.9,92.4,92.2,91.2]
["Ballard Power Systems","EPC-PV-480-75KW [480V]","Utility Interactive 480 Vac, 75 kW PV Power Converter System",75,480,91.5,"Y","N",null,110,null,null,330,352,420,7.5,15,22.5,37.5,56.25,75,81.400000000000006,88.5,90.9,92.6,93.1,93,92,81.099999999999994,88.2,90.7,92.4,92.9,92.8,91.9,79.7,87.5,90.1,92,92.5,92.3,91.3]
["Beacon Power","M4","4 kW Power Conversion System",4,null,90,"N","N",null,14,null,null,46.5,54.5,58,0.4,0.8,1.2,2,3,4,88.63,92.11,92.88,92.82,91.6,89.17,91.79,86.23,90.4,91.55,91.38,89.29,87.38,89.84,84.47,89.04,90.58,90.79,88.45,86.39,88.97]
["Beacon Power","M4 Plus","4 kW Power Conversion System with Meter",4,null,91.5,"Y","N",null,14,null,null,46.5,54.5,58,0.4,0.8,1.2,2,3,4,89.16,92.55,93.39,93.49,92.37,89.68,92.48,86.23,90.71,91.58,91.8,90.08,87.97,90.39,85.9,90.28,91.4,93.28,91.68,88.3,91.51]
["Beacon Power","M5","5 kW Power Conversion System",5,null,89,"N","N",null,14,null,null,46.5,54.5,58,0.5,1,1.5,2.5,3.75,5,89.99,92.65,93.04,92.33,89.68,87.6,90.7,87.66,91.12,91.61,90.41,87.83,85.17,88.85,86.14,90.07,90.87,90.27,87.18,83.21,88.18]
["Beacon Power","M5 Plus","5 kW Power Conversion System with Meter",5,null,90,"Y","N",null,14,null,null,46.5,54.5,58,0.5,1,1.5,2.5,3.75,5,90.49,93.1,93.64,92.85,90.35,88.11,91.3,87.93,91.36,91.96,90.96,88.65,85.7,89.49,87.48,91.09,91.81,91.38,88.89,85.33,89.64]
["Beijing Kinglong New Energy Technology","Sunteams 1500 [208V]","1500 W, 208 Vac Utility Interactive Inverter",1.5,208,95,"Y","N",null,0.1,null,null,100,300,360,0.15,0.3,0.45,0.75,1.1299999999999999,1.5,86.5,91.8,93.5,95,94.9,95.1,94.3,88.8,93.4,94.7,95.7,95.9,95.8,95.3,90.7,94.2,95.6,96.4,96.3,96.4,95.9]
["Beijing Kinglong New Energy Technology","Sunteams 1500 [240V]","1500 W, 240 Vac Utility Interactive Inverter",1.5,240,95,"Y","N",null,0.13,null,null,100,300,360,0.15,0.3,0.45,0.75,1.1299999999999999,1.5,85.9,91.4,93.2,94.8,95,95.2,94.2,87.5,92.8,94.3,95.6,96,96,95.2,90.4,94,95,96,96.4,96.4,95.8]
["Beijing Kinglong New Energy Technology","Sunteams 2000 [208V]","2000 W, 208 Vac Utility Interactive Inverter",2,208,95.5,"Y","N",null,0.13,null,null,100,350,400,0.2,0.4,0.6,1,1.5,2,90.1,93.6,94.7,95.3,95.4,95.2,95,92.6,95,96,96.1,96.2,96,95.9,91.6,94.7,95.4,95.9,96.2,95.8,95.7]
["Beijing Kinglong New Energy Technology","Sunteams 2000 [240V]","2000 W, 240 Vac Utility Interactive Inverter",2,240,96,"Y","N",null,0.17,null,null,100,380,400,0.2,0.4,0.6,1,1.5,2,89.6,93.2,94.5,95.3,95.6,95.5,95,92.2,94.7,96,96.5,96.7,96.4,96.3,94.1,95.4,96.2,96.5,96.5,96.4,96.3]
["Beijing Kinglong New Energy Technology","Sunteams 3000 [208V]","2800 W, 208 Vac Utility Interactive Inverter",2.8,208,96,"Y","N",null,0.11,null,null,100,350,400,0.28000000000000003,0.56000000000000005,0.84,1.4,2.1,2.8,90.3,93.4,94.8,95.6,95.6,95.6,95.2,93.1,95.7,96.3,96.7,96.5,95.9,96.3,92,95,95.9,96.5,96.4,96,96.1]
["Beijing Kinglong New Energy Technology","Sunteams 3000 [240V]","2800 W, 240 Vac Utility Interactive Inverter",2.8,240,96,"Y","N",null,0.15,null,null,100,380,440,0.28000000000000003,0.56000000000000005,0.84,1.4,2.1,2.8,89.1,93,94.5,95.5,95.8,95.8,95.2,93.1,95.9,96.3,96.9,96.9,96.9,96.7,92.7,95.6,96.7,96.9,96.9,96.9,96.6]
["Beijing Kinglong New Energy Technology","Sunteams 4000 [208V]","4000 W, 208 Vac Utility Interactive Inverter",4,208,97,"Y","N",null,7.0000000000000007E-2,null,null,100,350,440,0.4,0.8,1.2,2,3,4,93.7,96.1,96.8,97.2,97.1,96.8,96.9,95.4,97.1,97.5,97.6,97.4,97.2,97.4,94,96.3,97,97.4,97.3,97.1,97.1]
["Beijing Kinglong New Energy Technology","Sunteams 4000 [240V]","4000 W, 240 Vac Utility Interactive Inverter",4,240,97.5,"Y","N",null,0.11,null,null,100,380,440,0.4,0.8,1.2,2,3,4,93.1,95.8,96.6,97.3,97.4,97.2,97,95.5,97.1,97.6,97.9,97.8,97.5,97.6,94.6,96.7,97.4,97.6,97.6,97.4,97.4]
["Beijing Kinglong New Energy Technology","Sunteams 5000 [208V]","4600 W, 208 Vac Utility Interactive Inverter",4.5999999999999996,208,97,"Y","N",null,7.0000000000000007E-2,null,null,100,350,440,0.46,0.92,1.38,2.2999999999999998,3.45,4.5999999999999996,93.8,96.1,96.8,97.1,96.9,96.4,96.7,95.3,97,97.5,97.5,97.3,96.8,97.2,94,96.3,96.9,97.2,97.1,96.7,96.9]
["Beijing Kinglong New Energy Technology","Sunteams 5000 [240V]","4600 W, 240 Vac Utility Interactive Inverter",4.5999999999999996,240,97.5,"Y","N",null,0.1,null,null,100,380,440,0.46,0.92,1.38,2.2999999999999998,3.45,4.5999999999999996,93.3,95.8,96.7,97.2,97.2,96.9,96.9,95.4,96.9,97.6,97.9,97.8,97.5,97.6,94.6,96.7,97.2,97.6,97.6,97.4,97.4]
["Beyond Building Group","SR1500TLI [208V]","1.5 kW, 208 Vac Utility Interactive Inverter",1.55,208,94.5,"Y","N",null,0.21,null,null,100,325,360,0.155,0.31,0.46500000000000002,0.77500000000000002,1.163,1.55,84.46,90.49,92.52,94.25,94.92,95.02,93.86,85.04,91.04,93.19,94.79,95.41,95.53,94.38,85.31,91.19,93.54,95.02,95.55,95.76,94.58]
["Beyond Building Group","SR1500TLI [240V]","1.5 kW, 240 Vac Utility Interactive Inverter",1.55,240,94.5,"Y","N",null,0.32,null,null,100,325,360,0.155,0.31,0.46500000000000002,0.77500000000000002,1.163,1.55,84.62,90.46,92.57,94.42,95.07,95.25,93.99,84.89,90.97,93.04,94.81,95.51,95.73,94.42,85.22,91.38,93.44,95.12,95.65,95.93,94.66]
["Beyond Building Group","SR2000TLI [208V]","2 kW, 208 Vac Utility Interactive Inverter",2.06,208,95.5,"Y","N",null,0.28999999999999998,null,null,100,325,360,0.20599999999999999,0.41199999999999998,0.61799999999999999,1.03,1.5449999999999999,2.06,88.28,93.12,94.41,95.27,95.43,95.37,94.87,89.63,93.68,94.91,95.73,95.84,95.8,95.34,89.74,94.01,95.11,96.13,96.38,96.07,95.77]
["Beyond Building Group","SR2000TLI [240V]","2 kW, 240 Vac Utility Interactive Inverter",2.06,240,95,"Y","N",null,0.36,null,null,100,325,360,0.20599999999999999,0.41199999999999998,0.61799999999999999,1.03,1.5449999999999999,2.06,86.91,92.14,93.78,94.94,95.3,95.37,94.55,87.84,92.87,94.26,95.56,95.79,95.73,95.09,88.1,93.05,94.37,95.71,96,95.94,95.28]
["Beyond Building Group","SR3000TLI [208V]","3 kW, 208 Vac Utility Interactive Inverter",3,208,95.5,"Y","N",null,0.18,null,null,100,325,360,0.3,0.6,0.9,1.5,2.25,3,91.57,94.41,95.16,95.47,95.31,94.62,95.1,92.05,94.92,95.58,95.89,95.76,95.37,95.56,92.22,95.17,95.79,96.25,95.93,95.8,95.78]
["Beyond Building Group","SR3000TLI [240V]","2 kW, 240 Vac Utility Interactive Inverter",3.01,240,95.5,"Y","N",null,0.25,null,null,100,325,360,0.30099999999999999,0.60199999999999998,0.90300000000000002,1.5049999999999999,2.258,3.01,90,93.9,94.85,95.4,95.31,94.83,94.97,90.64,94.34,95.34,95.79,95.87,95.6,95.49,91,94.59,95.44,95.97,96.01,95.77,95.65]
["Beyond Building Group","SR4000TLI [208V]","4 kW, 208 Vac Utility Interactive Inverter",3.98,208,95.5,"Y","N",null,0.18,null,null,100,325,360,0.39800000000000002,0.79600000000000004,1.194,1.99,2.9849999999999999,3.98,90.53,94.32,95.17,95.44,95.41,95.16,95.13,91.58,94.87,95.63,96.05,96,95.45,95.7,91.82,95.03,95.8,96.45,96.31,95.76,96.01]
["Beyond Building Group","SR4000TLI [240V]","4 kW, 240 Vac Utility Interactive Inverter",3.99,240,96,"Y","N",null,0.25,null,null,100,325,360,0.39900000000000002,0.79800000000000004,1.1970000000000001,1.9950000000000001,2.9929999999999999,3.99,90.55,94.3,95.24,95.69,95.74,95.56,95.38,91.53,94.95,95.81,96.33,96.33,96.05,95.99,91.95,95.23,95.96,96.4,96.48,96.25,96.15]
["Beyond Building Systems","SR2000TL-US-240 [240V]","2110 W, 240 Vac Utility Interactive Inverter",2.11,240,94.5,"Y","N",null,0.25,null,null,100,375,400,0.21,0.42,0.63,1.06,1.58,2.11,85.3,91.6,92.9,94.3,94.6,94.5,93.8,82.1,91.9,94.2,95.6,96.1,96.4,95,82.2,91.5,93.8,95.6,96.1,96.3,95]
["Beyond Building Systems","SR3000TL-US-240 [240V]","3180 W, 240 Vac Utility Interactive Inverter",3.18,240,95,"Y","N",null,0.25,null,null,100,375,400,0.32,0.64,0.95,1.59,2.39,3.18,88.8,92.9,94.1,94.6,94.3,94,94,88.8,94.4,95.3,96.2,96.3,95.9,95.7,89.5,93.7,95.3,96.2,96.3,96.1,95.7]
["Beyond Building Systems","SR4200TL-US-240 [240V]","4100 W, 240 Vac Utility Interactive Inverter",4.16,240,95.5,"Y","N",null,0.2,null,null,100,380,400,0.42,0.83,1.25,2.08,3.12,4.16,90.6,93.8,94.5,94.8,94.6,94.2,94.4,91.4,95,95.7,96.1,96.2,95.9,95.9,90.7,94.7,95.5,96.1,96.1,95.9,95.7]
["Beyond Building Systems","SR5000TL-US-240 [240V]","5000 W, 240 Vac Utility Interactive Inverter",5.24,240,95.5,"Y","N",null,0.2,null,null,100,380,400,0.52,1.05,1.57,2.62,3.93,5.24,91.8,94.1,94.6,94.7,94.3,93.5,94.3,92.5,95.1,96.1,96.2,95.9,95.6,95.8,92.3,95.3,95.8,96.1,95.9,95.5,95.8]
["Canadian Solar Inc.","CM-240-EC","1-phase Microinverter",0.24,null,96,"N","Y",null,0.03,null,null,24,29,35,0.02,0.05,7.0000000000000007E-2,0.12,0.18,0.24,92.6,95,95.6,96.4,96.3,95.9,96,90.7,94.3,95.3,96.1,96.4,96.2,95.8,89.6,93.5,94.7,95.6,96.2,96.2,95.5,null,"2017-10-03"]
["Canadian Solar Inc.","CS6P-245M-EA","1-phase Microinverter",0.24,null,96,"N","Y","This component is specific to ACPV modules and is not available as an individual unit.",0.03,null,null,24,29,35,0.02,0.05,7.0000000000000007E-2,0.12,0.18,0.24,92.6,95,95.6,96.4,96.3,95.9,96,90.7,94.3,95.3,96.1,96.4,96.2,95.8,89.6,93.5,94.7,95.6,96.2,96.2,95.5,null,"2017-10-03"]
["Canadian Solar Inc.","CS6P-245P-EA","1-phase Microinverter",0.24,null,96,"N","Y","This component is specific to ACPV modules and is not available as an individual unit.",0.03,null,null,24,29,35,0.02,0.05,7.0000000000000007E-2,0.12,0.18,0.24,92.6,95,95.6,96.4,96.3,95.9,96,90.7,94.3,95.3,96.1,96.4,96.2,95.8,89.6,93.5,94.7,95.6,96.2,96.2,95.5,null,"2017-10-03"]
["Canadian Solar Inc.","CS6P-250M-EA","1-phase Microinverter",0.24,null,96,"N","Y","This component is specific to ACPV modules and is not available as an individual unit.",0.03,null,null,24,29,35,0.02,0.05,7.0000000000000007E-2,0.12,0.18,0.24,92.6,95,95.6,96.4,96.3,95.9,96,90.7,94.3,95.3,96.1,96.4,96.2,95.8,89.6,93.5,94.7,95.6,96.2,96.2,95.5,null,"2017-10-03"]
["Canadian Solar Inc.","CS6P-250P-EA","1-phase Microinverter",0.24,null,96,"N","Y","This component is specific to ACPV modules and is not available as an individual unit.",0.03,null,null,24,29,35,0.02,0.05,7.0000000000000007E-2,0.12,0.18,0.24,92.6,95,95.6,96.4,96.3,95.9,96,90.7,94.3,95.3,96.1,96.4,96.2,95.8,89.6,93.5,94.7,95.6,96.2,96.2,95.5,null,"2017-10-03"]
["Canadian Solar Inc.","CS6P-255M-EA","1-phase Microinverter",0.24,null,96,"N","Y","This component is specific to ACPV modules and is not available as an individual unit.",0.03,null,null,24,29,35,0.02,0.05,7.0000000000000007E-2,0.12,0.18,0.24,92.6,95,95.6,96.4,96.3,95.9,96,90.7,94.3,95.3,96.1,96.4,96.2,95.8,89.6,93.5,94.7,95.6,96.2,96.2,95.5,null,"2017-10-03"]
["Canadian Solar Inc.","CS6P-255P-EA","1-phase Microinverter",0.24,null,96,"N","Y","This component is specific to ACPV modules and is not available as an individual unit.",0.03,null,null,24,29,35,0.02,0.05,7.0000000000000007E-2,0.12,0.18,0.24,92.6,95,95.6,96.4,96.3,95.9,96,90.7,94.3,95.3,96.1,96.4,96.2,95.8,89.6,93.5,94.7,95.6,96.2,96.2,95.5,null,"2017-10-03"]
["Canadian Solar Inc.","CS6P-260M-EA","1-phase Microinverter",0.24,null,96,"N","Y","This component is specific to ACPV modules and is not available as an individual unit.",0.03,null,null,24,29,35,0.02,0.05,7.0000000000000007E-2,0.12,0.18,0.24,92.6,95,95.6,96.4,96.3,95.9,96,90.7,94.3,95.3,96.1,96.4,96.2,95.8,89.6,93.5,94.7,95.6,96.2,96.2,95.5,null,"2017-10-03"]
["Canadian Solar Inc.","CS6P-260P-EA","240 W, 1-phase Microinverter",0.24,null,96,"N","Y","This component is specific to ACPV modules and is not available as an individual unit.",0.03,null,null,24,29,35,0.02,0.05,7.0000000000000007E-2,0.12,0.18,0.24,92.6,95,95.6,96.4,96.3,95.9,96,90.7,94.3,95.3,96.1,96.4,96.2,95.8,89.6,93.5,94.7,95.6,96.2,96.2,95.5,null,"2017-10-03"]
["Canadian Solar Inc.","CM-260-EC","1-phase Microinverter",0.26,null,96,"N","Y",null,0.03,null,null,24,29,35,0.03,0.05,0.08,0.13,0.2,0.26,93,95.2,95.6,96.4,96.2,95.7,96,91.2,94.6,95.3,96.2,96.3,96,95.9,90.2,93.6,94.8,95.7,96.2,96.1,95.5,null,"2017-10-03"]
["Canadian Solar Inc.","CM-280-EC","1-phase Microinverter",0.28000000000000003,null,96,"N","Y",null,0.03,null,null,24,29,35,0.03,0.06,0.08,0.14000000000000001,0.21,0.28000000000000003,93.3,95.3,95.6,96.4,96.1,95.5,95.9,91.4,94.7,95.4,96.4,96.3,95.9,95.9,90.5,93.9,94.8,95.8,96.1,96,95.6,null,"2017-10-03"]
["Canadian Solar Inc.","CM-300-EC","1-phase Microinverter",0.3,null,96,"N","Y",null,0.03,null,null,24,29,35,0.03,0.06,0.09,0.15,0.23,0.3,93.6,95.4,95.7,96.4,95.9,95.3,95.9,91.9,94.8,95.4,96.4,96.2,95.8,95.9,91.1,94.1,95,96,96.1,96,95.7,null,"2017-10-03"]
["Canadian Solar Inc.","CSI-3000TL-CT [208V]","Utility Interactive Inverter",2.86,208,96,"Y","N",null,1,null,null,100,390,470,0.28999999999999998,0.56999999999999995,0.86,1.43,2.15,2.86,91.1,94.1,95.1,95.6,95.6,95,95.3,93.4,95.7,96.7,97.1,97,96.6,96.8,93,95.4,96.4,96.9,96.8,96.4,96.6,null,"2017-10-03"]
["Canadian Solar Inc.","CSI-3000TL-CT [240V]","Utility Interactive Inverter",3,240,96.5,"Y","N",null,1,null,null,100,390,470,0.3,0.6,0.9,1.5,2.25,3,91.5,94.5,95.5,96,96,95.6,95.7,94.1,96.2,97.1,97.5,97.4,97.1,97.2,93.8,95.8,96.8,97.3,97.3,97,97,null,"2017-10-03"]
["Canadian Solar Inc.","CSI-4000TL-CT [208V]","Utility Interactive Inverter",3.81,208,96.5,"Y","N",null,1,null,null,100,390,470,0.38,0.76,1.1399999999999999,1.91,2.86,3.81,91.4,94.6,95.4,96,95.8,95.2,95.5,93.7,96.2,97,97.3,97.2,96.8,97,93.1,95.6,96.5,97.1,97,96.6,96.7,null,"2017-10-03"]
["Canadian Solar Inc.","CSI-4000TL-CT [240V]","Utility Interactive Inverter",4.0199999999999996,240,97,"Y","N",null,1,null,null,100,390,470,0.4,0.8,1.21,2.0099999999999998,3.02,4.0199999999999996,92.1,94.9,95.8,96.3,96.2,95.8,95.9,94.2,96.6,97.2,97.7,97.6,97.4,97.4,93.4,95.9,96.8,97.4,97.5,97.1,97.1,null,"2017-10-03"]
["Canadian Solar Inc.","CSI-5000TL-CT [208V]","Utility Interactive Inverter",4.6100000000000003,208,96.5,"Y","N",null,0.7,null,null,100,390,470,0.46,0.92,1.38,2.31,3.46,4.6100000000000003,93,95.3,95.9,96.1,95.7,95,95.7,94.8,96.8,97.3,97.5,97.2,96.6,97.1,94.6,96.6,97.1,97.3,97.1,96.5,97,null,"2017-10-03"]
["Canadian Solar Inc.","CSI-5000TL-CT [240V]","Utility Interactive Inverter",5,240,97,"Y","N",null,1,null,null,100,390,470,0.5,1,1.5,2.5,3.75,5,93.6,95.7,96.1,96.5,96.1,95.4,96,95.4,97.1,97.6,97.8,97.6,97.1,97.5,95,96.9,97.4,97.6,97.4,97.1,97.3,null,"2017-10-03"]
["Canadian Solar Inc.","CSI-6000TL-CT [208V]","5.5 kW,  208 Vac Utility Interactive Inverter",5.5,208,96.5,"Y","N",null,1,null,null,100,380,470,0.55000000000000004,1.1000000000000001,1.65,2.75,4.125,5.5,92.1,94.8,95.5,96.1,96,95.5,95.7,93.6,96.1,96.8,97.3,97.2,96.8,97,93,95.7,96.5,97,96.9,96.6,96.7,null,"2017-10-03"]
["Canadian Solar Inc.","CSI-6000TL-CT [240V]","6.0 kW,  240 Vac Utility Interactive Inverter",6,240,97,"Y","N",null,1,null,null,100,380,470,0.6,1.2,1.8,3,4.5,6,92.6,95.3,95.9,96.5,96.4,95.9,96.1,94.3,96.6,97.3,97.7,97.6,97.3,97.4,93.7,96.1,96.9,97.4,97.4,97.2,97.1,null,"2017-10-03"]
["Canadian Solar Inc.","CSI-23KTL-CT [480V]","23 kW, 480 Vac Utility Interactive Inverter",23,480,98,"Y","N",null,1,null,null,480,720,800,2.2999999999999998,4.5999999999999996,6.9,11.5,17.25,23,95.8,97,97.2,97.4,97.4,97.3,97.3,97,98.2,98.4,98.6,98.5,98.4,98.4,96.6,98,98.2,98.4,98.4,98.3,98.3,null,"2017-10-03"]
["Canadian Solar Inc.","CSI-28KTL-CT [480V]","28 kW, 480 Vac Utility Interactive Inverter",28,480,98,"Y","N",null,0.9,null,null,500,725,800,2.8,5.6,8.4,14,21,28,96.3,97.2,97.4,97.5,97.4,97.2,97.3,97.5,98.3,98.5,98.5,98.4,98.2,98.4,97.2,98.1,98.4,98.4,98.3,98.1,98.3,null,"2018-11-01"]
["Canadian Solar Inc.","CSI-36KTL-CT","36 kVA, 3-phase, transformerless Utility Interactive Inverter",36,null,98,"Y","N","Multiple Listing of CHINT POWER SYSTEMS America CPS SCA36KTL-DO/US and Solectria Renewables,LLC PVI 36TL-479",0,null,null,540,730,800,3.6,7.2,10.8,18,27,36,95.5,96.8,97.2,97.5,97.5,97.3,97.3,97.4,98.3,98.5,98.5,98.5,98.3,98.4,97.1,98,98.3,98.4,98.3,98.2,98.3,null,"2018-11-01"]
["Canadian Solar Inc.","CSI-50KTL-CT [480V]","50 kVA , 480 Vac, 3-phase Utility Interactive Inverter, non-isolated, 1000Vdc",50,480,98.5,"N","N","Multiple Listing of CHINT POWER SYSTEMS America CPS SCA50KTL-DO/US and Solectria Renewables,LLC PVI 50TL-480",0.88,null,null,480,730,850,5,10,15,25,37.5,50,95.608866666666671,96.843033333333338,97.481599999999986,97.854866666666666,97.832722222222202,97.690433333333345,97.649684777777765,98.018411111111092,98.627466666666663,98.774899999999988,98.802266666666668,98.719577777777744,98.610844444444439,98.705492222222205,97.733900000000006,98.458566666666655,98.622255555555569,98.659377777777792,98.586888888888865,98.469777777777765,98.559964333333326,"2017-10-01","2018-11-01"]
["Canadian Solar Inc.","CSI-60KTL-CT [480V]","60 kVA , 480 Vac, 3-phase Utility Interactive Inverter, non-isolated, 1000Vdc",60,480,98.5,"N","N","Multiple Listing of CHINT POWER SYSTEMS America CPS SCA60KTL-DO/US and Solectria Renewables,LLC PVI 60TL-480",0.88,null,null,540,730,850,6,12,18,30,45,60,96.510377777777791,97.476077777777775,97.885233333333332,98.052477777777781,97.943411111111089,97.727133333333313,97.867831888888873,98.222722222222217,98.711588888888883,98.791055555555559,98.779022222222224,98.654766666666688,98.498144444444435,98.674943222222225,98.000833333333347,98.550600000000003,98.663277777777779,98.658800000000014,98.522800000000018,98.354055555555547,98.540291444444463,"2017-10-01","2018-11-01"]
["Carlo Gavazzi","ISGA 1 22 [240V]","2110 W, 240 Vac Utility Interactive Inverter",2.11,240,94.5,"Y","N",null,0.25,null,null,100,375,400,0.21,0.42,0.63,1.06,1.58,2.11,85.3,91.6,92.9,94.3,94.6,94.5,93.8,82.1,91.9,94.2,95.6,96.1,96.4,95,82.2,91.5,93.8,95.6,96.1,96.3,95]
["Carlo Gavazzi","ISGA 1 33 [240V]","3180 W, 240 Vac Utility Interactive Inverter",3.18,240,95,"Y","N",null,0.25,null,null,100,375,400,0.32,0.64,0.95,1.59,2.39,3.18,88.8,92.9,94.1,94.6,94.3,94,94,88.8,94.4,95.3,96.2,96.3,95.9,95.7,89.5,93.7,95.3,96.2,96.3,96.1,95.7]
["Carlo Gavazzi","ISGA 1 42 [240V]","4100 W, 240 Vac Utility Interactive Inverter",4.16,240,95.5,"Y","N",null,0.2,null,null,100,380,400,0.42,0.83,1.25,2.08,3.12,4.16,90.6,93.8,94.5,94.8,94.6,94.2,94.4,91.4,95,95.7,96.1,96.2,95.9,95.9,90.7,94.7,95.5,96.1,96.1,95.9,95.7]
["Carlo Gavazzi","ISGA 1 53 [240V]","5000 W, 240 Vac Utility Interactive Inverter",5.24,240,95.5,"Y","N",null,0.2,null,null,100,380,400,0.52,1.05,1.57,2.62,3.93,5.24,91.8,94.1,94.6,94.7,94.3,93.5,94.3,92.5,95.1,96.1,96.2,95.9,95.6,95.8,92.3,95.3,95.8,96.1,95.9,95.5,95.8]
["CFM Equipment Distributors","Green Power 1100 [120V]","1100 W, 120 Vac Utility Interactive Inverter",1.1000000000000001,120,90.5,"Y","N",null,3.6,null,null,100,182,380,0.11,0.22,0.33,0.55000000000000004,0.83,1.1000000000000001,81.8,89,90.9,92.1,92.4,92.5,91.6,79.900000000000006,88,90.1,91.7,92.2,92.3,91.1,74.8,84.7,87.8,90,90.8,91.1,89.3]
["CFM Equipment Distributors","Green Power 2000 [240V]","2000 W, 240 Vac Utility Interactive Inverter",2,240,92,"Y","N",null,3.6,null,null,100,199,380,0.2,0.4,0.6,1,1.5,2,87.3,91.7,92.6,93.5,93.2,93,92.9,85.7,90.8,92.1,92.9,92.9,92.6,92.4,82.4,88.8,90.5,91.6,91.8,91.6,91.1]
["CFM Equipment Distributors","Green Power 2500 [240V]","2500 W, 240 Vac Utility Interactive Inverter",2.5,240,94.5,"Y","N",null,3.9,null,null,100,218,400,0.25,0.5,0.75,1.25,1.88,2.5,87.1,93.3,94.9,95.8,95.8,95.6,95.2,85.2,92.4,93.8,95.2,95.4,95.1,94.6,80.400000000000006,90,91.7,93.7,94.5,93.8,93.2]
["CFM Equipment Distributors","Green Power 3000 [240V]","3000 W, 240 Vac Utility Interactive Inverter",3,240,93.5,"Y","N",null,3.63,null,null,100,222.5,380,0.3,0.6,0.9,1.5,2.25,3,88.9,92.9,93.8,94.3,94.2,93.9,93.9,87.9,92.5,93.5,94.1,94,93.8,93.7,84.9,90.9,92.4,93.3,93.2,93,92.7]
["CFM Equipment Distributors","Green Power 3500 [240V]","3500 W, 240 Vac Utility Interactive Inverter",3.5,240,95.5,"Y","N",null,3.86,null,null,100,263,400,0.35,0.7,1.05,1.75,2.63,3.5,87.2,93.1,95.4,96.5,96.7,96.6,95.9,85.7,92.2,94.9,96.2,96.4,96.3,95.5,82.1,90.2,93.6,95.4,95.7,95.6,94.5]
["CFM Equipment Distributors","Green Power 4600 [208V]","4600 W, 208 Vac Utility Interactive Inverter",4.5999999999999996,208,95.5,"Y","N",null,4,null,null,100,254,400,0.46,0.92,1.38,2.2999999999999998,3.45,4.5999999999999996,90.3,94.8,95.9,96.5,96.5,96.2,96.1,89.2,94.3,95.6,96.3,96.4,96.1,95.9,86.5,92.9,94.7,95.6,95.7,95.4,95]
["CFM Equipment Distributors","Green Power 4800 [240V]","4800 W, 240 Vac Utility Interactive Inverter",4.8,240,96,"Y","N",null,4.0999999999999996,null,null,100,263,400,0.48,0.96,1.44,2.4,3.6,4.8,86.8,93.5,95.5,97,97.2,97.1,96.4,85.5,92.9,95,96.7,96.9,96.8,96,84.5,91.5,93.9,95.9,96.2,96.1,95.1]
["CFM Equipment Distributors","Green Power 5200 [240V]","5200 W, 240 Vac Utility Interactive Inverter",5.2,240,96,"Y","N",null,4,null,null,100,280,400,0.52,1.04,1.56,2.6,3.9,5.2,89.4,94.8,96,96.8,97,96.8,96.4,88.6,94.4,95.7,96.7,96.8,96.6,96.2,87.7,93.1,94.8,96.1,96.3,96.1,95.5]
["Changzhou Nesl Solartech","DJ-230P-ST15 [240V]","225 W, 240 Vac Inverter",0.22500000000000001,240,94.5,"N","Y","This component is specific to ACPV modules and is not available as an individual unit."]
["Changzhou Nesl Solartech","DJ-235P-ST15 [240V]","225 W, 240 Vac Inverter",0.22500000000000001,240,94.5,"N","Y","This component is specific to ACPV modules and is not available as an individual unit."]
["Changzhou Nesl Solartech","DJ-240DA/C-ST15 [240V]","225 W, 240 Vac Inverter",0.22500000000000001,240,94.5,"N","Y","This component is specific to ACPV modules and is not available as an individual unit."]
["Changzhou Nesl Solartech","DJ-240P-ST15 [240V]","225 W, 240 Vac Inverter",0.22500000000000001,240,94.5,"N","Y","This component is specific to ACPV modules and is not available as an individual unit."]
["Changzhou Nesl Solartech","DJ-245DA/C-ST15 [240V]","225 W, 240 Vac Inverter",0.22500000000000001,240,94.5,"N","Y","This component is specific to ACPV modules and is not available as an individual unit."]
["Changzhou Nesl Solartech","DJ-250DA/C-ST15 [240V]","225 W, 240 Vac Inverter",0.22500000000000001,240,94.5,"N","Y","This component is specific to ACPV modules and is not available as an individual unit."]
["Changzhou Nesl Solartech","DJ-255D/C-ST15 [240V]","225 W, 240 Vac Inverter",0.22500000000000001,240,94.5,"N",null,"This component is specific to ACPV modules and is not available as an individual unit."]
["Chiconypower","MU300SAP2 [240V]","300 W, 240 Vac Utility Interactive Inverter",0.28999999999999998,240,96,"N","Y",null,0.1,null,null,26,31,43,0.03,0.06,0.09,0.14000000000000001,0.22,0.28999999999999998,92.1,94.4,95,95.7,96.3,95.9,95.7,91.6,95.1,94.8,96.5,96.5,96.5,96.1,89.9,94.3,95.3,96.3,96.2,96.2,95.8]
["Chilicon Power, LLC","CP-250-60-208/240-MC4 [208V]","250 W, 208 Vac Utility Interactive Inverter",0.22,208,96,"N","Y",null,0.04,null,null,24,28,35,0.22,0.44,0.66,1.1000000000000001,1.65,2.2000000000000002,93,95.7,96.2,96.3,96,95.3,95.9,91.7,95.2,96.1,96.4,96.2,95.7,95.9,89,93.8,95.2,96.2,96.2,95.9,95.7,null,"2019-02-01"]
["Chilicon Power, LLC","CP-250-60-208/240-MC4 [240V]","250 W, 240 Vac Utility Interactive Inverter",0.22,240,96,"N","Y",null,0.08,null,null,24,28,35,0.22,0.44,0.66,1.1000000000000001,1.65,2.2000000000000002,93.1,95.6,96.3,96.5,96.2,95.6,96.1,92,95.4,96.3,96.6,96.5,96.1,96.2,89.2,94,95.4,96.5,96.6,96.3,96,null,"2019-02-01"]
["Chilicon Power, LLC","CP-250E-60/72-208/240-MC4 [208V]","277 W, 208 Vac Utility Interactive Inverter",0.27700000000000002,208,95.5,"N","Y",null,0.02,null,null,28,30,32,0.03,0.06,0.08,0.14000000000000001,0.21,0.28000000000000003,92,95.1,95.9,96,95.6,94.9,95.5,91.2,94.8,95.7,96,95.6,95.1,95.5,90.6,94.5,95.6,96,95.7,95.2,95.4,"2017-12-15","2019-02-01"]
["Chilicon Power, LLC","CP-250E-60/72-208/240-MC4 [240V]","289 W, 240 Vac Utility Interactive Inverter",0.28899999999999998,240,96,"N","Y",null,0.06,null,null,28,30,32,0.03,0.06,0.09,0.14000000000000001,0.22,0.28999999999999998,92.3,95.4,96.1,96.2,95.9,95.2,95.8,91.6,95.2,96,96.3,96,95.4,95.8,91,95.1,95.9,96.3,96.1,95.6,95.8,"2017-12-15","2019-02-01"]
["Chint Power Systems America","CPS SCA3KTL-O/US [208V]","Utility Interactive Inverter",2.86,208,96,"Y","N",null,1,null,null,100,390,470,0.28999999999999998,0.56999999999999995,0.86,1.43,2.15,2.86,91.1,94.1,95.1,95.6,95.6,95,95.3,93.4,95.7,96.7,97.1,97,96.6,96.8,93,95.4,96.4,96.9,96.8,96.4,96.6]
["Chint Power Systems America","CPS SCA3KTL-O/US [240V]","Utility Interactive Inverter",3,240,96.5,"Y","N",null,1,null,null,100,390,470,0.3,0.6,0.9,1.5,2.2999999999999998,3,91.5,94.5,95.5,96,96,95.6,95.7,94.1,96.2,97.1,97.5,97.4,97.1,97.2,93.8,95.8,96.8,97.3,97.3,97,97]
["Chint Power Systems America","CPS SCE4KTL-O US [208V]","3.7 kW, 208 Vac Utility Interactive Inverter",3.69,208,97,"Y","N",null,0.21,null,null,100,360,470,0.37,0.74,1.1100000000000001,1.85,2.77,3.69,94.7,96.6,97.3,97.7,97.6,97.4,97.4,94.1,96.4,97.2,97.6,97.5,97.4,97.3,92.5,95.5,96.6,97.2,97.2,97.2,96.9]
["Chint Power Systems America","CPS SCA4KTL-O/US [208V]","Utility Interactive Inverter",3.81,208,96.5,"Y","N",null,1,null,null,100,390,470,0.38100000000000001,0.76200000000000001,1.143,1.905,2.8580000000000001,3.81,91.4,94.6,95.4,96,95.8,95.2,95.5,93.7,96.2,97,97.3,97.2,96.8,97,93.1,95.6,96.5,97.1,97,96.6,96.7]
["Chint Power Systems America","CPS SCE4KTL-O US [240V]","4 kW, 240 Vac Utility Interactive Inverter",3.98,240,97,"Y","N",null,0.16,null,null,100,360,450,0.4,0.8,1.19,1.99,2.99,3.98,92,95.1,96.3,97,97,96.9,96.6,94.1,96.5,97.4,97.3,97.1,97.7,97.1,92.3,95.8,96.9,97.5,97.6,97.6,97.2]
["Chint Power Systems America","CPS SCE4KTL-O US [277V]","4 kW, 277 Vac Utility Interactive Inverter",3.98,277,97,"Y","N",null,0.11,null,null,100,360,450,0.4,0.8,1.19,1.99,2.99,3.98,90.7,94.5,96,96.9,97,97,96.5,92.8,95.9,96.9,97.5,97.7,97.6,97.2,93,96,97.2,97.9,98,97.9,97.6]
["Chint Power Systems America","CPS SCA4KTL-O/US [240V]","Utility Interactive Inverter",4.0199999999999996,240,97,"Y","N",null,1,null,null,100,390,470,0.40200000000000002,0.80400000000000005,1.206,2.0099999999999998,3.0150000000000001,4.0199999999999996,92.1,94.9,95.8,96.3,96.2,95.8,95.9,94.2,96.6,97.2,97.7,97.6,97.4,97.4,93.4,95.9,96.8,97.4,97.5,97.1,97.1]
["Chint Power Systems America","CPS SCE5KTL-O US [208V]","4.5 kW, 208 Vac Utility Interactive Inverter",4.47,208,97,"Y","N",null,7.0000000000000007E-2,null,null,100,360,470,0.45,0.89,1.34,2.2400000000000002,3.35,4.47,94.5,96.9,97.5,97.7,97.6,97.4,97.4,94,96.6,97.2,97.5,97.5,97.3,97.2,92.6,95.4,96.3,97.1,97.2,97.1,96.8]
["Chint Power Systems America","CPS SCA5KTL-O US [208V]","4.8 kW, 208 Vac Utility Interactive Inverter",4.6100000000000003,208,96.5,"Y","N",null,0.7,null,null,100,390,470,0.46,0.92,1.38,2.31,3.46,4.6100000000000003,93,95.3,95.9,96.1,95.7,95,95.7,94.8,96.8,97.3,97.5,97.2,96.6,97.1,94.6,96.6,97.1,97.3,97.1,96.5,97]
["Chint Power Systems America","CPS SCE5KTL-O US [240V]","4.8 kW, 240 Vac Utility Interactive Inverter",4.83,240,97,"Y","N",null,0.12,null,null,100,360,450,0.48,0.97,1.45,2.42,3.62,4.83,92.8,95.8,96.6,96.9,96.9,96.8,96.6,94.7,96.8,97.2,97.7,97.5,97.6,97.4,93.2,96.3,97,97.5,97.5,97.5,97.2]
["Chint Power Systems America","CPS SCE5KTL-O US [277V]","4.8 kW, 277 Vac Utility Interactive Inverter",4.83,277,97,"Y","N",null,0.09,null,null,100,360,450,0.48,0.97,1.45,2.42,3.62,4.83,91,94.4,95.7,96.6,96.9,96.9,96.3,93.3,96.3,97,97.5,97.6,97.6,97.3,94,96.7,97.3,97.8,97.9,97.9,97.6]
["Chint Power Systems America","CPS SCA5KTL-O US [240V]","Utility Interactive Inverter",5,240,97,"Y","N",null,1,null,null,100,390,470,0.5,1,1.5,2.5,3.75,5,93.6,95.7,96.1,96.5,96.1,95.4,96,95.4,97.1,97.6,97.8,97.6,97.1,97.5,95,96.9,97.4,97.6,97.4,97.1,97.3]
["Chint Power Systems America","CPS SCA6KTL-O US [208V]","5.5 kW, 208 Vac Utility Interactive Inverter.  For outdoor use.",5.5,208,96.5,"Y","N",null,1,null,null,100,380,470,0.55000000000000004,1.1000000000000001,1.65,2.75,4.125,5.5,92.1,94.8,95.5,96.1,96,95.5,95.7,93.6,96.1,96.8,97.3,97.2,96.8,97,93,95.7,96.5,97,96.9,96.6,96.7]
["Chint Power Systems America","CPS SCE6KTL-O US [208V]","6 kW, 208 Vac Utility Interactive Inverter",5.68,208,97,"Y","N",null,0.11,null,null,100,360,470,0.6,1.2,1.79,2.99,4.49,5.98,95.9,97.2,97.5,97.5,97.3,97,97.3,94.9,96.9,97.4,97.4,97.3,97,97.2,93,96,96.6,97.1,97,96.8,96.7]
["Chint Power Systems America","CPS SCA6KTL-O US [240V]","6.0 kW, 240 Vac Utility Interactive Inverter.  For outdoor use.",6,240,97,"Y","N",null,1,null,null,100,380,470,0.6,1.2,1.8,3,4.5,6,92.6,95.3,95.9,96.5,96.4,95.9,96.1,94.3,96.6,97.3,97.7,97.6,97.3,97.4,93.7,96.1,96.9,97.4,97.4,97.2,97.1]
["Chint Power Systems America","CPS SCE6KTL-O US [240V]","6 kW, 240 Vac Utility Interactive Inverter",6,240,97,"Y","N",null,7.0000000000000007E-2,null,null,100,360,450,0.6,1.2,1.8,3,4.5,6,91.5,94.7,95.9,96.6,96.8,96.8,96.3,93.3,96.2,96.9,97.4,97.4,97.4,97.1,94.3,96.7,97.3,97.9,97.8,97.7,97.6]
["Chint Power Systems America","CPS SCE6KTL-O US [277V]","6 kW, 277 Vac Utility Interactive Inverter",6.01,277,97,"Y","N",null,0.08,null,null,100,360,450,0.6,1.2,1.8,3.01,4.51,6.01,93.8,96.1,96.4,96.8,96.8,96.6,96.6,95.5,97.1,97.7,97.7,97.7,97.4,97.5,93.9,96.2,97.1,97.4,97.4,97.2,97.2]
["Chint Power Systems America","CPS SCE7KTL-O US [240V]","7 kW, 240 Vac Utility Interactive Inverter",6.92,240,97,"Y","N",null,0.17,null,null,100,360,450,0.69,1.38,2.08,3.46,5.19,6.92,94.3,96.2,96.7,96.8,96.7,96.4,96.6,95.5,97,97.5,97.6,97.5,97.3,97.4,94,96.2,96.9,97.3,97.3,97.2,97.1]
["Chint Power Systems America","CPS SCE7KTL-O US [208V]","7 kW, 208 Vac Utility Interactive Inverter",6.95,208,97,"Y","N",null,0.09,null,null,100,360,470,0.7,1.39,2.09,3.48,5.21,6.95,96.1,97.3,97.5,97.3,97,96.5,97.1,95.6,97,97.4,97.1,96.9,96.6,97,93.8,96,96.6,96.9,96.7,96.4,96.6]
["Chint Power Systems America","CPS SCE7KTL-O US [277V]","7 kW, 277 Vac Utility Interactive Inverter",7.01,277,97,"Y","N",null,0.02,null,null,100,360,450,0.7,1.4,2.1,3.51,5.26,7.01,93.4,95.9,96.5,96.8,96.6,96.4,96.5,94.8,96.6,97.2,97.5,97.1,97.1,97.1,94.9,96.9,97.4,97.7,97.6,97.4,97.5]
["Chint Power Systems America","CPS SC14KTL-DO/xx-208 [208V]","14 kW, 208 Vac Utility Interactive Inverter with dual inputs (CA)",14,208,96,"Y","N",null,4,null,null,300,385,540,1.4,2.8,4.2,7,10.5,14,94.9,95.4,95.6,95.6,95.2,94.7,95.3,95.7,96.5,96.9,96.8,96.5,96.1,96.6,93.7,96.8,95.9,96.2,96,95.6,96]
["Chint Power Systems America","CPS SC20KTL-DO/xx-480 [480V]","20 kW, 480 Vac Utility Interactive Inverter with dual inputs (CA)",20,480,97,"Y","N",null,2,null,null,300,480,550,2,4,6,10,15,20,94.9,96.2,96.4,96.6,96.2,95.7,96.2,95.2,96.7,97.1,97.2,97.1,96.9,97,95.3,96.8,97.2,97.4,97.3,97.2,97.2]
["Chint Power Systems America","CPS SCA23KTL-DO/US-480 [480V]","23 kVA, 3-phase, transformerless Utility Interactive Inverter",23,480,98,"Y","N",null,1,null,null,480,720,800,2.2999999999999998,4.5999999999999996,6.9,11.5,17.25,23,95.8,97,97.2,97.4,97.4,97.3,97.3,97,98.2,98.4,98.6,98.5,98.4,98.4,96.6,98,98.2,98.4,98.4,98.3,98.3]
["Chint Power Systems America","CPS SCA28KTL-DO/US-480 [480V]","28 kVA 3-phase, transformerless Utility Interactive Inverter",28,480,98,"Y","N",null,0.9,null,null,500,725,800,2.8,5.6,8.4,14,21,28,96.3,97.2,97.4,97.5,97.4,97.2,97.3,97.5,98.3,98.5,98.5,98.4,98.2,98.4,97.2,98.1,98.4,98.4,98.3,98.1,98.3]
["Chint Power Systems America","CPS SCA36KTL-DO/US [480V]","36 kVA, 480 Vac, 1000 Vdc, 3-phase, non-isolated Utility Interactive Inverter",36,480,98,"Y","N","Multiple Listings: Solectria Renewables, LLC PVI 36TL-480 and Canadian Solar Inc CSI-36KTL-CT",0,null,null,540,730,800,3.6,7.2,10.8,18,27,36,95.5,96.8,97.2,97.5,97.5,97.3,97.3,97.4,98.3,98.5,98.5,98.5,98.3,98.4,97.1,98,98.3,98.4,98.3,98.2,98.3,"2017-09-01","2018-10-15"]
["Chint Power Systems America","CPS SCA50KTL-DO/US-480 [480V]","50 kVA , 1000 Vdc, 480 Vac,  3-phase, non-isolated Utility Interactive Inverter",50,480,98.5,"Y","N","Multiple Listings: Solectria Renewables, LLC PVI 50TL-480 and Canadian Solar Inc CSI-50KTL-CT",0.88,null,null,480,730,850,5,10,15,25,37.5,50,95.6,96.8,97.5,97.9,97.8,97.7,97.6,98,98.6,98.8,98.8,98.7,98.6,98.7,97.7,98.5,98.6,98.7,98.6,98.5,98.6,"2017-08-01","2018-10-15"]
["Chint Power Systems America","CPS SCA60KTL-DO/US-480 [480V]","60 kVA , 1000 Vdc, 480 Vac,  3-phase, non-isolated Utility Interactive Inverter",60,480,98.5,"Y","N","Multiple Listings: Solectria Renewables, LLC PVI 60TL-480 and Canadian Solar Inc CSI-60KTL-CT",0.88,null,null,540,730,850,6,12,18,30,45,60,96.5,97.5,97.9,98.1,97.9,97.7,97.9,98.2,98.7,98.8,98.8,98.7,98.5,98.7,98,98.6,98.7,98.7,98.5,98.4,98.5,"2017-08-01","2018-10-15"]
["Chint Power Systems America","CPS SC100KT-O/xx-480 [480V]","100 kW, 480 Vac Utility Interactive Inverter with dual inputs (US)",100,480,96,"Y","N",null,34,null,null,330,430,500,10,20,30,50,75,100,94,96.2,96.6,96.8,96.6,96.2,96.5,92.7,95.7,96.1,96.5,96.3,95.9,96.1,92.2,95.2,95.8,96.3,96.1,95.7,95.9]
["Chint Power Systems America","CPS SCH100KTL-DO/US-600 [600V]","100 kVA , 1500Vdc, 600Vac, 3 Phase, Non-isolated Utility Interactive Inverter",100,600,98.5,"N","N",null,4.5,null,null,870,1000,1300,10,20,30,50,75,100,98.551913170550606,98.997154065699576,99.061972328956216,99.00078048409739,98.873762893254693,98.745242502108027,98.909891269772601,97.902550474383133,98.484857507533135,98.532225912684183,98.567385583558817,98.447013080233702,98.281050897108159,98.454332453800717,97.097950071451592,97.901048246755153,98.071044058010003,98.105298659618327,98.080044777547087,97.905368682202621,98.027300586886966,"2018-08-01","2018-10-15"]
["Chint Power Systems America","CPS SCH125KTL-DO/US-600 [600V]","125 kVA , 1500Vdc, 600Vac, 3 Phase, Non-isolated Utility Interactive Inverter",125,600,98.5,"N","N",null,4.9000000000000004,null,null,870,1000,1300,12.5,25,37.5,62.5,93.75,125,98.707684820160623,99.032876683015886,99.06907867202689,98.952307926326014,98.789908624320944,98.561327097315782,98.854943257884798,98.100765115696163,98.562967124892893,98.584147101616665,98.538352052196359,98.35202881328668,98.051253876208165,98.404468508880086,97.417075240097319,98.038277017220338,98.140012382549841,98.141131689216635,97.978233161124621,97.699223726568917,97.998460762830888,"2018-08-01","2018-10-15"]
["Chint Solar Zhejiang","CHPI3KTL-US [208V]","Utility Interactive Inverter",2.86,208,96,"Y","N",null,1,null,null,100,390,470,0.28999999999999998,0.56999999999999995,0.86,1.43,2.15,2.86,91.1,94.1,95.1,95.6,95.6,95,95.3,93.4,95.7,96.7,97.1,97,96.6,96.8,93,95.4,96.4,96.9,96.8,96.4,96.6]
["Chint Solar Zhejiang","CHPI3KTL-US [240V]","Utility Interactive Inverter",3,240,96.5,"Y","N",null,1,null,null,100,390,470,0.3,0.6,0.9,1.5,2.2999999999999998,3,91.5,94.5,95.5,96,96,95.6,95.7,94.1,96.2,97.1,97.5,97.4,97.1,97.2,93.8,95.8,96.8,97.3,97.3,97,97]
["Chint Solar Zhejiang","CHPI4KTL-US [208V]","Utility Interactive Inverter",3.81,208,96.5,"Y","N",null,1,null,null,100,390,470,0.38100000000000001,0.76200000000000001,1.143,1.905,2.8580000000000001,3.81,91.4,94.6,95.4,96,95.8,95.2,95.5,93.7,96.2,97,97.3,97.2,96.8,97,93.1,95.6,96.5,97.1,97,96.6,96.7]
["Chint Solar Zhejiang","CHPI4KTL-US [240V]","Utility Interactive Inverter",4.0199999999999996,240,97,"Y","N",null,1,null,null,100,390,470,0.40200000000000002,0.80400000000000005,1.206,2.0099999999999998,3.0150000000000001,4.0199999999999996,92.1,94.9,95.8,96.3,96.2,95.8,95.9,94.2,96.6,97.2,97.7,97.6,97.4,97.4,93.4,95.9,96.8,97.4,97.5,97.1,97.1]
["Chint Solar Zhejiang","CHPI5KTL-US [208V]","Utility Interactive Inverter",4.6100000000000003,208,96.5,"Y","N",null,0.7,null,null,100,390,470,0.46100000000000002,0.92200000000000004,1.383,2.3050000000000002,3.4580000000000002,4.6100000000000003,93,95.3,95.9,96.1,95.7,95,95.7,94.8,96.8,97.3,97.5,97.2,96.6,97.1,94.6,96.6,97.1,97.3,97.1,96.5,97]
["Chint Solar Zhejiang","CHPI5KTL-US [240V]","Utility Interactive Inverter",5,240,97,"Y","N",null,1,null,null,100,390,470,0.5,1,1.5,2.5,3.75,5,93.6,95.7,96.1,96.5,96.1,95.4,96,95.4,97.1,97.6,97.8,97.6,97.1,97.5,95,96.9,97.4,97.6,97.4,97.1,97.3]
["Chint Solar Zhejiang","CHPI 6KTL-US [208V]","5.5 kW,  208 Vac Utility Interactive Inverter",5.5,208,96.5,"Y","N",null,1,null,null,100,380,470,0.55000000000000004,1.1000000000000001,1.65,2.75,4.125,5.5,92.1,94.8,95.5,96.1,96,95.5,95.7,93.6,96.1,96.8,97.3,97.2,96.8,97,93,95.7,96.5,97,96.9,96.6,96.7]
["Chint Solar Zhejiang","CHPI 6KTL-US [240V]","6.0 kW, 240 Vac Utility Interactive Inverter",6,240,97,"Y","N",null,1,null,null,100,380,470,0.6,1.2,1.8,3,4.5,6,92.6,95.3,95.9,96.5,96.4,95.9,96.1,94.3,96.6,97.3,97.7,97.6,97.3,97.4,93.7,96.1,96.9,97.4,97.4,97.2,97.1]
["Chint Solar Zhejiang","CHPI14KTL-US","Utility Interactive Inverter",14,null,96,"Y","N",null,4,null,null,300,385,540,1.4,2.8,4.2,7,10.5,14,94.9,95.4,95.6,95.6,95.2,94.7,95.3,95.7,96.5,96.9,96.8,96.5,96.1,96.6,93.7,96.8,95.9,96.2,96,95.6,96]
["Chint Solar Zhejiang","CHPI20KTL-US","Utility Interactive Inverter",20,null,97,"Y","N",null,2,null,null,300,480,550,2,4,6,10,15,20,94.9,96.2,96.4,96.6,96.2,95.7,96.2,95.2,96.7,97.1,97.2,97.1,96.9,97,95.3,96.8,97.2,97.4,97.3,97.2,97.2]
["Chint Solar Zhejiang","CHPI 23KTL-US","23 kVA, 3-phase, transformerless Utility Interactive Inverter",23,null,98,"Y","N",null,1,null,null,480,720,800,2.2999999999999998,4.5999999999999996,6.9,11.5,17.25,23,95.8,97,97.2,97.4,97.4,97.3,97.3,97,98.2,98.4,98.6,98.5,98.4,98.4,96.6,98,98.2,98.4,98.4,98.3,98.3]
["Chint Solar Zhejiang","CHPI 28KTL-US","28 kVA, 3-phase, transformerless Utility Interactive Inverter",28,null,98,"Y","N",null,0.9,null,null,500,725,800,2.8,5.6,8.4,14,21,28,96.3,97.2,97.4,97.5,97.4,97.2,97.3,97.5,98.3,98.5,98.5,98.4,98.2,98.4,97.2,98.1,98.4,98.4,98.3,98.1,98.3]
["Concept by US","Power Station PS247-05-180 [120V]","5 kW, 120 Vac Utility Interactive Inverter",5.0199999999999996,120,94,"Y","N",null,0,null,null,210,310,420,0.502,1.004,1.5059999999999998,2.5099999999999998,3.7649999999999997,5.0199999999999996,96.541916323010312,94.68762465324572,93.466488991662544,92.956326415751477,93.325778051524594,92.485061913781678,93.419780574887142,96.063657820364142,96.781964329832505,96.702278682493628,93.71181892025281,94.615867337846012,92.34830576206005,94.729224921619902,95.128122342950604,93.438173329735989,95.579718480932598,94.489730440014341,94.295888809782781,92.982674987047588,94.415397988856995]
["Concept by US","Power Station PS247-10-180 [120V]","10 kW, 120 Vac Utility Interactive Inverter",10.08,120,94,"Y","N",null,0,null,null,210,310,420,1.01,2.02,3.02,5.04,7.56,10.08,96.9,94.3,93.9,93.1,92.3,91.4,92.9,97.2,96.1,95.4,93.8,94.9,92.6,94.8,96.4,94,93.9,95.2,93.7,93,94.1]
["Concept by US","Power Station PS247-15-180 [120V]","15 kW, 120 Vac Utility Interactive Inverter",15.16,120,94,"Y","N",null,0,null,null,210,310,420,1.52,3.03,4.55,7.58,11.37,15.16,95.4,94.3,94.4,93.2,92.4,92.1,93,96.9,96,95.8,94.2,94.8,93,94.8,96.4,95.4,94,94.7,93.9,93.7,94.2]
["Connect Renewable Energy","CE 4000 [240V]","3000 W Grid Tied, 240 Vac, Low DC Voltage Inverter",3,240,93,"Y","N",null,7,3,7,54,62,77,0.3,0.6,0.9,1.5,2.25,3,85.3,92.8,93.8,94.4,94.3,93.4,93.8,85.6,91.7,93.1,94.4,93.6,92.6,93.3,82.8,89.3,91.1,93.8,93.3,93.2,92.5]
["Danfoss","MLX 480V [480V]","60 kW, 480 Vac, Utility Interactive Inverter",60,480,98.5,"N","N",null,8.16,null,null,685,710,800,6,12,18,30,45,60,97.7,98.5,98.7,98.8,98.6,98.5,98.6,97.5,98.4,98.7,98.7,98.6,98.4,98.6,96.9,98.1,98.4,98.4,98.3,98.1,98.3]
["Danfoss Solar","DLX 2.0 UL [208V]","2.0 kW, 208 Vac Utility Interactive Inverter",2.0099999999999998,208,96.5,"Y","N",null,0.9,null,null,100,365,490,0.2,0.4,0.6,1,1.51,2.0099999999999998,91.7,95.1,95.6,96.5,96.6,96.3,96.2,92.9,95.4,96.2,96.8,96.9,96.7,96.6,91,94,95.3,96.3,96.6,96.6,96]
["Danfoss Solar","DLX 2.0 UL [240V]","2.0 kW, 240 Vac Utility Interactive Inverter",2.0099999999999998,240,96.5,"Y","N",null,0.97,null,null,100,375,490,0.2,0.4,0.6,1.01,1.51,2.0099999999999998,91.9,95.3,96.1,96.7,96.8,96.7,96.4,91.2,95.2,96.1,96.9,97.1,97.1,96.6,91,94.5,95.6,96.6,97,97.1,96.4]
["Danfoss Solar","DLX 2.9 UL [240V]","2.9 kW, 240 Vac Utility Interactive Inverter",2.9,240,96.5,"Y","N",null,0.98,null,null,100,375,490,0.28999999999999998,0.57999999999999996,0.87,1.45,2.1800000000000002,2.9,93.4,95.9,96.5,96.8,96.5,96.1,96.4,93.3,96.1,96.8,97.2,97.1,97,96.9,92.2,95.5,96.3,96.9,97,96.9,96.6]
["Danfoss Solar","DLX 2.9 UL [208V]","2.9 kW, 208 Vac Utility Interactive Inverter",2.91,208,96.5,"Y","N",null,0.92,null,null,100,365,490,0.28999999999999998,0.57999999999999996,0.87,1.45,2.1800000000000002,2.91,93.7,95.9,96.2,96.5,96.3,95.6,96.2,93.9,96.1,96.6,96.8,96.6,96.3,96.5,91.9,95.1,96,96.5,96.5,96.3,96.2]
["Danfoss Solar","DLX 3.8 UL [208V]","3.8 kW, 208 Vac Utility Interactive Inverter",3.81,208,96.5,"Y","N",null,0.77,null,null,100,360,500,0.38,0.76,1.1399999999999999,1.91,2.86,3.81,94.6,96.3,96.7,96.7,96.2,95.6,96.3,94.8,96.5,96.9,97,96.8,96.5,96.7,93.1,95.6,96.4,96.8,96.7,96.5,96.5]
["Danfoss Solar","DLX 3.8 UL [240V]","3.8 kW, 240 Vac Utility Interactive Inverter",3.81,240,97,"Y","N",null,0.9,null,null,100,370,500,0.38,0.76,1.1399999999999999,1.91,2.86,3.81,94.8,96.6,96.9,96.9,96.5,96,96.6,94.6,96.6,97.1,97.3,97.2,96.8,97,93.3,95.8,96.6,97,97.1,96.9,96.8]
["Danfoss Solar","DLX 4.4 UL [208V]","4.4 kW, 208 Vac Utility Interactive Inverter",4.4000000000000004,208,96.5,"Y","N",null,0.8,null,null,100,360,500,0.44,0.88,1.32,2.2000000000000002,3.3,4.4000000000000004,95.1,96.5,96.7,96.4,95.9,95.1,96,95.2,96.6,97,97,96.7,96.3,96.7,93.6,95.9,96.4,96.7,96.5,96.2,96.4]
["Danfoss Solar","DLX 4.4 UL [240V]","4.4 kW, 240 Vac Utility Interactive Inverter",4.4000000000000004,240,97,"Y","N",null,0.97,null,null,100,370,500,0.44,0.88,1.32,2.2000000000000002,3.3,4.4000000000000004,95.3,96.8,96.9,96.8,96.4,95.6,96.5,95.2,96.8,97.2,97.2,97.1,96.7,97,93.9,96.2,96.7,97,97,96.7,96.8]
["Danfoss Solar","MLX 400V [400V]","60 kW, 400 Vac, Utility Interactive Inverter",59.86,400,98,"N","N",null,7.1,null,null,570,630,800,5.99,11.97,17.96,29.93,44.89,59.86,97.9,98.6,98.7,98.6,98.4,98.1,98.4,97.5,98.3,98.4,98.3,98.1,97.9,98.2,96.5,97.7,98,98,97.7,97.5,97.8]
["Darfon Electronics Corp.","MIG240UL00 [240V]","220 W, 240V Utility Interactive Inverter",0.23,240,95,"N","N",null,4.7E-2,null,null,27,35,40,0.02,0.05,7.0000000000000007E-2,0.11,0.17,0.23,88.9,93.3,94.6,94.9,95.2,95.1,94.7,89,93,94.6,95.3,95.5,95.6,95,88.2,92.7,94.3,95.3,95.5,95.7,94.9]
["Darfon Electronics Corp.","MIG300UL00 [240V]","Utility Interactive Inverter",0.25,240,95,"N","N",null,8.8999999999999996E-2,null,null,30,36,40,2.5000000000000001E-2,5.0999999999999997E-2,7.5999999999999998E-2,0.127,0.19,0.254,90.3,93.7,95,95.3,95.5,95.4,95.1,89.9,93.5,94.9,95.2,95.7,95.7,95.1,89.8,93.3,94.7,95.2,95.7,95.8,95.1]
["Darfon Electronics Corp.","G32xxxxxx [208V]","300 W, 208 Vac Utility Interactive Inverter, where x = 0-9, A-Z, or (blank)",0.30299999999999999,208,95.5,"N","Y",null,1.4E-2,null,null,24,27.5,37,0.03,0.06,0.09,0.15,0.23,0.3,92.3,95.5,96,96.1,95.6,94.7,95.6,91.9,95.3,95.9,96,95.5,94.7,95.5,90.6,94.7,95.4,95.6,95.3,94.5,95.1,"2017-03"]
["Darfon Electronics Corp.","G32xxxxxx [240V]","300 W, 240 Vac Utility Interactive Inverter, where x = 0-9, A-Z, or (blank)",0.30499999999999999,240,96.3,"N","Y",null,6.5000000000000002E-2,null,null,24,27.5,37,0.03,0.06,0.09,0.15,0.23,0.31,91.981900599999989,95.743555799999996,96.481910800000009,96.70754740000001,96.492486600000007,95.991427599999994,96.293457341999996,91.510138200000014,95.388844799999987,96.255713,96.529220800000004,96.344282399999997,95.872901399999989,96.107784437999996,89.994191200000003,94.742229199999997,95.764933800000009,96.157840199999995,96.043638200000004,95.631121799999988,95.706501942000003]
["Darfon Electronics Corp.","G32xxxxxx [277V]","300 W, 277 Vac Utility Interactive Inverter, where x = 0-9, A-Z ,or (Blank)",0.30499999999999999,277,96,"N","Y",null,6.5000000000000002E-2,null,null,24,27.5,37,0.03,0.06,0.09,0.15,0.23,0.31,92,95.7,96.5,96.7,96.5,96,96.3,91.510138200000014,95.388844799999987,96.255713,96.529220800000004,96.344282399999997,95.872901399999989,96.107784437999996,89.994191200000003,94.742229199999997,95.764933800000009,96.157840199999995,96.043638200000004,95.631121799999988,95.706501942000003]
["Darfon Electronics Corp.","G64xxxxxx [240V]","600 W, 240 Vac Utility Interactive Microinverter, where x =0-9, A-Z or blank, for marking use only",0.60097999999999996,240,95.5,"N","Y",null,5.7000000000000002E-2,null,null,26,30,35,6.0098100000000002E-2,0.1201962,0.18029429999999999,0.30049049999999999,0.45073574999999999,0.60098099999999999,90.414408000000009,94.859288599999999,95.739644999999996,96.025703399999998,95.800199199999994,95.186733799999999,95.547138129999993,89.975876200000002,94.641924199999991,95.597033800000005,95.948151800000005,95.554503799999992,95.208904799999999,95.356219445999997,89.179876199999995,94.306466400000005,95.316410399999995,95.764040199999997,95.646884999999997,95.126969399999993,95.280133578000004,"2019-01-02"]
["Darfon Electronics Corp.","H5000x [240V]","5000 W, 240 Vac Utility Interactive Inverter, where x = 0-9, A-Z or blank, (0-9 for color; A-Z for customer)",5.0739999999999998,240,95.5,"N","N",null,0.43,null,null,300,360,380,0.50800000000000001,1.016,1.524,2.54,3.81,5.0759999999999996,89.228338400000013,93.736259799999999,94.907423600000001,95.751822599999997,95.886322399999997,95.612956999999994,95.353118825999999,89.489125199999989,93.948561799999993,95.256629000000004,95.913850999999994,96.033797399999997,95.885842800000006,95.54190204999999,89.3176694,94.004821399999997,95.202498000000006,95.947675400000008,96.0160956,95.91960379999999,95.530770297999993,"2018-03-15","2018-10-15"]
["DASS tech","DSP-M33250KUS","Utility Interactive Inverter",250,null,95,"Y","N",null,107.7,null,null,330,378,480,25,50,75,125,187.5,250,91.5,94.7,95.5,95.2,95.1,94.5,95,91.5,94.5,95.2,95.1,94.9,94.6,94.8,91.1,94.2,94.9,95,94.8,94.5,94.7]
["Delta Electronics","DDP-260AB XX","Utility Interactive, transformer isolated PV Microinverter",0.26,null,95,"N","Y",null,0.2,null,null,27.5,33.799999999999997,36,0.03,0.05,0.08,0.13,0.2,0.26,91.1,93.7,95,95.3,94.8,93.6,94.6,90.6,94.3,94.5,95.4,95.6,95,95.1,90.6,93.8,94.5,95.6,95.5,94.9,95.1]
["Delta Electronics","SOLIVIA 3.8 NA G4 TL [208V]","3800W, 208Vac transformerless Utility Interactive Inverter. All the SOLIVIA models are same firmare version tested for Utility Interactive type.",3.32,208,97.5,"Y","N",null,1.1399999999999999,null,null,100,380,500,0.33,0.66,1,1.66,2.4900000000000002,3.32,94.6,96.1,97,97.3,97.1,96.8,97,96.3,96.9,97.8,97.9,98.1,97.5,97.8,95.9,95.8,96.9,97.4,97.4,97.1,97.2,"2017-10-16","2018-10-15"]
["Delta Electronics","SOLIVIA 3.8 NA G4 TL [240V]","3800 W, 240 Vac transformerless Utility Interactive Inverter. All the SOLIVIA models are same firmare version tested for Utility Interactive type.",3.81,240,97.5,"Y","N",null,1.19,null,null,100,380,500,0.38,0.76,1.1399999999999999,1.91,2.86,3.81,94.1,95.9,96.9,97.3,97.2,96.8,97,95.5,96.9,98,98.3,98.1,98,98,94.6,95.6,97.3,97.8,97.8,97.6,97.5,"2017-10-16","2018-10-15"]
["Delta Electronics","SOLIVIA 5.2 NA G4 TL [208V]","5200W, 208Vac transformerless Utility Interactive Inverter. All the SOLIVIA models are same firmare version tested for Utility Interactive type.",5.2,208,97.5,"Y","N",null,1.31,null,null,100,380,500,0.52,1.04,1.56,2.6,3.9,5.2,93.6,95.6,96.3,97.2,97.1,96.8,96.8,95.2,96.6,97.5,98,98,97.7,97.7,93.6,96.3,97,97.7,97.7,97.5,97.4,"2017-10-16","2018-10-15"]
["Delta Electronics","SOLIVIA 5.2 NA G4 TL [240V]","5200 W, 240Vac transformerless Utility Interactive Inverter. All the SOLIVIA models are same firmare version tested for Utility Interactive type.",5.2,240,97.5,"Y","N",null,1.42,null,null,100,380,500,0.52,1.04,1.56,2.6,3.9,5.2,94,95.8,96.4,97.3,97.4,97.1,97,95.2,97,97.5,98.2,98.3,98.1,98,93.8,96.6,97.2,97.9,98,98,97.7,"2017-10-16","2018-10-15"]
["Delta Electronics","RPI H7U [208V]","6 kW, 208 Vac transformerless Utility Interactive Inverter with arc detector",5.99,208,97,"Y","N",null,1.087,null,null,280,370,400,0.6,1.2,1.8,3,4.49,5.99,96.1,96.8,97,97,96.7,96.3,96.8,95.8,97.4,97.6,97.5,97.3,96.9,97.3,95.7,97.3,97.5,97.5,97.3,96.9,97.3]
["Delta Electronics","RPI H7U [240V] [6kVa]","6 kW, 240 Vac transformerless Utility Interactive Inverter with arc detector",6.06,240,97.5,"Y","N",null,1.181,null,null,280,370,400,0.61,1.21,1.82,3.03,4.55,6.06,96,96.1,96.6,96.7,96.7,96.4,96.6,96,97.7,97.9,97.9,97.7,97.5,97.7,95.8,97.6,97.8,97.9,97.7,97.5,97.6]
["Delta Electronics","SOLIVIA 6.6 NA G4 TL [208V]","6600W, 208Vac transformerless Utility Interactive Inverter. All the SOLIVIA models are same firmare version tested for Utility Interactive type.",6.6,208,97.5,"Y","N",null,1.23,null,null,100,380,500,0.66,1.32,1.98,3.3,4.95,6.6,94.4,96.1,97,97.2,96.9,96.2,96.8,95.9,96.9,97.8,98,97.7,97.3,97.7,95,96.4,97.4,97.7,97.6,97.1,97.4,"2017-10-16","2018-10-15"]
["Delta Electronics","SOLIVIA 6.6 NA G4 TL [240V]","6600W, 208Vac transformerless Utility Interactive Inverter. All the SOLIVIA models are same firmare version tested for Utility Interactive type.",6.6,240,97.5,"Y","N",null,1.45,null,null,100,380,500,0.66,1.32,1.98,3.3,4.95,6.6,94.3,96.2,96.9,97.4,97.2,96.8,97,96,97.3,97.9,98.3,98.2,97.9,98,95,96.8,97.6,98,98,97.7,97.7,"2017-10-16","2018-10-15"]
["Delta Electronics","SOLIVIA 7.6 NA G4 TL [208V]","7600W, 208Vac transformerless Utility Interactive Inverter. All the SOLIVIA models are same firmare version tested for Utility Interactive type.",6.6,208,97.5,"Y","N",null,1.23,null,null,100,380,500,0.66,1.32,1.98,3.3,4.95,6.6,94.4,96.1,97,97.2,96.9,96.2,96.8,95.9,96.9,97.8,98,97.7,97.3,97.7,95,96.4,97.4,97.7,97.6,97.1,97.4,"2017-10-16","2018-10-15"]
["Delta Electronics","RPI H7U [240V] [7kVa]","7 kW, 240 Vac transformerless Utility Interactive Inverter with arc detector",7.0140000000000002,240,97.5,"Y","N",null,1.169,null,null,280,370,400,0.7,1.4,2.1,3.51,5.26,7.01,96.3,96.3,96.7,96.8,96.6,96.2,96.6,96.9,97.8,97.9,97.9,97.6,97.3,97.7,96.7,97.7,97.9,97.9,97.6,97.4,97.7]
["Delta Electronics","SOLIVIA 7.6 NA G4 TL [240V]","7600W,240Vac transformerless Utility Interactive Inverter. All the SOLIVIA models are same firmare version tested for Utility Interactive type.",7.6,240,97.5,"Y","N",null,1.43,null,null,100,380,500,0.76,1.52,2.2799999999999998,3.8,5.7,7.6,95,96.4,97.3,97.4,97,96.4,97,96.3,97.4,98.1,98.3,98,97.7,98,95.5,97.2,97.7,98,97.9,97.5,97.7,"2017-10-16","2018-10-15"]
["Delta Electronics","Delta 15 TL","15 kW, 3-phase, transformerless Utility Interactive Inverter",15.13,null,98,"Y","N",null,0.82,null,null,420,700,800,1.51,3.03,4.54,7.56,11.34,15.13,94.7,96.5,97,97.4,97.5,97.4,97.2,95.6,97.2,97.7,98.1,98.2,98.1,97.9,96.2,97.6,98.1,98.4,98.4,98.4,98.3]
["Delta Electronics","Delta 20 TL","20 kW, 3-phase, transformerless Utility Interactive Inverter",20.2,null,98,"Y","N",null,0.82,null,null,500,720,800,2.02,4.04,6.06,10.1,15.15,20.2,95.5,96.8,97.3,97.6,97.7,97.6,97.5,97.3,98.2,98.5,98.6,98.6,98.5,98.5,96.9,97.9,98.3,98.4,98.4,98.4,98.3]
["Delta Electronics","M24U_XXX [480V]","26.4 kW, 480 Vac Utility Interactive Inverter, where xxx = 120, 121, or 122",26.402999999999999,480,98,"N","N",null,2.6,null,null,415,710,830,2.64,5.28,7.92,13.2,19.8,26.4,95.28,96.42,97.03,97.41,97.46,97.3,97.25,97.39,98.27,98.56,98.65,98.65,98.57,98.57,96.51,97.77,98.06,98.35,98.36,98.27,98.21,"2017-12-15","2018-10-15"]
["Delta Electronics","M28U_XXX [480V]","30.7 kW, 480 Vac Utility Interactive Inverter, where xxx = 120, 121, or 122",30.709,480,98,"N","N",null,2.4,null,null,485,710,830,3.07,6.14,9.2100000000000009,15.35,23.03,30.71,95.98,97.06,97.64,97.78,97.74,97.52,97.62,97.67,98.38,98.6,98.65,98.6,98.49,98.56,96.9,97.95,98.21,98.35,98.32,98.18,98.23,"2017-12-15","2018-10-15"]
["Delta Electronics","M36U_XXX [480V]","39.7 kW, 480 Vac Utility Interactive Inverter, where xxx = 120, 121, or 122",39.737000000000002,480,98,"N","N",null,2.9,null,null,520,710,830,3.97,7.95,11.92,19.87,29.8,39.74,96.36,97.47,97.83,97.97,97.81,97.59,97.76,97.75,98.45,98.6,98.6,98.43,98.28,98.45,96.89,97.92,98.22,98.3,98.16,97.95,98.12,"2017-12-15","2018-10-15"]
["Delta Electronics","M42U_XXX [480V]","45.9 kW, 480 Vac Utility Interactive Inverter, where xxx = 120, 121, or 122",45.972000000000001,480,98,"N","N",null,2.9,null,null,545,710,830,4.5999999999999996,9.19,13.79,22.99,34.479999999999997,45.97,96.83,97.76,97.97,98.02,97.8,97.54,97.81,97.98,98.53,98.6,98.55,98.35,98.16,98.41,97.21,98.04,98.26,98.26,98.07,97.86,98.09,"2017-12-15","2018-10-15"]
["Delta Electronics","M60U_XXX [480V]","65.47 kW, 480 Vac Utility Interactive Inverter, where xxx = 120, 121, or 122",65.47,480,98.5,"N","N",null,2.8630300000000002,null,null,540,710,800,6.55,13.09,19.64,32.74,49.1,65.47,96.77,97.69,97.62,98.1,98.02,97.46,97.89,98.52,98.59,98.63,98.71,98.46,98.29,98.54,97.76,98.59,98.41,98.51,98.32,98.14,98.35,"2017-12-15","2018-10-15"]
["Delta Electronics","M80U_XXX [480V]","82.76 kW, 480 Vac Utility Interactive Inverter, where xxx = 120, 121, or 122",82.763999999999996,480,98.5,"N","N",null,2.6,null,null,600,710,800,8.2799999999999994,16.55,24.83,41.38,62.07,82.76,97.48,98.39,98.4,98.22,97.97,97.79,98.06,98.31,98.79,98.85,98.69,98.54,98.18,98.59,98.37,98.68,98.69,98.49,98.23,98.09,98.36,"2017-12-15","2018-10-15"]
["Delta Energy Systems","SI 1800 US [208V]","1800 W, 208 Vac Grid-Tied Solar PV Inverter",1.8,208,92.5,"Y","N",null,0.26,null,null,100,290,320,0.18,0.36,0.54,0.9,1.35,1.8,83.5,90,91.6,92.5,92.8,92.4,92,84,91.4,91.6,93.1,93.4,93.5,92.6,84.8,90.4,92.1,93.4,93.6,93.5,92.8]
["Delta Energy Systems","SI 1800 US [240V]","1800 W, 240 Vac Grid-Tied Solar PV Inverter",1.8,240,92.5,"Y","N",null,0.14000000000000001,null,null,100,290,320,0.18,0.36,0.54,0.9,1.35,1.8,83.6,89.6,91.2,92.3,92.6,92.3,91.8,84.1,90.1,91.8,93.2,93.4,93.2,92.6,85,90.1,92.2,93.3,93.5,93.3,92.8]
["Delta Energy Systems","SI 2500 US [208V]","2500 W, 208 Vac Grid-Tied Solar PV Inverter",2.5,208,92,"Y","N",null,0.32,null,null,100,290,320,0.25,0.5,0.75,1.25,1.88,2.5,85.3,90.2,91.6,92.1,91.8,90.8,91.4,86.7,90.7,92.3,92.7,92.6,92.1,92.2,86.6,91,92.4,93,92.5,92,92.3]
["Delta Energy Systems","SI 2500 US [240V]","2500 W, 240 Vac Grid-Tied Solar PV Inverter",2.5,240,93,"Y","N",null,0.32,null,null,100,290,320,0.25,0.5,0.75,1.25,1.88,2.5,86.5,91.2,92.7,93.1,92.6,91.7,92.4,86.8,91.7,93.1,93.7,93.6,92.9,93.2,87.6,92.1,93.3,93.8,93.6,93,93.3]
["Delta Energy Systems","SOLIVIA 2.5 NA G4 TR [240V]","2500 W, 240 Vac Grid-Tied Solar PV Inverter",2.5299999999999998,240,95,"Y","N",null,0.44,null,null,100,350,500,0.2525,0.505,0.75749999999999995,1.2629999999999999,1.8939999999999999,2.5249999999999999,87.88,92.81,94.3,95.16,95.39,95.43,94.78,88.06,92.94,94.4,95.57,95.81,96.07,95.15,87.32,93.18,94.41,95.57,96.11,96.19,95.3]
["Delta Energy Systems","SOLIVIA 2.5 NA G4 TR [208V]","2500 W, 208 Vac Grid-Tied Solar PV Inverter",2.5499999999999998,208,94.5,"Y","N",null,0.33,null,null,100,350,500,0.25540000000000002,0.51080000000000003,0.76619999999999999,1.2769999999999999,1.9159999999999999,2.5539999999999998,87.8,92.51,93.67,94.83,95.11,95.18,94.46,87.84,92.59,93.98,95.14,95.44,95.71,94.77,87.07,92.88,94.1,95.22,95.67,95.82,94.91]
["Delta Energy Systems","SOLIVIA 3.3 NA G4 TR [208V]","3300 W, 208 Vac Grid-Tied Solar PV Inverter",3.33,208,95,"Y","N",null,0.33,null,null,100,350,500,0.33250000000000002,0.66500000000000004,0.99750000000000005,1.663,2.4940000000000002,3.3250000000000002,89.6,93.39,94.38,95.06,95.1,94.9,94.69,89.95,93.65,94.73,95.42,95.74,95.36,95.19,89.44,93.75,94.91,95.65,95.82,95.59,95.3]
["Delta Energy Systems","SOLIVIA 3.3 NA G4 TR [240V]","3300 W, 240 Vac Grid-Tied Solar PV Inverter",3.34,240,95.5,"Y","N",null,0.44,null,null,100,350,500,0.33350000000000002,0.66700000000000004,1.0009999999999999,1.6679999999999999,2.5009999999999999,3.335,89.99,93.76,94.76,95.34,95.57,95.28,95.09,89.85,94.05,95,95.8,96.07,95.85,95.52,89.59,94.12,95.09,95.98,96.15,96,95.62]
["Delta Energy Systems","SOLIVIA 4.4 NA G4 TR [208V]","4400 W, 208 Vac Grid-Tied Solar PV Inverter",4.5279999999999996,208,95,"Y","N",null,0.39,null,null,100,350,500,0.45,0.91,1.36,2.2599999999999998,3.4,4.53,89.29,93.12,93.99,94.56,94.41,94.04,94.1,89.82,93.26,94.33,95.08,94.86,94.47,94.54,89.76,94.05,95,95.49,95.38,94.87,95.04]
["Delta Energy Systems","SOLIVIA 4.4 NA G4 TR [240V]","4400 W, 240 Vac Grid-Tied Solar PV Inverter",4.5640000000000001,240,95,"Y","N",null,0.49,null,null,100,350,500,0.46,0.91,1.37,2.2799999999999998,3.42,4.5599999999999996,90,93.32,94.39,94.88,94.89,94.61,94.54,89.54,93.68,94.86,95.49,95.33,95.01,94.98,89.56,93.58,95.11,95.82,95.84,95.44,95.37]
["Delta Energy Systems","SOLIVIA 5.0 NA G4 TR [208V]","5000 W, 208 Vac Grid-Tied Solar PV Inverter",5.0839999999999996,208,95,"Y","N",null,0.39,null,null,100,350,500,0.51,1.02,1.53,2.54,3.81,5.08,90.37,93.22,94.25,94.49,94.27,93.72,94.08,90.53,93.49,94.69,94.97,94.66,93.96,94.47,90.64,93.95,94.83,95.49,95.16,94.56,94.92]
["Delta Energy Systems","SOLIVIA 5.0 NA G4 TR [240V]","5000 W, 240 Vac Grid-Tied Solar PV Inverter",5.14,240,95,"Y","N",null,0.51,null,null,100,350,500,0.51,1.03,1.54,2.57,3.86,5.14,90.13,93.58,94.64,94.84,94.8,94.46,94.53,90.59,93.73,94.91,95.4,95.15,94.87,94.9,91.18,94.19,95.12,95.68,95.61,95.13,95.29]
["Destin Power Inc.","SAVEEN1000-ES02H.US [440V]","1000 kW, 440 Vac, Utility Interactive Inverter ESS for Indoor ESS PCS",1000,440,98,"N","N","Weighted Efficiency includes efficiency of 3000 kVA ABB Korea distribution transformer.",149.25,null,null,740,830,900,100,200,300,500,750,1000,94.976199999999992,97.210200000000015,97.951599999999999,98.4084,98.506999999999991,98.421000000000006,98.209273999999994,94.25200000000001,96.764399999999995,97.581600000000009,98.185599999999994,98.325400000000002,98.260799999999989,97.962569999999999,93.58720000000001,96.477400000000003,97.383799999999994,98.005799999999994,98.208799999999997,98.169399999999996,97.793765999999991,"2018-11-01"]
["Diehl AKO Stiftung","4301 S-A [208V]","3.68 kW, 208 Vac Utility Interactive Inverter",3.19,208,94,"Y","N",null,2.0499999999999998,3.19,2.0499999999999998,100,273,440,0.31900000000000001,0.63800000000000001,0.95699999999999996,1.595,2.3929999999999998,3.19,92.1,94.8,95.03,94.95,94.36,93.53,94.46,91.6,94.52,94.83,94.81,94.27,93.52,94.32,89.49,93.56,94.25,94.31,93.85,93.26,93.78]
["Diehl AKO Stiftung","4301 S-A [240V]","3.68 kW, 240 Vac Utility Interactive Inverter",3.68,240,94.5,"Y","N",null,2.2200000000000002,3.68,2.2200000000000002,100,298,440,0.36799999999999999,0.73599999999999999,1.1040000000000001,1.84,2.76,3.68,91.69,94.79,95.17,95.3,94.92,94.17,94.86,91.29,94.51,94.98,95.1,94.98,94.13,94.79,89.47,93.58,94.4,94.69,94.42,93.91,94.21]
["Diehl AKO Stiftung","Platinum 100 CS-A [208V]","100 kW, 208 Vac 3-phase Utility Interactive Inverter",100,208,94.5,"Y","N",null,1,null,null,300,350,480,10,20,30,50,75,100,90.82,94.01,94.82,95.34,95.08,93.88,94.82,90.27,93.75,94.58,95.15,95.04,93.75,94.69,89.04,92.9,93.9,94.75,94.31,93.33,94.02]
["Diehl AKO Stiftung","Platinum 100 CS-A [480V]","100 kW, 480 Vac 3-phase Utility Interactive Inverter",100,480,94.5,"Y","N",null,3,null,null,300,350,480,10,20,30,50,75,100,90.85,94.14,94.86,95.17,95.09,93.98,94.81,90.33,93.83,94.68,95.05,94.99,93.86,94.66,88.99,92.99,93.99,94.61,94.41,93.54,94.07]
["Diehl AKO Stiftung","Platinum 100 CS-A HE [208V]","100 kW, 208 Vac 3-phase Utility Interactive Inverter",100,208,95,"Y","N",null,1,100,1,300,350,480,10,20,30,50,75,100,91.53,94.8,95.45,95.79,95.69,94.57,95.41,91.06,94.55,95.25,95.65,95.55,94.67,95.26,89.83,93.76,94.6,95.2,95.16,94.4,94.78]
["Diehl AKO Stiftung","Platinum 100 CS-A HE [480V]","100 kW, 480 Vac 3-phase Utility Interactive Inverter",100,480,95.5,"Y","N",null,2,100,2,300,350,480,10,20,30,50,75,100,91.91,95.03,95.69,95.95,95.84,94.83,95.6,91.44,94.7,95.5,95.81,95.71,94.7,95.43,90.22,94,94.91,95.38,95.33,94.33,94.97]
["Direct Grid Technologies","DGM-460 [208V]","415W, 208 Vac Utility Interactive Inverter",0.41499999999999998,208,92,"N","N",null,0.27,null,null,55,60,65,4.1500000000000002E-2,8.3000000000000004E-2,0.1245,0.20749999999999999,0.31130000000000002,0.41499999999999998,82.9,89.6,91.4,92.9,93.3,93.1,92.4,82.5,89.3,91,92.6,93.1,93.1,92.2,82.3,88.8,90.7,92.3,92.9,92.9,91.9]
["Direct Grid Technologies","DGM-S460 [240V]","479W, 240 Vac Utility Interactive Inverter",0.47899999999999998,240,92.5,"N","N",null,0.38,null,null,55,60,65,4.7899999999999998E-2,9.5799999999999996E-2,0.14369999999999999,0.23949999999999999,0.35930000000000001,0.47899999999999998,84.3,91.1,92.4,93.4,93.7,93.5,93,83.9,90.8,92.1,93.1,93.5,93.5,92.7,83.6,90.7,91.8,92.9,93.3,93.3,92.5]
["Dow Chemical","362589 (3.5 kW 2-string) [240V]","Powerhouse 240 Vac, 2-string, 3.5 kW Utility Interactive Inverter",3.504,240,94.5,"N","N",null,1.39,null,null,100,300,420,0.35,0.7,1.05,1.75,2.63,3.5,86.8,91.5,93.5,94.1,95,94.7,94.1,87.2,92.3,93.9,95.1,95.4,95.3,94.7,86.1,90.6,94,95.3,95.6,95.6,94.7]
["Dow Chemical","362590 (3.5 kW 3-string) [240V]","Powerhouse 240 Vac, 3-string, 3.5 kW Utility Interactive Inverter",3.53,240,94,"N","N",null,1.42,null,null,100,300,420,0.35,0.71,1.06,1.77,2.65,3.53,85.6,90.8,92.7,94.1,94.2,94,93.5,86.3,91.6,93.3,94.7,95.1,95.1,94.3,87,91.9,93.6,95,95.6,95.7,94.7]
["Dow Chemical","362591 (3.5 kW 4-string) [240V]","Powerhouse 240 Vac, 4-string, 3.5 kW Utility Interactive Inverter",3.54,240,94,"N","N",null,1.1399999999999999,null,null,100,300,420,0.35,0.71,1.06,1.77,2.65,3.54,84.1,90.3,92.2,93.8,94.2,94.1,93.3,86.9,91.7,93.2,94.5,95,95,94.2,86.6,91.5,93.3,94.8,95.2,95.3,94.4]
["Dow Chemical","362592 (5.0 kW 2-string) [240V]","Powerhouse 240 Vac, 2-string, 5.0 kW Utility Interactive Inverter",4.95,240,95,"N","N",null,1.26,null,null,100,360,475,0.5,0.99,1.49,2.48,3.72,4.95,89.17,93.99,94.92,95.31,94.86,94.24,94.7,90.43,94.42,95.25,95.69,95.46,94.24,95.2,89.11,93.51,94.69,95.31,95.15,94.67,94.8]
["Eaton","PV238 [208V]","3.7 kW, 208 Vac Utility Interactive Inverter",3.69,208,97,"Y","N",null,0.21,null,null,100,360,470,0.37,0.74,1.1100000000000001,1.85,2.77,3.69,94.7,96.6,97.3,97.7,97.6,97.4,97.4,94.1,96.4,97.2,97.6,97.5,97.4,97.3,92.5,95.5,96.6,97.2,97.2,97.2,96.9]
["Eaton","PV240 [208V]","3.7 kW, 208 Vac Utility Interactive Inverter",3.69,208,97,"Y","N",null,0.21,null,null,100,360,470,0.37,0.74,1.1100000000000001,1.85,2.77,3.69,94.7,96.6,97.3,97.7,97.6,97.4,97.4,94.1,96.4,97.2,97.6,97.5,97.4,97.3,92.5,95.5,96.6,97.2,97.2,97.2,96.9]
["Eaton","PV238 [240V]","3.7 kW, 240 Vac Utility Interactive Inverter",3.71,240,97,"Y","N",null,0.06,null,null,100,360,450,0.37,0.74,1.1100000000000001,1.86,2.78,3.71,92,95.1,96.3,97,97,96.9,96.6,94.1,96.5,97.4,97.3,97.1,97.7,97.1,92.3,95.8,96.9,97.5,97.6,97.6,97.2]
["Eaton","PV238 [277V]","3.7 kW, 277 Vac Utility Interactive Inverter",3.71,277,97,"Y","N",null,0.14000000000000001,null,null,100,360,450,0.37,0.74,1.1100000000000001,1.86,2.78,3.71,90.8,94.6,95.9,96.8,97,97,96.5,92.9,95.9,96.8,97.6,97.6,97.6,97.2,93.4,96.3,97.2,97.8,97.9,97.9,97.5]
["Eaton","PV240 [240V]","4 kW, 240 Vac Utility Interactive Inverter",3.98,240,97,"Y","N",null,0.16,null,null,100,360,450,0.4,0.8,1.19,1.99,2.99,3.98,92,95.1,96.3,97,97,96.9,96.6,94.1,96.5,97.4,97.3,97.1,97.7,97.1,92.3,95.8,96.9,97.5,97.6,97.6,97.2]
["Eaton","PV240 [277V]","4 kW, 277 Vac Utility Interactive Inverter",3.98,277,97,"Y","N",null,0.11,null,null,100,360,450,0.4,0.8,1.19,1.99,2.99,3.98,90.7,94.5,96,96.9,97,97,96.5,92.8,95.9,96.9,97.5,97.7,97.6,97.2,93,96,97.2,97.9,98,97.9,97.6]
["Eaton","PV250 [208V]","4.5 kW, 208 Vac Utility Interactive Inverter",4.47,208,97,"Y","N",null,7.0000000000000007E-2,null,null,100,360,470,0.45,0.89,1.34,2.2400000000000002,3.35,4.47,94.5,96.9,97.5,97.7,97.6,97.4,97.4,94,96.6,97.2,97.5,97.5,97.3,97.2,92.6,95.4,96.3,97.1,97.2,97.1,96.8]
["Eaton","PV250 [240V]","4.8 kW, 240 Vac Utility Interactive Inverter",4.83,240,97,"Y","N",null,0.12,null,null,100,360,450,0.48,0.97,1.45,2.42,3.62,4.83,92.8,95.8,96.6,96.9,96.9,96.8,96.6,94.7,96.8,97.2,97.7,97.5,97.6,97.4,93.2,96.3,97,97.5,97.5,97.5,97.2]
["Eaton","PV250 [277V]","4.8 kW, 277 Vac Utility Interactive Inverter",4.83,277,97,"Y","N",null,0.09,null,null,100,360,450,0.48,0.97,1.45,2.42,3.62,4.83,91,94.4,95.7,96.6,96.9,96.9,96.3,93.3,96.3,97,97.5,97.6,97.6,97.3,94,96.7,97.3,97.8,97.9,97.9,97.6]
["Eaton","PV260 [208V]","6 kW, 208 Vac Utility Interactive Inverter",5.98,208,97,"Y","N",null,0.11,null,null,100,360,470,0.6,1.2,1.79,2.99,4.49,5.98,95.9,97.2,97.5,97.5,97.3,97,97.3,94.9,96.9,97.4,97.4,97.3,97,97.2,93,96,96.6,97.1,97,96.8,96.7]
["Eaton","PV260 [277V]","6 kW, 277 Vac Utility Interactive Inverter",6,277,97,"Y","N",null,7.0000000000000007E-2,null,null,100,360,450,0.6,1.2,1.8,3,4.5,6,91.5,94.7,95.9,96.6,96.8,96.8,96.3,93.3,96.2,96.9,97.4,97.4,97.4,97.1,94.3,96.7,97.3,97.9,97.8,97.7,97.6]
["Eaton","PV260 [240V]","6 kW, 240 Vac Utility Interactive Inverter",6.01,240,97,"Y","N",null,0.08,null,null,100,360,450,0.6,1.2,1.8,3.01,4.51,6.01,93.8,96.1,96.4,96.8,96.8,96.6,96.6,95.5,97.1,97.7,97.7,97.7,97.4,97.5,93.9,96.2,97.1,97.4,97.4,97.2,97.2]
["Eaton","PV270 [240V]","7 kW, 208 Vac Utility Interactive Inverter",6.92,240,97,"Y","N",null,0.17,null,null,100,360,450,0.69,1.38,2.08,3.46,5.19,6.92,94.3,96.2,96.7,96.8,96.7,96.4,96.6,95.5,97,97.5,97.6,97.5,97.3,97.4,94,96.2,96.9,97.3,97.3,97.2,97.1]
["Eaton","PV270 [208V]","7 kW, 240 Vac Utility Interactive Inverter",6.95,208,97,"Y","N",null,0.09,null,null,100,360,470,0.7,1.39,2.09,3.48,5.21,6.95,96.1,97.3,97.5,97.3,97,96.5,97.1,95.6,97,97.4,97.1,96.9,96.6,97,93.8,96,96.6,96.9,96.7,96.4,96.6]
["Eaton","PV270 [277V]","7 kW, 277 Vac Utility Interactive Inverter",7.01,277,97,"Y","N",null,0.02,null,null,100,360,450,0.7,1.4,2.1,3.51,5.26,7.01,93.4,95.9,96.5,96.8,96.6,96.4,96.5,94.8,96.6,97.2,97.5,97.1,97.1,97.1,94.9,96.9,97.4,97.7,97.6,97.4,97.5]
["Eaton","S-Max 250KW [480V]","S-Max™ Series 250 kW, 480 Vac ,3-phase Utility Interactive Inverter, 300-600 Vdc input",250,480,96,"Y","N",null,69.319999999999993,null,null,300,345,480,25,50,75,125,187.5,250,93.2,95.7,96.3,96.5,96.7,96.5,96.4,92.7,95.3,96,96.1,96.3,96.1,96,91.4,94.6,95.4,95.5,95.7,95.6,95.4]
["Eaton","Xpert1500","3-phase Utility Interactive Inverter",1501,null,98,"Y","N",null,332.5,null,null,500,575,800,150.1,300.2,450.3,750.5,1126,1501,96.7,98.2,98.5,98.6,98.5,98.5,98.4,96.3,98,98.3,98.5,98.3,98.4,98.3,95.1,97.4,97.9,98.2,98,98.2,97.9]
["Eaton","Xpert1670","3-phase Utility Interactive Inverter",1671,null,98.5,"Y","N",null,334.4,null,null,550,613,800,167.2,334.3,501.4,835.7,1254,1671,96.8,98.2,98.5,98.7,98.5,98.6,98.5,96.4,98,98.4,98.6,98.5,98.6,98.4,95.4,97.6,98.1,98.3,98.2,98.4,98.1]
["Elettronica Santerno","TG100NA208Y [208V]","100 kW, 208 Vac, Utility Interactive Inverter",100,208,96,"N","N",null,27.4,null,null,300,345,480,10,20,30,50,75,100,90.1,94.5,95.8,96.5,96.5,96.5,96.1,89.5,94.3,95.7,96.4,96.5,96.4,96,88.6,93.5,95.2,96.1,96.2,96.2,95.6]
["Elettronica Santerno","TG100NA480Y [480V]","125 kW, 480 Vac, Utility Interactive Inverter",100,480,96,"N","N",null,25.3,null,null,300,345,480,10,20,30,50,75,100,90.9,95,96,96.6,96.7,96.5,96.3,90.5,94.8,95.9,96.5,96.6,96.5,96.1,89.3,94,95.4,96.2,96.3,96.2,95.8]
["Elettronica Santerno","TG125NA208Y [208V]","125 kW, 208 Vac, Utility Interactive Inverter",125,208,96,"Y","N",null,26.9,null,null,315,365,480,12.5,25,37.5,62.5,93.75,125,91.7,95.2,96.1,96.7,96.7,96.5,96.3,91.5,95,95.9,96.6,96.6,96.4,96.2,90.6,94.5,95.6,96.3,96.4,96.4,95.9]
["Elettronica Santerno","TG125NA480Y [480V]","125 kW, 480 Vac, Utility Interactive Inverter",125,480,96.5,"N","N",null,17,null,null,315,365,480,12.5,25,37.5,62.5,93.75,125,92.1,95.6,96.4,96.7,96.9,96.7,96.5,91.7,95.3,96.2,96.8,96.8,96.6,96.4,90.5,94.7,95.8,96.5,96.6,96.4,96.1]
["Eltek","Theia 2.0He-t UL [208V]","2.0 kW, 208 Vac Utility Interactive Inverter",2.0099999999999998,208,96.5,"Y","N",null,0.9,null,null,100,365,490,0.2,0.4,0.6,1,1.51,2.0099999999999998,91.7,95.1,95.6,96.5,96.6,96.3,96.2,92.9,95.4,96.2,96.8,96.9,96.7,96.6,91,94,95.3,96.3,96.6,96.6,96]
["Eltek","Theia 2.0He-t UL [240V]","2.0 kW, 240 Vac Utility Interactive Inverter",2.0099999999999998,240,96.5,"Y","N",null,0.97,null,null,100,375,490,0.2,0.4,0.6,1.01,1.51,2.0099999999999998,91.9,95.3,96.1,96.7,96.8,96.7,96.4,91.2,95.2,96.1,96.9,97.1,97.1,96.6,91,94.5,95.6,96.6,97,97.1,96.4]
["Eltek","Theia 2.9He-t UL [240V]","2.9 kW, 240 Vac Utility Interactive Inverter",2.9,240,96.5,"Y","N",null,0.98,null,null,100,375,490,0.28999999999999998,0.57999999999999996,0.87,1.45,2.1800000000000002,2.9,93.4,95.9,96.5,96.8,96.5,96.1,96.4,93.3,96.1,96.8,97.2,97.1,97,96.9,92.2,95.5,96.3,96.9,97,96.9,96.6]
["Eltek","Theia 2.9He-t UL [208V]","2.9 kW, 208 Vac Utility Interactive Inverter",2.91,208,96.5,"Y","N",null,0.92,null,null,100,365,490,0.28999999999999998,0.57999999999999996,0.87,1.45,2.1800000000000002,2.91,93.7,95.9,96.2,96.5,96.3,95.6,96.2,93.9,96.1,96.6,96.8,96.6,96.3,96.5,91.9,95.1,96,96.5,96.5,96.3,96.2]
["Eltek","Theia 3.8He-t UL [208V]","3.8 kW, 208 Vac Utility Interactive Inverter",3.81,208,96.5,"Y","N",null,0.77,null,null,100,360,500,0.38100000000000001,0.76200000000000001,1.143,1.905,2.8580000000000001,3.81,94.62,96.34,96.7,96.68,96.21,95.57,96.28,94.76,96.49,96.91,97.03,96.77,96.53,96.74,93.09,95.63,96.36,96.79,96.73,96.51,96.49]
["Eltek","Theia 3.8He-t UL [240V]","3.8 kW, 240 Vac Utility Interactive Inverter",3.81,240,97,"Y","N",null,0.9,null,null,100,370,500,0.38100000000000001,0.76200000000000001,1.143,1.905,2.8580000000000001,3.81,94.77,96.6,96.9,96.88,96.53,95.99,96.55,94.57,96.59,97.08,97.27,97.17,96.84,97.03,93.25,95.84,96.59,97.02,97.06,96.92,96.78]
["Eltek","Theia 4.4He-t UL [208V]","4.4 kW, 208 Vac Utility Interactive Inverter",4.4000000000000004,208,96.5,"Y","N",null,0.8,null,null,100,360,500,0.44019999999999998,0.88039999999999996,1.321,2.2010000000000001,3.302,4.4020000000000001,95.08,96.51,96.69,96.45,95.87,95.09,96.05,95.24,96.64,96.98,96.99,96.71,96.25,96.71,93.55,95.89,96.43,96.74,96.52,96.17,96.38]
["Eltek","Theia 4.4He-t UL [240V]","4.4 kW, 240 Vac Utility Interactive Inverter",4.4000000000000004,240,97,"Y","N",null,0.97,null,null,100,370,500,0.44,0.88,1.32,2.2000000000000002,3.3,4.4000000000000004,95.3,96.75,96.95,96.75,96.4,95.59,96.47,95.22,96.8,97.18,97.24,97.09,96.74,97.02,93.92,96.15,96.69,97.02,96.98,96.73,96.78]
["Emerson Network Power","SPV-4.0AIUSO [240V]","4 kW, 240 Vac, 1-phase Utility Interactive Inverter",4,240,95,"N","N",null,1.26,null,null,100,360,475,0.4,0.8,1.2,2,3,4,88.5,93.2,94.5,95.2,95.2,94.8,94.7,88.7,93.7,94.8,95.6,95.6,94.8,95.1,87.3,92.6,94.1,95.2,95.3,95.1,94.7]
["Emerson Network Power","SPV-4.5AIUSO [240V]","4.5 kW, 240 Vac, 1-phase Utility Interactive Inverter",4.49,240,95,"N","N",null,1.26,null,null,100,360,475,0.45,0.9,1.35,2.2400000000000002,3.36,4.49,88.88,93.68,94.71,95.29,95.06,94.49,94.7,89.9,94.07,95.07,95.66,95.57,94.49,95.2,88.73,93.09,94.42,95.25,95.27,94.89,94.8]
["Emerson Network Power","SPV-5.0AIUSO [240V]","5 kW, 240 Vac, 1-phase Utility Interactive Inverter",4.95,240,95,"N","N",null,1.26,null,null,100,360,475,0.5,0.99,1.49,2.48,3.72,4.95,89.17,93.99,94.92,95.31,94.86,94.24,94.7,90.43,94.42,95.25,95.69,95.46,94.24,95.2,89.11,93.51,94.69,95.31,95.15,94.67,94.8]
["Enecsys","SMI-220","1-phase Microinverter with built-in monitoring system",0.22,null,93,"N","Y",null,0.06,null,null,30,34,42,2.1999999999999999E-2,4.3999999999999997E-2,6.6000000000000003E-2,0.11,0.16500000000000001,0.22,84.9,91.38,93.21,94.16,94.17,93.59,93.51,82.55,90.46,92.55,93.97,94.18,93.75,93.27,78.52,88.13,90.82,92.99,93.85,93.93,92.41]
["Enecsys","SMI-240-60","1-phase Microinverter with built-in monitoring system",0.22500000000000001,null,93.5,"N","Y",null,0.03,null,null,23,29,35,2.2499999999999999E-2,4.4999999999999998E-2,6.7500000000000004E-2,0.1125,0.16880000000000001,0.22500000000000001,84.63,90.56,93.22,94.73,94.78,94.36,93.94,80.739999999999995,88.03,91.68,94.05,94.82,94.68,93.37,77.8,86.84,89.61,92.98,94.34,94.56,92.46]
["Enecsys","240-60-xx","1-phase Microinverter, where xx = MP, MM, or MM-S",0.24,null,96,"N","Y",null,0.03,null,null,24,29,35,0.02,0.05,7.0000000000000007E-2,0.12,0.18,0.24,92.6,95,95.6,96.4,96.3,95.9,96,90.7,94.3,95.3,96.1,96.4,96.2,95.8,89.6,93.5,94.7,95.6,96.2,96.2,95.5]
["Enecsys","250NL","0.25 kW, 1-phase Utility Interactive Microinverter",0.25,null,95.5,"N","Y",null,0.08,null,null,24,29,35,0.03,0.05,0.08,0.13,0.19,0.25,92.4,95.2,96,96,95.4,94.5,95.4,90.5,94.1,95.4,96,95.7,95.2,95.4,89.4,93.4,94.8,95.7,95.8,95.4,95.3]
["Enecsys","260-60-xx","1-phase Microinverter, where xx = MP, MM, or MM-S",0.26,null,96,"N","Y",null,0.03,null,null,24,29,35,0.03,0.05,0.08,0.13,0.2,0.26,93,95.2,95.6,96.4,96.2,95.7,96,91.2,94.6,95.3,96.2,96.3,96,95.9,90.2,93.6,94.8,95.7,96.2,96.1,95.5]
["Enecsys","SMI-280-72","1-phase Microinverter with built-in monitoring system",0.26500000000000001,null,94.5,"N","Y",null,0.03,null,null,30,34,42,2.6499999999999999E-2,5.2999999999999999E-2,7.9500000000000001E-2,0.13250000000000001,0.1988,0.26500000000000001,85.57,92.75,94.36,95.41,95.29,94.87,94.67,82.99,91.53,93.74,95.17,95.35,95.08,94.42,80.03,89.45,92.28,94.42,95.1,95.12,93.73]
["Enecsys","280-60-xx","1-phase Microinverter, where xx = MP, MM, or MM-S",0.28000000000000003,null,96,"N","Y",null,0.03,null,null,24,29,35,0.03,0.06,0.08,0.14000000000000001,0.21,0.28000000000000003,93.3,95.3,95.6,96.4,96.1,95.5,95.9,91.4,94.7,95.4,96.4,96.3,95.9,95.9,90.5,93.9,94.8,95.8,96.1,96,95.6]
["Enecsys","300-60-xx","1-phase Microinverter, where xx = MP, MM, or MM-S",0.3,null,96,"N","Y",null,0.03,null,null,24,29,35,0.03,0.06,0.09,0.15,0.23,0.3,93.6,95.4,95.7,96.4,95.9,95.3,95.9,91.9,94.8,95.4,96.4,96.2,95.8,95.9,91.1,94.1,95,96,96.1,96,95.7]
["Enecsys","SMI-360-72","1-phase Microinverter with built-in monitoring system",0.34,null,94.5,"N","Y",null,0.03,null,null,30,34,42,3.4000000000000002E-2,6.8000000000000005E-2,0.10199999999999999,0.17,0.255,0.34,89.15,93.97,94.95,95.41,95,94.49,94.77,87.1,93.07,94.48,95.4,95.14,94.58,94.66,83.7,91.1,93.35,94.94,95.13,94.95,94.21]
["Enecsys","SMI-480-60","1-phase Microinverter with built-in monitoring system",0.45500000000000002,null,94.5,"N","Y",null,0.05,null,null,24,29,35,4.5499999999999999E-2,9.0999999999999998E-2,0.13650000000000001,0.22750000000000001,0.34129999999999999,0.45500000000000002,91.9,94.3,95.1,95,94.4,93.8,94.5,90.5,93,94.3,95.1,95,94.4,94.6,89.2,91.3,93.1,94,94.6,94.4,93.9]
["EnluxSolar","EL-300","300 W Utility Interactive Inverter",0.3,null,96,"N","N",null,6.4000000000000001E-2,null,null,25,30,35,3.0499999999999999E-2,6.0999999999999999E-2,9.1499999999999998E-2,0.1525,0.2288,0.30499999999999999,92.8,95.8,96.5,96.6,96.1,95.5,96.1,92.4,95.6,96.4,96.6,96.2,95.5,96.1,92,95.5,96.3,96.5,96.2,95.6,96,"2017-03"]
["Enphase Energy Inc.","M175-24-208-Sxx [208V]","175 W, 24 Vdc, 208 Vac, Utility Interactive modular Inverter, where xx =  01 or 02.",0.17499999999999999,208,94.5,"N","Y",null,0.56000000000000005,0.17499999999999999,0.56000000000000005,25,32.5,40,1.7500000000000002E-2,3.5000000000000003E-2,5.2499999999999998E-2,8.7499999999999994E-2,0.1313,0.17499999999999999,91.9,93.5,94.2,94.6,94.5,94.1,94.3,91.6,92.9,94,94.6,94.9,94.7,94.5,91.3,92.3,93.3,94.3,94.9,94.9,94.3]
["Enphase Energy Inc.","M175-24-208-Sxx-NA [208V]","175 W, 24 Vdc, 208 Vac Inverter, xx = connector types, -NA if North American",0.17499999999999999,208,94.5,"N","Y",null,0.56000000000000005,0.17499999999999999,0.56000000000000005,25,32.5,40,1.7500000000000002E-2,3.5000000000000003E-2,5.2499999999999998E-2,8.7499999999999994E-2,0.1313,0.17499999999999999,91.9,93.5,94.2,94.6,94.5,94.1,94.3,91.6,92.9,94,94.6,94.9,94.7,94.5,91.3,92.3,93.3,94.3,94.9,94.9,94.3]
["Enphase Energy Inc.","M175-24-240-Sxx [240V]","175 W, 24 Vdc, 240 Vac, Utility Interactive modular Inverter, where xx = 01 or 02.",0.17499999999999999,240,94.5,"N","Y",null,0.57999999999999996,0.17499999999999999,0.57999999999999996,25,32.5,40,1.7500000000000002E-2,3.5000000000000003E-2,5.2499999999999998E-2,8.7499999999999994E-2,0.1313,0.17499999999999999,91.2,93,94.1,94.6,94.6,94.3,94.3,90.7,92.6,93.8,94.4,94.9,94.9,94.4,90.2,91.9,93.1,94,94.7,94.9,94.1]
["Enphase Energy Inc.","M175-24-240-Sxx-NA [240V]","175 W, 24 Vdc, 240 Vac Inverter, xx  = connector types, -NA if North American",0.17499999999999999,240,94.5,"N","Y",null,0.57999999999999996,0.17499999999999999,0.57999999999999996,25,32.5,40,1.7500000000000002E-2,3.5000000000000003E-2,5.2499999999999998E-2,8.7499999999999994E-2,0.1313,0.17499999999999999,91.2,93,94.1,94.6,94.6,94.3,94.3,90.7,92.6,93.8,94.4,94.9,94.9,94.4,90.2,91.9,93.1,94,94.7,94.9,94.1]
["Enphase Energy Inc.","M190-72-208-Sxx [208V]","190 W, 32Vdc, 208 Vac, Utility Interactive modular Inverter, where xx = 11, 12, or 13.",0.19,208,95,"N","Y",null,0.01,0.19,0.01,22,32,40,1.9E-2,3.7999999999999999E-2,5.7000000000000002E-2,9.5000000000000001E-2,0.14249999999999999,0.19,93.6,94.6,94.9,95,94.6,93.7,94.6,93.4,94.6,94.7,95.2,95.2,94.8,95,93.4,94.4,94.8,95.1,95.3,95.1,95.1]
["Enphase Energy Inc.","M190-72-208-Sxx-NA [208V]","190 W, 24 Vdc, 208 Vac Inverter, xx = connector types, -NA if North American",0.19,208,95,"N","Y",null,0.01,0.19,0.01,22,32,40,1.9E-2,3.7999999999999999E-2,5.7000000000000002E-2,9.5000000000000001E-2,0.14249999999999999,0.19,93.6,94.6,94.9,95,94.6,93.7,94.6,93.4,94.6,94.7,95.2,95.2,94.8,95,93.4,94.4,94.8,95.1,95.3,95.1,95.1]
["Enphase Energy Inc.","M190-72-240-Sxx [240V]","175 W, 24 Vdc, 240 Vac Inverter, xx = connector types, -NA if North American",0.19,240,95,"N","Y",null,0.03,0.19,0.03,22,32.5,40,1.9E-2,3.7999999999999999E-2,5.7000000000000002E-2,9.5000000000000001E-2,0.14249999999999999,0.19,93.3,94.4,94.7,95.1,94.9,94.2,94.8,93.3,94.4,94.6,95.2,95.4,95.1,95.1,93.5,94.4,94.6,94.9,95.4,95.4,95.1]
["Enphase Energy Inc.","M190-72-240-Sxx-NA [240V]","190 W, 24 Vdc, 240 Vac Inverter, xx = connector types, -NA if North American",0.19,240,95,"N","Y",null,0.03,0.19,0.03,22,32.5,40,1.9E-2,3.7999999999999999E-2,5.7000000000000002E-2,9.5000000000000001E-2,0.14249999999999999,0.19,93.3,94.4,94.7,95.1,94.9,94.2,94.8,93.3,94.4,94.6,95.2,95.4,95.1,95.1,93.5,94.4,94.6,94.9,95.4,95.4,95.1]
["Enphase Energy Inc.","M200-32-208-Sxx [240V]","175 W, 24 Vdc, 240 Vac Inverter, xx = connector types, -NA if North American",0.2,240,95,"N","Y",null,0.56000000000000005,0.2,0.56000000000000005,44,54.5,65,0.02,0.04,0.06,0.1,0.15,0.2,92.5,94.2,94.6,95.2,95.3,95.1,95,92.4,94.3,94.5,95,95.4,95.3,95,91.9,94.1,94.2,94.6,95.2,95.3,94.8]
["Enphase Energy Inc.","M200-32-208-Sxx-NA [208V]","200 W, 52.5 Vdc, 208 Vac, xx = connector types, -NA if North American",0.2,208,95,"N","Y",null,0.56000000000000005,0.2,0.56000000000000005,44,54.5,65,0.02,0.04,0.06,0.1,0.15,0.2,92.5,94.2,94.6,95.2,95.3,95.1,95,92.4,94.3,94.5,95,95.4,95.3,95,91.9,94.1,94.2,94.6,95.2,95.3,94.8]
["Enphase Energy Inc.","M200-32-240-Sxx [240V]","200 W, 52.5 Vdc, 240 Vac, Utility Interactive modular Inverter, where xx = 01 or 02.",0.2,240,95,"N","Y",null,0.48,0.2,0.48,44,54.5,65,0.02,0.04,0.06,0.1,0.15,0.2,92.5,94.2,94.6,95.2,95.3,95.1,95,92.4,94.3,94.5,95,95.4,95.3,95,91.9,94.1,94.2,94.6,95.2,95.3,94.8]
["Enphase Energy Inc.","M200-32-240-Sxx-NA [240V]","200 W, 52.5 Vdc, 240 Vac, xx = connector types, -NA if North American",0.2,240,95,"N","Y",null,0.48,0.2,0.48,44,54.5,65,0.02,0.04,0.06,0.1,0.15,0.2,92.5,94.2,94.6,95.2,95.3,95.1,95,92.4,94.3,94.5,95,95.4,95.3,95,91.9,94.1,94.2,94.6,95.2,95.3,94.8]
["Enphase Energy Inc.","M210-84-208-Sxx [208V]","210 W, 40.5 Vdc, 208 Vac, Utility Interactive modular Inverter, where xx =  11, 12, or 13.",0.21,208,95.5,"N","Y",null,0,0.21,0,31,40.5,50,2.1000000000000001E-2,4.2000000000000003E-2,6.3E-2,0.105,0.1575,0.21,94,95.3,95.5,95.8,95.3,94.6,95.3,94.1,95.3,95.5,95.9,95.8,95.3,95.6,94,95,95.5,95.8,95.9,95.6,95.7]
["Enphase Energy Inc.","M210-84-208-Sxx-NA [208V]","210 W, 40.5 Vdc, 208 Vac Inverter, xx = connector types, -NA if North American",0.21,208,95.5,"N","Y",null,0,0.21,0,31,40.5,50,2.1000000000000001E-2,4.2000000000000003E-2,6.3E-2,0.105,0.1575,0.21,94,95.3,95.5,95.8,95.3,94.6,95.3,94.1,95.3,95.5,95.9,95.8,95.3,95.6,94,95,95.5,95.8,95.9,95.6,95.7]
["Enphase Energy Inc.","M210-84-240-Sxx [240V]","210 W, 40.5 Vdc, 240 Vac, Utility Interactive modular Inverter, where xx = 11, 12, or 13.",0.21,240,95.5,"N","Y",null,0.01,0.21,0.01,31,40.5,50,2.1000000000000001E-2,4.2000000000000003E-2,6.3E-2,0.105,0.1575,0.21,94,95.3,95.4,95.8,95.5,94.8,95.4,94.2,95.3,95.6,95.9,95.8,95.4,95.7,94.2,95.2,95.5,95.8,95.9,95.7,95.7]
["Enphase Energy Inc.","M210-84-240-Sxx-NA [240V]","210 W, 40.5 Vdc, 240 Vac Inverter, xx = connector types, -NA if North American",0.21,240,95.5,"N","Y",null,0.01,0.21,0.01,31,40.5,50,2.1000000000000001E-2,4.2000000000000003E-2,6.3E-2,0.105,0.1575,0.21,94,95.3,95.4,95.8,95.5,94.8,95.4,94.2,95.3,95.6,95.9,95.8,95.4,95.7,94.2,95.2,95.5,95.8,95.9,95.7,95.7]
["Enphase Energy Inc.","M215-60-2LL-S2x [208V]","215 W, 208 Vac Inverter, S2x are connector types",0.215,208,96,"N","Y",null,0.04,0.215,0.04,22,29,36,0.02,0.04,0.06,0.11,0.16,0.22,94.5,95.5,95.9,96,95.5,94.7,95.6,94.5,95.5,95.9,96.1,96,95.5,95.9,94.4,95.4,95.7,96.1,96.1,95.8,95.9]
["Enphase Energy Inc.","M215-60-2LL-S2x [240V]","215 W, 240 Vac Inverter, S2x are connector types",0.215,240,96,"N","Y",null,0.04,0.215,0.04,22,29,36,0.02,0.04,0.06,0.11,0.16,0.22,94.5,95.5,95.9,96,95.5,94.7,95.6,94.5,95.5,95.9,96.1,96,95.5,95.9,94.4,95.4,95.7,96.1,96.1,95.8,95.9]
["Enphase Energy Inc.","M215-60-2LL-S2x-IG [208V]","208 Vac Microinverter for use with ungrounded arrays, where x  = 1, 2, 3, 4, or 5",0.215,208,96,"N","Y",null,0.05,0.215,0.05,22,29,36,2.1499999999999998E-2,4.2999999999999997E-2,6.4500000000000002E-2,0.1075,0.1613,0.215,94.64,95.53,95.86,95.92,95.53,94.79,95.58,94.64,95.62,95.92,96.11,96.01,95.61,95.93,94.6,95.53,95.83,96.1,96.15,95.94,96]
["Enphase Energy Inc.","M215-60-2LL-S2x-IG [240V]","240 Vac Microinverter for use with ungrounded arrays, where x = 1, 2, 3, 4, or 5",0.215,240,96,"N","Y",null,0.05,0.215,0.05,22,29,36,2.1499999999999998E-2,4.2999999999999997E-2,6.4500000000000002E-2,0.1075,0.1613,0.215,94.66,95.6,95.99,96.13,95.89,95.3,95.86,94.69,95.68,96.05,96.26,96.27,96,96.13,94.62,95.6,95.97,96.27,96.34,96.24,96.17]
["Enphase Energy Inc.","M215-60-2LL-S2x-IG-NA [208V]","215 W, 208 Vac Inverter, where S2x are connector types",0.215,208,96,"N","Y",null,0.05,0.215,0.05,22,29,36,2.1499999999999998E-2,4.2999999999999997E-2,6.4500000000000002E-2,0.1075,0.1613,0.215,94.64,95.53,95.86,95.92,95.53,94.79,95.58,94.64,95.62,95.92,96.11,96.01,95.61,95.93,94.6,95.53,95.83,96.1,96.15,95.94,96]
["Enphase Energy Inc.","M215-60-2LL-S2x-IG-NA [240V]","215 W, 240 Vac Inverter, where S2x are connector types",0.215,240,96,"N","Y",null,0.05,0.215,0.05,22,29,36,2.1499999999999998E-2,4.2999999999999997E-2,6.4500000000000002E-2,0.1075,0.1613,0.215,94.66,95.6,95.99,96.13,95.89,95.3,95.86,94.69,95.68,96.05,96.26,96.27,96,96.13,94.62,95.6,95.97,96.27,96.34,96.24,96.17]
["Enphase Energy Inc.","M215-60-2LL-S2x-IG-ZC [208V]","215 W, 208 Vac Inverter, where S2x are connector types, and ZC is mount",0.215,208,96,"N","Y",null,0.05,0.215,0.05,22,29,36,2.1499999999999998E-2,4.2999999999999997E-2,6.4500000000000002E-2,0.1075,0.1613,0.215,94.64,95.53,95.86,95.92,95.53,94.79,95.58,94.64,95.62,95.92,96.11,96.01,95.61,95.93,94.6,95.53,95.83,96.1,96.15,95.94,96]
["Enphase Energy Inc.","M215-60-2LL-S2x-IG-ZC [240V]","215 W, 240 Vac Inverter, where S2x are connector types, and ZC is mount",0.215,240,96,"N","Y",null,0.05,0.215,0.05,22,29,36,2.1499999999999998E-2,4.2999999999999997E-2,6.4500000000000002E-2,0.1075,0.1613,0.215,94.66,95.6,95.99,96.13,95.89,95.3,95.86,94.69,95.68,96.05,96.26,96.27,96,96.13,94.62,95.6,95.97,96.27,96.34,96.24,96.17]
["Enphase Energy Inc.","M215-60-2LL-S2x-IG-ZC-NA [208V]","215 W, 208 Vac Inverter, where S2x are connector types, and ZC is mount",0.215,208,96,"N","Y",null,0.05,0.215,0.05,22,29,36,2.1499999999999998E-2,4.2999999999999997E-2,6.4500000000000002E-2,0.1075,0.1613,0.215,94.64,95.53,95.86,95.92,95.53,94.79,95.58,94.64,95.62,95.92,96.11,96.01,95.61,95.93,94.6,95.53,95.83,96.1,96.15,95.94,96]
["Enphase Energy Inc.","M215-60-2LL-S2x-IG-ZC-NA [240V]","215 W, 240 Vac Inverter, where S2x are connector types, and ZC is mount",0.215,240,96,"N","Y",null,0.05,0.215,0.05,22,29,36,2.1499999999999998E-2,4.2999999999999997E-2,6.4500000000000002E-2,0.1075,0.1613,0.215,94.66,95.6,95.99,96.13,95.89,95.3,95.86,94.69,95.68,96.05,96.26,96.27,96,96.13,94.62,95.6,95.97,96.27,96.34,96.24,96.17]
["Enphase Energy Inc.","M215-60-2LL-S2x-NA [208V]","215 W, 208 Vac Inverter, where S2x are connector types",0.215,208,96,"N","Y",null,0.04,0.215,0.04,22,29,36,0.02,0.04,0.06,0.11,0.16,0.22,94.5,95.5,95.9,96,95.5,94.7,95.6,94.5,95.5,95.9,96.1,96,95.5,95.9,94.4,95.4,95.7,96.1,96.1,95.8,95.9]
["Enphase Energy Inc.","M215-60-2LL-S2x-NA [240V]","215 W, 240 Vac Inverter, where S2x are connector types",0.215,240,96,"N","Y"]
["Enphase Energy Inc.","M215-60-2LL-S2x-ZC [240V]","215 W, 240 Vac Inverter, where S2x are connector types",0.215,240,96,"N","Y",null,0.04,0.215,0.04,22,29,36,0.02,0.04,0.06,0.11,0.16,0.22,94.5,95.5,95.9,96,95.5,94.7,95.6,94.5,95.5,95.9,96.1,96,95.5,95.9,94.4,95.4,95.7,96.1,96.1,95.8,95.9]
["Enphase Energy Inc.","M215-60-2LL-S2x-ZC-NA [208V]","215 W, 208 Vac Inverter, where S2x are connector types, and ZC is mount",0.215,208,96,"N","Y",null,0.04,0.215,0.04,22,29,36,0.02,0.04,0.06,0.11,0.16,0.22,94.5,95.5,95.9,96,95.5,94.7,95.6,94.5,95.5,95.9,96.1,96,95.5,95.9,94.4,95.4,95.7,96.1,96.1,95.8,95.9]
["Enphase Energy Inc.","M215-60-2LL-S2x-ZC-NA [240V]","215 W, 240 Vac Inverter, where S2x are connector types, and ZC is mount",0.215,240,96,"N","Y",null,0.04,0.215,0.04,22,29,36,0.02,0.04,0.06,0.11,0.16,0.22,94.5,95.5,95.9,96,95.5,94.7,95.6,94.5,95.5,95.9,96.1,96,95.5,95.9,94.4,95.4,95.7,96.1,96.1,95.8,95.9]
["Enphase Energy Inc.","M215-60-SIE-S2x [208V]","215 W, 208 Vac Inverter, where S2x are connector types, and ZC is mount",0.215,208,96,"N","Y",null,0.04,0.215,0.04,22,29,36,0.02,0.04,0.06,0.11,0.16,0.22,94.5,95.5,95.9,96,95.5,94.7,95.6,94.5,95.5,95.9,96.1,96,95.5,95.9,94.4,95.4,95.7,96.1,96.1,95.8,95.9]
["Enphase Energy Inc.","M215-60-SIE-S2x [240V]","215 W, 240 Vac Inverter, where S2x are connector types, and ZC is mount",0.215,240,96,"N","Y",null,0.04,0.215,0.04,22,29,36,0.02,0.04,0.06,0.11,0.16,0.22,94.5,95.5,95.9,96,95.5,94.7,95.6,94.5,95.5,95.9,96.1,96,95.5,95.9,94.4,95.4,95.7,96.1,96.1,95.8,95.9]
["Enphase Energy Inc.","M215-60-SIE-S2x-NA [208V]","215 W, 208 Vac Inverter, where S2x are connector types, and ZC is mount",0.215,208,96,"N","Y",null,0.04,0.215,0.04,22,29,36,0.02,0.04,0.06,0.11,0.16,0.22,94.5,95.5,95.9,96,95.5,94.7,95.6,94.5,95.5,95.9,96.1,96,95.5,95.9,94.4,95.4,95.7,96.1,96.1,95.8,95.9]
["Enphase Energy Inc.","M215-60-SIE-S2x-NA [240V]","215 W, 240 Vac Inverter, where S2x are connector types, and ZC is mount",0.215,240,96,"N","Y",null,0.04,0.215,0.04,22,29,36,0.02,0.04,0.06,0.11,0.16,0.22,94.5,95.5,95.9,96,95.5,94.7,95.6,94.5,95.5,95.9,96.1,96,95.5,95.9,94.4,95.4,95.7,96.1,96.1,95.8,95.9]
["Enphase Energy Inc.","M215-60-SIE-S2x-ZC [208V]","215 W, 208 Vac Inverter, where S2x are connector types, and ZC is mount",0.215,208,96,"N","Y",null,0.04,0.215,0.04,22,29,36,0.02,0.04,0.06,0.11,0.16,0.22,94.5,95.5,95.9,96,95.5,94.7,95.6,94.5,95.5,95.9,96.1,96,95.5,95.9,94.4,95.4,95.7,96.1,96.1,95.8,95.9]
["Enphase Energy Inc.","M215-60-SIE-S2x-ZC [240V]","215 W, 240 Vac Inverter, where S2x are connector types, and ZC is mount",0.215,240,96,"N","Y",null,0.04,0.215,0.04,22,29,36,0.02,0.04,0.06,0.11,0.16,0.22,94.5,95.5,95.9,96,95.5,94.7,95.6,94.5,95.5,95.9,96.1,96,95.5,95.9,94.4,95.4,95.7,96.1,96.1,95.8,95.9]
["Enphase Energy Inc.","M215-60-SIE-S2x-ZC-NA [208V]","215 W, 208 Vac Inverter, where S2x are connector types, and ZC is mount",0.215,208,96,"N","Y",null,0.04,0.215,0.04,22,29,36,0.02,0.04,0.06,0.11,0.16,0.22,94.5,95.5,95.9,96,95.5,94.7,95.6,94.5,95.5,95.9,96.1,96,95.5,95.9,94.4,95.4,95.7,96.1,96.1,95.8,95.9]
["Enphase Energy Inc.","M215-60-SIE-S2x-ZC-NA [240V]","215 W, 240 Vac Inverter, where S2x are connector types, and ZC is mount",0.215,240,96,"N","Y",null,0.04,0.215,0.04,22,29,36,0.02,0.04,0.06,0.11,0.16,0.22,94.5,95.5,95.9,96,95.5,94.7,95.6,94.5,95.5,95.9,96.1,96,95.5,95.9,94.4,95.4,95.7,96.1,96.1,95.8,95.9]
["Enphase Energy Inc.","S230-60-LL-x [208V]","230 W, 240 Vac, Utility Interactive Microinverter, where x = 2, 3, 4, or 5 and may be followed by -US\n\n",0.22,208,97,"N","Y",null,5.0999999999999997E-2,null,null,27,32,37,0.02,0.04,7.0000000000000007E-2,0.11,0.17,0.22,94.9,96.5,96.4,97.2,97.2,96.9,97,94.9,96.4,96.1,97.1,97.1,96.8,96.8,94.8,96.3,95.8,96.9,97,96.7,96.7,"2017-10-16","2018-10-15"]
["Enphase Energy Inc.","S230-60-LL-x [240V]","230 W, 240 Vac, Utility Interactive Microinverter, where x = 2, 3, 4, or 5 and may be followed by -US",0.22,240,97,"N","Y",null,5.0999999999999997E-2,null,null,27,32,37,0.02,0.04,7.0000000000000007E-2,0.11,0.17,0.22,95,96.4,96.2,97.4,97.5,97.4,97.2,95,96.5,95.8,97.2,97.3,97.2,97,94.9,96.4,95.4,96.9,97.2,97.2,96.8,"2017-10-16","2018-10-15"]
["Enphase Energy Inc.","IQ6-60-ACM-US [208V]","230 W, 208 Vac Utility Interactive Microinverter for ACPV Module applications",0.23,208,97,"N","Y","This component is specific to ACPV modules and is not available as an individual unit.",0.02,null,null,27,32,37,2.3E-2,4.5999999999999999E-2,6.9000000000000006E-2,0.115,0.17249999999999999,0.23,94.197490000000002,95.712479999999999,96.348519999999994,97.262550000000005,97.260339999999999,96.917450000000002,96.934330000000003,94.452510000000004,95.864980000000003,96.241010000000003,97.119309999999999,97.198210000000003,96.97448,96.879099999999994,94.1798,95.690380000000005,96.083370000000002,96.967740000000006,97.087569999999999,96.917450000000002,96.747230000000002,"2017-08-01","2018-10-15"]
["Enphase Energy Inc.","IQ6-60-ACM-US [240V]","230W, 240 Vac Utility Interactive Microinverter for ACPV Module applications",0.23,240,97,"N","Y","This component is specific to ACPV modules and is not available as an individual unit.",0.03,null,null,27,32,37,2.3E-2,4.5999999999999999E-2,6.9000000000000006E-2,0.115,0.17249999999999999,0.23,94.655230000000003,96.037739999999999,96.665639999999996,97.423699999999997,97.484939999999995,97.25591,97.176760000000002,95.060559999999995,96.356809999999996,96.706540000000004,97.392669999999995,97.586340000000007,97.529629999999997,97.274749999999997,94.744969999999995,96.105410000000006,96.43141,97.196730000000002,97.469279999999998,97.483500000000006,97.111050000000006,"2017-08-01","2018-10-15"]
["Enphase Energy Inc.","IQ6-60-x-US [208V]","230 W, 208 Vac Utility Interactive Microinverter where x = DC Connector type = 2 or 5",0.23,208,97,"N","Y",null,0.02,null,null,27,32,37,23,46,69,115,172.5,230,94.197490000000002,95.712479999999999,96.348519999999994,97.262550000000005,97.260339999999999,96.917450000000002,96.934334199999995,94.452510000000004,95.864980000000003,96.241010000000003,97.119309999999999,97.198210000000003,96.97448,96.879101000000006,94.1798,95.690380000000005,96.083370000000002,96.967740000000006,97.087569999999999,96.917450000000002,96.747225400000005,"2017-08-01","2018-10-15"]
["Enphase Energy Inc.","IQ6-60-x-US [240V]","230 W, 240 Vac Utility Interactive Microinverter where x = DC Connector type = 2 or 5",0.23,240,97,"N","Y",null,0.03,null,null,27,32,37,2.3E-2,4.5999999999999999E-2,6.9000000000000006E-2,0.115,0.17250000000000001,0.23,94.655230000000003,96.037739999999999,96.665639999999996,97.423699999999997,97.484939999999995,97.25591,97.176763699999995,95.060559999999995,96.356809999999996,96.706540000000004,97.392669999999995,97.586340000000007,97.529629999999997,97.274750100000006,94.744969999999995,96.105410000000006,96.43141,97.196730000000002,97.469279999999998,97.483500000000006,97.111045200000007,"2017-08-01","2018-10-15"]
["Enphase Energy Inc.","IQ7-60-x-ACM-US [208V]","240 VA, 208 Vac Utility Interactive Microinverter for use in ACPV Module applications where x = DC Connector type = B or blank",0.24,208,97,"N","Y","This component is specific to ACPV modules and is not available as an individual unit.",2.5000000000000001E-2,null,null,27,32,37,2.4E-2,4.8000000000000001E-2,7.1999999999999995E-2,0.12,0.18,0.24,94.204329999999999,96.226399999999984,97.02145999999999,97.553879999999992,97.414230000000003,96.959759999999989,97.185913100000008,93.324760000000012,95.734390000000005,96.756340000000009,97.463930000000005,97.41528000000001,97.056359999999998,97.080812400000013,92.419209999999993,95.095890000000026,96.538389999999993,97.353760000000008,97.337369999999993,97.025310000000019,96.920530900000003,"2017-12-15","2018-10-15"]
["Enphase Energy Inc.","IQ7-60-x-ACM-US [240V]","240 VA, 240 Vac Utility Interactive Microinverter for use in ACPV Module applications where x = DC Connector type = B or blank",0.24,240,97,"N","Y","This component is specific to ACPV modules and is not available as an individual unit.",2.5000000000000001E-2,null,null,27,32,37,2.4E-2,4.8000000000000001E-2,7.1999999999999995E-2,0.12,0.18,0.24,93.945300000000003,96.08005,96.814459999999983,97.474629999999991,97.419160000000005,97.02876999999998,97.132815300000004,92.990709999999993,95.658750000000012,96.504930000000002,97.55228000000001,97.614990000000006,97.408739999999995,97.175517999999997,92.006249999999994,95.026440000000008,96.230880000000013,97.381270000000001,97.543800000000005,97.410729999999987,96.998094800000004,"2017-12-15","2018-10-15"]
["Enphase Energy Inc.","IQ7-60-x-US [208V]","240 VA, 208 Vac Utility Interactive Microinverter where x = DC Connector type = 2, 5, or B",0.24,208,97,"N","Y",null,2.5000000000000001E-2,null,null,27,32,37,2.4E-2,4.8000000000000001E-2,7.1999999999999995E-2,0.12,0.18,0.24,94.204329999999999,96.226399999999984,97.02145999999999,97.553879999999992,97.414230000000003,96.959759999999989,97.185913100000008,93.324760000000012,95.734390000000005,96.756340000000009,97.463930000000005,97.41528000000001,97.056359999999998,97.080812400000013,92.419209999999993,95.095890000000026,96.538389999999993,97.353760000000008,97.337369999999993,97.025310000000019,96.920530900000003,"2017-12-15","2018-10-15"]
["Enphase Energy Inc.","IQ7-60-x-US [240V]","240 VA, 240 Vac Utility Interactive Microinverter where x = DC Connector type = 2, 5, or B",0.24,240,97,"N","Y",null,2.5000000000000001E-2,null,null,27,32,37,2.4E-2,4.8000000000000001E-2,7.1999999999999995E-2,0.12,0.18,0.24,93.945300000000003,96.08005,96.814459999999983,97.474629999999991,97.419160000000005,97.02876999999998,97.132815300000004,92.990709999999993,95.658750000000012,96.504930000000002,97.55228000000001,97.614990000000006,97.408739999999995,97.175517999999997,92.006249999999994,95.026440000000008,96.230880000000013,97.381270000000001,97.543800000000005,97.410729999999987,96.998094800000004,"2017-12-15","2018-10-15"]
["Enphase Energy Inc.","M250-60-2LL-S2x (-ZC) (-NA) [208V]","240 W, 208 Vac Inverter, where S2x are connector types, ZC is mount, and NA is for North American",0.24,208,96,"N","Y",null,0.04,null,null,27,32,38,0.02,0.05,7.0000000000000007E-2,0.12,0.18,0.24,94.7,95.7,96.1,96.3,96,95.5,96,94.7,95.7,96,96.3,96.2,95.8,96.1,94.5,95.5,95.8,96.1,96.2,96,96]
["Enphase Energy Inc.","M250-60-2LL-S2x (-ZC) (-NA) [240V]","240 W, 240 Vac Inverter, where S2x are connector types, ZC is mount, and NA is for North American",0.24,240,96.5,"N","Y",null,0.05,null,null,27,32,38,0.02,0.05,7.0000000000000007E-2,0.12,0.18,0.24,95.6,96,96.3,96.5,96.4,96.1,96.4,95,96,96.2,96.5,96.6,96.4,96.4,94.9,96,96,96.4,96.5,96.5,96.4]
["Enphase Energy Inc.","M250-72-2LL-S2x [208V]","240 W, 208 Vac Microinverter,  where x = 2, 3, 4, or 5 and may be followed by -US",0.24,208,96.5,"N","Y",null,0.04,null,null,27,37,48,24,48,72,120,180,240,95.6,96.4,96.6,96.6,96.3,95.6,96.3,95.4,96.2,96.4,96.6,96.6,96.2,96.5,95.1,95.8,96,96.4,96.5,96.3,96.3]
["Enphase Energy Inc.","M250-72-2LL-S2x [240V]","240 W, 240 Vac Microinverter,  where x = 2, 3, 4 ,or 5 and may be followed by -US",0.24,240,96.5,"N","Y",null,0.04,null,null,27,37,48,24,48,72,120,180,240,95.7,96.4,96.6,96.6,96.3,95.8,96.4,95.5,96.3,96.5,96.7,96.6,96.3,96.5,95.3,96,96.2,96.5,96.5,96.4,96.4]
["Enphase Energy Inc.","C250-72-2LN-S2","0.247 kW Utility Interactive Microinverter",0.247,null,96.5,"N","Y",null,7.0999999999999994E-2,null,null,27.5,39,47.5,0.02,0.05,7.0000000000000007E-2,0.12,0.19,0.25,95.6,96.2,96.4,96.6,96.4,95.9,96.4,95.1,96.1,96.4,96.6,96.6,96.5,96.5,94.9,96,96.1,96.5,96.6,96.6,96.4]
["Enphase Energy Inc.","IQ6PLUS-ACB-LL [240V]","270 VA, 240 Vac Utility Interactive Microinverter",0.27,240,95.5,"N","Y",null,7.0000000000000007E-2,null,null,23,25,28,2.7E-2,5.3999999999999999E-2,8.1000000000000003E-2,0.13500000000000001,0.20250000000000001,0.27,85.890320000000003,93.616439999999997,95.462680000000006,95.976870000000005,95.578299999999999,94.803150000000002,95.123760000000004,85.800269999999998,93.469059999999999,95.405839999999998,96.148520000000005,95.876450000000006,95.229470000000006,95.321349999999995,85.518879999999996,93.118340000000003,95.190380000000005,96.192750000000004,96.066869999999994,95.595110000000005,95.395189999999999,"2018-05-15","2018-10-15"]
["Enphase Energy Inc.","S280-60-LL-x [208V]","270 W, 208 Vac, Utility Interactive Microinverter, where x = 2, 3, 4 , or 5 and may be followed by -US",0.27,208,96.5,"N","Y",null,5.0999999999999997E-2,null,null,27,32,37,0.03,0.05,0.08,0.14000000000000001,0.2,0.27,95,96.1,96.5,96.9,96.7,96.2,96.6,95,96.1,96.1,96.7,96.6,96.2,96.5,94.9,95.7,95.8,96.6,96.5,96.1,96.3,"2017-10-16","2018-10-15"]
["Enphase Energy Inc.","S280-60-LL-x [240V]","270 W, 240 Vac, Utility Interactive Microinverter, where x = 2, 3, 4, or 5 and may be followed by -US\n\n",0.27,240,97,"N","Y",null,6.2E-2,null,null,27,32,37,0.03,0.05,0.08,0.14000000000000001,0.2,0.27,95.2,96.5,96.9,97.3,97.3,97,97.1,95.3,96.5,96.7,97.1,97.2,96.9,97,95.1,96.1,96,96.9,97.1,96.9,96.8,"2017-10-16","2018-10-15"]
["Enphase Energy Inc.","IQ6PLUS-72-ACM-US [208V]","280 W, 208 Vac Utility Interactive Microinverter for ACPV Module applications",0.28000000000000003,208,97,"N","Y","This microinverter is sold as an individual unit but is only for ACPV modules including LG Electronics Inc. LGxxxE1K-A5 and LGxxxE1C-A5, where xxx = 315, 320, 325, 330, or 335.",0.02,null,null,27,36,45,2.8000000000000001E-2,5.6000000000000001E-2,8.4000000000000005E-2,0.14000000000000001,0.21,0.28000000000000003,94.636139999999997,96.340069999999997,96.930220000000006,97.37612,97.14246,96.578599999999994,96.997494500000002,94.562870000000004,95.684449999999998,96.451030000000003,97.149680000000004,97.092020000000005,96.683809999999994,96.835254800000001,93.928889999999996,95.027100000000004,95.970730000000003,96.918509999999998,96.913079999999994,96.59496,96.571565699999994,"2017-08-15","2018-10-15"]
["Enphase Energy Inc.","IQ6PLUS-72-ACM-US [240V]","280 W, 240 Vac Utility Interactive Microinverter for ACPV Module applications",0.28000000000000003,240,97,"N","Y","This microinverter is sold as an individual unit but is only for ACPV modules including LG Electronics Inc. LGxxxE1K-A5 and LGxxxE1C-A5, where xxx = 315, 320, 325, 330, or 335.",0.02,null,null,27,36,45,2.8000000000000001E-2,5.6000000000000001E-2,8.4000000000000005E-2,0.14000000000000001,0.21,0.28000000000000003,94.253060000000005,96.163120000000006,96.81711,97.302610000000001,97.145589999999999,96.716480000000004,96.952866400000005,94.554839999999999,95.744399999999999,96.281419999999997,97.254900000000006,97.333410000000001,97.170069999999996,96.991923799999995,93.905879999999996,95.090100000000007,95.744929999999997,96.971980000000002,97.148679999999999,97.038430000000005,96.704969500000004,"2017-08-15","2018-10-15"]
["Enphase Energy Inc.","IQ6PLUS-72-x-US [208V]","280 W, 208 Vac Utility Interactive Microinverter where x = DC Connector type = 2 or 5",0.28000000000000003,208,97,"N","Y",null,0.02,null,null,27,36,45,2.8000000000000001E-2,5.6000000000000001E-2,8.4000000000000005E-2,0.14000000000000001,0.21,0.28000000000000003,94.636139999999997,96.340069999999997,96.930220000000006,97.37612,97.14246,96.578599999999994,96.997494500000002,94.562870000000004,95.684449999999998,96.451030000000003,97.149680000000004,97.092020000000005,96.683809999999994,96.835254800000001,93.928889999999996,95.027100000000004,95.970730000000003,96.918509999999998,96.913079999999994,96.59496,96.571565699999994,"2017-08-01","2018-10-15"]
["Enphase Energy Inc.","IQ6PLUS-72-x-US [240V]","280 W, 240 Vac Utility Interactive Microinverter where x = DC Connector type = 2 or 5",0.28000000000000003,240,97,"N","Y",null,0.02,null,null,27,36,45,2.8000000000000001E-2,5.6000000000000001E-2,8.4000000000000005E-2,0.14000000000000001,0.21,0.28000000000000003,94.253060000000005,96.163120000000006,96.81711,97.302610000000001,97.145589999999999,96.716480000000004,96.952866400000005,94.554839999999999,95.744399999999999,96.281419999999997,97.254900000000006,97.333410000000001,97.170069999999996,96.991923799999995,93.905879999999996,95.090100000000007,95.744929999999997,96.971980000000002,97.148679999999999,97.038430000000005,96.704969500000004,"2017-08-01","2018-10-15"]
["Enphase Energy Inc.","IQ7PLUS-72-x-ACM-US [208V]","290 VA, 208 Vac Utility Interactive Microinverter for use in ACPV Module applications where x = DC Connector type = B or blank",0.28999999999999998,208,96.5,"N","Y","This component is specific to ACPV modules and is not available as an individual unit.",2.5000000000000001E-2,null,null,27,36,45,2.8999999999999998E-2,5.7999999999999996E-2,8.6999999999999994E-2,0.14499999999999999,0.21749999999999997,0.28999999999999998,94.911249999999995,96.246709999999979,97.108059999999995,97.251649999999998,96.925660000000022,96.294169999999994,96.869907500000011,93.956320000000005,95.314499999999995,96.728169999999977,97.158670000000001,96.957820000000012,96.445009999999996,96.744574,93.147899999999993,94.589959999999991,96.389939999999996,96.979819999999989,96.859210000000004,96.373390000000001,96.542019799999991,"2017-12-15","2018-10-15"]
["Enphase Energy Inc.","IQ7PLUS-72-x-ACM-US [240V]","290 VA, 240 Vac Utility Interactive Microinverter for use in ACPV Module applications where x = DC Connector type = B or blank",0.28999999999999998,240,97,"N","Y","This component is specific to ACPV modules and is not available as an individual unit.",2.5000000000000001E-2,null,null,27,36,45,2.8999999999999998E-2,5.7999999999999996E-2,8.6999999999999994E-2,0.14499999999999999,0.21749999999999997,0.28999999999999998,95.003640000000004,96.245670000000004,97.147700000000015,97.42907000000001,97.164060000000006,96.603870000000001,97.057403100000016,94.161959999999993,95.57517,96.780239999999992,97.495289999999983,97.442819999999998,97.156899999999993,97.135416199999995,93.321410000000014,94.805890000000005,96.394019999999983,97.27315999999999,97.309510000000003,97.07574000000001,96.8956242,"2017-12-15","2018-10-15"]
["Enphase Energy Inc.","IQ7PLUS-72-x-US [208V]","290 VA, 208 Vac Utility Interactive Microinverter where x = DC Connector type = 2, 5, or B",0.28999999999999998,208,96.5,"N","Y",null,2.5000000000000001E-2,null,null,27,36,45,2.8999999999999998E-2,5.7999999999999996E-2,8.6999999999999994E-2,0.14499999999999999,0.21749999999999997,0.28999999999999998,94.911249999999995,96.246709999999979,97.108059999999995,97.251649999999998,96.925660000000022,96.294169999999994,96.869907500000011,93.956320000000005,95.314499999999995,96.728169999999977,97.158670000000001,96.957820000000012,96.445009999999996,96.744574,93.147899999999993,94.589959999999991,96.389939999999996,96.979819999999989,96.859210000000004,96.373390000000001,96.542019799999991,"2017-12-15","2018-10-15"]
["Enphase Energy Inc.","IQ7PLUS-72-x-US [240V]","290 VA, 240 Vac Utility Interactive Microinverter where x = DC Connector type = 2, 5, or B",0.28999999999999998,240,97,"N","Y",null,2.5000000000000001E-2,null,null,27,36,45,2.8999999999999998E-2,5.7999999999999996E-2,8.6999999999999994E-2,0.14499999999999999,0.21749999999999997,0.28999999999999998,95.003640000000004,96.245670000000004,97.147700000000015,97.42907000000001,97.164060000000006,96.603870000000001,97.057403100000016,94.161959999999993,95.57517,96.780239999999992,97.495289999999983,97.442819999999998,97.156899999999993,97.135416199999995,93.321410000000014,94.805890000000005,96.394019999999983,97.27315999999999,97.309510000000003,97.07574000000001,96.8956242,"2017-12-15","2018-10-15"]
["Enphase Energy Inc.","IQ7A-66-x-US+ [208V]","290 W, 208 Vac Utility Interactive Microinverter, where x  = 2 or 5, and + may be additional characters",0.29290899999999997,208,96.5,"N","Y","This component is specific to ACPV modules and is not available as an individual unit.",4.4999999999999998E-2,null,null,38,40.5,43,2.9290899999999998E-2,5.8581799999999996E-2,8.7872699999999984E-2,0.14645449999999999,0.21968174999999998,0.29290899999999997,94.504329999999982,95.617829999999998,96.379449999999991,96.998640000000009,96.843940000000003,96.310930000000013,96.639147800000003,94.512270000000001,95.536490000000001,96.279600000000002,96.969759999999994,96.836519999999993,96.304799999999986,96.6131125,94.501469999999998,95.512410000000003,96.178629999999998,96.921630000000007,96.800489999999996,96.293919999999986,96.56961290000001,"2019-08-01"]
["Enphase Energy Inc.","IQ7AS-66-ACM-US-x [208V]","290 W, 208 Vac Utility Interactive Microinverter, where x=blank or NM",0.29291,208,96.5,"N","Y","This component is specific to ACPV modules and is not available as an individual unit.",2.5000000000000001E-2,null,null,38,40.5,43,2.9290899999999998E-2,5.8581799999999996E-2,8.7872699999999984E-2,0.14645449999999999,0.21968174999999998,0.29290899999999997,94.504329999999982,95.617829999999998,96.379449999999991,96.998640000000009,96.843940000000003,96.310930000000013,96.639147800000003,94.512270000000001,95.536490000000001,96.279600000000002,96.969759999999994,96.836519999999993,96.304799999999986,96.6131125,94.501469999999998,95.512410000000003,96.178629999999998,96.921630000000007,96.800489999999996,96.293919999999986,96.56961290000001,"2019-03-15"]
["Enphase Energy Inc.","IQ7X-96-x-ACM-US [208V]","315 VA, 208 Vac Utility Interactive microinverter for ACPV Module applications where x = DC Connector type = B or blank",0.315,208,97,"N","Y","This component is specific to ACPV modules and is not available as an individual unit.",2.1000000000000001E-2,null,null,53,60,64,3.15E-2,6.3E-2,9.4500000000000001E-2,0.1575,0.23625000000000002,0.315,90.483609999999999,96.662759999999992,97.099880000000013,97.635729999999995,97.524219999999985,97.103530000000006,97.150984399999999,95.414170000000013,96.465389999999999,96.900779999999997,97.542020000000008,97.461279999999988,97.049990000000008,97.258731999999981,95.270490000000009,96.333490000000012,96.813520000000011,97.502470000000002,97.42989,97.019700000000014,97.209461900000008,"2018-06-01","2018-10-15"]
["Enphase Energy Inc.","IQ7X-96-x-ACM-US [240V]","315 VA, 240 Vac Utility Interactive microinverter for ACPV Module applications where x = DC Connector type = B or blank",0.315,240,97.5,"N","Y","This component is specific to ACPV modules and is not available as an individual unit.",2.1000000000000001E-2,null,null,53,60,64,3.15E-2,6.3E-2,9.4500000000000001E-2,0.1575,0.23625000000000002,0.315,95.734780000000015,96.840240000000009,96.996160000000003,97.762709999999998,97.755849999999981,97.46862999999999,97.525143499999984,95.610320000000002,96.678239999999988,96.754879999999986,97.666660000000007,97.739180000000005,97.513729999999981,97.456360900000007,95.436540000000008,96.497949999999989,96.657110000000017,97.603840000000019,97.700140000000005,97.48254,97.393219900000005,"2018-06-01","2018-10-15"]
["Enphase Energy Inc.","IQ7X-96-x-US [208V]","315 VA, 208 Vac Utility Interactive Microinverter where x = DC Connector type = 2, 5, or B",0.315,208,97,"N","Y",null,2.1000000000000001E-2,null,null,53,60,64,3.15E-2,6.3E-2,9.4500000000000001E-2,0.1575,0.23625000000000002,0.315,90.483609999999999,96.662759999999992,97.099880000000013,97.635729999999995,97.524219999999985,97.103530000000006,97.150984399999999,95.414170000000013,96.465389999999999,96.900779999999997,97.542020000000008,97.461279999999988,97.049990000000008,97.258731999999981,95.270490000000009,96.333490000000012,96.813520000000011,97.502470000000002,97.42989,97.019700000000014,97.209461900000008,"2018-06-01","2018-10-15"]
["Enphase Energy Inc.","IQ7X-96-x-US [240V]","315 VA, 240 Vac Utility Interactive Microinverter where x = DC Connector type = 2, 5, or B",0.315,240,97.5,"N","Y",null,2.1000000000000001E-2,null,null,53,60,64,3.15E-2,6.3E-2,9.4500000000000001E-2,0.1575,0.23625000000000002,0.315,95.734780000000015,96.840240000000009,96.996160000000003,97.762709999999998,97.755849999999981,97.46862999999999,97.525143499999984,95.610320000000002,96.678239999999988,96.754879999999986,97.666660000000007,97.739180000000005,97.513729999999981,97.456360900000007,95.436540000000008,96.497949999999989,96.657110000000017,97.603840000000019,97.700140000000005,97.48254,97.393219900000005,"2018-06-01","2018-10-15"]
["Enphase Energy Inc.","IQ7XS-96-y-ACM-z [208V]","315 VA, 208 Vac Utility Interactive microinverter for ACPV Module applications, where y = DC Connector type = B or blank, and z = US or blank",0.315,208,97,"N","Y","This component is specific to SunPower ACPV modules and is not available as an individual unit.",2.1000000000000001E-2,null,null,53,60,64,3.15E-2,6.3E-2,9.4500000000000001E-2,0.1575,0.23625000000000002,0.315,90.483609999999999,96.662759999999992,97.099880000000013,97.635729999999995,97.524219999999985,97.103530000000006,97.150984399999999,95.414170000000013,96.465389999999999,96.900779999999997,97.542020000000008,97.461279999999988,97.049990000000008,97.258731999999981,95.270490000000009,96.333490000000012,96.813520000000011,97.502470000000002,97.42989,97.019700000000014,97.209461900000008,"2018-10-01","2018-10-15"]
["Enphase Energy Inc.","IQ7XS-96-y-ACM-z [240V]","315 VA, 240 Vac Utility Interactive microinverter for ACPV Module applications, where y = DC Connector type = B or blank, and z = US or blank",0.315,240,97.5,"N","Y","This component is specific to SunPower ACPV modules and is not available as an individual unit.",2.1000000000000001E-2,null,null,53,60,64,3.15E-2,6.3E-2,9.4500000000000001E-2,0.1575,0.23625000000000002,0.315,95.734780000000015,96.840240000000009,96.996160000000003,97.762709999999998,97.755849999999981,97.46862999999999,97.525143499999984,95.610320000000002,96.678239999999988,96.754879999999986,97.666660000000007,97.739180000000005,97.513729999999981,97.456360900000007,95.436540000000008,96.497949999999989,96.657110000000017,97.603840000000019,97.700140000000005,97.48254,97.393219900000005,"2018-10-01","2018-10-15"]
["Enphase Energy Inc.","IQ7A-66-x-US+ [240V]","349 W, 240 Vac Utility Interactive Microinverter, where x  = 2 or 5, and + may be additional characters",0.34869799999999995,240,97,"N","Y","This component is specific to ACPV modules and is not available as an individual unit.",4.4999999999999998E-2,null,null,38,40.5,43,3.4869799999999999E-2,6.9739599999999999E-2,0.10460939999999998,0.17434899999999998,0.26152349999999996,0.34869799999999995,95.154590000000013,95.805639999999997,96.649199999999993,97.148089999999996,96.970150000000004,96.471029999999999,96.813199499999996,95.067849999999993,95.709399999999988,96.570779999999999,97.112740000000002,96.976959999999991,96.463949999999983,96.791339300000004,95.001209999999986,95.632999999999996,96.469070000000016,97.071960000000004,96.959520000000012,96.460439999999991,96.754666,"2019-08-01"]
["Enphase Energy Inc.","IQ7AS-66-ACM-US-x [240V]","349 W, 240 Vac Utility Interactive Microinverter, where x=blank or NM",0.34899999999999998,240,97,"N","Y","This component is specific to ACPV modules and is not available as an individual unit.",2.5000000000000001E-2,null,null,38,40.5,43,3.4869799999999999E-2,6.9739599999999999E-2,0.10460939999999998,0.17434899999999998,0.26152349999999996,0.34869799999999995,95.154590000000013,95.805639999999997,96.649199999999993,97.148089999999996,96.970150000000004,96.471029999999999,96.813199499999996,95.067849999999993,95.709399999999988,96.570779999999999,97.112740000000002,96.976959999999991,96.463949999999983,96.791339300000004,95.001209999999986,95.632999999999996,96.469070000000016,97.071960000000004,96.959520000000012,96.460439999999991,96.754666,"2019-03-15"]
["Enphase Energy Inc.","D380-72-208-S1x [208V]","380 W, 208 Vac, Utility Interactive modular Inverter, 1x = connector types",0.38,208,95,"N","Y",null,0.5,0.38,0.5,22,32,40,3.7999999999999999E-2,7.5999999999999998E-2,0.114,0.19,0.28499999999999998,0.38,93.7,94.9,95.2,95.2,94.7,93.6,94.8,93.6,95,95.1,95.6,95.4,94.9,95.3,93.5,94.7,95.1,95.4,95.5,95.3,95.3]
["Enphase Energy Inc.","D380-72-240-S1x [240V]","380 W, 240 Vac, Utility Interactive modular Inverter, 1x are connector types",0.38,240,95,"N","Y",null,0.5,0.38,0.5,22,32,40,3.7999999999999999E-2,7.5999999999999998E-2,0.114,0.19,0.28499999999999998,0.38,93.8,94.9,95.1,95.3,94.8,93.8,94.9,93.7,94.9,95.2,95.6,95.5,95.1,95.3,93.7,94.9,95,95.4,95.6,95.4,95.4]
["Enphase Energy Inc.","D380-72-2LL-S1x [208V]","380 W, 208 Vac Inverter, x  = connector types, -NA if North American",0.38,208,95,"N","Y",null,0.05,0.38,0.05,22,32,40,3.7999999999999999E-2,7.5999999999999998E-2,0.114,0.19,0.28499999999999998,0.38,93.71,94.91,95.17,95.18,94.7,93.58,94.77,93.65,95.03,95.13,95.55,95.37,94.93,95.27,93.45,94.74,95.07,95.39,95.54,95.29,95.31]
["Enphase Energy Inc.","D380-72-2LL-S1x [240V]","380 W, 240 Vac Inverter, x  = connector types, -NA if North American",0.38,240,95,"N","Y",null,0.05,0.38,0.05,22,32,40,3.7999999999999999E-2,7.5999999999999998E-2,0.114,0.19,0.28499999999999998,0.38,93.71,94.91,95.17,95.18,94.7,93.58,94.77,93.65,95.03,95.13,95.55,95.37,94.93,95.27,93.45,94.74,95.07,95.39,95.54,95.29,95.31]
["Enphase Energy Inc.","D380-72-2LL-S1x-NA [208V]","380 W, 208 Vac Inverter, x  = connector types, -NA if North American",0.38,208,95,"N","Y",null,0.05,0.38,0.05,22,32,40,3.7999999999999999E-2,7.5999999999999998E-2,0.114,0.19,0.28499999999999998,0.38,93.71,94.91,95.17,95.18,94.7,93.58,94.77,93.65,95.03,95.13,95.55,95.37,94.93,95.27,93.45,94.74,95.07,95.39,95.54,95.29,95.31]
["Enphase Energy Inc.","D380-72-2LL-S1x-NA [240V]","380 W, 208 Vac Inverter, x = connector types, -NA if North American",0.38,240,95,"N","Y"]
["Eoplly New Energy Technology","EP156M/60-230S AC [208V]","215 W, 208 Vac Inverter",0.215,208,96,"N","Y","This component is specific to ACPV modules and is not available as an individual unit.",0.04,null,null,22,29,36,0.02,0.04,0.06,0.11,0.16,0.22,94.5,95.5,95.9,96,95.5,94.7,95.6,94.5,95.5,95.9,96.1,96,95.5,95.9,94.4,95.4,95.7,96.1,96.1,95.8,95.9]
["Eoplly New Energy Technology","EP156M/60-230S AC [240V]","215 W, 240 Vac Inverter",0.215,240,96,"N","Y","This component is specific to ACPV modules and is not available as an individual unit.",0.04,null,null,22,29,36,0.02,0.04,0.06,0.11,0.16,0.22,94.5,95.5,95.9,96,95.5,94.7,95.6,94.5,95.5,95.9,96.1,96,95.5,95.9,94.4,95.4,95.7,96.1,96.1,95.8,95.9]
["Eoplly New Energy Technology","EP156M/60-235S AC [208V]","215 W, 208 Vac Inverter",0.215,208,96,"N","Y","This component is specific to ACPV modules and is not available as an individual unit.",0.04,null,null,22,29,36,0.02,0.04,0.06,0.11,0.16,0.22,94.5,95.5,95.9,96,95.5,94.7,95.6,94.5,95.5,95.9,96.1,96,95.5,95.9,94.4,95.4,95.7,96.1,96.1,95.8,95.9]
["Eoplly New Energy Technology","EP156M/60-235S AC [240V]","215 W, 240 Vac Inverter",0.215,240,96,"N","Y","This component is specific to ACPV modules and is not available as an individual unit.",0.04,null,null,22,29,36,0.02,0.04,0.06,0.11,0.16,0.22,94.5,95.5,95.9,96,95.5,94.7,95.6,94.5,95.5,95.9,96.1,96,95.5,95.9,94.4,95.4,95.7,96.1,96.1,95.8,95.9]
["Eoplly New Energy Technology","EP156M/60-240S AC [208V]","215 W, 208 Vac Inverter",0.215,208,96,"N","Y","This component is specific to ACPV modules and is not available as an individual unit.",0.04,null,null,22,29,36,0.02,0.04,0.06,0.11,0.16,0.22,94.5,95.5,95.9,96,95.5,94.7,95.6,94.5,95.5,95.9,96.1,96,95.5,95.9,94.4,95.4,95.7,96.1,96.1,95.8,95.9]
["Eoplly New Energy Technology","EP156M/60-240S AC [240V]","215 W, 240 Vac Inverter",0.215,240,96,"N","Y","This component is specific to ACPV modules and is not available as an individual unit.",0.04,null,null,22,29,36,0.02,0.04,0.06,0.11,0.16,0.22,94.5,95.5,95.9,96,95.5,94.7,95.6,94.5,95.5,95.9,96.1,96,95.5,95.9,94.4,95.4,95.7,96.1,96.1,95.8,95.9]
["Eoplly New Energy Technology","EP156M/60-245S AC [208V]","215 W, 208 Vac Inverter",0.215,208,96,"N","Y","This component is specific to ACPV modules and is not available as an individual unit.",0.04,null,null,22,29,36,0.02,0.04,0.06,0.11,0.16,0.22,94.5,95.5,95.9,96,95.5,94.7,95.6,94.5,95.5,95.9,96.1,96,95.5,95.9,94.4,95.4,95.7,96.1,96.1,95.8,95.9]
["Eoplly New Energy Technology","EP156M/60-245S AC [240V]","215 W, 240 Vac Inverter",0.215,240,96,"N","Y","This component is specific to ACPV modules and is not available as an individual unit.",0.04,null,null,22,29,36,0.02,0.04,0.06,0.11,0.16,0.22,94.5,95.5,95.9,96,95.5,94.7,95.6,94.5,95.5,95.9,96.1,96,95.5,95.9,94.4,95.4,95.7,96.1,96.1,95.8,95.9]
["Eoplly New Energy Technology","EP156M/60-250S AC [208V]","215 W, 208 Vac Inverter",0.215,208,96,"N","Y","This component is specific to ACPV modules and is not available as an individual unit.",0.04,null,null,22,29,36,0.02,0.04,0.06,0.11,0.16,0.22,94.5,95.5,95.9,96,95.5,94.7,95.6,94.5,95.5,95.9,96.1,96,95.5,95.9,94.4,95.4,95.7,96.1,96.1,95.8,95.9]
["Eoplly New Energy Technology","EP156M/60-250S AC [240V]","215 W, 240 Vac Inverter",0.215,240,96,"N","Y","This component is specific to ACPV modules and is not available as an individual unit.",0.04,null,null,22,29,36,0.02,0.04,0.06,0.11,0.16,0.22,94.5,95.5,95.9,96,95.5,94.7,95.6,94.5,95.5,95.9,96.1,96,95.5,95.9,94.4,95.4,95.7,96.1,96.1,95.8,95.9]
["Eoplly New Energy Technology","EP156M/60-255S AC [208V]","215 W, 208 Vac Inverter",0.215,208,96,"N","Y","This component is specific to ACPV modules and is not available as an individual unit.",0.04,null,null,22,29,36,0.02,0.04,0.06,0.11,0.16,0.22,94.5,95.5,95.9,96,95.5,94.7,95.6,94.5,95.5,95.9,96.1,96,95.5,95.9,94.4,95.4,95.7,96.1,96.1,95.8,95.9]
["Eoplly New Energy Technology","EP156M/60-255S AC [240V]","215 W, 240 Vac Inverter",0.215,240,96,"N","Y","This component is specific to ACPV modules and is not available as an individual unit.",0.04,null,null,22,29,36,0.02,0.04,0.06,0.11,0.16,0.22,94.5,95.5,95.9,96,95.5,94.7,95.6,94.5,95.5,95.9,96.1,96,95.5,95.9,94.4,95.4,95.7,96.1,96.1,95.8,95.9]
["Eoplly New Energy Technology","EP156M/60-260S AC [208V]","215 W, 208 Vac Inverter",0.215,208,96,"N","Y","This component is specific to ACPV modules and is not available as an individual unit.",0.04,null,null,22,29,36,0.02,0.04,0.06,0.11,0.16,0.22,94.5,95.5,95.9,96,95.5,94.7,95.6,94.5,95.5,95.9,96.1,96,95.5,95.9,94.4,95.4,95.7,96.1,96.1,95.8,95.9]
["Eoplly New Energy Technology","EP156M/60-260S AC [240V]","215 W, 240 Vac Inverter",0.215,240,96,"N","Y","This component is specific to ACPV modules and is not available as an individual unit.",0.04,null,null,22,29,36,0.02,0.04,0.06,0.11,0.16,0.22,94.5,95.5,95.9,96,95.5,94.7,95.6,94.5,95.5,95.9,96.1,96,95.5,95.9,94.4,95.4,95.7,96.1,96.1,95.8,95.9]
["Eoplly New Energy Technology","EP156MB/60-230S AC [208V]","215 W, 208 Vac Inverter",0.215,208,96,"N","Y","This component is specific to ACPV modules and is not available as an individual unit.",0.04,null,null,22,29,36,0.02,0.04,0.06,0.11,0.16,0.22,94.5,95.5,95.9,96,95.5,94.7,95.6,94.5,95.5,95.9,96.1,96,95.5,95.9,94.4,95.4,95.7,96.1,96.1,95.8,95.9]
["Eoplly New Energy Technology","EP156MB/60-230S AC [240V]","215 W, 240 Vac Inverter",0.215,240,96,"N","Y","This component is specific to ACPV modules and is not available as an individual unit.",0.04,null,null,22,29,36,0.02,0.04,0.06,0.11,0.16,0.22,94.5,95.5,95.9,96,95.5,94.7,95.6,94.5,95.5,95.9,96.1,96,95.5,95.9,94.4,95.4,95.7,96.1,96.1,95.8,95.9]
["Eoplly New Energy Technology","EP156MB/60-235S AC [208V]","215 W, 208 Vac Inverter",0.215,208,96,"N","Y","This component is specific to ACPV modules and is not available as an individual unit.",0.04,null,null,22,29,36,0.02,0.04,0.06,0.11,0.16,0.22,94.5,95.5,95.9,96,95.5,94.7,95.6,94.5,95.5,95.9,96.1,96,95.5,95.9,94.4,95.4,95.7,96.1,96.1,95.8,95.9]
["Eoplly New Energy Technology","EP156MB/60-235S AC [240V]","215 W, 240 Vac Inverter",0.215,240,96,"N","Y","This component is specific to ACPV modules and is not available as an individual unit.",0.04,null,null,22,29,36,0.02,0.04,0.06,0.11,0.16,0.22,94.5,95.5,95.9,96,95.5,94.7,95.6,94.5,95.5,95.9,96.1,96,95.5,95.9,94.4,95.4,95.7,96.1,96.1,95.8,95.9]
["Eoplly New Energy Technology","EP156MB/60-240S AC [208V]","215 W, 208 Vac Inverter",0.215,208,96,"N","Y","This component is specific to ACPV modules and is not available as an individual unit.",0.04,null,null,22,29,36,0.02,0.04,0.06,0.11,0.16,0.22,94.5,95.5,95.9,96,95.5,94.7,95.6,94.5,95.5,95.9,96.1,96,95.5,95.9,94.4,95.4,95.7,96.1,96.1,95.8,95.9]
["Eoplly New Energy Technology","EP156MB/60-240S AC [240V]","215 W, 240 Vac Inverter",0.215,240,96,"N","Y","This component is specific to ACPV modules and is not available as an individual unit.",0.04,null,null,22,29,36,0.02,0.04,0.06,0.11,0.16,0.22,94.5,95.5,95.9,96,95.5,94.7,95.6,94.5,95.5,95.9,96.1,96,95.5,95.9,94.4,95.4,95.7,96.1,96.1,95.8,95.9]
["Eoplly New Energy Technology","EP156MB/60-245S AC [208V]","215 W, 208 Vac Inverter",0.215,208,96,"N","Y","This component is specific to ACPV modules and is not available as an individual unit.",0.04,null,null,22,29,36,0.02,0.04,0.06,0.11,0.16,0.22,94.5,95.5,95.9,96,95.5,94.7,95.6,94.5,95.5,95.9,96.1,96,95.5,95.9,94.4,95.4,95.7,96.1,96.1,95.8,95.9]
["Eoplly New Energy Technology","EP156MB/60-245S AC [240V]","215 W, 240 Vac Inverter",0.215,240,96,"N","Y","This component is specific to ACPV modules and is not available as an individual unit.",0.04,null,null,22,29,36,0.02,0.04,0.06,0.11,0.16,0.22,94.5,95.5,95.9,96,95.5,94.7,95.6,94.5,95.5,95.9,96.1,96,95.5,95.9,94.4,95.4,95.7,96.1,96.1,95.8,95.9]
["Eoplly New Energy Technology","EP156MB/60-250S AC [208V]","215 W, 208 Vac Inverter",0.215,208,96,"N","Y","This component is specific to ACPV modules and is not available as an individual unit.",0.04,null,null,22,29,36,0.02,0.04,0.06,0.11,0.16,0.22,94.5,95.5,95.9,96,95.5,94.7,95.6,94.5,95.5,95.9,96.1,96,95.5,95.9,94.4,95.4,95.7,96.1,96.1,95.8,95.9]
["Eoplly New Energy Technology","EP156MB/60-250S AC [240V]","215 W, 240 Vac Inverter",0.215,240,96,"N","Y","This component is specific to ACPV modules and is not available as an individual unit.",0.04,null,null,22,29,36,0.02,0.04,0.06,0.11,0.16,0.22,94.5,95.5,95.9,96,95.5,94.7,95.6,94.5,95.5,95.9,96.1,96,95.5,95.9,94.4,95.4,95.7,96.1,96.1,95.8,95.9]
["Eoplly New Energy Technology","EP156P/60-225S AC [208V]","215 W, 208 Vac Inverter",0.215,208,96,"N","Y","This component is specific to ACPV modules and is not available as an individual unit.",0.04,null,null,22,29,36,0.02,0.04,0.06,0.11,0.16,0.22,94.5,95.5,95.9,96,95.5,94.7,95.6,94.5,95.5,95.9,96.1,96,95.5,95.9,94.4,95.4,95.7,96.1,96.1,95.8,95.9]
["Eoplly New Energy Technology","EP156P/60-225S AC [240V]","215 W, 240 Vac Inverter",0.215,240,96,"N","Y","This component is specific to ACPV modules and is not available as an individual unit.",0.04,null,null,22,29,36,0.02,0.04,0.06,0.11,0.16,0.22,94.5,95.5,95.9,96,95.5,94.7,95.6,94.5,95.5,95.9,96.1,96,95.5,95.9,94.4,95.4,95.7,96.1,96.1,95.8,95.9]
["Eoplly New Energy Technology","EP156P/60-230S AC [208V]","215 W, 208 Vac Inverter",0.215,208,96,"N","Y","This component is specific to ACPV modules and is not available as an individual unit.",0.04,null,null,22,29,36,0.02,0.04,0.06,0.11,0.16,0.22,94.5,95.5,95.9,96,95.5,94.7,95.6,94.5,95.5,95.9,96.1,96,95.5,95.9,94.4,95.4,95.7,96.1,96.1,95.8,95.9]
["Eoplly New Energy Technology","EP156P/60-230S AC [240V]","215 W, 240 Vac Inverter",0.215,240,96,"N","Y","This component is specific to ACPV modules and is not available as an individual unit.",0.04,null,null,22,29,36,0.02,0.04,0.06,0.11,0.16,0.22,94.5,95.5,95.9,96,95.5,94.7,95.6,94.5,95.5,95.9,96.1,96,95.5,95.9,94.4,95.4,95.7,96.1,96.1,95.8,95.9]
["Eoplly New Energy Technology","EP156P/60-235S AC [208V]","215 W, 208 Vac Inverter",0.215,208,96,"N","Y","This component is specific to ACPV modules and is not available as an individual unit.",0.04,null,null,22,29,36,0.02,0.04,0.06,0.11,0.16,0.22,94.5,95.5,95.9,96,95.5,94.7,95.6,94.5,95.5,95.9,96.1,96,95.5,95.9,94.4,95.4,95.7,96.1,96.1,95.8,95.9]
["Eoplly New Energy Technology","EP156P/60-235S AC [240V]","215 W, 240 Vac Inverter",0.215,240,96,"N","Y","This component is specific to ACPV modules and is not available as an individual unit.",0.04,null,null,22,29,36,0.02,0.04,0.06,0.11,0.16,0.22,94.5,95.5,95.9,96,95.5,94.7,95.6,94.5,95.5,95.9,96.1,96,95.5,95.9,94.4,95.4,95.7,96.1,96.1,95.8,95.9]
["Eoplly New Energy Technology","EP156P/60-240S AC [208V]","215 W, 208 Vac Inverter",0.215,208,96,"N","Y","This component is specific to ACPV modules and is not available as an individual unit.",0.04,null,null,22,29,36,0.02,0.04,0.06,0.11,0.16,0.22,94.5,95.5,95.9,96,95.5,94.7,95.6,94.5,95.5,95.9,96.1,96,95.5,95.9,94.4,95.4,95.7,96.1,96.1,95.8,95.9]
["Eoplly New Energy Technology","EP156P/60-240S AC [240V]","215 W, 240 Vac Inverter",0.215,240,96,"N","Y","This component is specific to ACPV modules and is not available as an individual unit.",0.04,null,null,22,29,36,0.02,0.04,0.06,0.11,0.16,0.22,94.5,95.5,95.9,96,95.5,94.7,95.6,94.5,95.5,95.9,96.1,96,95.5,95.9,94.4,95.4,95.7,96.1,96.1,95.8,95.9]
["Eoplly New Energy Technology","EP156P/60-245S AC [208V]","215 W, 208 Vac Inverter",0.215,208,96,"N","Y","This component is specific to ACPV modules and is not available as an individual unit.",0.04,null,null,22,29,36,0.02,0.04,0.06,0.11,0.16,0.22,94.5,95.5,95.9,96,95.5,94.7,95.6,94.5,95.5,95.9,96.1,96,95.5,95.9,94.4,95.4,95.7,96.1,96.1,95.8,95.9]
["Eoplly New Energy Technology","EP156P/60-245S AC [240V]","215 W, 240 Vac Inverter",0.215,240,96,"N","Y","This component is specific to ACPV modules and is not available as an individual unit.",0.04,null,null,22,29,36,0.02,0.04,0.06,0.11,0.16,0.22,94.5,95.5,95.9,96,95.5,94.7,95.6,94.5,95.5,95.9,96.1,96,95.5,95.9,94.4,95.4,95.7,96.1,96.1,95.8,95.9]
["Eoplly New Energy Technology","EP156P/60-250S AC [208V]","215 W, 208 Vac Inverter",0.215,208,96,"N","Y","This component is specific to ACPV modules and is not available as an individual unit.",0.04,null,null,22,29,36,0.02,0.04,0.06,0.11,0.16,0.22,94.5,95.5,95.9,96,95.5,94.7,95.6,94.5,95.5,95.9,96.1,96,95.5,95.9,94.4,95.4,95.7,96.1,96.1,95.8,95.9]
["Eoplly New Energy Technology","EP156P/60-250S AC [240V]","215 W, 240 Vac Inverter",0.215,240,96,"N","Y","This component is specific to ACPV modules and is not available as an individual unit.",0.04,null,null,22,29,36,0.02,0.04,0.06,0.11,0.16,0.22,94.5,95.5,95.9,96,95.5,94.7,95.6,94.5,95.5,95.9,96.1,96,95.5,95.9,94.4,95.4,95.7,96.1,96.1,95.8,95.9]
["Eoplly New Energy Technology","EP156P/60-255S AC [208V]","215 W, 208 Vac Inverter",0.215,208,96,"N","Y","This component is specific to ACPV modules and is not available as an individual unit.",0.04,null,null,22,29,36,0.02,0.04,0.06,0.11,0.16,0.22,94.5,95.5,95.9,96,95.5,94.7,95.6,94.5,95.5,95.9,96.1,96,95.5,95.9,94.4,95.4,95.7,96.1,96.1,95.8,95.9]
["Eoplly New Energy Technology","EP156P/60-255S AC [240V]","215 W, 240 Vac Inverter",0.215,240,96,"N","Y","This component is specific to ACPV modules and is not available as an individual unit.",0.04,null,null,22,29,36,0.02,0.04,0.06,0.11,0.16,0.22,94.5,95.5,95.9,96,95.5,94.7,95.6,94.5,95.5,95.9,96.1,96,95.5,95.9,94.4,95.4,95.7,96.1,96.1,95.8,95.9]
["Eoplly New Energy Technology","EP156P/60-260S AC [208V]","215 W, 208 Vac Inverter",0.215,208,96,"N","Y","This component is specific to ACPV modules and is not available as an individual unit.",0.04,null,null,22,29,36,0.02,0.04,0.06,0.11,0.16,0.22,94.5,95.5,95.9,96,95.5,94.7,95.6,94.5,95.5,95.9,96.1,96,95.5,95.9,94.4,95.4,95.7,96.1,96.1,95.8,95.9]
["Eoplly New Energy Technology","EP156P/60-260S AC [240V]","215 W, 240 Vac Inverter",0.215,240,96,"N","Y","This component is specific to ACPV modules and is not available as an individual unit.",0.04,null,null,22,29,36,0.02,0.04,0.06,0.11,0.16,0.22,94.5,95.5,95.9,96,95.5,94.7,95.6,94.5,95.5,95.9,96.1,96,95.5,95.9,94.4,95.4,95.7,96.1,96.1,95.8,95.9]
["Eoplly New Energy Technology","EP156M/60-250 AC [208V]","240 W, 208 Vac Inverter",0.24,208,95,"N","Y","This component is specific to ACPV modules and is not available as an individual unit.",0.15,null,null,25,32,37,0.02,0.05,7.0000000000000007E-2,0.12,0.18,0.24,88.7,93.7,94,94.9,95,94.7,94.5,87.7,93.5,94.8,95.1,95.5,95.5,94.9,86.9,93.2,94.6,95.1,95.7,95.7,94.9]
["Eoplly New Energy Technology","EP156M/60-250 AC [240V]","240 W, 240 Vac Inverter",0.24,240,95,"N","Y","This component is specific to ACPV modules and is not available as an individual unit.",0.15,null,null,25,32,37,0.02,0.05,7.0000000000000007E-2,0.12,0.18,0.24,88.7,93.7,94,94.9,95,94.7,94.5,87.7,93.5,94.8,95.1,95.5,95.5,94.9,86.9,93.2,94.6,95.1,95.7,95.7,94.9]
["Eoplly New Energy Technology","EP156M/60-255 AC [208V]","240 W, 208 Vac Inverter",0.24,208,95,"N","Y","This component is specific to ACPV modules and is not available as an individual unit.",0.15,null,null,25,32,37,0.02,0.05,7.0000000000000007E-2,0.12,0.18,0.24,88.7,93.7,94,94.9,95,94.7,94.5,87.7,93.5,94.8,95.1,95.5,95.5,94.9,86.9,93.2,94.6,95.1,95.7,95.7,94.9]
["Eoplly New Energy Technology","EP156M/60-255 AC [240V]","240 W, 240 Vac Inverter",0.24,240,95,"N","Y","This component is specific to ACPV modules and is not available as an individual unit.",0.15,null,null,25,32,37,0.02,0.05,7.0000000000000007E-2,0.12,0.18,0.24,88.7,93.7,94,94.9,95,94.7,94.5,87.7,93.5,94.8,95.1,95.5,95.5,94.9,86.9,93.2,94.6,95.1,95.7,95.7,94.9]
["Eoplly New Energy Technology","EP156M/60-260 AC [208V]","240 W, 208 Vac Inverter",0.24,208,95,"N","Y","This component is specific to ACPV modules and is not available as an individual unit.",0.15,null,null,25,32,37,0.02,0.05,7.0000000000000007E-2,0.12,0.18,0.24,88.7,93.7,94,94.9,95,94.7,94.5,87.7,93.5,94.8,95.1,95.5,95.5,94.9,86.9,93.2,94.6,95.1,95.7,95.7,94.9]
["Eoplly New Energy Technology","EP156M/60-260 AC [240V]","240 W, 240 Vac Inverter",0.24,240,95,"N","Y","This component is specific to ACPV modules and is not available as an individual unit.",0.15,null,null,25,32,37,0.02,0.05,7.0000000000000007E-2,0.12,0.18,0.24,88.7,93.7,94,94.9,95,94.7,94.5,87.7,93.5,94.8,95.1,95.5,95.5,94.9,86.9,93.2,94.6,95.1,95.7,95.7,94.9]
["Eoplly New Energy Technology","EP156MB/60-240 AC [208V]","240 W, 208 Vac Inverter",0.24,208,95,"N","Y","This component is specific to ACPV modules and is not available as an individual unit.",0.15,null,null,25,32,37,0.02,0.05,7.0000000000000007E-2,0.12,0.18,0.24,88.7,93.7,94,94.9,95,94.7,94.5,87.7,93.5,94.8,95.1,95.5,95.5,94.9,86.9,93.2,94.6,95.1,95.7,95.7,94.9]
["Eoplly New Energy Technology","EP156MB/60-240 AC [240V]","240 W, 240 Vac Inverter",0.24,240,95,"N","Y","This component is specific to ACPV modules and is not available as an individual unit.",0.15,null,null,25,32,37,0.02,0.05,7.0000000000000007E-2,0.12,0.18,0.24,88.7,93.7,94,94.9,95,94.7,94.5,87.7,93.5,94.8,95.1,95.5,95.5,94.9,86.9,93.2,94.6,95.1,95.7,95.7,94.9]
["Eoplly New Energy Technology","EP156MB/60-245 AC [208V]","240 W, 208 Vac Inverter",0.24,208,95,"N","Y","This component is specific to ACPV modules and is not available as an individual unit.",0.15,null,null,25,32,37,0.02,0.05,7.0000000000000007E-2,0.12,0.18,0.24,88.7,93.7,94,94.9,95,94.7,94.5,87.7,93.5,94.8,95.1,95.5,95.5,94.9,86.9,93.2,94.6,95.1,95.7,95.7,94.9]
["Eoplly New Energy Technology","EP156MB/60-245 AC [240V]","240 W, 240 Vac Inverter",0.24,240,95,"N","Y","This component is specific to ACPV modules and is not available as an individual unit.",0.15,null,null,25,32,37,0.02,0.05,7.0000000000000007E-2,0.12,0.18,0.24,88.7,93.7,94,94.9,95,94.7,94.5,87.7,93.5,94.8,95.1,95.5,95.5,94.9,86.9,93.2,94.6,95.1,95.7,95.7,94.9]
["Eoplly New Energy Technology","EP156P/60-240 AC [208V]","240 W, 208 Vac Inverter",0.24,208,95,"N","Y","This component is specific to ACPV modules and is not available as an individual unit.",0.15,null,null,25,32,37,0.02,0.05,7.0000000000000007E-2,0.12,0.18,0.24,88.7,93.7,94,94.9,95,94.7,94.5,87.7,93.5,94.8,95.1,95.5,95.5,94.9,86.9,93.2,94.6,95.1,95.7,95.7,94.9]
["Eoplly New Energy Technology","EP156P/60-240 AC [240V]","240 W, 240 Vac Inverter",0.24,240,95,"N","Y","This component is specific to ACPV modules and is not available as an individual unit.",0.15,null,null,25,32,37,0.02,0.05,7.0000000000000007E-2,0.12,0.18,0.24,88.7,93.7,94,94.9,95,94.7,94.5,87.7,93.5,94.8,95.1,95.5,95.5,94.9,86.9,93.2,94.6,95.1,95.7,95.7,94.9]
["Eoplly New Energy Technology","EP156P/60-245 AC [208V]","240 W, 208 Vac Inverter",0.24,208,95,"N","Y","This component is specific to ACPV modules and is not available as an individual unit.",0.15,null,null,25,32,37,0.02,0.05,7.0000000000000007E-2,0.12,0.18,0.24,88.7,93.7,94,94.9,95,94.7,94.5,87.7,93.5,94.8,95.1,95.5,95.5,94.9,86.9,93.2,94.6,95.1,95.7,95.7,94.9]
["Eoplly New Energy Technology","EP156P/60-245 AC [240V]","240 W, 240 Vac Inverter",0.24,240,95,"N","Y","This component is specific to ACPV modules and is not available as an individual unit.",0.15,null,null,25,32,37,0.02,0.05,7.0000000000000007E-2,0.12,0.18,0.24,88.7,93.7,94,94.9,95,94.7,94.5,87.7,93.5,94.8,95.1,95.5,95.5,94.9,86.9,93.2,94.6,95.1,95.7,95.7,94.9]
["ET Solar Industry","ET-P660245BAC [240V]","240 W, 240 Vac Inverter",0.24,240,95,"N","Y","This component is specific to ACPV modules and is not available as an individual unit.",0.15,null,null,25,32,37,2.3800000000000002E-2,4.7600000000000003E-2,7.1400000000000005E-2,0.11899999999999999,0.17849999999999999,0.23799999999999999,88.74,93.68,94.03,94.87,94.98,94.74,94.52,87.73,93.5,94.82,95.13,95.52,95.46,94.94,86.91,93.18,94.64,95.08,95.65,95.69,94.94]
["ET Solar Industry","ET-P660245BBAC [240V]","240 W, 240 Vac Inverter",0.24,240,95,"N","Y","This component is specific to ACPV modules and is not available as an individual unit.",0.15,null,null,25,32,37,2.3800000000000002E-2,4.7600000000000003E-2,7.1400000000000005E-2,0.11899999999999999,0.17849999999999999,0.23799999999999999,88.74,93.68,94.03,94.87,94.98,94.74,94.52,87.73,93.5,94.82,95.13,95.52,95.46,94.94,86.91,93.18,94.64,95.08,95.65,95.69,94.94]
["ET Solar Industry","ET-P660245BBZAC [240V]","240 W, 240 Vac Inverter",0.24,240,95,"N","Y","This component is specific to ACPV modules and is not available as an individual unit.",0.15,null,null,25,32,37,2.3800000000000002E-2,4.7600000000000003E-2,7.1400000000000005E-2,0.11899999999999999,0.17849999999999999,0.23799999999999999,88.74,93.68,94.03,94.87,94.98,94.74,94.52,87.73,93.5,94.82,95.13,95.52,95.46,94.94,86.91,93.18,94.64,95.08,95.65,95.69,94.94]
["ET Solar Industry","ET-P660245WBZAC [240V]","240 W, 240 Vac Inverter",0.24,240,95,"N","Y","This component is specific to ACPV modules and is not available as an individual unit.",0.15,null,null,25,32,37,2.3800000000000002E-2,4.7600000000000003E-2,7.1400000000000005E-2,0.11899999999999999,0.17849999999999999,0.23799999999999999,88.74,93.68,94.03,94.87,94.98,94.74,94.52,87.73,93.5,94.82,95.13,95.52,95.46,94.94,86.91,93.18,94.64,95.08,95.65,95.69,94.94]
["ET Solar Industry","ET-P660250 WBAC [240V]","240 W, 240 Vac Inverter",0.24,240,95,"N","Y","This component is specific to ACPV modules and is not available as an individual unit.",0.22,null,null,25,32,37,0.02,0.05,7.0000000000000007E-2,0.12,0.18,0.24,88.7,93.7,94,94.9,95,94.7,94.5,87.7,93.5,94.8,95.1,95.5,95.5,94.9,86.9,93.2,94.6,95.1,95.7,95.7,94.9]
["ET Solar Industry","ET-P660250 WBZAC [240V]","240 W, 240 Vac Inverter",0.24,240,95,"N","Y","This component is specific to ACPV modules and is not available as an individual unit.",0.15,null,null,25,32,37,2.3800000000000002E-2,4.7600000000000003E-2,7.1400000000000005E-2,0.11899999999999999,0.17849999999999999,0.23799999999999999,88.74,93.68,94.03,94.87,94.98,94.74,94.52,87.73,93.5,94.82,95.13,95.52,95.46,94.94,86.91,93.18,94.64,95.08,95.65,95.69,94.94]
["ET Solar Industry","ET-P660250BAC [240V]","240 W, 240 Vac Inverter",0.24,240,95,"N","Y","This component is specific to ACPV modules and is not available as an individual unit.",0.15,null,null,25,32,37,2.3800000000000002E-2,4.7600000000000003E-2,7.1400000000000005E-2,0.11899999999999999,0.17849999999999999,0.23799999999999999,88.74,93.68,94.03,94.87,94.98,94.74,94.52,87.73,93.5,94.82,95.13,95.52,95.46,94.94,86.91,93.18,94.64,95.08,95.65,95.69,94.94]
["ET Solar Industry","ET-P660250BBAC [240V]","240 W, 240 Vac Inverter",0.24,240,95,"N","Y","This component is specific to ACPV modules and is not available as an individual unit.",0.15,null,null,25,32,37,2.3800000000000002E-2,4.7600000000000003E-2,7.1400000000000005E-2,0.11899999999999999,0.17849999999999999,0.23799999999999999,88.74,93.68,94.03,94.87,94.98,94.74,94.52,87.73,93.5,94.82,95.13,95.52,95.46,94.94,86.91,93.18,94.64,95.08,95.65,95.69,94.94]
["ET Solar Industry","ET-P660250BBZAC [240V]","240 W, 240 Vac Inverter",0.24,240,95,"N","Y","This component is specific to ACPV modules and is not available as an individual unit.",0.15,null,null,25,32,37,2.3800000000000002E-2,4.7600000000000003E-2,7.1400000000000005E-2,0.11899999999999999,0.17849999999999999,0.23799999999999999,88.74,93.68,94.03,94.87,94.98,94.74,94.52,87.73,93.5,94.82,95.13,95.52,95.46,94.94,86.91,93.18,94.64,95.08,95.65,95.69,94.94]
["ET Solar Industry","ET-P660255BBAC","240 W, 1-phase Microinverter",0.24,null,95,"N","Y","This component is specific to ACPV modules and is not available as an individual unit.",0.15,null,null,33.5,42.5,46,0.02,0.05,7.0000000000000007E-2,0.12,0.18,0.24,90.7,94.6,95.7,95,95,94.7,94.9,90,94.5,95.4,95.2,95.3,95.1,95,89.3,93.7,95.1,95,95.3,95.2,94.9]
["ET Solar Industry","ET-P660255BBZAC","240 W, 1-phase Microinverter",0.24,null,95,"N","Y","This component is specific to ACPV modules and is not available as an individual unit.",0.15,null,null,33.5,42.5,46,0.02,0.05,7.0000000000000007E-2,0.12,0.18,0.24,90.7,94.6,95.7,95,95,94.7,94.9,90,94.5,95.4,95.2,95.3,95.1,95,89.3,93.7,95.1,95,95.3,95.2,94.9]
["ET Solar Industry","ET-P660255WBAC","240 W, 1-phase Microinverter",0.24,null,95,"N","Y","This component is specific to ACPV modules and is not available as an individual unit.",0.15,null,null,33.5,42.5,46,0.02,0.05,7.0000000000000007E-2,0.12,0.18,0.24,90.7,94.6,95.7,95,95,94.7,94.9,90,94.5,95.4,95.2,95.3,95.1,95,89.3,93.7,95.1,95,95.3,95.2,94.9]
["ET Solar Industry","ET-P660255WBZAC","240 W, 1-phase Microinverter",0.24,null,95,"N","Y","This component is specific to ACPV modules and is not available as an individual unit.",0.15,null,null,33.5,42.5,46,0.02,0.05,7.0000000000000007E-2,0.12,0.18,0.24,90.7,94.6,95.7,95,95,94.7,94.9,90,94.5,95.4,95.2,95.3,95.1,95,89.3,93.7,95.1,95,95.3,95.2,94.9]
["ET Solar Industry","ET-P660255WWAC","240 W, 1-phase Microinverter",0.24,null,95,"N","Y","This component is specific to ACPV modules and is not available as an individual unit.",0.15,null,null,33.5,42.5,46,0.02,0.05,7.0000000000000007E-2,0.12,0.18,0.24,90.7,94.6,95.7,95,95,94.7,94.9,90,94.5,95.4,95.2,95.3,95.1,95,89.3,93.7,95.1,95,95.3,95.2,94.9]
["ET Solar Industry","ET-P660255WWZAC","240 W, 1-phase Microinverter",0.24,null,95,"N","Y","This component is specific to ACPV modules and is not available as an individual unit.",0.15,null,null,33.5,42.5,46,0.02,0.05,7.0000000000000007E-2,0.12,0.18,0.24,90.7,94.6,95.7,95,95,94.7,94.9,90,94.5,95.4,95.2,95.3,95.1,95,89.3,93.7,95.1,95,95.3,95.2,94.9]
["ET Solar Industry","ET-P660260WBAC","240 W, 1-phase Microinverter",0.24,null,95,"N","Y","This component is specific to ACPV modules and is not available as an individual unit.",0.15,null,null,33.5,42.5,46,0.02,0.05,7.0000000000000007E-2,0.12,0.18,0.24,90.7,94.6,95.7,95,95,94.7,94.9,90,94.5,95.4,95.2,95.3,95.1,95,89.3,93.7,95.1,95,95.3,95.2,94.9]
["ET Solar Industry","ET-P660260WBZAC","240 W, 1-phase Microinverter",0.24,null,95,"N","Y","This component is specific to ACPV modules and is not available as an individual unit.",0.15,null,null,33.5,42.5,46,0.02,0.05,7.0000000000000007E-2,0.12,0.18,0.24,90.7,94.6,95.7,95,95,94.7,94.9,90,94.5,95.4,95.2,95.3,95.1,95,89.3,93.7,95.1,95,95.3,95.2,94.9]
["ET Solar Industry","ET-P660260WWAC","240 W, 1-phase Microinverter",0.24,null,95,"N","Y","This component is specific to ACPV modules and is not available as an individual unit.",0.15,null,null,33.5,42.5,46,0.02,0.05,7.0000000000000007E-2,0.12,0.18,0.24,90.7,94.6,95.7,95,95,94.7,94.9,90,94.5,95.4,95.2,95.3,95.1,95,89.3,93.7,95.1,95,95.3,95.2,94.9]
["ET Solar Industry","ET-P660260WWZAC","240 W, 1-phase Microinverter",0.24,null,95,"N","Y","This component is specific to ACPV modules and is not available as an individual unit.",0.15,null,null,33.5,42.5,46,0.02,0.05,7.0000000000000007E-2,0.12,0.18,0.24,90.7,94.6,95.7,95,95,94.7,94.9,90,94.5,95.4,95.2,95.3,95.1,95,89.3,93.7,95.1,95,95.3,95.2,94.9]
["ETM Electromatic","290-480-60","Utility Interactive Bi-Directional Inverter",279.3,null,96.5,"Y","N",null,900,null,null,372,451,546,27.93,55.86,83.79,139.6,209.5,279.3,98.1,98.1,97.8,97.1,96.2,95.7,96.7,98.6,98.3,97.9,97.1,96.2,95.4,96.7,98.9,98.4,98,97.1,96.2,95.3,96.8]
["E-Village Solar","EVS1100EVR [120V]","1100W, 120 Vac Utility Interactive Inverter",1.1000000000000001,120,90.5,"Y","N",null,3.6,null,null,100,182,380,0.11,0.22,0.33,0.55000000000000004,0.83,1.1000000000000001,81.8,89,90.9,92.1,92.4,92.5,91.6,79.900000000000006,88,90.1,91.7,92.2,92.3,91.1,74.8,84.7,87.8,90,90.8,91.1,89.3]
["E-Village Solar","EVS2000EVR [240V]","2000 W, 240 Vac Utility Interactive Inverter",2,240,92,"Y","N",null,3.6,null,null,100,199,380,0.2,0.4,0.6,1,1.5,2,87.3,91.7,92.6,93.5,93.2,93,92.9,85.7,90.8,92.1,92.9,92.9,92.6,92.4,82.4,88.8,90.5,91.6,91.8,91.6,91.1]
["E-Village Solar","EVS2500 [240V]","2500 W, 240 Vac Utility Interactive Inverter",2.5,240,94.5,"Y","N",null,3.9,null,null,100,218,400,0.25,0.5,0.75,1.25,1.88,2.5,87.1,93.3,94.9,95.8,95.8,95.6,95.2,85.2,92.4,93.8,95.2,95.4,95.1,94.6,80.400000000000006,90,91.7,93.7,94.5,93.8,93.2]
["E-Village Solar","EVS3000 [240V]","3000 W, 240 Vac Utility Interactive Inverter",3,240,93.5,"Y","N",null,3.63,null,null,100,222.5,380,0.3,0.6,0.9,1.5,2.25,3,88.9,92.9,93.8,94.3,94.2,93.9,93.9,87.9,92.5,93.5,94.1,94,93.8,93.7,84.9,90.9,92.4,93.3,93.2,93,92.7]
["E-Village Solar","EVS3500 [240V]","3500 W, 240 Vac Utility Interactive Inverter",3.5,240,95.5,"Y","N",null,3.86,null,null,100,263,400,0.35,0.7,1.05,1.75,2.63,3.5,87.2,93.1,95.4,96.5,96.7,96.6,95.9,85.7,92.2,94.9,96.2,96.4,96.3,95.5,82.1,90.2,93.6,95.4,95.7,95.6,94.5]
["E-Village Solar","EVS4600 [208V]","4600 W, 208 Vac Utility Interactive Inverter",4.5999999999999996,208,95.5,"Y","N",null,4,null,null,100,254,400,0.46,0.92,1.38,2.2999999999999998,3.45,4.5999999999999996,90.3,94.8,95.9,96.5,96.5,96.2,96.1,89.2,94.3,95.6,96.3,96.4,96.1,95.9,86.5,92.9,94.7,95.6,95.7,95.4,95]
["E-Village Solar","EVS4800 [240V]","4800 W, 240 Vac Utility Interactive Inverter",4.8,240,96,"Y","N",null,4.0999999999999996,null,null,100,263,400,0.48,0.96,1.44,2.4,3.6,4.8,86.8,93.5,95.5,97,97.2,97.1,96.4,85.5,92.9,95,96.7,96.9,96.8,96,84.5,91.5,93.9,95.9,96.2,96.1,95.1]
["E-Village Solar","EVS5200 [208V]","5200 W, 240 Vac Utility Interactive Inverter",5.2,208,96,"Y","N",null,4,null,null,100,280,400,0.52,1.04,1.56,2.6,3.9,5.2,89.4,94.8,96,96.8,97,96.8,96.4,88.6,94.4,95.7,96.7,96.8,96.6,96.2,87.7,93.1,94.8,96.1,96.3,96.1,95.5]
["Exeltech","AC2-1-2-6-5-XX [120V]","212 W, 120 Vac Inverter, where xx is connection option",0.21199999999999999,120,94.5,"N","Y",null,0,null,null,36,50,55,2.12E-2,4.24E-2,6.3600000000000004E-2,0.106,0.159,0.21199999999999999,87.88,94.35,95.79,95.73,94.8,93.45,94.75,85.23,92.51,94.56,95.3,95.12,94.17,94.52,83.57,92.02,94.33,94.87,94.87,93.91,94.16]
["Exeltech","AC2-1-L-6-5-XX [120V]","212 W, 120 Vac Inverter, where xx is connection option",0.21199999999999999,120,94.5,"N","Y",null,0,null,null,36,50,55,2.12E-2,4.24E-2,6.3600000000000004E-2,0.106,0.159,0.21199999999999999,87.88,94.35,95.79,95.73,94.8,93.45,94.75,85.23,92.51,94.56,95.3,95.12,94.17,94.52,83.57,92.02,94.33,94.87,94.87,93.91,94.16]
["Exeltech","AM24-1-B-6-0-00 [120V]","212W, 120 Vac Inverter",0.21199999999999999,120,94.5,"N","Y","This component is specific to ACPV modules and is not available as an individual unit.",0,null,null,36,50,55,2.12E-2,4.24E-2,6.3600000000000004E-2,0.106,0.159,0.21199999999999999,87.88,94.35,95.79,95.73,94.8,93.45,94.75,85.23,92.51,94.56,95.3,95.12,94.17,94.52,83.57,92.02,94.33,94.87,94.87,93.91,94.16]
["Flextronics Industrial","FLV-IA-6.0S1UA","6.0 kW, transformerless Utility Interactive Inverter",6,null,97.5,"Y","N",null,6,null,null,200,380,500,0.6,1.2,1.8,3,4.5,6,94.9,96.1,96.8,97.3,97.3,96.5,97.1,95.5,97,97.4,97.4,97.4,98,97.3,95.3,96.9,97.5,97.6,97.6,97.6,97.4,"2017-05"]
["Flextronics Industrial","FLV-IA-7.0S1UA","7.0 kW, transformerless Utility Interactive Inverter",7,null,97.5,"Y","N",null,7,null,null,250,380,500,0.7,1.4,2.1,3.5,5.25,7,95,96.2,96.8,97.4,97.4,96.5,97.1,95.6,97,97.4,97.5,97.5,97,97.4,95.3,97,97.5,97.7,97.6,97.6,97.5,"2017-05"]
["Flextronics Industrial","FLV-IA-9.0S1UA","9.0 kW, transformerless Utility Interactive Inverter",9,null,97.5,"Y","N",null,7,null,null,250,380,500,0.9,1.8,2.7,4.5,6.75,9,95.1,96.8,97,97.5,97.4,97,97.2,95.7,97.3,97.4,97.6,97.8,97.1,97.5,95.6,96.7,97.7,97.8,97.8,97.7,97.7,"2017-05"]
["Flextronics Industrial","FLV-IA-10.0S1UA","10.0 kW, transformerless Utility Interactive Inverter",10,null,97.5,"Y","N",null,7,null,null,250,380,500,1,2,3,5,7.5,10,95.2,96.8,97.1,97.5,97.6,97.1,97.4,95.3,96.3,97.6,97.7,97.7,97.2,97.5,95.6,96.8,97.7,97.8,97.8,97.7,97.6,"2017-05"]
["Fronius USA","Galvo 1.5-1 208-240 [208V]","1500 W, 208 Vac Utility Interactive Inverter with arc detector",1.5,208,94,"Y","N",null,0.67,null,null,100,260,335,0.15,0.3,0.45,0.75,1.125,1.5,85.7,91,92.6,93.8,93.9,93.8,93.3,87.4,92.2,94,95,95.5,95.5,94.7,87.2,92,93.5,94.6,95,95.2,94.3]
["Fronius USA","Galvo 1.5-1 208-240 [240V]","1500 W, 240 Vac Utility Interactive Inverter with arc detector",1.5,240,94.5,"Y","N",null,0.89,null,null,100,260,335,0.15,0.3,0.45,0.75,1.125,1.5,87.1,91.2,93,94,94.2,94.1,93.6,88,92.3,94.1,95.2,95.7,95.8,94.9,87.8,92,93.6,94.9,95.3,95.5,94.5]
["Fronius USA","IG 2000 NEG","2000 W Grid-tied unit with Integrated Disconnects and Performance Meter",2,null,93.5,"Y","N",null,0.91,null,null,100,280,400,0.2,0.4,0.6,1,1.5,2,86.8,90.8,92.4,93.7,93.6,94.3,93.1,87.4,91,93,94.8,95.1,95.4,94.3,84.6,89.9,90.6,92.7,93.7,93.9,92.6]
["Fronius USA","IG 2000 POS","2000 W Grid-tied unit with Integrated Disconnects and Performance Meter",2,null,93.5,"Y","N",null,0.91,null,null,100,280,400,0.2,0.4,0.6,1,1.5,2,86.8,90.8,92.4,93.7,93.6,94.3,93.1,87.4,91,93,94.8,95.1,95.4,94.3,84.6,89.9,90.6,92.7,93.7,93.9,92.6]
["Fronius USA","Galvo 2.5-1 208-240 [208V]","2500 W, 208 Vac Utility Interactive Inverter with arc detector",2.5,208,95,"Y","N",null,0.67,null,null,100,330,440,0.25,0.5,0.75,1.25,1.88,2.5,90.2,93.6,94.3,94.7,94.6,94.1,94.3,91.1,94.6,95.3,95.6,95.6,95.4,95.3,91.1,94.1,94.9,95.1,95.2,95.1,94.9]
["Fronius USA","Galvo 2.5-1 208-240 [240V]","2500 W, 240 Vac Utility Interactive Inverter with arc detector",2.5,240,95,"Y","N",null,0.67,null,null,100,330,440,0.25,0.5,0.75,1.25,1.88,2.5,90.6,93.9,94.6,95,94.9,94.5,94.7,91.5,94.8,95.4,96,96,95.8,95.7,91.5,94.3,95.3,95.5,95.7,95.6,95.3]
["Fronius USA","Galvo 3.1-1 208-240 [208V]","2930 W, 208 Vac Utility Interactive Inverter with arc detector",2.93,208,95,"Y","N",null,0.7,null,null,100,330,440,0.28999999999999998,0.59,0.88,1.47,2.2000000000000002,2.93,90.9,94.1,94.4,94.7,94.3,93.6,94.2,92.2,95,95.4,95.6,95.5,95.1,95.3,91.9,94.4,95.1,95.1,95.2,94.9,95,null,"2018-03-15"]
["Fronius USA","IG Plus 3.0-1 UNI [208V]","3000 W, 208 Vac Utility Interactive Inverter",3,208,95,"Y","N",null,0.62,null,null,100,366,480,0.3,0.6,0.9,1.5,2.25,3,92.2,94.4,95.1,95.3,94.9,94.1,94.8,92.5,95.2,95.3,95.9,95.8,95.5,95.6,92.2,94.5,94.5,95.2,95.3,95.1,95]
["Fronius USA","IG Plus 3.0-1 UNI [277V]","3000 W, 277 Vac Utility Interactive Inverter",3,277,95.5,"Y","N",null,1.1000000000000001,null,null,100,330,480,0.3,0.6,0.9,1.5,2.25,3,90.2,94.4,95.2,95.9,96,95.7,95.5,91.1,94.9,95.5,96.1,96.3,96.2,95.9,91.5,94.5,95.4,95.7,96,96.1,95.6]
["Fronius USA","IG Plus A 3.0 [208V]","3000 W, 208 Vac Utility Interactive Inverter, Same as Series V with arc detector",3,208,95,"Y","N",null,0.53,3,0.53,100,366,480,0.3,0.6,0.9,1.5,2.25,3,92.2,94.5,95.1,95.4,95.2,94.6,95,92.4,95,95.2,95.9,95.9,95.6,95.6,91.6,94,94.2,95.3,95.5,95.3,95.1]
["Fronius USA","IG Plus V 3.0 [208V]","3000 W, 208 Vac Utility Interactive Inverter",3,208,95,"Y","N",null,0.53,3,0.53,100,366,480,0.3,0.6,0.9,1.5,2.25,3,92.22,94.53,95.11,95.38,95.19,94.61,95.04,92.39,94.99,95.23,95.89,95.9,95.55,95.62,91.58,94,94.23,95.3,95.49,95.34,95.06]
["Fronius USA","IG Plus V 3.0 [240V]","3000 W, 240 Vac Utility Interactive Inverter",3,240,95.5,"Y","N",null,0.7,3,0.7,100,390,480,0.3,0.6,0.9,1.5,2.25,3,91.88,94.47,95.31,95.9,95.84,95.48,95.54,92.22,95.09,95.37,96.11,96.29,96.16,95.91,91.85,94.57,94.59,95.58,95.92,95.94,95.46]
["Fronius USA","Fronius Primo 3.8-1 208-240 [208V]","3800 W, 208 Vac Utility Interactive Inverter with arc detector and meter",3.8,208,96,"Y","N",null,0.41,null,null,100,650,800,0.38,0.76,1.1399999999999999,1.9,2.85,3.8,87.3,92.4,93.9,95.2,95.6,95.7,94.8,90.7,95.2,96.4,97.2,97.5,97.6,96.9,85.7,93.4,95.2,96.6,97.1,97.3,96.1]
["Fronius USA","Fronius Primo 3.8-1 208-240 [240V]","3800 W, 240 Vac Utility Interactive Inverter with arc detector and meter",3.8,240,95.5,"Y","N",null,0.55000000000000004,null,null,100,650,800,0.38,0.76,1.1399999999999999,1.9,2.85,3.8,85.5,91.5,93.3,94.8,95.4,95.6,94.4,87.2,93.4,95,96.4,96.9,97.2,96,87,93.7,95.5,96.9,97.4,97.6,96.5]
["Fronius USA","IG Plus 3.8-1 UNI [277V]","3800 W, 277 Vac Utility Interactive Inverter with arc detector and meter",3.8,277,95.5,"Y","N",null,1.1000000000000001,null,null,100,330,480,0.38,0.76,1.1399999999999999,1.9,2.85,3.8,91.7,94.8,95.5,95.9,95.8,95.1,95.5,91.8,95.2,95.6,96.2,96.2,95.8,95.9,91.8,95.1,95.3,95.9,96.1,96,95.7]
["Fronius USA","IG Plus A 3.8 [208V]","3800 W, 208 Vac Utility Interactive Inverter, Same as Series V with arc detector",3.8,208,95,"Y","N",null,0.53,3.8,0.53,100,366,480,0.38,0.76,1.1399999999999999,1.9,2.85,3.8,93,94.9,95.4,95.3,94.8,93.8,94.9,93.5,95,95.6,96,95.7,95,95.6,93,93.9,94.8,95.5,95.4,94.9,95.2]
["Fronius USA","IG Plus V 3.8 [208V]","3800 W, 208 Vac Utility Interactive Inverter with arc detector and meter",3.8,208,95,"Y","N",null,0.53,3.8,0.53,100,366,480,0.38,0.76,1.1399999999999999,1.9,2.85,3.8,92.98,94.93,95.38,95.33,94.78,93.76,94.85,93.52,95.04,95.62,95.96,95.65,95.02,95.56,92.96,93.88,94.78,95.48,95.41,94.93,95.15]
["Fronius USA","IG Plus V 3.8 [240V]","3800 W, 240 Vac Utility Interactive Inverter with arc detector and meter",3.8,240,95.5,"Y","N",null,0.7,3.8,0.7,100,390,480,0.38,0.76,1.1399999999999999,1.9,2.85,3.8,92.7,95.04,95.67,95.88,95.57,94.87,95.47,93.31,95.3,95.74,96.28,96.2,95.81,95.98,93.05,94.61,95.08,95.85,95.93,95.71,95.62]
["Fronius USA","IG 4000 POS","4000 W, Grid-tied unit with Integrated Disconnects and Performance Meter",4,null,94,"Y","N",null,0.9,null,null,100,280,400,0.4,0.8,1.2,2,3,4,90,92.9,93.4,93.8,93.8,93.3,93.5,90.6,93.8,94.9,95.1,95.1,94.9,94.8,87.1,91.1,92.6,93.4,93.6,93.6,93.1]
["Fronius USA","IG 4500-LV NEG","4500 W, Grid-tied unit with Integrated Disconnects and Performance Meter",4.5,null,93.5,"Y","N",null,0.91,null,null,100,280,400,0.45,0.9,1.35,2.25,3.38,4.5,90.2,92.9,93.1,93.5,93.4,92.3,93.1,90.7,93.7,94.1,94.2,94.2,93.9,94,87.6,91.5,92.9,93.4,93.3,92.9,92.9]
["Fronius USA","Fronius Primo 5.0-1 208-240 [240V]","5000 W, 240 Vac Utility Interactive Inverter with arc detector and meter",5,240,96.5,"Y","N",null,0.55000000000000004,null,null,100,660,800,0.5,1,1.5,2.5,3.75,5,89,93.2,94.6,95.6,95.9,96,95.3,91.6,95.4,96.4,97.1,97.4,97.4,96.9,92.3,96,97,97.7,97.9,97.9,97.4]
["Fronius USA","IG Plus 5.0-1 UNI [208V]","5000 W, 208 Vac Utility Interactive Inverter with arc detector and meter",5,208,95.5,"Y","N",null,0.71,null,null,100,366,480,0.5,1,1.5,2.5,3.75,5,93.1,95,95.1,95.5,95.1,94.7,95.1,93.8,95.1,95.6,95.9,95.9,95.8,95.7,93.1,94.2,95,95.1,95.3,95.3,95.1]
["Fronius USA","IG Plus A 5.0 [208V]","5000 W, 208 Vac Utility Interactive Inverter, Same as Series V with arc detector",5,208,95.5,"Y","N",null,0.6,5,0.6,100,366,480,0.5,1,1.5,2.5,3.75,5,93.3,95,95.2,95.4,95.3,94.9,95.2,94,95.3,95.7,95.8,95.9,95.8,95.7,93.2,94.2,95,95.3,95.5,95.5,95.2]
["Fronius USA","IG Plus A 5.0 [240V]","5000 W, 240 Vac Utility Interactive Inverter, Same as Series V with arc detector",5,240,95.5,"Y","N",null,0.8,5,0.8,100,390,480,0.5,1,1.5,2.5,3.75,5,93.2,95.3,95.7,95.8,95.8,95.7,95.7,93.8,95.2,95.8,96.1,96.3,96.2,96,93.4,94.5,95.4,95.4,95.9,95.9,95.5]
["Fronius USA","IG Plus V 5.0 [208V]","5000 W, 208 Vac Utility Interactive Inverter",5,208,95.5,"Y","N",null,0.6,5,0.6,100,366,480,0.5,1,1.5,2.5,3.75,5,93.34,95.03,95.2,95.44,95.25,94.92,95.18,93.97,95.26,95.65,95.77,95.93,95.78,95.74,93.18,94.2,94.99,95.26,95.45,95.45,95.2]
["Fronius USA","IG Plus V 5.0 [240V]","5000 W, 240 Vac Utility Interactive Inverter",5,240,95.5,"Y","N",null,0.8,5,0.8,100,390,480,0.5,1,1.5,2.5,3.75,5,93.16,95.32,95.66,95.84,95.81,95.66,95.66,93.84,95.24,95.83,96.07,96.25,96.24,96.02,93.42,94.51,95.36,95.35,95.85,95.91,95.52]
["Fronius USA","IG 5100 POS","5100 W Grid-tied unit with Integrated Disconnects and Performance Meter",5.0999999999999996,null,94.5,"Y","N",null,0.91,null,null,100,280,400,0.51,1.02,1.53,2.5499999999999998,3.83,5.0999999999999996,91.8,93.8,94.2,94.5,94.4,93.5,94.2,92.3,94.6,95,95.2,95,94.2,94.9,89.2,92.6,93.6,94.2,94.1,93.6,93.7]
["Fronius USA","Fronius Primo 6.0-1 208-240 [208V]","6000 W, 208 Vac Utility Interactive Inverter with arc detector and meter",6,208,96.5,"Y","N",null,0.41,null,null,100,660,800,0.6,1.2,1.8,3,4.5,6,90.7,94.4,95.2,95.9,96,95.9,95.6,93.5,96.5,97.1,97.6,97.6,97.6,97.3,91,95.4,96.4,97.2,97.3,97.4,96.8]
["Fronius USA","IG Plus 6.0-1 UNI [240V]","6000 W, 240 Vac Utility Interactive Inverter",6,240,96,"Y","N",null,0.76,null,null,100,390,480,0.6,1.2,1.8,3,4.5,6,93.8,95.5,95.6,95.9,95.7,95.1,95.6,94.8,95.7,96.1,96.3,96.3,96.1,96.2,94.4,95.2,95.6,95.8,95.9,95.8,95.7]
["Fronius USA","IG Plus 6.0-1 UNI [277V]","6000 W, 277 Vac Utility Interactive Inverter",6,277,96,"Y","N",null,1.02,null,null,100,330,480,0.6,1.2,1.8,3,4.5,6,93.8,95.5,95.9,96.1,96.1,95.7,95.9,94.3,95.7,96.1,96.3,96.4,96.3,96.2,94.4,95.3,95.9,96,96.2,96.2,96]
["Fronius USA","IG Plus A 6.0 [277V]","6000 W, 277 Vac Utility Interactive Inverter, Same as Series V with arc detector",6,277,96,"Y","N",null,1.1000000000000001,6,1.1000000000000001,100,330,480,0.6,1.2,1.8,3,4.5,6,93.8,95.6,96.1,96.2,96.2,96,96,94.2,95.7,96.3,96.3,96.5,96.3,96.3,94.2,95.2,95.9,95.9,96.2,96.3,96]
["Fronius USA","IG Plus V 6.0 [208V]","6000 W, 208 Vac Utility Interactive Inverter",6,208,95.5,"Y","N",null,0.6,6,0.6,100,366,480,0.6,1.2,1.8,3,4.5,6,93.72,95.06,95.09,95.38,95.12,94.52,95.08,94.07,95.31,95.73,95.86,95.85,95.45,95.72,93.4,94.66,95.15,95.3,95.4,95.26,95.23]
["Fronius USA","IG Plus 7.5-1 UNI [208V]","7500 W, 208 Vac Utility Interactive Inverter",7.5,208,95,"Y","N",null,0.71,null,null,100,366,480,0.75,1.5,2.25,3.75,5.63,7.5,94.4,95.2,94.7,95.1,94.4,93,94.6,95,95.8,95.7,96,95.7,94.8,95.7,94.2,95.2,95.3,95.4,95.2,94.6,95.2]
["Fronius USA","IG Plus 7.5-1 UNI [240V]","7500 W, 240 Vac Utility Interactive Inverter",7.5,240,95.5,"Y","N",null,0.76,null,null,100,390,480,0.75,1.5,2.25,3.75,5.63,7.5,94.4,95.5,95.3,95.7,95.3,94.3,95.3,94.8,95.8,96.1,96.2,96.1,95.7,96,94.4,95.4,95.6,95.7,95.8,95.5,95.6]
["Fronius USA","IG Plus A 7.5 [240V]","7500 W, 240 Vac Utility Interactive Inverter, Same as Series V with arc detector",7.5,240,95.5,"Y","N",null,0.8,7.5,0.8,100,390,480,0.75,1.5,2.25,3.75,5.63,7.5,94.4,95.6,95.6,95.8,95.5,94.7,95.5,94.5,95.9,96.1,96.2,96.2,95.7,96.1,94,95.3,95.7,95.8,95.9,95.6,95.7]
["Fronius USA","IG Plus A 7.5 [277V]","7500 W, 277 Vac Utility Interactive Inverter, Same as Series V with arc detector",7.5,277,96,"Y","N",null,1.1000000000000001,7.5,1.1000000000000001,100,330,480,0.75,1.5,2.25,3.75,5.63,7.5,94.1,95.7,95.9,96.2,96,95.5,95.9,94.3,95.8,96.1,96.4,96.3,96,96.1,93.9,95.3,95.8,96,96.2,96.1,95.9]
["Fronius USA","IG Plus V 7.5 [277V]","7500 W, 277 Vac Utility Interactive Inverter",7.5,277,96,"Y","N",null,1.1000000000000001,7.5,1.1000000000000001,100,330,480,0.75,1.5,2.25,3.75,5.625,7.5,94.05,95.73,95.93,96.15,95.95,95.45,95.88,94.27,95.84,96.09,96.36,96.26,95.96,96.14,93.86,95.28,95.81,95.97,96.16,96.11,95.94]
["Fronius USA","Fronius Primo 7.6-1 208-240 [208V]","7600 W, 208 Vac Utility Interactive Inverter with arc detector and meter",7.6,208,97,"Y","N",null,0.41,null,null,100,660,800,0.76,1.52,2.2799999999999998,3.8,5.7,7.6,92.7,95.1,95.8,96.1,96.1,95.8,95.8,96,97.4,97.7,97.8,97.7,97.6,97.7,94.1,96.7,97.3,97.6,97.5,97.4,97.3]
["Fronius USA","Fronius Primo 8.2-1 208-240 [208V]","7900 W, 208 Vac Utility Interactive Inverter with arc detector and meter",7.9,208,97,"Y","N",null,0.41,null,null,100,660,800,0.79,1.58,2.37,3.95,5.93,7.9,93,95.3,95.9,96.2,96.2,95.9,96,95.8,97.3,97.7,97.8,97.8,97.5,97.7,94,96.7,97.3,97.6,97.6,97.4,97.3]
["Fronius USA","Fronius Primo 8.2-1 208-240 [240V]","8200 W, 240 Vac Utility Interactive Inverter with arc detector and meter",8.1999999999999993,240,97,"Y","N",null,0.55000000000000004,null,null,100,660,800,0.82,1.64,2.46,4.0999999999999996,6.15,8.1999999999999993,92.1,94.9,95.7,96.2,96.2,96.1,95.9,94.2,96.6,97.1,97.4,97.4,97.4,97.2,94.7,97.1,97.6,97.9,97.9,97.8,97.7]
["Fronius USA","Fronius Symo 10.0-3 208-240 [208V]","9.995 kW, 208 Vac Utility Interactive Inverter",9.9949999999999992,208,96.5,"Y","N",null,0.81,null,null,100,370,480,1,2,3,5,7.5,10,94,95.6,96.1,96.2,96.2,96,96.1,95.4,96.8,97,97.1,97.1,96.9,97,94.8,96.4,96.7,96.9,96.9,96.7,96.7]
["Fronius USA","Fronius Symo 10.0-3 208-240 [240V]","9.995 kW, 240 Vac Utility Interactive Inverter",9.9949999999999992,240,96.5,"Y","N",null,0.8,null,null,100,370,480,1,2,3,5,7.5,10,94,95.6,96.1,96.2,96.2,96,96.1,95.4,96.8,97,97.1,97.1,96.9,97,94.8,96.4,96.7,96.9,96.9,96.7,96.7]
["Fronius USA","IG Plus 10.0-1 UNI [240V]","9995W, 240 Vac Utility Interactive Inverter",9.9949999999999992,240,95.5,"Y","N",null,0.85,null,null,100,390,480,0.99950000000000006,1.9990000000000001,2.9990000000000001,4.9980000000000002,7.4960000000000004,9.9949999999999992,94.1,95.1,95.7,95.8,95.5,94.9,95.5,93.7,95.5,95.9,96.2,96.2,96,96,93.2,95,95.3,95.6,95.7,95.6,95.5]
["Fronius USA","IG Plus 10.0-1 UNI [277V]","9995W, 277 Vac Utility Interactive Inverter",9.9949999999999992,277,96,"Y","N",null,1.1299999999999999,null,null,100,330,480,0.99950000000000006,1.9990000000000001,2.9990000000000001,4.9980000000000002,7.4960000000000004,9.9949999999999992,94.2,95.7,95.9,96.1,96,95.6,95.9,94.5,96,96.1,96.3,96.4,96.3,96.3,94.5,95.6,95.7,96,96.1,96.2,96]
["Fronius USA","IG Plus A 10.0 [208V]","10000 W, 208 Vac Utility Interactive Inverter, Same as Series V with arc detector",10,208,95,"Y","N",null,0.77,10,0.77,100,366,480,1,2,3,5,7.5,10,94,94.6,95.1,95.2,94.8,94,94.8,93.9,95.3,95.6,95.8,95.6,95.1,95.6,92.8,94.8,94.9,95.3,95.3,95,95.1]
["Fronius USA","IG Plus A 10.0 [240V]","10000 W, 240 Vac Utility Interactive Inverter, Same as Series V with arc detector",10,240,95.5,"Y","N",null,1,10,1,100,390,480,1,2,3,5,7.5,10,94.2,95.2,95.6,95.7,95.5,94.9,95.5,93.8,95.6,95.8,96,96.1,95.9,95.9,93.2,95.1,95.2,95.6,95.8,95.7,95.5]
["Fronius USA","IG Plus A 10.0-3 Delta [240V]","10000 W, 240 Vac Utility Interactive Inverter, Same as Series V with arc detector",10,240,95.5,"Y","N",null,1.2,10,1.2,100,366,480,1,2,3,5,7.5,10,94.5,95.5,95.7,95.9,95.7,95.1,95.6,94.1,95.5,95.7,95.9,95.9,95.6,95.8,93.5,95.4,95.4,95.7,95.9,95.8,95.7]
["Fronius USA","IG Plus V 10.0 [208V]","10000 W, 208 Vac Utility Interactive Inverter",10,208,95,"Y","N",null,0.77,10,0.77,100,366,480,1,2,3,5,7.5,10,93.96,94.59,95.13,95.15,94.79,93.95,94.82,93.94,95.27,95.61,95.79,95.64,95.11,95.55,92.8,94.78,94.89,95.27,95.3,95,95.1]
["Fronius USA","Fronius Primo 11.4-1 [208V]","11,400W, 208 Vac Utility Interactive Inverter with arc detector",11.4,208,96.5,"Y","N",null,0.24,null,null,240,660,800,1.1399999999999999,2.2799999999999998,3.42,5.7,8.5500000000000007,11.4,93,94.9,95.4,95.8,95.8,95.7,95.6,95.4,97,97.3,97.4,97.4,97.4,97.3,94.5,96.4,96.9,97.2,97.2,97.3,97.1]
["Fronius USA","Fronius Primo 11.4-1 [240V]","11,400W, 240 Vac Utility Interactive Inverter with arc detector",11.4,240,96.5,"Y","N",null,0.32,null,null,240,660,800,1.1399999999999999,2.2799999999999998,3.42,5.7,8.5500000000000007,11.4,92.1,94.8,95.3,95.8,95.9,95.8,95.6,93.7,96.1,96.6,97,97.1,97.1,96.9,94.8,96.9,97.4,97.6,97.6,97.6,97.4]
["Fronius USA","IG Plus 11.4-1 UNI [277V]","11400 W, 277 Vac Utility Interactive Inverter",11.4,277,96,"Y","N",null,1.1299999999999999,null,null,240,330,480,1.1399999999999999,2.2799999999999998,3.42,5.7,8.5500000000000007,11.4,94.7,95.6,96,96.1,95.9,95.3,95.9,94.8,96,96.2,96.4,96.4,96,96.2,94.4,95.8,95.8,96.1,96.2,96,96]
["Fronius USA","IG Plus 11.4-3 Delta [208V]","11400 W, 208 Vac 3-Phase Utility Interactive Inverter",11.4,208,95,"Y","N",null,0.9,null,null,230,365,480,1.1399999999999999,2.2799999999999998,3.42,5.7,8.5500000000000007,11.4,94.2,94.3,95.1,95.1,94.4,93,94.55,94.4,95.3,95.8,95.9,95.6,94.9,95.59,93.4,94.6,95,95.3,95.2,94.7,95.05]
["Fronius USA","IG Plus A 11.4 [240V]","11400 W, 240 Vac Utility Interactive Inverter, Same as Series V with arc detector",11.4,240,95.5,"Y","N",null,1,11.4,1,230,390,480,1.1399999999999999,2.2799999999999998,3.42,5.7,8.5500000000000007,11.4,94.6,95.2,95.6,95.7,95.3,94.5,95.3,94.3,95.7,95.9,96.1,96,95.6,95.9,93.6,95.4,95.5,95.7,95.8,95.5,95.6]
["Fronius USA","IG Plus A 11.4 [277V]","11400 W, 277 Vac Utility Interactive Inverter, Same as Series V with arc detector",11.4,277,96,"Y","N",null,1.36,11.4,1.36,230,330,480,1.1399999999999999,2.2799999999999998,3.42,5.7,8.5500000000000007,11.4,94.7,95.7,95.9,96,95.8,95.3,95.8,94.5,95.9,96.1,96.3,96.2,95.9,96.1,93.9,95.7,95.7,96,96.1,96.1,95.9]
["Fronius USA","IG Plus A 11.4-3 Delta [240V]","11400 W, 240 Vac 3-Phase Utility Interactive Inverter, Same as Series V with arc detector",11.4,240,96,"Y","N",null,1.2,11.4,1.2,230,390,480,1.1399999999999999,2.2799999999999998,3.42,5.7,8.5500000000000007,11.4,94.7,95.4,95.8,95.8,95.5,94.7,95.5,94.5,95.8,96,96.3,96.2,95.8,96.1,94,95.4,95.5,95.8,95.9,95.7,95.7]
["Fronius USA","IG Plus V 11.4 [208V]","11400 W, 208 Vac Utility Interactive Inverter",11.4,208,95,"Y","N",null,0.77,11.4,0.77,230,366,480,1.1399999999999999,2.2799999999999998,3.42,5.7,8.5500000000000007,11.4,94.38,94.56,95.11,95.08,94.48,93.34,94.63,94.57,95.31,95.74,95.78,95.43,94.8,95.47,93.33,94.99,95.17,95.33,95.22,94.66,95.12]
["Fronius USA","IG Plus V 11.4-3 Delta [208V]","11400 W, 208 Vac 3-Phase Utility Interactive Inverter",11.4,208,95,"Y","N",null,0.77,11.4,0.77,230,366,480,1.1399999999999999,2.2799999999999998,3.42,5.7,8.5500000000000007,11.4,94.4,94.6,95.1,95.1,94.5,93.3,94.63,94.6,95.3,95.7,95.8,95.4,94.8,95.47,93.3,95,95.2,95.3,95.2,94.7,95.12]
["Fronius USA","IG Plus V 11.4-3 Delta [240V]","11401 W, 240 Vac 3-Phase Utility Interactive Inverter",11.4,240,96,"Y","N",null,1.2,11.4,1.2,230,390,480,1.1399999999999999,2.2799999999999998,3.42,5.7,8.5500000000000007,11.4,94.67,95.44,95.75,95.82,95.47,94.68,95.5,94.49,95.79,96.03,96.25,96.15,95.75,96.05,94.01,95.42,95.54,95.83,95.87,95.65,95.71]
["Fronius USA","IG Plus 12.0-3 WYE [277V]","12000 W, 3-phase WYE 277 Vac Utility Interactive Inverter",12,277,96,"Y","N",null,1,null,null,240,330,480,1.2,2.4,3.6,6,9,12,94.7,95.5,95.9,96,95.8,95.1,95.8,94.7,95.9,96.1,96.3,96.3,95.8,96.2,94.3,95.7,95.8,96,96.2,96,96]
["Fronius USA","IG Plus A 12.0-3 WYE [277V]","12000 W, 3-phase WYE 277 Vac Utility Interactive Inverter, Same as Series V with arc detector",12,277,96,"Y","N",null,0.5,12,0.5,240,330,480,1.2,2.4,3.6,6,9,12,92.6,95.2,96.2,96.3,96.1,95.4,95.9,92.5,95.7,96.2,96.6,96.5,96.1,96.2,94.4,95.6,95.8,96.2,96.4,96.3,96.2]
["Fronius USA","Fronius Primo 12.5-1 [240V]","12,500W, 240 Vac Utility Interactive Inverter with arc detector",12.5,240,96.5,"Y","N",null,0.32,null,null,260,660,800,1.25,2.5,3.75,6.25,9.3800000000000008,12.5,92.1,95,95.4,95.9,95.9,95.8,95.6,93.7,96.2,96.6,97,97.1,97.1,96.8,95.4,97.2,97.3,97.5,97.6,97.7,97.5]
["Fronius USA","Fronius Symo 12.5-3 480 [480V]","12.495 kW, 480 Vac Utility Interactive Inverter",12.5,480,97,"Y","N",null,0.94,null,null,350,685,800,1.25,2.5,3.75,6.25,9.3699999999999992,12.5,92.5,94.9,95.6,96,96.4,96.5,96,94.4,96.5,97,97.3,97.5,97.5,97.2,95.6,97.3,97.7,97.9,98,98,97.8]
["Fronius USA","Fronius Symo 15.0-3 [208V]","15,000W, 208 Vac Utility Interactive Inverter with arc detector",15,208,96.5,"Y","N",null,0.43,null,null,325,445,800,1.5,3,4.5,7.5,11.25,15,96.1,97,97.1,97.1,96.9,96.7,96.9,95.3,96.4,96.6,96.7,96.5,96.2,96.5,92.7,94.9,95.4,95.6,95.5,95.3,95.4]
["Fronius USA","Fronius Symo 15.0-3 480 [480V]","14.995 kW, 480 Vac Utility Interactive Inverter",15,480,97,"Y","N",null,1.03,null,null,350,685,800,1.5,3,4.5,7.5,11.25,15,92,94.9,95.6,96.2,96.5,96.4,96.1,93.5,96,96.7,97.2,97.4,97.4,97.1,94.6,96.8,97.4,97.8,97.9,97.9,97.6]
["Fronius USA","Fronius Symo 22.7-3 480 [480V]","22.727 kW, 480 Vac Utility Interactive Inverter",22.73,480,97.5,"Y","N",null,1.03,null,null,500,720,800,2.27,4.55,6.82,11.36,17.05,22.73,94.3,96.2,96.7,97,97,96.9,96.8,96.4,97.6,97.8,98,98,98,97.9,95.9,97.3,97.7,97.8,97.9,97.8,97.7]
["Fronius USA","Fronius Symo 24.0-3 480 [480V]","23.995 kW, 480 Vac Utility Interactive Inverter",24,480,97.5,"Y","N",null,1.03,null,null,500,725,800,2.4,4.8,7.2,12,18,24,94.3,96.1,96.6,97,97,97,96.8,96.2,97.5,97.8,98,98,97.9,97.9,95.8,97.2,97.6,97.8,97.8,97.7,97.7]
["Fronius USA","CL 36.0 Wye [277V]","36 kW, 277 Vac Wye Utility Interactive Inverter",36,277,95.5,"Y","N",null,4.03,null,null,240,330,480,3.6,7.2,10.8,18,27,36,94.33,95.14,95.48,95.74,95.49,94.88,95.45,94.51,95.53,95.5,95.98,95.89,95.51,95.77,94.15,95.46,95.12,95.79,95.88,95.73,95.67]
["Fronius USA","CL 44.4 Delta [208V]","44.4 kW, 208 Vac Delta Utility Interactive Inverter",44.4,208,94.5,"Y","N",null,3.14,null,null,230,365,480,4.4400000000000004,8.8800000000000008,13.32,22.2,33.299999999999997,44.4,92.73,94.37,94.63,94.45,93.92,92.81,94.03,93.73,94.78,95.01,95.19,94.85,94.13,94.85,92.87,94.02,94.29,94.72,94.55,94.02,94.43]
["Fronius USA","CL 55.5 Delta [208V]","55.5 kW, 208 Vac Delta Utility Interactive Inverter",55.5,208,94.5,"Y","N",null,3.43,null,null,230,365,480,5.55,11.1,16.649999999999999,27.75,41.63,55.5,93.21,94.5,94.73,94.4,93.82,92.79,94.01,93.81,94.64,94.98,95.13,94.8,94.05,94.8,93.05,93.94,94.1,94.68,94.53,93.95,94.39]
["Fronius USA","CL 55.5 Delta [240V]","55.5 kW, 240 Vac Delta Utility Interactive Inverter",55.5,240,95,"Y","N",null,4.32,null,null,230,390,480,5.55,11.1,16.649999999999999,27.75,41.63,55.5,93.87,94.76,95.08,95.07,94.67,93.94,94.74,94,94.94,95.11,95.48,95.38,94.97,95.27,93.37,93.96,94.42,95.12,95.05,94.89,94.86]
["FSP Group","FSP600PV-NA-208 [208V]","500W, 208 Vac Utility Interactive Inverter",0.5,208,95,"N","Y",null,0.16,null,null,27,36,45,0.05,0.1,0.15,0.25,0.38,0.5,93.3,94.3,94.8,94.9,94.1,93,94.3,93.4,94.1,94.8,95.4,95.1,94.3,95,92.4,92.9,94.5,95.6,95.5,95.1,95.1,"2017-05","2017-08-15"]
["FSP Group","FSP600PV-NA-240 [240V]","500W, 240 Vac Utility Interactive Inverter",0.5,240,95,"N","Y",null,0.16,null,null,27,36,45,0.05,0.1,0.15,0.25,0.38,0.5,93.6,94.7,95.1,95.1,94.5,93.5,94.6,94.5,94.5,95.1,95.4,95.2,94.6,95.1,94.1,94.1,94.6,95.6,95.6,95.3,95.4,"2017-05","2017-08-15"]
["GAF","RIAC 1000 [240V]","300 W, 240 Vac Utility Interactive Inverter",0.3,240,96,"N","Y","This component is specific to ACPV modules and is not available as an individual unit.",0.05,null,null,30,40,50,30,60,90,150,225,300,91.7,94.8,95.8,96,96.1,96,95.8,92,94.8,95.7,96.3,96.4,96.4,96,91.6,94.7,95.6,96.3,96.4,96.5,96]
["GE Energy","GEPVe-1100-NA-120 [120V]","1100 W, 120 Vac Utility Interactive Inverter with PV System Disconnect",1.1000000000000001,120,90.5,"Y","N",null,3.6,null,null,100,182,380,0.11,0.22,0.33,0.55000000000000004,0.83,1.1000000000000001,81.8,89,90.9,92.1,92.4,92.5,91.6,79.900000000000006,88,90.1,91.7,92.2,92.3,91.1,74.8,84.7,87.8,90,90.8,91.1,89.3]
["GE Energy","GEPVe-2500-NA-240 [240V]","2500 W, 240 Vac Utility Interactive Inverter with PV System Disconnect",2.5,240,94.5,"Y","N",null,3.9,null,null,100,218,400,0.25,0.5,0.75,1.25,1.88,2.5,87.1,93.3,94.9,95.8,95.8,95.6,95.2,85.2,92.4,93.8,95.2,95.4,95.1,94.6,80.400000000000006,90,91.7,93.7,94.5,93.8,93.2]
["GE Energy","GEPVb-2800-NA-240/208-02 [208V]","2.7 kW, 208 Vac, 195-600 Vdc Grid Tie Inverter",2.7,208,93.5,"Y","N",null,1,2.7,1,100,266,480,0.27,0.54,0.81,1.35,2.0249999999999999,2.7,88.7,93.1,94.1,94.6,94.5,94,94.1,88,92.8,93.8,94.4,94.3,93.8,93.9,84.6,90.6,92.3,93.4,93.4,92.5,92.7]
["GE Energy","GEPVb-3000-NA-240 [240V]","3.0 kW Brilliance - DC Disconnect - Display",3,240,94.5,"Y","N",null,1,3,1,100,266,480,0.3,0.6,0.9,1.5,2.25,3,90.2,93.7,94.6,95,95,94.6,94.7,89.5,93.7,94.5,95,95,94.6,94.6,88.7,92.6,94,94.6,94.6,94.3,94.2]
["GE Energy","GEPVe-3000-NA-240 [240V]","3000 W, 240 Vac Utility Interactive Inverter with PV System Disconnect",3,240,93.5,"Y","N",null,3.63,null,null,100,222.5,380,0.3,0.6,0.9,1.5,2.25,3,88.9,92.9,93.8,94.3,94.2,93.9,93.9,87.9,92.5,93.5,94.1,94,93.8,93.7,84.9,90.9,92.4,93.3,93.2,93,92.7]
["GE Energy","GEPVb-3300-NA-240 [240V]","3.3 kW Brilliance - DC Disconnect - Display",3.3,240,94.5,"Y","N",null,1,3.3,1,100,266,480,0.33,0.66,0.99,1.65,2.48,3.3,90.6,93.8,94.9,95.3,95.1,94.6,94.9,90.1,93.7,94.6,95.1,95,94.4,94.7,87.2,91.9,93.4,94.4,94.3,93.8,93.8]
["GE Energy","GEPVb-3300-NA-240/208-02 [240V]","3.3 kW, 240 Vac, 195-600 Vdc Grid Tie Inverter",3.3,240,95.5,"Y","N",null,1.52,3.3,1.52,100,250,400,0.33,0.66,0.99,1.65,2.4750000000000001,3.3,91.9,95,95.7,95.9,95.9,95.5,95.6,91.4,94.7,95.5,95.9,95.7,95.4,95.5,89.8,93.6,94.8,95.4,95.3,95.2,95]
["GE Energy","GEPVb-4000-NA-240/208-02 [208V]","3.8 kW, 208 Vac, 195-600 Vdc Grid Tie Inverter",3.8,208,95,"Y","N",null,0.99,3.8,0.99,100,300,480,0.38,0.76,1.1399999999999999,1.9,2.85,3.8,91.7,94.8,95.5,95.7,95.4,95.1,95.3,91,94.6,95.3,95.6,95.4,94.9,95.2,90.2,93.6,94.7,95.1,95.1,94.7,94.7]
["GE Energy","GEPVb-4000-NA-240/208-02 [240V]","4.0 kW, 240 Vac, 195-600 Vdc Grid Tie Inverter",4,240,95.5,"Y","N",null,1.1000000000000001,4,1.1000000000000001,100,300,480,0.4,0.8,1.2,2,3,4,92.2,95.1,95.8,96,95.8,95.5,95.7,91.6,94.9,95.7,95.9,95.8,95.3,95.5,90.7,94.2,95,95.5,95.4,95.1,95.1]
["GE Energy","GEPVe-4800-NA-240 [240V]","4800 W, 240 Vac Utility Interactive Inverter with PV System Disconnect",4.8,240,96,"Y","N",null,4.0999999999999996,null,null,100,263,400,0.48,0.96,1.44,2.4,3.6,4.8,86.8,93.5,95.5,97,97.2,97.1,96.4,85.5,92.9,95,96.7,96.9,96.8,96,84.5,91.5,93.9,95.9,96.2,96.1,95.1]
["GE Energy","GEPVb-5000-NA-240/208-02 [240V]","5.0 kW, 240 Vac, 195-600 Vdc Grid Tie Inverter",5,240,95.5,"Y","N",null,1,5,1,100,300,480,0.5,1,1.5,2.5,3.75,5,93.2,95.5,95.9,95.9,95.5,94.8,95.5,92.7,95.3,95.8,95.8,95.4,94.8,95.4,91.5,94.6,95.3,95.4,95.1,94.5,95]
["Gefran","APV 1700-2M-TL-US [208V]","1.5 kW, 208 Vac Utility Interactive Inverter",1.5,208,96,"Y","N",null,7.0000000000000007E-2,null,null,100,330,360,0.15,0.3,0.45,0.75,1.125,1.5,91.07,94.89,95.98,96.37,96.19,96.01,95.92,91.74,95.48,96.48,96.85,96.7,96.5,96.43,91.45,95.19,96.25,96.74,96.65,96.46,96.33]
["Gefran","APV 1700-2M-TL-US [240V]","1.65 kW, 240 Vac Utility Interactive Inverter",1.65,240,96,"Y","N",null,0.11,null,null,100,330,360,0.16500000000000001,0.33,0.495,0.82499999999999996,1.238,1.65,89.51,94.23,95.46,96.29,96.25,96.03,95.78,90.24,94.71,95.95,96.58,96.64,96.51,96.19,91.3,95.36,96.46,97.02,96.99,96.82,96.62]
["Gefran","APV 2300-2M-TL-US [208V]","1.8 kW, 208 Vac Utility Interactive Inverter",1.8,208,96.5,"Y","N",null,0.09,null,null,100,360,400,0.18,0.36,0.54,0.9,1.35,1.8,92.27,95.4,95.99,96.41,96.32,96.02,96.08,92.84,95.99,96.57,96.79,96.62,96.44,96.46,92.68,95.67,96.26,96.6,96.48,96.33,96.28]
["Gefran","APV 2300-2M-TL-US [240V]","2 kW, 240 Vac Utility Interactive Inverter",2,240,96.5,"Y","N",null,0.1,null,null,100,360,400,0.2,0.4,0.6,1,1.5,2,91.42,94.6,95.68,96.3,96.38,96.07,95.98,92.9,96.12,96.85,97.12,97.11,96.87,96.85,92.27,95.76,96.57,96.93,96.97,96.82,96.66]
["Gefran","APV 3100-2M-TL-US [240V]","2.8 kW, 240 Vac Utility Interactive Inverter",2.8,240,96.5,"Y","N",null,0.15,null,null,100,360,400,0.28000000000000003,0.56000000000000005,0.84,1.4,2.1,2.8,90.95,94.37,95.55,96.42,96.44,96.11,95.99,93.99,96.56,97.1,97.54,97.41,97.03,97.2,93.25,96.15,96.83,97.38,97.27,96.98,97.01,null,"2018-03-15"]
["Gefran","APV 3100-2M-TL-US [277V]","2.8 kW, 277 Vac Utility Interactive Inverter",2.8,277,96.5,"Y","N",null,0.19,null,null,100,360,400,0.28000000000000003,0.56000000000000005,0.84,1.4,2.1,2.8,89.39,93.38,94.83,95.93,96.17,96.03,95.54,91.61,95.23,96.26,96.9,96.98,96.79,96.56,94.07,96.64,97.32,97.65,97.64,97.41,97.4]
["Gefran","APV 3800-2M-TL-US [277V]","3.6 kW, 277 Vac Utility Interactive Inverter",3.6,277,97,"Y","N",null,0.4,null,null,100,375,450,0.36,0.72,1.08,1.8,2.7,3.6,91.24,93.86,94.75,96.11,96.57,96.63,95.91,93.37,96.01,96.64,97.42,97.53,97.48,97.15,94.54,96.85,97.37,97.89,97.97,97.87,97.68]
["Gefran","APV 4400-2M-TL-US [208V]","4.2 kW, 208 Vac Utility Interactive Inverter",4.2,208,97,"Y","N",null,0.25,null,null,100,375,450,0.42,0.84,1.26,2.1,3.15,4.2,91.58,94.43,95.52,96.63,96.81,96.73,96.29,94.13,96.46,97.09,97.28,97.07,96.73,96.95,93.57,96.16,96.78,97.22,97.46,97.15,97.09]
["Gefran","APV 5200-2M-TL-US [208V]","4.6 kW, 208 Vac Utility Interactive Inverter",4.5999999999999996,208,97,"Y","N",null,0.26,null,null,100,375,450,0.46,0.92,1.38,2.2999999999999998,3.45,4.5999999999999996,94.65,96.46,96.83,96.95,96.5,96.03,96.54,95.44,97.01,97.33,97.37,97,96.5,97.03,94.29,96.39,96.89,97.14,96.96,96.47,96.83]
["Gefran","APV 5200-2M-TL-US [240V]","4.6 kW, 240 Vac Utility Interactive Inverter",4.5999999999999996,240,97,"Y","N",null,0.36,null,null,100,375,450,0.46,0.92,1.38,2.2999999999999998,3.45,4.5999999999999996,92.79,95.19,96.01,96.67,96.65,96.4,96.34,95.85,97.33,97.67,97.76,97.48,97.08,97.47,96.66,96.66,97.2,97.53,97.37,97.08,97.3]
["Generac Power Systems","X11402 [208V]","11.4 kW, 208 Vac Utility Interactive Inverter",11.18,208,97.5,"N","N",null,0.125,null,null,390,400,420,1.1180000000000001,2.2360000000000002,3.3540000000000001,5.59,8.3849999999999998,11.18,97.25,97.35,97.58,97.65,97.44,97.06,97.47,97.03,97.35,97.67,97.54,97.25,96.93,97.34,95.83,97.24,97.27,97.39,97.08,96.89,97.12,"2020-02-03"]
["General Electric","PVIA2000NA1240 [240V]","2110 W, 240 Vac Utility Interactive Inverter",2.11,240,94.5,"Y","N",null,0.25,null,null,100,375,400,0.21,0.42,0.63,1.06,1.58,2.11,85.3,91.6,92.9,94.3,94.6,94.5,93.8,82.1,91.9,94.2,95.6,96.1,96.4,95,82.2,91.5,93.8,95.6,96.1,96.3,95]
["General Electric","PVIA5000NA1240 [240V]","5000 W, 240 Vac Utility Interactive Inverter",5.24,240,95.5,"Y","N",null,0.2,null,null,100,380,400,0.52,1.05,1.57,2.62,3.93,5.24,91.8,94.1,94.6,94.7,94.3,93.5,94.3,92.5,95.1,96.1,96.2,95.9,95.6,95.8,92.3,95.3,95.8,96.1,95.9,95.5,95.8]
["Geoprotek Technology","GS-1000 [208V]","1.5 kW, 208 Vac Utility Interactive Inverter",1.55,208,94.5,"Y","N",null,0.21,null,null,100,325,360,0.16,0.31,0.47,0.78,1.1599999999999999,1.55,84.5,90.5,92.5,94.3,94.9,95,93.9,85,91,93.2,94.8,95.4,95.5,94.4,85.3,91.2,93.5,95,95.6,95.8,94.6]
["Geoprotek Technology","GS-1500 [240V]","1.5 kW, 240 Vac Utility Interactive Inverter",1.55,240,94.5,"Y","N",null,0.32,null,null,100,325,360,0.16,0.31,0.47,0.78,1.1599999999999999,1.55,84.6,90.5,92.6,94.4,95.1,95.3,94,84.9,91,93,94.8,95.5,95.7,94.4,85.2,91.4,93.4,95.1,95.7,95.9,94.7]
["Geoprotek Technology","GS-2000 [208V]","2 kW, 208 Vac Utility Interactive Inverter",2.06,208,95.5,"Y","N",null,0.28999999999999998,null,null,100,325,360,0.21,0.41,0.62,1.03,1.55,2.06,88.3,93.1,94.4,95.3,95.4,95.4,94.9,89.6,93.7,94.9,95.7,95.8,95.8,95.3,89.7,94,95.1,96.1,96.4,96.1,95.8]
["Geoprotek Technology","GS-3000 [240V]","3 kW, 240 Vac Utility Interactive Inverter",3.01,240,95.5,"Y","N",null,0.25,null,null,100,325,360,0.3,0.6,0.9,1.51,2.2599999999999998,3.01,90,93.9,94.9,95.4,95.3,94.8,95,90.6,94.3,95.3,95.8,95.9,95.6,95.5,91,94.6,95.4,96,96,95.8,95.7]
["Green Power Technologies","PV500U + MVT","500 kW, 3-phase, Utility Interactive Inverter with Medium Voltage NEMA TP1 transformer",500,null,96,"Y","N",null,140.4,null,null,325,395,600,50,100,150,250,375,500,94.5,96.4,96.8,96.6,96.3,95.7,96.3,93.7,95.9,96.5,96.5,96.1,95.5,96.1,91.8,94.9,95.7,95.9,95.6,95.1,95.5]
["Green Power Technologies","PV630WD","Photovoltaic Inverter",750,null,96.5,"N","N",null,155.69999999999999,null,null,495,578,825,75,150,225,375,563,750,95.5,97,97.3,97.1,96.7,96.2,96.8,95.1,96.8,97,97,96.5,95.9,96.6,94.5,96.2,96.7,96.7,96.2,95.6,96.2]
["Green Power Technologies","PV750WD","Photovoltaic Inverter",890,null,97,"N","N",null,154.1,null,null,585,646,825,89,178,267,445,667.5,890,95.8,97.2,97.4,97.3,96.8,96.3,96.9,95.3,96.9,97.2,97.1,96.7,96.2,96.8,95.1,96.8,97,97,96.5,95.9,96.6]
["Green Power Technologies","1170WD3-LV500 [500V]","1135 kW, 500 Vac Utility Interactive Inverter",1135.9680000000001,500,97.5,"N","N","Efficiency data inclusive of transformer effect based on 2000 kVA Liquid-Immeresed Distribution Transformers Table in DOE2016.",269.45,null,null,741,793,880,113.6,227.19,340.79,567.98,851.98,1136,96.324313950130559,97.492876277013025,97.750646938488444,97.79156047013069,97.510356131565175,97.093035318111788,97.529062218837069,96.197909964034395,97.438227407018402,97.722502816239114,97.748391999977457,97.441821817728865,96.962652436285623,97.465988612066838,95.916134334454057,97.297571288893408,97.601375264582884,97.677581974549881,97.382146699137337,96.910500692538392,97.384043969397965,"2017-04-01","2018-06-01"]
["Green Power Technologies","1140WD3-HV560 [560V]","1130 kW, 560 Vac Utility Interactive Inverter",1154.944,560,97.5,"N","N","Efficiency data inclusive of transformer effect based on 2000 kVA Liquid-Immeresed Distribution Transformers Table in DOE2016.",279.91000000000003,null,null,801,913,1200,115.49,230.99,346.48,577.47,866.21,1154.9000000000001,96.2,97.56,97.89,98.03,97.84,97.49,97.79,95.7,97.27,97.65,97.81,97.6,97.2,97.54,94.73,96.69,97.22,97.51,97.33,96.97,97.2,"2017-04-01","2018-06-01"]
["GreenVolts","GV-SCP001 [480V]","16 kW, 480 Vac Utility Interactive Inverter",16,480,96,"Y","N",null,85,null,null,760,810,960,1.6,3.2,4.8,8,12,16,93,95.7,96.4,96.8,96.7,96.5,96.5,92.8,95.4,96.2,96.5,96.6,96.4,96.3,92.2,94.9,95.9,96.3,96.3,96.1,96]
["GridPoint","Connect C36","3600 W, 48 Vdc Utility Interactive with battery backup",3.0369999999999999,null,91,"N","N",null,0,null,null,40,51.2,60,0.30370000000000003,0.60750000000000004,0.91120000000000001,1.5189999999999999,2.278,3.0369999999999999,88,92.2,93.2,94,93,91.3,92.9,82.1,88.5,90.7,91.8,91.6,89.7,90.9,80.400000000000006,86.1,87.9,90.3,90.5,88.4,89.4]
["Helios USA","6TA [120V]","212W, 120Vac Inverter",0.21,120,94.5,"N","N","This component is specific to ACPV modules and is not available as an individual unit.",0,null,null,36,50,55,0.02,0.04,0.06,0.11,0.16,0.21,87.9,94.4,95.8,95.7,94.8,93.5,94.8,85.2,92.5,94.6,95.3,95.1,94.2,94.5,83.6,92,94.3,94.9,94.9,93.9,94.2]
["HiQ Solar","Mini3500-US","3.5 kW Utility Interactive Inverter",3.5,null,94.5,"N","N",null,3.74,null,null,100,160,170,0.35,0.7,1.05,1.75,2.63,3.5,87.5,92.4,94,95.2,95.4,94.9,94.7,87.2,92.6,94.1,95.3,95.4,95,94.7,87.4,92.5,94.2,95.3,95.5,95.1,94.8]
["HiQ Solar","TSXL480-10k [480V]","9.975 kW, 480 Vac Utility Interactive Inverter    ",9.9749999999999996,480,97.5,"N","N","Multiple Listing of ONE SUN, MEXICO S.A. DE C.V., 1S480-10k and OutBack Power Technologies, Inc., PHXL480-10k.",8.3000000000000007,null,null,450,750,850,0.99750000000000005,1.9950000000000001,2.9924999999999997,4.9874999999999998,7.4812499999999993,9.9749999999999996,94.115714285714276,96.777142857142849,97.342857142857142,97.727142857142866,97.695714285714303,97.517142857142858,97.4619142857143,94.11,96.84571428571428,97.644285714285701,98.161428571428573,98.220000000000013,98.139999999999986,97.901500000000013,93.187142857142859,96.460000000000008,97.455714285714294,98.102857142857147,98.238571428571433,98.200000000000017,97.823214285714286,"2019-02-01","2019-02-15"]
["HiSEL Power","HiSEL-K 1500 [208V]","1.5 kW, 208 Vac Utility Interactive Inverter",1.5,208,95,"Y","N",null,0.1,null,null,100,300,360,0.15,0.3,0.45,0.75,1.1299999999999999,1.5,86.5,91.8,93.5,95,94.9,95.1,94.3,88.8,93.4,94.7,95.7,95.9,95.8,95.3,90.7,94.2,95.6,96.4,96.3,96.4,95.9]
["HiSEL Power","HiSEL-K 2000 [240V]","2.8 kW, 240 Vac Utility Interactive Inverter",2,240,96,"Y","N",null,0.17,null,null,100,380,400,0.2,0.4,0.6,1,1.5,2,89.6,93.2,94.5,95.3,95.6,95.5,95,92.2,94.7,96,96.5,96.7,96.4,96.3,94.1,95.4,96.2,96.5,96.5,96.4,96.3]
["HiSEL Power","HiSEL-K 3000 [208V]","2.8 kW, 208 Vac Utility Interactive Inverter",2.8,208,96,"Y","N",null,0.11,null,null,100,350,400,0.28000000000000003,0.56000000000000005,0.84,1.4,2.1,2.8,90.3,93.4,94.8,95.6,95.6,95.6,95.2,93.1,95.7,96.3,96.7,96.5,95.9,96.3,92,95,95.9,96.5,96.4,96,96.1]
["HiSEL Power","HiSEL-K 4000 [240V]","4.6 kW, 240 Vac Utility Interactive Inverter",4,240,97.5,"Y","N",null,0.11,null,null,100,380,440,0.4,0.8,1.2,2,3,4,93.1,95.8,96.6,97.3,97.4,97.2,97,95.5,97.1,97.6,97.9,97.8,97.5,97.6,94.6,96.7,97.4,97.6,97.6,97.4,97.4]
["HiSEL Power","HiSEL-K 5000 [208V]","4.6 kW, 208 Vac Utility Interactive Inverter",4.5999999999999996,208,97,"Y","N",null,7.0000000000000007E-2,null,null,100,350,440,0.46,0.92,1.38,2.2999999999999998,3.45,4.5999999999999996,93.8,96.1,96.8,97.1,96.9,96.4,96.7,95.3,97,97.5,97.5,97.3,96.8,97.2,94,96.3,96.9,97.2,97.1,96.7,96.9]
["Home Director","HD-SUN-INV2000-EVR [240V]","2000 W, 240 Vac Utility Interactive Inverter",2,240,92,"Y","N",null,3.6,null,null,100,199,380,0.2,0.4,0.6,1,1.5,2,87.3,91.7,92.6,93.5,93.2,93,92.9,85.7,90.8,92.1,92.9,92.9,92.6,92.4,82.4,88.8,90.5,91.6,91.8,91.6,91.1]
["Home Director","HD-SUN-INV2500 [240V]","2500 W, 240 Vac Utility Interactive Inverter",2.5,240,94.5,"Y","N",null,3.9,null,null,100,218,400,0.25,0.5,0.75,1.25,1.88,2.5,87.1,93.3,94.9,95.8,95.8,95.6,95.2,85.2,92.4,93.8,95.2,95.4,95.1,94.6,80.400000000000006,90,91.7,93.7,94.5,93.8,93.2]
["Home Director","HD-SUN-INV3500 [240V]","3500 W, 240 Vac Utility Interactive Inverter",3.5,240,95.5,"Y","N",null,3.86,null,null,100,263,400,0.35,0.7,1.05,1.75,2.63,3.5,87.2,93.1,95.4,96.5,96.7,96.6,95.9,85.7,92.2,94.9,96.2,96.4,96.3,95.5,82.1,90.2,93.6,95.4,95.7,95.6,94.5]
["Home Director","HD-SUN-INV4600 [208V]","4600 W, 208 Vac Utility Interactive Inverter",4.5999999999999996,208,95.5,"Y","N",null,4,null,null,100,254,400,0.46,0.92,1.38,2.2999999999999998,3.45,4.5999999999999996,90.3,94.8,95.9,96.5,96.5,96.2,96.1,89.2,94.3,95.6,96.3,96.4,96.1,95.9,86.5,92.9,94.7,95.6,95.7,95.4,95]
["Hoymiles Converter Technology","MI-250 [240V]","250 W, 240 Vac Utility Interactive Inverter",0.25,240,96.5,"N","Y",null,0.1,null,null,27,37,48,0.03,0.05,0.08,0.13,0.19,0.25,94.7,95.7,96.1,96.5,96.4,95.8,96.2,95.1,96,96.1,96.5,96.6,96.7,96.5,94.7,95.9,96,96.4,96.4,96.6,96.3]
["Hoymiles Converter Technology Co., Ltd.","MI-1000 [240V]","1.0 kW, 240 Vac Utility Interactive Microinverters",1.0324,240,96.5,"N","Y",null,0.03,null,null,27,37,48,0.10324,0.20648,0.30972,0.51619999999999999,0.77429999999999999,1.0324,95.61,96.42,96.54,96.45,96.72,96.4,96.56,96,96.28,96.57,96.65,96.72,96.6,96.63,95.84,96.09,96.34,96.68,96.71,96.61,96.59,"2019-12-11"]
["Hoymiles Converter Technology Co., Ltd.","MI-1200T [240V]","1.2 kW, 240 Vac  Utility Interactive Microinverter",1.2132000000000001,240,96.5,"N","Y",null,1.461E-2,null,null,32,40,48,0.12131800000000002,0.24263600000000005,0.36395400000000006,0.60659000000000007,0.90988500000000005,1.2131800000000001,95.813036805416814,96.110484343317935,96.254409212530888,96.609551617293192,96.279694756286986,95.420300881289762,96.275833899414437,95.849341151120569,96.167992170177513,96.284334446261013,96.54213984840419,96.533102007673079,96.043660043725737,96.435069822522919,95.386916107846801,95.959788067095715,96.205849806025668,96.32102651281582,96.552969145473867,96.301315715561984,96.373723024962317,"2019-01-15"]
["Hoymiles Converter Technology Co., Ltd.","MI-1500 [240V]","1.5 kW, 240 Vac Utility Interactive Microinverter",1.5507,240,96.5,"N","Y",null,0.03,null,null,36,42,48,0.15506999999999999,0.31013999999999997,0.46520999999999996,0.77534999999999998,0.11630249999999999,1.5507,95.95,96.05,96.31,96.64,96.74,95.9,96.56,95.94,95.65,96.36,96.3,96.72,96.43,96.49,95.14,95.87,96.45,96.17,96.67,96.59,96.43,"2019-12-11"]
["Huawei Technologies Co., Ltd.","SUN2000-5KTL-USL0 [240V]","5 kW, 240 Vac 1-phase transformerless Utility Interactive Inverter",5,240,99,"Y","N",null,2.0699999999999998,null,null,370,395,420,0.5,1,1.5,2.5,3.75,5,97.0703125,98.385577252483728,98.721071863580988,99.023904040143663,99.019874761775114,98.870253237065455,98.867686120278165,96.881091617933734,98.381364219367683,98.660986001217296,98.931877114350954,98.965986394557831,98.820257904100984,98.802310074166215,96.692607003891069,98.29290206648696,98.592410407244145,98.882480173035319,98.88622708105666,98.774165460528749,98.727168094673175,"2018-07-16"]
["Huawei Technologies Co., Ltd.","SUN2000-7.6KTL-USL0 [240V]","7.6 kW, 240 Vac 1-phase transformerless Utility Interactive Inverter",7.6,240,99,"Y","N",null,2.06,null,null,370,395,420,0.76,1.52,2.2799999999999998,3.8,5.6999999999999993,7.6,98.024645488884758,98.810939357907259,98.958553015114916,98.997288918291375,98.918168971428102,98.748951404805581,98.890066947202897,97.825310999296548,98.718718755046822,98.916988187844737,98.938211420706281,98.867424073203637,98.716381417007497,98.831565188262189,97.692522840201306,98.626617125196802,98.879194198791538,98.911282479655938,98.847323368473226,98.676581636712726,98.798814861577071,"2018-07-16"]
["Huawei Technologies Co., Ltd.","SUN2000-11.4KTL-USL0 [240V]","11.4 kW, 240 Vac 1-phase transformerless Utility Interactive Inverter",11.4,240,99,"Y","N",null,1.97,null,null,370,395,420,1.1400000000000001,2.2800000000000002,3.42,5.7,8.5500000000000007,11.4,97.88546255506607,98.785528197292905,98.973546739857198,99.0470873767634,98.983558158460895,98.837481621322169,98.93456877502085,97.715367092422369,98.65386046399577,98.917325381817932,98.988111710077632,98.940718004312004,98.801375159949785,98.877539512113998,97.539543057996497,98.582157096361243,98.83945344931621,98.943617483464806,98.912403488229415,98.774883947720909,98.83190170873111,"2018-07-16","2018-10-15"]
["Huawei Technologies Co., Ltd.","SUN2000-22KTL-US","22 kW transformerless Utility Interactive Inverter",22.2,null,98,"N","N",null,0.9,null,null,560,730,800,2.2200000000000002,4.4400000000000004,6.66,11.1,16.649999999999999,22.2,96,97.3,97.7,98,98,97.9,97.8,95.9,97.4,97.8,98.1,98.2,98.1,98,96.5,97.8,98.2,98.5,98.5,98.4,98.3,null,"2018-05-01"]
["Huawei Technologies Co., Ltd.","SUN2000-33KTL-US","33 kW Utility Interactive Inverter",33,null,98.5,"N","N",null,1.8,null,null,460,720,850,3.3000000000000003,6.6000000000000005,9.9,16.5,24.75,33,95.630469927276991,97.310036505268826,97.623901610438097,97.83334333356153,97.888870456254139,97.788128321993113,97.721098673569372,97.516871811078531,98.67409277667268,98.8513071683726,98.88408683335021,98.874097898809069,98.789398500966755,98.804936417902184,96.914454581398289,98.109446935368311,98.37996746207223,98.457607412231482,98.46224478261388,98.383768023280254,98.367922317990988,null,"2018-05-01"]
["Huawei Technologies Co., Ltd.","SUN2000-36KTL-US","36 kW Utility Interactive Inverter",36,null,98.5,"N","N",null,1.8,null,null,490,720,850,3.6,7.2,10.799999999999999,18,27,36,96.4077311912922,97.545820870882707,97.813675383505782,97.991157284213202,97.987845609331899,97.877476167255708,97.876816348209985,97.973892096751015,98.741338944593736,98.87343126218461,98.895496173760151,98.857816097688669,98.762019609059948,98.821632091279511,97.110091536795707,98.215610614555217,98.41581608389275,98.471283525682495,98.444292259053896,98.352426532017674,98.377147886559484,null,"2018-05-01"]
["Huawei Technologies Co., Ltd.","SUN2000-100KTL-USH0 [800V]","100 kW, 800 Vac, 3-phase transformerless Utility Interactive Inverter",100,800,98.5,"N","N",null,2.61,null,null,880,1120,1200,10,20,30,50,75,100,97.297060000000002,98.049090000000007,98.304159999999996,98.447010000000006,98.410420000000002,98.31644,98.338049999999996,97.691339999999997,98.412009999999995,98.599450000000004,98.692269999999994,98.659400000000005,98.573899999999995,98.603740000000002,98.224800000000002,98.790670000000006,98.936269999999993,98.987870000000001,98.981089999999995,98.631020000000007,98.91986,"2018-05-01"]
["HYOSUNG","HS-P1000GLO-U","1000 kW Utility Interactive Inverter",991.4,null,98,"N","N",null,177.45,null,null,600,665,880,99.14,198.28,297.41999999999996,495.7,743.55,991.4,96.208541666666676,97.772466666666659,98.223466666666667,98.434366666666676,98.390466666666669,98.212999999999994,98.252595333333346,95.590133333333341,97.496300000000005,98.022466666666674,98.31153333333333,98.317966666666663,98.17913333333334,98.124017333333327,93.722433333333328,96.117933333333312,96.993433333333343,97.457966666666678,97.54946666666666,97.412199999999999,97.232006333333331]
["Ideal Power Inc","30C3 [480V]","30 kW, 480 Vac Utility Interactive Battery Charge controller with additional Photovoltaic input",29.99,480,95,"N","N",null,56.8,null,null,550,700,850,3,6,9,15,22.49,29.99,92.7,94.3,94.8,95.2,95.1,94.8,94.9,92.2,94.2,94.6,95.3,95.4,95.5,95.1,89.6,92.8,93.3,94.8,95.2,95.4,94.6,"2018-02-01","2018-12-01"]
["Ideal Power Inc","30PV","30 kW Utility Interactive Inverter",29.99,null,95,"N","N",null,51.2,null,null,550,700,850,3,6,9,15,22.49,29.99,92.3,94.4,94.8,95.2,95.2,94.8,95,91.3,94,94.6,95.3,95.4,95.3,95,88.7,92.1,93.4,94.7,95.1,95.5,94.4,"2017-05","2018-08-15"]
["Ideal Power Inc","30PVF+S [480V]","30 kW, 480 Vac Utility Interactive Inverter with PV and Battery Input for floating ground referenced arrays and batteries",29.99,480,95,"N","N",null,51.2,null,null,550,700,850,3,6,9,15,22.49,29.99,92.3,94.4,94.8,95.2,95.2,94.8,95,91.3,94,94.6,95.3,95.4,95.3,95,88.7,92.1,93.4,94.7,95.1,95.5,94.4,"2018-02-01","2018-10-15"]
["Ideal Power Inc","IPV-30 kW-480 [480V]","30 kW, 480 Vac, 3-Phase Utility Interactive Inverter",30.07,480,96.5,"Y","N",null,9.83,null,null,600,800,900,3.01,6.01,9.02,15.04,22.56,30.07,95.2,96,96.3,96.5,96.5,96.2,96.4,95.1,96.1,96.4,96.7,96.6,96.3,96.5,94.2,95.6,96.1,96.5,96.5,96.2,96.3,null,"2018-08-15"]
["INGETEAM POWER TECHNOLOGY S.A","INGECON SUN 1245TL U B480 [480V]","1247 kVA, 480 Vac Utility Interactive Inverter for PV and Battery Applications.",1042.22,480,97.5,"N","N","Overall efficiency includes Ingeteam transformer packaged with product.\nPer SGS, revision I of ABK 1000 was tested per UL 1741 SA. Revisions J, K, and L were considered with no influence regarding grid support compliance.",459.07241666666664,null,null,697,949,1200,104.22200000000001,208.44400000000002,312.666,521.11,781.66499999999996,1042.22,96.903698050438123,97.618814750297517,97.802986930357335,97.739491462227122,97.501507681732335,97.117409292811473,97.550409834201687,96.404674685259025,97.431021008596332,97.599251152283387,97.471936920226455,97.282213741029167,96.858978778224767,97.31127715101843,96.025957796716156,97.074663463996743,97.397898680593329,97.226770294224494,96.990291244472502,96.513792986680627,97.030685097431302,"2019-05-01"]
["INGETEAM POWER TECHNOLOGY S.A","INGECON SUN 1190TL U B430 [430V]","1192 kVA, 430 Vac Utility Interactive Inverter for PV and Battery Applications.",1048.5940000000001,430,97.5,"N","N","Overall efficiency includes Ingeteam transformer packaged with product.\nPer SGS, revision I of ABK 1000 was tested per UL 1741 SA. Revisions J, K, and L were considered with no influence regarding grid support compliance.",2550.2775000000001,null,null,624,682,800,104.85940000000001,209.71880000000002,314.57819999999998,524.29700000000003,786.44550000000004,1048.5940000000001,96.004131167883529,97.481140832780383,97.837312964836116,97.923089297190614,97.789347637594915,97.413812385648953,97.717593463752465,95.869210079707514,97.430341823072879,97.796576602197305,97.903911963788389,97.781005512397059,97.450615230613408,97.698159882102303,95.382516161655985,97.183226707302126,97.593498616554569,97.741068874937696,97.649566841568571,97.317414469035342,97.531447429037911,"2019-05-01"]
["INGETEAM POWER TECHNOLOGY S.A","INGECON SUN 1275TL U B460 [460V]","1275 kVA, 460 Vac Utility Interactive Inverter for PV and Battery Applications.",1128.4760000000001,460,97.5,"N","N","Overall efficiency includes Ingeteam transformer packaged with product.\nPer SGS, revision I of ABK 1000 was tested per UL 1741 SA. Revisions J, K, and L were considered with no influence regarding grid support compliance.",2550.2775000000001,null,null,666,703,800,112.84760000000001,225.69520000000003,338.5428,564.23800000000006,846.35700000000008,1128.4760000000001,95.99382220256561,97.507971055551451,97.861674580167048,97.970563015992951,97.844152982532691,97.627833420787141,97.771163375640441,95.888817550203342,97.482348805456581,97.870894574140294,97.991603253818624,97.86706263712847,97.559672152450915,97.779940979780349,95.542870550986734,97.320155042788016,97.733441007951882,97.912252424669219,97.763481981035881,97.490549414914128,97.666481425008357,"2019-05-01"]
["INGETEAM POWER TECHNOLOGY S.A","INGECON SUN 1740TL U B670 [670V]","1741 kVA, 670 Vac Utility Interactive Inverter for PV and Battery Applications.",1272.412,670,97.5,"N","N","Overall efficiency includes Ingeteam transformer packaged with product.\nPer SGS, revision I of ABK 1000 was tested per UL 1741 SA. Revisions J, K, and L were considered with no influence regarding grid support compliance.",459.07241666666664,null,null,962,1081,1200,127.24120000000001,254.48240000000001,381.72359999999998,636.20600000000002,954.30899999999997,1272.412,95.964557738299547,97.374808884374247,97.690183597413451,97.760353023553648,97.628674276890095,97.348016627916479,97.570417118534152,95.731305317544397,97.287881016192969,97.557286456785931,97.696974511284054,97.544160408187125,97.222955419255484,97.47643807299734,95.377827614865865,97.136475191779098,97.419043572372345,97.50595040476847,97.402036743097852,97.143998142972393,97.318751058860144,"2019-05-01"]
["INGETEAM POWER TECHNOLOGY S.A","INGECON SUN 1690TL U B650 [650V]","1689 kVA, 650 Vac Utility Interactive Inverter for PV and Battery Applications.",1375.2819999999999,650,97.5,"N","N","Overall efficiency includes Ingeteam transformer packaged with product.\nPer SGS, revision I of ABK 1000 was tested per UL 1741 SA. Revisions J, K, and L were considered with no influence regarding grid support compliance.",459.07241666666664,null,null,933,1067,1200,137.5282,275.0564,412.58459999999997,687.64099999999996,1031.4614999999999,1375.2819999999999,96.288130060211245,97.505114184155389,97.775673492269448,97.818326185609266,97.661944150947051,97.358128241493759,97.630447041743125,96.000786646427244,97.401582473417079,97.663816807220741,97.740457877121727,97.573571682822731,97.250069712731133,97.531761238122598,95.667576566877756,97.262672977755344,97.541939152838466,97.557458698480445,97.423828212721602,97.085137641245751,97.370821571389115,"2019-05-01"]
["INGETEAM POWER TECHNOLOGY S.A","INGECON SUN 1715TL U B660 [660V]","1715 kVA, 660 Vac Utility Interactive Inverter for PV and Battery Applications.",1390.614,660,97.5,"N","N","Overall efficiency includes Ingeteam transformer packaged with product.\nPer SGS, revision I of ABK 1000 was tested per UL 1741 SA. Revisions J, K, and L were considered with no influence regarding grid support compliance.",459.07241666666664,null,null,948,1074,1200,139.06140000000002,278.12280000000004,417.18419999999998,695.30700000000002,1042.9605000000001,1390.614,96.062235468670153,97.403376404219202,97.686348745965319,97.753615279858352,97.622034950443336,97.339232986027454,97.569919470280212,95.841890787129174,97.270665199007212,97.550170030702319,97.700887549968797,97.538433991441593,97.230456630980342,97.47730852762632,95.364706922046778,97.109170250043064,97.400495619794086,97.525329846750523,97.403401392754972,97.086498890356509,97.316553214254895,"2019-05-01"]
["INGETEAM POWER TECHNOLOGY S.A.","Ingecon Sun 2.8 HF U 277Vac [277V]","2.8 kW, 277 Vac, 1-phase, Indoor/Outdoor Utility Interactive Inverter",2.8,277,95.5,"Y","N",null,0.5,null,null,100,371,500,0.28000000000000003,0.56000000000000005,0.84,1.4,2.1,2.8,85.2,91.9,93.6,94.6,94.7,94.6,94,88.8,94.1,95.6,96.6,96.5,96.7,96,88.3,94,95.3,96.5,96.7,96.7,96,null,"2018-05-15"]
["INGETEAM POWER TECHNOLOGY S.A.","Ingecon Sun 2.8 TL U M 208 Vac [208V]","2.8 kW, 208 Vac, 1-phase, Indoor/Outdoor Utility Interactive Inverter",2.8,208,97,"Y","N",null,0.5,null,null,100,600,750,0.28000000000000003,0.56000000000000005,0.84,1.4,2.1,2.8,90.1,95,96,96.3,95.7,95.2,95.6,94.2,97.3,97.9,98.2,98.5,98.4,98.2,93.4,96.5,97.4,97.9,98,98,97.7,null,"2018-05-15"]
["INGETEAM POWER TECHNOLOGY S.A.","Ingecon Sun 3.3 HF U 240 Vac [240V]","3.3 kW, 240 Vac, 1-phase, Indoor/Outdoor Utility Interactive Inverter",3.3,240,95.5,"Y","N",null,0.5,null,null,100,427,500,0.33,0.66,0.99,1.65,2.4700000000000002,3.3,88.5,92.9,94.2,94.6,94.4,94.1,94.1,91.3,95.1,96,96.5,96.3,96.1,96,88.8,94.3,95.6,96.3,96.4,96.2,95.9,null,"2018-05-15"]
["INGETEAM POWER TECHNOLOGY S.A.","Ingecon Sun 3.3 HF U 277Vac [277V]","3.3 kW, 277 Vac, 1-phase, Indoor/Outdoor Utility Interactive Inverter",3.3,277,95.5,"Y","N",null,0.5,null,null,100,482,500,0.33,0.66,0.99,1.65,2.4700000000000002,3.3,86.1,92.4,93.7,94.7,94.5,94.2,94,87.8,94.3,95.7,96.8,96.9,97,96.2,88.8,94.5,95.6,96.5,96.6,96.5,96.1,null,"2018-05-15"]
["INGETEAM POWER TECHNOLOGY S.A.","INGECON SUN 3.6TL U 208V [208V]","3.6 kW, 208 Vac, 1-phase Utility Interactive Inverter",3.6,208,96,"Y","N",null,0.5,null,null,100,300,450,0.36,0.72,1.08,1.8,2.7,3.6,91.6,95.4,96.1,96.5,96.3,96,96.1,92.8,96.1,96.8,97.2,97.2,96.9,96.9,85.4,92.9,94.5,95.7,96,95.9,95.1,null,"2018-05-15"]
["INGETEAM POWER TECHNOLOGY S.A.","INGECON SUN 3.6TL U 240V [240V]","3.6 kW, 240 Vac, 1-phase Utility Interactive Inverter",3.6,240,96.5,"Y","N",null,0.5,null,null,100,380,450,0.36,0.72,1.08,1.8,2.7,3.6,90.5,94.6,95.7,96.4,96.5,96.3,96,91.9,95.7,96.7,97.4,97.6,97.5,97.1,87.5,93.4,95.1,96.4,96.8,96.8,96,null,"2018-05-15"]
["INGETEAM POWER TECHNOLOGY S.A.","Ingecon Sun 5 HF U 208 Vac [208V]","5 kW, 208 Vac, 1-phase, Indoor/Outdoor Utility Interactive Inverter",5,208,95,"Y","N",null,0.5,null,null,100,376,500,0.5,1,1.5,2.5,3.75,5,92.3,94.8,95.1,94.7,93.9,93.7,94.2,94.3,95.9,96,95.4,94.4,93.9,94.9,92.5,95.3,95.9,95.8,95.2,94.5,95.3,null,"2018-05-15"]
["INGETEAM POWER TECHNOLOGY S.A.","Ingecon Sun 5 HF U 240 Vac [240V]","5 kW, 240 Vac, 1-phase, Indoor/Outdoor Utility Interactive Inverter",5,240,96,"Y","N",null,0.5,null,null,100,427,500,0.5,1,1.5,2.5,3.75,5,92.1,95,95.7,95.5,94.8,94.3,94.9,94.7,96.9,97.3,97.1,96.9,96.8,96.9,93.1,96,96.6,96.7,96.1,95.8,96.2,null,"2018-05-15"]
["INGETEAM POWER TECHNOLOGY S.A.","Ingecon Sun 5 TL U M 240 Vac [240V]","5 kW, 240 Vac, 1-phase, Indoor/Outdoor Utility Interactive Inverter",5,240,97.5,"Y","N",null,0.5,null,null,100,690,750,0.5,1,1.5,2.5,3.75,5,92.4,96,96.9,97.1,96.6,96,96.5,95.9,98,98.3,98.4,98.3,98,98.2,95.5,97.6,98.1,98.3,98.1,97.9,98,null,"2018-05-15"]
["INGETEAM POWER TECHNOLOGY S.A.","Ingecon Sun 5TL U [208V]","5 kW, 208 Vac, 1-phase Utility Interactive Inverter",5,208,96,"Y","N",null,0.5,null,null,100,300,450,0.5,1,1.5,2.5,3.75,5,90.2,94.4,95.3,95.6,95.5,95.2,95.2,93.1,95.6,96.4,96.9,96.8,96.7,96.5,90.3,94.3,95.3,96,96.1,96,95.6,null,"2018-05-15"]
["INGETEAM POWER TECHNOLOGY S.A.","Ingecon Sun 5U [208V]","5 kW, 208 Vac, 1-phase Utility Interactive Inverter",5,208,95,"Y","N",null,0.5,null,null,100,300,450,0.5,1,1.5,2.5,3.75,5,90.92,94.34,94.85,94.82,94.15,93.29,94.21,93.12,95.21,95.86,95.76,95.18,94.44,95.27,91.62,94.8,95.35,95.43,94.98,94.25,94.94,null,"2018-05-15"]
["INGETEAM POWER TECHNOLOGY S.A.","Ingecon Sun 5U [240V]","5 kW, 240 Vac, 1-phase Utility Interactive Inverter",5,240,95,"Y","N",null,0.5,null,null,100,340,450,0.5,1,1.5,2.5,3.75,5,90,93.7,94.5,94.8,94.5,93.9,94.3,92.2,95.1,96.1,96.3,96,95.6,95.8,91.6,94.9,95.7,95.9,95.7,95.3,95.5,null,"2018-05-15"]
["INGETEAM POWER TECHNOLOGY S.A.","Ingecon Sun 6 HF U 277Vac [277V]","6 kW, 277 Vac, 1-phase, Indoor/Outdoor Utility Interactive Inverter",6,277,95,"Y","N",null,0.5,null,null,100,482,500,0.6,1.2,1.8,3,4.5,6,91.5,94.1,94.6,94.9,94.3,93.7,94.3,93.8,95.7,96.2,96.1,95.7,95.2,95.7,93.9,95.7,96.2,96.1,95.7,95.1,95.7,null,"2018-05-15"]
["INGETEAM POWER TECHNOLOGY S.A.","Ingecon Sun 6 TL U M 240 Vac [240V]","6 kW, 240 Vac, 1-phase, Indoor/Outdoor Utility Interactive Inverter",6,240,98,"Y","N",null,0.5,null,null,100,690,750,0.6,1.2,1.8,3,4.5,6,94,97,97.6,97.6,97.2,96.6,97.2,96.9,98.6,98.9,98.8,98.6,98.3,98.6,96.4,98.4,98.6,98.6,98.4,98.1,98.4,null,"2018-05-15"]
["INGETEAM POWER TECHNOLOGY S.A.","INGECON SUN 7.5TL U 208 [208V]","7.5 kW, 208 Vac, 1-phase Utility Interactive Inverter",7.5,208,96.5,"Y","N",null,0.5,null,null,100,300,450,0.75,1.5,2.25,3.75,5.63,7.5,94.3,96.3,96.6,96.5,96.2,95.6,96.2,94.8,96.9,97.3,97.3,97.2,96.6,97.1,90.1,94.6,95.5,96.1,96.1,95.8,95.7,null,"2018-05-15"]
["INGETEAM POWER TECHNOLOGY S.A.","INGECON SUN 7.5TL U 240 [240V]","7.5 kW, 240 Vac, 1-phase Utility Interactive Inverter",7.5,240,96.5,"Y","N",null,0.5,null,null,100,400,450,0.75,1.5,2.25,3.75,5.625,7.5,93.3,96,96.5,96.6,96.4,96.1,96.3,92.6,95.9,96.6,97.1,97,96.8,96.7,90.8,95.2,96.1,96.7,96.7,96.5,96.3,null,"2018-05-15"]
["INGETEAM POWER TECHNOLOGY S.A.","INGECON SUN 8.6TL U 277 [277V]","8.6 kW, 277 Vac, 1-phase Utility Interactive Inverter",8.6,277,97,"Y","N",null,0.5,null,null,100,400,450,0.86,1.72,2.58,4.3,6.45,8.6,93,95.7,96.4,96.6,96.4,96,96.3,94.2,96.9,97.4,97.8,97.7,97.6,97.5,92.6,96.1,96.8,97.3,97.3,97.1,97,null,"2018-05-15"]
["INGETEAM POWER TECHNOLOGY S.A.","INGECON SUN 10TL U [277V]","10 kW, 277 Vac, 1-phase Utility Interactive Inverter",10,277,97,"Y","N",null,0.5,null,null,100,400,450,1,2,3,5,7.5,10,93.9,96.4,96.9,97.1,96.8,96.4,96.7,94.9,97.1,97.6,97.8,97.7,97.5,97.5,93.6,96.4,97,97.3,97.2,97,97,null,"2018-05-15"]
["INGETEAM POWER TECHNOLOGY S.A.","Ingecon Sun 18 TL U M [480V]","18 kW, 480 Vac, 3-phase transformerless, Indoor/Outdoor Utility Interactive Inverter",18,480,98,"Y","N",null,10,null,null,375,700,820,1.8,3.6,5.4,9,13.5,18,93.9,96.1,96.4,96.8,96.8,96.7,96.6,96.7,98.2,98.5,98.7,98.7,98.6,98.6,95.8,97.8,98.2,98.5,98.5,98.5,98.3,null,"2018-05-15"]
["INGETEAM POWER TECHNOLOGY S.A.","Ingecon Sun 24 TL U M [480V]","24 kW, 480 Vac, 3-phase transformerless, Indoor/Outdoor Utility Interactive Inverter",24,480,98,"Y","N",null,10,null,null,460,700,820,2.4,4.8,7.2,12,18,24,95.7,97.1,97.2,97.3,97.2,97,97.1,97.8,98.6,98.7,98.7,98.6,98.5,98.6,97.2,98.2,98.5,98.5,98.4,98.3,98.4,null,"2018-05-15"]
["INGETEAM POWER TECHNOLOGY S.A.","Ingecon Sun 40TL U M [480V]","40 kW, 480 Vac, 3-phase, Indoor/Outdoor Utility Interactive Inverter",39.950000000000003,480,98,"Y","N",null,10,null,null,520,700,820,3.9,8,12.1,19.2,30.1,40.1,96.74,97.78,97.76,97.55,97.15,96.61,97.28,97.69,98.32,98.48,98.29,97.95,97.68,98.08,96.93,97.91,98.14,98.11,97.86,97.51,97.9,null,"2018-05-15"]
["INGETEAM POWER TECHNOLOGY S.A.","Ingecon Sun 100U [208V]","100 kW, 208 Vac, 3-phase Utility Interactive Inverter",100,208,94.5,"Y","N",null,1,null,null,300,350,480,10,20,30,50,75,100,90.82,94.01,94.82,95.34,95.08,93.88,94.82,90.27,93.75,94.58,95.15,95.04,93.75,94.69,89.04,92.9,93.9,94.75,94.31,93.33,94.02,null,"2018-05-15"]
["INGETEAM POWER TECHNOLOGY S.A.","Ingecon Sun 100UP [208V]","100 kW, 208 Vac, 3-phase Utility Interactive Inverter",100,208,95,"Y","N",null,1,100,1,300,350,480,10,20,30,50,75,100,91.53,94.8,95.45,95.79,95.69,94.57,95.41,91.06,94.55,95.25,95.65,95.55,94.67,95.26,89.83,93.76,94.6,95.2,95.16,94.4,94.78,null,"2018-05-15"]
["INGETEAM POWER TECHNOLOGY S.A.","Ingecon Sun 100UP [480V]","100 kW, 480 Vac, 3-phase Utility Interactive Inverter",100,480,95.5,"Y","N",null,2,100,2,300,350,480,10,20,30,50,75,100,91.91,95.03,95.69,95.95,95.84,94.83,95.6,91.44,94.7,95.5,95.81,95.71,94.7,95.43,90.22,94,94.91,95.38,95.33,94.33,94.97,null,"2018-05-15"]
["INGETEAM POWER TECHNOLOGY S.A.","INGECON SUN 125 U 480 Outdoor [480V]","125 kW, 480 Vac, 3-phase Utility Interactive Inverter",125,480,96.5,"Y","N",null,1,null,null,350,550,750,12.5,25,37.5,62.5,93.75,125,93.8,96.5,97.1,97.3,97.1,96.7,97,92.4,95.8,96.5,96.8,96.8,96.4,96.5,91.1,95,95.9,96.3,96.4,96.1,96,null,"2018-05-15"]
["INGETEAM POWER TECHNOLOGY S.A.","INGECON SUN 165 TL U 275 Outdoor [275V]","165 kW, 275Vac, 3-phase Utility Interactive Inverter",165,275,97,"Y","N",null,1,null,null,460,605,750,16.5,33,49.5,82.5,123.8,165,94,96.7,97.2,97.4,97.1,96.5,97,93.2,96.2,96.9,97.2,96.9,96.5,96.7,92.4,95.9,96.6,96.9,96.7,96.3,96.5,null,"2018-05-15"]
["INGETEAM POWER TECHNOLOGY S.A.","INGECON SUN 375TL X208 Indoor [208V]","375 kW, 208 Vac, 3-phase Utility Interactive Inverter",375,208,96.5,"Y","N",null,90,null,null,350,550,750,37.5,75,112.5,187.5,281.3,375,96,96.7,96.7,97,96.7,95.7,96.7,95.2,96.1,96.3,96.6,96.4,95.7,96.4,94.6,95.6,95.9,96.2,96.1,95.4,96,null,"2018-05-15"]
["INGETEAM POWER TECHNOLOGY S.A.","INGECON SUN 375TL X208 Outdoor [208V]","375 kW, 208 Vac, 3-phase Utility Interactive Inverter",375,208,96.5,"Y","N",null,90,null,null,350,550,750,37.5,75,112.5,187.5,281.3,375,96,96.7,96.7,97,96.7,95.7,96.7,95.2,96.1,96.3,96.6,96.4,95.7,96.4,94.6,95.6,95.9,96.2,96.1,95.4,96,null,"2018-05-15"]
["INGETEAM POWER TECHNOLOGY S.A.","INGECON SUN 500TL U X208 Indoor [208V]","500 kW, 208 Vac, 3-phase Utility Interactive Inverter",500,208,96.5,"Y","N",null,120,null,null,350,550,750,50,100,150,250,375,500,96.2,96.6,96.8,96.9,96.6,95.9,96.6,95.5,96,96.2,96.5,96.4,95.9,96.3,95,95.4,95.6,96.1,96.1,95.5,95.9,null,"2018-05-15"]
["INGETEAM POWER TECHNOLOGY S.A.","INGECON SUN 500TL U X208 Outdoor [208V]","500 kW, 208 Vac, 3-phase Utility Interactive Inverter",500,208,96.5,"Y","N",null,120,null,null,350,550,750,50,100,150,250,375,500,96.2,96.6,96.8,96.9,96.6,95.9,96.6,95.5,96,96.2,96.5,96.4,95.9,96.3,95,95.4,95.6,96.1,96.1,95.5,95.9,null,"2018-05-15"]
["INGETEAM POWER TECHNOLOGY S.A.","INGECON SUN 600TL U X330 Outdoor [330V]","600 kW, 3-phase, 330 Vac outdoor, grid-tie photovoltaic Inverter",600,330,97,"Y","N",null,90,null,null,550,650,750,60,120,180,300,450,600,96.2,97,97.2,97.6,97.5,96.9,97.4,95.9,96.7,97,97.5,97.4,96.8,97.2,95.7,96.5,96.9,97.3,97.3,96.7,97.1,null,"2018-05-15"]
["INGETEAM POWER TECHNOLOGY S.A.","INGECON SUN 600TL X330 Outdoor [330V]","600 kW, 330Vac, 3-phase Utility Interactive Inverter",600,330,97,"Y","N",null,90,null,null,550,650,750,60,120,180,300,450,600,96.2,97,97.2,97.6,97.5,96.9,97.4,95.9,96.7,97,97.5,97.4,96.8,97.2,95.7,96.5,96.9,97.3,97.3,96.7,97.1,null,"2018-05-15"]
["INGETEAM POWER TECHNOLOGY S.A.","INGECON SUN 660TL U X275 Indoor [275V]","660 kW, 275Vac, 3-phase Utility Interactive Inverter",660,275,97,"Y","N",null,120,null,null,460,605,750,66,132,198,330,495,660,96.3,96.8,97.1,97.3,97.1,96.5,97.1,96,96.5,96.7,97,97,96.6,96.9,95.7,96.1,96.4,96.8,96.8,96.3,96.6,null,"2018-05-15"]
["INGETEAM POWER TECHNOLOGY S.A.","INGECON SUN 660TL U X275 Outdoor [275V]","660 kW, 275Vac, 3-phase Utility Interactive Inverter",660,275,97,"Y","N",null,120,null,null,460,605,750,66,132,198,330,495,660,96.3,96.8,97.1,97.3,97.1,96.5,97.1,96,96.5,96.7,97,97,96.6,96.9,95.7,96.1,96.4,96.8,96.8,96.3,96.6,null,"2018-05-15"]
["INGETEAM POWER TECHNOLOGY S.A.","INGECON SUN 800TL U X330 Indoor [330V]","800 kW, 330Vac, 3-phase Utility Interactive Inverter",800,330,97,"Y","N",null,120,null,null,550,650,750,80,160,240,400,600,800,96.5,96.9,97.2,97.4,97.4,96.9,97.3,96.3,96.7,96.9,97.3,97.3,96.9,97.2,96.1,96.4,96.7,97.1,97.2,96.7,97,null,"2018-05-15"]
["INGETEAM POWER TECHNOLOGY S.A.","INGECON SUN 800TL U X330 Outdoor [330V]","800 kW, 330Vac, 3-phase Utility Interactive Inverter",800,330,97,"Y","N",null,120,null,null,550,650,750,80,160,240,400,600,800,96.5,96.9,97.2,97.4,97.4,96.9,97.3,96.3,96.7,96.9,97.3,97.3,96.9,97.2,96.1,96.4,96.7,97.1,97.2,96.7,97,null,"2018-05-15"]
["INGETEAM POWER TECHNOLOGY S.A.","INGECON SUN 880TL X360 Indoor [360V]","880 kW, 360Vac, 3-phase Utility Interactive Inverter",880,360,97.5,"Y","N",null,120,null,null,605,677,750,88,176,264,440,660,880,96.5,96.9,97.2,97.5,97.5,97,97.4,96.4,96.8,97,97.4,97.5,97,97.3,96.3,96.6,96.9,97.3,97.4,96.9,97.2,null,"2018-05-15"]
["INGETEAM POWER TECHNOLOGY S.A.","INGECON SUN 880TL X360 Outdoor [360V]","880 kW, 360Vac, 3-phase Utility Interactive Inverter",880,360,97.5,"Y","N",null,120,null,null,605,677,750,88,176,264,440,660,880,96.5,96.9,97.2,97.5,97.5,97,97.4,96.4,96.8,97,97.4,97.5,97,97.3,96.3,96.6,96.9,97.3,97.4,96.9,97.2,null,"2018-05-15"]
["INGETEAM POWER TECHNOLOGY S.A.","Ingecon Sun 915TL U B330 Outdoor [330V]","915 kW, 330Vac, 3-phase Outdoor Utility Interactive Inverter",915,330,97.5,"N","N","Weighted efficiency includes transformer efficiency of Elettromil ABN0001ICM05/915.",80,null,null,485,613,740,91.5,183,274.5,457.5,686.25,915,97.17,98.13,98.33,98.22,97.86,97.27,97.95,96.5,97.84,98.09,98.05,97.69,97.15,97.75,95.82,97.49,97.82,97.81,97.51,97.17,97.53,null,"2018-05-15"]
["INGETEAM POWER TECHNOLOGY S.A.","Ingecon Sun 1000TL U B360 Indoor [360V]","1000 kW, 360Vac, 3-phase Indoor Utility Interactive Inverter",1000,360,98,"N","N","Weighted efficiency includes transformer efficiency of Elettromil ABN0001ICM05/1000.",80,null,null,524,632,740,100,200,300,500,750,1000,97.34,98.14,98.33,98.21,97.83,97.31,97.94,96.84,97.92,98.13,98.08,97.7,97.09,97.78,96.36,97.64,97.97,97.94,97.55,96.97,97.61,null,"2018-05-15"]
["INGETEAM POWER TECHNOLOGY S.A.","Ingecon Sun 1110TL U B400 Outdoor [400V]","1110 kW, 400Vac, 3-phase Outdoor Utility Interactive Inverter",1110,400,98,"N","N","Weighted efficiency includes transformer efficiency of Elettromil ABN0001ICM05/1110.",80,null,null,580,660,740,111,222,333,555,832.5,1110,97.16,98.08,98.29,98.27,97.94,97.39,98,96.8,97.93,98.19,98.25,97.8,97.32,97.89,96.54,97.71,98.06,98.12,97.67,97.35,97.75,null,"2018-05-15"]
["INGETEAM POWER TECHNOLOGY S.A.","Ingecon Sun 1165TL U B420 Indoor [420V]","1165 kW, 420Vac, 3-phase Indoor Utility Interactive Inverter",1165,420,98,"N","N","Weighted efficiency includes transformer efficiency of Elettromil ABN0001ICM05/1165.",80,null,null,610,675,740,116.5,233,349.5,582.5,873.75,1165,97.28,98.08,98.28,98.26,98.01,97.47,98.04,96.99,97.92,98.18,98.24,97.91,97.53,97.95,96.74,97.75,98.03,98.15,97.85,97.42,97.87,null,"2018-05-15"]
["INGETEAM POWER TECHNOLOGY S.A.","Ingecon Sun 1170TL U B450 Outdoor [450V]","1170 kW,  450 Vac, 3-phase Outdoor Utility Interactive Inverter",1170,450,97.5,"Y","N","Weighted efficiency includes transformer efficiency of Elettromil ABN0001ICM05/1170.",90,null,null,660,874,1110,117,234,351,585,877.5,1170,96.72,97.82,98.06,97.98,97.77,97.44,97.79,95.95,97.35,97.71,97.64,97.46,97.08,97.44,94.9,96.86,97.3,97.29,97.12,96.78,97.06,null,"2018-05-15"]
["INGETEAM POWER TECHNOLOGY S.A.","Ingecon Sun 1400TL U B540 Indoor [450V]","1400 kW,  450 Vac, 3-phase Indoor Utility Interactive Inverter",1400,450,97.5,"Y","N","Weighted efficiency includes transformer efficiency of Elettromil ABN0001ICM05/1400.",90,null,null,786,936,1110,140,280,420,700,1050,1400,96.97,97.87,98.13,98.03,97.86,97.59,97.88,96.48,97.59,97.88,97.81,97.65,97.31,97.65,95.86,97.26,97.61,97.58,97.44,97.11,97.4,null,"2018-05-15"]
["INGETEAM POWER TECHNOLOGY S.A.","Ingecon Sun 1500TL U B578 Outdoor [450V]","1500 kW,  450 Vac, 3-phase Outdoor Utility Interactive Inverter",1500,450,97.5,"Y","N","Weighted efficiency includes transformer efficiency of Elettromil ABN0001ICM05/1500.",90,null,null,840,963,1110,150,300,450,750,1125,1500,96.86,97.84,98.1,98.04,97.87,97.57,97.88,96.48,97.64,97.96,97.91,97.71,97.39,97.72,96.06,97.33,97.77,97.72,97.56,97.24,97.53,null,"2018-05-15"]
["INGETEAM POWER TECHNOLOGY S.A.","Ingecon Sun 1560TL U B600 Indoor [450V]","1560 kW,  450 Vac, 3-phase Indoor Utility Interactive Inverter",1560,450,98,"Y","N","Weighted efficiency includes transformer efficiency of Elettromil ABN0001ICM05/1560.",90,null,null,870,978,1110,156,312,468,780,1170,1560,96.67,97.84,98.13,98.11,97.98,97.63,97.95,96.41,97.69,98.02,98.01,97.73,97.44,97.76,95.96,97.42,97.85,97.84,97.57,97.27,97.57,null,"2018-05-15"]
["INGETEAM POWER TECHNOLOGY S.A.","Ingecon Sun 1600TL U B615 Outdoor [450V]","1600 kW,  450 Vac, 3-phase Outdoor Utility Interactive Inverter",1600,450,98,"Y","N","Weighted efficiency includes transformer efficiency of Elettromil ABN0001ICM05/1600.",90,null,null,892,988,1110,160,320,480,800,1200,1600,96.77,97.81,98.12,98.17,97.95,97.6,97.95,96.47,97.68,98.01,98.02,97.81,97.45,97.8,96.12,97.43,97.86,97.87,97.68,97.31,97.65,null,"2018-05-15"]
["INGETEAM POWER TECHNOLOGY S.A.","Ingecon Sun 1640TL U B630 Indoor [450V]","1640 kW,  450 Vac, 3-phase Indoor Utility Interactive Inverter",1640,450,98,"Y","N","Weighted efficiency includes transformer efficiency of Elettromil ABN0001ICM05/1640.",90,null,null,915,1000,1110,164,328,492,820,1230,1640,96.62,97.85,98.12,98.06,97.91,97.62,97.9,96.32,97.73,98.04,97.97,97.81,97.49,97.79,96.02,97.54,97.91,97.82,97.68,97.38,97.65,null,"2018-05-15"]
["Involar","MAC500-XX","500 W Utility Interactive Inverter",0.5,null,94.5,"N","Y",null,0.114,null,null,30,35,40,0.05,0.1,0.15,0.25,0.375,0.5,92.8,94,94.4,94.7,94.6,93.8,94.5,93,94.2,94.5,94.7,94.8,94.2,94.6,92.8,94.2,94.5,94.7,94.9,94.4,94.6]
["iPower","SHO-1.1 [120V]","1100W (120Vac) Utility Interactive Inverter",1.1000000000000001,120,90.5,"Y","N",null,3.6,null,null,100,182,380,0.11,0.22,0.33,0.55000000000000004,0.83,1.1000000000000001,81.8,89,90.9,92.1,92.4,92.5,91.6,79.900000000000006,88,90.1,91.7,92.2,92.3,91.1,74.8,84.7,87.8,90,90.8,91.1,89.3]
["iPower","SHO-3.0 [240V]","3000 W 240 Vac Utility Interactive Inverter",3,240,93.5,"Y","N",null,3.63,null,null,100,222.5,380,0.3,0.6,0.9,1.5,2.25,3,88.9,92.9,93.8,94.3,94.2,93.9,93.9,87.9,92.5,93.5,94.1,94,93.8,93.7,84.9,90.9,92.4,93.3,93.2,93,92.7]
["iPower","SHO-3.5 [240V]","3500 W 240 Vac Utility Interactive Inverter",3.5,240,95.5,"Y","N",null,3.86,null,null,100,263,400,0.35,0.7,1.05,1.75,2.625,3.5,87.2,93.1,95.4,96.5,96.7,96.6,95.9,85.7,92.2,94.9,96.2,96.4,96.3,95.5,82.1,90.2,93.6,95.4,95.7,95.6,94.5]
["iPower","SHO-5.2 [240V]","5200 W 240 Vac Utility Interactive Inverter",5.2,240,96,"Y","N",null,4,null,null,240,280,400,0.52,1.04,1.56,2.6,3.9,5.2,89.4,94.8,96,96.8,97,96.8,96.4,88.6,94.4,95.7,96.7,96.8,96.6,96.2,87.7,93.1,94.8,96.1,96.3,96.1,95.5]
["Jema Energy","JAE7140","100 kW Utility Interactive Inverter",100,null,95.5,"N","N",null,20.5,null,null,290,340,480,10,20,30,50,75,100,92.5,95.3,95.9,96.1,96,95.5,95.8,91,94.6,95.4,95.9,95.8,95.3,95.5,87.1,92.6,94,95,95.1,94.7,94.5]
["Jema Energy","IF500TL-UL OUTDOOR","500 kW, 3-phase Utility Interactive Inverter with MV NEMA TP1 transformer",500,null,96,"Y","N",null,33.4,null,null,495,600,800,50,100,150,250,375,500,94.5,96.3,96.5,96.7,96.4,95.8,96.3,93.9,95.9,96.2,96.3,96,95.4,96,92.7,95.1,95.6,95.7,95.5,95,95.4]
["Jema Energy","IF600TL-UL OUTDOOR","600 kW, 3-phase Utility Interactive Inverter with MV NEMA TP1 transformer",600,null,96,"Y","N",null,47,null,null,595,700,800,60,120,180,300,450,600,94.5,96.4,96.7,96.9,96.6,96.1,96.5,93.8,95.9,96.4,96.5,96.3,95.8,96.2,93.5,95.8,95.9,96.2,96.1,95.7,96]
["Jiangsu Zeversolar New Energy","Evershine TL4000-US-208","4 kW Utility Interactive Inverter",3.97,null,96.5,"Y","N",null,0.26,null,null,100,370,480,0.4,0.79,1.19,1.99,2.98,3.97,92.3,94.5,95.2,95.8,95.8,95.6,95.5,94.9,96.4,96.7,97,96.8,96.5,96.7,93.6,95.8,96.4,96.8,96.7,96.5,96.5]
["Jiangsu Zeversolar New Energy","Evershine TL4000-US-240","4 kW Utility Interactive Inverter",3.99,null,96.5,"Y","N",null,0.35,null,null,100,370,480,0.4,0.79,1.19,1.99,2.98,3.97,90.9,94,94.9,95.8,96,95.8,95.5,94.5,96.7,97,97.3,97.2,97,97.1,93.1,96.1,96.8,97.2,97.1,97,96.9]
["Jiangsu Zeversolar New Energy","Evershine TL6000-US-208","6 kW Utility Interactive Inverter",5.32,null,96,"Y","N",null,0.27,null,null,100,370,480,0.53,1.06,1.6,2.66,3.99,5.32,92.7,94.8,95.5,95.7,95.5,95.1,95.4,94.9,96.6,96.8,96.7,96.4,95.8,96.4,93.3,96,96.4,96.6,96.2,95.9,96.2]
["Jiangsu Zeversolar New Energy","Evershine TL6000-US-240","6 kW Utility Interactive Inverter",5.99,null,96.5,"Y","N",null,0.35,null,null,100,370,480,0.6,1.2,1.8,3,4.49,5.99,92.6,94.9,95.7,96,95.9,95.4,95.7,95.8,96.9,97.2,97.1,96.8,96.4,96.9,94,96.5,96.9,96.9,96.7,96.4,96.6]
["Jiangyin Hareon Power","HR-240P-AC/BbP [208V]","240 W, 208 Vac Inverter",0.24,208,95,"N","Y","This component is specific to ACPV modules and is not available as an individual unit.",0.15,null,null,25,32,37,0.02,0.05,7.0000000000000007E-2,0.12,0.18,0.24,90.9,94.5,95.6,95,95,94.6,94.9,89.6,94.6,95.1,95.2,95.3,95.1,95,86.8,93.6,94,94.8,95.2,95.4,94.6]
["Jiangyin Hareon Power","HR-240P-AC/BbP [240V]","240 W, 240 Vac Inverter",0.24,240,95,"N","Y","This component is specific to ACPV modules and is not available as an individual unit.",0.15,null,null,25,32,37,0.02,0.05,7.0000000000000007E-2,0.12,0.18,0.24,90.9,94.5,95.6,95,95,94.6,94.9,89.6,94.6,95.1,95.2,95.3,95.1,95,86.8,93.6,94,94.8,95.2,95.4,94.6]
["Jiangyin Hareon Power","HR-245P-AC/BbP [208V]","240 W, 208 Vac Inverter",0.24,208,95,"N","Y","This component is specific to ACPV modules and is not available as an individual unit.",0.15,null,null,25,32,37,0.02,0.05,7.0000000000000007E-2,0.12,0.18,0.24,90.9,94.5,95.6,95,95,94.6,94.9,89.6,94.6,95.1,95.2,95.3,95.1,95,86.8,93.6,94,94.8,95.2,95.4,94.6]
["Jiangyin Hareon Power","HR-245P-AC/BbP [240V]","240 W, 240 Vac Inverter",0.24,240,95,"N","Y","This component is specific to ACPV modules and is not available as an individual unit.",0.15,null,null,25,32,37,0.02,0.05,7.0000000000000007E-2,0.12,0.18,0.24,90.9,94.5,95.6,95,95,94.6,94.9,89.6,94.6,95.1,95.2,95.3,95.1,95,86.8,93.6,94,94.8,95.2,95.4,94.6]
["Jiangyin Hareon Power","HR-250P-AC/Bb [208V]","240 W, 208 Vac Inverter",0.24,208,95,"N","Y","This component is specific to ACPV modules and is not available as an individual unit.",0.15,null,null,25,32,37,0.02,0.05,7.0000000000000007E-2,0.12,0.18,0.24,90.9,94.5,95.6,95,95,94.6,94.9,89.6,94.6,95.1,95.2,95.3,95.1,95,86.8,93.6,94,94.8,95.2,95.4,94.6]
["Jiangyin Hareon Power","HR-250P-AC/Bb [240V]","240 W, 240 Vac Inverter",0.24,240,95,"N","Y","This component is specific to ACPV modules and is not available as an individual unit.",0.15,null,null,25,32,37,0.02,0.05,7.0000000000000007E-2,0.12,0.18,0.24,90.9,94.5,95.6,95,95,94.6,94.9,89.6,94.6,95.1,95.2,95.3,95.1,95,86.8,93.6,94,94.8,95.2,95.4,94.6]
["Jiangyin Hareon Power","HR-255-AC/Cb [208V]","240 W, 208 Vac Inverter",0.24,208,95,"N","Y","This component is specific to ACPV modules and is not available as an individual unit.",0.15,null,null,25,32,37,0.02,0.05,7.0000000000000007E-2,0.12,0.18,0.24,90.9,94.5,95.6,95,95,94.6,94.9,89.6,94.6,95.1,95.2,95.3,95.1,95,86.8,93.6,94,94.8,95.2,95.4,94.6]
["Jiangyin Hareon Power","HR-255-AC/Cb [240V]","240 W, 240 Vac Inverter",0.24,240,95,"N","Y","This component is specific to ACPV modules and is not available as an individual unit.",0.15,null,null,25,32,37,0.02,0.05,7.0000000000000007E-2,0.12,0.18,0.24,90.9,94.5,95.6,95,95,94.6,94.9,89.6,94.6,95.1,95.2,95.3,95.1,95,86.8,93.6,94,94.8,95.2,95.4,94.6]
["Jiangyin Hareon Power","HR-255P-AC/Bb [240V]","240 W, 240 Vac Inverter",0.24,240,95,"N","Y","This component is specific to ACPV modules and is not available as an individual unit.",0.15,null,null,25,32,37,0.02,0.05,7.0000000000000007E-2,0.12,0.18,0.24,90.9,94.5,95.6,95,95,94.6,94.9,89.6,94.6,95.1,95.2,95.3,95.1,95,86.8,93.6,94,94.8,95.2,95.4,94.6]
["Jiangyin Hareon Power","HR-255P-AC/BbP [208V]","240 W, 208 Vac Inverter",0.24,208,95,"N","Y","This component is specific to ACPV modules and is not available as an individual unit.",0.15,null,null,25,32,37,0.02,0.05,7.0000000000000007E-2,0.12,0.18,0.24,90.9,94.5,95.6,95,95,94.6,94.9,89.6,94.6,95.1,95.2,95.3,95.1,95,86.8,93.6,94,94.8,95.2,95.4,94.6]
["Jiangyin Hareon Power","HR-260-AC/Cb [240V]","240 W, 208 Vac Inverter",0.24,240,95,"N","Y","This component is specific to ACPV modules and is not available as an individual unit.",0.15,null,null,25,32,37,0.02,0.05,7.0000000000000007E-2,0.12,0.18,0.24,90.9,94.5,95.6,95,95,94.6,94.9,89.6,94.6,95.1,95.2,95.3,95.1,95,86.8,93.6,94,94.8,95.2,95.4,94.6]
["Jiangyin Hareon Power","HR-260P-AC/Bb [208V]","240 W, 208 Vac Inverter",0.24,208,95,"N","Y","This component is specific to ACPV modules and is not available as an individual unit.",0.15,null,null,25,32,37,0.02,0.05,7.0000000000000007E-2,0.12,0.18,0.24,90.9,94.5,95.6,95,95,94.6,94.9,89.6,94.6,95.1,95.2,95.3,95.1,95,86.8,93.6,94,94.8,95.2,95.4,94.6]
["Jiangyin Hareon Power","HR-260P-AC/BbP [240V]","240 W, 240 Vac Inverter",0.24,240,95,"N","Y","This component is specific to ACPV modules and is not available as an individual unit.",0.15,null,null,25,32,37,0.02,0.05,7.0000000000000007E-2,0.12,0.18,0.24,90.9,94.5,95.6,95,95,94.6,94.9,89.6,94.6,95.1,95.2,95.3,95.1,95,86.8,93.6,94,94.8,95.2,95.4,94.6]
["Jiangyin Hareon Power","HR-265-AC/Cb [208V]","240 W, 208 Vac Inverter",0.24,208,95,"N","Y","This component is specific to ACPV modules and is not available as an individual unit.",0.15,null,null,25,32,37,0.02,0.05,7.0000000000000007E-2,0.12,0.18,0.24,90.9,94.5,95.6,95,95,94.6,94.9,89.6,94.6,95.1,95.2,95.3,95.1,95,86.8,93.6,94,94.8,95.2,95.4,94.6]
["Jiangyin Hareon Power","HR-270-AC/Cb [240V]","240 W, 240 Vac Inverter",0.24,240,95,"N","Y","This component is specific to ACPV modules and is not available as an individual unit.",0.15,null,null,25,32,37,0.02,0.05,7.0000000000000007E-2,0.12,0.18,0.24,90.9,94.5,95.6,95,95,94.6,94.9,89.6,94.6,95.1,95.2,95.3,95.1,95,86.8,93.6,94,94.8,95.2,95.4,94.6]
["Jinko Solar Co., Ltd.","JKMS300M-60BL-EP [208V]","300 W, 208 Vac, Utility Interactive, monocrystalline ACPV Module, black substrate. DC Module: JKM300M-60BL. Microinverter: IQ7-60-ACM-US [208V].",0.24,208,97,"N","Y","This component is specific to ACPV modules and is not available as an individual unit.",2.5000000000000001E-2,null,null,27,32,37,2.4E-2,4.8000000000000001E-2,7.1999999999999995E-2,0.12,0.18,0.24,94.204329999999999,96.226399999999984,97.02145999999999,97.553879999999992,97.414230000000003,96.959759999999989,97.185913100000008,93.324760000000012,95.734390000000005,96.756340000000009,97.463930000000005,97.41528000000001,97.056359999999998,97.080812400000013,92.419209999999993,95.095890000000026,96.538389999999993,97.353760000000008,97.337369999999993,97.025310000000019,96.920530900000003,"2019-07-15"]
["Jinko Solar Co., Ltd.","JKMS305M-60BL-EP [240V]","305 W, 240 Vac, Utility Interactive, monocrystalline ACPV Module, black substrate. DC Module: JKM305M-60BL. Microinverter: IQ7-60-ACM-US [240V].",0.24,240,97,"N","Y","This component is specific to ACPV modules and is not available as an individual unit.",2.5000000000000001E-2,null,null,27,32,37,2.4E-2,4.8000000000000001E-2,7.1999999999999995E-2,0.12,0.18,0.24,93.945300000000003,96.08005,96.814459999999983,97.474629999999991,97.419160000000005,97.02876999999998,97.132815300000004,92.990709999999993,95.658750000000012,96.504930000000002,97.55228000000001,97.614990000000006,97.408739999999995,97.175517999999997,92.006249999999994,95.026440000000008,96.230880000000013,97.381270000000001,97.543800000000005,97.410729999999987,96.998094800000004,"2019-07-15"]
["Jinko Solar Co., Ltd.","JKMS305M-60L-EP [208V]","305 W, 208 Vac, Utility Interactive, monocrystalline ACPV Module, white substrate. DC Module: JKM305M-60L. Microinverter: IQ7-60-ACM-US [208V].",0.24,208,97,"N","Y","This component is specific to ACPV modules and is not available as an individual unit.",2.5000000000000001E-2,null,null,27,32,37,2.4E-2,4.8000000000000001E-2,7.1999999999999995E-2,0.12,0.18,0.24,94.204329999999999,96.226399999999984,97.02145999999999,97.553879999999992,97.414230000000003,96.959759999999989,97.185913100000008,93.324760000000012,95.734390000000005,96.756340000000009,97.463930000000005,97.41528000000001,97.056359999999998,97.080812400000013,92.419209999999993,95.095890000000026,96.538389999999993,97.353760000000008,97.337369999999993,97.025310000000019,96.920530900000003,"2019-07-15"]
["Jinko Solar Co., Ltd.","JKMS310M-60BL-EP [240V]","310 W, 240 Vac, Utility Interactive, monocrystalline ACPV Module, black substrate. DC Module: JKM310M-60BL. Microinverter: IQ7-60-ACM-US [240V].",0.24,240,97,"N","Y","This component is specific to ACPV modules and is not available as an individual unit.",2.5000000000000001E-2,null,null,27,32,37,2.4E-2,4.8000000000000001E-2,7.1999999999999995E-2,0.12,0.18,0.24,93.945300000000003,96.08005,96.814459999999983,97.474629999999991,97.419160000000005,97.02876999999998,97.132815300000004,92.990709999999993,95.658750000000012,96.504930000000002,97.55228000000001,97.614990000000006,97.408739999999995,97.175517999999997,92.006249999999994,95.026440000000008,96.230880000000013,97.381270000000001,97.543800000000005,97.410729999999987,96.998094800000004,"2019-07-15"]
["Jinko Solar Co., Ltd.","JKMS310M-60L-EP [208V]","310 W, 208 Vac, Utility Interactive, monocrystalline ACPV Module, white substrate. DC Module: JKM310M-60L. Microinverter: IQ7-60-ACM-US [208V].",0.24,208,97,"N","Y","This component is specific to ACPV modules and is not available as an individual unit.",2.5000000000000001E-2,null,null,27,32,37,2.4E-2,4.8000000000000001E-2,7.1999999999999995E-2,0.12,0.18,0.24,94.204329999999999,96.226399999999984,97.02145999999999,97.553879999999992,97.414230000000003,96.959759999999989,97.185913100000008,93.324760000000012,95.734390000000005,96.756340000000009,97.463930000000005,97.41528000000001,97.056359999999998,97.080812400000013,92.419209999999993,95.095890000000026,96.538389999999993,97.353760000000008,97.337369999999993,97.025310000000019,96.920530900000003,"2019-07-15"]
["Jinko Solar Co., Ltd.","JKMS315M-60BL-EP [240V]","315 W, 240 Vac, Utility Interactive, monocrystalline ACPV Module, black substrate. DC Module: JKM315M-60BL. Microinverter: IQ7-60-ACM-US [240V].",0.24,240,97,"N","Y","This component is specific to ACPV modules and is not available as an individual unit.",2.5000000000000001E-2,null,null,27,32,37,2.4E-2,4.8000000000000001E-2,7.1999999999999995E-2,0.12,0.18,0.24,93.945300000000003,96.08005,96.814459999999983,97.474629999999991,97.419160000000005,97.02876999999998,97.132815300000004,92.990709999999993,95.658750000000012,96.504930000000002,97.55228000000001,97.614990000000006,97.408739999999995,97.175517999999997,92.006249999999994,95.026440000000008,96.230880000000013,97.381270000000001,97.543800000000005,97.410729999999987,96.998094800000004,"2019-07-15"]
["Jinko Solar Co., Ltd.","JKMS315M-60L-EP [208V]","315 W, 208 Vac, Utility Interactive, monocrystalline ACPV Module, white substrate. DC Module: JKM315M-60L. Microinverter: IQ7-60-ACM-US [208V].",0.24,208,97,"N","Y","This component is specific to ACPV modules and is not available as an individual unit.",2.5000000000000001E-2,null,null,27,32,37,2.4E-2,4.8000000000000001E-2,7.1999999999999995E-2,0.12,0.18,0.24,94.204329999999999,96.226399999999984,97.02145999999999,97.553879999999992,97.414230000000003,96.959759999999989,97.185913100000008,93.324760000000012,95.734390000000005,96.756340000000009,97.463930000000005,97.41528000000001,97.056359999999998,97.080812400000013,92.419209999999993,95.095890000000026,96.538389999999993,97.353760000000008,97.337369999999993,97.025310000000019,96.920530900000003,"2019-07-15"]
["Jinko Solar Co., Ltd.","JKMS320M-60BL-EP [240V]","320 W, 240 Vac, Utility Interactive, monocrystalline ACPV Module, black substrate. DC Module: JKM320M-60BL. Microinverter: IQ7-60-ACM-US [240V].",0.24,240,97,"N","Y","This component is specific to ACPV modules and is not available as an individual unit.",2.5000000000000001E-2,null,null,27,32,37,2.4E-2,4.8000000000000001E-2,7.1999999999999995E-2,0.12,0.18,0.24,93.945300000000003,96.08005,96.814459999999983,97.474629999999991,97.419160000000005,97.02876999999998,97.132815300000004,92.990709999999993,95.658750000000012,96.504930000000002,97.55228000000001,97.614990000000006,97.408739999999995,97.175517999999997,92.006249999999994,95.026440000000008,96.230880000000013,97.381270000000001,97.543800000000005,97.410729999999987,96.998094800000004,"2019-07-15"]
["Jinko Solar Co., Ltd.","JKMS320M-60L-EP [208V]","320 W, 208 Vac, Utility Interactive, monocrystalline ACPV Module, white substrate. DC Module: JKM320M-60L. Microinverter: IQ7-60-ACM-US [208V].",0.24,208,97,"N","Y","This component is specific to ACPV modules and is not available as an individual unit.",2.5000000000000001E-2,null,null,27,32,37,2.4E-2,4.8000000000000001E-2,7.1999999999999995E-2,0.12,0.18,0.24,94.204329999999999,96.226399999999984,97.02145999999999,97.553879999999992,97.414230000000003,96.959759999999989,97.185913100000008,93.324760000000012,95.734390000000005,96.756340000000009,97.463930000000005,97.41528000000001,97.056359999999998,97.080812400000013,92.419209999999993,95.095890000000026,96.538389999999993,97.353760000000008,97.337369999999993,97.025310000000019,96.920530900000003,"2019-07-15"]
["Jinko Solar Co., Ltd.","JKMS325M-60BL-EP [208V]","325 W, 208 Vac, Utility Interactive, monocrystalline ACPV Module, black substrate. DC Module: JKM325M-60BL. Microinverter: IQ7-60-ACM-US [208V].",0.24,208,97,"N","Y","This component is specific to ACPV modules and is not available as an individual unit.",2.5000000000000001E-2,null,null,27,32,37,2.4E-2,4.8000000000000001E-2,7.1999999999999995E-2,0.12,0.18,0.24,94.204329999999999,96.226399999999984,97.02145999999999,97.553879999999992,97.414230000000003,96.959759999999989,97.185913100000008,93.324760000000012,95.734390000000005,96.756340000000009,97.463930000000005,97.41528000000001,97.056359999999998,97.080812400000013,92.419209999999993,95.095890000000026,96.538389999999993,97.353760000000008,97.337369999999993,97.025310000000019,96.920530900000003,"2019-07-15"]
["Jinko Solar Co., Ltd.","JKMS325M-60BL-EP [240V]","325 W, 240 Vac, Utility Interactive, monocrystalline ACPV Module, black substrate. DC Module: JKM325M-60BL. Microinverter: IQ7-60-ACM-US [240V].",0.24,240,97,"N","Y","This component is specific to ACPV modules and is not available as an individual unit.",2.5000000000000001E-2,null,null,27,32,37,2.4E-2,4.8000000000000001E-2,7.1999999999999995E-2,0.12,0.18,0.24,93.945300000000003,96.08005,96.814459999999983,97.474629999999991,97.419160000000005,97.02876999999998,97.132815300000004,92.990709999999993,95.658750000000012,96.504930000000002,97.55228000000001,97.614990000000006,97.408739999999995,97.175517999999997,92.006249999999994,95.026440000000008,96.230880000000013,97.381270000000001,97.543800000000005,97.410729999999987,96.998094800000004,"2019-07-15"]
["Jinko Solar Co., Ltd.","JKMS330M-60L-EP [208V]","330 W, 208 Vac, Utility Interactive, monocrystalline ACPV Module, white substrate. DC Module: JKM330M-60L. Microinverter: IQ7-60-ACM-US [208V].",0.24,208,97,"N","Y","This component is specific to ACPV modules and is not available as an individual unit.",2.5000000000000001E-2,null,null,27,32,37,2.4E-2,4.8000000000000001E-2,7.1999999999999995E-2,0.12,0.18,0.24,94.204329999999999,96.226399999999984,97.02145999999999,97.553879999999992,97.414230000000003,96.959759999999989,97.185913100000008,93.324760000000012,95.734390000000005,96.756340000000009,97.463930000000005,97.41528000000001,97.056359999999998,97.080812400000013,92.419209999999993,95.095890000000026,96.538389999999993,97.353760000000008,97.337369999999993,97.025310000000019,96.920530900000003,"2019-07-15"]
["Jinko Solar Co., Ltd.","JKMS330M-60L-EP [240V]","330 W, 208 Vac, Utility Interactive, monocrystalline ACPV Module, white substrate. DC Module: JKM330M-60L. Microinverter: IQ7-60-ACM-US [240V].",0.24,240,97,"N","Y","This component is specific to ACPV modules and is not available as an individual unit.",2.5000000000000001E-2,null,null,27,32,37,2.4E-2,4.8000000000000001E-2,7.1999999999999995E-2,0.12,0.18,0.24,93.945300000000003,96.08005,96.814459999999983,97.474629999999991,97.419160000000005,97.02876999999998,97.132815300000004,92.990709999999993,95.658750000000012,96.504930000000002,97.55228000000001,97.614990000000006,97.408739999999995,97.175517999999997,92.006249999999994,95.026440000000008,96.230880000000013,97.381270000000001,97.543800000000005,97.410729999999987,96.998094800000004,"2019-07-15"]
["KACO","blueplanet 1502x [208V]","1.5 kW, 208 Vac, Utility Interactive Inverter",1.5,208,95.5,"Y","N",null,0.39,null,null,100,195,400,0.15,0.3,0.45,0.75,1.125,1.5,92.6,95.3,95.8,95.9,95.5,95,95.5,93.2,95,95.6,95.7,95.4,94.9,95.4,93.4,94.7,95.1,95.3,95,94.5,95]
["KACO","blueplanet 1502xi [208V]","1.5 kW, 208 Vac, 125-500 Vdc Utility Interactive Inverter",1.5,208,95.5,"Y","N",null,0.39,null,null,100,195,400,0.15,0.3,0.45,0.75,1.125,1.5,92.6,95.3,95.8,95.9,95.5,95,95.5,93.2,95,95.6,95.7,95.4,94.9,95.4,93.4,94.7,95.1,95.3,95,94.5,95]
["KACO","blueplanet 2.0 TL1 M1 WM OD US3x [208V]","2.0 kW Utility Interactive Inverter (208V), x may be 3, 8, 9, A, C or D",2.04,208,96,"Y","N",null,4.67,null,null,100,390,510,0.2,0.41,0.61,1.02,1.53,2.04,90.7,94.3,95.4,96.2,96.3,96,95.8,91.3,94.8,96.1,96.8,97,96.9,96.5,89.6,94.4,95.7,96.5,96.8,96.8,96.2]
["KACO","blueplanet 2.0 TL1 M1 WM OD US3x [240V]","2.0 kW Utility Interactive Inverter (240V), x may be 3, 8, 9, A, C or D",2.0699999999999998,240,96.5,"Y","N",null,4.66,null,null,100,390,510,0.21,0.41,0.62,1.04,1.55,2.0699999999999998,89.7,94.2,95.3,96.2,96.4,96,95.8,91.4,95.3,96.2,97,97.3,96.5,96.7,89.6,94.5,95.8,96.8,97.1,97.2,96.5]
["KACO","blueplanet 2502xi [208V]","2.5 kW, 208 Vac, 125-500 Vdc Utility Interactive Inverter",2.5,208,95,"Y","N",null,0.28999999999999998,null,null,100,265,450,0.25,0.5,0.75,1.25,1.875,2.5,93.1,95.3,95.6,95.6,95.3,94.7,95.3,93.5,95,95.4,95.5,95.2,94.6,95.2,94.1,94.5,94.9,95,94.7,94.2,94.7]
["KACO","blueplanet 2502xi [240V]","2.5 kW, 240 Vac, 125-500 Vdc Utility Interactive Inverter",2.5,240,95.5,"Y","N",null,0.39,null,null,100,265,450,0.25,0.5,0.75,1.25,1.875,2.5,93.2,95.5,95.9,95.9,95.6,95.1,95.6,93.6,95.2,95.7,95.8,95.6,95,95.5,94.2,94.7,95.1,95.3,95.1,94.6,95]
["KACO","blueplanet 3.0 TL1 M1 WM OD US3x [240V]","3.0 kW Utility Interactive Inverter (240V), x may be 3, 8, 9, A, C or D",3.12,240,96.5,"Y","N",null,4.6399999999999997,null,null,100,390,510,0.31,0.62,0.94,1.56,2.34,3.12,91.4,94.5,95.5,96,95.9,95.6,95.6,93.6,96,96.7,97.3,97.3,96.8,97,92.2,95.5,96.4,97,97.2,97,96.7]
["KACO","blueplanet 3502x [208V]","3.5 kW, 208 Vac, Utility Interactive with or without integrated wireway",3.5,208,95.5,"Y","N",null,0.26,null,null,100,280,510,0.35,0.7,1.05,1.75,2.63,3.5,93.5,95.5,95.9,95.9,95.6,95.2,95.6,93,95.1,95.6,95.7,95.5,95,95.4,91.7,94.2,94.8,95.1,95.1,94.8,94.9]
["KACO","blueplanet 3502xi [240V]","3.5 kW, 240 Vac, 200-600 Vdc Utility Interactive Inverter",3.5,240,95.5,"Y","N",null,0.36,null,null,100,280,510,0.35,0.7,1.05,1.75,2.63,3.5,93.5,95.7,96.2,96.2,96,95.6,95.9,93,95.3,95.8,96,95.8,95.4,95.7,91.6,94.4,95.1,95.3,95.4,95.1,95.1]
["KACO","blueplanet 3601xi [240V]","3.6 kW, 240 Vac, Utility Interactive Inverter",3.6,240,93.5,"Y","N",null,3.11,null,null,100,175,300,0.36,0.72,1.08,1.8,2.7,3.6,89.9,93.3,94.2,94.3,94,93.3,93.8,89.7,93.1,94.1,94.2,93.9,93.2,93.7,89,92.4,93.5,93.8,93.6,92.9,93.3]
["KACO","blueplanet 5.0 TL1 M1 WM OD US3x [208V]","5.0 kW Utility Interactive Inverter (208V), x may be 3, 8, 9, A, C or D",4.6500000000000004,208,96.5,"Y","N",null,4.58,null,null,100,390,510,0.47,0.93,1.4,2.33,3.49,4.6500000000000004,93.6,95.8,96.2,96.4,96,95.4,96,94.4,96.3,96.8,96.9,96.6,96.2,96.6,93.4,95.7,96.3,96.6,96.4,96.1,96.3]
["KACO","blueplanet 5002x [208V]","5 kW, 208 Vac, Utility Interactive with or without integrated wireway",5,208,95,"Y","N",null,0.26,null,null,100,280,510,0.5,1,1.5,2.5,3.75,5,94.3,95.8,96,95.7,95.2,94.4,95.3,94,95.5,95.8,95.6,95.1,94.3,95.2,92.7,94.6,95,95.2,94.8,94.1,94.8]
["KACO","blueplanet 5002xi [208V]","5 kW, 208 Vac, 200-600 Vdc Utility Interactive Inverter",5,208,95,"Y","N",null,0.26,null,null,100,280,510,0.5,1,1.5,2.5,3.75,5,94.3,95.8,96,95.7,95.2,94.4,95.3,94,95.5,95.8,95.6,95.1,94.3,95.2,92.7,94.6,95,95.2,94.8,94.1,94.8]
["KACO","blueplanet 5002xi [240V]","5 kW, 240 Vac, 200-600 Vdc Utility Interactive Inverter",5,240,95.5,"Y","N",null,0.36,null,null,100,280,510,0.5,1,1.5,2.5,3.75,5,94.6,96.2,96.3,96.1,95.6,94.9,95.7,94.4,95.8,96,95.9,95.5,94.9,95.6,93.2,94.9,95.3,95.6,95.2,94.6,95.2]
["KACO","blueplanet 6400M [240V]","6.4 kW 240 Vac Utility Interactive Inverter with Tigo Management Unit",6.4,240,96.5,"Y","N",null,0.45,null,null,100,402,510,0.64,1.28,1.92,3.2,4.8,6.4,94.6,96.7,96.7,97.1,97.1,97,96.9,93.8,96.3,96.9,97.1,97.1,97,96.9,90,94.7,95.7,96.4,96.5,96.5,96.1]
["KACO","blueplanet 6400x [208V]","6.4 kW, 208 Vac, Utility Interactive with or without integrated wireway",6.4,208,96.5,"Y","N",null,0.26,null,null,100,369,510,0.64,1.28,1.92,3.2,4.8,6.4,94.4,96.6,96.9,97,96.9,96.6,96.8,93.5,96.1,96.5,96.8,96.7,96.5,96.5,89.5,94.3,95.4,96.1,96.1,96,95.7]
["KACO","blueplanet 6400xi [240V]","6.4 kW, 240 Vac, Utility Interactive Inverter",6.4,240,96.5,"Y","N",null,0.45,null,null,100,402,510,0.64,1.28,1.92,3.2,4.8,6.4,94.6,96.7,96.7,97.1,97.1,97,96.9,93.8,96.3,96.9,97.1,97.1,97,96.9,90,94.7,95.7,96.4,96.5,96.5,96.1]
["KACO","blueplanet 7600M [208V]","7.6 kW 208 Vac Utility Interactive Inverter with Tigo Management Unit",7.6,208,96.5,"Y","N",null,0.26,null,null,100,369,510,0.76,1.52,2.2799999999999998,3.8,5.7,7.6,95.1,96.7,97,96.9,96.7,96.4,96.7,94.3,96.3,96.7,96.8,96.6,96.3,96.5,90.9,94.9,95.7,96.1,96.1,95.8,95.7]
["KACO","blueplanet 7600x [240V]","7.6 kW, 240 Vac, Utility Interactive with or without integrated wireway",7.6,240,96.5,"Y","N",null,0.36,null,null,100,402,510,0.76,1.52,2.2799999999999998,3.8,5.7,7.6,94.7,96.8,97.1,97.1,97,96.7,96.9,94,96.5,96.9,97,96.9,96.6,96.8,91.4,95.3,96.1,96.4,96.4,96.3,96.1]
["KACO","blueplanet 7600xi [208V]","7.6 kW, 208 Vac, Utility Interactive Inverter",7.6,208,96.5,"Y","N",null,0.26,null,null,100,369,510,0.76,1.52,2.2799999999999998,3.8,5.7,7.6,95.1,96.7,97,96.9,96.7,96.4,96.7,94.3,96.3,96.7,96.8,96.6,96.3,96.5,90.9,94.9,95.7,96.1,96.1,95.8,95.7]
["KACO","XP10U-H4 (-PSD) [480V]","10 kW, 600 Vdc, 480 Vac, 3-phase Utility Interactive Inverter",9.99,480,97,"Y","N",null,1.59,null,null,100,430,480,1,2,3,4.99,7.49,9.99,93.7,95.9,96.3,96.6,96.5,96.2,96.3,93.8,96.2,96.9,97.2,97.2,97.1,97,94.3,96.4,96.9,97.3,97.3,97.2,97.1]
["KACO","blueplanet 32.0 TL3 M1 [480V]","32 kW, 600 Vdc, 480 Vac, Utility Interactive Inverter",32,480,97,"Y","N",null,1.42,null,null,310,530,600,3.2,6.4,9.6,16,24,32,94.2,95.6,96.2,96.5,96.4,96.2,96.3,97.6,98,98,98,97.8,97.6,97.9,96,96.9,97.3,97.6,97.6,97.5,97.5]
["KACO","blueplanet 40.0 TL3 M3 [480V]","40 kW, 1000 Vdc, 480 Vac, 3-phase Utility Interactive Inverter, 3 MPPT",40,480,97.5,"Y","N",null,1.42,null,null,390,760,850,4,8,12,20,30,40,95.2,96.4,96.8,97,96.8,96.5,96.8,97.1,97.5,97.7,97.7,97.8,97.6,97.7,96.6,97,97.4,97.7,97.8,97.7,97.6]
["KACO","XP42U-H2 [208V]","42 kW, 208 Vac, 3-phase Utility Interactive Inverter",41.35,208,95.5,"Y","N",null,48.27,null,null,250,307.5,480,4.1399999999999997,8.27,12.41,20.68,31.01,41.35,92,95,95.9,96.2,96.2,95.8,95.9,91.1,94.7,95.6,96,96.1,95.8,95.7,88.9,93.3,94.6,95.3,95.3,95.3,94.9]
["KACO","XP50U-H4 [480V]","50 kW, 480 Vac, 3-phase Utility Interactive Inverter",51.3,480,96,"Y","N",null,44.68,null,null,300,345,480,5.13,10.26,15.39,25.65,38.479999999999997,51.3,91.9,95.3,96.1,96.7,96.6,96.3,96.3,91.6,95,95.9,96.4,96.4,96.2,96.1,89.6,94,95.1,95.9,95.9,95.7,95.5]
["KACO","XP100U-H2 [480V]","100 kW, 480 Vac, 3-phase Utility Interactive Inverter",100,480,95.5,"Y","N",null,60.43,null,null,300,345,480,10,20,30,50,75,100,93,95.3,95.9,96,95.8,95.4,95.7,91.5,94.8,95.7,96.2,96.1,95.8,95.8,88.5,93.6,94.8,95.5,95.7,95.5,95.2]
["KACO","XP550U-TL","550 kW Utility Interactive Inverter",550,null,98,"Y","N",null,108.6,null,null,550,613,800,55,110,165,275,412.5,550,97.5,98.3,98.4,98.4,98.2,97.9,98.3,97.1,98.1,98.1,98.2,98,97.6,98,95.8,97.4,97.7,97.7,97.6,97.4,97.6]
["KACO","KACO blueplanet 750 TL3 750 TL3 M1 GM OD USX0","750 kW Utility Interactive Inverter",749.4,null,98,"Y","N",null,149,null,null,620,665,800,74.94,149.9,224.8,374.7,562.1,749.4,97.4,98.3,98.5,98.5,98.3,98.2,98.3,97.2,98.2,98.4,98.4,98.3,98.1,98.3,96.3,97.8,98,98.2,98.2,98,98.1]
["KACO","KACO blueplanet 1000 TL3 1000 TL3 M1 GM OD USX0","1000 kW Utility Interactive Inverter",1000,null,98,"Y","N",null,148.19999999999999,null,null,620,665,800,100,200,300,500,750,1000,97.8,98.3,98.4,98.4,98.1,97.7,98.2,97.5,98.2,98.3,98.3,98.1,97.7,98.1,97,97.9,98.1,98.1,98,97.6,98]
["KACO","KACO blueplanet 1500 TL3 M1 GM OD USX0","1500 kW Utility Interactive Inverter",1500,null,98,"Y","N",null,180.91,null,null,580,635,800,150,300,450,750,1125,1500,96.9,98.1,98.2,98.2,98.1,97.8,98,96.5,97.8,98.1,98.1,98,97.7,98,95.1,97.2,97.6,97.8,97.8,97.6,97.6]
["LeadSolar Energy Co., Ltd","LS560 [240V]","500 W, 1-phase Utility Interactive Inverter",0.5,240,95.5,"N","Y",null,0.09,null,null,27,36,45,0.05,0.1,0.15,0.25,0.375,0.5,94.6,95.4,95.6,95.6,95.4,94.9,95.4,94.2,95.6,95.2,95.9,95.7,95.3,95.6,93.7,93.8,94.8,95.9,95.7,95.5,95.5,null,"2018-09-04"]
["LeadSolar Energy Co., Ltd","LS600 [240V]","500 W, 1-phase Utility Interactive Inverter",0.5,240,95.5,"N","Y",null,0.09,null,null,27,36,45,0.05,0.1,0.15,0.25,0.375,0.5,94.6,95.4,95.6,95.6,95.4,94.9,95.4,94.2,95.6,95.2,95.9,95.7,95.3,95.6,93.7,93.8,94.8,95.9,95.7,95.5,95.5,"2017-10-13","2018-10-15"]
["LeadSolar Energy Co., Ltd","LS700TS-208 [208V]","0.6 kW, 208 Vac, 1-phase Utility Interactive Inverter",0.6,208,95.5,"N","Y",null,0.21,null,null,52,54,56,0.06,0.12,0.18,0.3,0.45,0.6,91.2,94.3,94.9,95.5,95.6,95.3,95.2,90.1,93.7,95,95.7,95.8,95.5,95.3,90.2,93.9,95,95.4,95.8,95.6,95.3,null,"2018-09-04"]
["LeadSolar Energy Co., Ltd","LS650S [277V]","0.65 kW, 277 Vac, 1-phase Utility Interactive Inverter",0.65,277,96,"N","Y",null,0.04,null,null,52,54,56,6.5000000000000002E-2,0.13,0.19500000000000001,0.32500000000000001,0.48799999999999999,0.65,93,95.6,96.1,95.7,96.1,96,95.9,92.9,95.5,96.1,95.8,96.1,96.1,95.9,92.7,95.5,96.1,95.9,96.1,96.1,95.9,null,"2018-09-04"]
["LeadSolar Energy Co., Ltd","LS1400-240V [240V]","1400 W, 240 Vac Utility Interactive Micro Inverter",1.4,240,95,"N","Y",null,0.13,null,null,37.5,40,44,0.13999999999999999,0.27999999999999997,0.42,0.7,1.0499999999999998,1.4,91.85723333333334,94.176233333333329,94.947433333333336,95.339533333333335,95.29583333333332,94.694466666666671,95.039609999999996,91.758436666666654,94.199899999999985,94.926766666666666,95.363600000000005,95.347333333333339,94.820799999999991,95.073027133333341,91.551333333333318,94.210733333333337,94.883033333333344,95.330199999999991,95.348833333333317,94.956000000000003,95.06057766666666,"2018-09-04"]
["Leatec Fine Ceramics","CM21-0113 [240V]","300 W, 240 Vac, Utility Interactive Inverter",0.28599999999999998,240,96,"N","Y",null,0.1,null,null,26,31,43,0.03,0.06,0.09,0.14000000000000001,0.22,0.28999999999999998,92.1,94.4,95,95.7,96.3,95.9,95.7,91.6,95.1,94.8,96.5,96.5,96.5,96.1,89.9,94.3,95.3,96.3,96.2,96.2,95.8]
["LG Electronics Inc.","LG320E1K-A5 [208V]","320 W DC, ACPV module with Enphase IQ6PLUS72-ACM-US Microinverter",0.28000000000000003,208,97,"N","Y","This model is specifically for the ACPV module.  The microinverter is also sold as an individual unit.",0.02,null,null,27,36,45,28,56,84,140,210,280,94.636139999999997,96.340069999999997,96.930219999999991,97.37612,97.14246,96.57859999999998,96.997494500000002,94.562870000000004,95.684449999999998,96.451030000000003,97.149680000000018,97.092019999999991,96.683809999999994,96.835254800000001,93.928889999999996,95.02709999999999,95.970729999999989,96.918510000000012,96.913079999999994,96.59496,96.571565699999994,"2017-08-01","2018-10-15"]
["LG Electronics Inc.","LG320E1K-A5 [240V]","320 W DC, ACPV module with Enphase IQ6PLUS72-ACM-US Microinverter",0.28000000000000003,240,97,"N","Y","This model is specifically for the ACPV module.  The microinverter is also sold as an individual unit.",0.02,null,null,27,36,45,28,56,84,140,210,280,94.253059999999991,96.163120000000006,96.817109999999985,97.302610000000016,97.145589999999984,96.716480000000004,96.952866400000005,94.554840000000013,95.744399999999999,96.281419999999983,97.254899999999992,97.333410000000001,97.170069999999996,96.991923799999995,93.905879999999996,95.090100000000007,95.744929999999997,96.971979999999988,97.148679999999985,97.038429999999991,96.704969500000004,"2017-08-01","2018-10-15"]
["LG Electronics Inc.","LG325E1K-A5 [208V]","325 W DC, ACPV module with Enphase IQ6PLUS72-ACM-US Microinverter",0.28000000000000003,208,97,"N","Y","This model is specifically for the ACPV module.  The microinverter is also sold as an individual unit.",0.02,null,null,27,36,45,28,56,84,140,210,280,94.636139999999997,96.340069999999997,96.930219999999991,97.37612,97.14246,96.57859999999998,96.997494500000002,94.562870000000004,95.684449999999998,96.451030000000003,97.149680000000018,97.092019999999991,96.683809999999994,96.835254800000001,93.928889999999996,95.02709999999999,95.970729999999989,96.918510000000012,96.913079999999994,96.59496,96.571565699999994,"2017-08-01","2018-10-15"]
["LG Electronics Inc.","LG325E1K-A5 [240V]","325 W DC, ACPV module with Enphase IQ6PLUS72-ACM-US Microinverter",0.28000000000000003,240,97,"N","Y","This model is specifically for the ACPV module.  The microinverter is also sold as an individual unit.",0.02,null,null,27,36,45,28,56,84,140,210,280,94.253059999999991,96.163120000000006,96.817109999999985,97.302610000000016,97.145589999999984,96.716480000000004,96.952866400000005,94.554840000000013,95.744399999999999,96.281419999999983,97.254899999999992,97.333410000000001,97.170069999999996,96.991923799999995,93.905879999999996,95.090100000000007,95.744929999999997,96.971979999999988,97.148679999999985,97.038429999999991,96.704969500000004,"2017-08-01","2018-10-15"]
["LG Electronics Inc.","LG335E1C-A5 [208V]","335 W DC, ACPV module with Enphase IQ6PLUS72-ACM-US Microinverter",0.28000000000000003,208,97,"N","Y","This model is specifically for the ACPV module.  The microinverter is also sold as an individual unit.",0.02,null,null,27,36,45,28,56,84,140,210,280,94.6,96.3,96.9,97.4,97.1,96.6,97,94.6,95.7,96.5,97.1,97.1,96.7,96.8,93.9,95,96,96.9,96.9,96.6,96.6,"2017-08-01","2018-10-15"]
["LG Electronics Inc.","LG335E1C-A5 [240V]","335 W DC, ACPV module with Enphase IQ6PLUS72-ACM-US Microinverter",0.28000000000000003,240,97,"N","Y","This model is specifically for the ACPV module.  The microinverter is also sold as an individual unit.",0.02,null,null,27,36,45,28,56,84,140,210,280,94.3,96.2,96.8,97.3,97.1,96.7,97,94.6,95.7,96.3,97.3,97.3,97.2,97,93.9,95.1,95.7,97,97.1,97,96.7,"2017-08-01","2018-10-15"]
["LG Electronics Inc.","LG300A1C-B3 [208V]","300W 208Vac Utility Interactive Microinverter",0.29969299999999999,208,96,"N","Y","This component is specific to ACPV modules and is not available as an individual unit.",7.0000000000000007E-2,null,null,27,32,38,0.03,0.06,0.09,0.15,0.22500000000000001,0.29969299999999999,93.8,95.7,96.2,96.3,96.1,95.6,96,93.7,95.6,96.2,96.4,96.3,95.9,96.2,93.4,95.4,96.2,96.5,96.5,96.2,96.3,null,"2017-11-15"]
["LG Electronics Inc.","LG300A1W-B3 [208V]","300W 208Vac Utility Interactive Microinverter",0.29969299999999999,208,96,"N","Y","This component is specific to ACPV modules and is not available as an individual unit.",7.0000000000000007E-2,null,null,27,32,38,0.03,0.06,0.09,0.15,0.22500000000000001,0.29969299999999999,93.8,95.7,96.2,96.3,96.1,95.6,96,93.7,95.6,96.2,96.4,96.3,95.9,96.2,93.4,95.4,96.2,96.5,96.5,96.2,96.3,null,"2017-11-15"]
["LG Electronics Inc.","LG305A1W-B3 [208V]","305W 208Vac Utility Interactive Microinverter",0.29969299999999999,208,96,"N","Y","This component is specific to ACPV modules and is not available as an individual unit.",7.0000000000000007E-2,null,null,27,32,38,0.03,0.06,0.09,0.15,0.22500000000000001,0.29969299999999999,93.8,95.7,96.2,96.3,96.1,95.6,96,93.7,95.6,96.2,96.4,96.3,95.9,96.2,93.4,95.4,96.2,96.5,96.5,96.2,96.3,null,"2017-11-15"]
["LG Electronics Inc.","LM305UE-G1 [208V]","300W, 208 Vac Utility Interactive Microinverter",0.29969299999999999,208,96,"N","Y",null,7.0000000000000007E-2,null,null,27,32,38,0.03,0.06,0.09,0.15,0.22500000000000001,0.29969299999999999,93.8,95.7,96.2,96.3,96.1,95.6,96,93.7,95.6,96.2,96.4,96.3,95.9,96.2,93.4,95.4,96.2,96.5,96.5,96.2,96.3,null,"2017-11-15"]
["LG Electronics Inc.","LG300A1C-B3 [240V]","300W 240Vac Utility Interactive Microinverter",0.30496800000000002,240,96.5,"N","Y","This component is specific to ACPV modules and is not available as an individual unit.",0.09,null,null,27,32,38,3.0499999999999999E-2,6.0999999999999999E-2,9.1499999999999998E-2,0.1525,0.22875000000000001,0.30496800000000002,93.7,95.6,96.2,96.5,96.3,95.9,96.2,93.5,95.5,96.3,96.5,96.5,96.3,96.3,93.2,95.3,96.3,96.6,96.7,96.5,96.4,null,"2017-11-15"]
["LG Electronics Inc.","LG300A1W-B3 [240V]","300W 240Vac Utility Interactive Microinverter",0.30496800000000002,240,96.5,"N","Y","This component is specific to ACPV modules and is not available as an individual unit.",0.09,null,null,27,32,38,3.0499999999999999E-2,6.0999999999999999E-2,9.1499999999999998E-2,0.1525,0.22875000000000001,0.30496800000000002,93.7,95.6,96.2,96.5,96.3,95.9,96.2,93.5,95.5,96.3,96.5,96.5,96.3,96.3,93.2,95.3,96.3,96.6,96.7,96.5,96.4,null,"2017-11-15"]
["LG Electronics Inc.","LM305UE-G1 [240V]","305W, 240 Vac  Utility Interactive Microinverter",0.30496800000000002,240,96.5,"N","Y",null,0.09,null,null,27,32,38,3.0499999999999999E-2,6.0999999999999999E-2,9.1499999999999998E-2,0.1525,0.22875000000000001,0.30496800000000002,93.7,95.6,96.2,96.5,96.3,95.9,96.2,93.5,95.5,96.3,96.5,96.5,96.3,96.3,93.2,95.3,96.3,96.6,96.7,96.5,96.4,null,"2017-11-15"]
["Lixma Tech","LSI4000 [240V]","4000 W, 240 Vac Utility Interactive Inverter",4.03,240,95,"Y","N",null,0.19,null,null,250,310,440,0.4,0.81,1.21,2.02,3.02,4.03,91.6,94.5,95.2,95.3,95,93.9,94.9,90.2,94.5,95.5,95.8,95.6,95,95.3,87.4,92.8,94,95,95.2,94.6,94.5]
["Mage Solar USA","POWERTEC Plus 250 / 6 PL US AC [208V]","240 W, 208 Vac Inverter",0.24,208,95,"N","Y","This component is specific to ACPV modules and is not available as an individual unit.",0.22,null,null,25,32,37,0.02,0.05,7.0000000000000007E-2,0.12,0.18,0.24,88.7,93.7,94,94.9,95,94.7,94.5,87.7,93.5,94.8,95.1,95.5,95.5,94.9,86.9,93.2,94.6,95.1,95.7,95.7,94.9]
["Mage Solar USA","POWERTEC Plus 250 / 6 PL US AC [240V]","240 W, 240 Vac Inverter",0.24,240,95,"N","Y","This component is specific to ACPV modules and is not available as an individual unit.",0.22,null,null,25,32,37,0.02,0.05,7.0000000000000007E-2,0.12,0.18,0.24,88.7,93.7,94,94.9,95,94.7,94.5,87.7,93.5,94.8,95.1,95.5,95.5,94.9,86.9,93.2,94.6,95.1,95.7,95.7,94.9]
["Mohr Power","MPS2000EVR [240V]","2000 W, 240 Vac Utility Interactive Inverter",2,240,92,"Y","N",null,3.6,null,null,100,199,380,0.2,0.4,0.6,1,1.5,2,87.3,91.7,92.6,93.5,93.2,93,92.9,85.7,90.8,92.1,92.9,92.9,92.6,92.4,82.4,88.8,90.5,91.6,91.8,91.6,91.1]
["Mohr Power","MPS2500 [240V]","2500 W, 240 Vac Utility Interactive Inverter",2.5,240,94.5,"Y","N",null,3.9,null,null,100,218,400,0.25,0.5,0.75,1.25,1.88,2.5,87.1,93.3,94.9,95.8,95.8,95.6,95.2,85.2,92.4,93.8,95.2,95.4,95.1,94.6,80.400000000000006,90,91.7,93.7,94.5,93.8,93.2]
["Mohr Power","MPS4600 [208V]","4600 W, 208 Vac Utility Interactive Inverter",4.5999999999999996,208,95.5,"Y","N",null,4,null,null,100,254,400,0.46,0.92,1.38,2.2999999999999998,3.45,4.5999999999999996,90.3,94.8,95.9,96.5,96.5,96.2,96.1,89.2,94.3,95.6,96.3,96.4,96.1,95.9,86.5,92.9,94.7,95.6,95.7,95.4,95]
["Mohr Power","MPS4800 [240V]","4800 W, 240 Vac Utility Interactive Inverter",4.8,240,96,"Y","N",null,4.0999999999999996,null,null,100,263,400,0.48,0.96,1.44,2.4,3.6,4.8,86.8,93.5,95.5,97,97.2,97.1,96.4,85.5,92.9,95,96.7,96.9,96.8,96,84.5,91.5,93.9,95.9,96.2,96.1,95.1]
["Motech Industries","PVMate 2900U-POS [208V]","2.7 kW, 208 Vac Utility Interactive Inverter",2.7,208,95.5,"Y","N",null,0.5,null,null,100,250,400,0.27,0.54,0.81,1.35,2.0299999999999998,2.7,90.7,94.5,95.8,96.4,96.3,95.9,95.9,89.8,94.1,95.5,96.2,96.2,95.8,95.7,88.2,92.5,94.3,95.5,95.6,95.3,94.9]
["Motech Industries","PVMate 3000U [208V]","2.7 kW, 208 Vac Utility Interactive Inverter",2.81,208,95.5,"Y","N",null,0.35,null,null,100,275,400,0.28000000000000003,0.56000000000000005,0.84,1.41,2.11,2.81,89.4,94.4,95.5,96.2,96.2,95.9,95.8,88.7,93.8,95.2,95.9,96,95.7,95.5,86.5,92.1,94,95.1,95.3,95.2,94.6]
["Motech Industries","PVMate 2900U [240V]","2.9 kW, 240 Vac Utility Interactive Inverter",2.9,240,96,"Y","N",null,0.5,null,null,100,250,400,0.28999999999999998,0.57999999999999996,0.87,1.45,2.1800000000000002,2.9,91.9,95.1,96.2,96.7,96.5,96.1,96.3,91.3,94.7,95.9,96.5,96.4,96,96.1,89.3,93.3,94.8,95.8,95.8,95.4,95.3]
["Motech Industries","PVMate 2900U-POS [240V]","2.9 kW, 240 Vac Utility Interactive Inverter",2.9,240,96,"Y","N",null,0.5,null,null,100,250,400,0.28999999999999998,0.57999999999999996,0.87,1.45,2.1800000000000002,2.9,91.9,95.1,96.2,96.7,96.5,96.1,96.3,91.3,94.7,95.9,96.5,96.4,96,96.1,89.3,93.3,94.8,95.8,95.8,95.4,95.3]
["Motech Industries","PVMate 3840U [208V]","Same unit as PVMate 3900U with max power for use with 20-A breaker",3.32,208,95.5,"Y","N",null,0.5,null,null,100,250,400,0.34,0.68,1.02,1.7,2.5499999999999998,3.4,92.4,95.4,96.3,96.5,96.1,95.3,96,91.8,95.1,96,96.3,96,95.2,95.8,90.1,93.8,95.1,95.7,95.5,94.9,95.2]
["Motech Industries","PVMate 3840U-POS [208V]","Same unit as PVMate 3900U with max power for use with 20-A breaker",3.32,208,95.5,"Y","N",null,0.5,null,null,100,250,400,0.34,0.68,1.02,1.7,2.5499999999999998,3.4,92.4,95.4,96.3,96.5,96.1,95.3,96,91.8,95.1,96,96.3,96,95.2,95.8,90.1,93.8,95.1,95.7,95.5,94.9,95.2]
["Motech Industries","PVMate 4000U [208V]","3.4 kW 208 Vac Utility Interactive Inverter",3.51,208,95.5,"Y","N",null,0.35,null,null,100,275,400,0.35,0.7,1.05,1.76,2.63,3.51,91.3,95.1,96,96.3,96.1,95.4,95.9,90.4,94.7,95.7,96,95.9,95.3,95.6,88.4,93.3,94.7,95.3,95.3,94.7,94.8]
["Motech Industries","PVMate 4000U-PG [208V]","3.4 kW 208 Vac Utility Interactive Inverter",3.51,208,95.5,"Y","N",null,0.35,null,null,100,275,400,0.35,0.7,1.05,1.76,2.63,3.51,91.3,95.1,96,96.3,96.1,95.4,95.9,90.4,94.7,95.7,96,95.9,95.3,95.6,88.4,93.3,94.7,95.3,95.3,94.7,94.8]
["Motech Industries","PVMate 3900U [240V]","3.9 kW, 240 Vac Utility Interactive Inverter",3.9,240,96,"Y","N",null,0.5,null,null,100,250,400,0.39,0.78,1.17,1.95,2.93,3.9,93,95.7,96.5,96.7,96.1,95.5,96.1,92.9,95.6,96.4,96.5,96,95.4,96,90,93.7,95.2,95.7,95.5,95,95.2]
["Motech Industries","PVMate 3900U-POS [240V]","3.9 kW, 240 Vac Utility Interactive Inverter",3.9,240,96,"Y","N",null,0.5,null,null,100,250,400,0.39,0.78,1.17,1.95,2.93,3.9,93,95.7,96.5,96.7,96.1,95.5,96.1,92.9,95.6,96.4,96.5,96,95.4,96,90,93.7,95.2,95.7,95.5,95,95.2]
["Motech Industries","PVMate 4900U [208V]","4.3 kW, 208 Vac Utility Interactive Inverter",4.3,208,96,"Y","N",null,0.5,null,null,100,275,400,0.43,0.86,1.29,2.15,3.23,4.3,93.3,95.5,96.2,96.4,96.1,95.6,96,92.7,95.2,95.9,96.2,96,95.5,95.8,91.4,94.2,95.2,95.8,95.7,95.2,95.4]
["Motech Industries","PVMate 4900U-POS [208V]","4.3 kW, 208 Vac Utility Interactive Inverter",4.3,208,96,"Y","N",null,0.5,null,null,100,275,400,0.43,0.86,1.29,2.15,3.23,4.3,93.3,95.5,96.2,96.4,96.1,95.6,96,92.7,95.2,95.9,96.2,96,95.5,95.8,91.4,94.2,95.2,95.8,95.7,95.2,95.4]
["Motech Industries","PVMate 5300U [208V]","4.6 kW, 208 Vac Utility Interactive Inverter",4.5999999999999996,208,95.5,"Y","N",null,0.5,null,null,100,275,400,0.46,0.92,1.38,2.2999999999999998,3.45,4.5999999999999996,93.5,95.6,96.2,96.1,95.9,95.3,95.9,93,95.3,96,95.9,95.9,95.2,95.7,91.7,94.4,95.2,95.7,95.5,95,95.3]
["Motech Industries","PVMate 5300U-POS [208V]","4.6 kW, 208 Vac Utility Interactive Inverter",4.5999999999999996,208,95.5,"Y","N",null,0.5,null,null,100,275,400,0.46,0.92,1.38,2.2999999999999998,3.45,4.5999999999999996,93.5,95.6,96.2,96.1,95.9,95.3,95.9,93,95.3,96,95.9,95.9,95.2,95.7,91.7,94.4,95.2,95.7,95.5,95,95.3]
["Motech Industries","PVMate 5000U [240V]","4.9 kW, 240 Vac Utility Interactive Inverter",5.01,240,96,"Y","N",null,0.47,null,null,100,275,400,0.5,1,1.5,2.5099999999999998,3.76,5.01,93.9,96.1,96.6,96.7,96.4,95.7,96.3,92.7,95.8,96.4,96.5,96.2,95.6,96.1,91.2,94.7,95.7,96.1,95.9,95.4,95.7]
["Motech Industries","PVMate 5000U-PG [240V]","4.9 kW, 240 Vac Utility Interactive Inverter",5.01,240,96,"Y","N",null,0.47,null,null,100,275,400,0.5,1,1.5,2.5099999999999998,3.76,5.01,93.9,96.1,96.6,96.7,96.4,95.7,96.3,92.7,95.8,96.4,96.5,96.2,95.6,96.1,91.2,94.7,95.7,96.1,95.9,95.4,95.7]
["Motech Industries","PVMate 6500U [208V]","6.43 kW, 208 Vac Utility Interactive Inverter",6.43,208,95.5,"Y","N",null,0.5,null,null,100,275,400,0.64300000000000002,1.286,1.929,3.2149999999999999,4.8230000000000004,6.43,93.3,95.6,96,96,95.6,94.8,95.6,92.9,95.4,95.9,95.9,95.5,94.8,95.5,91.6,94.8,95.4,95.6,95.2,94.6,95.1]
["Motech Industries","PVMate 6500U [240V]","6.45 kW, 240 Vac Utility Interactive Inverter",6.45,240,96,"Y","N",null,0.65,null,null,100,275,400,0.64500000000000002,1.29,1.9350000000000001,3.2250000000000001,4.8380000000000001,6.45,93.5,95.9,96.3,96.3,96,95.4,96,93.1,95.7,96.2,96.3,96,95.3,95.9,91.8,95,95.6,95.9,95.7,95.2,95.5]
["Motech Industries","PVMate 7500U [208V]","7.43 kW, 208 Vac Utility Interactive Inverter",7.43,208,95.5,"Y","N",null,0.52,null,null,100,275,400,0.74299999999999999,1.486,2.2290000000000001,3.7149999999999999,5.5730000000000004,7.43,94.1,96,96.2,96.1,95.4,94.6,95.6,93.7,95.7,96,96,95.3,94.5,95.5,92.5,95.1,95.6,95.6,95.1,94.3,95.1]
["Motech Industries","PVMate 7500U [240V]","7.45 kW, 240 Vac Utility Interactive Inverter",7.45,240,96,"Y","N",null,0.68,null,null,100,275,400,0.745,1.49,2.2349999999999999,3.7250000000000001,5.5880000000000001,7.45,94.3,96.2,96.5,96.5,95.9,95.2,96,93.9,96,96.3,96.3,95.8,95.1,95.9,92.7,95.4,95.9,96,95.5,94.9,95.5]
["NeoVolta Inc.","NV7600 [240V]","7680W, 240 Vac, 1-phase hybrid Utility Interactive Inverter that works with PV and energy storage.",7.657,240,96.5,"N","N",null,13.4,null,null,240,370,425,0.76571188991999994,1.5314237798399999,2.2971356697599994,3.8285594495999993,5.7428391743999985,7.6571188991999986,91.819615795312856,94.910997776364283,95.520513772204296,97.079550873826477,96.988012087484861,97.130498991107089,96.527673212721126,91.670908997205146,95.000841359179049,95.707732171504404,97.546548492774008,97.445862228404309,97.08346102095264,96.887061504012152,91.551333333333318,95.071706716631525,95.858438563503356,97.600636400067273,97.273962762904389,97.086789328574284,96.824324671567467,"2019-03-01"]
["Nextronex Energy Systems","Ray-Max 150","150 kW, Utility Interactive Inverter with medium voltage transformer",150,null,96,"N","N",null,507.8,null,null,600,620,730,15,30,45,75,112.5,150,93.1,94.2,95.6,96.7,96.7,96.7,96.3,93.9,94.4,94.8,96.5,96.6,96.7,96.1,87.5,92,93.8,95.5,96.2,96.1,95.2]
["Ningbo Ginlong Technologies Co.,Ltd.","GCI-1K-2G-H-US [240V]","1 kW, 240 Vac Utility Interactive Inverter",0.99,240,96,"Y","N",null,0.25,null,null,100,280,400,0.1,0.2,0.3,0.5,0.74,0.99,91.8,94,95,96,95.6,95.4,95.4,93.3,94.8,95.5,96.3,96,95.4,95.8,93.5,95,95.8,96.8,96.7,96,96.3,null,"2018-02-15"]
["Ningbo Ginlong Technologies Co.,Ltd.","GCI-1K-2G-W-US [208V]","1 kW, 208 Vac Utility Interactive Inverter",0.99,208,96,"Y","N",null,0.25,null,null,100,280,400,0.1,0.2,0.3,0.5,0.74,0.99,91.8,94.1,95.2,96,95.8,95.5,95.5,92.2,94.4,95.4,96.1,96,95.8,95.7,93.3,94.9,95.6,96.4,96.3,96.1,96.1,null,"2018-02-15"]
["Ningbo Ginlong Technologies Co.,Ltd.","Solis-1K-2G-US [240V]","1 kW, 240 Vac Utility Interactive Inverter",0.99,240,96,"Y","N",null,0.25,null,null,100,280,400,0.1,0.2,0.3,0.5,0.74,0.99,91.8,94,95,96,95.6,95.4,95.4,93.3,94.8,95.5,96.3,96,95.4,95.8,93.5,95,95.8,96.8,96.7,96,96.3,null,"2018-02-15"]
["Ningbo Ginlong Technologies Co.,Ltd.","GCI-1.5K-2G-H-US [208V]","1.5 kW, 208 Vac Utility Interactive Inverter",1.49,208,96,"Y","N",null,0.25,null,null,100,280,400,0.15,0.3,0.45,0.75,1.1200000000000001,1.49,92,94.1,95.4,96.3,96.1,95.7,95.7,93.2,94.8,95.8,96.6,96.2,96,96.1,93.3,95.1,95.9,96.8,96.4,96.1,96.2,null,"2018-02-15"]
["Ningbo Ginlong Technologies Co.,Ltd.","GCI-1.5K-2G-W-US [240V]","1.5 kW, 240 Vac Utility Interactive Inverter",1.49,240,96,"Y","N",null,0.25,null,null,100,280,400,0.15,0.3,0.45,0.75,1.1200000000000001,1.49,91.8,93.9,95.2,96.1,96,95.2,95.6,93.3,95,95.9,96.6,96.3,96.1,96.1,93.6,95.3,96.1,96.8,96.4,96,96.3,null,"2018-02-15"]
["Ningbo Ginlong Technologies Co.,Ltd.","Solis-1.5K-2G-US [208V]","1.5 kW, 208 Vac Utility Interactive Inverter",1.49,208,96,"Y","N",null,0.25,null,null,100,280,400,0.15,0.3,0.45,0.75,1.1200000000000001,1.49,92,94.1,95.4,96.3,96.1,95.7,95.7,93.2,94.8,95.8,96.6,96.2,96,96.1,93.3,95.1,95.9,96.8,96.4,96.1,96.2,null,"2018-02-15"]
["Ningbo Ginlong Technologies Co.,Ltd.","GCI-2K-2G-H-US [240V]","2 kW, 240 Vac Utility Interactive Inverter",1.99,240,96.5,"Y","N",null,0.25,null,null,100,280,400,0.2,0.4,0.6,1,1.49,1.99,92.3,94,95.1,96.5,96.2,96,95.8,93.1,94.6,95.7,97.1,96.8,96.5,96.5,93.4,94.8,95.8,97.2,97.2,96.9,96.8,null,"2018-02-15"]
["Ningbo Ginlong Technologies Co.,Ltd.","GCI-2K-2G-W-US [208V]","2 kW, 208 Vac Utility Interactive Inverter",1.99,208,96.5,"Y","N",null,0.25,null,null,100,280,400,0.2,0.4,0.6,1,1.49,1.99,92.1,94.1,95.2,96.5,96.6,96,96.1,93.2,94.8,95.8,96.9,96.7,96.4,96.4,93.4,95.1,96.3,97.1,96.8,96.6,96.6,null,"2018-02-15"]
["Ningbo Ginlong Technologies Co.,Ltd.","Solis-2K-2G-US [240V]","2 kW, 240 Vac Utility Interactive Inverter",1.99,240,96.5,"Y","N",null,0.25,null,null,100,280,400,0.2,0.4,0.6,1,1.49,1.99,92.3,94,95.1,96.5,96.2,96,95.8,93.1,94.6,95.7,97.1,96.8,96.5,96.5,93.4,94.8,95.8,97.2,97.2,96.9,96.8,null,"2018-02-15"]
["Ningbo Ginlong Technologies Co.,Ltd.","GCI-2K [240V]","2 kW, 240 Vac Utility Interactive Inverter",2,240,94,"Y","N",null,6.53,null,null,100,520,650,0.2,0.4,0.6,1,1.5,2,88.38,92.36,93.22,94.04,94.22,93.94,93.72,89.12,92.88,93.65,94.43,94.45,94.41,94.06,89.37,93.29,94.09,94.88,94.99,94.76,94.53,null,"2018-02-15"]
["Ningbo Ginlong Technologies Co.,Ltd.","GCI-2.5K-2G-W-US [208V]","2.5 kW, 208 Vac Utility Interactive Inverter",2.4900000000000002,208,96.5,"Y","N",null,0.25,null,null,100,360,480,0.25,0.5,0.75,1.25,1.87,2.4900000000000002,92.2,94.4,95.6,97,96.5,96.2,96.2,93.1,95.2,96.4,97.5,97.3,96.9,96.9,93,95.1,96.3,97.3,96.9,96.6,96.6,null,"2018-02-15"]
["Ningbo Ginlong Technologies Co.,Ltd.","GCI-2.5K-2G-W-US [240V]","2.5 kW, 240 Vac Utility Interactive Inverter",2.4900000000000002,240,96.5,"Y","N",null,0.25,null,null,100,360,480,0.25,0.5,0.75,1.25,1.87,2.4900000000000002,92.3,94.6,95.7,96.9,96.7,96.4,96.3,93.4,95.5,96.6,97.6,97.4,97,97,93.1,95.1,96.3,97.4,96.9,96.7,96.7,null,"2018-02-15"]
["Ningbo Ginlong Technologies Co.,Ltd.","Solis-2.5K-2G-US [240V]","2.5 kW, 240 Vac Utility Interactive Inverter",2.4900000000000002,240,96.5,"Y","N",null,0.25,null,null,100,360,480,0.25,0.5,0.75,1.25,1.87,2.4900000000000002,92.3,94.6,95.7,96.9,96.7,96.4,96.3,93.4,95.5,96.6,97.6,97.4,97,97,93.1,95.1,96.3,97.4,96.9,96.7,96.7,null,"2018-02-15"]
["Ningbo Ginlong Technologies Co.,Ltd.","Solis-1P2.5K-4G-US [240V]","2.5 kW, 240 Vac, 1-phase Utility Interactive Inverter",2.5,240,97,"N","N",null,3.2,null,null,120,330,500,0.25,0.5,0.75,1.25,1.875,2.5,93.64009089369759,94.645664421270453,95.691972893334565,96.836310056469273,96.713026788043152,96.48326444893533,96.378616135979769,93.91585626132742,95.504317848279925,96.592125759970912,97.689552553141795,97.43791276303179,97.114041199272336,97.135507094593848,93.7984174193098,95.168450902035602,96.329719819008758,97.426891666506009,96.998939128665057,96.804719815047363,96.77924659906634,"2017-10-16","2018-10-15"]
["Ningbo Ginlong Technologies Co.,Ltd.","GCI-3K-2G-W-US [208V]","3 kW, 208 Vac Utility Interactive Inverter",2.99,208,96.5,"Y","N",null,0.25,null,null,100,360,480,0.3,0.6,0.9,1.5,2.2400000000000002,2.99,93,94.9,95.8,97.1,96.8,96.5,96.5,93.6,95.3,96.2,97.6,97.4,96.8,97,93.3,95.1,96.1,97.3,97.1,96.6,96.7,null,"2018-02-15"]
["Ningbo Ginlong Technologies Co.,Ltd.","GCI-3K-2G-W-US [240V]","3 kW, 240 Vac Utility Interactive Inverter",2.99,240,97,"Y","N",null,0.25,null,null,100,360,480,0.3,0.6,0.9,1.5,2.2400000000000002,2.99,93.1,94.7,95.6,97.1,96.8,96.4,96.4,93.7,95.5,96.4,97.6,97.4,96.9,97,93.6,95.3,96.2,97.4,97.2,96.7,96.8,null,"2018-02-15"]
["Ningbo Ginlong Technologies Co.,Ltd.","Solis-1P3K-4G-US [240V]","3 kW, 240 Vac, 1-phase Utility Interactive Inverter",3,240,97,"N","N",null,3.3,null,null,140,330,500,0.30000000000000004,0.60000000000000009,0.89999999999999991,1.5,2.25,3,93.866362045573325,94.713615226317359,95.611436841133582,97.057414007214888,96.812186600936343,96.476965657638644,96.480071786968153,94.066710820970357,95.669654965023668,96.553873307195644,97.767540234850273,97.426406382654449,97.001242413635239,97.149856930760677,93.844991582308452,95.296862689394715,96.17578739336723,97.440775457825168,97.173306206173294,96.696956371666118,96.859000238964569,"2017-10-16","2018-10-15"]
["Ningbo Ginlong Technologies Co.,Ltd.","GCI-3.6K-2G-H-US [208V]","3.6 kW, 208 Vac Utility Interactive Inverter",3.59,208,96.5,"Y","N",null,0.25,null,null,100,360,480,0.36,0.72,1.08,1.8,2.69,3.59,92,94.5,95.7,96.7,96.7,96.2,96.2,92.9,95.4,96.4,97.2,97.4,96.6,96.9,92.5,95,96,97.2,97.1,96.3,96.6,null,"2018-02-15"]
["Ningbo Ginlong Technologies Co.,Ltd.","GCI-3.6K-2G-W-US [240V]","3.6 kW, 240 Vac Utility Interactive Inverter",3.59,240,96.5,"Y","N",null,0.25,null,null,100,360,480,0.36,0.72,1.08,1.8,2.69,3.59,92.8,94.7,95.9,97,96.6,96.4,96.3,93.8,95.6,96.8,97.7,97.3,97.1,97.1,93.6,95.4,96.6,97.5,96.9,96.7,96.8,null,"2018-02-15"]
["Ningbo Ginlong Technologies Co.,Ltd.","Solis-3.6K-2G-US [208V]","3.6 kW, 208 Vac Utility Interactive Inverter",3.59,208,96.5,"Y","N",null,0.25,null,null,100,360,480,0.36,0.72,1.08,1.8,2.69,3.59,92,94.5,95.7,96.7,96.7,96.2,96.2,92.9,95.4,96.4,97.2,97.4,96.6,96.9,92.5,95,96,97.2,97.1,96.3,96.6,null,"2018-02-15"]
["Ningbo Ginlong Technologies Co.,Ltd.","GCI-4K-2G-H-US [208V]","4 kW, 208 Vac Utility Interactive Inverter",3.99,208,97,"Y","N",null,0.25,null,null,100,360,480,0.4,0.8,1.2,2,2.99,3.99,92.8,94.8,96,97.2,96.8,96.4,96.5,93.6,95.4,96.5,97.8,97.3,96.8,97,93.6,95.2,96.3,97.5,97.1,96.6,96.8,null,"2018-02-15"]
["Ningbo Ginlong Technologies Co.,Ltd.","GCI-4K-2G-H-US [240V]","4 kW, 240 Vac Utility Interactive Inverter",3.99,240,97,"Y","N",null,0.25,null,null,100,360,480,0.4,0.8,1.2,2,2.99,3.99,93.1,94.8,96,97.1,96.7,96.3,96.4,93.7,95.5,96.6,97.8,97.4,96.9,97.1,93.5,95.3,96.4,97.6,97.2,96.7,96.9,null,"2018-02-15"]
["Ningbo Ginlong Technologies Co.,Ltd.","Solis-4K-2G-US [208V]","4 kW, 208 Vac Utility Interactive Inverter",3.99,208,97,"Y","N",null,0.25,null,null,100,360,480,0.4,0.8,1.2,2,2.99,3.99,92.8,94.8,96,97.2,96.8,96.4,96.5,93.6,95.4,96.5,97.8,97.3,96.8,97,93.6,95.2,96.3,97.5,97.1,96.6,96.8,null,"2018-02-15"]
["Ningbo Ginlong Technologies Co.,Ltd.","Solis-4K-2G-US [240V]","4 kW, 240 Vac Utility Interactive Inverter",3.99,240,97,"Y","N",null,0.25,null,null,100,360,480,0.4,0.8,1.2,2,2.99,3.99,93.1,94.8,96,97.1,96.7,96.3,96.4,93.7,95.5,96.6,97.8,97.4,96.9,97.1,93.5,95.3,96.4,97.6,97.2,96.7,96.9,null,"2018-02-15"]
["Ningbo Ginlong Technologies Co.,Ltd.","GCI-4.6K-2G-H-US [240V]","4.6 kW, 240 Vac Utility Interactive Inverter",4.59,240,97,"Y","N",null,0.25,null,null,100,360,480,0.46,0.92,1.38,2.2999999999999998,3.44,4.59,93.1,94.4,95.7,96.9,96.8,96.5,96.4,93.8,95.3,96.7,97.8,97.5,97,97.2,93.7,95.1,96.5,97.4,97.2,96.9,96.9,null,"2018-02-15"]
["Ningbo Ginlong Technologies Co.,Ltd.","GCI-4.6K-2G-W-US [208V]","4.6 kW, 208 Vac Utility Interactive Inverter",4.59,208,97,"Y","N",null,0.25,null,null,100,360,480,0.46,0.92,1.38,2.2999999999999998,3.44,4.59,92.8,94.4,95.9,97,96.9,96.6,96.5,93.4,95.1,96.6,97.7,97.5,96.9,97.1,93.3,94.8,96.3,97.4,97.2,96.8,96.8,null,"2018-02-15"]
["Ningbo Ginlong Technologies Co.,Ltd.","Solis-4.6K-2G-US [240V]","4.6 kW, 240 Vac Utility Interactive Inverter",4.59,240,97,"Y","N",null,0.25,null,null,100,360,480,0.46,0.92,1.38,2.2999999999999998,3.44,4.59,93.1,94.4,95.7,96.9,96.8,96.5,96.4,93.8,95.3,96.7,97.8,97.5,97,97.2,93.7,95.1,96.5,97.4,97.2,96.9,96.9,null,"2018-02-15"]
["Ningbo Ginlong Technologies Co.,Ltd.","Solis-1P4.6K-4G-US [240V]","4.6 kW, 240 Vac, 1-phase Utility Interactive Inverter",4.5999999999999996,240,97,"N","N",null,3.6,null,null,200,360,500,0.45999999999999996,0.91999999999999993,1.38,2.2999999999999998,3.4499999999999997,4.5999999999999996,93.028195734313769,94.339053526325344,95.735856633384714,96.904337586749961,96.800085399999944,96.532524653481389,96.406965689586514,94.065488340627752,95.574073479004198,96.907410827882686,97.937545089780741,97.542723225222645,97.311778641122601,97.300329217199334,93.787640256380428,95.100883560474969,96.546118688323915,97.43737176295663,97.266633540859203,96.964009895307953,96.953448372519489,"2017-10-16","2018-10-15"]
["Ningbo Ginlong Technologies Co.,Ltd.","GCI-5K-2G-H-US [240V]","5 kW, 240 Vac Utility Interactive Inverter",4.99,240,97,"Y","N",null,0.25,null,null,100,360,480,0.5,1,1.5,2.5,3.74,4.99,93.5,94.6,95.6,97,96.9,96.5,96.5,94.3,95.5,96.4,97.7,97.6,97.1,97.2,94.1,95,96.1,97.5,97.3,97,97,null,"2018-02-15"]
["Ningbo Ginlong Technologies Co.,Ltd.","GCI-5K-2G-W-US [208V]","5 kW, 208 Vac Utility Interactive Inverter",4.99,208,97,"Y","N",null,0.25,null,null,100,360,480,0.5,1,1.5,2.5,3.74,4.99,93.4,94.6,95.5,97,96.9,96.3,96.5,94.4,95.5,96.4,97.7,97.6,96.7,97.2,94,94.9,96.1,97.5,97.3,96.5,96.9,null,"2018-02-15"]
["Ningbo Ginlong Technologies Co.,Ltd.","Solis-5K-2G-US [240V]","5 kW, 240 Vac Utility Interactive Inverter",4.99,240,97,"Y","N",null,0.25,null,null,100,360,480,0.5,1,1.5,2.5,3.74,4.99,93.5,94.6,95.6,97,96.9,96.5,96.5,94.3,95.5,96.4,97.7,97.6,97.1,97.2,94.1,95,96.1,97.5,97.3,97,97,null,"2018-02-15"]
["Ningbo Ginlong Technologies Co.,Ltd.","GCI-5K-DB [240V]","5 kW, 240 Vac Utility Interactive Inverter",5,240,95.5,"Y","N",null,0.45,null,null,100,410,500,0.5,1,1.5,2.5,3.75,5,92.1,94.9,95.5,95.5,94.8,94.1,94.9,93.8,96.1,96.8,96.7,96.1,95.5,96.2,92.2,95.4,96.4,96.3,95.9,95.3,95.8,null,"2018-02-15"]
["Ningbo Ginlong Technologies Co.,Ltd.","Solis-1P5K-4G-US [240V]","5 kW, 240 Vac, 1-phase Utility Interactive Inverter",5,240,97,"N","N",null,3.6,null,null,240,360,500,0.5,1,1.5,2.5,3.75,5,93.996706641031309,94.597949603710674,95.717205535843362,97.316091933001459,97.015499351932007,96.516651627649978,96.656256953964757,94.541781172499185,95.737381698898545,96.595282460935181,97.931932459613151,97.616770874423452,97.432986097884552,97.334217912014552,94.009381120970076,94.97515884697296,96.144960399912321,97.470538103970014,97.330846738964055,96.848085910197412,96.943094504171441,"2017-10-16","2018-10-15"]
["Ningbo Ginlong Technologies Co.,Ltd.","Solis-1P6K2-4G-US [240V]","6 kW, 240 Vac, 1-phase Utility Interactive Inverter, 2 channel",6,240,97,"N","N",null,3.5,null,null,300,360,500,0.60000000000000009,1.2000000000000002,1.7999999999999998,3,4.5,6,94.197535726830296,94.803353761468742,95.916149598193371,97.43250288564505,97.212299328519038,96.712185326395939,96.836960585350198,94.433517737300264,95.64157274756991,96.52690498184333,97.830342345040066,97.713908618607121,97.336335950188385,97.342208202521306,94.212599552420215,95.176308210388456,96.348919315137366,97.666307646143125,97.526579814015747,97.042708604417626,97.140337047772007,"2017-10-16","2018-10-15"]
["Ningbo Ginlong Technologies Co.,Ltd.","Solis-1P7K-4G-US [240V]","7 kW, 240 Vac, 1-phase Utility Interactive Inverter",7,240,97.5,"Y","N","Multiple Listing of Flextronics Industrial Ltd, FLV-IA-7.0S1UA",7,null,null,250,380,500,0.70000000000000007,1.4000000000000001,2.1,3.5,5.25,7,94.960672962684697,96.155042573333731,96.831370621296372,97.356481029596281,97.353815384428287,96.539846188084397,97.095319001096072,95.584550496798755,97.012296652157914,97.429006533355562,97.5,97.509041106010642,97.043716045573291,97.372455224946819,95.320789193775596,96.955133599404505,97.520125461640987,97.663923408425362,97.598820047351609,97.595908209399227,97.479597254453807,"2017-10-16","2018-10-15"]
["Ningbo Ginlong Technologies Co.,Ltd.","Solis-1P7.6K-4G-US","7.6 kW, transformerless Utility Interactive Inverter",7.6,null,97.5,"Y","N",null,7,null,null,200,380,500,0.76,1.52,2.2799999999999998,3.8,5.6999999999999993,7.6,95.054544778915016,96.16013372200068,96.88851941562136,97.343299079676314,97.146845964984067,96.576007736626707,96.995532362136117,95.630951815313068,97.183559291499847,97.475293348378585,97.779406666709733,97.346973662421036,97.896154149605167,97.403830387565392,95.358595879365339,96.753366238298483,97.605982628900193,97.82415064028558,97.854089025575689,97.709442999404004,97.655941030542849,null,"2018-02-15"]
["Ningbo Ginlong Technologies Co.,Ltd.","Solis-10K-US [480V]","10.0 kW, 480 Vac Utility Interactive Inverter\n",10,480,97.5,"Y","N",null,12,null,null,450,650,780,1,2,3,5,7.5,10,94.2,95.2,96.3,97.1,97.5,96.8,97,95.2,96.3,96.9,97.6,98.1,97.5,97.6,94.7,96.1,96.7,97.5,97.8,97.4,97.4,null,"2018-02-15"]
["Ningbo Ginlong Technologies Co.,Ltd.","Solis-1P10K-4G-US","10.0 kW, transformerless Utility Interactive Inverter",10,null,97.5,"Y","N",null,7,null,null,250,380,500,1,2,3,5,7.5,10,95.181278935470999,96.779278174953134,97.079549484619008,97.546469211017211,97.609535299446534,97.057799017899541,97.366463198236033,95.304300679784106,96.320162127102833,97.583955564518448,97.657832655061711,97.730707870919588,97.205206187587606,97.503935139818452,95.599904858914272,96.796060717753036,97.682430920740586,97.792764193324132,97.808849442970597,97.706927041380965,97.646207978174616,null,"2018-02-15"]
["Ningbo Ginlong Technologies Co.,Ltd.","Solis-25K-US [480V]","25 kW, 480 Vac, 3-phase Utility Interactive Inverter",25,480,98,"N","N",null,14,null,null,580,650,780,2.5,5,7.5,12.5,18.75,25,97.1,97.4,97.6,97.9,98,97.8,97.9,97.1,97.3,97.6,97.8,98.3,97.6,98,97.2,97.4,97.7,97.8,98,97.5,97.9,"2018-02-15","2019-11-15"]
["Ningbo Ginlong Technologies Co.,Ltd.","Solis-30K-US [480V]","30 kW, 480 Vac, 3-phase Utility Interactive Inverter",30,480,98,"N","N",null,15,null,null,580,650,780,3,6,9,15,22.5,30,97.1,97.9,97.9,98.3,97.5,97.9,97.8,97.4,98.1,98.1,98.4,98.1,97.9,98.1,97.1,97.9,98,98.3,98,97.8,98,"2018-02-15","2019-11-15"]
["Ningbo Ginlong Technologies Co.,Ltd.","Solis-40K-US-F [480V]","It's a series of 3 phase inverter , with rated output from 40--66kW for roof top commerical and ground commerical PV site.",40,480,98.5,"N","N",null,1,null,null,580,650,780,4,8,12,20,30,40,97.5,98,98.1,98.2,98.1,97.7,98.1,97.8,98.3,98.4,98.6,98.5,98.3,98.5,97.6,98.1,98.2,98.4,98.3,98,98.3,"2017-10-16","2018-02-15"]
["Ningbo Ginlong Technologies Co.,Ltd.","Solis-50K-US [480V]","It's a series of 3 phase inverter , with rated output from 40--66kW for roof top commerical and ground commerical PV site.",50,480,98.5,"N","N",null,1,null,null,580,650,720,5,10,15,25,37.5,50,97.52,98.53,98.44,98.56,98.32,98.45,98.37,97.75,98.55,98.52,98.65,98.43,98.49,98.47,97.98,98.7,98.8,98.79,98.57,98.5,98.62,"2017-10-16","2018-02-15"]
["Ningbo Ginlong Technologies Co.,Ltd.","Solis-66K-US-F [480V]","66 kW, 480 Vac, 3-phase Utility Interactive Inverter",66,480,98.5,"N","N","Multiple Listing of Canadian Solar Incorporated. CSI-66KTL-GS",1,null,null,580,650,720,6.6,13.2,19.8,33,49.5,66,97.57,98.38,98.48,98.56,98.42,98.31,98.42,97.74,98.5,98.55,98.7,98.5,98.39,98.51,97.77,98.67,98.65,98.77,98.56,98.49,98.58,"2018-02-01","2019-11-15"]
["Northern Electric","BDM-300X2-208A [208V]","500 W, 208 Vac Utility Interactive Inverter",0.50800000000000001,208,95.5,"N","Y",null,0.11,null,null,22,33,48,0.05,0.1,0.15,0.25,0.38,0.51,92.8,94.1,94.8,95.4,95.4,94.6,95.1,94.1,95.6,95.5,95.8,96.3,95.4,95.9,94.6,95.4,95.3,95.9,95.7,95.6,95.6]
["Northern Electric & Power","BDM-250-208A [208V]","217 W, 208 Vac Utility Interactive Inverter",0.217,208,95,"N","Y",null,0.17,null,null,22,28.5,44,0.22,0.43,0.65,1.08,1.63,2.17,89.6,95.5,95.3,95.7,95,94.1,94.9,90.8,95.2,94.8,95.5,95.4,95,95.2,85.8,91.5,93.5,94.4,95.1,95.5,94.2]
["Northern Electric & Power","BDM-250-240A [240V]","225 W, 240 Vac Utility Interactive Inverter",0.22500000000000001,240,95,"N","Y",null,0.17,null,null,22,28.5,44,0.23,0.45,0.68,1.1299999999999999,1.69,2.25,90.1,94.5,94.9,95.1,95.9,95.4,95.3,89.7,93.9,95.2,95.1,96.2,96.2,95.5,85.2,91.4,93.7,92.5,95.2,96.3,93.9]
["Open Energy","Solar Save 1100 [240V]","1100 W, 240 Vac Utility Interactive Inverter",1.1000000000000001,240,90.5,"Y","N",null,3.6,null,null,100,182,380,0.11,0.22,0.33,0.55000000000000004,0.83,1.1000000000000001,81.8,89,90.9,92.1,92.4,92.5,91.6,79.900000000000006,88,90.1,91.7,92.2,92.3,91.1,74.8,84.7,87.8,90,90.8,91.1,89.3]
["Open Energy","Solar Save 2000 [240V]","2000 W, 240 Vac Utility Interactive Inverter",2,240,92,"Y","N",null,3.6,null,null,100,199,380,0.2,0.4,0.6,1,1.5,2,87.3,91.7,92.6,93.5,93.2,93,92.9,85.7,90.8,92.1,92.9,92.9,92.6,92.4,82.4,88.8,90.5,91.6,91.8,91.6,91.1]
["Open Energy","Solar Save 4600 [208V]","4600 W, 208 Vac Utility Interactive Inverter",4.5999999999999996,208,95.5,"Y","N",null,4,null,null,100,254,400,0.46,0.92,1.38,2.2999999999999998,3.45,4.5999999999999996,90.3,94.8,95.9,96.5,96.5,96.2,96.1,89.2,94.3,95.6,96.3,96.4,96.1,95.9,86.5,92.9,94.7,95.6,95.7,95.4,95]
["Open Energy","Solar Save 4800 [240V]","4800 W, 240 Vac Utility Interactive Inverter",4.8,240,96,"Y","N",null,4.0999999999999996,null,null,100,263,400,0.48,0.96,1.44,2.4,3.6,4.8,86.8,93.5,95.5,97,97.2,97.1,96.4,85.5,92.9,95,96.7,96.9,96.8,96,84.5,91.5,93.9,95.9,96.2,96.1,95.1]
["OPTI International","GT 1500 [240V]","2 kW, 240 Vac Utility Interactive Inverter",1.55,240,94.5,"Y","N",null,0.32,null,null,100,325,360,0.155,0.31,0.46500000000000002,0.77500000000000002,1.163,1.55,84.62,90.46,92.57,94.42,95.07,95.25,93.99,84.89,90.97,93.04,94.81,95.51,95.73,94.42,85.22,91.38,93.44,95.12,95.65,95.93,94.66]
["OPTI International","GT 2000 [208V]","2 kW, 208 Vac Utility Interactive Inverter",2.06,208,95.5,"Y","N",null,0.28999999999999998,null,null,100,325,360,0.20599999999999999,0.41199999999999998,0.61799999999999999,1.03,1.5449999999999999,2.06,88.28,93.12,94.41,95.27,95.43,95.37,94.87,89.63,93.68,94.91,95.73,95.84,95.8,95.34,89.74,94.01,95.11,96.13,96.38,96.07,95.77]
["OPTI International","GT 3000 [240V]","3 kW, 240 Vac Utility Interactive Inverter",3.01,240,95.5,"Y","N",null,0.25,null,null,100,325,360,0.30099999999999999,0.60199999999999998,0.90300000000000002,1.5049999999999999,2.258,3.01,90,93.9,94.85,95.4,95.31,94.83,94.97,90.64,94.34,95.34,95.79,95.87,95.6,95.49,91,94.59,95.44,95.97,96.01,95.77,95.65]
["OPTI-Solar","GT-4000 [208V]","4 kW, 208 Vac Utility Interactive Inverter",3.98,208,95.5,"Y","N",null,0.18,null,null,100,325,360,0.4,0.8,1.19,1.99,2.99,3.98,90.5,94.3,95.2,95.4,95.4,95.2,95.1,91.6,94.9,95.6,96,96,95.5,95.7,91.8,95,95.8,96.5,96.3,95.8,96]
["OutBack Power Technologies, Inc.","GTFX3048","2.5 kW, 48 Vdc Utility Interactive Inverter with battery backup",2.56,null,91,"N","N",null,null,null,null,40,52,60,0.25619999999999998,0.51239999999999997,0.76859999999999995,1.2809999999999999,1.9219999999999999,2.5619999999999998,83.8,90,92.2,93.4,92.7,91.5,92.2,80,87.2,90,92,92,91.5,91,77.2,84.9,88.2,90.7,91.1,90.6,89.8,null,"2018-09-17"]
["OutBack Power Technologies, Inc.","GVFX3524","Utility Interactive Inverter",2.96,null,90.5,"Y","N",null,0,null,null,22,24,28,0.3,0.59,0.89,1.48,2.2200000000000002,2.96,88.3,91.9,92.9,93,91.3,88.7,91.6,87.2,90.8,92.1,92.1,91,88.6,91.1,83.7,87.1,89.1,90.6,90,87.8,89.5,null,"2018-09-17"]
["OutBack Power Technologies, Inc.","VFXR3648A","4 kW, 48 Vdc Utility Interactive Inverter (with battery backup",3.0369999999999999,null,91,"Y","N",null,0,null,null,40,51.2,60,0.3,0.61,0.91,1.52,2.2799999999999998,3.04,88,92.2,93.5,94,93,91.2,92.9,82.2,88.5,90.7,91.8,91.6,89.7,90.9,80.3,86.1,87.9,90.3,90.4,88.3,89.4,null,"2018-09-17"]
["OutBack Power Technologies, Inc.","GS4048A","Utility Interactive Inverter with battery backup",3.6,null,92.5,"Y","N",null,0.1,null,null,44,48,56,0.36,0.72,1.08,1.8,2.7,3.6,88.3,92.6,94.1,94.4,93.2,91.2,93.3,87.1,91.5,92.9,93.3,93,90.8,92.6,84,89,90.9,92.1,91.9,90.2,91.3,null,"2018-09-17"]
["OutBack Power Technologies, Inc.","GS8048","Utility Interactive Inverter with battery backup",7.65,null,90,"N","N",null,0,null,null,40,52,64,0.76,1.53,2.29,3.82,5.74,7.65,87.4,91.8,92,93.3,92,90.5,92,83.4,88.4,89.2,90.4,89.7,88.3,89.4,79.900000000000006,87,88.5,89.7,89.2,88.3,88.7,null,"2018-09-17"]
["OutBack Power Technologies, Inc.","PHXL480-10k [480V]","10 kW, 480 Vac, 3 phase Utility Interactive Inverter    ",9.9749999999999996,480,97.5,"N","N","Multiple Listing of HiQ Solar, Inc., TSXL480-10k.",8.3000000000000007,null,null,450,750,850,0.99750000000000005,1.9950000000000001,2.9924999999999997,4.9874999999999998,7.4812499999999993,9.9749999999999996,94.115714285714276,96.777142857142849,97.342857142857142,97.727142857142866,97.695714285714303,97.517142857142858,97.4619142857143,94.11,96.84571428571428,97.644285714285701,98.161428571428573,98.220000000000013,98.139999999999986,97.901500000000013,93.187142857142859,96.460000000000008,97.455714285714294,98.102857142857147,98.238571428571433,98.200000000000017,97.823214285714286,"2019-02-15"]
["Perfect Galaxy","AE-30-60-PV-D [208V]","30 kW, 208 Vac, 3-phase Utility Interactive Inverter",30,208,92.5,"Y","N",null,54,null,null,330,410,480,3,6,9,15,22.5,30,82.1,89.2,91.4,93.1,93.4,93.2,92.5,81.5,88.7,91.2,92.8,93.2,93,92.1,85.2,90.5,92.5,93.5,93.8,93.5,93.1]
["Perfect Galaxy","AE-30-60-PV-E [240V]","30 kW, 240 Vac, 1-phase Utility Interactive Inverter",30,240,93,"Y","N",null,68,null,null,330,410,480,3,6,9,15,22.5,30,85.1,90.7,92.6,93.7,93.8,93.5,93.1,84.7,90.3,92.2,93.4,93.4,92.9,92.8,83.6,89.8,91.7,93,93.1,92.8,92.4]
["Perfect Galaxy","PVS-30 [240V]","30 kW, 240 Vac, 3-phase Utility Interactive Inverter",30,240,95,"Y","N",null,64.58,null,null,305,355,480,3,6,9,15,22.5,30,88.2,93.8,95,96,95.8,95.6,95.3,88.2,93.3,94.8,95.7,95.7,95.6,95.1,86.1,92.5,94.4,95.3,95.5,95.2,94.8]
["Perfect Galaxy","PVS-30 [480V]","30 kW, 480 Vac, 3-phase Utility Interactive Inverter",30,480,95,"Y","N",null,72.3,null,null,305,350,480,3,6,9,15,22.5,30,88.4,93.5,94.6,95.6,95.6,95.3,95.1,87.7,93.1,94.6,95.4,95.5,95.3,95,86.3,92.1,93.9,94.9,95,94.8,94.3]
["Perfect Galaxy","PVS-50 [208V]","50 kW, 208 Vac, 3-phase Utility Interactive Inverter",50,208,95.5,"Y","N",null,76.5,null,null,305,350,480,5,10,15,25,37.5,50,90.4,93.8,95.4,95.9,95.9,95.7,95.5,89.7,94.1,95.2,95.8,95.8,95.6,95.4,88.7,93,94.5,95.3,95.4,95.3,94.9]
["Perfect Galaxy","PVS-50 [240V]","50 kW, 240 Vac, 3-phase Utility Interactive Inverter",50,240,95.5,"Y","N",null,93.97,null,null,310,365,480,5,10,15,25,37.5,50,90.8,95,95.9,96.2,96,95.5,95.7,90.4,94.8,95.3,96,95.7,95.5,95.5,89.6,93.3,95.2,95.5,95.4,95,95.1]
["Perfect Galaxy","PVS-50-S-MT [240V]","50 kW, 240 Vac, 3-phase Utility Interactive Inverter",50,240,95.5,"Y","N",null,78,50,78,265,320,480,5,10,15,25,37.5,50,91.6,95.3,96.1,96.2,95.9,95.6,95.8,91,95.1,95.8,96.2,95.8,95.5,95.7,87.8,94.7,95.3,95.7,95.4,95.2,95.1]
["Perfect Galaxy","PVS-50-S-MT [480V]","50 kW, 480 Vac, 3-phase Utility Interactive Inverter",50,480,95.5,"Y","N",null,78,50,78,265,320,480,5,10,15,25,37.5,50,92.1,95.3,96,96.2,96,95.7,95.9,91.5,95,95.7,96.1,95.9,95.6,95.7,88.7,94.3,95.3,95.6,95.4,95.2,95.1]
["Perfect Galaxy","AE-75-60-PV-D [208V]","75 kW, 208 Vac, 3-phase Utility Interactive Inverter",75,208,95.5,"Y","N",null,99,null,null,330,415,480,7.5,15,22.5,37.5,56.25,75,90.9,94.4,95.5,96.1,96,95.9,95.7,90.5,94,95.1,95.9,95.7,95.6,95.4,89.6,93.6,94.9,95.6,95.5,95.4,95.1]
["Perfect Galaxy","PVS-75 [208V]","73 kW, 208 Vac, 3-phase Utility Interactive Inverter",75,208,96,"Y","N",null,65.36,null,null,315,365,480,7.5,15,22.5,37.5,56.25,75,91,95.5,96.1,96.6,96.4,96.1,96.1,90.9,95.3,95.9,96.4,96.3,96,96,89.7,94.6,95.4,96.1,95.9,95.7,95.5]
["Perfect Galaxy","AE-100-60-PV-A [480V]","100 kW, 480 Vac, 3-phase Utility Interactive Inverter",100,480,94.5,"Y","N",null,97.7,null,null,330,410,470,10,20,30,50,75,100,88.7,93.1,94.6,95.6,95.8,95.7,95.2,87.3,92.3,93.9,95,95.3,95.2,94.6,86.6,91.8,93.6,94.8,95.1,95.1,94.4]
["Perfect Galaxy","AE-100-60-PV-A-HE [480V]","100 kW, 480 Vac, 3-phase Utility Interactive Inverter",100,480,95.5,"Y","N",null,97.7,null,null,330,400,480,10,20,30,50,75,100,93.2,95.5,96,96.1,95.6,95.3,95.7,93.3,95.3,95.8,95.9,95.9,95.2,95.7,92.9,94.7,95.5,95.4,95.2,94.8,95.2]
["Perfect Galaxy","PVS-100 [208V]","98 kW, 208 Vac, 3-phase Utility Interactive Inverter",100,208,96,"Y","N",null,62.34,null,null,315,365,480,10,20,30,50,75,100,92.6,95.7,96.4,96.6,96.5,96.2,96.3,92.4,95.5,96.2,96.5,96.4,96.1,96.2,91.3,94.9,95.7,96.1,96.1,95.8,95.8]
["Perfect Galaxy","PVS-100 [240V]","99 kW, 240 Vac, 3-phase Utility Interactive Inverter",100,240,96,"Y","N",null,61.57,null,null,315,365,480,10,20,30,50,75,100,91.1,95.3,96.1,96.5,96.5,96.2,96.1,90.6,94.9,95.9,96.4,96.3,96.1,96,89.4,94.3,95.4,96,96,95.8,95.6]
["Perfect Galaxy","SDMS0100208LNIU [208V]","100 kW, 208 Vac, 3-phase Inverter with combiner",100,208,95,"Y","N",null,60.38,null,null,300,430,480,10,20,30,50,75,100,91.5,94.2,95.2,95.5,95.2,94.8,95,89.5,92.3,95,95.8,95.6,95.3,95.1,90.1,93.5,94.7,95.9,95.8,95.5,95.3]
["Perfect Galaxy","SDMS0100240LNIU [240V]","100 kW, 240 Vac, 3-phase Inverter with combiner",100,240,95,"Y","N",null,61.79,null,null,300,430,480,10,20,30,50,75,100,90.1,93.5,94.6,95.1,95.1,94.7,94.7,88.1,91.6,94.4,95.4,95.5,95.2,94.8,88.7,92.8,94.2,95.5,95.7,95.3,95]
["Perfect Galaxy","PVS-110-S-MT [240V]","110 kW, 240 Vac, 3-phase Utility Interactive Inverter",110,240,95.5,"Y","N",null,70.599999999999994,null,null,265,320,480,11,22,33,55,82.5,110,93,95.6,96.1,96.1,95.8,95.2,95.8,92.3,95.2,95.8,95.8,95.6,95,95.5,90.4,94.1,94.9,95.2,95,94.5,94.8]
["Perfect Galaxy","PVS-110-S-MT [480V]","110 kW, 480 Vac, 3-phase Utility Interactive Inverter",110,480,95.5,"Y","N",null,74.3,null,null,265,320,480,11,22,33,55,82.5,110,93.2,95.8,96.1,96.3,96,95.5,95.9,92.6,95.4,95.8,96,95.8,95.3,95.7,90.9,94.3,95,95.3,95.3,94.8,95]
["Perfect Galaxy","PVS-135 [208V]","135 kW, 208 Vac, 3-phase Utility Interactive Inverter",135,208,96,"Y","N",null,63.12,null,null,310,355,480,13.5,27,40.5,67.5,101.3,135,92.9,95.6,95.8,96.5,96.4,96.1,96.1,92.5,95.4,96.1,96.4,96.2,95.9,96,91,94,95,95.7,95.8,95.7,95.4]
["Perfect Galaxy","PVS-135 [240V]","135 kW, 240 Vac, 3-phase Utility Interactive Inverter",135,240,96,"Y","N",null,63.7,null,null,320,360,480,13.5,27,40.5,67.5,101.3,135,92.4,95.6,95.8,96.6,96.6,96.3,96.3,92,95.3,96,96.4,96.4,96.2,96.1,91,94,95,95.7,95.8,95.7,95.4]
["Perfect Galaxy","PVS-210-S [240V]","210 kW, 240 Vac, 3-phase Utility Interactive Inverter",210,240,95.5,"Y","N",null,112.9,null,null,265,318,480,21,42,63,105,157.5,210,93.2,95.7,96.2,96.3,96.1,95.6,96,92.7,95.5,95.9,96,95.7,95.3,95.7,91.6,94.4,95.2,95.2,95.1,94.6,95]
["Perfect Galaxy","PVS-210-S [480V]","210 kW, 480 Vac, 3-phase Utility Interactive Inverter",210,480,95.5,"Y","N",null,189.8,null,null,265,318,480,21,42,63,105,157.5,210,92,95.2,95.8,96.2,96,95.7,95.8,91.7,94.9,95.7,95.9,95.5,95.4,95.4,90.8,94.1,95,95.3,95.1,94.8,94.9]
["Perfect Galaxy","EQX0250UV480TN (P)","250 kW, Utility Interactive Inverter",250,null,96.5,"Y","N",null,104.6,null,null,500,600,800,25,50,75,125,187.5,250,94.8,96.4,96.8,97,96.9,96.07,96.8,94.4,96.1,96.6,96.8,96.8,96.6,96.6,93.4,95.5,96.1,96.6,96.5,96.3,96.3]
["Perfect Galaxy","PVS-250","250 kW, 3-phase Inverter for Medium Voltage Transformer",250,null,95.5,"Y","N",null,151.80000000000001,null,null,330,368,480,25,50,75,125,187.5,250,93.8,95.4,96,96.2,96,95.4,95.9,93.3,95.2,95.8,96,95.8,95.2,95.7,92.1,94.6,95.3,95.6,95.2,94.7,95.1]
["Perfect Galaxy","PVS-250 [480V]","250 kW, 480 Vac, 3-phase Utility Interactive Inverter",250,480,96,"Y","N",null,119.7,250,119.7,320,365,480,25,50,75,125,187.5,250,93.4,96,96.4,96.6,96.5,96,96.3,93.1,95.7,96.2,96.3,96.2,95.7,96,92.3,94.9,95.8,95.9,95.7,95.2,95.5]
["Perfect Galaxy","PVS-375 [480V]","375 kW, 480 Vac, 3-phase Utility Interactive Inverter",375,480,95.5,"Y","N",null,123.5,null,null,320,365,480,37.5,75,112.5,187.5,281.3,375,92.6,95.4,96,96.3,96.2,95.8,96,92.1,95.1,95.7,96,95.8,95.6,95.7,90.9,94.6,95,95.5,95.3,95.1,95.1]
["Perfect Galaxy","EQX0500US200X-P","500 kW, 3-phase Inverter, P for ground type",500,null,96,"Y","N",null,171.5,null,null,320,360,480,50,100,150,250,375,500,93.9,96.1,96.5,96.6,96.1,95.6,96.2,93.6,96,96.5,96.5,96.1,95.6,96.1,92.7,95.5,96.1,96.2,95.9,95.5,95.8]
["Perfect Galaxy","EQX0500US480T-N","500 kW, 3-phase Inverter, N for ground type",500,null,96,"Y","N",null,116.5,null,null,320,360,480,50,100,150,250,375,500,92,95.4,96.2,96.7,96.6,96.4,96.3,91.7,95.3,96.1,96.6,96.6,96.5,96.3,90.8,94.8,95.8,96.4,96.4,96.3,96]
["Perfect Galaxy","PVS-500","500 kW, 3-phase Inverter for Medium Voltage Transformer",500,null,95.5,"Y","N",null,2630,null,null,320,365,480,50,100,150,250,375,500,93.9,95.7,96.1,96,95.4,94.6,95.5,93.3,95.4,95.8,95.8,95.2,94.5,95.3,92.9,94.9,95.4,95.5,94.9,94.2,95]
["Perfect Galaxy","PVS-500 [480V]","500 kW, 480 Vac, 3-phase Utility Interactive Inverter",500,480,96,"Y","N",null,131.1,null,null,315,365,480,50,100,150,250,375,500,92.9,95.7,96.2,96.5,96.4,96,96.2,92.4,95.4,96.1,96.3,96.2,95.8,96,91.8,95,95.7,96,95.8,95.3,95.6]
["Perfect Galaxy","SDMS0500UL320XP","500 kW, 320 V, 3-phase Inverter with combiner, P for ground type",500,null,95.5,"Y","N",null,98,null,null,300,430,480,50,100,150,250,375,500,90.51,94.95,95.18,95.47,95.31,94.7,95.09,91.29,93.9,95.72,95.96,95.59,95.09,95.4,90.71,93.8,95.8,95.9,95.76,95.19,95.46]
["Perfect Galaxy","SDMS0500UL480TN","500 kW, 480 V, 3-phase Inverter with combiner, N for ground type",500,null,96,"Y","N",null,101,null,null,300,430,480,50,100,150,250,375,500,90.2,95.09,95.37,95.88,95.89,95.51,95.54,90.99,94.04,95.92,96.36,96.17,95.9,95.85,90.4,93.94,95.99,96.31,96.34,96,95.92]
["Perfect Galaxy","PV-625-XRLS-VV-STG","625 kW Utility Interactive Inverter",625,null,96.5,"Y","N",null,259,null,null,500,600,800,62.5,125,187.5,312.5,468.75,625,94.45,96.6,97.05,97.11,96.78,96.24,96.75,93.64,96.19,96.72,96.86,96.55,96.02,96.47,92.24,95.31,96.07,96.36,96.13,95.62,95.95]
["Perfect Galaxy","EQX0630UV360XP(N)","630 KW Utility Interactive Inverter",630,null,97,"Y","N",null,102,null,null,585,640,800,63,126,189,315,472.5,630,94.9,96.9,97.4,97.5,97.1,96.5,97.1,94.8,96.8,97.3,97.4,97,96.4,97,93.7,96.3,96.9,97.1,96.8,96.2,96.7]
["Perfect Galaxy","EQX0750UV320XP(N)","750 kW Utility Interactive Inverter",750,null,97,"Y","N",null,121,null,null,500,600,800,75,150,225,375,562.5,750,95.4,97.1,97.7,97.7,97.3,96.7,97.3,94.8,96.9,97.4,97.5,97.1,96.6,97.1,93.7,96.3,96.9,97.1,96.8,96.2,96.7]
["Perfect Galaxy","EPP-1000-0600-32060-200X-U-N","1000 kW 3-phase Inverter, N for ground type",1000,null,96.5,"Y","N",null,325.5,null,null,320,360,480,100,200,300,500,750,1000,94.53,96.46,96.79,96.78,96.35,95.71,96.4,94.29,96.32,96.66,96.68,96.31,95.7,96.32,93.53,95.84,96.32,96.43,96.12,95.58,96.07]
["Perfect Galaxy","PVS-1000","1000 kW, 3-phase Inverter for Medium Voltage Transformer",1000,null,96,"Y","N",null,396.4,null,null,420,486,670,100,200,300,500,750,1000,93.7,96.1,96.7,96.9,96.6,96.1,96.5,93.2,95.8,96.4,96.7,96.5,96,96.3,91.7,94.9,95.7,96.1,95.9,95.5,95.7]
["Perfect Galaxy","EPP-1250-1000-52085-320X-U-N","1250 kW, 3-phase Inverter, N for ground type",1250,null,97,"Y","N",null,320.39999999999998,null,null,525,595,800,125,250,375,625,937.5,1250,94.6,96.7,97.3,97.4,97.1,96.7,97,94.1,96.5,97.1,97.2,97,96.5,96.9,93,95.9,96.6,96.8,96.7,96.2,96.5]
["Perfect Galaxy International Ltd","EQMX0500UV320XP [320V]","500kW, 320Vac Utility Interactive Inverter, Support positive grounded at PV side",500,320,97.5,"N","N","Efficiency data inclusive of transformer effect based on 500 kVA Low-Voltage Dry-Type Distribution Transformers Table in DOE2016.",106.8,null,null,500,600,800,50,100,150,250,375,500,95.9,97.4,97.6,97.8,97.6,97.1,97.5,95.3,97.1,97.4,97.7,97.4,97,97.4,93.8,96.6,97.2,97.4,97.2,96.8,97,"2017-11-15","2018-04-16"]
["Perfect Galaxy International Ltd","EQMX0630UV400XN [400V]","630kW, 400Vac Utility Interactive Inverter, Support negative grounded at PV side",630,400,97.5,"N","N","Efficiency data inclusive of transformer effect based on 630 kVA Low-Voltage Dry-Type Distribution Transformers Table in DOE2016.",138,null,null,615,700,800,63,126,189,315,472.5,630,95.7,97.3,97.7,97.9,97.5,97.2,97.5,95.3,97.1,97.6,97.7,97.4,97.2,97.4,94.6,96.7,97.3,97.6,97.3,97,97.2,"2017-11-15","2018-04-16"]
["Petra Solar","103.10866.500x [120V]","212 W, 120 Vac Inverter, where x = 1, 2, 3, or 4",0.2,120,93,"N","Y",null,1.59,null,null,29,35,40,0.02,0.04,0.06,0.1,0.15,0.2,85.3,91.2,92.3,93.3,93.6,93.4,92.9,85.6,91.1,92.4,93.2,93.7,93.6,93,84.7,90.8,92.2,93.1,93.6,93.7,92.8]
["Petra Systems","103.10400.0002 [240V]","240 W, 240 Vac Utility Interactive Microinverter",0.24,240,96,"N","Y",null,0.14000000000000001,null,null,30,35,40,0.02,0.05,7.0000000000000007E-2,0.12,0.18,0.24,91.9,95.3,96,96.2,96.4,96.2,96,90.9,95,95.8,96.2,96.3,96.3,96,89.7,94.7,95.6,96.2,96.3,96.3,95.8]
["Phoenixtec Power","PS240US3R [240V]","4000 W, 240 Vac Utility Interactive Inverter",4,240,95.5,"Y","N",null,39,null,null,100,310,360,0.4,0.8,1.2,2,3,4,89.6,93.5,94.9,95.8,95.7,95.3,95.2,90.3,93.9,95.1,96.1,96,95.9,95.6,90,93.9,95.5,95.9,96,95.9,95.6]
["Phono Solar Technology","PS240M-20/U-AC","212 W Inverter",0.21199999999999999,null,94.5,"N","Y","This component is specific to ACPV modules and is not available as an individual unit.",0,null,null,36,50,55,2.12E-2,4.24E-2,6.3600000000000004E-2,0.106,0.159,0.21199999999999999,87.88,94.35,95.79,95.73,94.8,93.45,94.75,85.23,92.51,94.56,95.3,95.12,94.17,94.52,83.57,92.02,94.33,94.87,94.87,93.91,94.16]
["Phono Solar Technology","PS245P-20/U-AC","212 W Inverter",0.21199999999999999,null,94.5,"N","Y","This component is specific to ACPV modules and is not available as an individual unit.",0,null,null,36,50,55,2.12E-2,4.24E-2,6.3600000000000004E-2,0.106,0.159,0.21199999999999999,87.88,94.35,95.79,95.73,94.8,93.45,94.75,85.23,92.51,94.56,95.3,95.12,94.17,94.52,83.57,92.02,94.33,94.87,94.87,93.91,94.16]
["Phono Solar Technology","PS250M-20/U-AC","212 W Inverter",0.21199999999999999,null,94.5,"N","Y","This component is specific to ACPV modules and is not available as an individual unit.",0,null,null,36,50,55,2.12E-2,4.24E-2,6.3600000000000004E-2,0.106,0.159,0.21199999999999999,87.88,94.35,95.79,95.73,94.8,93.45,94.75,85.23,92.51,94.56,95.3,95.12,94.17,94.52,83.57,92.02,94.33,94.87,94.87,93.91,94.16]
["Phono Solar Technology","PS255M-20/U-AC","212 W Inverter",0.21199999999999999,null,94.5,"N","Y","This component is specific to ACPV modules and is not available as an individual unit.",0,null,null,36,50,55,2.12E-2,4.24E-2,6.3600000000000004E-2,0.106,0.159,0.21199999999999999,87.88,94.35,95.79,95.73,94.8,93.45,94.75,85.23,92.51,94.56,95.3,95.12,94.17,94.52,83.57,92.02,94.33,94.87,94.87,93.91,94.16]
["Phono Solar Technology","PS255P-20/U-AC","212 W Inverter",0.21199999999999999,null,94.5,"N","Y","This component is specific to ACPV modules and is not available as an individual unit.",0,null,null,36,50,55,2.12E-2,4.24E-2,6.3600000000000004E-2,0.106,0.159,0.21199999999999999,87.88,94.35,95.79,95.73,94.8,93.45,94.75,85.23,92.51,94.56,95.3,95.12,94.17,94.52,83.57,92.02,94.33,94.87,94.87,93.91,94.16]
["Pika Energy","X3001-NA","Grid-tie Inverter for interconnection with a Rebus DC microgrid",3,null,96,"Y","N",null,2.64,null,null,100,398,400,0.3,0.6,0.9,1.5,2.25,3,94,96,96.3,96.3,96,95.6,96,93.9,96,96.3,96.3,96,95.5,96,93.9,95.9,96.3,96.3,96,95.5,96]
["Pika Energy","X7603 [240V]","7.6 kW, 240 Vac Utility Interactive Inverter",7.585,240,96.5,"N","N",null,1.29,null,null,390,400,420,0.76,1.52,2.2799999999999998,3.79,5.69,7.59,91.7,95.9,96.6,97.3,97.2,97,96.9,91,95.4,96.5,97.3,97.1,97,96.8,90.5,95.2,96.3,96.9,97,96.9,96.5,"2018-04-02","2018-10-15"]
["Pika Energy","X11403 [208V]","11.4 kW, 208 Vac Utility Interactive Inverter",11.18,208,97.5,"N","N",null,0.13,null,null,390,400,420,1.1200000000000001,2.2400000000000002,3.35,5.59,8.39,11.18,97.2,97.4,97.6,97.6,97.4,97.1,97.5,97,97.3,97.7,97.5,97.3,96.9,97.3,95.8,97.2,97.3,97.4,97.1,96.9,97.1,"2018-04-02","2018-10-15"]
["Pika Energy","X11402 [208V]","11.4 kW, 208 Vac Utility Interactive Inverter",11.186999999999999,208,97.5,"Y","N",null,0.13,null,null,390,400,420,1.1200000000000001,2.2400000000000002,3.36,5.59,8.39,11.19,97.2,97.4,97.6,97.6,97.4,97.1,97.5,97,97.3,97.7,97.5,97.3,96.9,97.3,95.8,97.2,97.3,97.4,97.1,96.9,97.1,"2017-12-15","2018-10-15"]
["Power Electronics","FS0450CU","Utility Interactive Photovoltaic Inverter",450,null,97,"Y","N",null,256,null,null,545,650,800,45,90,135,225,337.5,450,95,96.9,97.1,97.3,97.1,96.6,97.1,94.9,96.7,96.9,97.2,97,96.6,96.9,94.2,96.4,96.4,96.8,96.6,96.1,96.5]
["Power Electronics","FS0450PU","Utility Interactive Photovoltaic Inverter",450,null,97,"Y","N",null,256,null,null,545,650,800,45,90,135,225,337.5,450,95,96.9,97.1,97.3,97.1,96.6,97.1,94.9,96.7,96.9,97.2,97,96.6,96.9,94.2,96.4,96.4,96.8,96.6,96.1,96.5]
["Power Electronics","FS0560PU","Utility Interactive Photovoltaic Inverter",560,null,96,"Y","N",null,602,null,null,330,400,480,56,112,168,280,420,560,94.3,95.8,96.2,96.4,96.1,95.4,96.1,94,95.6,96,96.1,95.9,95.3,95.8,93.8,95.3,95.6,95.8,95.6,95,95.5]
["Power Electronics","FS0600PU","Utility Interactive Photovoltaic Inverter",600,null,97,"Y","N",null,281,null,null,585,650,800,60,120,180,300,450,600,95.6,97,97.4,97.5,97.3,96.7,97.3,95.3,96.7,97.3,97.4,97.1,96.7,97.1,94.9,96.1,96.9,97,96.7,96.4,96.7]
["Power Electronics","FS0600CU","Utility Interactive Photovoltaic Inverter",680,null,97,"Y","N",null,249,null,null,552,620,800,68,136,204,340,510,680,95.1,97,97.5,97.7,97.5,97,97.4,94.9,96.7,97.2,97.4,97.2,96.7,97.1,94.3,96.3,96.8,97,96.8,96.4,96.7]
["Power Electronics","FS0750CU","Utility Interactive Photovoltaic Inverter",750,null,96.5,"Y","N",null,506.3,null,null,500,575,800,75,150,225,375,562.5,750,95,96.7,97,97.1,97.1,96.6,96.9,94.8,96.5,96.8,96.9,96.8,96.4,96.7,94.2,95.8,96.2,96.3,96.3,95.9,96.1]
["Power Electronics","FS0830PU","Utility Interactive Photovoltaic Inverter",830,null,97,"Y","N",null,466,null,null,540,606,800,83,166,249,415,622.5,830,95.6,97.2,97.5,97.7,97.4,96.8,97.4,95.5,97,97.4,97.5,97.3,96.8,97.2,95,96.5,96.8,96.9,96.8,96.4,96.7]
["Power Electronics","FS0751CU","Utility Interactive Photovoltaic Inverter",850,null,97,"N","N",null,260,null,null,552,620,800,85,170,255,425,637.5,850,95.9,97.4,97.8,97.9,97.6,97.1,97.6,95.6,97.1,97.5,97.6,97.3,96.8,97.3,95.2,96.7,97,97.2,96.9,96.4,96.9]
["Power Electronics","FS0970CU","Utility Interactive Photovoltaic Inverter",970,null,97,"Y","N",null,491,null,null,545,615,800,97,194,291,485,727.5,970,95.8,97.2,97.5,97.6,97.4,96.8,97.4,95.5,97,97.3,97.5,97.3,96.8,97.2,95.1,96.6,96.7,96.9,96.8,96.4,96.7]
["Power Electronics","FS0970PU","Utility Interactive Photovoltaic Inverter",970,null,97,"Y","N",null,491,null,null,545,615,800,97,194,291,485,727.5,970,95.8,97.2,97.5,97.6,97.4,96.8,97.4,95.5,97,97.3,97.5,97.3,96.8,97.2,95.1,96.6,96.7,96.9,96.8,96.4,96.7]
["Power Electronics","FS1001CU","Utility Interactive Photovoltaic Inverter",1000,null,97,"Y","N",null,615.6,null,null,500,575,800,100,200,300,500,750,1000,95.4,97,97.4,97.5,97.3,96.9,97.3,95.2,96.8,97.2,97.3,97.1,96.7,97.1,94.7,96.2,96.6,96.7,96.6,96.2,96.5]
["Power Electronics","FS1004CU","Utility Interactive Photovoltaic Inverter",1000,null,97,"N","N",null,265.57900000000001,null,null,584,650,800,100,200,300,500,750,1000,95.4,97,97.4,97.5,97.2,96.6,97.2,95.3,96.9,97.3,97.4,97,96.5,97,95,96.588588181428236,97,97.1,96.8,96.3,96.8]
["Power Electronics","FS1050PU","Utility Interactive Photovoltaic Inverter",1050,null,97,"Y","N",null,356,null,null,545,615,800,120,240,360,600,900,1200,95.8,96.8,97.4,97.6,97.5,96.9,97.4,95.3,96.6,97.1,97.3,97.3,96.9,97.2,95.7,95.7,96.6,97,96.9,96.6,96.7]
["Power Electronics","FS1051CU","Utility Interactive Photovoltaic Inverter",1050,null,97,"N","N",null,274,null,null,616,670,800,105,210,315,525,787.5,1050,95.3,97,97.4,97.5,97.2,96.7,97.2,95.2,96.9,97.3,97.4,97.1,96.6,97.1,94.9,96.6,97.1,97.2,96.9,96.4,96.9]
["Power Electronics","FS1000CU [440V]","1110 kW, 440 Vac Utility Interactive Inverter with Medium Voltage Transformer",1110,440,97,"N","N",null,281,null,null,642,690,800,111,222,333,555,832.5,1110,95.4,97,97.4,97.5,97.2,96.7,97.2,95.3,96.9,97.4,97.4,97.2,96.7,97.1,95.1,96.7,97.1,97.2,97,96.6,97]
["Power Electronics","FS1112CU [440V]","1110 kW, 440 Vac Utility Interactive Inverter with Medium Voltage Transformer",1110,440,97,"N","N",null,281.40699999999998,null,null,642,690,800,111,222,333,555,832.5,1110,95.4,97,97.4,97.5,97.2,96.7,97.2,95.3,96.9,97.4,97.4,97.2,96.7,97.1,95.1,96.7,97.1,97.2,97,96.6,97]
["Power Electronics","FS1050CU","1050 kW Utility Interactive Inverter with Medium Voltage NEMA TP1 transformer",1190,null,97,"Y","N",null,314,null,null,552,620,800,119,238,357,595,892.5,1190,95.9,97.5,97.8,97.9,97.7,97.1,97.6,95.6,97.1,97.5,97.5,97.3,96.8,97.3,94.9,96.5,97,97.1,96.9,96.4,96.8]
["Power Electronics","FS1080CU [400V]","1200 kW, 400 Vac Utility Interactive Inverter with Medium Voltage Transformer",1200,400,97,"N","N",null,289,null,null,584,650,800,120,240,360,600,900,1200,95.5,97,97.4,97.5,97.2,96.7,97.2,95.4,96.9,97.3,97.4,97.1,96.5,97,95.1,96.6,97,97.1,96.8,96.3,96.8]
["Power Electronics","FS1201CU [400V]","1200 kW, 400 Vac Utility Interactive Inverter with Medium Voltage Transformer",1200,400,98,"N","N",null,289,null,null,584,650,800,120,240,360,600,900,1200,98.1,98.3,98.4,98.4,98.2,98.1,98.3,98,98.2,98.2,98.3,98.1,97.9,98.2,97.7,97.9,97.9,98,97.9,97.7,97.9]
["Power Electronics","FS1100CU15 [600V]","1100 kW, 600 Vac Utility Interactive Inverter with combiner box",1209.25,600,97,"N","N","Efficiency data inclusive of transformer effect based on 1100 kVA Liquid-Immeresed Distribution Transformers Table in DOE2016.",347.22,null,null,849,940,1200,121,242,363,605,907,1209,93.1,96.2,96.8,97.5,97.8,97.7,97.3,93.1,96.1,96.8,97.5,97.6,97.6,97.2,93.2,96.2,96.7,97.5,97.7,97.5,97.2,"2018-05-15","2018-10-15"]
["Power Electronics","FS1140CU [420V]","1270 kW, 420 Vac Utility Interactive Inverter with Medium Voltage Transformer",1270,420,97,"N","N"," Weighted Efficiency includes MV TP1 Transformer efficiency.\n",296,null,null,616,670,800,127,254,381,653,952.2,1270,95.6,97,97.4,97.6,97.2,96.7,97.2,95.5,96.9,97.3,97.5,97.1,96.6,97.1,95.2,96.7,97.1,97.2,96.9,96.4,96.9,null,"2018-02-15"]
["Power Electronics","FS1271CU [420V]","1270 kW, 420 Vac Utility Interactive Inverter with Medium Voltage Transformer",1270,420,98,"N","N",null,296,null,null,616,670,800,127,254,381,635,952.5,1270,98.2,98.3,98.4,98.5,98.3,98.1,98.3,98.1,98.2,98.3,98.4,98.2,98,98.2,97.8,98,98.1,98.1,98,97.8,98]
["Power Electronics","FS1190CU [440V]","1330 kW, 440 Vac Utility Interactive Inverter with Medium Voltage Transformer",1330,440,97,"N","N",null,302,null,null,642,690,800,133,266,399,665,997.5,1330,95.6,97.1,97.5,97.7,97.4,96.8,97.3,95.5,97,97.5,97.6,97.3,96.7,97.3,95.3,96.9,97.3,97.4,97.1,96.6,97.1]
["Power Electronics","FS1331CU [440V]","1330 kW, 440 Vac Utility Interactive Inverter with Medium Voltage Transformer",1330,440,97,"N","N"," Weighted Efficiency includes MV TP1 Transformer efficiency.\n",302,null,null,642,690,800,133,266,399,665,997.5,1330,95.6,97.1,97.5,97.7,97.4,96.8,97.3,95.5,97,97.5,97.6,97.3,96.7,97.3,95.3,96.9,97.3,97.4,97.1,96.6,97.1,null,"2018-02-15"]
["Power Electronics","FS1260CU [400V]","1400 kW, 400 Vac Utility Interactive Inverter with Medium Voltage Transformer",1400,400,97,"N","N",null,308,null,null,584,650,800,140,580,420,700,1050,1400,95.5,97.1,97.6,97.6,97.3,96.8,97.3,95.4,97,97.4,97.5,97.2,96.6,97.2,95,96.7,97.2,97.2,96.9,96.4,96.9]
["Power Electronics","FS1401CU [400V]","1400 kW, 400 Vac Utility Interactive Inverter with Medium Voltage Transformer",1400,400,97,"Y","N",null,307.64999999999998,null,null,584,650,800,140,280,420,700,1050,1400,95.532604985730728,97.148387915538947,97.551583372622517,97.645635747387502,97.297022376201895,96.753133062773728,97.295575619397937,95.384202564630996,97.012279815514418,97.415182574633363,97.517366700851795,97.165323574810586,96.610326860439187,97.162588847167413,95.031407745631157,96.720998850116956,97.154322412204863,97.245316117823748,96.921783082314818,96.408889542401482,96.906330837285594]
["Power Electronics","FS1330CU [420V]","1480 kW, 420 Vac Utility Interactive Inverter with Medium Voltage Transformer",1480,420,97,"N","N",null,318,null,null,616,670,800,148,296,444,740,1110,1480,95.5,97.2,97.6,97.7,97.4,96.8,97.3,95.4,97.1,97.5,97.6,97.3,96.7,97.2,95.1,96.8,97.2,97.3,97,96.5,97]
["Power Electronics","FS1480CU [420V]","1480 kW, 420 Vac Utility Interactive Inverter with Medium Voltage Transformer",1480,420,97,"N","N"," Weighted Efficiency includes MV TP1 Transformer efficiency.\n",318,null,null,616,670,800,148,296,444,740,1110,1480,95.5,97.2,97.6,97.7,97.4,96.8,97.3,95.4,97.1,97.5,97.6,97.3,96.7,97.2,95.1,96.8,97.2,97.3,97,96.5,97,null,"2018-02-15"]
["Power Electronics","FS1390CU [440V]","1550 kW, 440 Vac Utility Interactive Inverter with Medium Voltage Transformer",1550,440,97,"N","N",null,328,null,null,642,690,800,155,310,465,775,1162.5,1550,95.7,97.2,97.5,97.6,97.4,96.8,97.2,95.5,97.1,97.5,97.6,97.3,96.8,97.2,95.2,96.9,97.3,97.4,97.1,96.6,97.1]
["Power Electronics","FS1550CU [440V]","1550 kW, 440 Vac Utility Interactive Inverter with Medium Voltage Transformer",1550,440,97,"Y","N",null,327.74299999999999,null,null,642,690,800,155,310,465,775,1162.5,1550,95.655211925955541,97.181442236879207,97.547437832283833,97.643954080545257,97.354346791373658,96.824757567173378,97.335245163457458,95.461859781444502,97.091321527194026,97.470696975416033,97.560059884452514,97.268228903451302,96.75717502939473,97.247156750701365,95.176712671476565,96.87691748016006,97.282217605749395,97.386159732034372,97.088497884380601,96.598507824175812,97.062703307214719]
["Power Electronics","FS1600CU [400V]","1600 kW, 400 Vac Utility Interactive Inverter with Medium Voltage Transformer",1600,400,97,"N","N",null,339.85899999999998,null,null,584,650,800,160,320,480,800,1200,1600,95.633304795484634,97.179474578770126,97.564559008575472,97.616807721389634,97.274026290648251,96.697503303933033,97.281691722519,95.487909508921078,97.056615203484128,97.439710997277103,97.470672742294738,97.150120824499808,96.565206036539607,97.15177807489809,95.151485662593117,96.799546562381707,97.159900875565242,97.188927044249169,96.909830864089017,96.381799465820635,96.896199870241162]
["Power Electronics","FS1475CU15 [600V]","1475 kW, 600 Vac Utility Interactive Inverter with combiner box",1610.37,600,97.5,"N","N","Efficiency data inclusive of transformer effect based on 1475 kVA Liquid-Immeresed Distribution Transformers Table in DOE2016.",368.71,null,null,849,940,1200,161,322,483,805,1208,1610,94.5,96.7,97.5,97.8,97.9,97.6,97.6,94.5,96.6,97.4,97.8,97.8,97.6,97.5,94.6,96.6,97.4,97.7,97.8,97.5,97.5,"2018-05-15","2018-10-15"]
["Power Electronics","FS1690CU [420V]","1690 kW, 420 Vac Utility Interactive Inverter with Medium Voltage Transformer",1690,420,97,"N","N",null,342.52300000000002,null,null,616,670,800,169,338,507,845,1267.5,1690,95.659436109342508,97.231196475911617,97.578818901550079,97.632765399098332,97.344998056358421,96.741897291303744,97.330220104601096,95.573453565758314,97.119120838974936,97.482346068103269,97.538688698957031,97.26108826553326,96.669037456355142,97.241728993082845,95.288099836525859,96.873169187431671,97.243076229427245,97.312807165878297,97.020722243357554,96.483967080522831,97.005222248203978]
["Power Electronics","FS1700CU [390V]","1700.0 kW, 390 Vac Utility Interactive Inverter with Medium Voltage Transformer",1700,390,97,"Y","N",null,346,null,null,585,640,800,170,340,510,850,1275,1700,95.7,97.2,97.5,97.6,97.4,96.9,97.4,95.4,97,97.4,97.5,97.3,96.8,97.2,94.9,96.5,97,97,96.9,96.5,96.8]
["Power Electronics","FS1620CU [400V]","1800 kW, 400 Vac Utility Interactive Inverter with Medium Voltage Transformer",1800,400,97,"N","N",null,356,null,null,584,650,800,180,360,540,900,1350,1800,95.7,97.2,97.6,97.6,97.3,93.7,97.3,95.6,97.1,97.4,97.5,97.3,96.6,97.2,95.3,96.8,97.2,97.2,96.9,96.4,96.9]
["Power Electronics","FS1801CU [400V]","1801 kW, 400 Vac Utility Interactive Inverter with Medium Voltage Transformer",1800,400,97,"N","N",null,355.84,null,null,584,650,800,180,360,540,900,1350,1800,95.715509023278216,97.188058872181102,97.557184090402359,97.619338098319062,97.29115682316035,96.708965979230854,97.294707811271991,95.57856766245277,97.066879292344296,97.434523910558724,97.490214618480408,97.171801865291783,96.572942229271376,97.171276710331483,95.276435766570927,96.807359864652341,97.182226703865041,97.210444063760079,96.930617192253933,96.381287899566544,96.919777388621796]
["Power Electronics","FS1710CU [420V]","1900 kW, 420 Vac Utility Interactive Inverter with Medium Voltage Transformer",1900,420,97,"N","N",null,363,null,null,616,670,800,190,380,570,950,1425,1900,95.7,97.2,97.6,97.6,97.3,96.7,97.3,95.6,97.1,97.5,97.5,97.2,96.7,97.2,95.4,96.8,97.2,97.3,97,96.5,97]
["Power Electronics","FS1901CU [420V]","1901 kW, 420 Vac Utility Interactive Inverter with Medium Voltage Transformer",1900,420,97,"N","N",null,362.80200000000002,null,null,616,670,800,190,380,570,950,1425,1900,95.724356784003746,97.188248690461535,97.562675677979684,97.629861549220806,97.302625806822832,96.712106736982236,97.304175727042377,95.615230074436965,97.088956666756445,97.48719246347153,97.531141907216863,97.213415956065859,96.675542397411988,97.215947509032929,95.357641597626753,96.840091373256826,97.2392397098955,97.270303722582497,97.04041744660266,96.461470074579779,97.006277529926095]
["Power Electronics","FS1991CU [440V]","1990 kW, 440 Vac Utility Interactive Inverter with Medium Voltage Transformer",1990,440,97,"N","N",null,370.81,null,null,642,690,800,199,398,597,995,1492.5,1990,95.712993878171929,97.176012747558431,97.565208297855719,97.615130946818965,97.300230284486645,96.573624071386149,97.292126141426692,95.617156088912381,97.101604467169309,97.486574663202177,97.536353081092528,97.226672899366605,96.522362973240874,97.217044358855006,95.400593780509595,96.931515992355884,97.301920761407004,97.342481830618468,97.046747961781875,96.385697509608093,97.034812521861696]
["Power Electronics","FS1800CU [400V]","2000 kW, 400 Vac Utility Interactive Inverter with Medium Voltage Transformer",2000,400,97,"N","N",null,381,null,null,584,650,800,200,400,600,1000,1500,2000,95.8,97.2,97.6,97.6,97.2,96.6,97.3,95.6,97.1,97.4,97.5,97.1,96.4,97.1,95.4,96.8,97.2,97.2,96.9,96.2,96.9]
["Power Electronics","FS1850CU15 [600V]","1850 kW, 600 Vac Utility Interactive Inverter with combiner box",2020.96,600,97.5,"N","N","Efficiency data inclusive of transformer effect based on 1850 kVA Liquid-Immeresed Distribution Transformers Table in DOE2016.",388.77,null,null,849,940,1200,202,404,606,1010,1516,2021,95.1,96.7,97.5,98,98,97.8,97.8,95,96.6,97.5,97.9,97.9,97.7,97.7,95,96.6,97.4,97.9,97.9,97.6,97.7,"2018-05-15","2018-10-15"]
["Power Electronics","FS2000K [600V]","2100 kW, 600 Vac Utility Interactive Inverter",2103.4160000000002,600,98,"N","N","Efficiency data inclusive of transformer effect based on 2100 kVA Liquid-Immeresed Distribution Transformers Table in DOE2016.\nThe inverter is central control composed by 4 modules.",442.59,null,null,849,940,1200,210.34160000000003,420.68320000000006,631.02480000000003,1051.7080000000001,1577.5620000000001,2103.4160000000002,96.091948793980521,97.52381719894349,97.970395382082458,98.380642306225923,98.207786735688586,97.913401339706525,98.082048178764026,96.123454539756565,97.504043463054401,97.943753029184052,98.208480867701212,98.130647039387711,97.727925324679489,97.992810897571786,96.196419543681841,97.45353356447589,97.985933301735514,98.35572202092888,98.140968256141562,97.747682372282853,98.035644374943558,"2019-04-02"]
["Power Electronics","FS2000CU15 [645V]","2000 kW, 645 Vac Utility Interactive Inverter with combiner box",2162.42,645,98,"N","N","Efficiency data inclusive of transformer effect based on 2000 kVA Liquid-Immeresed Distribution Transformers Table in DOE2016.",388.97,null,null,913,980,1200,216,432,649,1081,1622,2162,95.2,96.9,97.6,98.1,98.1,97.9,97.9,95.2,96.8,97.5,98,98,97.8,97.8,95.2,96.8,97.5,98,98,97.8,97.7,"2018-05-15","2018-10-15"]
["Power Electronics","FS2000M [34000V]","2000 kW, 34 kV, Utility Interactive Inverter with internal transformer",2178.0680000000002,34500,97,"N","N","Inverters are modular and can be composed by 4 or 6 modules. No differences between modules, they use the same components. Each module can have a different internal working voltage (600V, 615V, 630V, 645V, 660V) but the equipment always incorporates internal Medium Voltage transformer (ABB Model: 1LES500018-000), in order to provide the same maximum output voltage (34.5 kV + or - 10%).",5970,null,null,849,940,1200,217.80680000000004,435.61360000000008,653.42040000000009,1089.0340000000001,1633.5510000000002,2178.0680000000002,93.498291666666674,95.993500000000012,96.801083333333324,97.45808333333332,97.657208333333344,97.554791666666659,97.257994166666677,93.349208333333337,95.898333333333326,96.826083333333344,97.39595833333334,97.562875000000005,97.422291666666666,97.180604583333349,93.411374999999992,95.928666666666672,96.709041666666678,97.39233333333334,97.618083333333331,97.483541666666682,97.202124583333344,"2019-03-15"]
["Power Electronics","FS2100CU15 [565V]","2100 kW, 565 Vac Utility Interactive Inverter with combiner box",2275.89,565,97.5,"N","N","Efficiency data inclusive of transformer effect based on 2100 kVA Liquid-Immeresed Distribution Transformers Table in DOE2016.",398.85,null,null,800,900,1200,228,455,683,1138,1707,2276,95.4,97.2,97.6,98,98,97.7,97.8,95.2,97.1,97.6,97.9,97.8,97.6,97.7,95.3,97,97.5,97.9,97.8,97.6,97.7,"2018-05-15","2018-10-15"]
["Power Electronics","FS2125CU15 [690V]","2125 kW, 690 Vac Utility Interactive Inverter with combiner box",2306.41,690,98,"N","N","Efficiency data inclusive of transformer effect based on 2125 kVA Liquid-Immeresed Distribution Transformers Table in DOE2016.",390.63,null,null,976,1030,1200,231,461,692,1153,1730,2306,95.6,97.1,97.8,98.2,98.2,98,98,95.6,97.1,97.7,98.1,98.1,97.9,97.9,95.5,97,97.6,98.1,98.1,97.8,97.9,"2018-05-15","2018-10-15"]
["Power Electronics","FS2150CU15 [645V]","2150 kW, 645 Vac Utility Interactive Inverter with combiner box",2558.48,645,98,"N","N","Efficiency data inclusive of transformer effect based on 2150 kVA Liquid-Immeresed Distribution Transformers Table in DOE2016.",409.99,null,null,913,980,1200,256,512,768,1279,1919,2558,95.7,97.4,97.8,98.1,98.1,97.9,97.9,95.6,97.3,97.8,98.1,98.1,97.8,97.9,95.6,97.3,97.7,98.1,98.1,97.8,97.9,"2018-05-15","2018-10-15"]
["Power Electronics","FS2400CU15 [645V]","2400 kW, 645 Vac Utility Interactive Inverter with combiner box",2583.7600000000002,645,98,"N","N","Efficiency data inclusive of transformer effect based on 2400 kVA Liquid-Immeresed Distribution Transformers Table in DOE2016.",407.44,null,null,913,980,1200,258,517,775,1292,1938,2584,95.8,97.4,97.9,98.1,98.1,97.9,98,95.8,97.4,97.7,98.1,98.1,97.8,97.9,95.7,97.3,97.7,98.1,98,97.8,97.9,"2018-05-15","2018-10-15"]
["Power Electronics","FS2300CU15 [690V]","2300 kW, 690 Vac Utility Interactive Inverter with combiner box",2759.49,690,98,"N","N","Efficiency data inclusive of transformer effect based on 2300 kVA Liquid-Immeresed Distribution Transformers Table in DOE2016.",408.67,null,null,976,1030,1200,276,552,828,1380,2070,2759,95.9,97.5,97.9,98.2,98.2,98,98,95.8,97.4,97.8,98.1,98.2,97.9,98,95.8,97.4,97.8,98.2,98.1,97.9,98,"2018-05-15","2018-10-15"]
["Power Electronics","FS2600CU15O3 [600V]","2600 kW, 600 Vac Utility Interactive Inverter with combiner box and a back feed power supply of 10kW to feed solar trackers on the PV power plant",2770.2,600,98,"N","N","Efficiency data inclusive of transformer effect based on 2600 kVA Liquid-Immeresed Distribution Transformers Table in DOE2016.",433.54,null,null,849,940,1200,277,554,831,1385,2078,2770,97.2,97.9,98.1,98.2,98.1,97.9,98,97.1,97.8,98,98,98,97.8,98,97.1,97.8,98,98.1,98,97.8,98,"2018-05-15","2018-10-15"]
["Power Electronics","FS3001M [34000V]","3000 kW, 34 kV, Utility Interactive Inverter with internal transformer",3017.848,34500,97.5,"N","N","Inverters are modular and can be composed by 4 or 6 modules. No differences between modules, they use the same components. Each module can have a different internal working voltage (600V, 615V, 630V, 645V, 660V) but the equipment always incorporates internal Medium Voltage transformer (ABB Model: 1LES500018-000), in order to provide the same maximum output voltage (34.5 kV + or - 10%).",6084,null,null,849,940,1200,301.78480000000002,603.56960000000004,905.35439999999994,1508.924,2263.386,3017.848,94.625250000000008,96.64620833333332,97.274666666666661,97.67649999999999,97.711333333333329,97.562458333333339,97.467475000000007,94.555166666666665,96.590499999999992,97.182041666666663,97.57641666666666,97.667249999999996,97.444833333333335,97.400508333333335,94.518374999999992,96.583750000000009,97.188416666666669,97.614750000000001,97.703708333333338,97.486250000000013,97.428907916666674,"2019-03-15"]
["Power Electronics","FS2800CU15 [645V]","2800 kW, 645 Vac Utility Interactive Inverter with combiner box",3024.91,645,98,"N","N","Efficiency data inclusive of transformer effect based on 2800 kVA Liquid-Immeresed Distribution Transformers Table in DOE2016.",427.54,null,null,913,940,1200,302,605,907,1512,2269,3025,96,97.4,97.9,98.1,98.1,97.9,98,95.9,97.4,97.8,98.1,98.1,97.8,97.9,95.9,97.3,97.7,98.1,98,97.8,97.9,"2018-05-15","2018-10-15"]
["Power Electronics","FS3150M [34000V]","3150 kW, 34 kV, Utility Interactive Inverter with internal transformer",3307.98,34500,97.5,"N","N","Inverters are modular and can be composed by 4 or 6 modules. No differences between modules, they use the same components. Each module can have a different internal working voltage (600V, 615V, 630V, 645V, 660V) but the equipment always incorporates internal Medium Voltage transformer (ABB Model: 1LES500018-000), in order to provide the same maximum output voltage (34.5 kV + or - 10%).",6880,null,null,891,970,1200,330.798,661.596,992.39400000000001,1653.99,2480.9850000000001,3307.98,95.021083333333337,96.902666666666661,97.43416666666667,97.751458333333346,97.642166666666682,97.366208333333333,97.484541666666672,94.957916666666677,96.780166666666659,97.356208333333342,97.670791666666659,97.588416666666674,97.23479166666668,97.414536666666663,94.974208333333337,96.782833333333343,97.347458333333321,97.693916666666667,97.59999999999998,97.308999999999997,97.428977499999988,"2019-03-15"]
["Power Electronics","FS3225M [34000V]","3225 kW, 34 kV, Utility Interactive Inverter with internal transformer",3367.326,34500,97.5,"N","N","Inverters are modular and can be composed by 4 or 6 modules. No differences between modules, they use the same components. Each module can have a different internal working voltage (600V, 615V, 630V, 645V, 660V) but the equipment always incorporates internal Medium Voltage transformer (ABB Model: 1LES500018-000), in order to provide the same maximum output voltage (34.5 kV + or - 10%).",7640,null,null,913,980,1200,336.73260000000005,673.4652000000001,1010.1977999999999,1683.663,2525.4944999999998,3367.326,95.018333333333345,96.892750000000007,97.397916666666688,97.763374999999996,97.723124999999996,96.925458333333353,97.502958750000005,94.970375000000018,96.822125,97.331000000000017,97.639291666666665,97.631833333333333,96.840541666666653,97.410791250000003,94.960374999999999,96.769166666666663,97.327624999999998,97.680666666666667,97.632750000000001,97.003047619047621,97.424638214285721,"2019-03-15"]
["Powercom","SLK-2000 [208V]","2 kW, 208 Vac Utility Interactive Inverter",2.06,208,95.5,"Y","N",null,0.28999999999999998,null,null,100,325,360,0.20599999999999999,0.41199999999999998,0.61799999999999999,1.03,1.5449999999999999,2.06,88.28,93.12,94.41,95.27,95.43,95.37,94.87,89.63,93.68,94.91,95.73,95.84,95.8,95.34,89.74,94.01,95.11,96.13,96.38,96.07,95.77]
["Powercom","SLK-2000 [240V]","2 kW, 240 Vac Utility Interactive Inverter",2.06,240,95,"Y","N",null,0.36,null,null,100,325,360,0.20599999999999999,0.41199999999999998,0.61799999999999999,1.03,1.5449999999999999,2.06,86.91,92.14,93.78,94.94,95.3,95.37,94.55,87.84,92.87,94.26,95.56,95.79,95.73,95.09,88.1,93.05,94.37,95.71,96,95.94,95.28]
["Powercom","SLK-3000 [240V]","3 kW, 240 Vac Utility Interactive Inverter",3.01,240,95.5,"Y","N",null,0.25,null,null,100,325,360,0.30099999999999999,0.60199999999999998,0.90300000000000002,1.5049999999999999,2.258,3.01,90,93.9,94.85,95.4,95.31,94.83,94.97,90.64,94.34,95.34,95.79,95.87,95.6,95.49,91,94.59,95.44,95.97,96.01,95.77,95.65]
["Powercom","SLK-4000 [208V]","4 kW, 208 Vac Utility Interactive Inverter",3.98,208,95.5,"Y","N",null,0.18,null,null,100,325,360,0.39800000000000002,0.79600000000000004,1.194,1.99,2.9849999999999999,3.98,90.53,94.32,95.17,95.44,95.41,95.16,95.13,91.58,94.87,95.63,96.05,96,95.45,95.7,91.82,95.03,95.8,96.45,96.31,95.76,96.01]
["Power-One","MICRO-0.25-I-OUTD-US-208 [208V]","250 W Utility Interactive Inverter",0.25,208,96,"N","Y","Multiple Listing of ABB",0.02,null,null,30,40,50,0.03,0.05,0.08,0.13,0.19,0.25,91.2,94.5,95.4,96,96.2,96.2,95.8,91.5,94.4,95.5,96.2,96.3,96.4,95.9,91.2,94.3,95.3,96.2,96.2,96.4,95.8]
["Power-One","MICRO-0.25-I-OUTD-US-240 [240V]","250 W Utility Interactive Inverter",0.25,240,96,"N","Y","Multiple Listing of ABB",0.05,null,null,30,40,50,0.03,0.05,0.08,0.13,0.19,0.25,90.8,94.2,95.4,96,96.1,96.2,95.7,91.2,94.2,95.3,96.3,96.2,96.5,95.8,90.5,94,95.3,96.3,96.1,96.5,95.8]
["Power-One","MICRO-0.3-I-OUTD-US-208 [208V]","300 W Utility Interactive Inverter",0.3,208,96,"N","Y","Multiple Listing of ABB",0.02,null,null,30,40,50,0.03,0.06,0.09,0.15,0.23,0.3,92,95,95.8,96,96.2,96,95.9,92.2,94.9,95.8,96.3,96.4,96.4,96,91.7,94.8,95.6,96.2,96.3,96.4,96]
["Power-One","MICRO-0.3-I-OUTD-US-240 [240V]","300 W Utility Interactive Inverter",0.3,240,96,"N","Y","Multiple Listing of ABB",0.05,null,null,30,40,50,0.03,0.06,0.09,0.15,0.23,0.3,91.7,94.8,95.8,96,96.1,96,95.8,92,94.8,95.7,96.3,96.4,96.4,96,91.6,94.7,95.6,96.3,96.4,96.5,96]
["Power-One","UNO-2.0-I-OUTD-S-US [277V]","2 kW, 277 Vac Utility Interactive Inverter.  Model Number may include -W",2,277,95.5,"Y","N","Multiple Listing of ABB",0.5,2,0.5,100,360,416,0.2,0.4,0.6,1,1.5,2,87.6,94.2,95.1,95.9,96,95.7,95.4,87.8,93.7,95.1,96.2,96.6,96.6,95.8,85.8,93,94.7,96.1,96.4,96.6,95.6]
["Power-One","UNO-2.5-I-OUTD-S-US [208V]","2.5 kW, 208 Vac Utility Interactive Inverter.  Model Number may include -W",2.5,208,95.5,"Y","N","Multiple Listing of ABB",0.4,2.5,0.4,100,330,416,0.25,0.5,0.75,1.25,1.88,2.5,91.9,95.2,95.8,95.8,95.2,94.2,95.2,89.6,94.9,95.8,96.1,96,95.7,95.7,87.5,93.6,94.9,95.8,95.8,95.6,95.2]
["Power-One","PVI-3000-I-OUTD-US [208V]","3 kW, 150-600 Vdc Utility Interactive Inverter",2.7,208,90.5,"Y","N",null,0.4,2.5,0.4,100,330,480,0.27,0.54,0.81,1.35,2.0299999999999998,2.7,86.2,90.4,91.1,90.9,90.1,88.9,90.2,87,91.9,92.5,92.1,91.2,90.1,91.4,81.7,89.2,90.6,90.6,89.9,88.9,89.7]
["Power-One","PVI-3000-I-OUTD-US-F [208V]","3 kW, 150-600 Vdc Utility Interactive Inverter",2.7,208,90.5,"Y","N",null,0.4,2.7,0.4,100,330,480,0.27,0.54,0.81,1.35,2.0299999999999998,2.7,86.2,90.4,91.2,91,90.1,88.9,90.2,87,91.9,92.5,92.3,91.1,90,91.4,81.7,89.2,90.6,90.8,89.9,88.8,89.7]
["Power-One","PVI-3.0-OUTD-S-US [277V]","3 kW, 277 Vac Utility Interactive Inverter",3,277,96,"Y","N","Multiple Listing of ABB",0.2,3,0.2,100,390,480,0.3,0.6,0.9,1.5,2.25,3,91.4,94.7,95.5,96.1,95.9,95.6,95.7,92.5,95.8,96.5,96.9,96.9,96.8,96.6,91.1,95.2,96.2,96.7,96.8,96.7,96.4]
["Power-One","PVI-3.0-OUTD-S-US-A [208V]","3 kW, 208 Vac Utility Interactive Inverter with arc detector",3,208,96,"Y","N","Multiple Listing of ABB",0.1,3,0.1,100,310,480,0.3,0.6,0.9,1.5,2.25,3,93.1,95.5,96,95.9,95.7,95.1,95.6,93.3,95.9,96.4,96.4,96.2,95.8,96.1,91,94.9,95.7,96,95.8,95.5,95.6]
["Power-One","PVI-3.0-OUTD-S-US-Z [208V]","3 kW, 208 Vac Utility Interactive Inverter with Zigbee",3,208,96,"Y","N",null,0.1,3,0.1,100,310,480,0.3,0.6,0.9,1.5,2.25,3,93.1,95.5,96,95.9,95.7,95.1,95.6,93.3,95.9,96.4,96.4,96.2,95.8,96.1,91,94.9,95.7,96,95.8,95.5,95.6]
["Power-One","PVI-3.0-OUTD-S-US-Z [240V]","3 kW, 240 Vac Utility Interactive Inverter with Zigbee",3,240,96,"Y","N",null,0.1,3,0.1,100,340,480,0.25,0.6,0.9,1.5,2.25,3,92.5,95.2,95.9,96.1,95.9,95.5,95.7,93.1,95.9,96.5,96.7,96.7,96.4,96.5,91.1,95.1,96,96.4,96.4,96.2,96.1]
["Power-One","PVI-3.0-OUTD-S-US-Z-A [240V]","3 kW, 240 Vac Utility Interactive Inverter with Zigbee and arc detector",3,240,96,"Y","N","Multiple Listing of ABB",0.1,3,0.1,100,340,480,0.25,0.6,0.9,1.5,2.25,3,92.5,95.2,95.9,96.1,95.9,95.5,95.7,93.1,95.9,96.5,96.7,96.7,96.4,96.5,91.1,95.1,96,96.4,96.4,96.2,96.1]
["Power-One","PVI-3.0-OUTD-S-US-Z-A [277V]","3 kW, 277 Vac Utility Interactive Inverter with Zigbee and arc detector",3,277,96,"Y","N","Multiple Listing of ABB",0.2,3,0.2,100,390,480,0.3,0.6,0.9,1.5,2.25,3,91.4,94.7,95.5,96.1,95.9,95.6,95.7,92.5,95.8,96.5,96.9,96.9,96.8,96.6,91.1,95.2,96.2,96.7,96.8,96.7,96.4]
["Power-One","PVI-3.0-OUTD-US [240V]","3 kW, 240 Vac Utility Interactive Inverter.  Model Number may include -S- or -W",3,240,96,"Y","N","Multiple Listing of ABB",0.1,3,0.1,100,340,480,0.25,0.6,0.9,1.5,2.25,3,92.5,95.2,95.9,96.1,95.9,95.5,95.7,93.1,95.9,96.5,96.7,96.7,96.4,96.5,91.1,95.1,96,96.4,96.4,96.2,96.1]
["Power-One","PVI-3.0-OUTD-US [277V]","3 kW, 277 Vac Utility Interactive Inverter.  Model Number may include -S- or -W",3,277,96,"Y","N","Multiple Listing of ABB",0.2,3,0.2,100,390,480,0.3,0.6,0.9,1.5,2.25,3,91.4,94.7,95.5,96.1,95.9,95.6,95.7,92.5,95.8,96.5,96.9,96.9,96.8,96.6,91.1,95.2,96.2,96.7,96.8,96.7,96.4]
["Power-One","PVI-3.8-1-OUTD-x-US-y [208V]","3.8 kW, 208 Vac Inverter, where x = (blank) or -S and y = -PG or -NG",3.3,208,96,"Y","N",null,0.1,3.3,0.1,100,310,416,0.33,0.66,0.99,1.65,2.4750000000000001,3.3,93.58,95.7,96.16,96.41,96.34,95.99,96.17,92.51,95.59,96.33,96.63,96.66,96.54,96.39,89.49,94.02,95.28,96.08,96.29,96.05,95.73]
["Power-One","PVI-3600-OUTD-US-F [208V]","3.3 kW, 150-600 Vdc Utility Interactive Inverter",3.3,208,94.5,"Y","N",null,0.24,3.3,0.24,100,330,480,0.33,0.66,0.99,1.65,2.48,3.3,89.4,93.1,94.4,94.9,94.8,94.5,94.5,90.5,94.1,95.2,95.6,95.6,95.2,95.2,85.9,91.8,93.4,94.4,94.6,94.3,93.9]
["Power-One","PVI-3.6-OUTD-S-US [240V]","3.6 kW, 240 Vac Utility Interactive Inverter",3.6,240,96,"Y","N","Multiple Listing of ABB",0.2,3.6,0.2,100,340,480,0.3,0.72,1.08,1.8,2.7,3.6,91.1,94.1,94.9,95.6,95.8,95.7,95.4,92.4,95.5,96.3,96.7,96.7,96.6,96.5,90.2,94.6,95.6,96.2,96.4,96.3,95.9]
["Power-One","PVI-3.6-OUTD-S-US [277V]","3.6 kW, 277 Vac Utility Interactive Inverter",3.6,277,96,"Y","N","Multiple Listing of ABB",0.2,3.6,0.2,100,395,480,0.36,0.72,1.08,1.8,2.7,3.6,90,93.4,94.4,95.4,95.7,95.6,95.1,91.9,95.4,96.3,96.9,97,96.9,96.6,90.4,94.9,95.9,96.6,96.8,96.8,96.3]
["Power-One","PVI-3.6-OUTD-S-US-A [277V]","3.6 kW, 277 Vac Utility Interactive Inverter with arc detector",3.6,277,96,"Y","N","Multiple Listing of ABB",0.2,3.6,0.2,100,395,480,0.36,0.72,1.08,1.8,2.7,3.6,90,93.4,94.4,95.4,95.7,95.6,95.1,91.9,95.4,96.3,96.9,97,96.9,96.6,90.4,94.9,95.9,96.6,96.8,96.8,96.3]
["Power-One","PVI-3.6-OUTD-S-US-Z [208V]","3.6 kW, 208 Vac Utility Interactive Inverter with Zigbee",3.6,208,96,"Y","N",null,0.1,3.6,0.1,100,310,480,0.36,0.72,1.08,1.8,2.7,3.6,92.2,94.7,95.4,95.9,95.9,95.6,95.6,92.7,95.5,96.1,96.4,96.4,96.1,96.1,90.3,94.5,95.3,95.9,96,95.7,95.6]
["Power-One","PVI-3.6-OUTD-S-US-Z-A [208V]","3.6 kW, 208 Vac Utility Interactive Inverter with arc detector",3.6,208,96,"Y","N","Multiple Listing of ABB",0.1,3.6,0.1,100,310,480,0.36,0.72,1.08,1.8,2.7,3.6,92.2,94.7,95.4,95.9,95.9,95.6,95.6,92.7,95.5,96.1,96.4,96.4,96.1,96.1,90.3,94.5,95.3,95.9,96,95.7,95.6]
["Power-One","PVI-3.6-OUTD-S-US-Z-A [240V]","3.6 kW, 240 Vac Utility Interactive Inverter with arc detector",3.6,240,96,"Y","N","Multiple Listing of ABB",0.2,3.6,0.2,100,340,480,0.3,0.72,1.08,1.8,2.7,3.6,91.1,94.1,94.9,95.6,95.8,95.7,95.4,92.4,95.5,96.3,96.7,96.7,96.6,96.5,90.2,94.6,95.6,96.2,96.4,96.3,95.9]
["Power-One","PVI-3.6-OUTD-US [240V]","3.6 kW, 240 Vac Utility Interactive Inverter.  Model number may include -S- or -W",3.6,240,96,"Y","N","Multiple Listing of ABB",0.2,3.6,0.2,100,340,480,0.3,0.72,1.08,1.8,2.7,3.6,91.1,94.1,94.9,95.6,95.8,95.7,95.4,92.4,95.5,96.3,96.7,96.7,96.6,96.5,90.2,94.6,95.6,96.2,96.4,96.3,95.9]
["Power-One","PVI-3.6-OUTD-US [277V]","3.6 kW, 277 Vac Utility Interactive Inverter.  Model number may include -S- or -W",3.6,277,96,"Y","N","Multiple Listing of ABB",0.2,3.6,0.2,100,395,480,0.36,0.72,1.08,1.8,2.7,3.6,90,93.4,94.4,95.4,95.7,95.6,95.1,91.9,95.4,96.3,96.9,97,96.9,96.6,90.4,94.9,95.9,96.6,96.8,96.8,96.3]
["Power-One","PVI-3.8-1-OUTD-x-US-y [240V]","3.8 kW, 240 Vac Inverter, where x = (blank) or S and y = PG or NG",3.8,240,96.5,"Y","N",null,0.1,3.8,0.1,100,340,416,0.38,0.76,1.1399999999999999,1.9,2.85,3.8,93.72,95.75,96.23,96.47,96.44,96.09,96.26,92.77,95.88,96.59,96.88,96.84,96.81,96.6,90.71,94.81,95.88,96.53,96.5,96.49,96.12]
["Power-One","PVI-3.8-1-OUTD-x-US-y [277V]","3.8 kW, 277 Vac Inverter, where x = (blank) or S and y = PG or NG",3.8,277,96.5,"Y","N",null,0.1,3.8,0.1,100,362,416,0.38,0.76,1.1399999999999999,1.9,2.85,3.8,92.86,95.37,95.99,96.34,96.38,96.14,96.12,92.27,95.6,96.41,96.92,96.88,96.93,96.59,91.34,95.21,96.22,96.83,96.8,96.85,96.44]
["Power-One","PVI-3.8-OUTD-S-US [277V]","3.8 kW, 277 Vac Utility Interactive Inverter",3.8,277,96,"Y","N","Multiple Listing of ABB",0.22,null,null,100,395,480,0.38,0.76,1.1399999999999999,1.9,2.85,3.8,90.3,93.6,94.5,95.3,95.6,95.5,95.1,92,95.3,96.2,96.8,96.9,96.9,96.5,90.4,94.7,95.8,96.5,96.7,96.8,96.2]
["Power-One","PVI-3.8-OUTD-S-US-A [208V]","3.3 kW, 208 Vac Utility Interactive Inverter with arc detector",3.8,208,95.5,"Y","N","Multiple Listing of ABB",0.12,null,null,100,310,480,0.33,0.66,0.99,1.65,2.48,3.3,91.5,94.3,95.1,95.6,95.6,95.4,95.3,92.1,95.1,95.9,96.3,96.4,96.2,96.1,89.1,93.9,95,95.7,95.9,95.8,95.4]
["Power-One","PVI-3.8-OUTD-S-US-A [277V]","3.8 kW, 277 Vac Utility Interactive Inverter with arc detector",3.8,277,96,"Y","N","Multiple Listing of ABB",0.22,null,null,100,395,480,0.38,0.76,1.1399999999999999,1.9,2.85,3.8,90.3,93.6,94.5,95.3,95.6,95.5,95.1,92,95.3,96.2,96.8,96.9,96.9,96.5,90.4,94.7,95.8,96.5,96.7,96.8,96.2]
["Power-One","PVI-3.8-OUTD-S-US-Z [208V]","3.3 kW, 208 Vac Utility Interactive Inverter",3.8,208,95.5,"Y","N","Multiple Listing of ABB",0.12,null,null,100,310,480,0.33,0.66,0.99,1.65,2.48,3.3,91.5,94.3,95.1,95.6,95.6,95.4,95.3,92.1,95.1,95.9,96.3,96.4,96.2,96.1,89.1,93.9,95,95.7,95.9,95.8,95.4]
["Power-One","PVI-3.8-OUTD-S-US-Z-A [208V]","3.3 kW, 208 Vac Utility Interactive Inverter with arc detector",3.8,208,95.5,"Y","N","Multiple Listing of ABB",0.12,null,null,100,310,480,0.33,0.66,0.99,1.65,2.48,3.3,91.5,94.3,95.1,95.6,95.6,95.4,95.3,92.1,95.1,95.9,96.3,96.4,96.2,96.1,89.1,93.9,95,95.7,95.9,95.8,95.4]
["Power-One","PVI-3.8-OUTD-S-US-Z-A [240V]","3.8 kW, 240 Vac Utility Interactive Inverter with arc detector",3.8,240,96,"Y","N","Multiple Listing of ABB",0.16,null,null,100,340,480,0.38,0.76,1.1399999999999999,1.9,2.85,3.8,91.4,94.2,94.9,95.5,95.6,95.5,95.3,92.6,95.5,96.2,96.6,96.7,96.6,96.4,90.3,94.5,95.5,96.2,96.3,96.3,95.9]
["Power-One","PVI-3.8-OUTD-US [240V]","3.8 kW, 240 Vac Utility Interactive Inverter",3.8,240,96,"Y","N","Multiple Listing of ABB",0.16,null,null,100,340,480,0.38,0.76,1.1399999999999999,1.9,2.85,3.8,91.4,94.2,94.9,95.5,95.6,95.5,95.3,92.6,95.5,96.2,96.6,96.7,96.6,96.4,90.3,94.5,95.5,96.2,96.3,96.3,95.9]
["Power-One","PVI-3.8-OUTD-US [277V]","3.8 kW, 277 Vac Utility Interactive Inverter",3.8,277,96,"Y","N","Multiple Listing of ABB",0.22,null,null,100,395,480,0.38,0.76,1.1399999999999999,1.9,2.85,3.8,90.3,93.6,94.5,95.3,95.6,95.5,95.1,92,95.3,96.2,96.8,96.9,96.9,96.5,90.4,94.7,95.8,96.5,96.7,96.8,96.2]
["Power-One","PVI-4.2-OUTD-S-US [277V]","4.2 kW, 277 Vac Utility Interactive Inverter",4.2,277,96,"Y","N","Multiple Listing of ABB",0.2,4.2,0.2,100,395,480,0.42,0.84,1.26,2.1,3.15,4.2,90.84,93.88,94.81,95.56,95.7,95.55,95.27,92.78,95.81,96.56,96.99,96.97,96.88,96.7,91.63,95.36,96.18,96.72,96.8,96.74,96.43]
["Power-One","PVI-4.2-OUTD-S-US-A [208V]","4.2 kW, 208 Vac Utility Interactive Inverter with arc detector",4.2,208,96,"Y","N","Multiple Listing of ABB",0.1,4.2,0.1,100,310,480,0.42,0.84,1.26,2.1,3.15,4.2,92.94,95.03,95.58,95.92,95.78,95.39,95.62,93.47,95.8,96.25,96.39,96.26,95.9,96.14,91.39,94.89,95.55,95.94,95.83,95.47,95.58]
["Power-One","PVI-4.2-OUTD-S-US-Z [208V]","4.2 kW, 208 Vac Utility Interactive Inverter with Zigbee",4.2,208,96,"Y","N",null,0.1,4.2,0.1,100,310,480,0.42,0.84,1.26,2.1,3.15,4.2,92.9,95,95.6,95.9,95.8,95.4,95.6,93.5,95.8,96.3,96.4,96.3,95.9,96.1,91.4,94.9,95.6,95.9,95.8,95.5,95.6]
["Power-One","PVI-4.2-OUTD-S-US-Z [240V]","4.2 kW, 240 Vac Utility Interactive Inverter with Zigbee",4.2,240,96,"Y","N",null,0.2,4.2,0.2,100,340,480,0.42,0.84,1.26,2.1,3.15,4.2,91.8,94.4,95.2,95.8,95.8,95.4,95.5,93.3,95.9,96.5,96.7,96.7,96.5,96.5,91.3,95.1,95.9,96.3,96.4,96.2,96]
["Power-One","PVI-4.2-OUTD-S-US-Z-A [240V]","4.2 kW, 240 Vac Utility Interactive Inverter with Zigbee and arc detector",4.2,240,96,"Y","N","Multiple Listing of ABB",0.2,4.2,0.2,100,340,480,0.42,0.84,1.26,2.1,3.15,4.2,91.8,94.4,95.2,95.8,95.8,95.4,95.5,93.3,95.9,96.5,96.7,96.7,96.5,96.5,91.3,95.1,95.9,96.3,96.4,96.2,96]
["Power-One","PVI-4.2-OUTD-S-US-Z-A [277V]","4.2 kW, 277 Vac Utility Interactive Inverter with Zigbee and arc detector",4.2,277,96,"Y","N","Multiple Listing of ABB",0.2,4.2,0.2,100,395,480,0.42,0.84,1.26,2.1,3.15,4.2,90.8,93.9,94.8,95.6,95.7,95.6,95.3,92.8,95.8,96.6,97,97,96.9,96.7,91.6,95.4,96.2,96.7,96.8,96.7,96.4]
["Power-One","PVI-4.2-OUTD-US [277V]","4.2 kW, 277 Vac Utility Interactive Inverter.  Model Number may include -S- or -W",4.2,277,96,"Y","N","Multiple Listing of ABB",0.2,4.2,0.2,100,395,480,0.42,0.84,1.26,2.1,3.15,4.2,90.84,93.88,94.81,95.56,95.7,95.55,95.27,92.78,95.81,96.56,96.99,96.97,96.88,96.7,91.63,95.36,96.18,96.72,96.8,96.74,96.43]
["Power-One","PVI-4.6-1-OUTD-x-US-y [208V]","4.6 kW, 208 Vac Inverter, where x = (blank) or S and y = PG or NG",4.5999999999999996,208,96,"Y","N","Multiple Listing of ABB",0.1,4.5999999999999996,0.1,100,310,416,0.46,0.92,1.38,2.2999999999999998,3.45,4.5999999999999996,94.57,96.13,96.17,96.4,95.91,95.12,95.96,94.12,96.25,96.59,96.68,96.51,96.15,96.43,91.78,95.13,95.92,96.31,96,95.92,95.84]
["Power-One","PVI-5000-OUTD-S-US-Z [208V]","5 kW, 208 Vac Utility Interactive Inverter with Zigbee",5,208,96,"Y","N","Multiple Listing of ABB",0.18,null,null,100,310,480,0.5,1,1.5,2.5,3.75,5,93.4,95.7,96.2,96.4,96.2,95.8,96.1,93.6,95.9,96.5,96.7,96.6,96.3,96.4,90.9,94.7,95.6,96.1,96.1,95.9,95.8]
["Power-One","PVI-5000-OUTD-S-US-Z [240V]","5 kW, 240 Vac Utility Interactive Inverter with Zigbee",5,240,96.5,"Y","N","Multiple Listing of ABB",0.24,null,null,100,345,480,0.5,1,1.5,2.5,3.75,5,92.5,95.5,96.1,96.4,96.3,96,96.1,93.8,96.2,96.7,97,96.9,96.6,96.7,91.5,95,95.9,96.4,96.5,96.3,96.1]
["Power-One","PVI-5000-OUTD-S-US-Z-A [208V]","5 kW, 208 Vac Utility Interactive Inverter with Zigbee and arc detector",5,208,96,"Y","N","Multiple Listing of ABB",0.18,null,null,100,310,480,0.5,1,1.5,2.5,3.75,5,93.4,95.7,96.2,96.4,96.2,95.8,96.1,93.6,95.9,96.5,96.7,96.6,96.3,96.4,90.9,94.7,95.6,96.1,96.1,95.9,95.8]
["Power-One","PVI-5000-OUTD-S-US-Z-A [240V]","5 kW, 240 Vac Utility Interactive Inverter with Zigbee and arc detector",5,240,96.5,"Y","N","Multiple Listing of ABB",0.24,null,null,100,345,480,0.5,1,1.5,2.5,3.75,5,92.5,95.5,96.1,96.4,96.3,96,96.1,93.8,96.2,96.7,97,96.9,96.6,96.7,91.5,95,95.9,96.4,96.5,96.3,96.1]
["Power-One","PVI-5000-OUTD-US [240V]","5 kW, 240 Vac Utility Interactive Inverter",5,240,96.5,"Y","N","Multiple Listing of ABB",0.24,null,null,100,345,480,0.5,1,1.5,2.5,3.75,5,92.5,95.5,96.1,96.4,96.3,96,96.1,93.8,96.2,96.7,97,96.9,96.6,96.7,91.5,95,95.9,96.4,96.5,96.3,96.1]
["Power-One","PVI-5000-OUTD-US [277V]","5 kW, 277 Vac Utility Interactive Inverter",5,277,96.5,"Y","N","Multiple Listing of ABB",0.32,null,null,100,400,480,0.5,1,1.5,2.5,3.75,5,91.6,95,95.9,96.4,96.5,96.3,96.1,92.5,95.7,96.5,97.1,97.1,97,96.8,90.9,95,95.9,96.7,96.9,96.9,96.4]
["Power-One","PVI-5000-OUTD-US-A [277V]","5 kW, 277 Vac Utility Interactive Inverter with arc detector",5,277,96.5,"Y","N","Multiple Listing of ABB",0.32,null,null,100,400,480,0.5,1,1.5,2.5,3.75,5,91.6,95,95.9,96.4,96.5,96.3,96.1,92.5,95.7,96.5,97.1,97.1,97,96.8,90.9,95,95.9,96.7,96.9,96.9,96.4]
["Power-One","PVI-5000-OUTD-US-Z [208V]","5 kW, 208 Vac Utility Interactive Inverter",5,208,96,"Y","N","Multiple Listing of ABB",0.18,null,null,100,310,480,0.5,1,1.5,2.5,3.75,5,93.4,95.7,96.2,96.4,96.2,95.8,96.1,93.6,95.9,96.5,96.7,96.6,96.3,96.4,90.9,94.7,95.6,96.1,96.1,95.9,95.8]
["Power-One","PVI-5000-OUTD-US-Z-A [208V]","5 kW, 208 Vac Utility Interactive Inverter",5,208,96,"Y","N","Multiple Listing of ABB",0.18,null,null,100,310,480,0.5,1,1.5,2.5,3.75,5,93.4,95.7,96.2,96.4,96.2,95.8,96.1,93.6,95.9,96.5,96.7,96.6,96.3,96.4,90.9,94.7,95.6,96.1,96.1,95.9,95.8]
["Power-One","PVI-5000-OUTD-US-Z-A [240V]","5 kW, 240 Vac Utility Interactive Inverter",5,240,96.5,"Y","N","Multiple Listing of ABB",0.24,null,null,100,345,480,0.5,1,1.5,2.5,3.75,5,92.5,95.5,96.1,96.4,96.3,96,96.1,93.8,96.2,96.7,97,96.9,96.6,96.7,91.5,95,95.9,96.4,96.5,96.3,96.1]
["Power-One","PVI-6000-OUTD-S-US-A [240V]","6 kW, 240 Vac Utility Interactive Inverter with arc detector",6,240,96.5,"Y","N","Multiple Listing of ABB",0.24,null,null,100,345,480,0.6,1.2,1.8,3,4.5,6,93.5,95.8,96.3,96.4,96.2,95.8,96.1,94.6,96.5,96.9,96.9,96.8,96.5,96.7,92.6,95.5,96.1,96.5,96.4,96.2,96.2]
["Power-One","PVI-6000-OUTD-S-US-A [277V]","6 kW, 277 Vac Utility Interactive Inverter with arc detector",6,277,96.5,"Y","N","Multiple Listing of ABB",0.32,null,null,100,400,480,0.6,1.2,1.8,3,4.5,6,92.5,95.5,96.2,96.4,96.4,96.1,96.1,93.5,96.2,96.8,97.1,97.1,97,96.9,92.2,95.5,96.3,96.8,96.9,96.9,96.5]
["Power-One","PVI-6000-OUTD-S-US-Z [277V]","6 kW, 277 Vac Utility Interactive Inverter with Zigbee",6,277,96.5,"Y","N","Multiple Listing of ABB",0.32,null,null,100,400,480,0.6,1.2,1.8,3,4.5,6,92.5,95.5,96.2,96.4,96.4,96.1,96.1,93.5,96.2,96.8,97.1,97.1,97,96.9,92.2,95.5,96.3,96.8,96.9,96.9,96.5]
["Power-One","PVI-6000-OUTD-S-US-Z-A [208V]","6 kW, 208 Vac Utility Interactive Inverter with Zigbee and arc detector",6,208,96,"Y","N","Multiple Listing of ABB",0.18,null,null,100,310,480,0.6,1.2,1.8,3,4.5,6,94,96,96.4,96.3,96,95.5,96,94.3,96.2,96.6,96.7,96.4,96,96.4,92.1,95.1,95.9,96.1,96,95.7,95.8]
["Power-One","PVI-6000-OUTD-US [208V]","6 kW, 208 Vac Utility Interactive Inverter",6,208,96,"Y","N","Multiple Listing of ABB",0.18,null,null,100,310,480,0.6,1.2,1.8,3,4.5,6,94,96,96.4,96.3,96,95.5,96,94.3,96.2,96.6,96.7,96.4,96,96.4,92.1,95.1,95.9,96.1,96,95.7,95.8]
["Power-One","PVI-6000-OUTD-US [240V]","6 kW, 240 Vac Utility Interactive Inverter",6,240,96.5,"Y","N","Multiple Listing of ABB",0.24,null,null,100,345,480,0.6,1.2,1.8,3,4.5,6,93.5,95.8,96.3,96.4,96.2,95.8,96.1,94.6,96.5,96.9,96.9,96.8,96.5,96.7,92.6,95.5,96.1,96.5,96.4,96.2,96.2]
["Power-One","PVI-6000-OUTD-US-A [208V]","6 kW, 208 Vac Utility Interactive Inverter with arc detector",6,208,96,"Y","N","Multiple Listing of ABB",0.18,null,null,100,310,480,0.6,1.2,1.8,3,4.5,6,94,96,96.4,96.3,96,95.5,96,94.3,96.2,96.6,96.7,96.4,96,96.4,92.1,95.1,95.9,96.1,96,95.7,95.8]
["Power-One","PVI-6000-OUTD-US-A [240V]","6 kW, 240 Vac Utility Interactive Inverter with arc detector",6,240,96.5,"Y","N","Multiple Listing of ABB",0.24,null,null,100,345,480,0.6,1.2,1.8,3,4.5,6,93.5,95.8,96.3,96.4,96.2,95.8,96.1,94.6,96.5,96.9,96.9,96.8,96.5,96.7,92.6,95.5,96.1,96.5,96.4,96.2,96.2]
["Power-One","PVI-6000-OUTD-US-Z [240V]","6 kW, 240 Vac Utility Interactive Inverter",6,240,96.5,"Y","N","Multiple Listing of ABB",0.24,null,null,100,345,480,0.6,1.2,1.8,3,4.5,6,93.5,95.8,96.3,96.4,96.2,95.8,96.1,94.6,96.5,96.9,96.9,96.8,96.5,96.7,92.6,95.5,96.1,96.5,96.4,96.2,96.2]
["Power-One","PVI-6000-OUTD-US-Z [277V]","6 kW, 277 Vac Utility Interactive Inverter",6,277,96.5,"Y","N","Multiple Listing of ABB",0.32,null,null,100,400,480,0.6,1.2,1.8,3,4.5,6,92.5,95.5,96.2,96.4,96.4,96.1,96.1,93.5,96.2,96.8,97.1,97.1,97,96.9,92.2,95.5,96.3,96.8,96.9,96.9,96.5]
["Power-One","PVI-6000-OUTD-US-Z-A [277V]","6 kW, 277 Vac Utility Interactive Inverter",6,277,96.5,"Y","N","Multiple Listing of ABB",0.32,null,null,100,400,480,0.6,1.2,1.8,3,4.5,6,92.5,95.5,96.2,96.4,96.4,96.1,96.1,93.5,96.2,96.8,97.1,97.1,97,96.9,92.2,95.5,96.3,96.8,96.9,96.9,96.5]
["Power-One","UNO-7.6-TL-OUTD-S-US-A [208V]","transformerless Utility Interactive Inverter with arc detector",7.6,208,96.5,"Y","N",null,1.33,null,null,100,380,480,0.76,1.52,2.2799999999999998,3.8,5.7,7.6,93.3,95.3,95.8,95.9,95.8,95.6,95.7,95.2,96.8,97.1,97.2,97.1,96.9,97,93.2,96,96.4,96.8,96.8,96.6,96.5]
["Power-One","UNO-7.6-TL-OUTD-S-US-Z-A [208V]","transformerless Utility Interactive Inverter with arc detector",7.6,208,96.5,"Y","N",null,1.33,null,null,100,380,480,0.76,1.52,2.2799999999999998,3.8,5.7,7.6,93.3,95.3,95.8,95.9,95.8,95.6,95.7,95.2,96.8,97.1,97.2,97.1,96.9,97,93.2,96,96.4,96.8,96.8,96.6,96.5]
["Power-One","UNO-7.6-TL-OUTD-S-US-Z-A [240V]","transformerless Utility Interactive Inverter with arc detector",7.6,240,96.5,"Y","N",null,1.4,null,null,100,380,480,0.76,1.52,2.2799999999999998,3.8,5.7,7.6,92.5,95,95.7,96,96,95.8,95.7,95,96.9,97.3,97.5,97.5,97.3,97.3,93.3,96.2,96.8,97.2,97.2,97.1,96.9]
["Power-One","UNO-8.6-TL-OUTD-S-US-A [277V]","transformerless Utility Interactive Inverter with arc detector",8.6,277,96.5,"Y","N",null,1.4,null,null,100,380,480,0.86,1.72,2.58,4.3,6.45,8.6,93,95.2,95.8,96,95.9,95.7,95.8,95.4,97,97.4,97.5,97.5,97.3,97.3,94,96.4,96.9,97.2,97.2,97,97]
["Power-One","UNO-8.6-TL-OUTD-S-US-Z-A [240V]","transformerless Utility Interactive Inverter with arc detector",8.6,240,96.5,"Y","N",null,1.5,null,null,100,380,480,0.86,1.72,2.58,4.3,6.45,8.6,92.1,94.9,95.6,95.9,95.9,95.8,95.7,93.6,95.9,96.5,96.8,96.9,96.8,96.6,94.2,96.7,97.2,97.5,97.6,97.5,97.3]
["Power-One","PVI-10.0-I-OUTD-x-US-480-y-z [480V]","10 kW, 480 Vac Inverter, x may be empty, S, S1 or S2; y either PG or NG; z may be empty or 12A",10,480,97,"Y","N","Multiple Listing of ABB",0.4,10,0.4,220,362,416,1,2,3,5,7.5,10,92.7,95.4,96.2,96.9,96.8,96.4,96.5,92.6,96,96.8,97.2,97.3,97.3,97,92.3,95.9,96.8,97.3,97.3,97.3,97]
["Power-One","PVI-12.0-I-OUTD-x-US-480-y [480V]","12 kW, 480 Vac Inverter, x may be empty, S, S1 or S2; y either PG or NG",12,480,97,"Y","N","Multiple Listing of ABB",0.4,12,0.4,250,370,416,1.2,2.4,3.6,6,9,12,93.7,96,96.5,97,96.9,96.4,96.7,93.6,96.3,97,97.2,97.3,97.2,97,93.4,96.4,97,97.2,97.3,97.3,97.1]
["Power-One","TRIO-20.0-TL-OUTD-S1A-US-480 [480V]","20 kW, 480 Vac Inverter with arc detector",20,480,97.5,"Y","N","Multiple Listing of ABB",0.61,null,null,450,700,800,2,4,6,10,15,20,93.5,95.4,96.3,96.9,97,97,96.7,94.5,96.7,97.3,97.7,97.7,97.7,97.5,95.4,97.2,97.8,98.1,98.2,98.1,97.9]
["Power-One","TRIO-20.0-TL-OUTD-S1B-480-A [480V]","20 kW, 480 Vac Inverter with arc detector",20,480,97.5,"Y","N",null,0.61,null,null,450,700,800,2,4,6,10,15,20,93.5,95.4,96.3,96.9,97,97,96.7,94.5,96.7,97.3,97.7,97.7,97.7,97.5,95.4,97.2,97.8,98.1,98.2,98.1,97.9]
["Power-One","TRIO-20.0-TL-OUTD-S-480-A [480V]","20 kW, 480 Vac Inverter with arc detector",20,480,97.5,"Y","N",null,0.61,null,null,450,700,800,2,4,6,10,15,20,93.5,95.4,96.3,96.9,97,97,96.7,94.5,96.7,97.3,97.7,97.7,97.7,97.5,95.4,97.2,97.8,98.1,98.2,98.1,97.9]
["Power-One","TRIO-20.0-TL-OUTD-S-US-480 [480V]","20 kW, 480 Vac Inverter with arc detector",20,480,97.5,"Y","N","Multiple Listing of ABB",0.61,null,null,450,700,800,2,4,6,10,15,20,93.5,95.4,96.3,96.9,97,97,96.7,94.5,96.7,97.3,97.7,97.7,97.7,97.5,95.4,97.2,97.8,98.1,98.2,98.1,97.9]
["Power-One","TRIO-27.6-TL-OUTD-S1A-480-A [480V]","27.6 kW, 480 Vac Inverter with arc detector",27.6,480,97.5,"Y","N",null,0.61,null,null,520,715,800,2.76,5.52,8.2799999999999994,13.8,20.7,27.6,94.8,96.4,97,97.4,97.4,97.3,97.2,95.4,97.1,97.6,97.8,97.9,97.8,97.7,96.1,97.6,98,98.2,98.2,98.2,98.1]
["Power-One","TRIO-27.6-TL-OUTD-S1A-US-480 [480V]","27.6 kW, 480 Vac Inverter with arc detector",27.6,480,97.5,"Y","N","Multiple Listing of ABB",0.61,null,null,520,715,800,2.76,5.52,8.2799999999999994,13.8,20.7,27.6,94.8,96.4,97,97.4,97.4,97.3,97.2,95.4,97.1,97.6,97.8,97.9,97.8,97.7,96.1,97.6,98,98.2,98.2,98.2,98.1]
["Power-One","TRIO-27.6-TL-OUTD-S1-US-480 [480V]","27.6 kW, 480 Vac Inverter with arc detector",27.6,480,97.5,"Y","N","Multiple Listing of ABB",0.61,null,null,520,715,800,2.76,5.52,8.2799999999999994,13.8,20.7,27.6,94.8,96.4,97,97.4,97.4,97.3,97.2,95.4,97.1,97.6,97.8,97.9,97.8,97.7,96.1,97.6,98,98.2,98.2,98.2,98.1]
["Power-One","TRIO-27.6-TL-OUTD-S-480-A [480V]","27.6 kW, 480 Vac Inverter with arc detector",27.6,480,97.5,"Y","N",null,0.61,null,null,520,715,800,2.76,5.52,8.2799999999999994,13.8,20.7,27.6,94.8,96.4,97,97.4,97.4,97.3,97.2,95.4,97.1,97.6,97.8,97.9,97.8,97.7,96.1,97.6,98,98.2,98.2,98.2,98.1]
["Power-One","PVI-CENTRAL-50-US [480V]","50 kW, 480 Vac Utility Interactive Inverter",50,480,95,"Y","N","Multiple Listing of ABB",41,50,41,330,370,480,5,10,15,25,37.5,50,90.5,94.4,95.3,95.7,95.6,95.1,95.3,90.2,94.2,95.2,95.6,95.5,95,95.2,89.5,93.8,94.9,95.3,95.3,94.8,94.9]
["Power-One","PVI-CENTRAL-100-US [208V]","100 kW, 208 Vac Utility Interactive Inverter",100,208,95,"Y","N","Multiple Listing of ABB",47,100,47,330,370,480,10,20,30,50,75,100,91.5,94.7,95.4,95.6,95.3,94.7,95.2,91.2,94.5,95.3,95.5,95.2,94.6,95.1,90.3,94.1,94.9,95.2,95,94.4,94.7]
["Power-One","PVI-CENTRAL-300-US [480V]","300 kW, 480 Vac Utility Interactive Inverter",300,480,97,"Y","N","Multiple Listing of ABB",119,300,119,320,360,480,30,60,90,150,225,300,96.2,97.5,97.6,97.6,97.1,96.5,97.2,95.8,97.3,97.4,97.4,96.9,96.4,97,94.8,96.2,96.3,96.6,96.3,95.8,96.3]
["Power-One","ULTRA-750-TL-OUTD-2-US-690-x-y-z [690V]","750 kW, 690 Vac Utility Interactive Inverter with Medium Voltage NEMA TP1 transformer",750,690,96.5,"Y","N","Multiple Listing of ABB",301.7,null,null,585,746,800,75,150,225,375,562.5,750,94.5,95.8,96.2,96.2,95.9,95.1,95.9,95,96.5,96.7,96.9,96.5,95.9,96.5,95.1,96.6,96.9,97,96.7,96.1,96.7]
["Power-One","ULTRA-750-TL-OUTD-3-US-690-x-y-z [690V]","750 kW, 690 Vac Utility Interactive Inverter with Medium Voltage NEMA TP1 transformer",780,690,96.5,"Y","N","Multiple Listing of ABB",346.8,null,null,585,746,800,78,156,234,390,585,780,94.5,96,96.4,96.4,96,95.3,96.1,95,96.5,97,97.1,96.8,96.2,96.7,95.1,96.6,97.1,97.2,96.9,96.3,96.9]
["Power-One","ULTRA-1100-TL-OUTD-2-US-690-x-y-z [690V]","1100 kW, 690 Vac Utility Interactive Inverter with Medium Voltage NEMA TP1 transformer",1000,690,96.5,"Y","N","Multiple Listing of ABB",328.8,null,null,585,746,800,100,200,300,500,750,1000,94.5,96.1,96.5,96.5,96.2,95.4,96.2,94.9,96.7,97.1,97.1,96.8,96.2,96.8,95.1,96.9,97.2,97.3,96.9,96.4,96.9]
["Power-One","ULTRA-1100-TL-OUTD-3-US-690-x-y-z [690V]","1100 kW, 690 Vac Utility Interactive Inverter with Medium Voltage NEMA TP1 transformer",1170,690,97,"Y","N","Multiple Listing of ABB",381.6,null,null,585,746,800,117,234,351,585,877.5,1170,94.6,96.3,96.6,96.7,96.3,95.6,96.3,95.2,96.8,97.3,97.3,96.9,96.3,96.9,95.3,96.9,97.4,97.4,97,96.5,97]
["Power-One","ULTRA-1500-TL-OUTD-2-US-690-x-y-z [690V]","1500 kW, 690 Vac Utility Interactive Inverter with Medium Voltage NEMA TP1 transformer",1500,690,96.5,"Y","N","Multiple Listing of ABB",373.9,null,null,585,746,800,150,300,450,750,1125,1500,94.9,96.3,96.5,96.7,96.3,95.6,96.3,95.3,96.8,97,97.2,96.9,96.3,96.9,95.4,96.9,97.2,97.4,97,96.5,97]
["Power-One","ULTRA-1500-TL-OUTD-3-US-690-x-y-z [690V]","1500 kW, 690 Vac Utility Interactive Inverter with Medium Voltage NEMA TP1 transformer",1560,690,97,"Y","N","Multiple Listing of ABB",430.1,null,null,585,746,800,156,312,468,780,1170,1560,94.9,96.5,96.8,97,96.4,95.7,96.5,95.4,97,97.3,97.5,97.1,96.6,97.1,95.5,97.1,97.4,97.6,97.2,96.7,97.2]
["Princeton Power Systems, Inc.","GTIB-480-30-WZZZZZZ-G1.3 [480V]","30 kVA, 480 Vac, 830Vdc, Non-isolated, Bi-directional, Grid Support Utility Interactive PV or Battery Inverter; where Z can be -ATS, -GA, -F, -GN-W-H, -H, -EMOS, or blank.\nCannot accept PV and Battery DC input simultaneously.",29.443999999999999,480,93.5,"N","N",null,35.14,null,null,540,750,830,2.9444320000000004,5.8888640000000008,8.8332960000000007,14.722160000000001,22.08324,29.444320000000001,86.763266666666667,92.620999999999995,93.103199999999987,93.816300000000012,93.242133333333328,92.085366666666658,92.997986666666677,87.648466666666664,93.265666666666675,93.530033333333321,94.116299999999995,93.404066666666665,92.92046666666667,93.307427666666669,88.606333333333325,92.492433333333324,94.669099999999986,94.546866666666659,93.654933333333332,93.047166666666669,93.673481999999993,"2019-06-17"]
["Princeton Power Systems, Inc.","GTIB30-480BGNSC [480V]","30 kW, 480 Vac, 3-phase Utility Interactive Inverter",30,480,92.5,"Y","N",null,64.2,null,null,280,443,580,3,6,9,15,22.5,30,80.099999999999994,88.6,91.3,92.5,92.4,91.7,91.6,80.099999999999994,88.7,91.6,93.4,93.6,93.3,92.5,83,90.7,93.6,94.1,94.2,94,93.5,null,"2019-06-17"]
["Princeton Power Systems, Inc.","GTIB-480-30-WZZZZZZ [480V]","30 kW, 480 Vac, 780 Vdc max, 3-phase Utility Interactive Inverter without transformer, where Z = -W, -ATS, -GA, -F, -GN-W-H, -H, -EMOS, or (blank)\n",30,480,92.5,"N","N",null,98.9,null,null,280,650,780,3,6,9,15,22.5,30,82.4,89.1,91.3,92.2,91.7,90.9,91.2,88.2,91.6,92.7,93.6,93.3,92.9,93,88.6,92.6,93.6,94,93.7,93,93.5,"2017-06","2019-06-17"]
["Princeton Power Systems, Inc.","GTIB-480-100-xxxx [480V] [480Vdc]","100 kW, 480 Vac, 480 Vdc max Utility Interactive Inverter",100,480,94.5,"N","N",null,170,null,null,330,400,480,10,20,30,50,75,100,87.42,92.23,93.54,94.53,94.49,93.87,93.96,87.74,92.55,93.79,94.76,94.76,94.43,94.24,88.37,93.27,94.56,95.46,95.59,95.07,95.01,null,"2019-06-17"]
["Princeton Power Systems, Inc.","GTIB-480-100-xxxx [480V] [600Vdc]","100 kW, 480 Vac, 600 Vdc Utility Interactive Inverter",100,480,95,"N","N",null,170,null,null,330,480,600,10,20,30,50,75,100,87.42,92.23,93.54,94.53,94.49,93.87,93.96,88.37,93.27,94.56,95.46,95.59,95.07,95.01,89.35,93.63,94.97,95.74,95.84,95.4,95.32,null,"2019-06-17"]
["Princeton Power Systems, Inc.","GTIB-480-125XXXXXX-W-G1.5 [480V]","125 kVA, 480 Vac, 830Vdc, Non-isolated, Grid Support Utility Interactive PV or Battery Inverter; where X can be -B, -D, -DH, -DA, -DD, -GN, -M, -OV, -V, or blank.\nCannot accept PV and Battery DC input simultaneously.",124.964,480,94.5,"N","N","Weighted Efficiency includes efficiency of 125 kVA Jefferson Electric 423-D007-013 distribution transformer.",68,null,null,350,710,830,12.496400000000001,24.992800000000003,37.489199999999997,62.481999999999999,93.722999999999999,124.964,84.93873851222223,91.649448799999988,93.842162566666687,94.017129396296298,94.157416179999998,93.224720728888883,93.549345273555573,89.617896035555574,94.050405080000004,94.756747926666662,95.407208387037045,95.365414760000007,94.632224895555538,94.968840675477765,89.267525514444444,94.382622170000019,95.27708138666668,95.745520733333336,95.414137609999983,94.871100791111118,95.142689222333331,"2019-06-17"]
["Princeton Power Systems, Inc.","GTIB-480-125-XXXXXX-W-G1.3 [480V]","125 kW, 480 Vac, 800 Vdc max, 3-phase Utility Interactive Inverter with transformer, where X = B, D, DH, GN, M, OV, V or blank\nB=Battery Temperature sensor\nD=Microgrid Option (dark start option)-254-780\nVdc (cannot be used with DH option)\nDH= Microgrid Option (dark start option)-450-800 Vdc (cannot be used with D option)\nGN= Ground Fault Detector/interrupter module installed, negatively grounded (cannot be used\nwhen position Y is blank)\nM= Integrated Revenue Meter with Modbus over TCP/IP\nOV=DC port overvoltage relay\nV=Low voltage option DC36-800V (Cannot be used with D or DH option)\nPosition Y=X,W, or blank\n",125,480,94,"N","N",null,99.7,null,null,280,670,800,12.5,25,37.5,62.5,93.8,125,85.8,91.3,92.8,93.8,94,93.8,93.3,86.5,92.2,93.6,94.8,94.9,94.8,94.2,86.7,92.5,94,97,95.2,95.2,94.6,"2017-06","2019-06-17"]
["Princeton Power Systems, Inc.","BIGI-250-X48GNNR [480V]","250 kW, 2-input, 480V 3-phase Inverter",250,480,94.5,"N","N",null,138,null,null,417,490,580,25,50,75,125,187.5,250,87.2,92.4,94,94.8,94.7,94.3,94.2,87.6,92.7,94.2,95,94.9,94.6,94.4,88,92.9,94.4,95.3,95.2,94.7,94.7,null,"2019-06-17"]
["PV Powered","PVP1100","1100 W Utility Interactive Inverter",1.1000000000000001,null,91.5,"Y","N",null,3.6,null,null,100,207.5,380,0.11,0.22,0.33,0.55000000000000004,0.83,1.1000000000000001,80.8,89,91.1,92.7,93.3,93.3,92.2,78.900000000000006,87.9,90.4,92.3,92.9,93.1,91.7,73.5,84.8,88.1,90.7,91.7,92,90]
["PV Powered","PVP2000EVR [240V]","2000 W, 240 Vac Utility Interactive Inverter with extended voltage range",2,240,92,"Y","N",null,3.6,null,null,100,199,380,0.2,0.4,0.6,1,1.5,2,87.3,91.7,92.6,93.5,93.2,93,92.9,85.7,90.8,92.1,92.9,92.9,92.6,92.4,82.4,88.8,90.5,91.6,91.8,91.6,91.1]
["PV Powered","PVP2500 [240V]","2500 W, 240 Vac Utility Interactive Inverter",2.5,240,94.5,"Y","N",null,3.9,null,null,100,218,400,0.25,0.5,0.75,1.25,1.88,2.5,87.1,93.3,94.9,95.8,95.8,95.6,95.2,85.2,92.4,93.8,95.2,95.4,95.1,94.6,80.400000000000006,90,91.7,93.7,94.5,93.8,93.2]
["PV Powered","PVP3500 [240V]","3500 W, 240 Vac Utility Interactive Inverter",3.5,240,95.5,"Y","N",null,3.86,null,null,100,263,400,0.35,0.7,1.05,1.75,2.63,3.5,87.2,93.1,95.4,96.5,96.7,96.6,95.9,85.7,92.2,94.9,96.2,96.4,96.3,95.5,82.1,90.2,93.6,95.4,95.7,95.6,94.5]
["PV Powered","PVP4600 [240V]","4600 W, 240 Vac Utility Interactive Inverter",4.5999999999999996,240,95.5,"Y","N",null,4,4.5999999999999996,4,100,254,400,0.46,0.92,1.38,2.2999999999999998,3.45,4.5999999999999996,90.3,94.8,95.9,96.5,96.5,96.2,96.1,89.2,94.3,95.6,96.3,96.4,96.1,95.9,86.5,92.9,94.7,95.6,95.7,95.4,95]
["PV Powered","PVP30KW-208 [208V]","30 kW, 208 Vac, 3-phase Utility Interactive Inverter with 330-600 Vdc input",30,208,94,"Y","N",null,17,30,17,330,368,480,3,6,9,15,22.5,30,89.8,93.6,94.5,94.7,94.6,94.1,94.4,89.4,93.2,94.3,94.5,94.4,94,94.2,87.6,92.4,93.5,94,93.9,93.5,93.5]
["PV Powered","PVP30KW-480 [480V]","30 kW, 480 Vac, 3-phase Utility Interactive Inverter with 330-600 Vdc input",30,480,94,"Y","N",null,16,30,16,330,368,480,3,6,9,15,22.5,30,90.6,94,94.8,95.1,94.9,94.3,94.7,90,93.6,94.4,94.9,94.6,94.1,94.4,88.4,92.4,93.5,94.3,94,93.5,93.7]
["PV Powered","PVP35 kW-208 [208V]","35 kW, 208 Vac, 3-phase Utility Interactive Inverter",35,208,95.5,"Y","N",null,38.630000000000003,null,null,295,341,480,3.5,7,10.5,17.5,26.25,35,93.3,95.6,96.2,96.2,95.8,95.3,95.8,92.6,95.3,95.9,95.9,95.6,95.1,95.5,90.5,94.1,94.9,95.1,94.9,94.5,94.7]
["PV Powered","PVP35 kW-480 [480V]","35 kW, 480 Vac, 3-phase Utility Interactive Inverter",35,480,96,"Y","N",null,37.79,null,null,295,341,480,3.5,7,10.5,17.5,26.25,35,94.1,96.4,96.9,97,96.8,96.3,96.7,93.3,95.9,96.5,96.7,96.5,96,96.4,91.1,94.7,95.4,95.7,95.6,95.2,95.3]
["PV Powered","PVP50KW-480 [480V]","50 kW, 480 Vac, 3-phase Utility Interactive Inverter with 295-600 Vdc input",50,480,96,"Y","N",null,33,null,null,295,341,480,5,10,15,25,37.5,50,95.7,96.8,97.2,97,96.4,95.9,96.6,95.2,96.5,97,96.8,96.2,95.8,96.4,93.8,95.6,96.3,96,95.6,95.3,95.7]
["PV Powered","PVP50KW-600 [600V]","50 kW, 600 Vac, 3-phase Utility Interactive Inverter",50,600,96,"Y","N",null,43,null,null,295,341,480,5,10,15,25,37.5,50,94.2,96.2,96.6,96.6,96.2,95.7,96.2,93.6,95.9,96.3,96.3,96,95.6,95.9,91.6,94.8,95.4,95.5,95.3,95,95.1]
["PV Powered","PVP75KW-480 [480V]","75 kW, 480 Vac, 3-phase Utility Interactive Inverter with 295-600 Vdc input",75,480,95.5,"Y","N",null,50,null,null,295,341,480,7.5,15,22.5,37.5,56.25,75,92.7,95.6,96.2,96.6,96.4,96.1,96.2,91.9,95,95.6,96.3,96.1,95.8,95.9,89.2,93.3,94.1,95.2,95.1,95,94.6]
["PV Powered","PVP75KW-600 [600V]","75 kW, 600 Vac, 3-phase Utility Interactive Inverter",75,600,96,"Y","N",null,105.8,null,null,295,341,480,7.5,15,22.5,37.5,56.25,75,92.3,95.5,96.2,96.5,96.5,96.2,96.24,91.5,95.1,95.9,96.3,96.3,96.1,96,89.4,93.9,95,95.5,95.7,95.6,95.26]
["PV Powered","PVP100KW-600 [600V]","100 kW, 600 Vac, 3-phase Utility Interactive Inverter",100,600,96,"Y","N",null,99.56,null,null,295,341,480,10,20,30,50,75,100,93.8,96.1,96.5,96.6,96.3,95.9,96.3,93.2,95.8,96.3,96.4,96.1,95.8,96.1,91.5,94.8,95.5,95.8,95.6,95.2,95.4]
["PV Powered","PVP250KW-480 [480V]","250 kW, 480 Vac, 3-phase Utility Interactive Inverter",249.5,480,96.5,"Y","N",null,54.14,null,null,295,341,480,24.95,49.9,74.849999999999994,124.8,187.1,249.5,96,97,96.9,96.9,96.6,96.1,96.7,95.6,96.6,96.7,96.8,96.4,96,96.5,94.7,95.8,96.2,96.2,95.9,95.4,95.9]
["PV Powered","PVP260KW-LV [480V]","260 kW, 480 Vac, 3-phase Utility Interactive Inverter with 265-600 Vdc input",260,480,96.5,"Y","N",null,67,null,null,265,319,480,26,52,78,130,195,260,96.1,97.6,97.8,97.5,96.9,96,97.1,95.6,97.3,97.5,97.3,96.7,95.9,96.9,94,96.2,96.7,96.8,96.2,95.5,96.3]
["REFU Elektronik","REFUsol 24K-UL [480V]","24 kW, 480 Vac, 1000 Vdc, 3-phase String Inverter",24,480,98,"N","N",null,0.3,null,null,570,730,890,2.34,4.67,7.01,11.69,17.53,23.37,97.4,97.9,98,97.9,97.7,97.6,97.8,97.5,98,98.1,98.2,98.2,98.1,98.1,96.9,97.6,97.8,98,97.9,97.9,97.8,"2017-04","2017-05-31"]
["REFU Elektronik","REFUsol 48K-UL-AFCI [480V]","48 kW, 480 Vac, 1000 Vdc, 3-phase String Inverter",47.887999999999998,480,98,"N","N",null,0.9,null,null,580,720,850,4.79,9.58,14.37,23.94,35.92,47.89,96.7,98,98.1,98.1,98.1,97.9,98,96.9,98,98.2,98.3,98.3,98.1,98.2,96.9,97.9,98,98.1,97.9,97.6,97.9,"2017-04"]
["Refusol","804R012 [480V]","12 kW, 480 Vac, 3-phase Utility Interactive Inverter",12.12,480,97.5,"Y","N",null,0.87,null,null,450,720,900,1.212,2.4239999999999999,3.6360000000000001,6.06,9.09,12.12,94.93,96.05,96.86,97.37,97.46,97.3,97.19,95.96,96.52,97.44,97.9,98.05,98.07,97.79,95.21,95.89,96.76,97.44,97.63,97.74,97.31]
["Refusol","804R024 [480V]","22.2 kW, 480 Vac, 3-phase Utility Interactive Inverter",22.23,480,98,"Y","N",null,0.49,null,null,600,720,900,2.2229999999999999,4.4459999999999997,6.6689999999999996,11.12,16.670000000000002,22.23,97.17,97.69,97.93,97.92,97.81,97.57,97.8,97.25,97.73,98.01,98.1,97.99,97.81,97.96,96.69,97.05,97.49,97.7,97.62,97.48,97.55]
["Renergy","RS-1500 [208V]","1.5 kW, 208 Vac Utility Interactive Inverter",1.55,208,94.5,"Y","N",null,0.21,null,null,100,325,360,0.155,0.31,0.46500000000000002,0.77500000000000002,1.163,1.55,84.46,90.49,92.52,94.25,94.92,95.02,93.86,85.04,91.04,93.19,94.79,95.41,95.53,94.38,85.31,91.19,93.54,95.02,95.55,95.76,94.58]
["Renergy","RS-2000 [240V]","2 kW, 240 Vac Utility Interactive Inverter",2.06,240,95,"Y","N",null,0.36,null,null,100,325,360,0.20599999999999999,0.41199999999999998,0.61799999999999999,1.03,1.5449999999999999,2.06,86.91,92.14,93.78,94.94,95.3,95.37,94.55,87.84,92.87,94.26,95.56,95.79,95.73,95.09,88.1,93.05,94.37,95.71,96,95.94,95.28]
["Renergy","RS-3000 [208V]","3 kW, 208 Vac Utility Interactive Inverter",3,208,95.5,"Y","N",null,0.18,null,null,100,325,360,0.3,0.6,0.9,1.5,2.25,3,91.57,94.41,95.16,95.47,95.31,94.62,95.1,92.05,94.92,95.58,95.89,95.76,95.37,95.56,92.22,95.17,95.79,96.25,95.93,95.8,95.78]
["Renergy","RS-4000 [240V]","4 kW, 240 Vac Utility Interactive Inverter",3.99,240,96,"Y","N",null,0.25,null,null,100,325,360,0.39900000000000002,0.79800000000000004,1.1970000000000001,1.9950000000000001,2.9929999999999999,3.99,90.55,94.3,95.24,95.69,95.74,95.56,95.38,91.53,94.95,95.81,96.33,96.33,96.05,95.99,91.95,95.23,95.96,96.4,96.48,96.25,96.15]
["Renergy","RS-5000 [240V]","5000 W, 240 Vac Utility Interactive Inverter",5.24,240,95.5,"Y","N",null,0.2,null,null,100,380,400,0.52,1.05,1.57,2.62,3.93,5.24,91.8,94.1,94.6,94.7,94.3,93.5,94.3,92.5,95.1,96.1,96.2,95.9,95.6,95.8,92.3,95.3,95.8,96.1,95.9,95.5,95.8]
["Renesola Zhejiang","Replus-300-208A","Utility Interactive Inverter",0.251,null,95.5,"N","Y",null,0.06,null,null,22,29,38,2.5000000000000001E-2,0.05,7.4999999999999997E-2,0.125,0.188,0.251,93.3,94.8,96.1,95.2,95.5,95.3,95.4,94.1,95.7,96.2,95.6,95.7,95.6,95.7,94.2,96.1,95.9,95.8,95.5,96,95.6]
["Renesola Zhejiang","Replus-300-240A","Utility Interactive Inverter",0.251,null,95.5,"N","Y",null,0.08,null,null,22,29,38,2.5000000000000001E-2,0.05,7.4999999999999997E-2,0.125,0.188,0.251,92.2,94.1,94.9,95.2,96.1,95.7,95.5,92.9,94.7,94.5,95.7,96.1,96.3,95.7,92.7,94.6,93.2,95.7,95.4,96.4,95.1]
["Renesola Zhejiang","Replus 3600MTLB-US [208V]","3600W, 208 Vac Utility Interactive Inverter",3.6,208,97,"Y","N",null,0.23,null,null,100,375,450,0.36,0.72,1.08,1.8,2.7,3.6,91.9,94.6,95.5,96.4,96.5,96.3,96.1,94.5,96.7,97.3,97.6,97.4,97.2,97.3,93,96,96.9,97.3,97.3,97.1,97]
["Renesola Zhejiang","Replus 3600MTLB-US [240V]","3600W, 240 Vac Utility Interactive Inverter",3.6,240,97,"Y","N",null,0.31,null,null,100,375,450,0.36,0.72,1.08,1.8,2.7,3.6,92.4,94.6,95.5,96.5,96.7,96.7,96.2,95.3,97.1,97.5,97.8,97.7,97.5,97.6,94.2,96.5,97.1,97.5,97.6,97.4,97.3]
["Renesola Zhejiang","Replus 4200MTLB-US [240V]","4200W, 240 Vac Utility Interactive Inverter",4.2,240,97,"Y","N",null,0.33,null,null,100,375,450,0.42,0.84,1.26,2.1,3.15,4.2,92.4,94.6,95.5,96.5,96.7,96.7,96.2,95.3,97.1,97.5,97.8,97.7,97.5,97.6,94.2,96.5,97.1,97.5,97.6,97.4,97.3]
["Renesola Zhejiang","Replus 4200MTLB-US [277V]","4200 W, 277 Vac Utility Interactive Inverter",4.2,277,97,"Y","N",null,0.4,null,null,100,375,450,0.42,0.84,1.26,2.1,3.15,4.2,91.4,94.4,96,96.6,96.8,96.6,96.3,92.1,95.2,96.3,97.3,97.6,97.1,97,93.6,96.3,97.2,97.6,97.6,97.6,97.4]
["Renesola Zhejiang","Replus 5000MTLB-US [277V]","4600 W, 277 Vac Utility Interactive Inverter",4.5999999999999996,277,97,"Y","N",null,0.43,null,null,100,375,450,0.46,0.92,1.38,2.2999999999999998,3.45,4.5999999999999996,92.2,94.9,95.6,96.6,96.8,96.8,96.4,94.6,96.7,97.2,97.6,97.6,97.4,97.4,95.4,97.1,97.6,97.9,97.8,97.7,97.7]
["Renesola Zhejiang","Replus 8000TLB-US [208V]","8000 W Utility Interactive Inverter",8.07,208,96.5,"Y","N",null,0.05,null,null,100,345,480,0.81,1.61,2.42,4.03,6.05,8.07,95.6,96.7,97.1,97.2,97.1,96.9,97.1,94.9,96.3,96.8,97,96.9,96.8,96.8,92.6,95,95.8,96.4,96.4,96.2,96.1]
["Renesola Zhejiang","Replus 9000TLB-US [240V]","9000 W Utility Interactive Inverter",9.08,240,96.5,"Y","N",null,0.08,null,null,100,380,480,0.91,1.82,2.72,4.54,6.81,9.08,95.8,79.3,97.2,97.4,97.4,97.2,96.4,95.5,96.8,97.1,97.3,97.3,97.1,97.2,93.8,95.8,96.4,96.7,96.9,96.8,96.6]
["Renesola Zhejiang","Replus 10000TLB-US [208V]","10000 W Utility Interactive Inverter",10.09,208,96.5,"Y","N",null,0.05,null,null,100,345,480,1.01,2.02,3.03,5.04,7.57,10.09,95.8,96.9,97.1,97.2,97,96.6,97,95.5,96.6,96.9,97,96.9,96.5,96.8,93.1,95.4,96.1,96.4,96.3,96,96.1]
["Renesola Zhejiang","Replus 12000TL3B-US [277V]","11620W, 277 Vac Utility Interactive Inverter",11.62,277,95.5,"Y","N",null,0.01,null,null,250,420,480,1.1599999999999999,2.3199999999999998,3.49,5.81,8.7200000000000006,11.62,89.8,93.4,94.4,95.2,94.9,95,94.6,90.2,94.2,95.3,96.2,96.4,96.5,95.9,91,94.6,95.6,96.4,96.6,96.7,96.1]
["Renesola Zhejiang","Replus 11000TLB-US [240V]","11000 W Utility Interactive Inverter",11.7,240,97,"Y","N",null,0.08,null,null,356,380,480,1.17,2.34,3.51,5.85,8.7799999999999994,11.7,96,97,97.3,97.3,97.2,97,97.2,95.8,96.9,97.2,97.3,97.2,96.9,97.1,94.3,96,96.5,97,96.8,96.5,96.6]
["Renovo Power Systems","RN3000US","3 kW Digiwatts Grid-tie transformerless MPPT Inverter",3,null,96.5,"Y","N",null,0.05,null,null,100,380,440,0.3,0.6,0.9,1.5,2.25,3,93,95.5,96.2,96.3,95.9,95.1,95.8,94.4,96.5,97.1,97.2,97.2,96.9,97,93.5,96.1,96.9,97,97.1,96.9,96.8]
["Renovo Power Systems","RN5000US","5 kW Digiwatts Grid-tie transformerless MPPT Inverter",5,null,94.5,"Y","N",null,1.3,null,null,100,345,440,0.5,1,1.5,2.5,3.75,5,89.9,92.8,94.1,94.5,94.3,93.9,94.1,91.1,92.8,94.3,94.9,94.8,94.4,94.5,89.9,93.9,94.7,95.2,95.1,94.7,94.8]
["Resonix","EVSK2340WG [208V]","2 kW, 208 Vac Utility Interactive Inverter",2.06,208,95.5,"Y","N",null,0.28999999999999998,null,null,100,325,360,0.20599999999999999,0.41199999999999998,0.61799999999999999,1.03,1.5449999999999999,2.06,88.28,93.12,94.41,95.27,95.43,95.37,94.87,89.63,93.68,94.91,95.73,95.84,95.8,95.34,89.74,94.01,95.11,96.13,96.38,96.07,95.77]
["Resonix","EVSK2340WG [240V]","3 kW, 240 Vac Utility Interactive Inverter",2.06,240,95,"Y","N",null,0.36,null,null,100,325,360,0.20599999999999999,0.41199999999999998,0.61799999999999999,1.03,1.5449999999999999,2.06,86.91,92.14,93.78,94.94,95.3,95.37,94.55,87.84,92.87,94.26,95.56,95.79,95.73,95.09,88.1,93.05,94.37,95.71,96,95.94,95.28]
["Resonix","EVSK4700WG [208V]","4 kW, 208 Vac Utility Interactive Inverter",3.98,208,95.5,"Y","N",null,0.18,null,null,100,325,360,0.39800000000000002,0.79600000000000004,1.194,1.99,2.9849999999999999,3.98,90.53,94.32,95.17,95.44,95.41,95.16,95.13,91.58,94.87,95.63,96.05,96,95.45,95.7,91.82,95.03,95.8,96.45,96.31,95.76,96.01]
["Resonix","EVSK4700WG [240V]","4 kW, 240 Vac Utility Interactive Inverter",3.99,240,96,"Y","N",null,0.25,null,null,100,325,360,0.39900000000000002,0.79800000000000004,1.1970000000000001,1.9950000000000001,2.9929999999999999,3.99,90.55,94.3,95.24,95.69,95.74,95.56,95.38,91.53,94.95,95.81,96.33,96.33,96.05,95.99,91.95,95.23,95.96,96.4,96.48,96.25,96.15]
["Rhombus Energy Solutions","BESS-50kW-480 [480V]","50kW, 480 Vac, transformer-less, 3-phase, Utility Interactive Energy Storage Inverter",49.35,480,94,"N","N",null,103,null,null,550,636,840,4.9350000000000005,9.870000000000001,14.805,24.675000000000001,37.012500000000003,49.35,76.571428571428569,88,92,95.142857142857139,96,96,94.162857142857135,79,89,92,95,96,96,94.279999999999987,79,88.857142857142861,92,94,96,96,94.062857142857141,"2018-08-15","2018-10-15"]
["Ritek","RTMU300SAP2 [240V]","289 W, 240 Vac Utility Interactive Inverter",0.28899999999999998,240,96,"N","Y",null,0.1,null,null,26,31,43,0.03,0.06,0.09,0.14000000000000001,0.22,0.28999999999999998,92.1,94.4,95,95.7,96.3,95.9,95.7,91.6,95.1,94.8,96.5,96.5,96.5,96.1,89.9,94.3,95.3,96.3,96.2,96.2,95.8]
["Sainty Solar","SSI-4K4U [240V]","4100W, 240 Vac Utility Interactive Inverter",4.16,240,95.5,"Y","N",null,0.2,null,null,100,380,400,0.42,0.83,1.25,2.08,3.12,4.16,90.6,93.8,94.5,94.8,94.6,94.2,94.4,91.4,95,95.7,96.1,96.2,95.9,95.9,90.7,94.7,95.5,96.1,96.1,95.9,95.7]
["Sainty Solar","SSI-5K5U [240V]","5000 W, 240 Vac Utility Interactive Inverter",5.24,240,95.5,"Y","N",null,0.2,null,null,100,380,400,0.52,1.05,1.57,2.62,3.93,5.24,91.8,94.1,94.6,94.7,94.3,93.5,94.3,92.5,95.1,96.1,96.2,95.9,95.6,95.8,92.3,95.3,95.8,96.1,95.9,95.5,95.8]
["Samil Power","SolarRiver3000TL-US [208V]","3 kW, 208 Vac Utility Interactive Inverter",3,208,96.5,"Y","N",null,0.22,3,0.22,100,400,500,0.3,0.6,0.9,1.5,2.25,3,93.8,96,96.6,96.6,96.2,95.7,96.19,94,96.3,96.8,97,97.1,96.8,96.89,93.3,96.1,96.8,96.9,97,96.9,96.74]
["Samil Power","SolarRiver3000TL-US [240V]","3 kW, 240 Vac Utility Interactive Inverter",3,240,97,"Y","N",null,0.67,3,0.67,100,400,500,0.3,0.6,0.9,1.5,2.25,3,93.3,95.8,96.6,96.8,96.7,96.4,96.51,94.2,96.6,97.2,97.3,97.5,97.1,97.24,93.7,96.2,96.8,97.1,97.2,97.3,96.97]
["Samil Power","SolarRiver5000TL-US [208V]","5 kW, 208 Vac Utility Interactive Inverter",5,208,97,"Y","N",null,0.31,5,0.31,100,400,500,0.5,1,1.5,2.5,3.75,5,94.5,96.5,96.9,97.1,96.9,96.4,96.82,94.9,96.8,97.5,97.4,97.4,97.2,97.29,95.4,97,97.8,97.8,97.7,97.2,97.57]
["Samil Power","SolarRiver5000TL-US [240V]","5 kW, 240 Vac Utility Interactive Inverter",5,240,97,"Y","N",null,0.24,5,0.24,100,400,500,0.5,1,1.5,2.5,3.75,5,94.5,96.5,96.9,97.1,96.9,96.4,96.82,94.9,96.8,97.5,97.4,97.4,97.2,97.29,95.4,97,97.8,97.8,97.7,97.2,97.57]
["Samil Power","SolarRiver6000TL-US [277V]","6 kW, 277 Vac Utility Interactive Inverter",6,277,97,"Y","N",null,0.85,6,0.85,100,400,500,0.6,1.2,1.8,3,4.5,6,94.5,96.5,96.9,97.1,96.9,96.4,96.82,94.9,96.8,97.5,97.4,97.4,97.2,97.29,95.4,97,97.8,97.8,97.7,97.2,97.57]
["Samil Power","SolarRiver7000TL-US [208V]","7 kW, 208 Vac Utility Interactive Inverter",7,208,97,"Y","N",null,0.27,null,null,100,400,480,0.7,1.4,2.1,3.5,5.25,7,93.5,96,96.7,97,96.9,96.6,96.7,94.4,96.6,97.2,97.5,97.3,97,97.1,93.3,96,96.6,97.1,97.2,96.9,96.9]
["Samil Power","SolarRiver8000TL-US [208V]","8kW, 208 Vac Utility Interactive Inverter",8,208,97,"Y","N",null,0.43,null,null,100,400,480,0.8,1.6,2.4,4,6,8,93.8,96.2,96.8,97,96.9,96.4,96.7,94.5,96.4,97.2,97.5,97.3,96.9,97.1,93.7,96.2,96.9,97.2,97.1,96.7,96.9]
["Samil Power","SolarRiver8000TL-US [240V]","8kW, 240 Vac Utility Interactive Inverter",8,240,97.5,"Y","N",null,0.47,null,null,100,400,480,0.8,1.6,2.4,4,6,8,93,96,96.7,97.1,96.9,96.7,96.7,95.7,97.4,97.8,97.9,97.8,97.5,97.7,95,97.1,97.5,97.8,97.7,97.4,97.5]
["Samil Power","SolarRiver9000TL-US [240V]","9 kW, 240 Vac Utility Interactive Inverter",9,240,97.5,"Y","N",null,0.4,null,null,100,400,480,0.9,1.8,2.7,4.5,6.75,9,94.1,96.8,97.2,97.4,97.4,97,97.2,96,97.5,97.6,98.1,97.8,97.5,97.7,95.1,96.9,97.4,97.7,97.7,97.5,97.5]
["Samil Power","SolarRiver9000TL-US [277V]","9 kW, 277 Vac Utility Interactive Inverter",9,277,97.5,"Y","N",null,0.52,null,null,100,400,480,0.9,1.8,2.7,4.5,6.75,9,92.5,95.5,96.6,97.2,97.2,97.1,96.9,93.9,96.6,97.2,97.6,97.6,97.5,97.4,95.1,97,97.7,97.9,97.8,97.7,97.7]
["Samil Power","SolarRiver10000TL-US [240V]","10 kW, 240 Vac Utility Interactive Inverter",10,240,97.5,"Y","N",null,0.38,null,null,100,400,480,1,2,3,5,7.5,10,94.7,96.9,97.3,97.6,97.3,97,97.2,95.8,97.5,98.1,98,97.8,97.5,97.8,95.4,97.1,97.4,97.7,97.6,97.4,97.5]
["Samil Power","SolarRiver10000TL-US [277V]","10 kW, 277 Vac Utility Interactive Inverter",10,277,97.5,"Y","N",null,0.44,null,null,100,400,480,1,2,3,5,7.5,10,93.2,96,96.7,97.2,97.3,97.1,97,94.3,96.5,97.4,97.7,97.5,97.4,97.4,95.4,97.2,97.6,97.9,97.9,97.6,97.7]
["SanRex","PV-500K-48T-13","500 kW  Utility Interactive Inverter",501.4,null,95.5,"N","N",null,46.27,null,null,300,400,520,50.14,100.3,150.4,250.7,376.1,501.4,92.1,95.2,96,96.5,96.4,96.2,96.1,90.6,94.2,95.2,95.8,95.7,95.3,95.4,88.2,93.3,94.3,95.1,95.2,94.8,94.7]
["SANYO ELECTRIC CO LTD OF PANASONIC GROUP","VBHN325SA17E [240V]","325 W, 96 cell heterojunction monocrystalline ACPV module, white backsheet. DC Module: VBHN325SA17. Micro-inverter: IQ7X-96-x-ACM-US [240V].",0.315,240,97.5,"N","Y","This component is specific to ACPV modules and is not available as an individual unit.",2.1000000000000001E-2,null,null,53,60,64,3.15E-2,6.3E-2,9.4500000000000001E-2,0.1575,0.23625000000000002,0.315,95.734780000000015,96.840240000000009,96.996160000000003,97.762709999999998,97.755849999999981,97.46862999999999,97.525143499999984,95.610320000000002,96.678239999999988,96.754879999999986,97.666660000000007,97.739180000000005,97.513729999999981,97.456360900000007,95.436540000000008,96.497949999999989,96.657110000000017,97.603840000000019,97.700140000000005,97.48254,97.393219900000005,"2019-04-02"]
["Satcon Technology","AE-30-60-PV-D [208V]","30 kW, 208 Vac, 3-phase Utility Interactive Inverter",30,208,92.5,"Y","N",null,54,null,null,330,410,480,3,6,9,15,22.5,30,82.1,89.2,91.4,93.1,93.4,93.2,92.5,81.5,88.7,91.2,92.8,93.2,93,92.1,85.2,90.5,92.5,93.5,93.8,93.5,93.1]
["Satcon Technology","AE-30-60-PV-E [240V]","30 kW, 240 Vac, 1-phase Utility Interactive Inverter",30,240,93,"Y","N",null,68,null,null,330,410,480,3,6,9,15,22.5,30,85.1,90.7,92.6,93.7,93.8,93.5,93.1,84.7,90.3,92.2,93.4,93.4,92.9,92.8,83.6,89.8,91.7,93,93.1,92.8,92.4]
["Satcon Technology","PVS-30 [240V]","30 kW, 240 Vac, 3-phase Utility Interactive Inverter",30,240,95,"Y","N",null,64.58,null,null,305,355,480,3,6,9,15,22.5,30,88.2,93.8,95,96,95.8,95.6,95.3,88.2,93.3,94.8,95.7,95.7,95.6,95.1,86.1,92.5,94.4,95.3,95.5,95.2,94.8]
["Satcon Technology","PVS-30 [480V]","30 kW, 480 Vac, 3-phase Utility Interactive Inverter",30,480,95,"Y","N",null,72.3,null,null,305,350,480,3,6,9,15,22.5,30,88.4,93.5,94.6,95.6,95.6,95.3,95.1,87.7,93.1,94.6,95.4,95.5,95.3,95,86.3,92.1,93.9,94.9,95,94.8,94.3]
["Satcon Technology","PVS-50 [208V]","50 kW, 208 Vac, 3-phase Utility Interactive Inverter",50,208,95.5,"Y","N",null,76.5,null,null,305,350,480,5,10,15,25,37.5,50,90.4,93.8,95.4,95.9,95.9,95.7,95.5,89.7,94.1,95.2,95.8,95.8,95.6,95.4,88.7,93,94.5,95.3,95.4,95.3,94.9]
["Satcon Technology","PVS-50 [240V]","50 kW, 240 Vac, 3-phase Utility Interactive Inverter",50,240,95.5,"Y","N",null,93.97,null,null,310,365,480,5,10,15,25,37.5,50,90.8,95,95.9,96.2,96,95.5,95.7,90.4,94.8,95.3,96,95.7,95.5,95.5,89.6,93.3,95.2,95.5,95.4,95,95.1]
["Satcon Technology","PVS-50-S-MT [240V]","50 kW, 240 Vac, 3-phase Utility Interactive Inverter",50,240,95.5,"Y","N",null,78,50,78,265,320,480,5,10,15,25,37.5,50,91.6,95.3,96.1,96.2,95.9,95.6,95.8,91,95.1,95.8,96.2,95.8,95.5,95.7,87.8,94.7,95.3,95.7,95.4,95.2,95.1]
["Satcon Technology","PVS-50-S-MT [480V]","50 kW, 480 Vac, 3-phase Utility Interactive Inverter",50,480,95.5,"Y","N",null,78,50,78,265,320,480,5,10,15,25,37.5,50,92.1,95.3,96,96.2,96,95.7,95.9,91.5,95,95.7,96.1,95.9,95.6,95.7,88.7,94.3,95.3,95.6,95.4,95.2,95.1]
["Satcon Technology","AE-75-60-PV-D [208V]","75 kW, 208 Vac, 3-phase Utility Interactive Inverter",75,208,95.5,"Y","N",null,99,null,null,330,415,480,7.5,15,22.5,37.5,56.25,75,90.9,94.4,95.5,96.1,96,95.9,95.7,90.5,94,95.1,95.9,95.7,95.6,95.4,89.6,93.6,94.9,95.6,95.5,95.4,95.1]
["Satcon Technology","PVS-75 [208V]","75 kW, 208 Vac, 3-phase Utility Interactive Inverter",75,208,96,"Y","N",null,65.36,null,null,315,365,480,7.5,15,22.5,37.5,56.25,75,91,95.5,96.1,96.6,96.4,96.1,96.1,90.9,95.3,95.9,96.4,96.3,96,96,89.7,94.6,95.4,96.1,95.9,95.7,95.5]
["Satcon Technology","AE-100-60-PV-A [480V]","100 kW, 480 Vac, 3-phase Utility Interactive Inverter",100,480,94.5,"Y","N",null,97.7,null,null,330,410,470,10,20,30,50,75,100,88.7,93.1,94.6,95.6,95.8,95.7,95.2,87.3,92.3,93.9,95,95.3,95.2,94.6,86.6,91.8,93.6,94.8,95.1,95.1,94.4]
["Satcon Technology","AE-100-60-PV-A-HE [480V]","100 kW, 480 Vac, 3-phase Utility Interactive Inverter",100,480,95.5,"Y","N",null,97.7,null,null,330,400,480,10,20,30,50,75,100,93.2,95.5,96,96.1,95.6,95.3,95.7,93.3,95.3,95.8,95.9,95.9,95.2,95.7,92.9,94.7,95.5,95.4,95.2,94.8,95.2]
["Satcon Technology","AE-100-60-PV-F [240V]","100 kW, 240 Vac, 3-phase Utility Interactive Inverter",100,240,95,"Y","N",null,97.7,null,null,330,408,480,10,20,30,50,75,100,90.2,93.9,94.9,95.8,95.7,95.5,95.3,89.3,93.2,94.7,95.3,95.4,95.2,94.9,88.8,93.2,94.2,95,95.3,94.9,94.7]
["Satcon Technology","PVS-100 [208V]","100 kW, 208 Vac, 3-phase Utility Interactive Inverter",100,208,96,"Y","N",null,62.34,null,null,315,365,480,10,20,30,50,75,100,92.6,95.7,96.4,96.6,96.5,96.2,96.3,92.4,95.5,96.2,96.5,96.4,96.1,96.2,91.3,94.9,95.7,96.1,96.1,95.8,95.8]
["Satcon Technology","SDMS0100208LNIU [208V]","100 kW, 208 Vac, 3-phase Inverter with combiner",100,208,95,"Y","N",null,60.38,null,null,300,430,480,10,20,30,50,75,100,91.5,94.2,95.2,95.5,95.2,94.8,95,89.5,92.3,95,95.8,95.6,95.3,95.1,90.1,93.5,94.7,95.9,95.8,95.5,95.3]
["Satcon Technology","SDMS0100240LNIU [240V]","100 kW, 240 Vac, 3-phase Inverter with combiner",100,240,95,"Y","N",null,61.79,null,null,300,430,480,10,20,30,50,75,100,90.1,93.5,94.6,95.1,95.1,94.7,94.7,88.1,91.6,94.4,95.4,95.5,95.2,94.8,88.7,92.8,94.2,95.5,95.7,95.3,95]
["Satcon Technology","PVS-110-S-MT [240V]","110 kW, 240 Vac, 3-phase Utility Interactive Inverter",110,240,95.5,"Y","N",null,70.599999999999994,null,null,265,320,480,11,22,33,55,82.5,110,93,95.6,96.1,96.1,95.8,95.2,95.8,92.3,95.2,95.8,95.8,95.6,95,95.5,90.4,94.1,94.9,95.2,95,94.5,94.8]
["Satcon Technology","PVS-110-S-MT [480V]","110 kW, 480 Vac, 3-phase Utility Interactive Inverter",110,480,95.5,"Y","N",null,74.3,null,null,265,320,480,11,22,33,55,82.5,110,93.2,95.8,96.1,96.3,96,95.5,95.9,92.6,95.4,95.8,96,95.8,95.3,95.7,90.9,94.3,95,95.3,95.3,94.8,95]
["Satcon Technology","PVS-135 [208V]","135 kW, 208 Vac, 3-phase Utility Interactive Inverter",135,208,96,"Y","N",null,63.12,null,null,310,355,480,13.5,27,40.5,67.5,101.3,135,92.9,95.6,95.8,96.5,96.4,96.1,96.1,92.5,95.4,96.1,96.4,96.2,95.9,96,91,94,95,95.7,95.8,95.7,95.4]
["Satcon Technology","PVS-135 [240V]","135 kW, 240 Vac, 3-phase Utility Interactive Inverter",135,240,96,"Y","N",null,63.7,null,null,320,360,480,13.5,27,40.5,67.5,101.3,135,92.4,95.6,95.8,96.6,96.6,96.3,96.3,92,95.3,96,96.4,96.4,96.2,96.1,91,94,95,95.7,95.8,95.7,95.4]
["Satcon Technology","PVS-210-S [240V]","210 kW, 240 Vac, 3-phase Utility Interactive Inverter",210,240,95.5,"Y","N",null,112.9,null,null,265,318,480,21,42,63,105,157.5,210,93.2,95.7,96.2,96.3,96.1,95.6,96,92.7,95.5,95.9,96,95.7,95.3,95.7,91.6,94.4,95.2,95.2,95.1,94.6,95]
["Satcon Technology","PVS-210-S [480V]","210 kW, 480 Vac, 3-phase Utility Interactive Inverter",210,480,95.5,"Y","N",null,189.8,null,null,265,318,480,21,42,63,105,157.5,210,92,95.2,95.8,96.2,96,95.7,95.8,91.7,94.9,95.7,95.9,95.5,95.4,95.4,90.8,94.1,95,95.3,95.1,94.8,94.9]
["Satcon Technology","PVS-250","250 kW, 3-phase Inverter for Medium Voltage Transformer",250,null,95.5,"Y","N",null,151.80000000000001,null,null,330,368,480,25,50,75,125,187.5,250,93.8,95.4,96,96.2,96,95.4,95.9,93.3,95.2,95.8,96,95.8,95.2,95.7,92.1,94.6,95.3,95.6,95.2,94.7,95.1]
["Satcon Technology","PVS-250 [208V]","250 kW, 208 Vac, 3-phase Utility Interactive Inverter",250,208,96,"Y","N",null,105.1,250,105.1,320,365,480,25,50,75,125,187.5,250,95.1,96.3,96.5,96.4,96.5,96,96.4,94.4,95.9,96.4,96.3,96.3,95.8,96.2,93.7,95.9,96.2,95.9,95.8,95.3,95.8]
["Satcon Technology","PVS-375 [480V]","375 kW, 480 Vac, 3-phase Utility Interactive Inverter",375,480,95.5,"Y","N",null,123.5,null,null,320,365,480,37.5,75,112.5,187.5,281.3,375,92.6,95.4,96,96.3,96.2,95.8,96,92.1,95.1,95.7,96,95.8,95.6,95.7,90.9,94.6,95,95.5,95.3,95.1,95.1]
["Satcon Technology","AE-500-60-PV-A [480V]","500 kW, 480 Vac, 3-phase Utility Interactive Inverter",500,480,95,"Y","N",null,208,null,null,330,405,480,50,100,150,250,375,500,93.2,94.9,95.7,95.8,95.6,95.2,95.5,91.8,94.5,95.4,95.5,95.4,94.9,95.2,91.3,93.7,94.6,95.1,95,94.8,94.8]
["Satcon Technology","EQX0500US480T-N","500 kW, 3-phase Inverter, N for ground type",500,null,96,"Y","N",null,116.5,null,null,320,360,480,50,100,150,250,375,500,92,95.4,96.2,96.7,96.6,96.4,96.3,91.7,95.3,96.1,96.6,96.6,96.5,96.3,90.8,94.8,95.8,96.4,96.4,96.3,96]
["Satcon Technology","EQX0500US480T-P","500 kW, 3-phase Inverter, P for ground type",500,null,96,"Y","N",null,116.5,null,null,320,360,480,50,100,150,250,375,500,92,95.4,96.2,96.7,96.6,96.4,96.3,91.7,95.3,96.1,96.6,96.6,96.5,96.3,90.8,94.8,95.8,96.4,96.4,96.3,96]
["Satcon Technology","PVS-500 [480V]","500 kW, 480 Vac, 3-phase Utility Interactive Inverter",500,480,96,"Y","N",null,131.1,null,null,315,365,480,50,100,150,250,375,500,92.9,95.7,96.2,96.5,96.4,96,96.2,92.4,95.4,96.1,96.3,96.2,95.8,96,91.8,95,95.7,96,95.8,95.3,95.6]
["Satcon Technology","SDMS0500UL320XN [320V]","500 kW, 320 Vac, 3-phase Inverter with combiner, N for ground type",500,320,95.5,"Y","N",null,98,null,null,300,430,480,50,100,150,250,375,500,90.51,94.95,95.18,95.47,95.31,94.7,95.09,91.29,93.9,95.72,95.96,95.59,95.09,95.4,90.71,93.8,95.8,95.9,95.76,95.19,95.46]
["Satcon Technology","SDMS0500UL480TP [480V]","501 kW, 480 Vac, 3-phase Inverter with combiner, P for ground type",500,480,96,"Y","N",null,101,null,null,300,430,480,50,100,150,250,375,500,90.2,95.09,95.37,95.88,95.89,95.51,95.54,90.99,94.04,95.92,96.36,96.17,95.9,95.85,90.4,93.94,95.99,96.31,96.34,96,95.92]
["Satcon Technology","EPP-1000-0600-32060-200X-U-N","1000 kW, 3-phase Inverter, N for ground type",1000,null,96.5,"Y","N",null,325.5,null,null,320,360,480,100,200,300,500,750,1000,94.53,96.46,96.79,96.78,96.35,95.71,96.4,94.29,96.32,96.66,96.68,96.31,95.7,96.32,93.53,95.84,96.32,96.43,96.12,95.58,96.07]
["Satcon Technology","EPP-1250-1000-52085-320X-U-N","1250 kW, 3-phase Inverter, N for ground type",1250,null,97,"Y","N",null,320.39999999999998,null,null,525,595,800,125,250,375,625,937.5,1250,94.6,96.7,97.3,97.4,97.1,96.7,97,94.1,96.5,97.1,97.2,97,96.5,96.9,93,95.9,96.6,96.8,96.7,96.2,96.5]
["Satcon Technology","EPP-1250-1000-52085-320X-U-P","1250 kW, 3-phase Inverter, P for ground type",1250,null,97,"Y","N",null,320.39999999999998,null,null,525,595,800,125,250,375,625,937.5,1250,94.6,96.7,97.3,97.4,97.1,96.7,97,94.1,96.5,97.1,97.2,97,96.5,96.9,93,95.9,96.6,96.8,96.7,96.2,96.5]
["Schneider Electric Solar Inverters USA, Inc.","Conext TX 3300 NA [208V]","3.1 kW, 208 Vac, Grid Tie Inverter",3.1,208,94.5,"Y","N",null,0.96,3.1,96,100,300,480,0.31,0.62,0.93,1.55,2.33,3.1,89.3,93.4,94.6,95.3,95.2,94.7,94.8,88.9,93.1,94.5,95.1,95.1,94.6,94.6,86.7,92.3,93.8,94.6,94.7,94.2,94.1,null,"2018-05-01"]
["Schneider Electric Solar Inverters USA, Inc.","Conext TX 3300 NA [240V]","3.3 kW, 240 Vac, Grid Tie Inverter",3.3,240,95,"Y","N",null,1.22,3.3,1.22,100,300,480,0.33,0.66,0.99,1.65,2.48,3.3,89.8,93.9,94.9,95.6,95.5,95.1,95.1,89.4,93.6,94.7,95.4,95.4,95,95,87.8,92.8,94.2,95,95,94.7,94.5,null,"2018-05-01"]
["Schneider Electric Solar Inverters USA, Inc.","XW4024-120/240-60 [120V]","4 kVA, 24 Vdc, 120/240 Vac, battery backup, Utility Interactive Inverter",4,120,91.5,"Y","N",null,29.65,4,29.65,100,26,29,0.4,0.8,1.2,2,3,4,87.9,92.9,93.5,93,91.3,89.4,91.8,87.8,92.8,93.4,92.9,91.2,89.2,91.7,87.8,92.6,93.2,92.5,91,89.1,91.5,null,"2018-05-01"]
["Schneider Electric Solar Inverters USA, Inc.","XW4024-120/240-60","4 kVA, 24 Vdc, 120/240 Vac, battery backup, Utility Interactive Inverter",4.09,null,91,"Y","N",null,24,null,null,100,26,29,0.41,0.82,1.2,2,3.1,4.0999999999999996,88.8,92.9,93.3,92.5,90.5,88.4,91.2,88.6,92.7,93.1,92,90.1,88.1,90.8,89,92.9,93.3,92.4,90.3,88.1,91.1,null,"2018-05-01"]
["Schneider Electric Solar Inverters USA, Inc.","XW+5548-NA","4491 W, 120/240 Vac, 48 Vdc Utility Interactive Inverter with battery backup",4.5,null,93.5,"Y","N",null,17,null,null,100,52,58,0.45,0.9,1.35,2.25,3.37,4.49,92.6,94.6,94.8,94.4,93,91.7,93.5,91.6,94.6,94.9,94.4,93,91.5,93.4,92.3,94.3,94.7,94.2,92.9,91.6,93.4,null,"2018-05-01"]
["Schneider Electric Solar Inverters USA, Inc.","XW+5548-NA [120V]","4492 W, 120 Vac, 48 Vdc Utility Interactive Inverter with battery backup",4.5,120,93,"Y","N",null,8,null,null,100,52,58,0.45,0.89,1.34,2.23,3.34,4.45,92.2,94.5,94.5,94,92.6,91.3,93.1,92.2,94.2,94.4,93.9,92.6,91.2,93.1,92.5,94.1,94.7,93.7,92.6,91.1,93.1,null,"2018-05-01"]
["Schneider Electric Solar Inverters USA, Inc.","XW+6848-NA","6000 W, 120Vac/240 Vac, 48 Vdc Utility Interactive Inverter with battery backup",5.8,null,92.5,"Y","N",null,6,null,null,100,52,58,0.57999999999999996,1.1499999999999999,1.73,2.88,4.3099999999999996,5.75,90.6,93.7,94.1,93.3,92,90.5,92.5,90,93.5,93.9,93.3,91.9,90.3,92.3,89.8,93.5,93.7,93.2,91.7,90.1,92.2,null,"2018-05-01"]
["Schneider Electric Solar Inverters USA, Inc.","XW+6848-NA [120V]","5751 W, 120 Vac, 48 Vdc Utility Interactive Inverter with battery backup",6,120,92.5,"Y","N",null,1,null,null,100,52,58,0.6,1.2,1.8,3,4.5,6,91.5,94,94.3,93.6,92.1,90,92.7,91.3,93.9,94.2,93.5,91.9,89.8,92.5,91.3,93.8,93.9,93.3,91.7,89.7,92.3,null,"2018-05-01"]
["Schneider Electric Solar Inverters USA, Inc.","Conext CL 25000NA","25 kW, 422-528 Vac, 3-phase Utility Interactive Inverter",25,"422-528",98,"Y","N",null,1.2,null,null,500,720,800,2.5,5,7.5,12.5,18.75,25,94.8,96.5,96.8,97,97.1,97.1,96.9,97.9,98.1,98.3,98.4,98.3,98.1,98.3,96.7,97.8,98.6,98.2,98.2,98,98.1,null,"2018-05-01"]
["Schneider Electric Solar Inverters USA, Inc.","GT30-208 [208V]","30 kW, 208 Vac, 3-phase Utility Interactive Inverter",28.8,208,96,"Y","N",null,14.4,null,null,180,221,344,2.88,5.76,8.64,14.4,21.6,28.8,96,96.9,96.9,96.8,96.3,95.7,96.5,95,96.3,96.5,96.4,95.9,95.3,96,91.3,94.3,95.1,95.3,95.1,94.5,94.9,null,"2018-05-01"]
["Schneider Electric Solar Inverters USA, Inc.","GT100-208 [208V]","100 kW, 208 Vac 3-phase Utility Interactive Inverter",100,208,95,"Y","N",null,95,100,95,300,345,480,10,20,30,50,75,100,90.8,94.6,95.5,96.2,96.2,95.9,95.8,89.7,93.9,94.9,95.7,95.7,95.5,95.3,86.8,92.2,93.6,94.7,94.9,94.9,94.3,null,"2018-05-01"]
["Schneider Electric Solar Inverters USA, Inc.","GT100-208-PG [208V]","100 kW, 208 Vac, 3-phase Utility Interactive Inverter, positive ground",100,208,95,"Y","N",null,95,100,95,300,345,480,10,20,30,50,75,100,90.8,94.6,95.5,96.2,96.2,95.9,95.8,89.7,93.9,94.9,95.7,95.7,95.5,95.3,86.8,92.2,93.6,94.7,94.9,94.9,94.3,null,"2018-05-01"]
["Schneider Electric Solar Inverters USA, Inc.","GT250-480 [480V]","250 kW, 480 Vac, 3-phase Utility Interactive Inverter",250,480,96,"Y","N",null,34,250,34,300,345,480,25,50,75,125,187.5,250,94,96.2,96.8,96.8,96.5,95.9,96.5,93.4,95.6,96.3,96.4,96.1,95.5,96,91.6,94.6,95.4,95.7,95.5,94.9,95.3,null,"2018-05-01"]
["Schneider Electric Solar Inverters USA, Inc.","GT250-480-PG [480V]","250 kW, 480 Vac, 3-phase Utility Interactive Inverter, positive ground",250,480,96,"Y","N",null,34,250,34,300,345,480,25,50,75,125,187.5,250,94,96.2,96.8,96.8,96.5,95.9,96.5,93.4,95.6,96.3,96.4,96.1,95.5,96,91.6,94.6,95.4,95.7,95.5,94.9,95.3,null,"2018-05-01"]
["Schneider Electric Solar Inverters USA, Inc.","GT500-MVX","500 kW, 3-phase Inverter for medium voltage applications",500,null,95.5,"Y","N"," Weighted Efficiency includes MV TP1 Transformer efficiency.\n",161,null,null,310,354,480,50,100,150,250,375,500,93.7,96.3,96.7,96.7,96.1,94.9,96.2,93,95.8,96.3,96.4,95.9,94.6,95.8,90,94.5,95.4,95.7,95.3,94.1,95.1,null,"2018-06-01"]
["Schneider Electric Solar Inverters USA, Inc.","GT500-MVX-PG","500 kW, 3-phase Inverter for medium voltage applications, positive ground",500,null,95.5,"Y","N"," Weighted Efficiency includes MV TP1 Transformer efficiency.\n",161,null,null,310,354,480,50,100,150,250,375,500,93.7,96.3,96.7,96.7,96.1,94.9,96.2,93,95.8,96.3,96.4,95.9,94.6,95.8,90,94.5,95.4,95.7,95.3,94.1,95.1,null,"2018-06-01"]
["Schneider Electric Solar Inverters USA, Inc.","Conext Core XC680-NA","Utility Interactive Photovoltaic Inverter to be used with ABB EcoDry Ultra Transformer",680,null,97.5,"N","N",null,203,null,null,552,614,800,68,136,204,340,510,680,96.732639739999996,97.592731470000004,98.077160590000005,98.166893627999997,97.875124479999997,97.526761583999999,97.883403149380001,96.231193739999995,97.439399460000004,97.741585241999999,97.824300600000029,97.614298880000007,97.170080700000014,97.587393519040006,94.99860775999997,96.634530720000001,97.153621720000004,97.423812654000017,97.234690279999995,96.826085244000012,97.124796220739995,null,"2018-05-01"]
["Schneider Electric Solar Inverters USA, Inc.","Conext Core XC733-NA","Utility Interactive Photovoltaic Inverter to be used with ABB EcoDry Ultra Transformer",730.9,null,97.5,"N","N",null,203,null,null,591,644,800,73.09,146.18,219.26999999999998,365.45,548.17499999999995,730.9,96.076484927155178,97.852199680367974,98.184265479006797,98.245519626566463,98.021763900987096,97.530215865059205,97.9773860209405,95.721017946101497,97.588088634612703,97.916481724858443,97.997032324866453,97.762681358420707,97.249806993589814,97.714311214422139,94.992796460939985,97.168839816264367,97.609917378072694,97.72785060503719,97.515547844162157,97.002439063912504,97.427554872278918,null,"2018-05-01"]
["Schneider Electric Solar Inverters USA, Inc.","CS1666-3-NA [575V]","1.66 MW, 1500 Vdc, 575 Vac, 3-phase, Special Purpose Utility Interactive PV Inverter with 1851 kVA Maximum Output Continuous Apparent Power",1666,575,98,"N","N","Weighted Efficiency includes efficiency of 2.0 MVA Square D 3PH distribution transformer, liquid-filled type.",295,null,null,856,1024,1200,167,333,500,833,1250,1666,96.79,97.94,98.09,98.15,97.94,97.66,97.9,96.33,97.56,97.92,98.08,97.88,97.52,97.8,95.68,97.45,97.7,97.9,97.74,97.44,97.7,"2018-08-15","2018-10-15"]
["Schneider Electric Solar Inverters USA, Inc.","CS1800-NA [575V]","1.8 MW, 1500 Vdc, 575 Vac, 3-phase, Special Purpose Utility Interactive PV Inverter",1800,575,98,"N","N","Weighted Efficiency includes efficiency of 2.0 MVA Square D 3PH distribution transformer, liquid-filled type.",295,null,null,856,1024,1200,180,360,540,900,1350,1800,96.89,97.93,98.08,98.11,97.92,97.47,97.9,96.67,97.74,98,97.99,97.8,97.45,97.8,95.89,97.43,97.67,97.87,97.7,97.34,97.6,"2018-08-15","2018-10-15"]
["Schneider Electric Solar Inverters USA, Inc.","CS2400-NA [600V]","2.2 MW, 2.4 MVA, 1500Vdc, 600Vac, 3-ph Special Purpose Utility Interactive PV Inverter ",2200,600,98,"N","N","Weighted Efficiency includes efficiency of 2.5 MVA Square D 3PH distribution transformer, liquid-filled type.",295,null,null,900,1054,1200,220,440,660,1100,1650,2200,97.414700111914286,98.119824481114279,98.251014167857164,98.209115593600018,97.914311001000016,97.456122458142843,97.984006156768288,97.418105768057146,98.035478719457132,98.175505323571443,98.124397345371435,97.810935567428572,97.303607860357147,97.890658491806718,97.02773262702857,97.8315608244,98.027334756428573,98.030218725942845,97.73836732864288,97.237675510214274,97.785531909212025,"2018-11-01"]
["Schuco USA","SB700U [120V]","700W, 120Vac Sunny Boy String Inverter",0.7,120,91.5,"Y","N",null,3.5700000000000003E-2,null,null,100,145,200,7.0000000000000007E-2,0.14000000000000001,0.21,0.35,0.53,0.7,87.17,91.46,92.68,92.98,92.42,91.45,92.26,86.53,91.26,92.47,92.32,91.44,90.36,91.49,84.83,90.18,91.07,91.63,91.03,90.2,90.83]
["Schuco USA","SWR1800U-SBD [120V]","1.8kW, 120Vac Sunny Boy String Inverter with display",1.8,120,91.5,"Y","N",null,0.26590000000000003,null,null,100,200,400,0.18,0.36,0.54,0.9,1.35,1.8,89.82,92.39,93.01,92.83,91.99,91,92.17,89.56,92.12,92.82,92.7,91.72,90.8,91.95,86.79,90.45,91.44,91.78,91.18,90.3,91.08]
["Schuco USA","SWR2100U [240V]","2.1kW, 240 Vac Sunny Boy String Inverter",2.1,240,93,"Y","N",null,0.32,null,null,100,300,480,0.21,0.42,0.63,1.05,1.575,2.1,91.2,93.6,94.3,94.3,93.9,93.3,93.9,90.2,92.7,93.5,94.5,93.7,93.1,93.6,86,89.9,91.3,92.1,92.3,91.8,91.8]
["Schuco USA","SWR2500U [240V]","2.5 kW, 240 Vac Sunny Boy String Inverter",2.5,240,93,"Y","N",null,0.318,null,null,100,300,480,0.25,0.5,0.75,1.25,1.88,2.5,91.03,93.93,94.57,94.53,93.9,93.26,93.97,89.79,93.21,93.89,94.15,93.66,92.89,93.57,86.28,90.48,91.91,92.59,92.33,91.84,91.98]
["Schuco USA","SWR2500U-SBD [240V]","2.5 kW, 240 Vac Sunny Boy String Inverter with display",2.5,240,93,"Y","N",null,0.318,null,null,100,300,480,0.25,0.5,0.75,1.25,1.88,2.5,91.03,93.93,94.57,94.53,93.9,93.26,93.97,89.79,93.21,93.89,94.15,93.66,92.89,93.57,86.28,90.48,91.91,92.59,92.33,91.84,91.98]
["Schuco USA","SB3000US [240V]","3 kW, 240 Vac Sunny Boy Utility Interactive Inverter with display",3,240,95.5,"Y","N",null,7.0000000000000007E-2,null,null,100,250,400,0.3,0.6,0.9,1.5,2.25,3,93.4,95.9,96.3,96.5,96.1,95.6,96,92.5,95.8,96,96.1,95.8,95.1,95.7,90.5,94.6,95.4,95.3,95.2,94.6,95]
["Schuco USA","SB3300U [240V]","3.3 kW, 240 Vac Sunny Boy Utility Interactive Inverter with display",3.3,240,94.5,"Y","N",null,0.16,null,null,100,250,400,0.33,0.66,0.99,1.65,2.48,3.3,92.6,94.6,95.2,95.4,95.2,94.6,95.1,91.8,94.1,94.8,95.1,94.9,94.5,94.7,89.2,92.4,93.6,94,93.9,93.5,93.6]
["Schuco USA","SB3800U [240V]","3.8kW, 240 Vac Sunny Boy Utility Interactive Inverter with display",3.8,240,94.5,"Y","N",null,0.16,null,null,100,250,400,0.38,0.76,1.1399999999999999,1.9,2.85,3.8,93.3,95,95.5,95.4,95,94.3,95,92.8,94.6,95.1,95.1,94.7,93.8,94.7,90.2,93,93.9,94.1,93.8,93.2,93.7]
["Schuco USA","SB4000US [240V]","4 kW, 240 Vac Sunny Boy Utility Interactive Inverter with display",4,240,96,"Y","N",null,0.17,null,null,100,310,480,0.4,0.8,1.2,2,3,4,92.5,96.4,96.8,96.7,96.4,96,96.3,91.9,96.2,96.3,96.5,96,95.5,96,89.1,94.7,95.6,95.5,95.3,94.9,95.1]
["Schuco USA","SB5000US [277V]","5 kW, 277 Vac Sunny Boy Utility Interactive Inverter with display",5,277,95.5,"Y","N",null,1.41,null,null,100,310,480,0.5,1,1.5,2.5,3.75,5,91.5,95.8,96.5,96.8,96.5,96.6,96.3,90,95,95.8,96.2,96.5,96.2,96,86.3,92.3,94.4,95.2,95.2,95.2,94.6]
["Schuco USA","SB6000U [208V]","Sunny Boy 6000 Watt (208V) Utility Interactive Inverter with Meter",5.2,208,94.5,"Y","N",null,0.2,null,null,100,334,480,0.56999999999999995,1.1100000000000001,1.63,2.7,4.01,5.32,93.1,95.2,95.6,95.6,94.8,94.2,95,91.6,94.7,95.2,95.3,94.6,93.8,94.7,88.6,92.3,93.5,93.9,93.7,93.1,93.4]
["Schuco USA","SB6000US [208V]","6 kW, 208 Vac Sunny Boy Utility Interactive Inverter with display",6,208,95.5,"Y","N",null,0.46,null,null,100,310,480,0.6,1.2,1.8,3,4.5,6,92.5,95.8,96.5,96.9,96.5,95.9,96.3,91.2,95.6,95.9,96.3,96.1,95.6,95.9,88,93.5,94.8,94.6,94.9,94.6,94.5]
["Schuco USA","SB6000US [240V]","6 kW, 240 Vac Sunny Boy Utility Interactive Inverter with display",6,240,95.5,"Y","N",null,0.72,null,null,100,310,480,0.6,1.2,1.8,3,4.5,6,92.6,96.1,96.5,96.8,96.7,96,96.4,91.3,95.6,96,96.3,96.3,95.9,96,87.9,93.6,94.8,95.1,95,94.8,94.7]
["Schuco USA","SB7000US [240V]","7 kW, 240 Vac Sunny Boy Utility Interactive Inverter with display",7,240,96,"Y","N",null,0.72,null,null,100,310,480,0.7,1.4,2.1,3.5,5.25,7,93.7,96.2,96.8,96.9,96.5,95.8,96.5,92.3,96.1,96.1,96.4,96.1,95.6,96,89.3,94.3,95.1,95.6,95,94.7,94.8]
["Schuco USA","SB7000US [277V]","7 kW, 277 Vac Sunny Boy Utility Interactive Inverter with display",7,277,96,"Y","N",null,1.41,null,null,100,310,480,0.7,1.4,2.1,3.5,5.25,7,93.7,96.3,96.8,97,96.5,95.9,96.5,92.5,96.1,96.3,96.5,96.2,95.6,96.1,89.3,94.2,95.2,95,95.1,94.6,94.8]
["Schuco USA","ST42 [208V]","42 kW, 208 Vac Sunny Tower Utility Interactive Inverter with display",42,208,95.5,"Y","N",null,0.46,null,null,250,310,480,4.2,8.4,12.6,21,31.5,42,94,96.3,97.1,96.7,96.2,95.4,96.3,92.7,96.1,96.1,96.2,95.9,95.3,95.9,89.7,94.2,95,94.9,94.8,94.1,94.6]
["Schuco USA","ST42 [277V]","42 kW, 277 Vac Sunny Tower Utility Interactive Inverter with display",42,277,96,"Y","N",null,1.41,null,null,250,310,480,4.2,8.4,12.6,21,31.5,42,93.7,96.3,96.8,97,96.5,95.9,96.5,92.5,96.1,96.3,96.5,96.2,95.6,96.1,89.3,94.2,95.2,95,95.1,94.6,94.8]
["Shenzhen BYD","BSG5000-U [208V]","4.9 kW 208 Vac Utility Interactive Inverter",4.91,208,92.5,"N","N",null,1.32,null,null,100,400,550,0.49,0.98,1.47,2.46,3.69,4.91,89.8,93.1,93.9,93.6,92.8,91.6,92.9,87,91.8,93,93.3,92.6,91.5,92.4,84.4,91,92,92.6,92.1,91,91.8]
["Shenzhen BYD","BSG250K-U","250 kW Utility Interactive Inverter",250.4,null,95,"N","N",null,151,null,null,330,370,480,25.04,50.07,75.11,125.2,187.8,250.4,90.1,94.4,95.5,96.4,95.7,95.3,95.5,89.1,93.9,95.1,95.6,95.9,95.7,95.4,87.1,92.6,94.2,94.8,95.3,95,94.6]
["Shenzhen Growatt New Energy Technology Co., Ltd","Growatt 1500-US [208V]","1500 W 208 Vac Utility Interactive Inverter",1.5,208,96,"Y","N",null,7.0000000000000007E-2,null,null,100,330,360,0.15,0.3,0.45,0.75,1.1299999999999999,1.5,91.1,94.9,96,96.4,96.2,96,95.9,91.7,95.5,96.5,96.8,96.7,96.5,96.4,91.5,95.2,96.2,96.7,96.7,96.5,96.3]
["Shenzhen Growatt New Energy Technology Co., Ltd","Growatt 1500-US [240V]","1650 W 240 Vac Utility Interactive Inverter",1.65,240,96,"Y","N",null,0.11,null,null,100,330,360,0.17,0.33,0.5,0.83,1.24,1.65,89.5,94.2,95.5,96.3,96.3,96,95.8,90.2,94.7,95.9,96.6,96.6,96.5,96.2,91.3,95.4,96.5,97,97,96.8,96.6]
["Shenzhen Growatt New Energy Technology Co., Ltd","Growatt 2000HF-US [208V]","2000 W 208 Vac Utility Interactive Inverter",2,208,95.5,"Y","N",null,0.1,null,null,100,360,450,0.2,0.4,0.6,1,1.5,2,90.8,93,94.9,95.6,95.3,95,95,91.4,94.4,95.6,96.4,96.2,95.7,95.8,90.2,93.5,95,95.8,95.7,95.3,95.3]
["Shenzhen Growatt New Energy Technology Co., Ltd","Growatt 2000HF-US [240V]","2000 W 240 Vac Utility Interactive Inverter",2,240,95.5,"Y","N",null,0.12,null,null,100,360,450,0.2,0.4,0.6,1,1.5,2,90.1,92.5,94.5,95.9,95.8,95.3,95.2,91.3,94,95.7,96.6,96.4,95.8,96,89.4,92.4,95,96.1,96,95.4,95.4]
["Shenzhen Growatt New Energy Technology Co., Ltd","Growatt 2500HF-US [208V]","2500 W 208 Vac Utility Interactive Inverter",2.5,208,95.5,"Y","N",null,0.1,null,null,100,360,450,0.25,0.5,0.75,1.25,1.88,2.5,90.2,93.3,94.6,95.4,95.4,95,95,91.8,94.3,95.6,96.2,96,95.6,95.7,90.7,93.7,94.9,95.8,95.6,95.2,95.3]
["Shenzhen Growatt New Energy Technology Co., Ltd","Growatt 2500HF-US [240V]","2500 W 240 Vac Utility Interactive Inverter",2.5,240,95.5,"Y","N",null,0.13,null,null,100,360,450,0.25,0.5,0.75,1.25,1.88,2.5,90.2,93,94.5,95.6,95.4,95,95,91.4,94.1,95.7,96.3,96,95.7,95.8,90.8,93.2,95,95.8,95.7,95.5,95.3]
["Shenzhen Growatt New Energy Technology Co., Ltd","Growatt 3000-US [277V]","3000 W 277 Vac Utility Interactive Inverter",2.8,277,96.5,"Y","N",null,0.19,null,null,100,360,400,0.28000000000000003,0.56000000000000005,0.84,1.4,2.1,2.8,89.4,93.4,94.8,95.9,96.2,96,95.5,91.6,95.2,96.3,96.9,97,96.8,96.6,94.1,96.6,97.3,97.7,97.6,97.4,97.4]
["Shenzhen Growatt New Energy Technology Co., Ltd","Growatt 3000HF-US [208V]","3000 W 208 Vac Utility Interactive Inverter",3,208,95.5,"Y","N",null,0.1,null,null,100,360,450,0.3,0.6,0.9,1.5,2.25,3,90.5,93.5,95.1,95.5,95.2,95.1,95,91.2,94.2,95.5,96.2,95.9,95.6,95.6,90.2,93.5,95,95.9,95.7,95.4,95.3]
["Shenzhen Growatt New Energy Technology Co., Ltd","Growatt 3600 MTL-US [240V]","3600W 240 Vac Utility Interactive Inverter",3.6,240,97,"Y","N",null,0.31,null,null,100,375,450,0.36,0.72,1.08,1.8,2.7,3.6,92.4,94.6,95.5,96.5,96.7,96.7,96.2,95.3,97.1,97.5,97.8,97.7,97.5,97.6,94.2,96.5,97.1,97.5,97.6,97.4,97.3]
["Shenzhen Growatt New Energy Technology Co., Ltd","Growatt 3600 MTL-US [277V]","3600W 277 Vac Utility Interactive Inverter",3.6,277,97,"Y","N",null,0.4,null,null,100,375,450,0.36,0.72,1.08,1.8,2.7,3.6,91.2,93.9,94.7,96.1,96.6,96.6,95.9,93.4,96,96.6,97.4,97.5,97.5,97.2,94.5,96.8,97.4,97.9,98,97.9,97.7]
["Shenzhen Growatt New Energy Technology Co., Ltd","Growatt 4000MTLP-US [277V]","4 kW, 277 Vac Utility Interactive Inverter",4.0599999999999996,277,96,"Y","N",null,0.05,null,null,100,482,550,0.41,0.81,1.22,2.0299999999999998,3.04,4.0599999999999996,88.3,91.5,93.1,94.6,95.3,95.5,94.4,93.6,95.7,96.6,95.3,97.4,97.4,96.6,92.7,95.1,96.3,96.9,97.2,97.3,96.8,null,"2017-10-16"]
["Shenzhen Growatt New Energy Technology Co., Ltd","Growatt 4200 MTL-US [208V]","4200W 208 Vac Utility Interactive Inverter",4.2,208,97,"Y","N",null,0.25,null,null,100,375,450,0.42,0.84,1.26,2.1,3.15,4.2,91.6,94.4,95.5,96.6,96.8,96.7,96.3,94.1,96.5,97.1,97.3,97.1,96.7,97,93.6,96.2,96.8,97.2,97.5,97.1,97.1]
["Shenzhen Growatt New Energy Technology Co., Ltd","Growatt 5000MTLP-US [208V]","5 kW, 208 Vac Utility Interactive Inverter",4.59,208,95.5,"Y","N",null,0.05,null,null,100,482,550,0.46,0.92,1.38,2.2999999999999998,3.44,4.59,89.9,92.5,93.8,94.9,95.1,95.1,94.6,93.2,95.3,96,96.6,96.7,96.6,96.4,92.5,94.8,95.7,96.4,96.6,96.5,96.2,null,"2017-10-16"]
["Shenzhen Growatt New Energy Technology Co., Ltd","Growatt 5000 MTL-US [208V]","4600 W 208 Vac Utility Interactive Inverter",4.5999999999999996,208,97,"Y","N",null,0.26,null,null,100,375,450,0.46,0.92,1.38,2.2999999999999998,3.45,4.5999999999999996,94.7,96.5,96.8,96.9,96.5,96,96.5,95.4,97,97.3,97.4,97,96.5,97,94.3,96.4,96.9,97.1,97,96.5,96.8]
["Shenzhen Growatt New Energy Technology Co., Ltd","Growatt 5000MTLP-US [277V]","5 kW, 277 Vac Utility Interactive Inverter",5.0599999999999996,277,96.5,"Y","N",null,0.05,null,null,100,482,550,0.51,1.01,1.52,2.5299999999999998,3.8,5.0599999999999996,89.5,92.3,93.8,95,95.5,95.5,94.8,94.3,96.1,96.8,97.3,97.4,97.3,97.1,93.5,95.6,96.4,97,97.2,97.2,96.9,null,"2017-10-16"]
["Shenzhen Growatt New Energy Technology Co., Ltd","Growatt 5000MTLP-US [240V]","5 kW, 240 Vac Utility Interactive Inverter",5.07,240,96,"Y","N",null,0.05,null,null,100,482,550,0.51,1.01,1.52,2.5299999999999998,3.8,5.07,90.5,93,94.3,95.2,95.4,95.3,94.9,93.9,95.8,96.5,97,97.1,96.9,96.8,93.1,95.3,96.1,96.8,96.9,96.9,96.6,null,"2017-10-16"]
["Shenzhen Growatt New Energy Technology Co., Ltd","Growatt 6000MTLP-US [240V]","6 kW, 240 Vac Utility Interactive Inverter",6.08,240,96,"Y","N",null,0.05,null,null,100,482,550,0.61,1.22,1.82,3.04,4.5599999999999996,6.08,91.3,93.6,94.7,95.4,95.5,95.6,95.1,94.6,96.1,96.7,97,97,96.8,96.8,93.9,95.6,96.3,96.8,96.8,96.7,96.6,null,"2017-10-16"]
["Shenzhen Growatt New Energy Technology Co., Ltd","Growatt 6000MTLP-US [277V]","6 kW, 277 Vac Utility Interactive Inverter",6.08,277,96.5,"Y","N",null,0.05,null,null,100,482,550,0.61,1.22,1.82,3.04,4.5599999999999996,6.08,90.4,93,94.4,95.3,95.4,95.3,94.9,94.9,96.4,96.9,97.3,97.4,97.2,97.2,94.1,95.9,96.6,97.1,97.2,97.1,96.9,null,"2017-10-16"]
["Shenzhen Growatt New Energy Technology Co., Ltd","Growatt 7000MTLP-US [240V]","7 kW, 240 Vac Utility Interactive Inverter",7.0110000000000001,240,96.5,"Y","N",null,5.0999999999999997E-2,null,null,270,385,485,701.11,1402.22,2103.33,3505.55,5258.33,7011.1,94,95.7,95.9,96,95.8,95.5,95.8,95.7,96.8,97,96.9,96.7,96.4,96.7,94.6,96.4,96.8,96.9,96.7,96.3,96.6,null,"2017-10-16"]
["Shenzhen Growatt New Energy Technology Co., Ltd","Growatt 7000MTLP-US [277V]","7 kW, 277 Vac Utility Interactive Inverter",7.01607,277,96.5,"Y","N",null,5.0999999999999997E-2,null,null,275,385,480,701.61,1403.21,2104.8200000000002,3508.04,5262.05,7016.07,92.8,95.2,95.4,95.9,96.1,95.9,95.8,93.6,96.3,96.7,96.9,96.8,96.5,96.6,95,96.6,97.1,97.3,97.2,97,97.1,null,"2017-10-16"]
["Shenzhen Growatt New Energy Technology Co., Ltd","Growatt 7600MTLP-US [277V]","7.6 kW, 277 Vac Utility Interactive Inverter",7.6520000000000001,277,96.5,"Y","N",null,5.0999999999999997E-2,null,null,270,380,480,765.15,1530.3,2295.4499999999998,3825.75,5738.63,7651.5,94.3,95.8,96.2,96.1,95.8,95.3,95.8,96.1,97,97.2,97.1,96.8,96.3,96.9,94.9,96.5,96.9,96.9,96.7,96.3,96.7,null,"2017-10-16"]
["Shenzhen Growatt New Energy Technology Co., Ltd","Growatt 9000MTLP-US [208V]","9 kW, 208 Vac, 110-480 Vdc Utility Interactive Inverter with boosting circuit",7.8639999999999999,208,97,"N","N",null,3.3,null,null,330,480,550,0.78639999999999999,1.5728,2.3592,3.9319999999999999,5.8979999999999997,7.8639999999999999,95.43432,96.863429999999994,97.122839999999997,97.083680000000001,96.760149999999996,96.539320000000004,96.812700000000007,95.518439999999998,96.989900000000006,97.353149999999999,97.446280000000002,97.178740000000005,97.000060000000005,97.171059999999997,94.826999999999998,96.616910000000004,97.056359999999998,97.24727,97.081869999999995,96.893640000000005,96.990690000000001,"2017-10-16","2018-10-15"]
["Shenzhen Growatt New Energy Technology Co., Ltd","Growatt 8000TL-US [240V]","8000W 240 Vac Utility Interactive Inverter",8.08,240,97,"Y","N",null,0.08,null,null,100,380,480,0.81,1.62,2.42,4.04,6.06,8.08,95.4,96.7,97.1,97.4,97.4,97.2,97.2,95.1,96.6,97,97.3,97.3,97.2,97.1,93.2,95.5,96.2,96.8,96.4,96.9,96.3]
["Shenzhen Growatt New Energy Technology Co., Ltd","Growatt 8000MTLP-US [277V]","8 kW, 277 Vac, 110-480 Vdc Utility Interactive Inverter with boosting circuit",8.1370000000000005,277,97.5,"N","N",null,3.7,null,null,330,480,550,0.81369999999999998,1.6274,2.4411,4.0685000000000002,6.1027500000000003,8.1370000000000005,95.442130000000006,96.610879999999995,97.182379999999995,97.519840000000002,97.492549999999994,97.242800000000003,97.322469999999996,96.269720000000007,97.204390000000004,97.776979999999995,98.099580000000003,98.098389999999995,97.949449999999999,97.934780000000003,95.863069999999993,96.889769999999999,97.487949999999998,97.839110000000005,97.964219999999997,97.894599999999997,97.739540000000005,"2017-10-16","2018-10-15"]
["Shenzhen Growatt New Energy Technology Co., Ltd","Growatt 9000TL-US [208V]","9000W 208 Vac Utility Interactive Inverter",9.08,208,96.5,"Y","N",null,0.05,null,null,100,345,480,0.91,1.82,2.72,4.54,6.81,9.08,95.9,96.8,97.1,97.2,97,96.8,97,95.3,96.5,96.9,97,97,96.7,96.9,93.1,95.3,96,96.4,96.4,96.2,96.2]
["Shenzhen Growatt New Energy Technology Co., Ltd","Growatt 9000TL-US [240V]","9000W 240 Vac Utility Interactive Inverter",9.08,240,97,"Y","N",null,0.08,null,null,100,380,480,0.91,1.82,2.72,4.54,6.81,9.08,95.8,96.9,97.2,97.4,97.4,97.2,97.2,95.5,96.8,97.1,97.3,97.3,97.1,97.2,93.8,95.8,96.4,96.7,96.9,96.8,96.6]
["Shenzhen Growatt New Energy Technology Co., Ltd","Growatt 10000TL-US [208V]","10000 W 208 Vac Utility Interactive Inverter",10.09,208,96.5,"Y","N",null,0.05,null,null,308,345,480,1.01,2.02,3.03,5.04,7.57,10.09,95.8,96.9,97.1,97.2,97,96.6,97,95.5,96.6,96.9,97,96.9,96.5,96.8,93.1,95.4,96.1,96.4,96.3,96,96.1]
["Shenzhen Growatt New Energy Technology Co., Ltd","Growatt 10000 TL3-US [240V]","10000 W 240 Vac Utility Interactive Inverter",10.1,240,95.5,"Y","N",null,0.01,null,null,250,420,480,1.1000000000000001,2.2000000000000002,3.3,5.5,7.58,10.1,89.5,93.1,94.1,94.9,95,95,94.6,90.1,93.9,95.2,96,96.3,96.4,95.7,89.9,94.2,95.4,96.3,96.7,96.8,96]
["Shenzhen Growatt New Energy Technology Co., Ltd","Growatt 11000TL-US [240V]","11000W 240 Vac Utility Interactive Inverter",11.7,240,97,"Y","N",null,0.08,null,null,356,380,480,1.17,2.34,3.51,5.85,8.7799999999999994,11.7,96,97,97.3,97.3,97.2,97,97.2,95.8,96.9,97.2,97.3,97.2,96.9,97.1,94.3,96,96.5,97,96.8,96.5,96.6]
["Shenzhen Growatt New Energy Technology Co., Ltd","Growatt 18000 TL3-US [277V]","18220W 277 Vac Utility Interactive Inverter",18.309999999999999,277,96,"Y","N",null,0.01,null,null,250,420,480,1.83,3.66,5.49,9.15,13.73,18.309999999999999,92.3,94.9,95.4,95.2,95.5,95.4,95.3,92.5,95.8,96.4,96.8,96.9,96.6,96.6,92.9,95.8,96.5,96.9,97.1,96.8,96.7]
["Shenzhen Growatt New Energy Technology Co., Ltd","GROWATT 36000TL3-US [480V]","36 kW, 480 Vac, three phases, 3/N/PE, Transformerless Utility Interactive Inverter",35.71,480,98.5,"N","N",null,2.0510000000000002,null,null,520,700,800,3.57,7.14,10.71,17.86,26.78,35.71,97.5,98.1,98.2,98.3,97.9,97.6,98,98,98.6,98.6,98.6,98.6,98.4,98.6,97.4,98.1,98.2,98.2,98.3,98.1,98.2,null,"2018-11-15"]
["Shenzhen Growatt New Energy Technology Co., Ltd","GROWATT 40000TL3-US [480V]","40 kW, 480Vac, three phases, 3/N/PE, Transformerless Utility Interactive Inverter",39.85,480,98.5,"N","N",null,2.0510000000000002,null,null,570,700,800,3.98,7.97,11.95,19.920000000000002,29.89,39.85,97.5,98,98,98.2,98,97.6,98,98.2,98.6,98.6,98.4,98.7,98.5,98.6,97.5,98.1,98.1,98,98.3,98.1,98.2,null,"2018-11-15"]
["Shenzhen Sinexcel Electric Co., Ltd","Rainbow PVI-12.5-I-US","Photovoltaic Inverter for grid connected with NEMA 4 enclosure",12.51,null,95,"Y","N",null,0.1,null,null,250,386.5,432,1.2509999999999999,2.5030000000000001,3.754,6.2569999999999997,9.3859999999999992,1.2509999999999999,90.9,94,95.7,95.1,94.9,94.3,94.8,88,93.4,95.6,95.3,95.4,95.1,95,87.8,94.7,95,95.1,95.2,94.9,94.8,null,"2018-02-15"]
["Shenzhen Sinexcel Electric Co., Ltd","PWS2-30K-NA [480V]","30 kW, 480 Vac wall-mounted, bi-directional Utility Interactive Energy Storage Inverter",30.02,480,96.5,"N","N",null,1.857,null,null,350,600,750,3.0020000000000002,6.0040000000000004,9.0060000000000002,15.01,22.515000000000001,30.02,91.232795624893384,94.277589242188768,95.180370789174333,95.634277535394332,95.561081132163324,95.189468782718862,95.274880503421414,94.080385566728907,95.918546060046893,96.606888485455713,97.008558536409453,97.030608016695339,96.872169309812364,96.793597350911327,94.989078239317621,96.634957862780169,97.181154036798375,97.444638792448188,97.447094622802723,97.266416161831131,97.266704611718652,"2017-11-01","2018-10-15"]
["Siemens Industry","SMIINV215R60XX [208V]","215 W, 208 Vac Inverter, XX are connector types",0.215,208,96,"N","Y",null,0.04,null,null,22,29,36,0.02,0.04,0.06,0.11,0.16,0.22,94.5,95.5,95.9,96,95.5,94.7,95.6,94.6,95.5,95.9,96.1,96,95.5,95.9,94.4,95.4,95.7,96.1,96.1,95.8,95.9]
["Siemens Industry","SMIINV215R60XX [240V]","215 W, 240 Vac Inverter, XX are connector types",0.215,240,96,"N","Y",null,0.05,null,null,22,29,36,0.02,0.04,0.06,0.11,0.16,0.22,94.6,95.5,95.9,96.1,95.7,95.1,95.7,94.6,95.5,95.9,96.2,96.1,95.8,96,94.6,95.5,95.8,96.1,96.2,96.1,96.1]
["Siemens Industry","SINVERT PVM12 UL [480V]","12 kW, 480 Vac, 3-phase Utility Interactive Inverter",12.12,480,97.5,"Y","N",null,0.87,null,null,450,720,900,1.21,2.42,3.64,6.06,9.09,12.12,94.9,96.1,96.9,97.4,97.5,97.3,97.2,96,96.5,97.4,97.9,98.1,98.1,97.8,95.2,95.9,96.8,97.4,97.6,97.7,97.3]
["Siemens Industry","SINVERT PVM16 UL [480V]","16 kW, 480 Vac, 3-phase Utility Interactive Inverter",16.100000000000001,480,97.5,"Y","N",null,0.09,null,null,500,720,900,1.61,3.22,4.83,8.0500000000000007,12.08,16.100000000000001,96,96.8,97.4,97.6,97.6,97.4,97.5,96.6,97.3,97.7,98,98.1,98,97.9,95.9,96.5,97.2,97.6,97.7,97.7,97.5]
["Siemens Industry","SINVERT PVS351 UL [480V]","350 kW, 480 Vac, 3-phase Inverter (Master Unit)",350,480,96,"Y","N",null,25,null,null,330,400,480,35,70,105,175,262.5,350,94.7,96.3,96.9,96.9,96.8,96.8,96.7,84.8,90.7,93,94.6,95.5,95.2,94.3,91.8,95.5,97.7,97.7,97.4,96.6,97.1]
["Siemens Industry","SINVERT PVS701 UL [480V]","700 kW, 480 Vac, 3-phase Inverter (Master Unit, 1 Slave Unit)",700,480,96,"Y","N",null,50,null,null,330,400,480,70,140,210,350,525,700,94.7,96.3,96.9,96.9,96.8,96.8,96.7,84.8,90.7,93,94.6,95.5,95.2,94.3,91.8,95.5,97.7,97.7,97.4,96.6,97.1]
["Silicon Energy","SiE 3840 [208V]","3.3 kW, 208 Vac Utility Interactive Inverter",3.4,208,95.5,"Y","N",null,12,null,null,100,250,400,0.34,0.68,1.02,1.7,2.5499999999999998,3.4,92.4,95.4,96.3,96.5,96.1,95.3,96,91.8,95.1,96,96.3,96,95.2,95.8,90.1,93.8,95.1,95.7,95.5,94.9,95.2]
["Silicon Energy","SiE 3840 [240V]","3.8 kW, 240 Vac Utility Interactive Inverter",3.9,240,96,"Y","N",null,11,null,null,100,250,400,0.39,0.78,1.17,1.95,2.93,3.9,93,95.7,96.5,96.7,96.1,95.5,96.1,92.9,95.6,96.4,96.5,96,95.4,96,90,93.7,95.2,95.7,95.5,95,95.2]
["SMA America","SB 240-US-10 [240V]","240 W, 240 Vac Microinverter",0.24,240,96,"N","Y",null,0.03,null,null,30,30,32,0.02,0.05,7.0000000000000007E-2,0.12,0.18,0.24,95.2,95.7,95.9,95.9,95.9,95.8,95.8,95.2,95.7,95.8,95.9,95.8,95.8,95.8,95.1,95.6,95.8,95.8,95.8,95.8,95.8]
["SMA America","SB700U [120V]","700 W, 120Vac Sunny Boy String Inverter",0.7,120,91.5,"Y","N",null,3.5700000000000003E-2,null,null,100,145,200,7.0000000000000007E-2,0.14000000000000001,0.21,0.35,0.53,0.7,87.17,91.46,92.68,92.98,92.42,91.45,92.26,86.53,91.26,92.47,92.32,91.44,90.36,91.49,84.83,90.18,91.07,91.63,91.03,90.2,90.83]
["SMA America","SB1100U-SBD [240V]","1100 W, 240 Vac Sunny Boy String Inverter",1.1000000000000001,240,91,"Y","N",null,0.13,null,null,100,200,325,0.11,0.22,0.33,0.55000000000000004,0.83,1.1000000000000001,83.92,91.62,92.57,92.42,91.86,90.91,91.68,87.08,90.82,91.84,92.02,91.37,90.5,91.32,83.95,88.75,92.38,90.95,90.75,90.01,90.58]
["SMA America","SWR1800U [120V]","1.8 kW, 120Vac Sunny Boy String Inverter",1.8,120,91.5,"Y","N",null,0.26590000000000003,null,null,100,200,400,0.18,0.36,0.54,0.9,1.35,1.8,89.82,92.39,93.01,92.83,91.99,91,92.17,89.56,92.12,92.82,92.7,91.72,90.8,91.95,86.79,90.45,91.44,91.78,91.18,90.3,91.08]
["SMA America","SB2000HFUS-30 [240V]","2 kW, 240 Vac Sunny Boy Utility Interactive Inverter",2.0499999999999998,240,97,"Y","N",null,0,null,null,100,400,480,0.21,0.41,0.62,1.03,1.54,2.0499999999999998,92.6,95.2,96.2,96.6,96.4,95.9,96.2,93.9,97,97.3,97.6,97.6,97.2,97.3,95.8,97.6,98,98.1,97.9,97.6,97.8]
["SMA America","SWR2100U [240V]","2.1 kW, 240 Vac Sunny Boy String Inverter",2.1,240,93,"Y","N",null,0.32,null,null,100,300,480,0.21,0.42,0.63,1.05,1.575,2.1,91.2,93.6,94.3,94.3,93.9,93.3,93.9,90.2,92.7,93.5,94.5,93.7,93.1,93.6,86,89.9,91.3,92.1,92.3,91.8,91.8]
["SMA America","SWR2500U [208V]","2.1 kW, 208 Vac Sunny Boy String Inverter",2.1,208,92.5,"Y","N",null,0.23599999999999999,null,null,100,300,480,0.21,0.42,0.63,1.05,1.58,2.1,90.86,93.44,94.02,93.86,93.06,92.06,93.22,89.33,92.49,93.07,93.3,92.57,91.52,92.6,85.59,89.83,91.11,91.75,91.25,90.64,91.01]
["SMA America","SWR2500U-SBD [208V]","2.1 kW, 208 Vac Sunny Boy String Inverter with display",2.1,208,92.5,"Y","N",null,0.23599999999999999,null,null,100,300,480,0.21,0.42,0.63,1.05,1.58,2.1,90.86,93.44,94.02,93.86,93.06,92.06,93.22,89.33,92.49,93.07,93.3,92.57,91.52,92.6,85.59,89.83,91.11,91.75,91.25,90.64,91.01]
["SMA America","SB2500HFUS-30 [208V]","2.5 kW, 208 Vac Sunny Boy Utility Interactive Inverter",2.5299999999999998,208,96.5,"Y","N",null,1.1000000000000001,null,null,100,415,480,0.25,0.51,0.76,1.27,1.9,2.5299999999999998,94.3,95.7,96.4,96.4,96,95.1,96,95.6,96.8,97.2,97.2,96.9,96.3,96.9,95,96.8,97.3,97.4,97.1,96.5,97.1]
["SMA America","SB2500HFUS-30 [240V]","2.5 kW, 240 Vac Sunny Boy Utility Interactive Inverter",2.5299999999999998,240,96.5,"Y","N",null,1.1200000000000001,null,null,100,415,480,0.25,0.51,0.76,1.26,1.9,2.5299999999999998,93.4,95.3,96.1,96.1,96.2,95.5,96,93.6,96,96.7,97.1,97,96.6,96.8,93.6,96.1,96.9,97.2,97.1,96.7,96.9]
["SMA America","SB3000US-12 [208V]","3 kW, 208 Vac Sunny Boy Utility Interactive Inverter with arc detector with display",3,208,95,"Y","N",null,0.08,null,null,100,250,400,0.3,0.6,0.9,1.5,2.25,3,94,95.8,96,95.8,95.1,94.3,95.3,93.1,95.9,95.7,95.6,94.9,94,95.1,91.6,94.8,95.2,94.7,94.2,93.5,94.3]
["SMA America","SB3000US-12 [240V]","3 kW, 240 Vac Sunny Boy Utility Interactive Inverter with arc detector with display",3,240,95.5,"Y","N",null,7.0000000000000007E-2,null,null,100,250,400,0.3,0.6,0.9,1.5,2.25,3,93.4,95.9,96.3,96.5,96.1,95.6,96,92.5,95.8,96,96.1,95.8,95.1,95.7,90.5,94.6,95.4,95.3,95.2,94.6,95]
["SMA America","SB3.0-1TP-US-40 [208V]","3.0 kW, 208 Vac transformerless Utility Interactive Inverter with revenue grade energy meter",3.03,208,96,"Y","N",null,5.36,null,null,155,365,480,0.30320000000000003,0.60640000000000005,0.90959999999999996,1.516,2.274,3.032,92.082847310823283,94.907812539893044,95.629452499667281,95.991624416925447,95.996645587599161,95.731527423095798,95.727278479524358,92.071008131935372,95.659723853330703,96.458307803469552,97.043468119824496,97.202121349789977,97.084010489748991,96.791276599399595,88.515418011062167,94.502976183803142,95.722745381337489,96.424646022747879,96.772413583948293,96.64426016014221,96.123262847669906,"2018-08-01","2018-10-15"]
["SMA America","SB3.0-1SP-US-40 [240V]","3.0 kW, 240 Vac transformerless Utility Interactive Inverter",3.04,240,96.5,"Y","N",null,5.39,null,null,155,365,480,0.30402668918918918,0.60805337837837836,0.91208006756756754,1.5201334459459459,2.2802001689189186,3.0402668918918918,90.951224418581774,94.441972778565543,95.383118364394548,95.941753675717251,96.037813109429734,95.94092229249739,95.650977153922128,92.03553711429818,95.784786159583902,96.641076797758544,97.163663961863477,97.516387567042486,97.582074705372591,97.034748586074627,88.509780526514959,94.438549047417638,95.736397687134939,96.677883011273849,97.024958205206346,97.000804957798053,96.326309924904464,"2018-08-01","2018-10-15"]
["SMA America","SB3000TL-US-22 [240V]","3 kW, 240 Vac Sunny Boy transformerless Utility Interactive Inverter with arc detector",3.05,240,97,"Y","N",null,0.49,null,null,100,400,480,0.31,0.61,0.92,1.53,2.29,3.05,92.1,95,95.8,96.2,96.2,96,95.9,93.7,96.5,97.1,97.6,97.5,97.5,97.3,92.1,95.6,96.5,97.2,97.3,97.4,96.9,null,"2018-03-15"]
["SMA America","SB3000HFUS-30 [240V]","3 kW, 240 Vac Sunny Boy Utility Interactive Inverter",3.07,240,96.5,"Y","N",null,1.1000000000000001,null,null,100,415,480,0.31,0.61,0.92,1.54,2.2999999999999998,3.07,93.8,95.9,96.4,96.4,95.9,94.9,95.9,94.4,96.3,96.7,96.9,96.7,96.1,96.6,95.7,97.1,97.4,97.4,97.1,96.5,97.1]
["SMA America","SB3800U [208V]","3.5 kW, 208 Vac Sunny Boy Utility Interactive Inverter with display",3.5,208,94,"Y","N",null,0.161,null,null,100,235,400,0.35,0.7,1.05,1.75,2.625,3.5,93.59,94.88,95.15,94.87,94.14,93.33,94.39,92.81,94.5,94.78,94.62,93.98,92.95,94.14,90.26,92.72,93.44,93.46,93.06,92.23,93.02]
["SMA America","SB4000US [208V]","4 kW, 208 Vac Sunny Boy Utility Interactive Inverter with display",3.5,208,95.5,"Y","N",null,0.14000000000000001,null,null,100,310,480,0.35,0.7,1.05,1.75,2.63,3.5,94.3,96.3,96.5,96.4,95.8,94.9,95.9,93.5,96.2,96.1,96.1,95.5,94.8,95.6,91.5,94.9,95.4,95.1,94.8,94,94.7]
["SMA America","SB3.8-1TP-US-40 [208V]","3.8 kW, 208 Vac transformerless Utility Interactive Inverter with revenue grade energy meter",3.6,208,96.5,"Y","N",null,5.36,null,null,195,365,480,0.36045400000000005,0.7209080000000001,1.0813619999999999,1.80227,2.7034050000000001,3.6045400000000001,92.9307882700177,95.476148178928241,96.029992473112927,96.472910461543449,96.37876487615506,96.152677617325793,96.162328498673276,92.531495773128313,95.951025180138728,96.621311597273717,97.059603157019836,97.224711983689119,96.978656177455747,96.853915304807103,89.80793356250021,94.91925956195459,95.99712875139376,96.576860828695345,96.770045807349476,96.849589768746824,96.269680311123579,"2018-08-01","2018-10-15"]
["SMA America","SB3800U [240V]","3.8 kW, 240 Vac Sunny Boy Utility Interactive Inverter with display",3.8,240,94.5,"Y","N",null,0.161,null,null,100,250,400,0.38,0.76,1.1399999999999999,1.9,2.85,3.8,93.32,95.02,95.5,95.39,94.98,94.27,95.03,92.75,94.63,95.08,95.07,94.69,93.81,94.69,90.15,92.98,93.89,94.08,93.82,93.21,93.66]
["SMA America","SB3.8-1TP-US-40 [240V]","3.8 kW, 240 Vac transformerless Utility Interactive Inverter with revenue grade energy meter",3.85,240,96.5,"Y","N",null,5.39,null,null,195,365,480,0.38542700000000002,0.77085400000000004,1.1562809999999999,1.927135,2.8907025000000002,3.8542700000000001,92.681418318038126,95.370109391033424,96.070222112677214,96.455330264892524,96.443882991198933,96.232778992810211,96.186705146397841,93.680244478450931,96.435440070880389,96.895311691249105,97.434600781845177,97.587655846920612,97.46796631140225,97.252541264257474,90.805647134134389,95.309565566853777,96.404880449161809,96.909933627135729,97.155681948405487,97.307422483982663,96.675258436160021,"2018-08-01","2018-10-15"]
["SMA America","SB3800TL-US-22 [208V]","3.8 kW, 208 Vac Sunny Boy transformerless Utility Interactive Inverter with arc detector",3.85,208,96.5,"Y","N",null,0.53,null,null,100,400,480,0.39,0.77,1.1599999999999999,1.93,2.89,3.85,93.8,95.7,96.1,96.1,96,95.6,95.9,93.7,96.2,97.1,97.2,97.1,96.9,96.9,93.7,96,96.7,97,97,96.9,96.8]
["SMA America","SB4000US [240V]","4 kW, 240 Vac Sunny Boy Utility Interactive Inverter with display",4,240,96,"Y","N",null,0.17,null,null,100,310,480,0.4,0.8,1.2,2,3,4,92.5,96.4,96.8,96.7,96.4,96,96.3,91.9,96.2,96.3,96.5,96,95.5,96,89.1,94.7,95.6,95.5,95.3,94.9,95.1]
["SMA America","SB4000US-12 [240V]","4 kW, 240 Vac Sunny Boy Utility Interactive Inverter with arc detector with display",4,240,96,"Y","N",null,0.17,null,null,100,310,480,0.4,0.8,1.2,2,3,4,92.5,96.4,96.8,96.7,96.4,96,96.3,91.9,96.2,96.3,96.5,96,95.5,96,89.1,94.7,95.6,95.5,95.3,94.9,95.1]
["SMA America","SB3800US-12 [240V]","3.8 kW, 240 Vac Sunny Boy Utility Interactive Inverter with arc detector with display",4.05,240,96,"Y","N",null,0.08,null,null,100,310,480,0.40500000000000003,0.81,1.2150000000000001,2.0249999999999999,3.0379999999999998,4.05,94.59,96.32,96.71,96.78,96.38,95.83,96.4,93.53,95.5,96.13,96.31,96.03,95.47,95.95,91.56,94.38,95.28,95.58,95.55,95.08,95.29]
["SMA America","SB4000TL-US-22 [208V]","4 kW, 208 Vac Sunny Boy transformerless Utility Interactive Inverter with arc detector",4.05,208,96.5,"Y","N",null,0.53,null,null,100,400,480,0.41,0.81,1.22,2.0299999999999998,3.04,4.05,94.1,95.8,96.1,96.1,95.9,95.4,95.9,94.1,96.3,97.2,97.2,97.1,96.8,97,93.4,96.2,96.8,97,97,96.8,96.8]
["SMA America","SB5000US [208V]","5 kW, 208 Vac Sunny Boy Utility Interactive Inverter with display",5,208,95.5,"Y","N",null,0.46,null,null,100,310,480,0.5,1,1.5,2.5,3.75,5,91.5,95.7,96.2,96.7,96.7,96.3,96.4,89.9,95,95.7,96.2,96.4,96,95.9,86.3,92.5,94.3,95,95.1,95,94.5]
["SMA America","SB5000US [240V]","5 kW, 240 Vac Sunny Boy Utility Interactive Inverter with display",5,240,95.5,"Y","N",null,0.72,null,null,100,310,480,0.5,1,1.5,2.5,3.75,5,91,95.7,96.2,96.8,96.8,96.5,96.4,89.7,94.9,95.7,96.2,96.4,96.2,95.9,86.2,92.5,94.3,95.2,95.2,95.1,94.6]
["SMA America","SB5000US-11 [240V]","5 kW, 240 Vac Sunny Boy Utility Interactive Inverter with display",5,240,95.5,"Y","N",null,0.72,null,null,100,310,480,0.5,1,1.5,2.5,3.75,5,91,95.7,96.2,96.8,96.8,96.5,96.4,89.7,94.9,95.7,96.2,96.4,96.2,95.9,86.2,92.5,94.3,95.2,95.2,95.1,94.6]
["SMA America","SB5000US-11 [277V]","5 kW, 277 Vac Sunny Boy Utility Interactive Inverter with display",5,277,95.5,"Y","N",null,1.41,null,null,100,310,480,0.5,1,1.5,2.5,3.75,5,91.5,95.8,96.5,96.8,96.5,96.6,96.3,90,95,95.8,96.2,96.5,96.2,96,86.3,92.3,94.4,95.2,95.2,95.2,94.6]
["SMA America","SB5000US-12 [277V]","5 kW, 277 Vac Sunny Boy Utility Interactive Inverter with arc detector with display",5,277,95.5,"Y","N",null,1.41,null,null,100,310,480,0.5,1,1.5,2.5,3.75,5,91.5,95.8,96.5,96.8,96.5,96.6,96.3,90,95,95.8,96.2,96.5,96.2,96,86.3,92.3,94.4,95.2,95.2,95.2,94.6]
["SMA America","Sunny Island SI6048","5 kW multi-mode Inverter",5,null,94,"Y","N",null,0,null,null,41,48,63,0.5,1,1.5,2.5,3.75,5,93.8,95.9,95.9,94.8,93.5,92.1,94.1,93.8,95.6,95.7,94.6,93.2,91.7,93.9,93.8,95.1,95.2,94.2,92.8,91.4,93.5]
["SMA America","SB5000TL-US-22 [240V]","5 kW, 240 Vac Sunny Boy transformerless Utility Interactive Inverter with arc detector",5.05,240,97,"Y","N",null,0.49,null,null,100,400,480,0.51,1.01,1.52,2.5299999999999998,3.79,5.05,94.3,95.9,96.2,96.2,95.8,95.5,95.8,95.9,97.2,97.6,97.6,97.3,97,97.3,95.1,97,97.2,97.5,97.3,97.1,97.2]
["SMA America","SB5.0-1SP-US-40 [208V]","5.0 kW, 208 Vac transformerless Utility Interactive Inverter",5.0599999999999996,208,96.5,"Y","N",null,5.0599999999999996,null,null,220,365,480,0.51,1.01,1.52,2.5299999999999998,3.8,5.0599999999999996,94.7,96.3,96.6,96.6,96.4,96,96.4,94.7,96.7,97.1,97.2,97.1,96.8,97,91.1,96.1,96.7,96.9,97,96.8,96.6,"2018-08-01","2018-10-15"]
["SMA America","SB6000U [208V]","6000 W, 208 Vac Sunny Boy Utility Interactive Inverter with meter",5.2,208,94.5,"Y","N",null,0.20419999999999999,null,null,100,334,480,0.56999999999999995,1.1100000000000001,1.63,2.7,4.01,5.32,93.09,95.24,95.6,95.61,94.78,94.16,94.98,91.6,94.65,95.15,95.27,94.63,93.76,94.66,88.63,92.33,93.49,93.94,93.69,93.1,93.42]
["SMA America","SB6.0-1SP-US-40 [208V]","6.0 kW, 208 Vac transformerless Utility Interactive Inverter",5.49,208,96.5,"Y","N",null,5.0599999999999996,null,null,220,365,480,0.55000000000000004,1.1000000000000001,1.65,2.75,4.12,5.49,94.8,96.3,96.6,96.6,96.4,96,96.4,94.8,96.7,97.1,97.2,97.1,96.8,97,91.7,96.2,96.7,96.8,97,96.8,96.6,"2018-08-01","2018-10-15"]
["SMA America","SB6000TL-US [208V]","6 kW, 208 Vac Sunny Boy transformerless Utility Interactive Inverter",6,208,98,"Y","N",null,0.34,null,null,100,345,480,0.6,1.2,1.8,3,4.5,6,97.6,98.4,98.6,98.5,98.4,97.9,98.4,97.4,98.2,98.4,98.3,98.1,97.7,98.1,96.5,97.6,97.9,98,97.9,97.6,97.8]
["SMA America","SB6000TL-US [240V]","6 kW, 240 Vac Sunny Boy transformerless Utility Interactive Inverter",6,240,98.5,"Y","N",null,0.14000000000000001,null,null,100,379,480,0.6,1.2,1.8,3,4.5,6,97.4,98.4,98.7,98.6,98.5,98.3,98.5,97.4,98.3,98.5,98.6,98.5,98.1,98.4,96.5,97.6,98.1,98.3,98.3,98.1,98.2]
["SMA America","SB6000TL-US-22 [240V]","6 kW, 240 Vac Sunny Boy transformerless Utility Interactive Inverter",6,240,97,"Y","N",null,0.46,null,null,100,400,480,0.6,1.2,1.8,3,4.5,6,95,96.3,96.4,96.4,96.1,95.7,96.1,95.6,97.1,97.3,97.4,97.3,96.9,97.2,94.5,96.5,96.9,97.1,97.1,96.9,96.9]
["SMA America","SB6000U [240V]","6 kW, 240 Vac Sunny Boy Utility Interactive Inverter with display",6,240,94.5,"Y","N",null,0.20419999999999999,null,null,100,310,480,0.6,1.2,1.8,3,4.5,6,93.17,95.47,95.76,95.48,94.86,94.2,95.03,92.3,94.88,95.22,95.23,94.58,93.82,94.68,90.1,93.3,94.14,94.25,93.93,93.17,93.8]
["SMA America","SB6000US [240V]","6 kW, 240 Vac Sunny Boy Utility Interactive Inverter with display",6,240,95.5,"Y","N",null,0.72,null,null,100,310,480,0.6,1.2,1.8,3,4.5,6,92.6,96.1,96.5,96.8,96.7,96,96.4,91.3,95.6,96,96.3,96.3,95.9,96,87.9,93.6,94.8,95.1,95,94.8,94.7]
["SMA America","SB6000US [277V]","6 kW, 277 Vac Sunny Boy Utility Interactive Inverter with display",6,277,96,"Y","N",null,1.41,null,null,100,310,480,0.6,1.2,1.8,3,4.5,6,92.3,96,96.7,97,96.7,96.5,96.5,91.3,95.6,96.2,96.4,96.4,96,96.1,87.8,93.6,94.9,95.2,95.1,94.9,94.7]
["SMA America","SB6000US-11 [277V]","6 kW, 277 Vac Sunny Boy Utility Interactive Inverter with display",6,277,96,"Y","N",null,1.41,null,null,100,310,480,0.6,1.2,1.8,3,4.5,6,92.3,96,96.7,97,96.7,96.5,96.5,91.3,95.6,96.2,96.4,96.4,96,96.1,87.8,93.6,94.9,95.2,95.1,94.9,94.7]
["SMA America","SB6000US-12 [208V]","6 kW, 208 Vac Sunny Boy Utility Interactive Inverter with arc detector with display",6,208,95.5,"Y","N",null,0.46,null,null,100,310,480,0.6,1.2,1.8,3,4.5,6,92.5,95.8,96.5,96.9,96.5,95.9,96.3,91.2,95.6,95.9,96.3,96.1,95.6,95.9,88,93.5,94.8,94.6,94.9,94.6,94.5]
["SMA America","SB7000TL-US-22 [208V]","7 kW (208 Vac) Utility Interactive Inverter",6.01,208,96.5,"Y","N",null,0.39500000000000002,null,null,100,400,480,0.6,1.2,1.8,3,4.51,6.01,94.2,95.9,96.2,96.2,95.9,95.5,95.9,93.1,96.2,96.6,96.8,96.7,96.5,96.5,91.7,95.8,96.3,96.7,96.6,96.4,96.4]
["SMA America","SB6.0-1SP-US-40 [240V]","6.0 kW, 240 Vac transformerless Utility Interactive Inverter",6.05,240,97,"Y","N",null,5.21,null,null,220,365,480,0.61,1.21,1.82,3.03,4.54,6.05,94.7,96.3,96.6,96.6,96.5,96.1,96.4,95.4,97.1,97.4,97.6,97.3,97,97.3,93.4,96.5,97,97.3,97.3,97,97.1,"2018-08-01","2018-10-15"]
["SMA America","SB7.0-1SP-US-40 [208V]","7.0 kW, 208 Vac transformerless Utility Interactive Inverter",6.92,208,96.5,"Y","N",null,5.37,null,null,245,365,480,0.69229200000000013,1.3845840000000003,2.0768759999999999,3.4614600000000002,5.1921900000000001,6.9229200000000004,95.419061703064287,96.499658027102697,96.88045791135923,96.393086769309974,96.129474857598581,95.592242556865628,96.238182342766436,95.353213586067,96.662819533921152,97.141218412093252,97.042413391199077,96.664770711519509,96.234566715506347,96.727179354622393,94.136333765369216,96.347477157208587,96.676448901531828,96.683895373382299,96.35230391567147,96.304758321348373,96.369578096442609,"2018-08-01","2018-10-15"]
["SMA America","SB7.0-1TP-US-40 [208V]","7.0 kW, 208 Vac transformerless Utility Interactive Inverter with revenue grade energy meter",6.92,208,96.5,"Y","N",null,5.37,null,null,245,365,480,0.69229200000000013,1.3845840000000003,2.0768759999999999,3.4614600000000002,5.1921900000000001,6.9229200000000004,95.419061703064287,96.499658027102697,96.88045791135923,96.393086769309974,96.129474857598581,95.592242556865628,96.238182342766436,95.353213586067,96.662819533921152,97.141218412093252,97.042413391199077,96.664770711519509,96.234566715506347,96.727179354622393,94.136333765369216,96.347477157208587,96.676448901531828,96.683895373382299,96.35230391567147,96.304758321348373,96.369578096442609,"2018-08-01","2018-10-15"]
["SMA America","SB7000TL-US [208V]","7 kW, 208 Vac Sunny Boy transformerless Utility Interactive Inverter",7,208,98,"Y","N",null,0.34,null,null,100,345,480,0.7,1.4,2.1,3.5,5.25,7,97.8,98.6,98.6,98.4,98.2,97.6,98.3,97.7,98.3,98.4,98.3,97.9,97.5,98.1,96.9,97.8,98,98,97.8,97.4,97.8]
["SMA America","SB7000TL-US [240V]","7 kW, 240 Vac Sunny Boy transformerless Utility Interactive Inverter",7,240,98.5,"Y","N",null,0.14000000000000001,null,null,100,379,480,0.7,1.4,2.1,3.5,5.25,7,97.7,98.5,98.7,98.6,98.4,98,98.4,97.8,98.4,98.5,98.2,98.3,97.8,98.3,96.8,97.8,98.2,98.3,98.2,97.9,98.1]
["SMA America","SB7000US [208V]","7 kW, 208 Vac Sunny Boy Utility Interactive Inverter with display",7,208,95.5,"Y","N",null,0.46,null,null,100,310,480,0.7,1.4,2.1,3.5,5.25,7,94,96.3,97.1,96.7,96.2,95.4,96.3,92.7,96.1,96.1,96.2,95.9,95.3,95.9,89.7,94.2,95,94.9,94.8,94.1,94.6]
["SMA America","SB7000US [240V]","7 kW, 240 Vac Sunny Boy Utility Interactive Inverter with display",7,240,96,"Y","N",null,0.72,null,null,100,310,480,0.7,1.4,2.1,3.5,5.25,7,93.7,96.2,96.8,96.9,96.5,95.8,96.5,92.3,96.1,96.1,96.4,96.1,95.6,96,89.3,94.3,95.1,95.6,95,94.7,94.8]
["SMA America","SB7000US-11 [208V]","7 kW, 208 Vac Sunny Boy Utility Interactive Inverter with display",7,208,95.5,"Y","N",null,0.46,null,null,100,310,480,0.7,1.4,2.1,3.5,5.25,7,94,96.3,97.1,96.7,96.2,95.4,96.3,92.7,96.1,96.1,96.2,95.9,95.3,95.9,89.7,94.2,95,94.9,94.8,94.1,94.6]
["SMA America","SB7000US-11 [240V]","7 kW, 240 Vac Sunny Boy Utility Interactive Inverter with display",7,240,96,"Y","N",null,0.72,null,null,100,310,480,0.7,1.4,2.1,3.5,5.25,7,93.7,96.2,96.8,96.9,96.5,95.8,96.5,92.3,96.1,96.1,96.4,96.1,95.6,96,89.3,94.3,95.1,95.6,95,94.7,94.8]
["SMA America","SB7000US-12 [240V]","7 kW, 240 Vac Sunny Boy Utility Interactive Inverter with arc detector with display",7,240,96,"Y","N",null,0.72,null,null,100,310,480,0.7,1.4,2.1,3.5,5.25,7,93.7,96.2,96.8,96.9,96.5,95.8,96.5,92.3,96.1,96.1,96.4,96.1,95.6,96,89.3,94.3,95.1,95.6,95,94.7,94.8]
["SMA America","SB7000US-12 [277V]","7 kW, 277 Vac Sunny Boy Utility Interactive Inverter with arc detector with display",7,277,96,"Y","N",null,1.41,null,null,100,310,480,0.7,1.4,2.1,3.5,5.25,7,93.7,96.3,96.8,97,96.5,95.9,96.5,92.5,96.1,96.3,96.5,96.2,95.6,96.1,89.3,94.2,95.2,95,95.1,94.6,94.8]
["SMA America","SB7.0-1TP-US-40 [240V]","7.0 kW, 240 Vac transformerless Utility Interactive Inverter with revenue grade energy meter",7.1,240,97,"Y","N",null,5.0999999999999996,null,null,245,365,480,0.70972800000000003,1.4194560000000001,2.129184,3.5486399999999998,5.3229600000000001,7.0972799999999996,95.102458703405631,96.528916978526041,96.628576656752571,96.745284419395801,96.520188282400156,96.06756094030321,96.501560960633199,95.720680528733837,97.412913400576855,97.49429474759863,97.399367740480358,96.979143362181489,96.517274883002116,97.077465212497202,93.761096157212492,96.549548112626141,96.90964628936652,97.192345206813769,96.999613688267388,96.667718847050196,96.860652497208903,"2018-08-01","2018-10-15"]
["SMA America","SB8000US [240V]","8 kW, 240 Vac Sunny Boy Utility Interactive Inverter with display",7.6,240,96,"Y","N",null,0.17,null,null,100,345,480,0.76,1.52,2.2799999999999998,3.8,5.7,7.6,95.04,96.48,96.84,96.82,96.5,96.01,96.53,94.59,96.19,96.61,96.63,96.3,96.29,96.33,93.13,95.28,95.83,95.98,95.72,95.94,95.67]
["SMA America","SB7700TL-US-22 [240V]","7 kW, 240 Vac Utility Interactive Inverter",7.7,240,96.5,"Y","N",null,0.46400000000000002,null,null,100,400,480,0.77,1.54,2.31,3.85,5.78,7.7,94.8,96.4,96.6,96.7,96.4,96,96.4,94.4,97,97.3,97.3,97.1,96.8,97,92.7,96.5,96.9,97.1,97,96.7,96.8]
["SMA America","SB7.7-1SP-US-40 [240V]","7.7 kW, 240 Vac transformerless Utility Interactive Inverter",7.76,240,97,"Y","N",null,5.0999999999999996,null,null,270,365,480,0.77580000000000005,1.5516000000000001,2.3273999999999999,3.879,5.8185000000000002,7.758,95.659488070726908,96.757391309155807,97.078301472709839,96.947842323174768,96.535665461330566,96.009484388608314,96.637069066814362,96.032054518718382,97.522955729246149,97.442724867789281,97.314559365868078,96.787686223418859,96.345625620524885,96.961369397616281,94.682466000905563,96.825185000365011,97.02358533214047,97.192345206813769,96.875075175305284,96.728412801633681,96.861991106335708,"2018-08-01","2018-10-15"]
["SMA America","SB8000TL-US-12 [208V]","8 kW, 208 Vac Sunny Boy transformerless Utility Interactive Inverter with arc detector",8,208,98,"Y","N",null,0.34,null,null,100,345,480,0.8,1.6,2.4,4,6,8,98,98.6,98.6,98.4,98,97.2,98.1,97.9,98.4,98.4,98.2,97.8,97.2,97.9,97.1,97.9,97.9,98,97.7,97.2,97.7]
["SMA America","SB8000TL-US-12 [240V]","8 kW, 240 Vac Sunny Boy transformerless Utility Interactive Inverter with arc detector",8,240,98,"Y","N",null,0.14000000000000001,null,null,100,379,480,0.8,1.6,2.4,4,6,8,97.9,98.5,98.6,98.6,98.3,97.8,98.4,98,98.5,98.5,98.6,98.2,97.5,98.3,97,98,98.3,98.3,98.1,97.7,98.1]
["SMA America","SB8000US-12 [277V]","8 kW, 277 Vac Sunny Boy Utility Interactive Inverter with arc detector with display",8,277,96,"Y","N",null,0.15,null,null,100,345,480,0.8,1.6,2.4,4,6,8,95.12,96.22,96.48,96.46,96.17,95.56,96.2,94.85,95.86,96.28,96.25,95.89,95.28,95.93,93.45,95.01,95.41,95.51,95.24,94.7,95.21]
["SMA America","SB9000TL-US [208V]","9 kW, 208 Vac Sunny Boy transformerless Utility Interactive Inverter",9,208,98,"Y","N",null,0.34,null,null,100,345,480,0.9,1.8,2.7,4.5,6.75,9,98.2,98.6,98.5,98.3,97.7,96.9,97.9,98,98.4,98.4,98.2,97.6,96.9,97.8,97.4,97.9,98,97.9,97.5,96.9,97.6]
["SMA America","SB9000TL-US-12 [240V]","9 kW, 240 Vac Sunny Boy transformerless Utility Interactive Inverter with arc detector",9,240,98,"Y","N",null,0.14000000000000001,null,null,100,379,480,0.9,1.8,2.7,4.5,6.75,9,98,98.7,98.7,98.5,98.1,97.6,98.3,98.1,98.6,98.6,98.5,97.9,97.4,98.1,97.2,98.1,98.3,98.3,98,97.6,98]
["SMA America","SB10000TL-US [240V]","10 kW, 240 Vac Sunny Boy transformerless Utility Interactive Inverter",10,240,98,"Y","N",null,0.14000000000000001,null,null,100,379,480,1,2,3,5,7.5,10,98.3,98.7,98.6,98.5,97.9,97.3,98.2,98.2,98.5,98.6,98.4,97.7,97.1,98,97.4,98.2,98.3,98.3,97.8,97.3,97.9]
["SMA America","SB10000TL-US-12 [208V]","10 kW, 208 Vac Sunny Boy transformerless Utility Interactive Inverter with arc detector",10.1,208,97.5,"Y","N",null,0.34,null,null,100,345,480,1.01,2.02,3.03,5.05,7.58,10.1,98.3,98.6,98.5,98.3,97.5,96.5,97.8,98.1,98.4,98.3,98,97.4,96.6,97.7,97.5,98,98,97.9,97.3,96.7,97.5]
["SMA America","SB11000TL-US [240V]","11kW, 240 Vac Sunny Boy transformerless Utility Interactive Inverter",11.1,240,98,"Y","N",null,0.14000000000000001,null,null,345,379,480,1.1100000000000001,2.2200000000000002,3.33,5.55,8.33,11.1,98.4,98.7,98.6,98.4,97.8,97,98,98.3,98.5,98.3,98.3,97.5,96.8,97.8,97.6,98.2,98.3,98.2,97.7,97.1,97.9]
["SMA America","STP12000TL-US-10 [480V]","Sunny Tripower TL-US 12 kW, 480Vac, 3-phase, Transformerless Utility Interactive Inverter",12,480,97.5,"Y","N",null,1.79,null,null,300,675,800,1.2000000000000002,2.4000000000000004,3.5999999999999996,6,9,12,92.894674644817883,95.825371847114951,96.49457533743761,96.690700406340042,96.627312947730815,96.507013910909436,96.429278261815185,94.885736215076193,96.883040483522223,97.494372087983805,97.777000604401067,97.832115333209018,97.811357024005105,97.613665228062487,94.154840052277819,97.204030409030267,97.700750214004856,98.014008962786292,98.183788377033963,98.189784411397596,97.880324090806212,"2018-08-01","2018-10-15"]
["SMA America","STP15000TL-US-10 [480V]","Sunny Tripower TL-US 15 kW, 480Vac, 3-phase, Transformerless Utility Interactive Inverter",15,480,97.5,"Y","N",null,1.79,null,null,300,675,800,1.5,3,4.5,7.5,11.25,15,93.855655768325036,96.220132968022185,96.731415475995405,96.662686184447367,96.525350018358225,96.347074199043405,96.447956054669547,95.495928692020158,97.192892755040859,97.796289926240703,97.802899005800356,97.832975895750408,97.777428409336565,97.693994013014347,95.552946082935037,97.515080368134008,97.923591757588014,98.172996722782088,98.214818639191321,98.157219501191648,98.02674703824988,"2018-08-01","2018-10-15"]
["SMA America","STP30000TL-US-10 [480V]","Sunny Tripower TL-US 30 kW, 480Vac, 3-phase, Transformerless Utility Interactive Inverter",30.01,480,98,"Y","N",null,1.22,null,null,500,720,800,3.0010000000000003,6.0020000000000007,9.0030000000000001,15.005000000000001,22.5075,30.01,96.587999999999994,97.715999999999994,97.926000000000016,97.97999999999999,97.838000000000008,97.622,97.811480000000017,97.588000000000008,98.448000000000008,98.690000000000012,98.602000000000004,98.537999999999982,98.328000000000003,98.516679999999994,97.025999999999996,98.059999999999988,98.451999999999998,98.385999999999996,98.281999999999996,98.08,98.252799999999993,"2018-08-01","2018-10-15"]
["SMA America","STP 33-US-41 [480V]","33.3 kW, 480 Vac, 3-phase, transformerless, Utility Interactive Inverter",33.299999999999997,480,97.5,"N","N",null,5.43,null,null,330,683,800,3.33,6.66,9.9899999999999984,16.649999999999999,24.974999999999998,33.299999999999997,94.259,96.337000000000018,96.705000000000013,96.64400000000002,96.46,96.002999999999986,96.411000000000016,94.707000000000022,96.754999999999995,97.302999999999983,97.646999999999991,97.694000000000003,97.719000000000008,97.47202999999999,95.731000000000009,97.626000000000005,98.043999999999983,98.228999999999999,98.119,97.988000000000014,98.006379999999993,"2018-12-17"]
["SMA America","ST36 [277V]","36 kW, 277 Vac Sunny Tower Utility Interactive Inverter with display",36,277,96,"Y","N",null,8.4600000000000009,null,null,250,310,480,3.6,7.2,10.8,18,27,36,92.3,96,96.7,97,96.7,96.5,96.5,91.3,95.6,96.2,96.4,96.4,96,96.1,87.8,93.6,94.9,95.2,95.1,94.9,94.7]
["SMA America","ST42 [208V]","42 kW, 208 Vac Sunny Tower Utility Interactive Inverter with display",42,208,95.5,"Y","N",null,0.46,null,null,250,310,480,4.2,8.4,12.6,21,31.5,42,94,96.3,97.1,96.7,96.2,95.4,96.3,92.7,96.1,96.1,96.2,95.9,95.3,95.9,89.7,94.2,95,94.9,94.8,94.1,94.6]
["SMA America","ST48 [240V]","45.6 kW, 240 Vac Sunny Tower Utility Interactive Inverter with display",45.6,240,96,"Y","N",null,1.01,null,null,300,345,480,4.5599999999999996,9.1199999999999992,13.68,22.8,34.200000000000003,45.6,95,96.5,96.8,96.8,96.5,96,96.5,94.6,96.2,96.6,96.6,96.3,96.3,96.3,93.1,95.3,95.8,96,95.7,95.9,95.7]
["SMA America","ST48 [277V]","48kW, 277 Vac Sunny Tower Utility Interactive Inverter with display",48,277,96,"Y","N",null,0.9,null,null,300,345,480,4.8,9.6,14.4,24,36,48,95.1,96.2,96.5,96.5,96.2,95.6,96.2,94.9,95.9,96.3,96.2,95.9,95.3,95.9,93.5,95,95.4,95.5,95.2,94.7,95.2]
["SMA America","STP 60-US-10 [400V]","60 kW, 400 Vac Utility Interactive Inverter",59.86,400,98,"Y","N",null,7.1,null,null,570,630,800,5.99,11.97,17.96,29.93,44.89,59.86,97.9,98.6,98.7,98.6,98.4,98.1,98.4,97.5,98.3,98.4,98.3,98.1,97.9,98.2,96.5,97.7,98,98,97.7,97.5,97.8]
["SMA America","STP 60-US-10 [480V]","60 kW, 480 Vac Utility Interactive Inverter",60,480,98.5,"Y","N",null,8.16,null,null,685,710,800,6,12,18,30,45,60,97.7,98.5,98.7,98.8,98.6,98.5,98.6,97.5,98.4,98.7,98.7,98.6,98.4,98.6,96.9,98.1,98.4,98.4,98.3,98.1,98.3]
["SMA America","SC125U [480V]","126 kW, 480 Vac, 3-phase, 275-600 Vdc, Utility Interactive Inverter",125,480,94,"Y","N",null,23.92,null,null,275,330,480,12.5,25,37.5,62.5,93.75,125,91.65,94.17,94.58,95.13,93.96,94.07,94.2,91.52,93.69,94.02,94.54,93.7,93.49,93.82,88.88,92.99,93.31,94.32,93.36,93.23,93.35]
["SMA America","SHP 125-US-20 [480V]","Sunny Highpower PEAK3, 125 kW, 1500 VDC, 480 VAC, 3-phase, transformerless, Utility Interactive Inverter",125,480,98.5,"N","N",null,5.37,null,null,705,830,1200,12.500700000000002,25.001400000000004,37.502099999999999,62.503500000000003,93.755250000000004,125.00700000000001,98.755599999999987,98.997600000000006,98.883799999999994,98.82759999999999,98.606200000000015,98.284400000000005,98.695462000000006,98.440199999999976,98.823599999999985,98.695200000000014,98.627400000000009,98.404799999999994,98.053799999999995,98.491199999999992,97.470200000000006,98.042400000000001,98.234999999999999,98.284199999999984,98.147599999999983,97.811599999999999,98.137617999999989,"2019-07-01"]
["SMA America","SC500HE-US-MV (with Cooper transformer)","500 kW, 3-phase, Utility Interactive Inverter with Medium Voltage Cooper transformer",500,null,97,"Y","N",null,110,null,null,330,370,480,50,100,150,250,375,500,96.03,97.64,97.93,97.88,97.43,96.82,97.51,95.31,97.24,97.65,97.73,97.28,96.69,97.31,93.33,96.28,96.95,97.23,96.95,96.36,96.8]
["SMA America","SC500HE-US-MV (with NEMA TP-1 transformer)","500 kW, 3-phase, Utility Interactive Inverter with Medium Voltage NEMA NEMA TP1 transformer",500,null,96.5,"Y","N",null,110,null,null,330,370,480,50,100,150,250,375,500,94.09,96.56,97.1,97.18,96.73,96.04,96.72,93.38,96.16,96.83,97.03,96.58,95.91,96.52,91.44,95.21,96.13,96.53,96.24,95.58,96.01]
["SMA America","SC500CP-US 600V (with ABB transformer)","500 kW, 3-phase, Utility Interactive Inverter with Medium Voltage ABB transformer",516.20000000000005,null,97,"Y","N",null,185.5,null,null,360,391,480,51.62,103.2,154.9,258.10000000000002,387.1,516.20000000000005,94.8,96.8,97.5,97.6,97.1,96.6,97.1,94.3,96.5,97.3,97.5,96.9,96.5,96.9,93.1,95.8,96.7,97.1,96.6,96.2,96.5]
["SMA America","SC630CP-US (with ABB EcoDry Ultra transformer)","630 kW, 3-phase, Utility Interactive Inverter with Medium Voltage ABB transformer",653,null,97.5,"Y","N",null,371.9,null,null,500,580,820,65.3,130.6,195.9,326.5,489.8,653,96.2,97.5,97.8,97.9,97.7,97.4,97.7,95.6,97.2,97.6,97.8,97.5,97.2,97.5,94.1,96.3,96.9,97.3,97.1,96.8,97]
["SMA America","SC750CP-US (with ABB EcoDry Ultra transformer)","750 kW, 3-phase, Utility Interactive Inverter with Medium Voltage ABB transformer",770,null,97.5,"Y","N",null,364.7,null,null,545,614,820,76.98,154,230.9,384.9,577.4,769.8,96.4,97.6,97.9,98,97.7,97.3,97.7,95.9,97.3,97.7,97.9,97.7,97.3,97.6,94.7,96.6,97.2,97.5,97.3,97,97.2]
["SMA America","SC800CP-US (with ABB EcoDry Ultra transformer)","800 kW, 3-phase, Utility Interactive Inverter with Medium Voltage ABB transformer",823,null,97.5,"Y","N",null,362.9,null,null,570,633,820,82.3,164.6,246.9,411.5,617.29999999999995,823,96.4,97.6,98,98.1,97.8,97.4,97.8,96,97.4,97.8,98,97.7,97.3,97.7,94.9,96.8,97.4,97.6,97.4,97,97.3]
["SMA America","SC-1850-US [385V]","Sunny Central 1850 kW, 385 Vac Utility Interactive Inverter",1661,385,97,"Y","N","Weighted efficiency includes transformer efficiency of Eaton 34.5kV.",294,null,null,570,665,950,166.1,332.2,498.3,830.5,1245.75,1661,96.09,97.54,97.81,97.789999999999992,97.59,97.25,97.58,95.5,97.22,97.55,97.61999999999999,97.45,97.13000000000001,97.39,93.24,96.22,96.740000000000009,97.070000000000007,96.98,96.67,96.77,"2018-04-16","2018-10-15"]
["SMA America","SC-2200-US [385V]","Sunny Central 2200 kW, 385 Vac Utility Interactive Inverter",2079,385,97,"Y","N","Weighted efficiency includes transformer efficiency of Eaton 34.5kV.",297,null,null,570,665,950,207.9,415.8,623.70000000000005,1039.5,1559.25,2079,96.63000000000001,97.68,97.8,97.69,97.330000000000013,96.679999999999993,97.42,96.07,97.38,97.58,97.53,97.21,96.57,97.25,94.45,96.53,96.960000000000008,97.05,96.73,96.179999999999993,96.69,"2018-04-16","2018-10-15"]
["Solar Liberty","SLX 4000 [208V]","3.5 kW, 208 Vac Utility Interactive Inverter",3.51,208,95.5,"Y","N",null,0.35,null,null,100,275,400,0.35,0.7,1.05,1.76,2.63,3.51,91.3,95.1,96,96.3,96.1,95.4,95.9,90.4,94.7,95.7,96,95.9,95.3,95.6,88.4,93.3,94.7,95.3,95.3,94.7,94.8]
["Solar Liberty","SLX 4000 [240V]","4 kW, 240 Vac Utility Interactive Inverter",4.0199999999999996,240,96,"Y","N",null,0.47,null,null,100,275,400,0.4,0.8,1.21,2.0099999999999998,3.02,4.0199999999999996,92.6,95.7,96.4,96.5,96.3,95.5,96.1,91.8,95.3,96.1,96.3,96.1,95.4,95.9,90,94.1,95.2,95.7,95.5,94.9,95.2]
["Solar Liberty","SLX 5300 [208V]","4.6 kW, 208 Vac Utility Interactive Inverter",5.01,208,96,"Y","N",null,0.47,null,null,100,275,400,0.5,1,1.5,2.5099999999999998,3.76,5.01,93.9,96.1,96.6,96.7,96.4,95.7,96.3,92.7,95.8,96.4,96.5,96.2,95.6,96.1,91.2,94.7,95.7,96.1,95.9,95.4,95.7]
["Solar Liberty","SLX 5300 [240V]","5.3 kW, 240 Vac Utility Interactive Inverter",5.3,240,96,"Y","N",null,14,null,null,100,275,400,0.53,1.06,1.59,2.65,3.98,5.3,94.3,96.1,96.3,96.4,96,95.2,96,93.8,95.9,96.1,96.3,95.8,95.2,95.8,92.5,95,95.7,96,95.5,94.9,95.4]
["Solar Liberty","SLX 6500 [277V]","6.45 kW, 277 Vac Utility Interactive Inverter",6.45,277,96,"Y","N",null,0.9,null,null,100,275,400,0.64500000000000002,1.29,1.9350000000000001,3.2250000000000001,4.8380000000000001,6.45,93.82,96.14,96.54,96.67,96.41,95.82,96.33,93.37,95.93,96.36,96.54,96.31,95.75,96.2,92.05,95.29,95.88,96.19,96.04,95.56,95.83]
["Solar Liberty","SLX 7500 [208V]","7.43 kW, 208 Vac Utility Interactive Inverter",7.43,208,95.5,"Y","N",null,0.52,null,null,100,275,400,0.74,1.49,2.23,3.72,5.57,7.43,94.1,96,96.2,96.1,95.4,94.6,95.6,93.7,95.7,96,96,95.3,94.5,95.5,92.5,95.1,95.6,95.6,95.1,94.3,95.1]
["Solar Power","YS-1500TL [208V]","1500 W, 208 Vac Utility Interactive Inverter",1.5,208,96,"Y","N",null,7.0000000000000007E-2,null,null,100,330,360,0.15,0.3,0.45,0.75,1.1200000000000001,1.5,91.1,94.9,96,96.4,96.2,96,95.9,91.7,95.5,96.5,96.8,96.7,96.5,96.4,91.5,95.2,96.2,96.7,96.7,96.5,96.3]
["Solar Power","YS-1500TL [240V]","1500 W, 240 Vac Utility Interactive Inverter",1.62,240,96,"Y","N",null,0.11,null,null,100,330,360,0.16,0.32,0.49,0.81,1.21,1.62,89.5,94.2,95.5,96.3,96.3,96,95.8,90.2,94.7,95.9,96.6,96.6,96.5,96.2,91.3,95.4,96.5,97,97,96.8,96.6]
["Solar Power","YS-2000TL [277V]","2000 W, 277 Vac Utility Interactive Inverter",2,277,96.5,"Y","N",null,0.14000000000000001,null,null,100,360,400,0.2,0.4,0.6,1,1.5,2,89.3,93.7,95.1,96,96.3,96.1,95.7,91.1,94.8,95.9,96.5,96.8,96.8,96.3,92.9,96.1,96.9,97.3,97.4,97.3,97.1]
["Solar Power","YS-2000TL [240V]","2000 W, 240 Vac Utility Interactive Inverter",2.0099999999999998,240,96.5,"Y","N",null,0.1,null,null,100,360,400,0.2,0.4,0.6,1,1.5,2.0099999999999998,91.4,94.6,95.7,96.3,96.4,96.1,96,92.9,96.1,96.8,97.1,97.1,96.9,96.9,92.3,95.8,96.6,96.9,97,96.8,96.7]
["Solar Power","YS-3000TL [277V]","3000 W, 277 Vac Utility Interactive Inverter",2.8,277,96.5,"Y","N",null,0.19,null,null,100,360,400,0.28000000000000003,0.56000000000000005,0.84,1.4,2.1,2.8,89.4,93.4,94.8,95.9,96.2,96,95.5,91.6,95.2,96.3,96.9,97,96.8,96.6,94.1,96.6,97.3,97.7,97.6,97.4,97.4]
["Solar Power","YS-3600MTL [208V]","3600 W, 208 Vac Utility Interactive Inverter",3.6,208,97,"Y","N",null,0.23,null,null,100,375,450,0.36,0.72,1.08,1.8,2.7,3.6,91.9,94.6,95.5,96.4,96.5,96.3,96.1,94.5,96.7,97.3,97.6,97.4,97.2,97.3,93,96,96.9,97.3,97.3,97.1,97]
["Solar Power","YS-3600MTL [277V]","3600 W, 277 Vac Utility Interactive Inverter",3.61,277,97,"Y","N",null,0.4,null,null,100,375,450,0.36,0.72,1.08,1.8,2.7,3.61,91.2,93.9,94.7,96.1,96.6,96.6,95.9,93.4,96,96.6,97.4,97.5,97.5,97.2,94.5,96.8,97.4,97.9,98,97.9,97.7]
["Solar Power","YS-4200MTL [208V]","4200 W, 208 Vac Utility Interactive Inverter",4.2,208,97,"Y","N",null,0.25,null,null,100,375,450,0.42,0.84,1.26,2.1,3.15,4.2,91.6,94.4,95.5,96.6,96.8,96.7,96.3,94.1,96.5,97.1,97.3,97.1,96.7,97,93.6,96.2,96.8,97.2,97.5,97.1,97.1]
["Solar Power","YS-5000MTL [208V]","5000 W, 208 Vac Utility Interactive Inverter",4.5999999999999996,208,97,"Y","N",null,0.26,null,null,100,375,450,0.46,0.92,1.38,2.2999999999999998,3.45,4.5999999999999996,94.7,96.5,96.8,96.9,96.5,96,96.5,95.4,97,97.3,97.4,97,96.5,97,94.3,96.4,96.9,97.1,97,96.5,96.8]
["Solar Power","YS-5000MTL [240V]","5000 W, 240 Vac Utility Interactive Inverter",4.5999999999999996,240,97,"Y","N",null,0.36,null,null,100,375,450,0.46,0.92,1.38,2.2999999999999998,3.45,4.5999999999999996,92.8,95.2,96,96.7,96.6,96.4,96.3,95.8,97.3,97.7,97.8,97.5,97.1,97.5,96.7,96.7,97.2,97.5,97.4,97.1,97.3]
["Solar Power","YS-8000TL [240V]","8000 W, 240 Vac Utility Interactive Inverter",8.08,240,97,"Y","N",null,7.4999999999999997E-2,null,null,100,380,480,0.81,1.62,2.42,4.04,6.06,8.08,95.4,96.7,97.1,97.4,97.4,97.2,97.2,95.1,96.6,97,97.3,97.3,97.2,97.1,93.2,95.5,96.2,96.8,96.4,96.9,96.3]
["Solar Power","YS-9000TL [208V]","9000 W, 208 Vac Utility Interactive Inverter",9.08,208,96.5,"Y","N",null,5.2999999999999999E-2,null,null,100,345,480,0.91,1.82,2.72,4.54,6.81,9.08,95.9,96.8,97.1,97.2,97,96.8,97,95.3,96.5,96.9,97,97,96.7,96.9,93.1,95.3,96,96.4,96.4,96.2,96.2]
["Solar Power","YS-10000TL [240V]","10000 W, 240 Vac Utility Interactive Inverter",10.09,240,97,"Y","N",null,7.4999999999999997E-2,null,null,100,380,480,1.01,2.02,3.03,5.04,7.56,10.09,96,97,97.3,97.4,97.3,97.1,97.2,95.8,96.9,97.2,97.4,97.3,97,97.2,94.3,96,96.5,96.9,96.8,96.7,96.7]
["Solar Power","YS-11000TL [240V]","11000 W, 240 Vac Utility Interactive Inverter",11.7,240,97,"Y","N",null,7.4999999999999997E-2,null,null,356,380,480,1.17,2.34,3.51,5.85,8.7750000000000004,11.7,96,97,97.3,97.3,97.2,97,97.2,95.8,96.9,97.2,97.3,97.2,96.9,97.1,94.3,96,96.5,97,96.8,96.5,96.6]
["SolarBridge Technologies","P235LV-240 [240V]","225 W, 240 Vac Inverter",0.22500000000000001,240,94.5,"N","Y",null,0.02,null,null,21,31.5,35,2.2499999999999999E-2,4.4999999999999998E-2,6.7500000000000004E-2,0.1125,0.16880000000000001,0.22500000000000001,86.98,91.98,93.37,94.53,94.52,94.11,93.93,85.82,91.51,93.51,95.05,96.08,95.32,94.88,85.39,91.3,93.34,94.9,95.33,95.5,94.41]
["SolarBridge Technologies","SBT250-NA240-A111 [240V]","225 W, 240 Vac Inverter, 1-phase ACPV",0.22500000000000001,240,94.5,"N","Y","This component is specific to ACPV modules and is not available as an individual unit.",0.02,null,null,21,31.5,35,0.02,0.05,7.0000000000000007E-2,0.11,0.17,0.23,87,92,93.4,94.5,94.5,94.1,93.9,85.8,91.5,93.5,95.1,96.1,95.3,94.9,85.4,91.3,93.3,94.9,95.3,95.5,94.4]
["SolarBridge Technologies","P250HV-240-xxx [240V]","240 W, 240 Vac Inverter, \"xxx\" may be up to 20 characters",0.24,240,95,"N","Y",null,0.21,null,null,33.5,42.5,46,0.02,0.05,7.0000000000000007E-2,0.12,0.18,0.24,89.1,93.6,94.7,95,95.1,94.8,94.7,88.6,93.5,94.7,95.3,95.6,94.8,95,88.1,93.3,94.7,95.3,95.7,95.7,95]
["SolarBridge Technologies","P250LV-208/240-xxx","240 W, 208 or 240 Vac Inverter, where xxx may be up to 20 characters",0.24,null,95,"N","Y",null,0.15,null,null,25,32,37,0.02,0.05,7.0000000000000007E-2,0.12,0.18,0.24,90.9,94.5,95.6,95,95,94.6,94.9,89.6,94.6,95.1,95.2,95.3,95.1,95,86.8,93.6,94,94.8,95.2,95.4,94.6]
["SolarBridge Technologies","SBT250-NA208/240-A321","240 W, 208 Vac or 240 Vac 1-phase ACPV",0.24,null,94.5,"N","Y","This component is specific to ACPV modules and is not available as an individual unit.",0.02,null,null,21,31.5,35,0.02,0.05,7.0000000000000007E-2,0.11,0.17,0.23,87,92,93.4,94.5,94.5,94.1,93.9,85.8,91.5,93.5,95.1,96.1,95.3,94.9,85.4,91.3,93.3,94.9,95.3,95.5,94.4]
["SolarCity","H6","6 kW Utility Interactive Solar and Storage Inverter",6,null,97,"Y","N",null,6,null,null,200,400,480,0.60000000000000009,1.2000000000000002,1.7999999999999998,3,4.5,6,92.638000000000005,95.447999999999993,96.164000000000001,96.652000000000001,96.53,96.134,96.28212000000002,93.212000000000003,95.944000000000003,96.742000000000004,97.263999999999996,97.286000000000001,97.093999999999994,96.976439999999997,93.212000000000003,95.944000000000003,96.742000000000004,97.263999999999996,97.286000000000001,97.093999999999994,96.976439999999997]
["SolarEdge Technologies Ltd.","SE3000 [240V]","3 kW, 240 Vac, Utility Interactive Inverter",3.01,240,97.5,"Y","N",null,3.39,null,null,100,388,480,0.3,0.6,0.9,1.51,2.2599999999999998,3.01,95.1,97.1,97.5,97.8,97.8,97.7,97.6,94.8,96.8,97.4,97.7,97.7,97.6,97.5,93.4,96.4,97,97.4,97.5,97.5,97.2]
["SolarEdge Technologies Ltd.","SE3000 [208V]","3 kW, 208 Vac, Utility Interactive Inverter",3.02,208,97.5,"Y","N",null,3.71,null,null,305,350,480,0.3,0.6,0.91,1.51,2.27,3.02,96,97.4,97.6,97.7,97.6,97.4,97.5,95.6,97.1,97.5,97.6,97.5,97.3,97.4,93.6,96.3,96.9,97.2,97.2,97.1,97]
["SolarEdge Technologies Ltd.","SE3800H-US [208V]","3.3 kW, 208 Vac HD-Wave technology Utility Interactive Inverter",3.2549999999999999,208,99,"N","N",null,4.12,null,null,360,395,480,0.32550000000000001,0.65100000000000002,0.97649999999999992,1.6274999999999999,2.4412500000000001,3.2549999999999999,89.794951399999988,99.390665599999991,99.381222399999999,99.276854799999995,99.002583599999994,98.779119199999997,98.745542799999996,92.106059000000002,99.351759600000008,99.3770016,99.245419999999996,98.986043600000002,98.754181799999998,98.81892092999999,95.580213600000008,99.428654200000011,99.392419000000004,99.252379999999988,98.997597999999996,98.729736999999986,98.969945123999992,"2018-06-01","2018-10-15"]
["SolarEdge Technologies Ltd.","SE3300 [208V]","3.3 kW, 208 Vac, Utility Interactive Inverter",3.2879999999999998,208,97,"Y","N",null,5.55,null,null,320,410,500,0.33,0.66,0.99,1.64,2.4700000000000002,3.29,95.5,97.2,97.3,97.4,97.2,97.4,97.2,94.8,96.7,97,97.2,97,96.8,96.9,93.5,96.3,96.6,96.9,96.9,96.8,96.7]
["SolarEdge Technologies Ltd.","SE4000 [240V]","4 kW, 240 Vac Utility Interactive Inverter",3.97,240,97.5,"Y","N",null,5.92,null,null,370,435,500,0.4,0.79,1.19,1.99,2.98,3.97,95.3,97.2,97.6,97.7,97.4,97.7,97.4,94.9,96.9,97.4,97.5,97.3,97.2,97.3,94.2,96.5,97.1,97.3,97.2,97.1,97.1]
["SolarEdge Technologies Ltd.","SE3800 [208V]","3.8 kW, 208 Vac Utility Interactive Inverter",3.99,208,97,"Y","N",null,5.0999999999999996,null,null,320,410,500,0.4,0.8,1.2,2,2.99,3.99,95.5,97.2,97.3,97.3,97.4,97.1,97.3,94.8,96.7,97.1,97.2,96.8,97,96.9,93.5,96.3,96.8,96.9,96.8,96.4,96.6]
["SolarEdge Technologies Ltd.","SE5000 [208V]","5 kW, 208 Vac Utility Interactive Inverter",4.9800000000000004,208,97,"Y","N",null,5.46,null,null,320,410,500,0.5,1,1.49,2.4900000000000002,3.73,4.9800000000000004,96.6,97.3,97.4,97.2,97.1,96.6,97.1,95.9,97,97.2,97,97,96.6,97,96.2,96.6,96.9,96.9,96.4,96.5,96.5]
["SolarEdge Technologies Ltd.","SE5000 [240V]","5 kW, 240 Vac Utility Interactive Inverter",4.99,240,98,"Y","N",null,2.2400000000000002,null,null,370,400,480,0.5,1,1.5,2.5,3.74,4.99,96.7,97.9,98.1,98.1,98.3,98.1,98.1,96.4,97.7,98,98,98.2,98,98,95.7,97.4,97.7,97.8,97.8,97.9,97.7]
["SolarEdge Technologies Ltd.","SE6000H-US [208V]","5 kW, 208 Vac HD-Wave technology Utility Interactive Inverter",5.0540000000000003,208,99,"N","N",null,4.5199999999999996,null,null,360,395,480,0.50540000000000007,1.0108000000000001,1.5162,2.5270000000000001,3.7905000000000002,5.0540000000000003,96.654559199999994,98.420969200000002,98.787293800000015,99.000340600000001,98.967589000000004,99.110835400000013,98.840141549999998,96.37568619999999,98.283448399999997,98.700434599999994,98.938382000000004,98.920587600000005,98.860395799999992,98.761243457999996,96.028461199999995,98.068861199999986,98.565832799999995,98.868919599999998,98.870164399999993,98.805445199999994,98.67641395199999,"2018-06-01","2018-10-15"]
["SolarEdge Technologies Ltd.","SE6000 [208V]","5.3 kW, 208 Vac, Utility Interactive Inverter",5.33,208,97,"Y","N",null,5.22,null,null,320,410,500,0.53,1.07,1.6,2.66,3.99,5.33,96.6,97.3,97.4,97.2,97.1,96.4,97.1,95.9,97,97.2,97,97,96.4,97,96.2,96.6,96.9,96.9,96.4,96.3,96.5]
["SolarEdge Technologies Ltd.","SE6000H-US [240V]","6 kW, 240 Vac, 1-phase, HD-Wave technology Utility Interactive Inverter",6.0460000000000003,240,99,"Y","N",null,4.5199999999999996,null,null,360,395,480,0.5,1.3,1.9,3,4.3,5.8,97.17,98.61,98.9,98.95,98.95,98.98,98.96,96.95,98.51,98.82,98.89,98.9,98.95,98.79,96.65,98.32,98.7,98.83,98.85,98.71,98.7,"2017-07-01","2018-10-15"]
["SolarEdge Technologies Ltd.","SE7000 [277V]","7 kW, 277 Vac Utility Interactive Inverter",7.02,277,98,"Y","N",null,2.2400000000000002,null,null,100,425,480,0.7,1.4,2.1,3.51,5.26,7.02,97.7,98.2,98.3,98.2,97.9,97.6,98,97.6,98.2,98.2,98.1,97.9,97.6,98,97.2,98,98.1,98,97.8,97.5,97.8]
["SolarEdge Technologies Ltd.","SE7600H-US [240V]","7.6 kW, 240 Vac, 1-phase Utility Interactive Inverter",7.6159999999999997,240,99,"Y","N",null,4.5199999999999996,null,null,360,395,480,0.7,1.6,2.4,3.6,5.5,7.3,97.72,98.8,98.97,98.97,99.04,98.73,98.94,97.52,98.7,98.91,98.93,99.02,98.69,98.89,97.24,98.57,98.83,98.87,98.75,98.71,98.71,"2017-07-01","2018-10-15"]
["SolarEdge Technologies Ltd.","SE7600 [240V]","7.6 kW, 240 Vac, 1-phase Utility Interactive Inverter",7.625,240,97.5,"Y","N",null,2.16,null,null,360,400,480,0.76249999999999996,1.5249999999999999,2.2879999999999998,3.8130000000000002,5.7190000000000003,7.625,97,97.9,98,97.9,97.7,97.3,97.7,96.6,97.8,97.9,97.9,97.6,97.3,97.7,95.7,97.4,97.6,97.6,97.5,97.1,97.5]
["SolarEdge Technologies Ltd.","SE10K [480V]","10 kW, 480 Vac, 3-phase Utility Interactive Inverter",9.85,480,98,"Y","N",null,3.13,null,null,100,882,962,0.98,1.97,2.95,4.92,7.38,9.85,95.5,97.4,97.8,98.1,98.1,98,97.9,95.1,97.3,97.7,98,98,97.9,97.8,94.2,97,97.5,97.9,98,97.9,97.7]
["SolarEdge Technologies Ltd.","SE10000A-US [208V]","10 kW, 208 Vac, 1-phase Utility Interactive Inverter",9.93,208,97,"Y","N",null,5.75,null,null,325,375,480,0.99299999999999999,1.986,2.9790000000000001,4.9649999999999999,7.4480000000000004,9.93,96.8,97.6,97.7,97.5,97.4,97.1,97.4,96.5,97.4,97.5,97.4,97.2,96.9,97.3,96.2,97,97.2,97.1,96.9,96.7,96.9,"2017-07-01","2018-10-15"]
["SolarEdge Technologies Ltd.","SE10000A-US [277V]","10 kW, 277 Vac, 1-phase Utility Interactive Inverter",9.9499999999999993,277,97.5,"Y","N",null,6.03,null,null,415,435,480,0.995,1.99,2.9849999999999999,4.9749999999999996,7.4630000000000001,9.9499999999999993,96.5,97.5,97.8,97.8,97.8,97.7,97.7,96.4,97.5,97.8,97.8,97.7,97.6,97.7,96.3,97.4,97.6,97.7,97.6,97.5,97.5]
["SolarEdge Technologies Ltd.","SE10000H-US [240V]","10 kW, 240 Vac, 1-phase, HD-Wave technology Utility Interactive Inverter",9.9939999999999998,240,99,"N","N",null,6,null,null,360,395,480,0.999,1.9990000000000001,2.9980000000000002,4.9969999999999999,7.4960000000000004,9.9939999999999998,97.86,98.83,98.94,99.23,98.95,98.63,98.94,97.69,98.74,98.88,99.18,98.91,98.55,98.89,97.44,98.54,98.68,98.7,98.62,98.1,98.57,"2018-04-02","2018-10-15"]
["SolarEdge Technologies Ltd.","SE11400A-US [240V]","11.4 kW, 240 Vac, 1-phase Utility Interactive Inverter",11.39,240,97.5,"Y","N",null,5.95,null,null,360,400,480,1.139,2.278,3.4169999999999998,5.6950000000000003,8.5429999999999993,11.39,96.9,97.7,97.8,97.8,97.6,97.4,97.7,96.8,97.6,97.7,97.6,97.5,97.3,97.5,96.5,97.4,97.5,97.5,97.3,97.1,97.3,"2017-07-01","2018-10-15"]
["SolarEdge Technologies Ltd.","SE11400H-US [240V]","11.4 kW, 240 Vac, HD-Wave technology Utility Interactive Inverter",11.393000000000001,240,99,"N","N",null,6,null,null,360,395,480,1.139,2.2789999999999999,3.4180000000000001,5.6970000000000001,8.5449999999999999,11.393000000000001,97.88,98.84,98.95,99.16,98.82,98.41,98.85,97.91,98.83,98.93,99.17,98.83,98.4,98.85,97.42,98.63,98.79,98.82,98.8,98.39,98.72,"2018-04-02","2018-10-15"]
["SolarEdge Technologies Ltd.","SE20K [480V]","20 kW, 480 Vac, 3-phase Utility Interactive Inverter",20.05,480,98,"Y","N",null,3.48,null,null,842,882,962,2.0099999999999998,4.01,6.02,10.029999999999999,15.04,20.05,96.6,97.6,97.9,98,98,97.9,97.9,96.6,97.5,97.9,98,98,97.9,97.9,96,97.3,97.7,97.9,97.8,97.8,97.7]
["SolarEdge Technologies Ltd.","SE30KUS [480V]","30 kW, 480 Vac, 3-phase Utility Interactive Inverter",30.158999999999999,480,98.5,"N","N",null,7.06,null,null,790,850,950,3,6,9,15,22.5,30,97.408512599999995,98.364666800000009,98.550598599999987,98.507541000000003,98.480424199999987,98.385566000000011,98.441132412000002,97.079442999999998,98.204926200000003,98.428963600000003,98.419413799999987,98.402914199999998,98.314027999999993,98.342222486000011,96.416390800000002,97.900681600000013,98.208887799999985,98.295271,98.262175800000009,98.199991199999999,98.167715892000004,"2018-01-02","2018-10-15"]
["SolarEdge Technologies Ltd.","SE66.6KUS [480V]","66.6 kW, 480 Vac, 3-phase Utility Interactive Inverter. (Made up of two SE33.3KUS installed together rated max output power = 66.6kW).",33.299999999999997,480,98.5,"Y","N","Performance data is the same as SE33.3KUS.",5.05,null,null,790,850,950,3.34,6.68,10.02,16.7,25.049999999999997,33.4,97.189196467488244,98.242947891445439,98.888888761904767,98.509803882352941,98.67768595041322,98.461538461538467,98.575691196790416,96.664031410256399,98.084400284495032,98.113207547169807,98.505882352941171,98.370370370370367,98.159509202453989,98.274873226832014,96.33825541401275,97.84397143659011,97.84276716981131,98.470588235294116,98.312757201646093,98.159509202453989,98.179421155174268,"2018-02-01","2018-10-15"]
["Solargate","SG-4000 [240V]","4000 W 240 Vac Utility Interactive Inverter",4.03,240,95,"Y","N",null,0.19,null,null,100,310,440,0.4,0.81,1.21,2.02,3.02,4.03,91.6,94.5,95.2,95.3,95,93.9,94.9,90.2,94.5,95.5,95.8,95.6,95,95.3,87.4,92.8,94,95,95.2,94.6,94.5]
["Solaria Corporation","Solaria PowerXT-355R-AC [240V]","355 W Monocrystalline ACPV Module. DC Module:  Solaria PowerXT-355R-PD. Microinverter IQ7PLUS-72-x-ACM-US [240V].",0.28999999999999998,240,97,"N","Y","This component is specific to ACPV modules and is not available as an individual unit.",2.5000000000000001E-2,null,null,27,36,45,0.03,0.06,0.09,0.15,0.22,0.28999999999999998,95,96.2,97.1,97.4,97.2,96.6,97.1,94.2,95.6,96.8,97.5,97.4,97.2,97.1,93.3,94.8,96.4,97.3,97.3,97.1,96.9,"2018-06-01","2019-05-01"]
["Solaria Corporation","Solaria PowerXT-360R-AC [240V]","360 W Monocrystalline ACPV Module. DC Module:  Solaria PowerXT-360R-PD. Microinverter IQ7PLUS-72-x-ACM-US [240V] [SI1].",0.28999999999999998,240,97,"N","Y","This component is specific to ACPV modules and is not available as an individual unit.",2.5000000000000001E-2,null,null,27,36,45,0.03,0.06,0.09,0.15,0.22,0.28999999999999998,95,96.2,97.1,97.4,97.2,96.6,97.1,94.2,95.6,96.8,97.5,97.4,97.2,97.1,93.3,94.8,96.4,97.3,97.3,97.1,96.9,"2018-06-01","2019-05-01"]
["Sol-Ark","Sol-Ark-8k-48-ST [240V]","8000 W, 240V, 1-phase, Hybrid Utility Interactive PV and Battery Inverter",7.976,240,96.5,"N","N",null,13.4,null,null,240,370,425,0.79800000000000004,1.5960000000000001,2.3940000000000001,3.99,5.9850000000000003,7.98,91.819615795312856,94.910997776364283,95.520513772204296,97.079550873826477,96.988012087484861,97.130498991107089,96.527673212721126,91.670908997205146,95.000841359179049,95.707732171504404,97.546548492774008,97.445862228404309,97.08346102095264,96.887061504012152,91.551333333333318,95.071706716631525,95.858438563503356,97.600636400067273,97.273962762904389,97.086789328574284,96.824324671567467,"2018-11-01"]
["Sol-Ark","Sol-Ark-12K-P [208V]","9 kW, 208 Vac Utility Interactive PV and Battery Inverter    ",8.8179999999999996,208,96.5,"N","N",null,13.4,null,null,240,370,425,0.88180885940000009,1.7636177188000002,2.6454265781999999,4.4090442970000003,6.6135664455000001,8.8180885940000007,91.466335419848761,94.733829955347005,95.331023522356261,97.277883440309353,97.171192835821699,96.824261660440328,96.60536854571653,91.67953424672848,94.934963045425178,95.479041347900221,97.405444606925556,97.215616325861205,96.903746610114041,96.696021834554926,91.88088933294037,94.895522896509419,95.314066949266319,97.244283347858328,96.88071561768912,97.009765877392653,96.476266826350155,"2019-12-23"]
["Sol-Ark","Sol-Ark-9k-48-ST [240V]","9 kW, 240 Vac Utility Interactive PV and Battery Inverter    ",8.9819999999999993,240,96.5,"N","N",null,13.4,null,null,240,370,425,0.89821683780000017,1.7964336756000003,2.6946505134000001,4.4910841890000004,6.7366262835000006,8.9821683780000008,91.817370955953706,94.888333470547522,95.567760080849254,97.132142929471669,96.971545040244834,97.124294697876351,96.534126342880057,91.636458971417213,94.970390519246919,95.669651822789049,97.515106010634426,97.412239578354487,97.052223139745195,96.853606499302103,91.551333333333318,95.04856690772759,95.824316992250942,97.559470524973804,97.225099944122846,97.049443787713827,96.78266368780514,"2019-12-23"]
["Solarmax","SM 12MT2A","Photovoltaic Inverter",11.7,null,97.5,"Y","N",null,0.45,null,null,340,500,850,1.17,2.33,3.5,5.83,8.75,11.67,95.2,96.6,96.6,97,96.7,96.5,96.7,95.8,97.1,97.6,97.5,97.5,97.2,97.4,97.4,97.8,98.1,98.2,97.9,97.7,97.9]
["Solarmax","75TS-A","Photovoltaic Inverter",75.13,null,95,"Y","N",null,11.24,null,null,325,450,600,7.51,15.03,22.54,37.57,56.35,75.13,93.9,95.8,95.9,95.6,95,94.3,95.2,93.5,95.7,95.7,95.5,94.8,93.8,95,92.2,94.2,94.8,94.8,94.3,93.6,94.3]
["SolaX Power Network Technology (Zhe jiang) Co., Ltd.","A1-Hybrid-7.6-US [240V]","7.6 kW, 240 Vac, 1-phase, transformerless, bidirectional, hybrid PV and Battery Grid Support Utility Interactive Inverter with PV arc detector",7.6420000000000003,240,95.5,"N","N",null,44,null,null,304,402,500,0.76415320000000009,1.5283064000000002,2.2924595999999999,3.8207660000000003,5.7311490000000003,7.6415320000000007,91.707418177902383,94.572943893510569,95.343208396678733,95.732834528334209,95.650063634275952,95.385614239539109,95.40583861848647,90.557349146015056,94.483695582739486,95.237254457268747,95.752187855671906,95.755162516040727,95.573013398331213,95.411795532959076,93.454639453611506,95.564299299611108,96.165924657149233,96.488739138122966,96.365110394539414,96.144925249431296,96.199701492566206,"2019-06-03"]
["SolaX Power Network Technology (Zhe jiang) Co., Ltd.","A1-Hybrid-8.6-US [240V]","8.6 kW, 240 Vac, 1-phase, transformerless, bidirectional, hybrid PV and Battery Grid Support Utility Interactive Inverter with PV arc detector",8.6039999999999992,240,96,"N","N",null,40,null,null,258,379,500,0.8604440000000001,1.7208880000000002,2.5813320000000002,4.3022200000000002,6.4533300000000002,8.6044400000000003,92.699334355597514,94.539928618718363,95.297824749048559,95.613611296666747,95.424147601271741,94.940413722572345,95.271386062148309,92.844051102514101,95.289415785898782,95.970144903059008,96.182450712551415,95.871598553910871,95.529337174346537,95.781378963688468,93.694083911121623,95.776806518196878,96.274499321609412,96.519408732377741,96.296844266964186,95.892164355116009,96.19055511399398,"2019-06-03"]
["SolaX Power Network Technology (Zhe jiang) Co., Ltd.","A1-Fit-8.6-US [240V]","8.6 kW, 240 Vac, 1-phase, transformerless, bidirectional, battery Grid Support Utility Interactive Inverter",8.6129999999999995,240,95.5,"N","N",null,42,null,null,363,396.5,430,0.86129999999999995,1.7225999999999999,2.5838999999999999,4.3064999999999998,6.4597499999999997,8.6129999999999995,93.013508600881977,95.280549182880833,95.808820184682801,95.929597652810443,95.631206739051237,95.189392810224234,95.57085094463983,92.858426013211542,95.24742892388474,95.806799660978314,95.998886513281505,95.747373582335698,95.322727925739699,95.645535008754109,92.575709670533442,95.119762364187309,95.72335138420506,95.988280372552211,95.834603768861626,95.452411361897447,95.668318114962801,"2019-06-03"]
["Sparq Systems","S215NA2240 [240V]","207 W, 240 Vac Microinverter",0.21,240,93,"N","Y",null,0.03,null,null,22,27,40,0.02,0.04,0.06,0.1,0.16,0.21,84,91.2,92.8,94.3,94.7,94,93.7,83.8,91,91.5,93.9,94.1,93.8,93.2,81.5,89.3,92.1,93.3,93.6,93.4,92.6]
["Sparq Systems","Q1000-4101 [240V]","960 W, 240 Vac Microinverter",0.96,240,96,"N","Y",null,0.1,null,null,28,29,31,0.1,0.19,0.28999999999999998,0.48,0.72,0.96,91.5,95,95.5,96.1,96.6,96.7,96.1,91.4,94.9,95.4,95.8,96.4,96.5,95.9,91.3,94.9,95.1,95.8,96.3,96.4,95.8]
["Sputnik Engineering","SM 12MT2A","Photovoltaic Inverter",11.7,null,97.5,"Y","N",null,0.45,null,null,340,500,850,1.17,2.33,3.5,5.83,8.75,11.67,95.2,96.6,96.6,97,96.7,96.5,96.7,95.8,97.1,97.6,97.5,97.5,97.2,97.4,97.4,97.8,98.1,98.2,97.9,97.7,97.9]
["Sputnik Engineering","SM 15MT3A","Photovoltaic Inverter",14.7,null,97,"Y","N",null,0.46,null,null,325,400,500,1.47,2.94,4.41,7.35,11.03,14.71,94.6,96.1,96.7,96.7,96.5,96.1,96.4,95,96.6,96.8,97,97,96.7,96.9,95,96.7,96.9,97.3,97.2,96.9,97.1]
["Sungrow Power Supply Co., Ltd.","SG30KU","30 kW, 3-phase, Utility Interactive Inverter",30,null,98,"Y","N",null,1.52,null,null,480,705,800,3,6,9,15,22.5,30,95.5,97,97.5,97.5,97.3,96.8,97.3,97.3,98.2,98.5,98.5,98.3,98.1,98.3,96.3,97.9,98.2,98.3,98.2,98,98.1,null,"2019-02-01"]
["Sungrow Power Supply Co., Ltd.","SG36KU","36 kW, 3-phase Utility Interactive Inverter",36,null,98,"Y","N",null,1.51,null,null,580,700,800,3.6,7.2,10.8,18,27,36,96.6,97.7,97.8,97.8,97.5,97,97.5,97.6,98.2,98.5,98.4,98.2,97.9,98.2,97.1,98.1,98.3,98.3,98.1,97.8,98.1,null,"2019-02-01"]
["Sungrow Power Supply Co., Ltd.","SC60HV [480V]","66 kW, 480 Vac, Bi-directional, Stand-Alone or Utility Interactive Energy Storage Inverter",66,480,98,"N","N",null,0.26,null,null,700,850,1300,6.6280720000000004,13.256144000000001,19.884215999999999,33.140360000000001,49.710540000000002,66.280720000000002,97.363848547225487,98.298882122318815,98.571240208591959,98.528086504675755,98.328628608808017,98.169143704807567,98.351575386926541,96.721534430627571,97.824971274231629,98.134240941349461,98.145794142211201,98.038299898475287,97.835902752491947,97.998929707579464,94.537855684545477,96.537923870828806,97.200870332317592,97.502078735504739,97.464807753349049,97.304281675166564,97.269513588290692,"2019-08-01"]
["Sungrow Power Supply Co., Ltd.","SC75HV [600V]","82.5 kW, 600 Vac, Bi-directional, Stand-Alone or Utility Interactive Energy Storage Inverter",82.5,600,98,"N","N",null,5.35,null,null,870,1000,1300,8.2568440000000027,16.513688000000005,24.770532000000006,41.284220000000012,61.926330000000021,82.568440000000024,97.528931780448531,98.335585860853868,98.533250952566817,98.593104194141901,98.428093147095026,98.268910658042543,98.426813460200947,96.874189377638785,97.980369395618098,98.207699296851942,98.26668766633621,98.135135081080833,97.922821045186694,98.102677015671475,94.773183057743793,97.14997558995681,97.604866732722471,97.839247116464691,97.77586042125526,97.57378687037567,97.607147370975952,"2019-08-01"]
["Sungrow Power Supply Co., Ltd.","SG125HV [600V]","125 kW, 600 Vac transformerless Grid Support Utility Interactive Inverter.",125,600,98.5,"N","N",null,5.59,null,null,860,945,1200,12.5,25,37.5,62.5,93.75,125,98.58616564175307,98.826538452883796,98.882920668787548,98.682111571152404,98.446188385118617,98.255485255906706,98.563221565419028,98.289599609219081,98.583945292274365,98.588970137552224,98.493674639210937,98.359556350960816,98.10571225553511,98.410979818509034,98.084763214122049,98.42607546143779,98.477766582060369,98.383879856604054,98.097144355565277,97.626852759517618,98.195470207796347,"2017-11-01","2019-06-03"]
["Sungrow Power Supply Co., Ltd.","SG250KC [600V]","250 kW, 600 Vac Utility Interactive Inverter (Canada)",250,600,96.5,"Y","N",null,71,250,71,320,360,480,25,50,75,125,187.5,250,95.8,97.4,97.1,97.2,96.8,96.2,96.9,95.3,96.9,97.1,97.1,96.7,96.1,96.7,94.5,95.9,96.7,96.6,96.4,95.9,96.4,null,"2019-02-01"]
["Sungrow Power Supply Co., Ltd.","SG750MX","750 kW, 3-phase, Utility Interactive Inverter with medium voltage NEMA NEMA TP1 transformer",750,null,97,"Y","N",null,87,null,null,500,580,800,75,150,225,375,562.5,750,95,97,97.5,97.5,97.2,96.6,97.2,94.4,96.9,97.5,97.5,97.2,96.5,97.1,93,96.1,96.9,97.1,96.7,96.1,96.6,null,"2019-02-01"]
["Sungrow Power Supply Co., Ltd.","SG800MX","800 kW, 3-phase, Utility Interactive Inverter with medium voltage NEMA NEMA TP1 transformer",800,null,97,"Y","N",null,97,null,null,545,615,800,80,160,240,400,600,800,94,96.7,97.4,97.6,97.3,96.7,97.2,93.7,96.3,97.1,97.5,97.2,96.5,97.1,93.5,96.1,96.9,97.2,97,96.2,96.8,null,"2019-02-01"]
["Sunna Tech","SUNNA 2000TL-US-240 [240V]","2110 W, 240 Vac Utility Interactive Inverter",2.11,240,94.5,"Y","N",null,0.25,null,null,100,375,400,0.21,0.42,0.63,1.06,1.58,2.11,85.3,91.6,92.9,94.3,94.6,94.5,93.8,82.1,91.9,94.2,95.6,96.1,96.4,95,82.2,91.5,93.8,95.6,96.1,96.3,95]
["Sunna Tech","SUNNA 3000TL-US-240 [240V]","3180 W, 240 Vac Utility Interactive Inverter",3.18,240,95,"Y","N",null,0.25,null,null,100,375,400,0.32,0.64,0.95,1.59,2.39,3.18,88.8,92.9,94.1,94.6,94.3,94,94,88.8,94.4,95.3,96.2,96.3,95.9,95.7,89.5,93.7,95.3,96.2,96.3,96.1,95.7]
["Sunna Tech","SUNNA 5000TL-US-240 [240V]","5000 W, 240 Vac Utility Interactive Inverter",5.24,240,95.5,"Y","N",null,0.2,null,null,100,380,400,0.52,1.05,1.57,2.62,3.93,5.24,91.8,94.1,94.6,94.7,94.3,93.5,94.3,92.5,95.1,96.1,96.2,95.9,95.6,95.8,92.3,95.3,95.8,96.1,95.9,95.5,95.8]
["SunPower","SPR-225E-BLK-U-ACPV [240V]","225 W, 240 Vac Inverter",0.22500000000000001,240,94.5,"N","Y","This component is specific to ACPV modules and is not available as an individual unit.",0.03,0.22500000000000001,0.03,30,43,50,0.02,0.05,7.0000000000000007E-2,0.11,0.2,0.2,86.6,91.6,93.3,94.6,94.7,94.5,94,85.9,91.3,93.2,94.9,95.3,95.3,94.4,87.3,90.7,93.3,95,95.5,95.4,94.5]
["SunPower","SPR-245NE-WHT-U-240 ACPV [240V]","225 W, 240 Vac Inverter",0.22500000000000001,240,94.5,"N","Y","This component is specific to ACPV modules and is not available as an individual unit.",0.03,0.22500000000000001,0.03,30,43,50,0.02,0.05,7.0000000000000007E-2,0.11,0.2,0.2,86.6,91.6,93.3,94.6,94.7,94.5,94,85.9,91.3,93.2,94.9,95.3,95.3,94.4,87.3,90.7,93.3,95,95.5,95.4,94.5]
["SunPower","SPR-245NE-WHT-U-ACPV [240V]","225 W, 240 Vac Inverter",0.22500000000000001,240,94.5,"N","Y","This component is specific to ACPV modules and is not available as an individual unit.",0.03,0.22500000000000001,0.03,30,43,50,0.02,0.05,7.0000000000000007E-2,0.11,0.2,0.2,86.6,91.6,93.3,94.6,94.7,94.5,94,85.9,91.3,93.2,94.9,95.3,95.3,94.4,87.3,90.7,93.3,95,95.5,95.4,94.5]
["SunPower","SPR-E20-245-B-AC [208V]","240 W, 208 Vac Inverter",0.24,208,95,"N","Y","This component is specific to ACPV modules and is not available as an individual unit.",0.15,null,null,33.5,42.5,46,0.02,0.05,7.0000000000000007E-2,0.12,0.18,0.24,90.7,94.6,95.7,95,95,94.7,94.9,90,94.5,95.4,95.2,95.3,95.1,95,89.3,93.7,95.1,95,95.3,95.2,94.9]
["SunPower","SPR-E20-245-B-AC [240V]","240 W, 240 Vac Inverter",0.24,240,95,"N","Y","This component is specific to ACPV modules and is not available as an individual unit.",0.15,null,null,33.5,42.5,46,0.02,0.05,7.0000000000000007E-2,0.12,0.18,0.24,90.7,94.6,95.7,95,95,94.7,94.9,90,94.5,95.4,95.2,95.3,95.1,95,89.3,93.7,95.1,95,95.3,95.2,94.9]
["SunPower","SPR-X20-250-BLK-B-AC [208V]","240 W, 208 Vac Inverter",0.24,208,95,"N","Y","This component is specific to ACPV modules and is not available as an individual unit.",0.15,null,null,33.5,42.5,46,0.02,0.05,7.0000000000000007E-2,0.12,0.18,0.24,90.7,94.6,95.7,95,95,94.7,94.9,90,94.5,95.4,95.2,95.3,95.1,95,89.3,93.7,95.1,95,95.3,95.2,94.9]
["SunPower","SPR-X20-250-BLK-B-AC [240V]","240 W, 240 Vac Inverter",0.24,240,95,"N","Y","This component is specific to ACPV modules and is not available as an individual unit.",0.15,null,null,33.5,42.5,46,0.02,0.05,7.0000000000000007E-2,0.12,0.18,0.24,90.7,94.6,95.7,95,95,94.7,94.9,90,94.5,95.4,95.2,95.3,95.1,95,89.3,93.7,95.1,95,95.3,95.2,94.9,null,"2018-03-15"]
["SunPower","SPR-E19-320-E-AC [208V]","320 W, 208 Vac, Utility Interactive, monocrystalline ACPV Module, white backsheet. DC Module:  SPR-E19-320. Micro-inverter:  IQ7XS-96-y-ACM-z [208V].",0.315,208,97,"N","Y","This component is specific to ACPV modules and is not available as an individual unit",2.1000000000000001E-2,null,null,53,60,64,3.15E-2,6.3E-2,9.4500000000000001E-2,0.1575,0.23625000000000002,0.315,90.483609999999999,96.662759999999992,97.099880000000013,97.635729999999995,97.524219999999985,97.103530000000006,97.150984399999999,95.414170000000013,96.465389999999999,96.900779999999997,97.542020000000008,97.461279999999988,97.049990000000008,97.258731999999981,95.270490000000009,96.333490000000012,96.813520000000011,97.502470000000002,97.42989,97.019700000000014,97.209461900000008,"2019-01-02"]
["SunPower","SPR-E19-320-E-AC [240V]","320 W, 240 Vac, Utility Interactive, monocrystalline ACPV Module, white backsheet. DC Module:  SPR-E19-320. Micro-inverter:  IQ7XS-96-y-ACM-z [240V].",0.315,240,97.5,"N","Y","This component is specific to ACPV modules and is not available as an individual unit",2.1000000000000001E-2,null,null,53,60,64,3.15E-2,6.3E-2,9.4500000000000001E-2,0.1575,0.23625000000000002,0.315,95.734780000000015,96.840240000000009,96.996160000000003,97.762709999999998,97.755849999999981,97.46862999999999,97.525143499999984,95.610320000000002,96.678239999999988,96.754879999999986,97.666660000000007,97.739180000000005,97.513729999999981,97.456360900000007,95.436540000000008,96.497949999999989,96.657110000000017,97.603840000000019,97.700140000000005,97.48254,97.393219900000005,"2019-01-02"]
["SunPower","SPR-E20-327-E-AC [208V]","327 W, 208 Vac, Utility Interactive, monocrystalline ACPV Module, white backsheet. DC Module:  SPR-E20-327. Micro-inverter:  IQ7XS-96-y-ACM-z [208V].",0.315,208,97,"N","Y","This component is specific to ACPV modules and is not available as an individual unit",2.1000000000000001E-2,null,null,53,60,64,3.15E-2,6.3E-2,9.4500000000000001E-2,0.1575,0.23625000000000002,0.315,90.483609999999999,96.662759999999992,97.099880000000013,97.635729999999995,97.524219999999985,97.103530000000006,97.150984399999999,95.414170000000013,96.465389999999999,96.900779999999997,97.542020000000008,97.461279999999988,97.049990000000008,97.258731999999981,95.270490000000009,96.333490000000012,96.813520000000011,97.502470000000002,97.42989,97.019700000000014,97.209461900000008,"2019-01-02"]
["SunPower","SPR-E20-327-E-AC [240V]","327 W, 240 Vac, Utility Interactive,  monocrystalline ACPV Module, white backsheet. DC Module:  SPR-E20-327. Micro-inverter:  IQ7XS-96-y-ACM-z [240V].",0.315,240,97.5,"N","Y","This component is specific to ACPV modules and is not available as an individual unit",2.1000000000000001E-2,null,null,53,60,64,3.15E-2,6.3E-2,9.4500000000000001E-2,0.1575,0.23625000000000002,0.315,95.734780000000015,96.840240000000009,96.996160000000003,97.762709999999998,97.755849999999981,97.46862999999999,97.525143499999984,95.610320000000002,96.678239999999988,96.754879999999986,97.666660000000007,97.739180000000005,97.513729999999981,97.456360900000007,95.436540000000008,96.497949999999989,96.657110000000017,97.603840000000019,97.700140000000005,97.48254,97.393219900000005,"2019-01-02"]
["SunPower","SPR-X20-327-BLK-E-AC [208V]","327 W, 208 Vac, Utility Interactive, monocrystalline ACPV module, black backsheet. DC Module: SPR-X20-327-BLK. Micro-inverter: IQ7XS-96-y-ACM-z [208V].",0.315,208,97,"N","Y","This component is specific to ACPV modules and is not available as an individual unit.",2.1000000000000001E-2,null,null,53,60,64,3.15E-2,6.3E-2,9.4500000000000001E-2,0.1575,0.23625000000000002,0.315,90.483609999999999,96.662759999999992,97.099880000000013,97.635729999999995,97.524219999999985,97.103530000000006,97.150984399999999,95.414170000000013,96.465389999999999,96.900779999999997,97.542020000000008,97.461279999999988,97.049990000000008,97.258731999999981,95.270490000000009,96.333490000000012,96.813520000000011,97.502470000000002,97.42989,97.019700000000014,97.209461900000008,"2018-11-15"]
["SunPower","SPR-X20-327-BLK-E-AC [240V]","327 W, 240 Vac, Utility Interactive, monocrystalline ACPV module, black backsheet. DC Module: SPR-X20-327-BLK. Micro-inverter: IQ7XS-96-y-ACM-z [240V].",0.315,240,97.5,"N","Y","This component is specific to ACPV modules and is not available as an individual unit.",2.1000000000000001E-2,null,null,53,60,64,3.15E-2,6.3E-2,9.4500000000000001E-2,0.1575,0.23625000000000002,0.315,95.734780000000015,96.840240000000009,96.996160000000003,97.762709999999998,97.755849999999981,97.46862999999999,97.525143499999984,95.610320000000002,96.678239999999988,96.754879999999986,97.666660000000007,97.739180000000005,97.513729999999981,97.456360900000007,95.436540000000008,96.497949999999989,96.657110000000017,97.603840000000019,97.700140000000005,97.48254,97.393219900000005,"2018-11-15"]
["SunPower","SPR-X21-335-BLK-E-AC [208V]","335 W, 208 Vac, Utility Interactive, monocrystalline ACPV module, black backsheet. DC Module: SPR-X21-335-BLK. Micro-inverter: IQ7XS-96-y-ACM-z [208V].",0.315,208,97,"N","Y","This component is specific to ACPV modules and is not available as an individual unit.",2.1000000000000001E-2,null,null,53,60,64,3.15E-2,6.3E-2,9.4500000000000001E-2,0.1575,0.23625000000000002,0.315,90.483609999999999,96.662759999999992,97.099880000000013,97.635729999999995,97.524219999999985,97.103530000000006,97.150984399999999,95.414170000000013,96.465389999999999,96.900779999999997,97.542020000000008,97.461279999999988,97.049990000000008,97.258731999999981,95.270490000000009,96.333490000000012,96.813520000000011,97.502470000000002,97.42989,97.019700000000014,97.209461900000008,"2018-11-15"]
["SunPower","SPR-X21-335-BLK-E-AC [240V]","335 W, 240 Vac, Utility Interactive, monocrystalline ACPV module, black backsheet. DC Module: SPR-X21-335-BLK. Micro-inverter: IQ7XS-96-y-ACM-z [240V].",0.315,240,97.5,"N","Y","This component is specific to ACPV modules and is not available as an individual unit.",2.1000000000000001E-2,null,null,53,60,64,3.15E-2,6.3E-2,9.4500000000000001E-2,0.1575,0.23625000000000002,0.315,95.734780000000015,96.840240000000009,96.996160000000003,97.762709999999998,97.755849999999981,97.46862999999999,97.525143499999984,95.610320000000002,96.678239999999988,96.754879999999986,97.666660000000007,97.739180000000005,97.513729999999981,97.456360900000007,95.436540000000008,96.497949999999989,96.657110000000017,97.603840000000019,97.700140000000005,97.48254,97.393219900000005,"2018-11-15"]
["SunPower","SPR-X21-335-E-AC [240V]","335 W, 240 Vac, Utility Interactive, monocrystalline ACPV module, white backsheet. DC Module: SPR-X21-335. Micro-inverter: IQ7XS-96-y-ACM-z [240V].",0.315,240,97.5,"N","Y","This component is specific to ACPV modules and is not available as an individual unit.",2.1000000000000001E-2,null,null,53,60,64,3.15E-2,6.3E-2,9.4500000000000001E-2,0.1575,0.23625000000000002,0.315,95.734780000000015,96.840240000000009,96.996160000000003,97.762709999999998,97.755849999999981,97.46862999999999,97.525143499999984,95.610320000000002,96.678239999999988,96.754879999999986,97.666660000000007,97.739180000000005,97.513729999999981,97.456360900000007,95.436540000000008,96.497949999999989,96.657110000000017,97.603840000000019,97.700140000000005,97.48254,97.393219900000005,"2018-11-15"]
["SunPower","SPR-X21-345-E-AC [208V]","345 W, 208 Vac, Utility Interactive, monocrystalline ACPV module, white backsheet. DC Module: SPR-X21-345. Micro-inverter: IQ7XS-96-y-ACM-z [208V].",0.315,208,97,"N","Y","This component is specific to ACPV modules and is not available as an individual unit.",2.1000000000000001E-2,null,null,53,60,64,3.15E-2,6.3E-2,9.4500000000000001E-2,0.1575,0.23625000000000002,0.315,90.483609999999999,96.662759999999992,97.099880000000013,97.635729999999995,97.524219999999985,97.103530000000006,97.150984399999999,95.414170000000013,96.465389999999999,96.900779999999997,97.542020000000008,97.461279999999988,97.049990000000008,97.258731999999981,95.270490000000009,96.333490000000012,96.813520000000011,97.502470000000002,97.42989,97.019700000000014,97.209461900000008,"2018-11-15"]
["SunPower","SPR-X21-350-BLK-E-AC [240V]","350 W, 240 Vac, Utility Interactive, monocrystalline ACPV module, black backsheet. DC Module: SPR-X21-350-BLK. Micro-inverter: IQ7XS-96-y-ACM-z [240V].",0.315,240,97.5,"N","Y","This component is specific to ACPV modules and is not available as an individual unit.",2.1000000000000001E-2,null,null,53,60,64,3.15E-2,6.3E-2,9.4500000000000001E-2,0.1575,0.23625000000000002,0.315,95.734780000000015,96.840240000000009,96.996160000000003,97.762709999999998,97.755849999999981,97.46862999999999,97.525143499999984,95.610320000000002,96.678239999999988,96.754879999999986,97.666660000000007,97.739180000000005,97.513729999999981,97.456360900000007,95.436540000000008,96.497949999999989,96.657110000000017,97.603840000000019,97.700140000000005,97.48254,97.393219900000005,"2018-11-15"]
["SunPower","SPR-X22-360-E-AC [208V]","360 W, 208 Vac, Utility Interactive, monocrystalline ACPV module, white backsheet. DC Module: SPR-X22-360. Micro-inverter: IQ7XS-96-y-ACM-z [208V].",0.315,208,97,"N","Y","This component is specific to ACPV modules and is not available as an individual unit.",2.1000000000000001E-2,null,null,53,60,64,3.15E-2,6.3E-2,9.4500000000000001E-2,0.1575,0.23625000000000002,0.315,90.483609999999999,96.662759999999992,97.099880000000013,97.635729999999995,97.524219999999985,97.103530000000006,97.150984399999999,95.414170000000013,96.465389999999999,96.900779999999997,97.542020000000008,97.461279999999988,97.049990000000008,97.258731999999981,95.270490000000009,96.333490000000012,96.813520000000011,97.502470000000002,97.42989,97.019700000000014,97.209461900000008,"2018-11-15"]
["SunPower","SPR-X22-370-E-AC [240V]","370 W, 240 Vac, Utility Interactive, monocrystalline ACPV module, white backsheet. DC Module: SPR-X22-370. Micro-inverter: IQ7XS-96-y-ACM-z [240V].",0.315,240,97.5,"N","Y","This component is specific to ACPV modules and is not available as an individual unit.",2.1000000000000001E-2,null,null,53,60,64,3.15E-2,6.3E-2,9.4500000000000001E-2,0.1575,0.23625000000000002,0.315,95.734780000000015,96.840240000000009,96.996160000000003,97.762709999999998,97.755849999999981,97.46862999999999,97.525143499999984,95.610320000000002,96.678239999999988,96.754879999999986,97.666660000000007,97.739180000000005,97.513729999999981,97.456360900000007,95.436540000000008,96.497949999999989,96.657110000000017,97.603840000000019,97.700140000000005,97.48254,97.393219900000005,"2018-11-15"]
["SunPower","MI-C-320-US208/240-1X [208V]","320 W, 208 Vac Utility Interactive Microinverter",0.32,208,95.5,"Y","Y","This component is specific to ACPV modules and is not available as an individual unit.\n\nPreviously listed as MI-C-320-US208-1X",0.02,null,null,53,60,64,0.03,0.06,0.1,0.16,0.24,0.32,90.8,94.5,95.5,96.2,96.1,95.9,95.7,90.2,94.5,95.5,96.2,96.1,95.9,95.7,89.4,94.1,95.3,96.2,96.2,95.9,95.7,"2017-07-01","2018-10-15"]
["SunPower","MI-C-320-US240-xx [240V]","320 W, 240 Vac Utility Interactive Microinverter",0.32,240,96,"N","Y",null,7.0000000000000007E-2,null,null,53,60,64,0.03,0.06,0.1,0.16,0.24,0.32,92.9,95.8,96.5,96.4,96.3,95.8,96.1,92.9,95.7,96.5,96.5,96.4,96,96.2,91.7,95.4,96.2,96.5,96.5,96.2,96.2]
["SunPower","SPR-E19-320-C-AC [208V]","320 W, 208 Vac Inverter",0.32,208,96,"N","Y","This component is specific to ACPV modules and is not available as an individual unit.",7.0000000000000007E-2,null,null,53,60,64,0.03,0.06,0.1,0.16,0.24,0.32,92.9,95.8,96.5,96.4,96.3,95.8,96.1,92.9,95.7,96.5,96.5,96.4,96,96.2,91.7,95.4,96.2,96.5,96.5,96.2,96.2]
["SunPower","SPR-E19-320-D-AC [240V]","320 W, 240 Vac, Utility Interactive, monocrystalline ACPV Module, white backsheet. DC Module:  SPR-E19-320. Micro-inverter:  MI-C-320-US208/240-1X [240V].",0.32,240,96,"Y","Y","This component is specific to ACPV modules and is not available as an individual unit.",0.1,null,null,53,60,64,0.03,0.06,0.1,0.16,0.24,0.32,89.7,94.1,95.3,96.2,96.1,95.9,95.7,90,94.3,95.4,96.3,96.3,96.2,95.8,89.6,94,95.2,96.3,96.4,96.2,95.8,"2017-09-01","2019-02-15"]
["SunPower","SPR-E20-327-C-AC [208V]","320 W, 208 Vac Inverter",0.32,208,96,"N","Y","This component is specific to ACPV modules and is not available as an individual unit.",7.0000000000000007E-2,null,null,53,60,64,0.03,0.06,0.1,0.16,0.24,0.32,92.9,95.8,96.5,96.4,96.3,95.8,96.1,92.9,95.7,96.5,96.5,96.4,96,96.2,91.7,95.4,96.2,96.5,96.5,96.2,96.2]
["SunPower","SPR-E20-327-D-AC [240V]","327 W, 240 Vac, Utility Interactive, monocrystalline ACPV Module, white backsheet. DC Module: SPR-E20-327. Micro-inverter:  MI-C-320-US208/240-1X [240V].",0.32,240,96,"Y","Y","This component is specific to ACPV modules and is not available as an individual unit.",0.1,null,null,53,60,64,0.03,0.06,0.1,0.16,0.24,0.32,89.7,94.1,95.3,96.2,96.1,95.9,95.7,90,94.3,95.4,96.3,96.3,96.2,95.8,89.6,94,95.2,96.3,96.4,96.2,95.8,"2017-09-01","2019-02-15"]
["SunPower","SPR-X20-327-BLK-C-AC [208V]","320 W, 208 Vac Inverter",0.32,208,96,"N","Y","This component is specific to ACPV modules and is not available as an individual unit.",7.0000000000000007E-2,null,null,53,60,64,0.03,0.06,0.1,0.16,0.24,0.32,92.9,95.8,96.5,96.4,96.3,95.8,96.1,92.9,95.7,96.5,96.5,96.4,96,96.2,91.7,95.4,96.2,96.5,96.5,96.2,96.2]
["SunPower","SPR-X20-327-BLK-D-AC [240V]","327 W, 240 Vac, Utility Interactive, monocrystalline ACPV Module, black backsheet. DC Module:  SPR-X20-327-BLK. Micro-inverter:  MI-C-320-US208/240-1X [240V].",0.32,240,96,"Y","Y","This component is specific to ACPV modules and is not available as an individual unit.",0.1,null,null,53,60,64,0.03,0.06,0.1,0.16,0.24,0.32,89.7,94.1,95.3,96.2,96.1,95.9,95.7,90,94.3,95.4,96.3,96.3,96.2,95.8,89.6,94,95.2,96.3,96.4,96.2,95.8,"2017-09-01","2019-02-15"]
["SunPower","SPR-X20-327-C-AC [208V]","320 W, 208 Vac Inverter",0.32,208,96,"N","Y","This component is specific to ACPV modules and is not available as an individual unit.",7.0000000000000007E-2,null,null,53,60,64,0.03,0.06,0.1,0.16,0.24,0.32,92.9,95.8,96.5,96.4,96.3,95.8,96.1,92.9,95.7,96.5,96.5,96.4,96,96.2,91.7,95.4,96.2,96.5,96.5,96.2,96.2]
["SunPower","SPR-X20-327-D-AC [240V]","320 W, 240 Vac Utility Interactive Microinverter for ACPV Module",0.32,240,96,"Y","Y","This component is specific to ACPV modules and is not available as an individual unit.",0.1,null,null,53,60,64,0.03,0.06,0.1,0.16,0.24,0.32,89.7,94.1,95.3,96.2,96.1,95.9,95.7,90,94.3,95.4,96.3,96.3,96.2,95.8,89.6,94,95.2,96.3,96.4,96.2,95.8,"2017-09-01","2018-10-15"]
["SunPower","SPR-X21-335-BLK-C-AC [208V]","320 W, 208 Vac Inverter",0.32,208,96,"N","Y","This component is specific to ACPV modules and is not available as an individual unit.",7.0000000000000007E-2,null,null,53,60,64,0.03,0.06,0.1,0.16,0.24,0.32,92.9,95.8,96.5,96.4,96.3,95.8,96.1,92.9,95.7,96.5,96.5,96.4,96,96.2,91.7,95.4,96.2,96.5,96.5,96.2,96.2]
["SunPower","SPR-X21-335-BLK-D-AC [208V]","335 W, 208 Vac, Utility Interactive, monocrystalline ACPV Module, black backsheet. DC Module:  SPR-X21-335-BLK. Micro-inverter:  MI-C-320-US208/240-1X [208V].",0.32,208,95.5,"Y","Y","This component is specific to ACPV modules and is not available as an individual unit.",0.02,null,null,53,60,64,0.03,0.06,0.1,0.16,0.24,0.32,90.8,94.5,95.5,96.2,96.1,95.9,95.7,90.2,94.5,95.5,96.2,96.1,95.9,95.7,89.4,94.1,95.3,96.2,96.2,95.9,95.7,"2017-09-01","2019-02-15"]
["SunPower","SPR-X21-335-BLK-D-AC [240V]","335 W, 240 Vac, Utility Interactive, monocrystalline ACPV Module, black backsheet. DC Module:  SPR-X21-335-BLK. Micro-inverter:  MI-C-320-US208/240-1X [240V].",0.32,240,96,"Y","Y","This component is specific to ACPV modules and is not available as an individual unit.",0.1,null,null,53,60,64,0.03,0.06,0.1,0.16,0.24,0.32,89.7,94.1,95.3,96.2,96.1,95.9,95.7,90,94.3,95.4,96.3,96.3,96.2,95.8,89.6,94,95.2,96.3,96.4,96.2,95.8,"2017-09-01","2019-02-15"]
["SunPower","SPR-X21-335-D-AC [208V]","335 W, 208 Vac, Utility Interactive, monocrystalline ACPV Module, white backsheet. DC Module:  SPR-X21-335. Micro-inverter:  MI-C-320-US208/240-1X [208V].",0.32,208,95.5,"Y","Y","This component is specific to ACPV modules and is not available as an individual unit.",0.02,null,null,53,60,64,0.03,0.06,0.1,0.16,0.24,0.32,90.8,94.5,95.5,96.2,96.1,95.9,95.7,90.2,94.5,95.5,96.2,96.1,95.9,95.7,89.4,94.1,95.3,96.2,96.2,95.9,95.7,"2017-09-01","2019-02-15"]
["SunPower","SPR-X21-335-D-AC [240V]","335 W, 240 Vac, Utility Interactive, monocrystalline ACPV Module, white backsheet. DC Module:  SPR-X21-335. Micro-inverter:  MI-C-320-US208/240-1X [240V].",0.32,240,96,"Y","Y","This component is specific to ACPV modules and is not available as an individual unit.",0.1,null,null,53,60,64,0.03,0.06,0.1,0.16,0.24,0.32,89.7,94.1,95.3,96.2,96.1,95.9,95.7,90,94.3,95.4,96.3,96.3,96.2,95.8,89.6,94,95.2,96.3,96.4,96.2,95.8,"2017-09-01","2019-02-15"]
["SunPower","SPR-X21-345-D-AC [208V]","345 W, 208 Vac, Utility Interactive, monocrystalline ACPV Module, white backsheet. DC Module:  SPR-X21-345. Micro-inverter:  MI-C-320-US208/240-1X [208V].",0.32,208,95.5,"Y","Y","This component is specific to ACPV modules and is not available as an individual unit.",0.02,null,null,53,60,64,0.03,0.06,0.1,0.16,0.24,0.32,90.8,94.5,95.5,96.2,96.1,95.9,95.7,90.2,94.5,95.5,96.2,96.1,95.9,95.7,89.4,94.1,95.3,96.2,96.2,95.9,95.7,"2017-09-01","2019-02-15"]
["SunPower","SPR-X21-345-D-AC [240V]","345 W, 240 Vac, Utility Interactive, monocrystalline ACPV Module, white backsheet. DC Module:  SPR-X21-345. Micro-inverter:  MI-C-320-US208/240-1X [240V].",0.32,240,96,"Y","Y","This component is specific to ACPV modules and is not available as an individual unit.",0.1,null,null,53,60,64,0.03,0.06,0.1,0.16,0.24,0.32,89.7,94.1,95.3,96.2,96.1,95.9,95.7,90,94.3,95.4,96.3,96.3,96.2,95.8,89.6,94,95.2,96.3,96.4,96.2,95.8,"2017-09-01","2019-02-15"]
["SunPower","SPR-X22-360-C-AC [208V]","320 W, 208 Vac Inverter",0.32,208,96,"N","Y","This component is specific to ACPV modules and is not available as an individual unit.",0.04,null,null,53,60,64,0.03,0.06,0.1,0.16,0.24,0.32,92.7,95.6,96.3,96.2,96,95.4,95.9,91.4,95.1,95.9,96.1,95.9,95.5,95.7,90.6,94.8,95.7,96.1,96,95.7,95.7]
["SunPower","SPR-X22-360-C-AC [240V]","320 W, 240 Vac Inverter",0.32,240,96,"N","Y","This component is specific to ACPV modules and is not available as an individual unit.",0.04,null,null,53,60,64,0.03,0.06,0.1,0.16,0.24,0.32,92.7,95.6,96.3,96.2,96,95.4,95.9,91.4,95.1,95.9,96.1,95.9,95.5,95.7,90.6,94.8,95.7,96.1,96,95.7,95.7]
["SunPower","SPR-X22-370-D-AC [208V]","370 W, 208 Vac, Utility Interactive, monocrystalline ACPV Module, white backsheet. DC Module:  SPR-X22-370. Micro-inverter:  MI-C-320-US208/240-1X [208V].",0.32,208,95.5,"Y","Y","This component is specific to ACPV modules and is not available as an individual unit.",0.02,null,null,53,60,64,0.03,0.06,0.1,0.16,0.24,0.32,90.8,94.5,95.5,96.2,96.1,95.9,95.7,90.2,94.5,95.5,96.2,96.1,95.9,95.7,89.4,94.1,95.3,96.2,96.2,95.9,95.7,"2018-01-16","2019-02-15"]
["SunPower","SPR-X22-370-D-AC [240V]","370 W, 240 Vac, Utility Interactive, monocrystalline ACPV Module, white backsheet. DC Module:  SPR-X22-370. Micro-inverter:  MI-C-320-US208/240-1X [240V].",0.32,240,96,"Y","Y","This component is specific to ACPV modules and is not available as an individual unit.",0.1,null,null,53,60,64,0.03,0.06,0.1,0.16,0.24,0.32,89.7,94.1,95.3,96.2,96.1,95.9,95.7,90,94.3,95.4,96.3,96.3,96.2,95.8,89.6,94,95.2,96.3,96.4,96.2,95.8,"2018-01-16","2019-02-15"]
["SunPower","SPR-A400-G-AC [240V]","400 W, 240 Vac Utility Interactive, monocrystalline ACPV Module, white backsheet. DC Module: SPR-A400. Micro-inverter: IQ7AS-66-ACM [240V].",0.34899999999999998,240,97,"N","Y","This component is specific to ACPV modules and is not available as an individual unit.",1.9E-2,null,null,38,40.5,43,3.4869799999999999E-2,6.9739599999999999E-2,0.10460939999999998,0.17434899999999998,0.26152349999999996,0.34869799999999995,95.154590000000013,95.805639999999997,96.649199999999993,97.148089999999996,96.970150000000004,96.471029999999999,96.813199499999996,95.067849999999993,95.709399999999988,96.570779999999999,97.112740000000002,96.976959999999991,96.463949999999983,96.791339300000004,95.001209999999986,95.632999999999996,96.469070000000016,97.071960000000004,96.959520000000012,96.460439999999991,96.754666,"2019-04-02"]
["SunPower","SPR-A405-G-AC [240V]","405 W, 240 Vac Utility Interactive, monocrystalline ACPV Module, white backsheet. DC Module: SPR-A405. Micro-inverter: IQ7AS-66-ACM [240V].",0.34899999999999998,240,97,"N","Y","This component is specific to ACPV modules and is not available as an individual unit.",1.9E-2,null,null,38,40.5,43,3.4869799999999999E-2,6.9739599999999999E-2,0.10460939999999998,0.17434899999999998,0.26152349999999996,0.34869799999999995,95.154590000000013,95.805639999999997,96.649199999999993,97.148089999999996,96.970150000000004,96.471029999999999,96.813199499999996,95.067849999999993,95.709399999999988,96.570779999999999,97.112740000000002,96.976959999999991,96.463949999999983,96.791339300000004,95.001209999999986,95.632999999999996,96.469070000000016,97.071960000000004,96.959520000000012,96.460439999999991,96.754666,"2019-04-02"]
["SunPower","SPR-A420-G-AC [240V]","420 W, 240 Vac Utility Interactive, monocrystalline ACPV Module, white backsheet. DC Module: SPR-A420. Micro-inverter: IQ7AS-66-ACM [240V].",0.34899999999999998,240,97,"N","Y","This component is specific to ACPV modules and is not available as an individual unit.",1.9E-2,null,null,38,40.5,43,3.4869799999999999E-2,6.9739599999999999E-2,0.10460939999999998,0.17434899999999998,0.26152349999999996,0.34869799999999995,95.154590000000013,95.805639999999997,96.649199999999993,97.148089999999996,96.970150000000004,96.471029999999999,96.813199499999996,95.067849999999993,95.709399999999988,96.570779999999999,97.112740000000002,96.976959999999991,96.463949999999983,96.791339300000004,95.001209999999986,95.632999999999996,96.469070000000016,97.071960000000004,96.959520000000012,96.460439999999991,96.754666,"2019-04-02"]
["SunPower","SPR-A425-G-AC [240V]","425 W, 240 Vac Utility Interactive, monocrystalline ACPV Module, white backsheet. DC Module: SPR-A425. Micro-inverter: IQ7AS-66-ACM [240V].",0.34899999999999998,240,97,"N","Y","This component is specific to ACPV modules and is not available as an individual unit.",1.9E-2,null,null,38,40.5,43,3.4869799999999999E-2,6.9739599999999999E-2,0.10460939999999998,0.17434899999999998,0.26152349999999996,0.34869799999999995,95.154590000000013,95.805639999999997,96.649199999999993,97.148089999999996,96.970150000000004,96.471029999999999,96.813199499999996,95.067849999999993,95.709399999999988,96.570779999999999,97.112740000000002,96.976959999999991,96.463949999999983,96.791339300000004,95.001209999999986,95.632999999999996,96.469070000000016,97.071960000000004,96.959520000000012,96.460439999999991,96.754666,"2019-04-02"]
["SunPower","SPR-2500x [240V]","2.5 kW, 240 Vac, 195-600 Vdc Grid Tie Inverter",2.5,240,94,"Y","N",null,1,2.5,1,100,266,480,0.25,0.5,0.75,1.25,1.88,2.5,88.5,92.7,94.1,94.8,94.8,94.5,94.4,87.7,92.3,93.7,94.5,94.6,94.4,94.1,86.3,90.9,92.6,93.8,94,93.8,93.3]
["SunPower","SPR-2800x [208V]","2.7 kW, 208 Vac, 195-600 Vdc Grid Tie Inverter",2.7,208,93.5,"Y","N",null,1,2.7,1,100,266,480,0.27,0.54,0.81,1.35,2.0249999999999999,2.7,88.7,93.1,94.1,94.6,94.5,94,94.1,88,92.8,93.8,94.4,94.3,93.8,93.9,84.6,90.6,92.3,93.4,93.4,92.5,92.7]
["SunPower","SPR-3000m [240V]","3 kW, 240 Vac  Utility Interactive Inverter with display",3,240,95.5,"Y","N",null,7.0000000000000007E-2,null,null,100,250,400,0.2,0.6,0.9,1.5,2.25,3,93.4,95.9,96.3,96.5,96.1,95.6,96,92.5,95.8,96,96.1,95.8,95.1,95.7,90.5,94.6,95.4,95.3,95.2,94.6,95]
["SunPower","SPR-3300x [208V]","3.1 kW, 208 Vac, 195-600 Vdc Grid Tie Inverter",3.1,208,95,"Y","N",null,1.24,3.1,1.24,100,250,400,0.31,0.62,0.93,1.55,2.3250000000000002,3.1,91.4,94.7,95.4,95.6,95.5,95.1,95.3,90.9,94.4,95.2,95.6,95.4,95.1,95.2,89.3,93.4,94.5,95.2,95.2,94.9,94.7]
["SunPower","SPR-3300f [277V]","3300 W, 277 Vac Utility Interactive Inverter",3.3,277,95.5,"Y","N",null,1.1000000000000001,null,null,100,330,480,0.33,0.66,0.99,1.65,2.48,3.3,90.7,94.4,95.3,95.9,95.9,95.5,95.5,91,94.9,95.4,96.1,96.2,96.1,95.8,90.9,94.8,95.3,95.8,96,96.1,95.6]
["SunPower","SPR-3300x [240V]","3.3 kW, 240 Vac, 195-600 Vdc Grid Tie Inverter",3.3,240,95.5,"Y","N",null,1.52,3.3,1.52,100,250,400,0.33,0.66,0.99,1.65,2.4750000000000001,3.3,91.9,95,95.7,95.9,95.9,95.5,95.6,91.4,94.7,95.5,95.9,95.7,95.4,95.5,89.8,93.6,94.8,95.4,95.3,95.2,95]
["SunPower","SPR-3301f [277V]","3300 W, 277 Vac Utility Interactive Inverter",3.3,277,96,"Y","N",null,0.94,3.3,0.94,100,330,480,0.33,0.66,0.99,1.65,2.4750000000000001,3.3,91.26,94.76,95.6,96.2,96.24,95.93,95.87,91.44,95.25,95.55,96.39,96.49,96.34,96.09,92.25,94.89,95.24,95.96,96.29,96.37,95.87]
["SunPower","SPR-3500 [240V]","3500 W, 240 Vac Utility Interactive Inverter",3.5,240,95.5,"Y","N",null,3.9,null,null,100,263,400,0.35,0.7,1.05,1.75,2.63,3.5,87.2,93.1,95.4,96.5,96.7,96.6,95.9,85.7,92.2,94.9,96.2,96.4,96.3,95.5,82.1,90.2,93.6,95.4,95.7,95.6,94.5]
["SunPower","SPR-3801f [240V]","3800 W, 240 Vac Utility Interactive Inverter",3.8,240,95.5,"Y","N",null,0.7,3.8,0.7,100,390,480,0.38,0.76,1.1399999999999999,1.9,2.85,3.8,92.7,95.04,95.67,95.88,95.57,94.87,95.47,93.31,95.3,95.74,96.28,96.2,95.81,95.98,93.05,94.61,95.08,95.85,95.93,95.71,95.62]
["SunPower","SPR-3801f [277V]","3800 W, 277 Vac Utility Interactive Inverter",3.8,277,96,"Y","N",null,0.94,3.8,0.94,100,330,480,0.38,0.76,1.1399999999999999,1.9,2.85,3.8,92.08,95.02,95.77,96.22,96.12,95.68,95.86,92.56,95.38,95.82,96.46,96.42,96.14,96.14,92.98,95.16,95.31,96.1,96.35,96.27,95.97]
["SunPower","SPR-4000f [240V]","4000 W, 240 Vac Utility Interactive Inverter",4,240,95.5,"Y","N",null,0.83,null,null,100,390,480,0.4,0.8,1.2,2,3,4,92.3,94.9,95.5,95.6,95.1,94.1,95.1,93,95.2,95.7,96.1,96,95.6,95.8,92.9,94.9,95.2,95.6,95.7,95.4,95.4]
["SunPower","SPR-4000f [277V]","4000 W, 277 Vac Utility Interactive Inverter",4,277,95.5,"Y","N",null,1.1000000000000001,null,null,100,330,480,0.4,0.8,1.2,2,3,4,92.1,94.9,95.6,95.9,95.7,94.9,95.5,92,95.2,95.7,96.2,96.2,95.8,95.9,92.6,95.1,95.3,95.9,96.1,96,95.7]
["SunPower","SPR-5000x [208V]","4.5 kW, 208 Vac, 195-600 Vdc Grid Tie Inverter",4.5,208,95,"Y","N",null,1,4.5,1,100,300,480,0.45,0.9,1.35,2.25,3.375,4.5,92.1,94.9,95.5,95.5,94.9,94.3,95,91.8,94.7,95.3,95.4,94.9,94.3,94.9,90.5,93.9,94.6,95,94.7,94.2,94.5]
["SunPower","SPR-4600 [208V]","4600 W, 208 Vac Utility Interactive Inverter",4.5999999999999996,208,95.5,"Y","N",null,4,4.5999999999999996,4,100,254,400,0.46,0.92,1.38,2.2999999999999998,3.45,4.5999999999999996,90.3,94.8,95.9,96.5,96.5,96.2,96.1,89.2,94.3,95.6,96.3,96.4,96.1,95.9,86.5,92.9,94.7,95.6,95.7,95.4,95]
["SunPower","SPR-5000m [277V]","5 kW, 277 Vac  Utility Interactive Inverter with display",5,277,95.5,"Y","N",null,1.41,null,null,100,310,480,0.5,1,1.5,2.5,3.75,5,91.5,95.8,96.5,96.8,96.5,96.6,96.3,90,95,95.8,96.2,96.5,96.2,96,86.3,92.3,94.4,95.2,95.2,95.2,94.6]
["SunPower","SPR-5000x [240V]","5.0 kW, 240 Vac, 195-600 Vdc Grid Tie Inverter",5,240,95.5,"Y","N",null,1,5,1,100,300,480,0.5,1,1.5,2.5,3.75,5,93.2,95.5,95.9,95.9,95.5,94.8,95.5,92.7,95.3,95.8,95.8,95.4,94.8,95.4,91.5,94.6,95.3,95.4,95.1,94.5,95]
["SunPower","SPR-6000m [208V]","6 kW, 208 Vac  Utility Interactive Inverter with display",6,208,95.5,"Y","N",null,0.46,null,null,100,310,480,0.6,1.2,1.8,3,4.5,6,92.5,95.8,96.5,96.9,96.5,95.9,96.3,91.2,95.6,95.9,96.3,96.1,95.6,95.9,88,93.5,94.8,94.6,94.9,94.6,94.5]
["SunPower","SPR-6000m [240V]","6 kW, 240 Vac  Utility Interactive Inverter with display",6,240,95.5,"Y","N",null,0.72,null,null,100,310,480,0.6,1.2,1.8,3,4.5,6,92.6,96.1,96.5,96.8,96.7,96,96.4,91.3,95.6,96,96.3,96.3,95.9,96,87.9,93.6,94.8,95.1,95,94.8,94.7]
["SunPower","SPR-6500f [240V]","6500 W, 240 Vac Utility Interactive Inverter",6.5,240,95.5,"Y","N",null,0.76,null,null,100,390,480,0.65,1.3,1.95,3.25,4.88,6.5,92.7,95,95.1,95.6,95.4,94.8,95.3,93,94.9,95.5,95.8,96,95.8,95.7,91.8,94.1,94.8,95.2,95.5,95.4,95.1]
["SunPower","SPR-6500f [277V]","6500 W, 277 Vac Utility Interactive Inverter",6.5,277,96,"Y","N",null,1.02,null,null,100,330,480,0.65,1.3,1.95,3.25,4.88,6.5,93.5,95.4,95.7,96,96,95.5,95.8,93.9,95.5,96,96.2,96.3,96.2,96.1,93.8,95,95.6,95.8,96.1,96.1,95.8]
["SunPower","SPR-6501f [277V]","6500 W, 277 Vac Utility Interactive Inverter",6.5,277,96,"Y","N",null,1.1000000000000001,6.5,1.1000000000000001,100,330,480,0.65,1.3,1.95,3.25,4.875,6.5,93.95,95.72,96.02,96.18,96.13,95.81,96,94.26,95.79,96.3,96.38,96.43,96.26,96.28,94.08,95.4,95.87,95.9,96.18,96.28,95.97]
["SunPower","SPR-7000m [208V]","7 kW, 208 Vac  Utility Interactive Inverter with display",7,208,95.5,"Y","N",null,0.46,null,null,100,310,480,0.7,1.4,2.1,3.5,5.25,7,94,96.3,97.1,96.7,96.2,95.4,96.3,92.7,96.1,96.1,96.2,95.9,95.3,95.9,89.7,94.2,95,94.9,94.8,94.1,94.6]
["SunPower","SPR-7501f [208V]","7500 W, 208 Vac Utility Interactive Inverter",7.5,208,95,"Y","N",null,0.6,7.5,0.6,100,366,480,0.75,1.5,2.25,3.75,5.625,7.5,94.23,95.18,95,95.19,94.68,93.6,94.78,94.47,95.69,95.69,95.89,95.6,94.94,95.6,93.01,95.11,95.35,95.4,95.31,94.87,95.21]
["SunPower","SPR-7501f [240V]","7500 W, 240 Vac Utility Interactive Inverter",7.5,240,95.5,"Y","N",null,0.8,7.5,0.8,100,390,480,0.75,1.5,2.25,3.75,5.625,7.5,94.37,95.6,95.61,95.78,95.46,94.73,95.47,94.49,95.9,96.06,96.22,96.16,95.73,96.06,93.98,95.29,95.68,95.83,95.86,95.61,95.71]
["SunPower","SPR-8000m [240V]","8 kW, 240 Vac Sunny Boy Utility Interactive Inverter with display",7.6,240,96,"Y","N",null,0.17,null,null,100,345,480,0.76,1.52,2.2799999999999998,3.8,5.7,7.6,95.04,96.48,96.84,96.82,96.5,96.01,96.53,94.59,96.19,96.61,96.63,96.3,96.29,96.33,93.13,95.28,95.83,95.98,95.72,95.94,95.67]
["SunPower","SPR-8000f [240V]","8000 W, 240 Vac Utility Interactive Inverter",8,240,95.5,"Y","N",null,0.76,null,null,100,390,480,0.8,1.6,2.4,4,6,8,94,95.3,95.2,95.6,95.1,94,95.1,93.9,95.5,95.6,96,96,95.5,95.8,93.4,94.9,95.4,95.5,95.5,95.3,95.4]
["SunPower","SPR-10001f [208V]","10000 W, 208 Vac Utility Interactive Inverter",9.9949999999999992,208,95,"Y","N",null,0.77,10,0.77,100,366,480,0.99950000000000006,1.9990000000000001,2.9990000000000001,4.9980000000000002,7.4960000000000004,9.9949999999999992,93.96,94.59,95.13,95.15,94.79,93.95,94.82,93.94,95.27,95.61,95.79,95.64,95.11,95.55,92.8,94.78,94.89,95.27,95.3,95,95.1]
["SunPower","SPR-10001f [240V]","10000 W, 240 Vac Utility Interactive Inverter",9.9949999999999992,240,95.5,"Y","N",null,1,10,1,100,390,480,0.99950000000000006,1.9990000000000001,2.9990000000000001,4.9980000000000002,7.4960000000000004,9.9949999999999992,94.18,95.24,95.61,95.7,95.51,94.94,95.47,93.77,95.61,95.8,96.04,96.12,95.86,95.93,93.16,95.13,95.2,95.55,95.79,95.7,95.52]
["SunPower","SPR-10000f [240V]","10000 W, 240 Vac Utility Interactive Inverter",10,240,95.5,"Y","N",null,0.85,null,null,100,390,480,1,2,3,5,7.5,10,94.1,95.1,95.7,95.8,95.5,94.9,95.5,93.7,95.5,95.9,96.2,96.2,96,96,93.2,95,95.3,95.6,95.7,95.6,95.5]
["SunPower","SPR-10000f [277V]","10000 W, 277 Vac Utility Interactive Inverter",10,277,96,"Y","N",null,1.1299999999999999,null,null,100,330,480,1,2,3,5,7.5,10,94.2,95.7,95.9,96.1,96,95.6,95.9,94.5,96,96.1,96.3,96.4,96.3,96.3,94.5,95.6,95.7,96,96.1,96.2,96]
["SunPower","SPR 11401f [277V]","12000 W, 240 Vac, 3-phase Utility Interactive Inverter",11.4,277,96,"Y","N",null,1.36,11.4,1.36,240,330,480,1.1399999999999999,2.2799999999999998,3.42,5.7,8.5500000000000007,11.4,94.66,95.65,95.94,96.03,95.84,95.31,95.81,94.49,95.89,96.13,96.27,96.21,95.88,96.11,93.86,95.69,95.65,95.97,96.14,96.05,95.93]
["SunPower","SPR-11400f-3 [208V]","11400 W, 208 Vac, 3-phase Utility Interactive Inverter",11.4,208,95,"Y","N",null,0.9,null,null,230,365,480,1.1399999999999999,2.2799999999999998,3.42,5.7,8.5500000000000007,11.4,94.2,94.3,95.1,95.1,94.4,93,94.55,94.4,95.3,95.8,95.9,95.6,94.9,95.59,93.4,94.6,95,95.3,95.2,94.7,95.05]
["SunPower","SPR-11401f-3 Delta [208V]","11400 W, 208 Vac, 3-phase Utility Interactive Inverter",11.4,208,95,"Y","N",null,0.9,11.4,0.9,230,366,480,1.1399999999999999,2.2799999999999998,3.42,5.7,8.5500000000000007,11.4,94.57,94.79,95.21,95.21,94.63,93.51,94.77,94.66,95.45,95.78,95.89,95.55,94.88,95.57,93.71,94.96,95.25,95.43,95.29,94.8,95.21]
["SunPower","SPR-11401f-3 Delta [240V]","11400 W, 240 Vac, 3-phase Utility Interactive Inverter",11.4,240,96,"Y","N",null,1.2,11.4,1.2,230,390,480,1.1399999999999999,2.2799999999999998,3.42,5.7,8.5500000000000007,11.4,94.67,95.44,95.75,95.82,95.47,94.68,95.5,94.49,95.79,96.03,96.25,96.15,95.75,96.05,94.01,95.42,95.54,95.83,95.87,95.65,95.71]
["SunPower","SPR-12000f [208V]","11400 W, 208 Vac, 3-phase Utility Interactive Inverter",11.4,208,95,"Y","N",null,0.9,null,null,230,365,480,1.1399999999999999,2.2799999999999998,3.42,5.7,8.5500000000000007,11.4,94.2,94.3,95.1,95.1,94.4,93,94.55,94.4,95.3,95.8,95.9,95.6,94.9,95.59,93.4,94.6,95,95.3,95.2,94.7,95.05]
["SunPower","SPR-12000f [240V]","12000 W, 240 Vac, 3-Phase Utility Interactive Inverter",12,240,95.5,"Y","N",null,1,null,null,230,390,480,1.2,2.4,3.6,6,9,12,94.4,94.8,95.5,95.7,95.1,94,95.17,94.2,95.5,95.9,96.2,96,95.5,95.93,93.4,95.1,95.4,95.6,95.7,95.4,95.49]
["SunPower","SPR-12000f-3 [277V]","12000 W, 277 Vac, 3-phase Utility Interactive Inverter",12,277,96,"Y","N",null,1,null,null,240,330,480,1.2,2.4,3.6,6,9,12,94.7,95.5,95.9,96,95.8,95.1,95.8,94.7,95.9,96.1,96.3,96.3,95.8,96.2,94.3,95.7,95.8,96,96.2,96,96]
["SunPower","SPR-12000m-3 [480V]","Sunny Tripower TL-US 12 kW, 480 Vac 3-phase, Utility Interactive Inverter",12,480,97.5,"Y","N","Multiple Listing of SMA America",1.79,null,null,300,675,800,1.2000000000000002,2.4000000000000004,3.5999999999999996,6,9,12,92.894674644817883,95.825371847114951,96.49457533743761,96.690700406340042,96.627312947730815,96.507013910909436,96.429278261815185,94.885736215076193,96.883040483522223,97.494372087983805,97.777000604401067,97.832115333209018,97.811357024005105,97.613665228062487,94.154840052277819,97.204030409030267,97.700750214004856,98.014008962786292,98.183788377033963,98.189784411397596,97.880324090806212,"2017-09-01","2018-10-15"]
["SunPower","SPR-12000m-3-H [480V]","Sunny Tripower TL-US 12 kW, 480 Vac, 3-phase, transformerless Utility Interactive Inverter",12,480,97.5,"Y","N","Multiple Listing of SMA America",1.79,null,null,300,675,800,1.2000000000000002,2.4000000000000004,3.5999999999999996,6,9,12,92.894674644817883,95.825371847114951,96.49457533743761,96.690700406340042,96.627312947730815,96.507013910909436,96.429278261815185,94.885736215076193,96.883040483522223,97.494372087983805,97.777000604401067,97.832115333209018,97.811357024005105,97.613665228062487,94.154840052277819,97.204030409030267,97.700750214004856,98.014008962786292,98.183788377033963,98.189784411397596,97.880324090806212,"2017-09-01","2018-10-15"]
["SunPower","SPR-12001f-3 WYE [277V]","12000 W, 277 Vac, 3-phase Utility Interactive Inverter",12,277,96,"Y","N",null,0.5,12,0.5,240,330,480,1.2,2.4,3.6,6,9,12,92.62,95.2,96.16,96.32,96.05,95.44,95.91,92.45,95.69,96.17,96.56,96.45,96.06,96.22,94.43,95.61,95.78,96.24,96.43,96.29,96.19]
["SunPower","SPR-15000m-3 [480V]","Sunny Tripower TL-US 15 kW, 480 Vac, 3-phase, transformerless Utility Interactive Inverter",15,480,97.5,"Y","N","Multiple Listing of SMA America",1.79,null,null,300,675,800,1.5,3,4.5,7.5,11.25,15,93.855655768325036,96.220132968022185,96.731415475995405,96.662686184447367,96.525350018358225,96.347074199043405,96.447956054669547,95.495928692020158,97.192892755040859,97.796289926240703,97.802899005800356,97.832975895750408,97.777428409336565,97.693994013014347,95.552946082935037,97.515080368134008,97.923591757588014,98.172996722782088,98.214818639191321,98.157219501191648,98.02674703824988,"2017-09-01","2018-10-15"]
["SunPower","SPR-15000m-3-H [480V]","Sunny Tripower TL-US 15 kW, 480 Vac, 3-phase, transformerless Utility Interactive Inverter",15,480,97.5,"Y","N","Multiple Listing of SMA America",1.79,null,null,300,675,800,1.5,3,4.5,7.5,11.25,15,93.855655768325036,96.220132968022185,96.731415475995405,96.662686184447367,96.525350018358225,96.347074199043405,96.447956054669547,95.495928692020158,97.192892755040859,97.796289926240703,97.802899005800356,97.832975895750408,97.777428409336565,97.693994013014347,95.552946082935037,97.515080368134008,97.923591757588014,98.172996722782088,98.214818639191321,98.157219501191648,98.02674703824988,"2017-09-01","2018-10-15"]
["SunPower","SPR-20000m-3 [480V]","Sunny Tripower TL-US 20 kW, 480 Vac, 3-phase, transformerless Utility Interactive Inverter",20,480,97.5,"Y","N","Multiple Listing of SMA America",1.79,null,null,380,695,800,2,4,6,10,15,20,95.166002573680657,96.960461207919593,97.206210307973649,97.083526385263212,96.934118174722499,96.705141513761617,96.917288649496328,97.228849010193727,98.289481853362432,98.509907734190421,98.548489172388329,97.836810327646688,97.705085096687185,98.058763435867391,96.492868266958425,97.86877684687623,98.130627177880115,98.219804322689427,98.174642673551418,98.04215458277919,98.089656088253761,"2017-09-01","2018-10-15"]
["SunPower","SPR-20000m-3-H [480V]","Sunny Tripower TL-US 20 kW, 480 Vac, 3-phase, transformerless Utility Interactive Inverter",20,480,97.5,"Y","N","Multiple Listing of SMA America",1.79,null,null,380,695,800,2,4,6,10,15,20,95.166002573680657,96.960461207919593,97.206210307973649,97.083526385263212,96.934118174722499,96.705141513761617,96.917288649496328,97.228849010193727,98.289481853362432,98.509907734190421,98.548489172388329,97.836810327646688,97.705085096687185,98.058763435867391,96.492868266958425,97.86877684687623,98.130627177880115,98.219804322689427,98.174642673551418,98.04215458277919,98.089656088253761,"2017-09-01","2018-10-15"]
["SunPower","SPR-24000m-3 [480V]","Sunny Tripower TL-US 24 kW, 480 Vac, 3-phase, transformerless Utility Interactive Inverter",24.06,480,98,"Y","N","Multiple Listing of SMA America",1.79,null,null,450,712,800,2.4060000000000001,4.8120000000000003,7.2179999999999991,12.03,18.044999999999998,24.06,96.082505616067209,97.424181190564596,97.444656931781154,97.315063669223932,97.122156907959265,96.865885453167053,97.162068920398454,97.45990452259629,98.348028973855392,98.503124414275888,98.531362070230031,98.435119435359169,98.266514886637623,98.411697639130281,96.909942056488973,98.004925627161398,98.188558637442924,98.204070345596193,98.076628570877034,97.882251177120239,98.056851474106807,"2017-09-01","2018-10-15"]
["SunPower","SPR-24000m-3-H [480V]","Sunny Tripower TL-US 24 kW, 480 Vac, 3-phase, transformerless Utility Interactive Inverter",24.06,480,98,"Y","N","Multiple Listing of SMA America",1.79,null,null,450,712,800,2.4060000000000001,4.8120000000000003,7.2179999999999991,12.03,18.044999999999998,24.06,96.082505616067209,97.424181190564596,97.444656931781154,97.315063669223932,97.122156907959265,96.865885453167053,97.162068920398454,97.45990452259629,98.348028973855392,98.503124414275888,98.531362070230031,98.435119435359169,98.266514886637623,98.411697639130281,96.909942056488973,98.004925627161398,98.188558637442924,98.204070345596193,98.076628570877034,97.882251177120239,98.056851474106807,"2017-09-01","2018-10-15"]
["SunPower","SPR-30000m-3 [480V]","Sunny Tripower TL-US, 30kW, 480Vac 3-phase, Transformerless, Utility Interactive Inverter",30.01,480,98,"Y","N","Multiple Listing of SMA America",1.22,null,null,500,720,800,3.0010000000000003,6.0020000000000007,9.0030000000000001,15.005000000000001,22.5075,30.01,96.587999999999994,97.715999999999994,97.926000000000016,97.97999999999999,97.838000000000008,97.622,97.811480000000017,97.588000000000008,98.448000000000008,98.690000000000012,98.602000000000004,98.537999999999982,98.328000000000003,98.516679999999994,97.025999999999996,98.059999999999988,98.451999999999998,98.385999999999996,98.281999999999996,98.08,98.252799999999993,"2017-09-01","2018-10-15"]
["Sunset","SUNstring 4000 [240V]","2.9 kW, 240 Vac, 125-400 Vdc Utility Interactive Inverter",2.86,240,94,"Y","N",null,2.77,null,null,100,175,300,0.28999999999999998,0.56999999999999995,0.86,1.43,2.15,2.86,91.1,94.1,94.5,94.7,94.1,93.3,94.1,90.5,93.7,94.3,94.5,93.8,93,93.8,90.6,93.2,94.3,93.9,93.2,92.5,93.4]
["Sunset","SUNstring 5000 [240V]","3.6 kW, 240 Vac, 125-400 Vdc Utility Interactive Inverter",3.6,240,93.5,"Y","N",null,3.11,null,null,100,175,300,0.36,0.72,1.08,1.8,2.7,3.6,89.9,93.3,94.2,94.3,94,93.3,93.8,89.7,93.1,94.1,94.2,93.9,93.2,93.7,89,92.4,93.5,93.8,93.6,92.9,93.3]
["Sustainable Energy Technologies","SUNERGY ELV 208 [208V]","5000 W, 208 Vac, Grid-Direct Solar PV Inverter",5,208,94,"Y","N",null,0.27,null,null,54,65,95,0.5,1,1.5,2.5,3.75,5,90.38,95.05,95.76,95.79,94.96,93.79,94.99,88.56,94,94.95,95.14,94.48,93.59,94.37,83.41,91.15,92.88,93.5,93.29,92.63,92.75]
["Sustainable Energy Technologies","SUNERGY LV 208 [208V]","5000 W, 208 Vac, Grid-Direct Solar PV Inverter",5,208,94.5,"Y","N",null,0.25,5,0.03,70,85,130,0.5,1,1.5,2.5,3.75,5,90.4,94.7,95.6,95.8,95.2,94.4,95.1,88.8,93.9,95,95.3,94.9,94.2,94.7,84.4,91.4,93.2,93.9,94.1,93.4,93.4]
["Sustainable Energy Technologies","SUNERGY TENK 240D [240V]","5000 W, 240 Vac, Grid-Direct Solar PV Inverter",5,240,94.5,"Y","N",null,0.19,null,null,50,63,95,0.5,1,1.5,2.5,3.75,5,92.29,95.48,96,95.96,95.21,94.16,95.31,90.15,94.4,95.25,95.3,94.9,93.89,94.76,85.05,91.96,93.38,93.99,93.89,93.13,93.36]
["Sustainable Energy Technologies","Sunergy 5000-70/240 [240V]","5000 W, 240 Vac, Grid-Direct Solar PV Inverter",5.0090000000000003,240,95,"Y","N",null,0.52,null,null,70,78,100,0.5,1,1.5,2.5,3.76,5.01,90.2,94.6,95.4,95.7,95.3,94.6,95.1,88.8,93.9,95,95.4,95.1,94.5,94.8,87.8,93.2,94.6,95,94.9,94.2,94.5]
["Sysgration","Soleil 2000-120 [120V]","2000 W, 120Vac Utility Interactive Inverter",2,120,91.5,"Y","N",null,14.18,null,null,100,240,360,0.2,0.4,0.6,1,1.5,2,89,92.2,92.8,92.6,91.7,90.8,91.9,88.6,91.9,92.8,92.6,91.6,90.5,91.8,87.1,90.8,91.8,92.2,91.3,90.1,91.3]
["Sysgration","SG-4000 [240V]","4000 W, 240 Vac, Utility Interactive Inverter",4.03,240,95,"Y","N",null,0.19,null,null,100,310,440,0.4,0.81,1.21,2.02,3.02,4.03,91.6,94.5,95.2,95.3,95,93.9,94.9,90.2,94.5,95.5,95.8,95.6,95,95.3,87.4,92.8,94,95,95.2,94.6,94.5]
["Tabuchi Electric Co., Ltd.","EHW-S55P3B-PNUS [240V]","5346 W, 240 Vac, Utility Interactive Inverter",5.3460000000000001,240,91.5,"Y","N",null,1.7000000000000001E-2,null,null,100,300,450,0.53,1.07,1.6,2.67,4.01,5.35,77.2,87,90,92.4,92.8,92.2,91.4,80.3,88.8,91.2,93,93.4,93.3,92.3,81.5,88.6,90.5,91.7,92.1,92.2,91.2,null,"2017-12-15"]
["Tabuchi Electric Co., Ltd.","EPW-T250P6-US [480V]","24 kW,  480 Vac, transformerless Utility Interactive Inverter",24.13,480,97.5,"Y","N",null,7.1269999999999998,null,null,500,700,800,2.41,4.83,7.24,12.07,18.100000000000001,24.13,93.8,96.9,97.7,97.2,97.2,97.1,97.1,94.3,96.6,98.1,98.5,98,97.4,97.9,94.1,96.5,97.9,97.4,97.6,98,97.4,null,"2017-12-15"]
["Tabuchi Electric Co., Ltd.","TPD-T250P6-US [480V]","25 kW, 480 Vac, transformerless Utility Interactive Inverter",24.895,480,97.5,"N","N",null,7.1289999999999996,null,null,500,700,800,2.4900000000000002,4.9800000000000004,7.47,12.45,18.670000000000002,24.9,93.99560497319257,96.619397506787166,98.238530763265899,96.7455933852209,98.024211435988576,97.268110271171523,97.51222995138788,93.232241627553776,96.648640025208508,98.700484467339066,97.659778099388532,97.82038503838497,97.721871472226653,97.645230847270227,92.80682259915632,96.383772789290589,98.096966713629143,96.975998390647504,97.466220311409913,97.450389702354343,97.197673461267229,null,"2017-12-15"]
["Talesun Solar","TP660AM225 [240V]","225 W, 240 Vac Inverter",0.23,240,94.5,"N","Y","This component is specific to ACPV modules and is not available as an individual unit.",0.02,null,null,21,31.5,35,0.02,0.05,7.0000000000000007E-2,0.11,0.17,0.23,87,92,93.4,94.5,94.5,94.1,93.9,85.8,91.5,93.5,95.1,96.1,95.3,94.9,85.4,91.3,93.3,94.9,95.3,95.5,94.4]
["Talesun Solar","TP660AM240 [240V]","240 W, 240 Vac Inverter",0.24,240,95,"N","Y","This component is specific to ACPV modules and is not available as an individual unit.",0.15,null,null,33.5,42.5,46,0.02,0.05,7.0000000000000007E-2,0.12,0.18,0.24,89.1,93.6,94.7,95,95.1,94.8,94.7,88.6,93.5,94.7,95.3,95.6,94.8,95,88.1,93.3,94.7,95.3,95.7,95.7,95.1]
["Talesun Solar","TP660AM255 [240V]","225 W, 240 Vac Inverter",0.25,240,95.5,"N","Y","This component is specific to ACPV modules and is not available as an individual unit.",0.28000000000000003,null,null,46,53.5,57,0.02,0.05,7.0000000000000007E-2,0.13,0.19,0.25,91.2,95.2,96,95.5,95.7,95.5,95.5,91.4,95.5,95.9,95.5,95.1,94.3,95.1,90.8,95.3,96.1,95.7,96.1,95.9,95.8]
["Talesun Solar","TP660AM270 [240V]","241 W, 240 Vac Inverter",0.26,240,96,"N","Y","This component is specific to ACPV modules and is not available as an individual unit.",0.41,null,null,58.5,64.5,68,0.02,0.05,7.0000000000000007E-2,0.14000000000000001,0.2,0.26,93.3,96.8,97.3,96,96.3,96.2,96.3,94.2,97.5,97.1,95.7,94.6,93.8,95.2,93.5,97.3,97.5,96.1,96.5,96.1,96.5]
["TMEIC","PVL-L0500U","500 kW Utility Interactive Inverter for medium voltage transformer",500,null,95.5,"Y","N",null,60,null,null,320,360,480,50,100,150,250,375,500,91.4,95.1,96,96.4,96,95.4,95.8,91,94.8,95.8,96.2,95.9,95.2,95.7,89.7,94.2,95.7,95.8,95.5,94.9,95.3]
["TMEIC","PVL-L0630U-S","630 kW Utility Interactive Inverter for medium voltage transformer",630,null,97,"Y","N",null,53,null,null,550,615,800,63,126,189,315,472.5,630,94.2,96.9,97.3,97.8,97.4,96.9,97.3,94,96.8,97.2,97.7,97.3,96.8,97.2,93.2,96.5,96.9,97.6,97.2,96.6,97]
["TMEIC","PVL-L0833GR","1.35 MW Utility Interactive Inverter for \nmedium voltage transformer",833,null,97.5,"Y","N",null,78,null,null,605,655,800,83.3,166.6,249.9,416.5,624.75,833,95.4,97.4,97.9,98,97.8,97.5,97.7,95.1,97.3,97.8,97.9,97.7,97.3,97.6,94.6,97,97.5,97.7,97.5,97.1,97.4]
["TMEIC","PVH-L1350GR","1.35 MW Utility Interactive Inverter for \nmedium voltage transformer",1350,null,97.5,"N","N",null,106,null,null,875,960,1200,135,270,405,675,1012.5,1350,95.413255259441087,97.440110916145372,97.983756647236575,98.125449940776889,97.932509873782934,97.561269349493287,97.835224741996058,95.051112274331373,97.394493446352172,97.880973270535108,98.021390071878486,97.812686014142713,97.420064728301952,97.713704694760295,94.575410795188503,97.014067499562046,97.643396504907827,97.801444959250915,97.638545192328294,97.258537473897761,97.500586654446167]
["TMEIC","PVH-L1350GR-EG","1.35 MW Utility Interactive Inverter for \nmedium voltage transformer",1350,null,97.5,"N","N",null,106,null,null,875,960,1200,135,270,405,675,1012.5,1350,95.413255259441087,97.440110916145372,97.983756647236575,98.125449940776889,97.932509873782934,97.561269349493287,97.835224741996058,95.051112274331402,97.394493446352172,97.880973270535108,98.021390071878486,97.812686014142713,97.420064728301952,97.713704694760295,94.575410795188503,97.014067499562046,97.643396504907827,97.801444959250915,97.638545192328294,97.258537473897761,97.500586654446167]
["TMEIC","PVL-L1833GRQ","1667 kW Utility Interactive Inverter for medium voltage transformer",1667,null,97.5,"N","N",null,100,null,null,605,655,800,166.7,333.4,500.1,833.5,1250,1667,96.2,97.8,98.1,98.1,97.9,97.3,97.8,96.1,97.7,98.1,98,97.7,97.2,97.7,96,97.6,97.9,97.9,97.5,97,97.6]
["TMEIC","PVL-L1833GRM","1.833 MW Utility Interactive Inverter for medium voltage transformer",1833,null,98,"N","N",null,110,null,null,605,655,800,183.3,366.6,549.9,916.5,1374.75,1833,95.9,97.7,98.2,98.2,98,97.5,97.9,95.6,97.6,98,98.1,97.8,97.4,97.8,95.3,97.4,97.9,97.9,97.7,97.3,97.6]
["TMEIC","PVH-L2500GR","2.5 MW Utility Interactive Inverter",2500,null,97.5,"N","N",null,235,null,null,800,900,1200,250,500,750,1250,1875,2500,95.9,97.6,97.9,98,97.8,97.4,97.8,95.6,97.5,97.8,97.9,97.7,97.2,97.6,95.2,97.2,97.6,97.7,97.5,97.1,97.4,null,"2017-12-15"]
["TMEIC","PVH-L2500GR-EG","2.5 MW Utility Interactive Inverter",2500,null,97.5,"N","N",null,235,null,null,800,900,1200,250,500,750,1250,1875,2500,95.9,97.6,97.9,98,97.8,97.4,97.8,95.6,97.5,97.8,97.9,97.7,97.2,97.6,95.2,97.2,97.6,97.7,97.5,97.1,97.4,null,"2017-12-15"]
["TMEIC","PVH-L2700GR","2.7 MW Utility Interactive Inverter",2700,null,97.5,"N","N",null,265,null,null,875,960,1200,270,540,810,1350,2025,2700,95.8,97.6,98,98,97.9,97.5,97.8,95.6,97.5,97.9,97.9,97.8,97.3,97.7,95.3,97.3,97.7,97.8,97.6,97.1,97.5,null,"2017-12-15"]
["TMEIC","PVH-L2700GR-EG","2.7 MW Utility Interactive Inverter",2700,null,97.5,"N","N",null,265,null,null,875,960,1200,270,540,810,1350,2025,2700,95.8,97.6,98,98,97.9,97.5,97.8,95.6,97.5,97.9,97.9,97.8,97.3,97.7,95.3,97.3,97.7,97.8,97.6,97.1,97.5,null,"2017-12-15"]
["TMEIC","PVH-L3200GR [600V]","3200 kW, rated 1500Vdc (Negative Ground), 600Vac Utility Interactive PV Inverter\n\n",3127.43,600,98.5,"N","N","Efficiency data inclusive of transformer effect based on 3.2 MVA DOE 2016 Transformer Efficiency.",49,null,null,875,1100,1200,312.74,625.49,938.23,1563.72,2345.5700000000002,3127.43,96.15,98.02,98.44,98.46,98.72,98.76,98.5,95.52,97.68,98.19,98.24,98.48,98.55,98.24,95.41,97.54,98.09,98.18,98.46,98.5,98.19,"2018-04-16"]
["TMEIC","PVH-L3200GR-E7 [600V]","3200 kW, rated 1500Vdc (Negative Ground), 600Vac, 3.2MW output, compliant with NEC 2017 Utility Interactive PV Inverter",3127.43,600,98.5,"N","N","Efficiency data inclusive of transformer effect based on 3.2 MVA DOE 2016 Transformer Efficiency.",49,null,null,875,1100,1200,312.74,625.49,938.23,1563.72,2345.5700000000002,3127.43,96.15,98.02,98.44,98.46,98.72,98.76,98.5,95.52,97.68,98.19,98.24,98.48,98.55,98.24,95.41,97.54,98.09,98.18,98.46,98.5,98.19,"2018-04-16"]
["TMEIC","PVH-L3200GR-EG [600V]","3200 kW, rated 1500Vdc (Negative Externally Grounded), 600Vac Utility Interactive PV Inverter",3127.43,600,98.5,"N","N","Efficiency data inclusive of transformer effect based on 3.2 MVA DOE 2016 Transformer Efficiency.",49,null,null,875,1100,1200,312.74,625.49,938.23,1563.72,2345.5700000000002,3127.43,96.15,98.02,98.44,98.46,98.72,98.76,98.5,95.52,97.68,98.19,98.24,98.48,98.55,98.24,95.41,97.54,98.09,98.18,98.46,98.5,98.19,"2018-04-16"]
["Topper Sun Energy Technology","TS-S1500 [208V]","1.5 kW, 208 Vac Utility Interactive Inverter",1.55,208,94.5,"Y","N",null,0.21,null,null,100,325,360,0.155,0.31,0.46500000000000002,0.77500000000000002,1.163,1.55,84.46,90.49,92.52,94.25,94.92,95.02,93.86,85.04,91.04,93.19,94.79,95.41,95.53,94.38,85.31,91.19,93.54,95.02,95.55,95.76,94.58]
["Topper Sun Energy Technology","TS-S1500 [240V]","1.5 kW, 240 Vac Utility Interactive Inverter",1.55,240,94.5,"Y","N",null,0.32,null,null,100,325,360,0.155,0.31,0.46500000000000002,0.77500000000000002,1.163,1.55,84.62,90.46,92.57,94.42,95.07,95.25,93.99,84.89,90.97,93.04,94.81,95.51,95.73,94.42,85.22,91.38,93.44,95.12,95.65,95.93,94.66]
["Topper Sun Energy Technology","TS-S2000 [208V]","2 kW, 208 Vac Utility Interactive Inverter",2.06,208,95.5,"Y","N",null,0.28999999999999998,null,null,100,325,360,0.20599999999999999,0.41199999999999998,0.61799999999999999,1.03,1.5449999999999999,2.06,88.28,93.12,94.41,95.27,95.43,95.37,94.87,89.63,93.68,94.91,95.73,95.84,95.8,95.34,89.74,94.01,95.11,96.13,96.38,96.07,95.77]
["Topper Sun Energy Technology","TS-S2000 [240V]","2 kW, 240 Vac Utility Interactive Inverter",2.06,240,95,"Y","N",null,0.36,null,null,100,325,360,0.20599999999999999,0.41199999999999998,0.61799999999999999,1.03,1.5449999999999999,2.06,86.91,92.14,93.78,94.94,95.3,95.37,94.55,87.84,92.87,94.26,95.56,95.79,95.73,95.09,88.1,93.05,94.37,95.71,96,95.94,95.28]
["Topper Sun Energy Technology","TS-S3000 [208V]","3 kW, 208 Vac Utility Interactive Inverter",3,208,95.5,"Y","N",null,0.18,null,null,100,325,360,0.3,0.6,0.9,1.5,2.25,3,91.57,94.41,95.16,95.47,95.31,94.62,95.1,92.05,94.92,95.58,95.89,95.76,95.37,95.56,92.22,95.17,95.79,96.25,95.93,95.8,95.78]
["Topper Sun Energy Technology","TS-S3000 [240V]","3 kW, 240 Vac Utility Interactive Inverter",3.01,240,95.5,"Y","N",null,0.25,null,null,100,325,360,0.30099999999999999,0.60199999999999998,0.90300000000000002,1.5049999999999999,2.258,3.01,90,93.9,94.85,95.4,95.31,94.83,94.97,90.64,94.34,95.34,95.79,95.87,95.6,95.49,91,94.59,95.44,95.97,96.01,95.77,95.65]
["Topper Sun Energy Technology","TS-S4000 [208V]","4 kW, 208 Vac Utility Interactive Inverter",3.98,208,95.5,"Y","N",null,0.18,null,null,100,325,360,0.39800000000000002,0.79600000000000004,1.194,1.99,2.9849999999999999,3.98,90.53,94.32,95.17,95.44,95.41,95.16,95.13,91.58,94.87,95.63,96.05,96,95.45,95.7,91.82,95.03,95.8,96.45,96.31,95.76,96.01]
["Topper Sun Energy Technology","TS-S4000 [240V]","4 kW, 240 Vac Utility Interactive Inverter",3.99,240,96,"Y","N",null,0.25,null,null,100,325,360,0.39900000000000002,0.79800000000000004,1.1970000000000001,1.9950000000000001,2.9929999999999999,3.99,90.55,94.3,95.24,95.69,95.74,95.56,95.38,91.53,94.95,95.81,96.33,96.33,96.05,95.99,91.95,95.23,95.96,96.4,96.48,96.25,96.15]
["Toshiba International","PVT-AAA50K6U","500 kW Utility Interactive Inverter for medium voltage transformer",500,null,95.5,"Y","N",null,60,null,null,320,360,480,50,100,150,250,375,500,91.4,95.1,96,96.4,96,95.4,95.8,91,94.8,95.8,96.2,95.9,95.2,95.7,89.7,94.2,95.7,95.8,95.5,94.9,95.3]
["Toshiba International","PVL-L0630U-S","630 kW Utility Interactive Inverter for medium voltage transformer",630,null,97,"Y","N",null,53,null,null,550,615,800,63,126,189,315,472.5,630,94.2,96.9,97.3,97.8,97.4,96.9,97.3,94,96.8,97.2,97.7,97.3,96.8,97.2,93.2,96.5,96.9,97.6,97.2,96.6,97]
["Ubiquiti Networks International","SM-MI-250 [240V]","250 W, 240 Vac Utility Interactive Inverter",0.25,240,95.5,"N","Y",null,0.12,null,null,28.7,30,31,0.03,0.05,0.13,0.13,0.19,0.25,94.8,95.7,95.8,95.7,95.4,95,95.5,94.8,95.7,95.8,95.7,95.4,95.2,95.5,94.7,95.6,95.8,95.7,95.4,95.2,95.5]
["Westinghouse Solar","WLW-230-1-AC1-A-B [240V]","190 W, 240 Vac Inverter",0.19,240,95,"N","Y","This component is specific to ACPV modules and is not available as an individual unit.",0.03,0.19,0.03,22,32.5,40,0.02,0.04,0.1,0.1,0.1,0.2,93.3,94.4,94.7,95.1,94.9,94.2,94.8,93.3,94.4,94.6,95.2,95.4,95.1,95.1,93.5,94.4,94.6,94.9,95.4,95.4,95.1]
["Westinghouse Solar","WLW-235-1-AC1-A-B [240V]","190 W, 240 Vac Inverter",0.19,240,95,"N","Y","This component is specific to ACPV modules and is not available as an individual unit.",0.03,0.19,0.03,22,32.5,40,0.02,0.04,0.1,0.1,0.1,0.2,93.3,94.4,94.7,95.1,94.9,94.2,94.8,93.3,94.4,94.6,95.2,95.4,95.1,95.1,93.5,94.4,94.6,94.9,95.4,95.4,95.1]
["Westinghouse Solar","WLW-235-1-AC3-B-B [240V]","190 W, 240 Vac Inverter",0.19,240,95,"N","Y","This component is specific to ACPV modules and is not available as an individual unit.",0.01,0.19,0.01,22,32,40,1.9E-2,3.7999999999999999E-2,5.7000000000000002E-2,9.5000000000000001E-2,0.14249999999999999,0.19,93.6,94.6,94.9,95,94.6,93.7,94.6,93.4,94.6,94.7,95.2,95.2,94.8,95,93.4,94.4,94.8,95.1,95.3,95.1,95.1]
["Westinghouse Solar","WLW-240-1-AC1-A-B [240V]","190 W, 240 Vac Inverter",0.19,240,95,"N","Y","This component is specific to ACPV modules and is not available as an individual unit.",0.03,0.19,0.03,22,32.5,40,0.02,0.04,0.1,0.1,0.1,0.2,93.3,94.4,94.7,95.1,94.9,94.2,94.8,93.3,94.4,94.6,95.2,95.4,95.1,95.1,93.5,94.4,94.6,94.9,95.4,95.4,95.1]
["Westinghouse Solar","WLW-240-1-AC3-B-B [240V]","190 W, 240 Vac Inverter",0.19,240,95,"N","Y","This component is specific to ACPV modules and is not available as an individual unit.",0.01,0.19,0.01,22,32,40,1.9E-2,3.7999999999999999E-2,5.7000000000000002E-2,9.5000000000000001E-2,0.14249999999999999,0.19,93.6,94.6,94.9,95,94.6,93.7,94.6,93.4,94.6,94.7,95.2,95.2,94.8,95,93.4,94.4,94.8,95.1,95.3,95.1,95.1]
["Westinghouse Solar","WS-175-1AC1-A-A [240V]","190 W, 240 Vac Inverter",0.19,240,95,"N","Y","This component is specific to ACPV modules and is not available as an individual unit.",0.03,0.19,0.03,22,32.5,40,0.02,0.04,0.1,0.1,0.1,0.2,93.3,94.4,94.7,95.1,94.9,94.2,94.8,93.3,94.4,94.6,95.2,95.4,95.1,95.1,93.5,94.4,94.6,94.9,95.4,95.4,95.1]
["Westinghouse Solar","WS-175-1AC3-B-A [240V]","190 W, 240 Vac Inverter",0.19,240,95,"N","Y","This component is specific to ACPV modules and is not available as an individual unit.",0.01,0.19,0.01,22,32,40,0.02,0.04,0.06,0.1,0.1,0.2,93.6,94.6,94.9,95,94.6,93.7,94.6,93.4,94.6,94.7,95.2,95.2,94.8,95,93.4,94.4,94.8,95.1,95.3,95.1,95.1]
["Westinghouse Solar","WS-185-1AC1-A-A [240V]","190 W, 240 Vac Inverter",0.19,240,95,"N","Y","This component is specific to ACPV modules and is not available as an individual unit.",0.03,0.19,0.03,22,32.5,40,0.02,0.04,0.1,0.1,0.1,0.2,93.3,94.4,94.7,95.1,94.9,94.2,94.8,93.3,94.4,94.6,95.2,95.4,95.1,95.1,93.5,94.4,94.6,94.9,95.4,95.4,95.1]
["Westinghouse Solar","WS-185-1AC1-A-B [240V]","190 W, 240 Vac Inverter",0.19,240,95,"N","Y","This component is specific to ACPV modules and is not available as an individual unit.",0.03,0.19,0.03,22,32.5,40,0.02,0.04,0.1,0.1,0.1,0.2,93.3,94.4,94.7,95.1,94.9,94.2,94.8,93.3,94.4,94.6,95.2,95.4,95.1,95.1,93.5,94.4,94.6,94.9,95.4,95.4,95.1]
["Westinghouse Solar","WS-185-1AC3-B-A [208V]","190 W, 208 Vac Inverter",0.19,208,95,"N","Y","This component is specific to ACPV modules and is not available as an individual unit.",0.01,0.19,0.01,22,32,40,0.02,0.04,0.06,0.1,0.1,0.2,93.6,94.6,94.9,95,94.6,93.7,94.6,93.4,94.6,94.7,95.2,95.2,94.8,95,93.4,94.4,94.8,95.1,95.3,95.1,95.1]
["Westinghouse Solar","WS-185-1AC3-B-B [208V]","190 W, 208 Vac Inverter",0.19,208,95,"N","Y","This component is specific to ACPV modules and is not available as an individual unit.",0.01,0.19,0.01,22,32,40,0.02,0.04,0.06,0.1,0.1,0.2,93.6,94.6,94.9,95,94.6,93.7,94.6,93.4,94.6,94.7,95.2,95.2,94.8,95,93.4,94.4,94.8,95.1,95.3,95.1,95.1]
["Westinghouse Solar","WS-190-1AC1-A-B [240V]","190 W, 240 Vac Inverter",0.19,240,95,"N","Y","This component is specific to ACPV modules and is not available as an individual unit.",0.03,0.19,0.03,22,32.5,40,0.02,0.04,0.1,0.1,0.1,0.2,93.3,94.4,94.7,95.1,94.9,94.2,94.8,93.3,94.4,94.6,95.2,95.4,95.1,95.1,93.5,94.4,94.6,94.9,95.4,95.4,95.1]
["Westinghouse Solar","WS-190-1AC3-B-B [240V]","190 W, 240 Vac Inverter",0.19,240,95,"N","Y","This component is specific to ACPV modules and is not available as an individual unit.",0.01,0.19,0.01,22,32,40,1.9E-2,3.7999999999999999E-2,5.7000000000000002E-2,9.5000000000000001E-2,0.14249999999999999,0.19,93.6,94.6,94.9,95,94.6,93.7,94.6,93.4,94.6,94.7,95.2,95.2,94.8,95,93.4,94.4,94.8,95.1,95.3,95.1,95.1]
["Westinghouse Solar","WS-195-1AC1-A-B [240V]","190 W, 240 Vac Inverter",0.19,240,95,"N","Y","This component is specific to ACPV modules and is not available as an individual unit.",0.03,0.19,0.03,22,32.5,40,0.02,0.04,0.1,0.1,0.1,0.2,93.3,94.4,94.7,95.1,94.9,94.2,94.8,93.3,94.4,94.6,95.2,95.4,95.1,95.1,93.5,94.4,94.6,94.9,95.4,95.4,95.1]
["Westinghouse Solar","WS-195-1AC3-B-B [208V]","190 W, 208 Vac Inverter",0.19,208,95,"N","Y","This component is specific to ACPV modules and is not available as an individual unit.",0.01,0.19,0.01,22,32,40,1.9E-2,3.7999999999999999E-2,5.7000000000000002E-2,9.5000000000000001E-2,0.14249999999999999,0.19,93.6,94.6,94.9,95,94.6,93.7,94.6,93.4,94.6,94.7,95.2,95.2,94.8,95,93.4,94.4,94.8,95.1,95.3,95.1,95.1]
["Westinghouse Solar","WLW-230-1-AC0-D-B [208V]","215 W, 208 Vac Inverter",0.215,208,96,"N","Y","This component is specific to ACPV modules and is not available as an individual unit.",0.04,0.215,0.04,22,29,36,0.02,0.04,0.06,0.11,0.16,0.22,94.5,95.5,95.9,96,95.5,94.7,95.6,94.5,95.5,95.9,96.1,96,95.5,95.9,94.4,95.4,95.7,96.1,96.1,95.8,95.9]
["Westinghouse Solar","WLW-230-1-AC0-D-B [240V]","215 W, 240 Vac Inverter",0.215,240,96,"N","Y","This component is specific to ACPV modules and is not available as an individual unit.",0.04,0.215,0.04,22,29,36,0.02,0.04,0.06,0.11,0.16,0.22,94.5,95.5,95.9,96,95.5,94.7,95.6,94.5,95.5,95.9,96.1,96,95.5,95.9,94.4,95.4,95.7,96.1,96.1,95.8,95.9]
["Westinghouse Solar","WLW-230-1-AC2-D-B [208V]","215 W, 208 Vac Inverter",0.215,208,96,"N","Y","This component is specific to ACPV modules and is not available as an individual unit.",0.04,0.215,0.04,22,29,36,0.02,0.04,0.06,0.11,0.16,0.22,94.5,95.5,95.9,96,95.5,94.7,95.6,94.5,95.5,95.9,96.1,96,95.5,95.9,94.4,95.4,95.7,96.1,96.1,95.8,95.9]
["Westinghouse Solar","WLW-230-1-AC2-D-B [240V]","215 W, 240 Vac Inverter",0.215,240,96,"N","Y","This component is specific to ACPV modules and is not available as an individual unit.",0.04,0.215,0.04,22,29,36,0.02,0.04,0.06,0.11,0.16,0.22,94.5,95.5,95.9,96,95.5,94.7,95.6,94.5,95.5,95.9,96.1,96,95.5,95.9,94.4,95.4,95.7,96.1,96.1,95.8,95.9]
["Westinghouse Solar","WLW-235-1-AC0-D-B [208V]","215 W, 208 Vac Inverter",0.215,208,96,"N","Y","This component is specific to ACPV modules and is not available as an individual unit.",0.04,0.215,0.04,22,29,36,0.02,0.04,0.06,0.11,0.16,0.22,94.5,95.5,95.9,96,95.5,94.7,95.6,94.5,95.5,95.9,96.1,96,95.5,95.9,94.4,95.4,95.7,96.1,96.1,95.8,95.9]
["Westinghouse Solar","WLW-235-1-AC0-D-B [240V]","215 W, 240 Vac Inverter",0.215,240,96,"N","Y","This component is specific to ACPV modules and is not available as an individual unit.",0.04,0.215,0.04,22,29,36,0.02,0.04,0.06,0.11,0.16,0.22,94.5,95.5,95.9,96,95.5,94.7,95.6,94.5,95.5,95.9,96.1,96,95.5,95.9,94.4,95.4,95.7,96.1,96.1,95.8,95.9]
["Westinghouse Solar","WLW-235-1-AC2-D-B [208V]","215 W, 208 Vac Inverter",0.215,208,96,"N","Y","This component is specific to ACPV modules and is not available as an individual unit.",0.04,0.215,0.04,22,29,36,0.02,0.04,0.06,0.11,0.16,0.22,94.5,95.5,95.9,96,95.5,94.7,95.6,94.5,95.5,95.9,96.1,96,95.5,95.9,94.4,95.4,95.7,96.1,96.1,95.8,95.9]
["Westinghouse Solar","WLW-235-1-AC2-D-B [240V]","215 W, 240 Vac Inverter",0.215,240,96,"N","Y","This component is specific to ACPV modules and is not available as an individual unit.",0.04,0.215,0.04,22,29,36,0.02,0.04,0.06,0.11,0.16,0.22,94.5,95.5,95.9,96,95.5,94.7,95.6,94.5,95.5,95.9,96.1,96,95.5,95.9,94.4,95.4,95.7,96.1,96.1,95.8,95.9]
["Westinghouse Solar","WLW-240-1-AC0-D-B [208V]","215 W, 208 Vac Inverter",0.215,208,96,"N","Y","This component is specific to ACPV modules and is not available as an individual unit.",0.04,0.215,0.04,22,29,36,0.02,0.04,0.06,0.11,0.16,0.22,94.5,95.5,95.9,96,95.5,94.7,95.6,94.5,95.5,95.9,96.1,96,95.5,95.9,94.4,95.4,95.7,96.1,96.1,95.8,95.9]
["Westinghouse Solar","WLW-240-1-AC0-D-B [240V]","215 W, 240 Vac Inverter",0.215,240,96,"N","Y","This component is specific to ACPV modules and is not available as an individual unit.",0.04,0.215,0.04,22,29,36,0.02,0.04,0.06,0.11,0.16,0.22,94.5,95.5,95.9,96,95.5,94.7,95.6,94.5,95.5,95.9,96.1,96,95.5,95.9,94.4,95.4,95.7,96.1,96.1,95.8,95.9]
["Westinghouse Solar","WLW-240-1-AC2-D-B [208V]","215 W, 208 Vac Inverter",0.215,208,96,"N","Y","This component is specific to ACPV modules and is not available as an individual unit.",0.04,0.215,0.04,22,29,36,0.02,0.04,0.06,0.11,0.16,0.22,94.5,95.5,95.9,96,95.5,94.7,95.6,94.5,95.5,95.9,96.1,96,95.5,95.9,94.4,95.4,95.7,96.1,96.1,95.8,95.9]
["Westinghouse Solar","WLW-240-1-AC2-D-B [240V]","215 W, 240 Vac Inverter",0.215,240,96,"N","Y","This component is specific to ACPV modules and is not available as an individual unit.",0.04,0.215,0.04,22,29,36,0.02,0.04,0.06,0.11,0.16,0.22,94.5,95.5,95.9,96,95.5,94.7,95.6,94.5,95.5,95.9,96.1,96,95.5,95.9,94.4,95.4,95.7,96.1,96.1,95.8,95.9]
["Westinghouse Solar","WTW-240-1-AC2-D-B [208V]","215 W, 208 Vac Inverter",0.215,208,96,"N","Y","This component is specific to ACPV modules and is not available as an individual unit.",0.04,null,null,22,29,36,0.02,0.04,0.06,0.11,0.16,0.22,94.5,95.5,95.9,96,95.5,94.7,95.6,94.5,95.5,95.9,96.1,96,95.5,95.9,94.4,95.4,95.7,96.1,96.1,95.8,95.9]
["Westinghouse Solar","WTW-240-1-AC2-D-B [240V]","215 W, 240 Vac Inverter",0.215,240,96,"N","Y","This component is specific to ACPV modules and is not available as an individual unit.",0.04,null,null,22,29,36,0.02,0.04,0.06,0.11,0.16,0.22,94.5,95.5,95.9,96,95.5,94.7,95.6,94.5,95.5,95.9,96.1,96,95.5,95.9,94.4,95.4,95.7,96.1,96.1,95.8,95.9]
["Westinghouse Solar","WTW-245-1-AC2-D-B [208V]","215 W, 208 Vac Inverter",0.215,208,96,"N","Y","This component is specific to ACPV modules and is not available as an individual unit.",0.04,null,null,22,29,36,0.02,0.04,0.06,0.11,0.16,0.22,94.5,95.5,95.9,96,95.5,94.7,95.6,94.5,95.5,95.9,96.1,96,95.5,95.9,94.4,95.4,95.7,96.1,96.1,95.8,95.9]
["Westinghouse Solar","WTW-245-1-AC2-D-B [240V]","215 W, 240 Vac Inverter",0.215,240,96,"N","Y","This component is specific to ACPV modules and is not available as an individual unit.",0.04,null,null,22,29,36,0.02,0.04,0.06,0.11,0.16,0.22,94.5,95.5,95.9,96,95.5,94.7,95.6,94.5,95.5,95.9,96.1,96,95.5,95.9,94.4,95.4,95.7,96.1,96.1,95.8,95.9]
["Westinghouse Solar","WTW-250-1-AC2-D-B [208V]","215 W, 208 Vac Inverter",0.215,208,96,"N","Y","This component is specific to ACPV modules and is not available as an individual unit.",0.04,null,null,22,29,36,0.02,0.04,0.06,0.11,0.16,0.22,94.5,95.5,95.9,96,95.5,94.7,95.6,94.5,95.5,95.9,96.1,96,95.5,95.9,94.4,95.4,95.7,96.1,96.1,95.8,95.9]
["Westinghouse Solar","WTW-250-1-AC2-D-B [240V]","215 W, 240 Vac Inverter",0.215,240,96,"N","Y","This component is specific to ACPV modules and is not available as an individual unit.",0.04,null,null,22,29,36,0.02,0.04,0.06,0.11,0.16,0.22,94.5,95.5,95.9,96,95.5,94.7,95.6,94.5,95.5,95.9,96.1,96,95.5,95.9,94.4,95.4,95.7,96.1,96.1,95.8,95.9]
["Xantrex Technology","GT2.5-NA-DS-240 [240V]","2.5 kW, 240 Vac, 195-600 Vdc Grid Tie Inverter",2.5,240,94,"Y","N",null,1,2.5,1,100,266,480,0.25,0.5,0.75,1.25,1.88,2.5,88.5,92.7,94.1,94.8,94.8,94.5,94.4,87.7,92.3,93.7,94.5,94.6,94.4,94.1,86.3,90.9,92.6,93.8,94,93.8,93.3]
["Xantrex Technology","GT2.5-NA-DS-240-POS [240V]","2.5 kW, 240 Vac, 195-600 Vdc Grid Tie Inverter (positive ground)",2.5,240,94,"Y","N",null,1,2.5,1,100,266,480,0.25,0.5,0.75,1.25,1.88,2.5,88.5,92.7,94.1,94.8,94.8,94.5,94.4,87.7,92.3,93.7,94.5,94.6,94.4,94.1,86.3,90.9,92.6,93.8,94,93.8,93.3]
["Xantrex Technology","GT2.8-NA-240/208 [208V]","2.7 kW, 208 Vac, 195-600 Vdc Grid Tie Inverter",2.7,208,93.5,"Y","N",null,1,2.7,1,100,266,480,0.27,0.54,0.81,1.35,2.0249999999999999,2.7,88.7,93.1,94.1,94.6,94.5,94,94.1,88,92.8,93.8,94.4,94.3,93.8,93.9,84.6,90.6,92.3,93.4,93.4,92.5,92.7]
["Xantrex Technology","GT2.8-NA-240/208 [240V]","2.8 kW, 240 Vac, 195-600 Vdc Grid Tie Inverter",2.8,240,94,"Y","N",null,1.3,2.8,1.3,100,266,480,0.28000000000000003,0.56000000000000005,0.84,1.4,2.1,2.8,89.3,93.5,94.4,95,94.8,94.4,94.5,88.6,93.1,94.2,94.7,94.6,94.2,94.3,85.3,91,92.7,93.8,93.7,92.7,93.1]
["Xantrex Technology","GT3.0-NA-DS-240 [240V]","3.0 kW, 240 Vac, 195-600 Vdc Grid Tie Inverter",3,240,94.5,"Y","N",null,1,3,1,100,266,480,0.3,0.6,0.9,1.5,2.25,3,90.2,93.7,94.6,95,95,94.6,94.7,89.5,93.7,94.5,95,95,94.6,94.6,88.7,92.6,94,94.6,94.6,94.3,94.2]
["Xantrex Technology","GT3.0-NA-DS-240-POS [240V]","3.0 kW, 240 Vac, 195-600 Vdc Grid Tie Inverter (positive ground)",3,240,94.5,"Y","N",null,1,3,1,100,266,480,0.3,0.6,0.9,1.5,2.25,3,90.2,93.7,94.6,95,95,94.6,94.7,89.5,93.7,94.5,95,95,94.6,94.6,88.7,92.6,94,94.6,94.6,94.3,94.2]
["Xantrex Technology","GT3.3N-NA-240/208 [208V]","3.1 kW, 208 Vac, 195-600 Vdc Grid Tie Inverter",3.1,208,95,"Y","N",null,1.24,3.1,1.24,100,250,400,0.31,0.62,0.93,1.55,2.3250000000000002,3.1,91.4,94.7,95.4,95.6,95.5,95.1,95.3,90.9,94.4,95.2,95.6,95.4,95.1,95.2,89.3,93.4,94.5,95.2,95.2,94.9,94.7]
["Xantrex Technology","SW4048 [120V]","4.0 kVA, 48 Vdc, 120 Vac, Trace Engr. batt bkp, sine wave Inverter (with GTI)",3.2109999999999999,120,90.5,"Y","N",null,26.2,null,null,100,53.2,60,0.3211,0.64229999999999998,0.96340000000000003,1.6060000000000001,2.4079999999999999,3.2109999999999999,92.7,94.3,94.1,92.2,88.5,85.5,90.3,92.8,93.7,93.6,91.8,89.1,84.8,90.4,91.1,92.9,93.1,91.2,89.3,85,90.2]
["Xantrex Technology","SW4024 [120V]","4.0 kVA, 24 Vdc, 120 Vac, Trace Engr. batt bkp, sine wave Inverter (with GTI)",3.2970000000000002,120,89,"Y","N",null,27.7,null,null,100,26.8,30,0.32969999999999999,0.65939999999999999,0.98909999999999998,1.649,2.4729999999999999,3.2970000000000002,92,93.6,93.3,90.9,88.4,83.7,89.7,91.3,93.1,93,91,87.5,83.1,89.1,88.9,92.3,92.4,90.7,87.1,83,88.6]
["Xantrex Technology","GT3.3-NA-DS-208 [208V]","3.3 kW, 208 Vac, 195-600 Vdc Grid Tie Inverter",3.3,208,94,"Y","N",null,1,3.3,1,100,266,480,0.33,0.66,0.99,1.65,2.48,3.3,90.1,93.3,94.2,94.6,94.3,93.6,94.1,89.5,93.2,94.1,94.6,94.3,93.6,94.1,87.2,91.7,93.2,93.9,93.7,93.1,93.3]
["Xantrex Technology","GT3.3-NA-DS-208-POS [208V]","3.3 kW, 208 Vac, 195-600 Vdc Grid Tie Inverter",3.3,208,94,"Y","N",null,1,3.3,1,100,266,480,0.33,0.66,0.99,1.65,2.48,3.3,90.1,93.3,94.2,94.6,94.3,93.6,94.1,89.5,93.2,94.1,94.6,94.3,93.6,94.1,87.2,91.7,93.2,93.9,93.7,93.1,93.3]
["Xantrex Technology","GT3.3-NA-DS-240 [240V]","3.3 kW, 240 Vac, 195-600 Vdc Grid Tie Inverter",3.3,240,94.5,"Y","N",null,1,3.3,1,100,266,480,0.33,0.66,0.99,1.65,2.48,3.3,90.6,93.8,94.9,95.3,95.1,94.6,94.9,90.1,93.7,94.6,95.1,95,94.4,94.7,87.2,91.9,93.4,94.4,94.3,93.8,93.8]
["Xantrex Technology","GT3.3-NA-DS-240-POS [240V]","3.3 kW, 240 Vac, 195-600 Vdc Grid Tie Inverter",3.3,240,94.5,"Y","N",null,1,3.3,1,100,266,480,0.33,0.66,0.99,1.65,2.48,3.3,90.6,93.8,94.9,95.3,95.1,94.6,94.9,90.1,93.7,94.6,95.1,95,94.4,94.7,87.2,91.9,93.4,94.4,94.3,93.8,93.8]
["Xantrex Technology","GT3.3N-NA-240/208 [240V]","3.3 kW, 240 Vac, 195-600 Vdc Grid Tie Inverter",3.3,240,95.5,"Y","N",null,1.52,3.3,1.52,100,250,400,0.33,0.66,0.99,1.65,2.4750000000000001,3.3,91.9,95,95.7,95.9,95.9,95.5,95.6,91.4,94.7,95.5,95.9,95.7,95.4,95.5,89.8,93.6,94.8,95.4,95.3,95.2,95]
["Xantrex Technology","GT3.8-NA-240/208 UL-05 [208V]","3.5 kW, 208 Vac, 195-600 Vdc Grid Tie Inverter",3.5,208,95,"Y","N",null,1,3.5,1,100,266,480,0.35,0.7,1.05,1.75,2.63,3.5,91.8,94.9,95.5,95.6,95.2,94.7,95.15,91.3,94.6,95.3,95.5,95.1,94.6,94.98,90,93.6,94.6,95.1,94.7,94.3,94.49]
["Xantrex Technology","GT3.8-NA-240/208 UL-05 [240V]","3.8 kW, 240 Vac, 195-600 Vdc Grid Tie Inverter",3.8,240,95,"Y","N",null,1,3.8,1,100,266,480,0.38,0.76,1.1399999999999999,1.9,2.85,3.8,92.5,95.2,95.8,95.9,95.6,95,95.51,92,95,95.6,95.7,95.5,94.9,95.37,90.8,94.1,95,95.3,95,94.6,94.85]
["Xantrex Technology","GT3.8-NA-DS-240 [240V]","3.8 kW, 240 Vac, 195-600 Vdc Grid Tie Inverter",3.8,240,95,"Y","N",null,1,3.8,1,100,266,480,0.38,0.76,1.1399999999999999,1.9,2.85,3.8,93,95.2,95.7,95.7,95.4,94.5,95.3,92.3,95,95.5,95.6,95.3,94.6,95.2,91.2,94.2,94.8,95.1,95,94.3,94.7]
["Xantrex Technology","GT3.8-NA-DS-240-POS [240V]","3.8 kW, 240 Vac, 195-600 Vdc Grid Tie Inverter (positive ground)",3.8,240,95,"Y","N",null,1,3.8,1,100,266,480,0.38,0.76,1.1399999999999999,1.9,2.85,3.8,93,95.2,95.7,95.7,95.4,94.5,95.3,92.3,95,95.5,95.6,95.3,94.6,95.2,91.2,94.2,94.8,95.1,95,94.3,94.7]
["Xantrex Technology","GT4.0N-NA-240/208 [208V]","3.8 kW, 208 Vac, 195-600 Vdc Grid Tie Inverter",3.8,208,95,"Y","N",null,0.99,3.8,0.99,100,300,480,0.38,0.76,1.1399999999999999,1.9,2.85,3.8,91.7,94.8,95.5,95.7,95.4,95.1,95.3,91,94.6,95.3,95.6,95.4,94.9,95.2,90.2,93.6,94.7,95.1,95.1,94.7,94.7]
["Xantrex Technology","GT4.0N-NA-240/208 [240V]","4.0 kW, 240 Vac, 195-600 Vdc Grid Tie Inverter",4,240,95.5,"Y","N",null,1.1000000000000001,4,1.1000000000000001,100,300,480,0.4,0.8,1.2,2,3,4,92.2,95.1,95.8,96,95.8,95.5,95.7,91.6,94.9,95.7,95.9,95.8,95.3,95.5,90.7,94.2,95,95.5,95.4,95.1,95.1]
["Xantrex Technology","SW5548 [120V]","5.5 kVA, 48Vdc, 120Vac, Trace Engr. batt bkp, sine wave Inverter (with GTI)",4.2649999999999997,120,91,"Y","N",null,34.1,null,null,100,53.2,60,0.42649999999999999,0.85289999999999999,1.2789999999999999,2.1320000000000001,3.198,4.2649999999999997,92.9,94.7,94.4,92.2,90,87.1,91.2,92.1,94.2,94.2,92.3,89.6,86.2,90.9,90.1,93.4,93.6,92,89,86.4,90.3]
["Xantrex Technology","GT5.0-NA-240/208 [208V]","5.0 kW, 208 Vac, 195-600 Vdc Grid Tie Inverter",4.5,208,95,"Y","N",null,1,4.5,1,100,300,480,0.45,0.9,1.35,2.25,3.375,4.5,92.1,94.9,95.5,95.5,94.9,94.3,95,91.8,94.7,95.3,95.4,94.9,94.3,94.9,90.5,93.9,94.6,95,94.7,94.2,94.5]
["Xantrex Technology","GT5.0-NA-240/208 [240V]","5.0 kW, 240 Vac, 195-600 Vdc Grid Tie Inverter",5,240,95.5,"Y","N",null,1,5,1,100,300,480,0.5,1,1.5,2.5,3.75,5,93.2,95.5,95.9,95.9,95.5,94.8,95.5,92.7,95.3,95.8,95.8,95.4,94.8,95.4,91.5,94.6,95.3,95.4,95.1,94.5,95]
["Xantrex Technology","GT5.0-NA-DS-240 [240V]","5.0 kW, 240 Vac, 195-600 Vdc Grid Tie Inverter",5,240,95.5,"Y","N",null,1,5,1,100,300,480,0.5,1,1.5,2.5,3.75,5,93.6,95.7,96,96.1,95.5,94.8,95.6,93.2,95.6,95.9,95.9,95.5,94.8,95.5,92.3,94.8,95.5,95.6,95.2,94.6,95.2]
["Xantrex Technology","PV10-208 [208V]","10 kW, 208 Vac, 3-phase Utility Interactive Inverter with 208 Vac Transformer",10.19,208,90,"Y","N",null,203.3,null,null,330,368,480,1.02,2.04,3.06,5.0999999999999996,7.64,10.19,78.5,86.5,89.2,91.8,92.8,92.9,91.3,77,84.7,88.3,91.1,91.7,92.3,90.3,73,82.9,86.8,89.4,90.7,90.7,88.9]
["Xantrex Technology","PV10-480 [208V]","10 kW, 208 Vac, 3-phase Utility Interactive Inverter with 480 Vac Transformer",10.24,208,92,"Y","N",null,114.2,null,null,330,368,480,1.02,2.0499999999999998,3.07,5.12,7.68,10.24,83.3,89.6,91.9,93.5,94,93.9,93,82,88.8,91.2,92.8,93.4,93.3,92.3,79.400000000000006,86.1,89.1,91.1,91.9,91.7,90.6]
["Xantrex Technology","PV15-480 [208V]","15 kW, 208 Vac, 3-phase Utility Interactive Inverter with 480 Vac Transformer",15.28,208,91.5,"Y","N",null,171.6,null,null,330,368,480,1.53,3.06,4.58,7.64,11.46,15.28,79.3,89.3,91.5,93.2,93.7,93.6,92.5,78,88,90.6,92.3,92.9,92.7,91.6,74.099999999999994,85.6,88.7,90.6,91.6,90.7,90]
["Xantrex Technology","PV15-208 [208V]","15 kW, 208 Vac, 3-phase Utility Interactive Inverter with 208 Vac Transformer",15.31,208,91.5,"Y","N",null,165.2,null,null,330,368,480,1.53,3.06,4.59,7.66,11.49,15.31,83.3,89.7,91.6,93.4,93.8,93.8,92.8,81.7,88,90.8,92.4,93.2,92.9,92,78.3,85.5,88.7,90.6,91.7,90.9,90.2]
["Xantrex Technology","PV20-480 [208V]","20 kW, 208 Vac, 3-phase Utility Interactive Inverter with 480 Vac Transformer",20.32,208,92,"Y","N",null,203.3,null,null,330,368,480,2.0299999999999998,4.0599999999999996,6.1,10.16,15.24,20.32,85.1,90.7,92.6,93.5,93.8,93.7,93.1,84.4,89.6,91.7,93.4,93.5,92.9,92.7,81.900000000000006,87.6,90,91.3,91.7,90.5,90.8]
["Xantrex Technology","PV20-208 [208V]","20 kW, 208 Vac, 3-phase Utility Interactive Inverter with 208 Vac Transformer",20.49,208,92,"Y","N",null,210.6,null,null,330,368,480,2.0499999999999998,4.0999999999999996,6.15,10.25,15.37,20.49,84.7,90.3,92.3,93.8,94,93.8,93.2,83.9,89.7,91.6,93.1,93.4,93,92.5,81.3,87.1,89.9,91.3,91.7,90.7,90.7]
["Xantrex Technology","PV30-480 [208V]","30 kW, 208 Vac, 3-phase Utility Interactive Inverter with 480 Vac Transformer",29.97,208,92,"Y","N",null,454.8,null,null,330,368,480,3,5.99,8.99,14.99,22.48,29.97,83.1,89.8,91.9,93.3,93.5,93.5,92.7,82.1,89.6,91.2,92.9,93.3,93.1,92.3,80,87.2,89.9,91.2,92.3,91.8,91]
["Xantrex Technology","PV30-208 [208V]","30 kW, 208 Vac, 3-phase Utility Interactive Inverter with 208 Vac Transformer",30.29,208,92,"Y","N",null,415,null,null,330,368,480,3.03,6.06,9.09,15.15,22.72,30.29,83.9,89.9,91.8,93.3,93.9,93.8,92.9,83,88.8,91,92.5,93.5,93.2,92.3,79.900000000000006,86.4,89.2,91.1,92.5,92,91]
["Xantrex Technology","PV45-480 [208V]","45 kW, 208 Vac, 3-phase Utility Interactive Inverter with 480 Vac Transformer",45.21,208,92,"Y","N",null,595.6,null,null,330,368,480,4.5199999999999996,9.0399999999999991,13.56,22.6,33.909999999999997,45.21,83.3,89.6,91.7,93.1,93.4,93.1,92.5,83.1,89.2,91.2,92.6,92.8,92.6,92,81.2,87.8,90,91.6,92,91.2,91]
["Xantrex Technology","PV45-208 [208V]","45 kW, 208 Vac, 3-phase Utility Interactive Inverter with 208 Vac Transformer",45.35,208,92.5,"Y","N",null,489,null,null,330,368,480,4.53,9.07,13.6,22.67,34.01,45.35,85,90.7,92.5,93.8,94.1,93.8,93.3,84.4,90.3,91.9,93.3,93.6,93.6,92.8,83.1,88.9,91,92.3,92.6,92.1,91.7]
["Xantrex Technology","PV100S-480 [480V]","100 kW 480 Vac, 330-600 Vdc Inverter System with Automatic Transformer Disconnect",100.3,480,93,"Y","N",null,94.6,null,null,330,368,480,10.029999999999999,20.059999999999999,30.09,50.15,75.22,100.3,85.1,90.6,92.6,93.9,94.1,93.7,93.3,84.9,90.3,92.4,93.8,93.8,93.4,93.1,83.4,89,91.2,92.6,92.8,92.3,92]
["Xantrex Technology","PV100S-208 [208V]","100 kW 208 Vac, 330-600 Vdc Inverter System with Automatic Transformer Disconnect",101,208,92.5,"Y","N",null,86.6,null,null,330,368,480,10.1,20.21,30.31,50.52,75.78,101,84.3,90.4,92.6,93.8,94,93.8,93.2,84.5,90.3,92.4,93.6,93.8,93.6,93,83,88.9,91.2,92.4,92.7,92.3,91.9]
["Xantrex Technology","PV100S-480-HE [480V]","100 kW 480 Vac, 330-600 Vdc Inverter System with Automatic Transformer Disconnect",101.1,480,95,"Y","N",null,96,null,null,300,345,480,10.11,20.22,30.33,50.56,75.83,101.1,89.4,93.4,94.8,95.7,95.8,95.6,95.3,88.7,93,94.4,95.3,95.5,95.3,94.9,87.3,91.9,93.5,94.5,94.8,94.6,94.1]
["Xantrex Technology","PV100S-208-HE [208V]","100 kW 208 Vac, 330-600 Vdc Inverter System with Automatic Transformer Disconnect",101.3,208,94.5,"Y","N",null,100,null,null,300,345,480,10.130000000000001,20.260000000000002,30.39,50.65,75.97,101.3,89.6,93.4,94.8,95.6,95.7,95.2,95.2,88,93,94.4,95.2,95.3,95.1,94.8,87.4,91.8,93.4,94.5,94.7,94.4,94]
["Xantrex Technology","PV225S-480-P [480V]","225 kW 480 Vac, 330-600 Vdc Inverter System with Automatic Transformer Disconnect",225.3,480,94.5,"Y","N",null,107,null,null,300,345,480,22.53,45.05,67.58,112.6,169,225.3,89.4,93.7,94.8,95.4,95.3,95.1,94.9,88.5,93.2,94.4,95,95,94.8,94.6,87.2,92.1,93.4,94.3,94.3,93.9,93.8]
["Xantrex Technology","PV225S-480 [480V]","225 kW 480 Vac, 330-600 Vdc Inverter System with Automatic Transformer Disconnect",227.3,480,93.5,"Y","N",null,103.8,null,null,330,368,480,22.73,45.46,68.19,113.7,170.5,227.3,88.5,92.7,94.1,94.9,94.9,94.6,94.4,87.4,92.1,93.6,94.7,94.5,94,94,84.5,89.7,91.5,92.6,92.6,92.5,92]
["Xslent Energy Technologies","XPX A1000 [120V]","180 W, 120 Vac, 1-phase Utility Interactive Smart Grid Inverter",0.18,120,89,"N","Y",null,0.32,null,null,21,28,35,1.7999999999999999E-2,3.5999999999999997E-2,5.3999999999999999E-2,0.09,0.13500000000000001,0.18,75.77,83.35,87.45,90.25,90.79,90.95,89.31,76.239999999999995,84.34,86.22,89.87,91.11,91.23,89.34,71.27,81.84,86.44,89.15,90.88,91.27,88.77]
["Yaskawa Solectria Solar","PVI 1800-208 [208V]","1800 W, 208 Vac Grid-Tied Solar PV Inverter",1.8,208,92.5,"Y","N","Formerly \"Solectria Renewables, LLC\"",0.26,1.8,0.26,100,290,320,0.18,0.36,0.54,0.9,1.35,1.8,83.5,90,91.6,92.5,92.8,92.4,92,84,91.4,91.6,93.1,93.4,93.5,92.6,84.8,90.4,92.1,93.4,93.6,93.5,92.8,null,"2018-02-15"]
["Yaskawa Solectria Solar","PVI 1800-240 [240V]","1800 W, 240 Vac Grid-Tied Solar PV Inverter",1.8,240,92.5,"Y","N","Formerly \"Solectria Renewables, LLC\"",0.14000000000000001,1.8,0.14000000000000001,100,290,320,0.18,0.36,0.54,0.9,1.35,1.8,83.6,89.6,91.2,92.3,92.6,92.3,91.8,84.1,90.1,91.8,93.2,93.4,93.2,92.6,85,90.1,92.2,93.3,93.5,93.3,92.8,null,"2018-02-15"]
["Yaskawa Solectria Solar","PVI 2500-208 [208V]","2500 W, 208 Vac Grid-Tied Solar PV Inverter",2.5,208,92,"Y","N","Formerly \"Solectria Renewables, LLC\"",0.1,2.5,0.1,100,290,320,0.25,0.5,0.75,1.25,1.88,2.5,85.3,90.2,91.6,92.1,91.8,90.8,91.4,86.7,90.7,92.3,92.7,92.6,92.1,92.2,86.6,91,92.4,93,92.5,92,92.3,null,"2018-02-15"]
["Yaskawa Solectria Solar","PVI 2500-240 [240V]","2500 W, 240 Vac Grid-Tied Solar PV Inverter",2.5,240,93,"Y","N","Formerly \"Solectria Renewables, LLC\"",0.32,2.5,0.32,100,290,320,0.25,0.5,0.75,1.25,1.88,2.5,86.5,91.2,92.7,93.1,92.6,91.7,92.4,86.8,91.7,93.1,93.7,93.6,92.9,93.2,87.6,92.1,93.3,93.8,93.6,93,93.3,null,"2018-02-15"]
["Yaskawa Solectria Solar","PVI 3000-208 [208V]","2.7 kW, 208 Vac Utility Interactive Inverter",2.7,208,95.5,"Y","N","Formerly \"Solectria Renewables, LLC\"",0.5,null,null,100,250,400,0.27,0.54,0.81,1.35,2.0299999999999998,2.7,90.7,94.5,95.8,96.4,96.3,95.9,95.9,89.8,94.1,95.5,96.2,96.2,95.8,95.7,88.2,92.5,94.3,95.5,95.6,95.3,94.9,null,"2018-02-15"]
["Yaskawa Solectria Solar","PVI 3000-POS-208 [208V]","2.7 kW, 208 Vac Utility Interactive Inverter",2.7,208,95.5,"Y","N","Formerly \"Solectria Renewables, LLC\"",0.5,null,null,100,250,400,0.27,0.54,0.81,1.35,2.0299999999999998,2.7,90.7,94.5,95.8,96.4,96.3,95.9,95.9,89.8,94.1,95.5,96.2,96.2,95.8,95.7,88.2,92.5,94.3,95.5,95.6,95.3,94.9,null,"2018-02-15"]
["Yaskawa Solectria Solar","PVI 3000S [208V]","2.8 kW, 208 Vac Utility Interactive Inverter",2.81,208,95.5,"Y","N","Formerly \"Solectria Renewables, LLC\"",0.35,null,null,100,275,400,0.28000000000000003,0.56000000000000005,0.84,1.41,2.11,2.81,89.4,94.4,95.5,96.2,96.2,95.9,95.8,88.7,93.8,95.2,95.9,96,95.7,95.5,86.5,92.1,94,95.1,95.3,95.2,94.6,null,"2018-02-15"]
["Yaskawa Solectria Solar","PVI 3000S-P [208V]","2.8 kW, 208 Vac Utility Interactive Inverter",2.81,208,95.5,"Y","N","Formerly \"Solectria Renewables, LLC\"",0.35,null,null,100,275,400,0.28000000000000003,0.56000000000000005,0.84,1.41,2.11,2.81,89.4,94.4,95.5,96.2,96.2,95.9,95.8,88.7,93.8,95.2,95.9,96,95.7,95.5,86.5,92.1,94,95.1,95.3,95.2,94.6,null,"2018-02-15"]
["Yaskawa Solectria Solar","PVI 3000-240 [240V]","3 kW, 240 Vac Utility Interactive Inverter",2.9,240,96,"Y","N","Formerly \"Solectria Renewables, LLC\"",0.5,null,null,100,250,400,0.28999999999999998,0.57999999999999996,0.87,1.45,2.1800000000000002,2.9,91.9,95.1,96.2,96.7,96.5,96.1,96.3,91.3,94.7,95.9,96.5,96.4,96,96.1,89.3,93.3,94.8,95.8,95.8,95.4,95.3,null,"2018-02-15"]
["Yaskawa Solectria Solar","PVI 3000-POS-240 [240V]","3 kW, 240 Vac Utility Interactive Inverter",2.9,240,96,"Y","N","Formerly \"Solectria Renewables, LLC\"",0.5,null,null,100,250,400,0.28999999999999998,0.57999999999999996,0.87,1.45,2.1800000000000002,2.9,91.9,95.1,96.2,96.7,96.5,96.1,96.3,91.3,94.7,95.9,96.5,96.4,96,96.1,89.3,93.3,94.8,95.8,95.8,95.4,95.3,null,"2018-02-15"]
["Yaskawa Solectria Solar","PVI 3000S [240V]","2.7 kW, 240 Vac Utility Interactive Inverter",3.01,240,96,"Y","N","Formerly \"Solectria Renewables, LLC\"",0.47,null,null,100,275,400,0.3,0.6,0.9,1.51,2.2599999999999998,3.01,90.6,95,96,96.6,96.6,96.2,96.2,89.8,94.4,95.6,96.4,96.4,96,95.9,87.7,92.9,94.5,95.6,95.8,95.5,95.1,null,"2018-02-15"]
["Yaskawa Solectria Solar","PVI 3000S-P [240V]","2.9 kW, 240 Vac Utility Interactive Inverter",3.01,240,96,"Y","N","Formerly \"Solectria Renewables, LLC\"",0.47,null,null,100,275,400,0.3,0.6,0.9,1.51,2.2599999999999998,3.01,90.6,95,96,96.6,96.6,96.2,96.2,89.8,94.4,95.6,96.4,96.4,96,95.9,87.7,92.9,94.5,95.6,95.8,95.5,95.1,null,"2018-02-15"]
["Yaskawa Solectria Solar","PVI 3800TL [208V]","3.8 kW, non-isolated PV Inverter",3.32,208,97.5,"Y","N","Formerly \"Solectria Renewables, LLC\"",1.1399999999999999,null,null,100,380,500,0.33,0.66,1,1.66,2.4900000000000002,3.32,94.6,96.1,97,97.3,97.1,96.8,97,96.3,96.9,97.8,97.9,98.1,97.5,97.8,95.9,95.8,96.9,97.4,97.4,97.1,97.2,null,"2018-02-15"]
["Yaskawa Solectria Solar","PVI 4000-208 [208V]","3.4 kW, 208 Vac Utility Interactive Inverter",3.4,208,95.5,"Y","N","Formerly \"Solectria Renewables, LLC\"",0.5,null,null,100,250,400,0.34,0.68,1.02,1.7,2.5499999999999998,3.4,92.4,95.4,96.3,96.5,96.1,95.3,96,91.8,95.1,96,96.3,96,95.2,95.8,90.1,93.8,95.1,95.7,95.5,94.9,95.2,null,"2018-02-15"]
["Yaskawa Solectria Solar","PVI 4000-POS-208 [208V]","3.4 kW, 208 Vac Utility Interactive Inverter",3.4,208,95.5,"Y","N","Formerly \"Solectria Renewables, LLC\"",0.5,null,null,100,250,400,0.34,0.68,1.02,1.7,2.5499999999999998,3.4,92.4,95.4,96.3,96.5,96.1,95.3,96,91.8,95.1,96,96.3,96,95.2,95.8,90.1,93.8,95.1,95.7,95.5,94.9,95.2,null,"2018-02-15"]
["Yaskawa Solectria Solar","PVI 4000S [208V]","3.4 kW, 208 Vac Utility Interactive Inverter",3.51,208,95.5,"Y","N","Formerly \"Solectria Renewables, LLC\"",0.35,null,null,100,275,400,0.35,0.7,1.05,1.76,2.63,3.51,91.3,95.1,96,96.3,96.1,95.4,95.9,90.4,94.7,95.7,96,95.9,95.3,95.6,88.4,93.3,94.7,95.3,95.3,94.7,94.8,null,"2018-02-15"]
["Yaskawa Solectria Solar","PVI 4000S-P [208V]","3.5 kW, 208 Vac Utility Interactive Inverter",3.51,208,95.5,"Y","N","Formerly \"Solectria Renewables, LLC\"",0.35,null,null,100,275,400,0.35,0.7,1.05,1.76,2.63,3.51,91.3,95.1,96,96.3,96.1,95.4,95.9,90.4,94.7,95.7,96,95.9,95.3,95.6,88.4,93.3,94.7,95.3,95.3,94.7,94.8,null,"2018-02-15"]
["Yaskawa Solectria Solar","PVI 3800TL [240V]","3.8 kW, non-isolated PV Inverter",3.81,240,97.5,"Y","N","Formerly \"Solectria Renewables, LLC\"",1.19,null,null,100,380,500,0.38,0.76,1.1399999999999999,1.91,2.86,3.81,94.1,95.9,96.9,97.3,97.2,96.8,97,95.5,96.9,98,98.3,98.1,98,98,94.6,95.6,97.3,97.8,97.8,97.6,97.5,null,"2018-02-15"]
["Yaskawa Solectria Solar","PVI 4000-240 [240V]","3.9 kW, 240 Vac Utility Interactive Inverter",3.9,240,96,"Y","N","Formerly \"Solectria Renewables, LLC\"",0.5,null,null,100,250,400,0.39,0.78,1.17,1.95,2.93,3.9,93,95.7,96.5,96.7,96.1,95.5,96.1,92.9,95.6,96.4,96.5,96,95.4,96,90,93.7,95.2,95.7,95.5,95,95.2,null,"2018-02-15"]
["Yaskawa Solectria Solar","PVI 4000-POS-240 [240V]","3.9 kW, 240 Vac Utility Interactive Inverter",3.9,240,96,"Y","N","Formerly \"Solectria Renewables, LLC\"",0.5,null,null,100,250,400,0.39,0.78,1.17,1.95,2.93,3.9,93,95.7,96.5,96.7,96.1,95.5,96.1,92.9,95.6,96.4,96.5,96,95.4,96,90,93.7,95.2,95.7,95.5,95,95.2,null,"2018-02-15"]
["Yaskawa Solectria Solar","PVI 4000S [240V]","4 kW, 240 Vac Utility Interactive Inverter",4.0199999999999996,240,96,"Y","N","Formerly \"Solectria Renewables, LLC\"",0.47,null,null,100,275,400,0.4,0.8,1.21,2.0099999999999998,3.02,4.0199999999999996,92.6,95.7,96.4,96.5,96.3,95.5,96.1,91.8,95.3,96.1,96.3,96.1,95.4,95.9,90,94.1,95.2,95.7,95.5,94.9,95.2,null,"2018-02-15"]
["Yaskawa Solectria Solar","PVI 4000S-P [240V]","4 kW, 240 Vac Utility Interactive Inverter",4.0199999999999996,240,96,"Y","N","Formerly \"Solectria Renewables, LLC\"",0.47,null,null,100,275,400,0.4,0.8,1.21,2.0099999999999998,3.02,4.0199999999999996,92.6,95.7,96.4,96.5,96.3,95.5,96.1,91.8,95.3,96.1,96.3,96.1,95.4,95.9,90,94.1,95.2,95.7,95.5,94.9,95.2,null,"2018-02-15"]
["Yaskawa Solectria Solar","PVI 5000-208 [208V]","4.3 kW, 208 Vac Utility Interactive Inverter",4.3,208,96,"Y","N","Formerly \"Solectria Renewables, LLC\"",0.5,null,null,100,275,400,0.43,0.86,1.29,2.15,3.23,4.3,93.3,95.5,96.2,96.4,96.1,95.6,96,92.7,95.2,95.9,96.2,96,95.5,95.8,91.4,94.2,95.2,95.8,95.7,95.2,95.4,null,"2018-02-15"]
["Yaskawa Solectria Solar","PVI 5000-POS-208 [208V]","4.3 kW, 208 Vac Utility Interactive Inverter",4.3,208,96,"Y","N","Formerly \"Solectria Renewables, LLC\"",0.5,null,null,100,275,400,0.43,0.86,1.29,2.15,3.23,4.3,93.3,95.5,96.2,96.4,96.1,95.6,96,92.7,95.2,95.9,96.2,96,95.5,95.8,91.4,94.2,95.2,95.8,95.7,95.2,95.4,null,"2018-02-15"]
["Yaskawa Solectria Solar","PVI 5000S [208V]","4.3 kW, 208 Vac Utility Interactive Inverter",4.4000000000000004,208,96,"Y","N","Formerly \"Solectria Renewables, LLC\"",0.47,null,null,100,275,400,0.44,0.88,1.32,2.2000000000000002,3.3,4.4000000000000004,92.9,95.8,96.5,96.8,96.6,95.9,96.4,92.2,95.3,96.2,96.4,96.2,95.5,96,90.1,93.9,95,95.7,95.6,95.2,95.2,null,"2018-02-15"]
["Yaskawa Solectria Solar","PVI 5000S-P [208V]","4.3 kW, 208 Vac Utility Interactive Inverter",4.4000000000000004,208,96,"Y","N","Formerly \"Solectria Renewables, LLC\"",0.47,null,null,100,275,400,0.44,0.88,1.32,2.2000000000000002,3.3,4.4000000000000004,92.9,95.8,96.5,96.8,96.6,95.9,96.4,92.2,95.3,96.2,96.4,96.2,95.5,96,90.1,93.9,95,95.7,95.6,95.2,95.2,null,"2018-02-15"]
["Yaskawa Solectria Solar","PVI 5300-208 [208V]","4.6 kW, 208 Vac Utility Interactive Inverter",4.5999999999999996,208,95.5,"Y","N","Formerly \"Solectria Renewables, LLC\"",0.5,null,null,100,275,400,0.46,0.92,1.38,2.2999999999999998,3.45,4.5999999999999996,93.5,95.6,96.2,96.1,95.9,95.3,95.9,93,95.3,96,95.9,95.9,95.2,95.7,91.7,94.4,95.2,95.7,95.5,95,95.3,null,"2018-02-15"]
["Yaskawa Solectria Solar","PVI 5300-POS-208 [208V]","4.6 kW, 208 Vac Utility Interactive Inverter",4.5999999999999996,208,95.5,"Y","N","Formerly \"Solectria Renewables, LLC\"",0.5,null,null,100,275,400,0.46,0.92,1.38,2.2999999999999998,3.45,4.5999999999999996,93.5,95.6,96.2,96.1,95.9,95.3,95.9,93,95.3,96,95.9,95.9,95.2,95.7,91.7,94.4,95.2,95.7,95.5,95,95.3,null,"2018-02-15"]
["Yaskawa Solectria Solar","PVI 5000-240 [240V]","4.6 kW, 208 Vac Utility Interactive Inverter",4.9000000000000004,240,96,"Y","N","Formerly \"Solectria Renewables, LLC\"",0.5,null,null,100,275,400,0.49,0.98,1.47,2.4500000000000002,3.68,4.9000000000000004,93.9,96,96.5,96.6,96.2,95.6,96.2,93.4,95.7,96.3,96.5,96,95.4,96,92.1,94.8,95.7,96,95.8,95.2,95.6,null,"2018-02-15"]
["Yaskawa Solectria Solar","PVI 5000-POS-240 [240V]","4.9 kW, 240 Vac Utility Interactive Inverter",4.9000000000000004,240,96,"Y","N","Formerly \"Solectria Renewables, LLC\"",0.5,null,null,100,275,400,0.49,0.98,1.47,2.4500000000000002,3.68,4.9000000000000004,93.9,96,96.5,96.6,96.2,95.6,96.2,93.4,95.7,96.3,96.5,96,95.4,96,92.1,94.8,95.7,96,95.8,95.2,95.6,null,"2018-02-15"]
["Yaskawa Solectria Solar","PVI 5000S [240V]","4.9 kW, 240 Vac Utility Interactive Inverter",5.01,240,96,"Y","N","Formerly \"Solectria Renewables, LLC\"",0.47,null,null,100,275,400,0.5,1,1.5,2.5099999999999998,3.76,5.01,93.9,96.1,96.6,96.7,96.4,95.7,96.3,92.7,95.8,96.4,96.5,96.2,95.6,96.1,91.2,94.7,95.7,96.1,95.9,95.4,95.7,null,"2018-02-15"]
["Yaskawa Solectria Solar","PVI 5000S-P [240V]","5 kW, 240 Vac Utility Interactive Inverter",5.01,240,96,"Y","N","Formerly \"Solectria Renewables, LLC\"",0.47,null,null,100,275,400,0.5,1,1.5,2.5099999999999998,3.76,5.01,93.9,96.1,96.6,96.7,96.4,95.7,96.3,92.7,95.8,96.4,96.5,96.2,95.6,96.1,91.2,94.7,95.7,96.1,95.9,95.4,95.7,null,"2018-02-15"]
["Yaskawa Solectria Solar","PVI 5200TL [208V]","5.2 kVA, 1-phase, transformerless Utility Interactive Inverter",5.2,208,97.5,"Y","N","Formerly \"Solectria Renewables, LLC\"",1.31,null,null,100,380,500,0.52,1.04,1.56,2.6,3.9,5.2,93.6,95.6,96.3,97.2,97.1,96.8,96.8,95.2,96.6,97.5,98,98,97.7,97.7,93.6,96.3,97,97.7,97.7,97.5,97.4,null,"2018-02-15"]
["Yaskawa Solectria Solar","PVI 5200TL [240V]","5.2 kVA, 1-phase, transformerless Utility Interactive Inverter",5.2,240,97.5,"Y","N","Formerly \"Solectria Renewables, LLC\"",1.42,null,null,100,380,500,0.52,1.04,1.56,2.6,3.9,5.2,94,95.8,96.4,97.3,97.4,97.1,97,95.2,97,97.5,98.2,98.3,98.1,98,93.8,96.6,97.2,97.9,98,98,97.7,null,"2018-02-15"]
["Yaskawa Solectria Solar","PVI 5300-240 [240V]","5.3 kW, 240 Vac Utility Interactive Inverter",5.3,240,96,"Y","N","Formerly \"Solectria Renewables, LLC\"",0.5,null,null,100,275,400,0.53,1.06,1.59,2.65,3.98,5.3,94.3,96.1,96.3,96.4,96,95.2,96,93.8,95.9,96.1,96.3,95.8,95.2,95.8,92.5,95,95.7,96,95.5,94.9,95.4,null,"2018-02-15"]
["Yaskawa Solectria Solar","PVI 5300-POS-240 [240V]","5.3 kW, 240 Vac Utility Interactive Inverter",5.3,240,96,"Y","N","Formerly \"Solectria Renewables, LLC\"",0.5,null,null,100,275,400,0.53,1.06,1.59,2.65,3.98,5.3,94.3,96.1,96.3,96.4,96,95.2,96,93.8,95.9,96.1,96.3,95.8,95.2,95.8,92.5,95,95.7,96,95.5,94.9,95.4,null,"2018-02-15"]
["Yaskawa Solectria Solar","PVI 6500-208 [208V]","6.43 kW, 208 Vac Utility Interactive Inverter",6.43,208,95.5,"Y","N","Formerly \"Solectria Renewables, LLC\"",0.5,null,null,100,275,400,0.64300000000000002,1.286,1.929,3.2149999999999999,4.8230000000000004,6.43,93.3,95.6,96,96,95.6,94.8,95.6,92.9,95.4,95.9,95.9,95.5,94.8,95.5,91.6,94.8,95.4,95.6,95.2,94.6,95.1,null,"2018-02-15"]
["Yaskawa Solectria Solar","PVI 6500-240 [240V]","6.43 kW, 240 Vac Utility Interactive Inverter",6.45,240,96,"Y","N","Formerly \"Solectria Renewables, LLC\"",0.65,null,null,100,275,400,0.64500000000000002,1.29,1.9350000000000001,3.2250000000000001,4.8380000000000001,6.45,93.5,95.9,96.3,96.3,96,95.4,96,93.1,95.7,96.2,96.3,96,95.3,95.9,91.8,95,95.6,95.9,95.7,95.2,95.5,null,"2018-02-15"]
["Yaskawa Solectria Solar","PVI 6500-277 [277V]","6.43 kW, 277 Vac Utility Interactive Inverter",6.45,277,96,"Y","N","Formerly \"Solectria Renewables, LLC\"",0.9,null,null,100,275,400,0.64500000000000002,1.29,1.9350000000000001,3.2250000000000001,4.8380000000000001,6.45,93.8,96.1,96.5,96.7,96.4,95.8,96.3,93.4,95.9,96.4,96.5,96.3,95.8,96.2,92,95.3,95.9,96.2,96,95.6,95.8,null,"2018-02-15"]
["Yaskawa Solectria Solar","PVI 6600TL [208V]","6.6 kVA, 1-phase, transformerless Utility Interactive Inverter",6.6,208,97.5,"Y","N","Formerly \"Solectria Renewables, LLC\"",1.23,null,null,100,380,500,0.66,1.32,1.98,3.3,4.95,6.6,94.4,96.1,97,97.2,96.9,96.2,96.8,95.9,96.9,97.8,98,97.7,97.3,97.7,95,96.4,97.4,97.7,97.6,97.1,97.4,null,"2018-02-15"]
["Yaskawa Solectria Solar","PVI 6600TL [240V]","6.6 kVA, 1-phase, transformerless Utility Interactive Inverter",6.6,240,97.5,"Y","N","Formerly \"Solectria Renewables, LLC\"",1.45,null,null,100,380,500,0.66,1.32,1.98,3.3,4.95,6.6,94.3,96.2,96.9,97.4,97.2,96.8,97,96,97.3,97.9,98.3,98.2,97.9,98,95,96.8,97.6,98,98,97.7,97.7,null,"2018-02-15"]
["Yaskawa Solectria Solar","PVI 7600TL [208V]","7.6 kVA, 1-phase, transformerless Utility Interactive Inverter",6.6,208,97.5,"Y","N","Formerly \"Solectria Renewables, LLC\"",1.23,null,null,100,380,500,0.66,1.32,1.98,3.3,4.95,6.6,94.4,96.1,97,97.2,96.9,96.2,96.8,95.9,96.9,97.8,98,97.7,97.3,97.7,95,96.4,97.4,97.7,97.6,97.1,97.4,null,"2018-02-15"]
["Yaskawa Solectria Solar","PVI 7500-208 [208V]","7.43 kW, 208 Vac Utility Interactive Inverter",7.43,208,95.5,"Y","N","Formerly \"Solectria Renewables, LLC\"",0.52,null,null,100,275,400,0.74299999999999999,1.486,2.2290000000000001,3.7149999999999999,5.5730000000000004,7.43,94.1,96,96.2,96.1,95.4,94.6,95.6,93.7,95.7,96,96,95.3,94.5,95.5,92.5,95.1,95.6,95.6,95.1,94.3,95.1,null,"2018-02-15"]
["Yaskawa Solectria Solar","PVI 7500-240 [240V]","7.43 kW, 240 Vac Utility Interactive Inverter",7.45,240,96,"Y","N","Formerly \"Solectria Renewables, LLC\"",0.68,null,null,100,275,400,0.745,1.49,2.2349999999999999,3.7250000000000001,5.5880000000000001,7.45,94.3,96.2,96.5,96.5,95.9,95.2,96,93.9,96,96.3,96.3,95.8,95.1,95.9,92.7,95.4,95.9,96,95.5,94.9,95.5,null,"2018-02-15"]
["Yaskawa Solectria Solar","PVI 7500-277 [277V]","7.43 kW, 277 Vac Utility Interactive Inverter",7.46,277,96,"Y","N","Formerly \"Solectria Renewables, LLC\"",0.9,null,null,100,275,400,0.746,1.492,2.238,3.73,5.5949999999999998,7.46,94.4,96.4,96.7,96.6,96.2,95.5,96.3,94,96.1,96.5,96.6,96.2,95.5,96.2,92.9,95.5,96.1,96.2,95.9,95.3,95.8,null,"2018-02-15"]
["Yaskawa Solectria Solar","PVI 7600TL [240V]","7.6 kVA, 1-phase, transformerless Utility Interactive Inverter",7.6,240,97.5,"Y","N","Formerly \"Solectria Renewables, LLC\"",1.43,null,null,100,380,500,0.76,1.52,2.2799999999999998,3.8,5.7,7.6,95,96.4,97.3,97.4,97,96.4,97,96.3,97.4,98.1,98.3,98,97.7,98,95.5,97.2,97.7,98,97.9,97.5,97.7,null,"2018-02-15"]
["Yaskawa Solectria Solar","PVI 10kW-208 [208V]","10 kW, 208 Vac Commercial Grid-Tied Solar PV Inverter",10.36,208,96,"Y","N","Formerly \"Solectria Renewables, LLC\"",2.56,null,null,225,270,380,1.04,2.0699999999999998,3.11,5.18,7.77,10.36,88.6,93.7,95,96.4,96.3,96.1,95.7,93.2,94.8,95.7,96.4,96.2,95.8,96,82.5,93.9,95.8,96.7,96.7,96.2,95.9,null,"2018-02-15"]
["Yaskawa Solectria Solar","PVI 10kW-480 [480V]","10 kW, 480 Vac Commercial Grid-Tied Solar PV Inverter",10.41,480,96,"Y","N","Formerly \"Solectria Renewables, LLC\"",11.36,null,null,225,270,380,1.04,2.08,3.12,5.2,7.81,10.41,91.7,95.4,96,96.4,96.3,96.1,96.1,91.7,95.5,96.2,96.4,96.3,96.1,96.1,92.3,95.5,96.2,96.6,96.4,96.2,96.2,null,"2018-02-15"]
["Yaskawa Solectria Solar","PVI 13 kW-208 [208V]","13 kW, 208 Vac Commercial Grid-Tied Solar PV Inverter",13.69,208,96,"Y","N","Formerly \"Solectria Renewables, LLC\"",2.56,null,null,225,270,380,1.37,2.74,4.1100000000000003,6.85,10.27,13.69,91.2,94.7,96.1,96.3,96.1,95.7,95.9,93.5,95.9,96.9,96.3,95.8,95.3,95.9,94.3,96.4,96.9,96.5,96.2,95.8,96.2,null,"2018-02-15"]
["Yaskawa Solectria Solar","PVI 13 kW-480 [480V]","13 kW, 480 Vac Commercial Grid-Tied Solar PV Inverter",13.7,480,96,"Y","N","Formerly \"Solectria Renewables, LLC\"",11.36,null,null,225,270,380,1.37,2.74,4.1100000000000003,6.85,10.27,13.7,93.3,95.8,96.3,96.4,96.1,95.6,96,93.6,96,96.4,96.4,96.1,95.6,96,93.2,96.1,96.5,96.5,96.2,95.8,96.2,null,"2018-02-15"]
["Yaskawa Solectria Solar","PVI 14TL-208","Photovoltaic Inverter",14,null,96,"Y","N","Formerly \"Solectria Renewables, LLC\"",4,null,null,300,385,540,1.4,2.8,4.2,7,10.5,14,94.9,95.4,95.6,95.6,95.2,94.7,95.3,95.7,96.5,96.9,96.8,96.5,96.1,96.6,93.7,96.8,95.9,96.2,96,95.6,96,null,"2018-02-15"]
["Yaskawa Solectria Solar","PVI 15kW-208 [208V]","15 kW, 208 Vac Commercial Grid-Tied Solar PV Inverter",15.05,208,96,"Y","N","Formerly \"Solectria Renewables, LLC\"",2.56,null,null,225,270,380,1.5,3.01,4.51,7.52,11.28,15.05,92.2,95,96.4,96.3,95.9,95.4,95.8,92.2,95.7,96.4,96.3,95.7,95,95.7,92.1,95.8,96.5,96.5,96.3,95.3,96.1,null,"2018-02-15"]
["Yaskawa Solectria Solar","PVI 15kW-480 [480V]","15 kW, 480 Vac Commercial Grid-Tied Solar PV Inverter",15.35,480,96,"Y","N","Formerly \"Solectria Renewables, LLC\"",11.36,null,null,225,270,380,1.54,3.07,4.6100000000000003,7.68,11.51,15.35,93.9,96,96.4,96.3,96,95.3,96,94.2,96.2,96.4,96.4,96,95.3,96,94.1,96.2,96.6,96.5,96,95.5,96.1,null,"2018-02-15"]
["Yaskawa Solectria Solar","PVI 20TL-480","Photovoltaic Inverter",20,null,97,"Y","N","Formerly \"Solectria Renewables, LLC\"",2,null,null,300,480,550,2,4,6,10,15,20,94.9,96.2,96.4,96.6,96.2,95.7,96.2,95.2,96.7,97.1,97.2,97.1,96.9,97,95.3,96.8,97.2,97.4,97.3,97.2,97.2,null,"2018-02-15"]
["Yaskawa Solectria Solar","PVI 23TL-480","23kVA, 3-phase, transformerless Utility Interactive Inverter",23,null,98,"Y","N","Formerly \"Solectria Renewables, LLC\"",1,null,null,480,720,800,2.2999999999999998,4.5999999999999996,6.9,11.5,17.25,23,95.8,97,97.2,97.4,97.4,97.3,97.3,97,98.2,98.4,98.6,98.5,98.4,98.4,96.6,98,98.2,98.4,98.4,98.3,98.3,null,"2018-02-15"]
["Yaskawa Solectria Solar","PVI 28TL-480","28kVA, 3-phase, transformerless Utility Interactive Inverter",28,null,98,"Y","N","Formerly \"Solectria Renewables, LLC\"",0.9,null,null,500,725,800,2.8,5.6,8.4,14,21,28,96.3,97.2,97.4,97.5,97.4,97.2,97.3,97.5,98.3,98.5,98.5,98.4,98.2,98.4,97.2,98.1,98.4,98.4,98.3,98.1,98.3,null,"2018-02-15"]
["Yaskawa Solectria Solar","PVI 36TL-480","36kVA, 3-phase, transformerless Utility Interactive Inverter",36,null,98,"Y","N","Multiple Listing of CHINT POWER SYSTEMS America CPS SCA36KTL-DO/US and Canadian Solar Inc CSI-36KTL-CT\n\nFormerly \"Solectria Renewables, LLC\"",0,null,null,540,730,800,3.6,7.2,10.8,18,27,36,95.5,96.8,97.2,97.5,97.5,97.3,97.3,97.4,98.3,98.5,98.5,98.5,98.3,98.4,97.1,98,98.3,98.4,98.3,98.2,98.3,null,"2018-02-15"]
["Yaskawa Solectria Solar","PVI 50 kW-240","Photovoltaic Inverter",50,null,97,"N","N","Formerly \"Solectria Renewables, LLC\"",1,null,null,300,345,480,5,10,15,25,37.5,50,92.5,96.1,97.3,97.7,97.5,97.1,97.2,92.8,96.3,96.9,97.6,97.4,97.2,97.1,90.7,95.5,96.5,97,97,96.9,96.6,null,"2018-02-15"]
["Yaskawa Solectria Solar","PVI 50 kW-480 [480V]","50 kW, 480 Vac Commercial Grid-Tied Solar PV Inverter",50,480,96,"Y","N","Formerly \"Solectria Renewables, LLC\"",2.85,null,null,300,345,480,5,10,15,25,37.5,50,90.3,94.7,95.8,96.4,96.5,96.3,96.1,89.7,94.5,95.7,96.4,96.4,96.2,95.9,87.8,93.6,95,95.9,96.1,96,95.5,null,"2018-02-15"]
["Yaskawa Solectria Solar","PVI 50TL-480 [480V]","50 kVA , 480 Vac, 3-phase Utility Interactive Inverter, non-isolated, 1000Vdc",50,480,98.5,"Y","N","Multiple Listing of CHINT POWER SYSTEMS America CPS SCA50KTL-DO/US and Canadian Solar Inc CSI-50KTL-CT\n\nFormerly \"Solectria Renewables, LLC\"",0.88,null,null,480,730,850,5,10,15,25,37.5,50,95.6,96.8,97.5,97.9,97.8,97.7,97.6,98,98.6,98.8,98.8,98.7,98.6,98.7,97.7,98.5,98.6,98.7,98.6,98.5,98.6,"2017-10-01","2018-10-15"]
["Yaskawa Solectria Solar","PVI-50-208 [208V]",null,50,208,96,"Y","N","Formerly \"Solectria Renewables, LLC\"",0.49,null,null,300,345,480,5,10,15,25,37.5,50,90.4,95.3,96.5,96.6,96.6,96.4,96.3,91.4,95.3,96.2,96.6,96.7,96.3,96.3,88.8,94.6,96.1,96.3,96.4,96.2,95.9,null,"2018-02-15"]
["Yaskawa Solectria Solar","PVI 60kW-208 [208V]","60 kW, 208 Vac Commercial Grid-Tied Solar PV Inverter",60,208,96,"Y","N","Formerly \"Solectria Renewables, LLC\"",0.49,null,null,300,345,480,6,12,18,30,45,60,92.5,95.7,96.4,96.6,96.5,96.2,96.3,91.9,95.5,96.5,96.7,96.5,96.1,96.3,90.2,95.2,96.1,96.4,96.2,95.9,96,null,"2018-02-15"]
["Yaskawa Solectria Solar","PVI 60kW-240","Photovoltaic Inverter",60,null,97,"N","N","Formerly \"Solectria Renewables, LLC\"",1,null,null,300,345,480,6,12,18,30,45,60,93.6,96.8,97.2,97.8,97.5,97,97.3,93.6,96.7,97.6,97.4,97.2,97,97.1,92.1,96.1,96.9,97.2,96.9,96.6,96.7,null,"2018-02-15"]
["Yaskawa Solectria Solar","PVI 60kW-480 [180V]","60 kW, 480 Vac Commercial Grid-Tied Solar PV Inverter",60,180,96,"Y","N","Formerly \"Solectria Renewables, LLC\"",2.85,null,null,300,345,480,6,12,18,30,45,60,91.6,95.2,96.1,96.5,96.4,96.1,96.1,91.3,95.1,96.1,96.4,96.4,96.1,96.1,89.5,94.1,95.2,96,96,95.8,95.5,null,"2018-02-15"]
["Yaskawa Solectria Solar","PVI 60TL-480 [480V]","60 kVA , 480 Vac, 3-phase Utility Interactive Inverter, non-isolated, 1000Vdc",60,480,98.5,"Y","N","Multiple Listing of CHINT POWER SYSTEMS America CPS SCA60KTL-DO/US and Canadian Solar Inc CSI-60KTL-CT\n\nFormerly \"Solectria Renewables, LLC\"",0.88,null,null,540,730,850,6,12,18,30,45,60,96.5,97.5,97.9,98.1,97.9,97.7,97.9,98.2,98.7,98.8,98.8,98.7,98.5,98.7,98,98.6,98.7,98.7,98.5,98.4,98.5,"2017-10-01","2018-10-15"]
["Yaskawa Solectria Solar","XGI 1000-60 [480V]","60 kW, 1000 Vdc, 480 Vac Utility Interactive Inverter",61.36,480,98,"N","N",null,0.10909000000000001,null,null,580,715,850,6.1364000000000001,12.2728,18.409199999999998,30.681999999999999,46.023000000000003,61.363999999999997,95.7,96.9,97.4,97.6,97.5,97.3,97.4,96.5,97.7,97.9,98,97.9,97.7,97.8,96.8,97.9,98,98.2,98.1,97.9,98,"2018-02-15"]
["Yaskawa Solectria Solar","XGI 1000-65 [480V]","65 kW, 1000 Vdc, 480 Vac Utility Interastive Inverter",65.31,480,98,"N","N",null,0.10909000000000001,null,null,600,725,850,6.5311000000000003,13.062200000000001,19.593299999999999,32.655500000000004,48.9833,65.311000000000007,96,97.2,97.4,97.6,97.5,97.2,97.4,96.7,97.8,97.9,98,97.9,97.7,97.9,97,98,98.1,98.2,98.1,97.9,98,"2018-02-15"]
["Yaskawa Solectria Solar","PVI 75 kW-208 [208V]","75 kW, 208 Vac Commercial Grid-Tied Solar PV Inverter",75,208,97,"Y","N","Formerly \"Solectria Renewables, LLC\"",1,null,null,300,345,480,7.5,15,22.5,37.5,56.25,75,93.7,96.6,97,97.3,97.1,96.7,97,93.5,96.6,97.1,97.3,97,96.5,96.9,92.4,96.2,97,97.1,97,96.5,96.8,null,"2018-02-15"]
["Yaskawa Solectria Solar","PVI 75 kW-240 [240V]","75 kW, 240 Vac Commercial Grid-Tied Solar PV Inverter",75,240,96,"N","N","Formerly \"Solectria Renewables, LLC\"",2,null,null,300,345,480,7.5,15,22.5,37.5,56.25,75,90.4,94.5,96,96.6,96.7,96.3,96.2,88,94.7,95.8,96.6,97.1,96.3,96.3,87.8,94.3,95.5,96.1,96.4,96.3,95.8,null,"2018-02-15"]
["Yaskawa Solectria Solar","PVI 75 kW-480 [480V]","75 kW, 480 Vac Commercial Grid-Tied Solar PV Inverter",75,480,97,"Y","N","Formerly \"Solectria Renewables, LLC\"",2.71,null,null,300,345,480,7.5,15,22.5,37.5,56.25,75,93.8,96.4,97,97.2,97,96.6,96.9,93.3,96.4,96.9,97.2,96.9,96.4,96.8,92.6,96,96.6,96.9,96.9,96.5,96.6,null,"2018-02-15"]
["Yaskawa Solectria Solar","PVI 75 kW-480PE","Photovoltaic Inverter",75,null,97.5,"N","N","Formerly \"Solectria Renewables, LLC\"",3.89,null,null,300,345,480,7.5,15,22.5,37.5,56.25,75,95.3,97.3,97.7,97.7,97.4,97.2,97.4,95.4,96.9,97.4,97.6,97.4,97.1,97.3,95.3,96.2,97.1,97.4,97.1,96.9,97,null,"2018-02-15"]
["Yaskawa Solectria Solar","PVI 75-208-PE","Photovoltaic Inverter",75,null,97.5,"N","N","Formerly \"Solectria Renewables, LLC\"",0.5,null,null,300,345,480,7.5,15,22.5,37.5,56.25,75,95.6,97.4,97.6,97.8,97.6,97.2,97.5,95.6,97.6,97.6,97.8,97.5,97.2,97.5,92.2,96.6,97.2,97.5,97.2,96.9,97,null,"2018-02-15"]
["Yaskawa Solectria Solar","PVI 82 kW-480 [480V]","82 kW, 480 Vac Commercial Grid-Tied Solar PV Inverter",81.99,480,95.5,"Y","N","Formerly \"Solectria Renewables, LLC\"",1,null,null,347,390,480,8.1999999999999993,16.399999999999999,24.6,40.99,61.49,81.99,87.9,91.9,93.2,94.2,94.4,94.1,93.8,90.9,94.7,96.2,97.4,97.6,96.5,96.9,88.9,93.1,95.3,97.1,96.8,96.2,96.2,null,"2018-02-15"]
["Yaskawa Solectria Solar","PVI 82 kW-208 [208V]","82 kW, 208 Vac Commercial Grid-Tied Solar PV Inverter",83.3,208,94.5,"N","N","Formerly \"Solectria Renewables, LLC\"",1,null,null,346,390,480,8.33,16.66,24.99,41.65,62.48,83.3,84.8,91.2,93.3,94.8,95.2,94.8,94.2,87.3,93.4,94.8,95.1,95,94.8,94.6,87.6,92.7,94.1,94.8,95.6,95.4,94.8,null,"2018-02-15"]
["Yaskawa Solectria Solar","PVI 85-208-PE","Photovoltaic Inverter",85,null,97,"Y","N","Formerly \"Solectria Renewables, LLC\"",0.5,null,null,300,345,480,8.5,17,25.5,42.5,63.75,85,93.5,96.5,97,97.4,97.3,96.8,97.1,92.2,96.3,96.8,97.3,97.1,96.8,96.8,92.7,96,96.9,97.1,97.1,96.7,96.8,null,"2018-02-15"]
["Yaskawa Solectria Solar","PVI 85kW-208 [208V]","85 kW, 208 Vac Commercial Grid-Tied Solar PV Inverter",85,208,96,"Y","N","Formerly \"Solectria Renewables, LLC\"",1,null,null,300,345,480,8.5,17,25.5,42.5,63.75,85,89.7,94.6,95.8,96.6,96.4,96.3,96,88.4,94.1,95.4,96.2,96.2,96,95.7,86.9,94.5,95.6,96.3,96.5,96.1,95.8,null,"2018-02-15"]
["Yaskawa Solectria Solar","PVI 85kW-240 [240V]","85 kW, 240 Vac Commercial Grid-Tied Solar PV Inverter",85,240,96,"Y","N","Formerly \"Solectria Renewables, LLC\"",2,null,null,300,345,480,8.5,17,25.5,42.5,63.75,85,91.4,95.3,96.4,96.7,96.6,96,96.3,89.9,95.1,96.2,96.7,96.4,96.2,96.1,89,94.5,95.7,96.4,96.3,96.2,95.9,null,"2018-02-15"]
["Yaskawa Solectria Solar","PVI 85kW-480 [480V]","85 kW, 480 Vac Commercial Grid-Tied Solar PV Inverter",85,480,96.5,"Y","N","Formerly \"Solectria Renewables, LLC\"",2.86,null,null,300,345,480,8.5,17,25.5,42.5,63.75,85,90.4,95.2,96.3,96.7,96.7,96.3,96.3,90.1,94.9,96,96.7,96.8,96.5,96.3,89,94,96,96.7,96.9,96.3,96.3,null,"2018-02-15"]
["Yaskawa Solectria Solar","PVI 95kW-480 [480V]","95 kW, 480 Vac Commercial Grid-Tied Solar PV Inverter",95.32,480,95.5,"Y","N","Formerly \"Solectria Renewables, LLC\"",1,null,null,347,390,480,9.5299999999999994,19.059999999999999,28.6,47.66,71.489999999999995,95.32,89,91.9,94,94.2,94.3,94,93.9,89.4,94.7,97.8,98,97.1,96,96.9,89.8,94.3,96.3,97.1,96.6,95.7,96.2,null,"2018-02-15"]
["Yaskawa Solectria Solar","PVI 95kW-208 [208V]","95 kW, 208 Vac Commercial Grid-Tied Solar PV Inverter",95.47,208,94.5,"N","N","Formerly \"Solectria Renewables, LLC\"",1,null,null,347,390,480,9.5500000000000007,19.09,28.64,47.73,71.599999999999994,95.47,86.1,92.6,94.4,94.8,94.8,94.3,94.3,89.3,93.6,94.6,95.1,94.9,94.4,94.6,89.5,93.7,94.2,94.8,95.3,94.7,94.7,null,"2018-02-15"]
["Yaskawa Solectria Solar","PVI 100 kW-208 [208V]","100 kW, 208 Vac Commercial Grid-Tied Solar PV Inverter",100,208,96,"Y","N","Formerly \"Solectria Renewables, LLC\"",1,null,null,300,354,480,10,20,30,50,75,100,91.2,95.3,96.2,96.5,96.4,95.9,96.1,90.3,94.7,95.9,96.2,96.1,95.8,95.8,90.2,95,95.9,96.4,96.3,95.9,95.9,null,"2018-02-15"]
["Yaskawa Solectria Solar","PVI 100 kW-240 [240V]","100 kW, 240 Vac Commercial Grid-Tied Solar PV Inverter",100,240,96,"N","N","Formerly \"Solectria Renewables, LLC\"",2,null,null,300,345,480,10,20,30,50,75,100,91.8,95.6,96.5,96.7,96.3,95.6,96.2,92,95.6,96.3,96.9,96.3,96.5,96.2,91.2,94.9,96,96.7,96.3,95.9,96,null,"2018-02-15"]
["Yaskawa Solectria Solar","PVI 100 kW-480 [480V]","100 kW, 480 Vac Commercial Grid-Tied Solar PV Inverter",100,480,96.5,"Y","N","Formerly \"Solectria Renewables, LLC\"",2.86,null,null,300,354,480,10,20,30,50,75,100,92.1,95.6,96.4,96.8,96.6,95.9,96.3,91.2,95.3,96.4,96.8,96.6,96.2,96.3,90.3,95.1,96.5,96.9,96.4,96.1,96.2,null,"2018-02-15"]
["Yaskawa Solectria Solar","PVI 100-208-PE","Photovoltaic Inverter",100,null,97,"N","N","Formerly \"Solectria Renewables, LLC\"",0.5,null,null,300,345,480,10,20,30,50,75,100,94,96.8,97.3,97.3,97,96.4,97,94.4,96.5,97.2,97.2,97.1,96.4,97,93.6,96.3,97,97,96.9,96.4,96.7,null,"2018-02-15"]
["Yaskawa Solectria Solar","XGI 1500-125/125 [600V]","125 kW, 125 kVA, 600 Vac, 1500VDC, 3-Phase Utility Interactive Inverter",124.61755833333333,600,98.5,"N","N",null,3.8421052631578951,null,null,860,1050,1250,12.461755833333335,24.92351166666667,37.385267499999998,62.308779166666667,93.463168749999994,124.61755833333333,98.421599999999998,98.869799999999984,98.943400000000011,98.89439999999999,98.806200000000018,98.720399999999998,98.824692000000013,97.039800000000014,98.3964,98.442000000000007,98.546199999999999,98.506400000000014,98.452200000000005,98.440156000000016,95.852200000000011,97.525600000000011,98.153399999999991,98.242800000000017,98.248999999999995,98.262199999999979,98.104844,"2018-11-15"]
["Yaskawa Solectria Solar","XGI 1500-125/150 [600V]","125 kW, 150 kVA, 600 Vac, 1500VDC, 3-Phase Utility Interactive Inverter",124.61755833333333,600,98.5,"N","N",null,3.8421052631578951,null,null,860,1050,1250,12.461755833333335,24.92351166666667,37.385267499999998,62.308779166666667,93.463168749999994,124.61755833333333,98.421599999999998,98.869799999999984,98.943400000000011,98.89439999999999,98.806200000000018,98.720399999999998,98.824692000000013,97.039800000000014,98.3964,98.442000000000007,98.546199999999999,98.506400000000014,98.452200000000005,98.440156000000016,95.852200000000011,97.525600000000011,98.153399999999991,98.242800000000017,98.248999999999995,98.262199999999979,98.104844,"2018-11-15"]
["Yaskawa Solectria Solar","XGI 1500-150/166 [600V]","150 KW, 166KVA, 600 Vac, 3-phase Grid Support Utility Interactive Inverter",150,600,98.5,"N","N",null,2.75,null,null,860,1100,1250,15,30,45,75,112.5,150,98.468800000000002,98.933200000000014,98.986199999999982,98.887199999999979,98.808799999999991,98.717999999999989,98.834631999999999,98.194800000000001,98.229799999999983,98.505399999999995,98.542400000000001,98.497600000000006,98.38,98.476562000000001,98.259600000000006,98.259600000000006,98.278599999999997,98.368399999999994,98.298000000000002,98.178000000000011,98.301000000000002,"2018-11-01"]
["Yaskawa Solectria Solar","XGI 1500-166/166 [600V]","166 kW, 166 kVA, 600 Vac, 1500VDC, 3-Phase Utility Interactive Inverter",165.13934,600,98.5,"N","N",null,3.8421052631578951,null,null,860,1050,1250,16.513934000000003,33.027868000000005,49.541801999999997,82.569670000000002,123.854505,165.13934,98.551600000000008,99.010799999999989,99.026600000000002,98.872199999999992,98.7684,98.602599999999995,98.816340000000011,97.598800000000011,98.605800000000002,98.669800000000009,98.588800000000006,98.488599999999991,98.306599999999989,98.492553999999998,96.511999999999986,97.893600000000006,98.131599999999992,98.268999999999991,98.183400000000006,98.080799999999996,98.108683999999997,"2018-11-15"]
["Yaskawa Solectria Solar","SGI 225-480 [480V]","225 kW, 480 Vac Utility Scale Grid-Tied Smartgrid PV Inverter",230.1,480,97.5,"Y","N","Formerly \"Solectria Renewables, LLC\"",28,null,null,300,360,480,23.01,46.03,69.040000000000006,115.1,172.6,230.1,95.16,97.39,97.82,97.99,97.88,97.7,97.76,94.02,96.8,97.47,97.76,97.76,97.61,97.52,93.06,96.24,97.21,97.56,97.66,97.51,97.32,null,"2018-02-15"]
["Yaskawa Solectria Solar","SGI 250-480 [480V]","250 kW, 480 Vac Utility Scale Grid-Tied Smartgrid PV Inverter",258.2,480,97.5,"Y","N","Formerly \"Solectria Renewables, LLC\"",28,null,null,300,360,480,25.82,51.63,77.45,129.1,193.6,258.2,95.48,97.54,97.89,97.98,97.84,97.75,97.76,94.71,97.15,97.63,97.79,97.75,97.56,97.58,93.93,96.47,97.32,97.59,97.62,97.44,97.36,null,"2018-02-15"]
["Yaskawa Solectria Solar","SGI 266-480 [480V]","266 kW, 480 Vac Utility Scale Grid-Tied Smartgrid PV Inverter",269.8,480,97.5,"Y","N","Formerly \"Solectria Renewables, LLC\"",28,null,null,300,360,480,26.98,53.97,80.95,134.9,202.4,269.8,95.79,97.59,97.9,97.96,97.81,97.68,97.75,94.99,97.15,97.66,97.83,97.72,97.49,97.59,93.93,96.88,97.39,97.6,97.59,97.38,97.38,null,"2018-02-15"]
["Yaskawa Solectria Solar","SGI 300-480 [480V]","300 kW, 480 Vac Utility Scale Grid-Tied Smartgrid PV Inverter",304.89999999999998,480,97.5,"Y","N","Formerly \"Solectria Renewables, LLC\"",28,null,null,300,360,480,30.49,60.97,91.46,152.4,228.6,304.89999999999998,95.97,97.73,97.9,97.88,97.72,97.49,97.7,95.43,97.36,97.67,97.76,97.7,97.41,97.58,94.51,97.07,97.49,97.66,97.52,97.2,97.39,null,"2018-02-15"]
["Yaskawa Solectria Solar","SGI 500XT","Photovoltaic Inverter",500,null,98,"N","N","Formerly \"Solectria Renewables, LLC\"",39.82,null,null,300,345,480,50,100,150,250,375,500,96.1,97.7,98,98.1,98,97.7,97.9,95.7,97.4,97.8,98,98,97.6,97.8,94.9,97.3,97.6,97.9,97.8,97.7,97.7,null,"2018-02-15"]
["Yaskawa Solectria Solar","SGI 500-480 [480V]","500 kW, 480 Vac Utility Scale Grid-Tied Smartgrid PV Inverter",500.8,480,97,"Y","N","Formerly \"Solectria Renewables, LLC\"",32,null,null,300,360,480,50.08,100.2,150.19999999999999,250.4,375.6,500.8,95.11,97.42,97.87,97.49,97.31,96.84,97.31,94.53,96.87,97.34,97.51,97.28,96.94,97.19,93.76,96.4,97,97.2,97.09,96.82,96.92,null,"2018-02-15"]
["Yaskawa Solectria Solar","SGI 500XTM [380V]","500 kW, 1000 Vdc, 380 Vac, 3-Phase Utility Interactive Inverter",507,380,96.5,"N","N","Efficiency data is inclusive of three Phase transformer from the CSA C802.2 table with transformer efficiency of 98.8%.",88.78,null,null,545,615,820,50.7,101.4,152.1,253.5,380.25,507,93.6,96.1,96.7,97.1,97.2,97.1,96.9,93.2,95.8,96.5,96.9,97,97,96.7,92.1,95.3,96.1,96.6,96.8,96.8,96.4,"2018-02-15"]
["Yaskawa Solectria Solar","SGI 499PE [480V]","499 kW, 480 Vac Utility Scale Grid-Tied PV Inverter",508.2,480,97.5,"Y","N","Formerly \"Solectria Renewables, LLC\"",17,null,null,300,360,480,50.82,101.6,152.5,254.1,381.1,508.2,97.5,98.2,98.2,97.8,97.4,97,97.6,96.7,98.3,98.2,97.6,97.1,96.5,97.3,97.6,97.9,97.7,97.6,96.9,96.4,97.2,null,"2018-02-15"]
["Yaskawa Solectria Solar","SGI 500PE [480V]","500 kW, 480 Vac Utility Scale Grid-Tied PV Inverter",508.2,480,97.5,"Y","N","Formerly \"Solectria Renewables, LLC\"",17,null,null,300,360,480,50.82,101.6,152.5,254.1,381.1,508.2,97.5,98.2,98.2,97.8,97.4,97,97.6,96.7,98.3,98.2,97.6,97.1,96.5,97.3,97.6,97.9,97.7,97.6,96.9,96.4,97.2,null,"2018-02-15"]
["Yaskawa Solectria Solar","SGI 750XTM [380V]","750 kW, 1000 Vdc, 380Vac, 3-Phase Utility Interactive Inverter",753.2,380,96.5,"N","N","Efficiency data is inclusive of three Phase transformer from the CSA C802.2 table with transformer efficiency of 98.8%.",122.55,null,null,545,615,820,75.319999999999993,150.63999999999999,225.96,376.6,564.9,753.2,94,96.2,96.7,97,97,96.9,96.8,93.7,96.2,96.7,97.1,97.1,97,96.9,91.9,95.3,96.2,96.7,96.7,96.8,96.4,"2018-02-15"]
["Yes! Solar","ES3000 [208V]","2.7 kW 208 Vac Utility Interactive Inverter",2.7,208,95.5,"Y","N",null,0.5,null,null,100,250,400,0.27,0.54,0.81,1.35,2.0299999999999998,2.7,90.7,94.5,95.8,96.4,96.3,95.9,95.9,89.8,94.1,95.5,96.2,96.2,95.8,95.7,88.2,92.5,94.3,95.5,95.6,95.3,94.9]
["Yes! Solar","ES3000P [208V]","2.7 kW 208 Vac Utility Interactive Inverter",2.7,208,95.5,"Y","N",null,0.5,null,null,100,250,400,0.27,0.54,0.81,1.35,2.0299999999999998,2.7,90.7,94.5,95.8,96.4,96.3,95.9,95.9,89.8,94.1,95.5,96.2,96.2,95.8,95.7,88.2,92.5,94.3,95.5,95.6,95.3,94.9]
["Yes! Solar","ES3000 [240V]","2.9 kW 240 Vac Utility Interactive Inverter",2.9,240,96,"Y","N",null,0.5,null,null,100,250,400,0.28999999999999998,0.57999999999999996,0.87,1.45,2.1800000000000002,2.9,91.9,95.1,96.2,96.7,96.5,96.1,96.3,91.3,94.7,95.9,96.5,96.4,96,96.1,89.3,93.3,94.8,95.8,95.8,95.4,95.3]
["Yes! Solar","ES3000P [240V]","2.9 kW 240 Vac Utility Interactive Inverter",2.9,240,96,"Y","N",null,0.5,null,null,100,250,400,0.28999999999999998,0.57999999999999996,0.87,1.45,2.1800000000000002,2.9,91.9,95.1,96.2,96.7,96.5,96.1,96.3,91.3,94.7,95.9,96.5,96.4,96,96.1,89.3,93.3,94.8,95.8,95.8,95.4,95.3]
["Yes! Solar","ES4000 [208V]","3.4 kW 208 Vac Utility Interactive Inverter",3.4,208,95.5,"Y","N",null,0.5,null,null,100,250,400,0.34,0.68,1.02,1.7,2.5499999999999998,3.4,92.4,95.4,96.3,96.5,96.1,95.3,96,91.8,95.1,96,96.3,96,95.2,95.8,90.1,93.8,95.1,95.7,95.5,94.9,95.2]
["Yes! Solar","ES4000P [208V]","3.4 kW 208 Vac Utility Interactive Inverter",3.4,208,95.5,"Y","N",null,0.5,null,null,100,250,400,0.34,0.68,1.02,1.7,2.5499999999999998,3.4,92.4,95.4,96.3,96.5,96.1,95.3,96,91.8,95.1,96,96.3,96,95.2,95.8,90.1,93.8,95.1,95.7,95.5,94.9,95.2]
["Yes! Solar","ES4000 [240V]","3.9 kW 240 Vac Utility Interactive Inverter",3.9,240,96,"Y","N",null,0.5,null,null,100,250,400,0.39,0.78,1.17,1.95,2.93,3.9,93,95.7,96.5,96.7,96.1,95.5,96.1,92.9,95.6,96.4,96.5,96,95.4,96,90,93.7,95.2,95.7,95.5,95,95.2]
["Yes! Solar","ES4000P [240V]","3.9 kW 240 Vac Utility Interactive Inverter",3.9,240,96,"Y","N",null,0.5,null,null,100,250,400,0.39,0.78,1.17,1.95,2.93,3.9,93,95.7,96.5,96.7,96.1,95.5,96.1,92.9,95.6,96.4,96.5,96,95.4,96,90,93.7,95.2,95.7,95.5,95,95.2]
["Yes! Solar","ES5000 [208V]","4.3 kW 208 Vac Utility Interactive Inverter",4.3,208,96,"Y","N",null,0.5,null,null,100,275,400,0.43,0.86,1.29,2.15,3.23,4.3,93.3,95.5,96.2,96.4,96.1,95.6,96,92.7,95.2,95.9,96.2,96,95.5,95.8,91.4,94.2,95.2,95.8,95.7,95.2,95.4]
["Yes! Solar","ES5000P [208V]","4.3 kW 208 Vac Utility Interactive Inverter",4.3,208,96,"Y","N",null,0.5,null,null,100,275,400,0.43,0.86,1.29,2.15,3.23,4.3,93.3,95.5,96.2,96.4,96.1,95.6,96,92.7,95.2,95.9,96.2,96,95.5,95.8,91.4,94.2,95.2,95.8,95.7,95.2,95.4]
["Yes! Solar","ES5400 [208V]","4.6 kW 208 Vac Utility Interactive Inverter",4.5999999999999996,208,95.5,"Y","N",null,0.5,null,null,100,275,400,0.46,0.92,1.38,2.2999999999999998,3.45,4.5999999999999996,93.5,95.6,96.2,96.1,95.9,95.3,95.9,93,95.3,96,95.9,95.9,95.2,95.7,91.7,94.4,95.2,95.7,95.5,95,95.3]
["Yes! Solar","ES5400P [208V]","4.6 kW 208 Vac Utility Interactive Inverter",4.5999999999999996,208,95.5,"Y","N",null,0.5,null,null,100,275,400,0.46,0.92,1.38,2.2999999999999998,3.45,4.5999999999999996,93.5,95.6,96.2,96.1,95.9,95.3,95.9,93,95.3,96,95.9,95.9,95.2,95.7,91.7,94.4,95.2,95.7,95.5,95,95.3]
["Yes! Solar","ES5000 [240V]","4.9 kW 240 Vac Utility Interactive Inverter",4.9000000000000004,240,96,"Y","N",null,0.5,null,null,100,275,400,0.49,0.98,1.47,2.4500000000000002,3.68,4.9000000000000004,93.9,96,96.5,96.6,96.2,95.6,96.2,93.4,95.7,96.3,96.5,96,95.4,96,92.1,94.8,95.7,96,95.8,95.2,95.6]
["Yes! Solar","ES5000P [240V]","4.9 kW 240 Vac Utility Interactive Inverter",4.9000000000000004,240,96,"Y","N",null,0.5,null,null,100,275,400,0.49,0.98,1.47,2.4500000000000002,3.68,4.9000000000000004,93.9,96,96.5,96.6,96.2,95.6,96.2,93.4,95.7,96.3,96.5,96,95.4,96,92.1,94.8,95.7,96,95.8,95.2,95.6]
["Yes! Solar","ES5400 [240V]","5.3 kW 240 Vac Utility Interactive Inverter",5.3,240,96,"Y","N",null,0.5,null,null,100,275,400,0.53,1.06,1.59,2.65,3.98,5.3,94.3,96.1,96.3,96.4,96,95.2,96,93.8,95.9,96.1,96.3,95.8,95.2,95.8,92.5,95,95.7,96,95.5,94.9,95.4]
["Yes! Solar","ES5400P [240V]","5.3 kW 240 Vac Utility Interactive Inverter",5.3,240,96,"Y","N",null,0.5,null,null,100,275,400,0.53,1.06,1.59,2.65,3.98,5.3,94.3,96.1,96.3,96.4,96,95.2,96,93.8,95.9,96.1,96.3,95.8,95.2,95.8,92.5,95,95.7,96,95.5,94.9,95.4]
["Zhongli Talesun Solar","TAC208/240 [208V]","240 W, 208 Vac Inverter",0.24,208,95,"N","Y","This component is specific to ACPV modules and is not available as an individual unit.",0.15,null,null,25,32,37,0.02,0.05,7.0000000000000007E-2,0.12,0.18,0.24,90.9,94.5,95.6,95,95,94.6,94.9,89.6,94.6,95.1,95.2,95.3,95.1,95,86.8,93.6,94,94.8,95.2,95.4,94.6]
["Zhongli Talesun Solar","TAC208/240 [240V]","240 W, 240 Vac Inverter",0.24,240,95,"N","Y","This component is specific to ACPV modules and is not available as an individual unit.",0.15,null,null,25,32,37,0.02,0.05,7.0000000000000007E-2,0.12,0.18,0.24,90.9,94.5,95.6,95,95,94.6,94.9,89.6,94.6,95.1,95.2,95.3,95.1,95,86.8,93.6,94,94.8,95.2,95.4,94.6]
["Zigor","Sunzet 2 TL-US [240V]","2110 W, 240 Vac Utility Interactive Inverter",2.11,240,94.5,"Y","N",null,0.25,null,null,100,375,400,0.21,0.42,0.63,1.06,1.58,2.11,85.3,91.6,92.9,94.3,94.6,94.5,93.8,82.1,91.9,94.2,95.6,96.1,96.4,95,82.2,91.5,93.8,95.6,96.1,96.3,95]
["Zigor","Sunzet 3 TL-US [240V]","3180 W, 240 Vac Utility Interactive Inverter",3.18,240,95,"Y","N",null,0.25,null,null,100,375,400,0.32,0.64,0.95,1.59,2.39,3.18,88.8,92.9,94.1,94.6,94.3,94,94,88.8,94.4,95.3,96.2,96.3,95.9,95.7,89.5,93.7,95.3,96.2,96.3,96.1,95.7]
["Zigor","SUNZET4-USA [240V]","4000 W, 240 Vac Utility Interactive Inverter",4.03,240,95,"Y","N",null,0.19,null,null,100,310,440,0.4,0.81,1.21,2.02,3.02,4.03,91.6,94.5,95.2,95.3,95,93.9,94.9,90.2,94.5,95.5,95.8,95.6,95,95.3,87.4,92.8,94,95,95.2,94.6,94.5]
["Zigor","SUNZET 4 TL-US [240V]","4100 W, 240 Vac Utility Interactive Inverter",4.16,240,95.5,"Y","N",null,0.2,null,null,100,380,400,0.42,0.83,1.25,2.08,3.12,4.16,90.6,93.8,94.5,94.8,94.6,94.2,94.4,91.4,95,95.7,96.1,96.2,95.9,95.9,90.7,94.7,95.5,96.1,96.1,95.9,95.7]
["Zigor","SUNZET 5 TL-US [240V]","5000 W, 240 Vac Utility Interactive Inverter",5.24,240,95.5,"Y","N",null,0.2,null,null,100,380,400,0.52,1.05,1.57,2.62,3.93,5.24,91.8,94.1,94.6,94.7,94.3,93.5,94.3,92.5,95.1,96.1,96.2,95.9,95.6,95.8,92.3,95.3,95.8,96.1,95.9,95.5,95.8]

{"sheet":"Dropdown","index":1,"n_rows":2766,"n_cols":1,"rows_kept":2766,"cut":false,"hidden":true,"merged":[]}
[]
[]
[{"$f":"CONCATENATE(\"'\",'Inverter-Full Data'!A16,\"     \",'Inverter-Full Data'!B16,\",\",'Inverter-Full Data'!G16,\",\",'Inverter-Full Data'!F16,\",\",'Inverter-Full Data'!H16,\"'\")","v":"'ABB     MICRO-0.25-I-OUTD-US-240 [240V],N,96,Y'"}]
[{"$f":"CONCATENATE(\"'\",'Inverter-Full Data'!A17,\"     \",'Inverter-Full Data'!B17,\",\",'Inverter-Full Data'!G17,\",\",'Inverter-Full Data'!F17,\",\",'Inverter-Full Data'!H17,\"'\")","v":"'ABB     MICRO-0.3HV-I-OUTD-US-208 [208V],N,96,Y'"}]
[{"$f":"CONCATENATE(\"'\",'Inverter-Full Data'!A18,\"     \",'Inverter-Full Data'!B18,\",\",'Inverter-Full Data'!G18,\",\",'Inverter-Full Data'!F18,\",\",'Inverter-Full Data'!H18,\"'\")","v":"'ABB     MICRO-0.3HV-I-OUTD-US-240 [240V],N,96,Y'"}]
[{"$f":"CONCATENATE(\"'\",'Inverter-Full Data'!A19,\"     \",'Inverter-Full Data'!B19,\",\",'Inverter-Full Data'!G19,\",\",'Inverter-Full Data'!F19,\",\",'Inverter-Full Data'!H19,\"'\")","v":"'ABB     MICRO-0.3-I-OUTD-US-208 [208V],N,96,Y'"}]
[{"$f":"CONCATENATE(\"'\",'Inverter-Full Data'!A20,\"     \",'Inverter-Full Data'!B20,\",\",'Inverter-Full Data'!G20,\",\",'Inverter-Full Data'!F20,\",\",'Inverter-Full Data'!H20,\"'\")","v":"'ABB     MICRO-0.3-I-OUTD-US-240 [240V],N,96,Y'"}]
[{"$f":"CONCATENATE(\"'\",'Inverter-Full Data'!A21,\"     \",'Inverter-Full Data'!B21,\",\",'Inverter-Full Data'!G21,\",\",'Inverter-Full Data'!F21,\",\",'Inverter-Full Data'!H21,\"'\")","v":"'ABB     UNO-2.0-I-OUTD-S-US [208V],Y,95.5,N'"}]
[{"$f":"CONCATENATE(\"'\",'Inverter-Full Data'!A22,\"     \",'Inverter-Full Data'!B22,\",\",'Inverter-Full Data'!G22,\",\",'Inverter-Full Data'!F22,\",\",'Inverter-Full Data'!H22,\"'\")","v":"'ABB     UNO-2.0-I-OUTD-S-US [240V],Y,95.5,N'"}]
[{"$f":"CONCATENATE(\"'\",'Inverter-Full Data'!A23,\"     \",'Inverter-Full Data'!B23,\",\",'Inverter-Full Data'!G23,\",\",'Inverter-Full Data'!F23,\",\",'Inverter-Full Data'!H23,\"'\")","v":"'ABB     UNO-2.0-I-OUTD-S-US [277V],Y,95.5,N'"}]
[{"$f":"CONCATENATE(\"'\",'Inverter-Full Data'!A24,\"     \",'Inverter-Full Data'!B24,\",\",'Inverter-Full Data'!G24,\",\",'Inverter-Full Data'!F24,\",\",'Inverter-Full Data'!H24,\"'\")","v":"'ABB     UNO-2.0-TL-OUTD-S-US [208V],Y,96.5,N'"}]
[{"$f":"CONCATENATE(\"'\",'Inverter-Full Data'!A25,\"     \",'Inverter-Full Data'!B25,\",\",'Inverter-Full Data'!G25,\",\",'Inverter-Full Data'!F25,\",\",'Inverter-Full Data'!H25,\"'\")","v":"'ABB     UNO-2.0-TL-OUTD-S-US [240V],Y,96.5,N'"}]
[{"$f":"CONCATENATE(\"'\",'Inverter-Full Data'!A26,\"     \",'Inverter-Full Data'!B26,\",\",'Inverter-Full Data'!G26,\",\",'Inverter-Full Data'!F26,\",\",'Inverter-Full Data'!H26,\"'\")","v":"'ABB     UNO-2.0-TL-OUTD-S-US [277V],Y,96.5,N'"}]
[{"$f":"CONCATENATE(\"'\",'Inverter-Full Data'!A27,\"     \",'Inverter-Full Data'!B27,\",\",'Inverter-Full Data'!G27,\",\",'Inverter-Full Data'!F27,\",\",'Inverter-Full Data'!H27,\"'\")","v":"'ABB     UNO-2.0-TL-OUTD-S-US-A [208V],Y,96.5,N'"}]
[{"$f":"CONCATENATE(\"'\",'Inverter-Full Data'!A28,\"     \",'Inverter-Full Data'!B28,\",\",'Inverter-Full Data'!G28,\",\",'Inverter-Full Data'!F28,\",\",'Inverter-Full Data'!H28,\"'\")","v":"'ABB     UNO-2.0-TL-OUTD-S-US-A [240V],Y,96.5,N'"}]
[{"$f":"CONCATENATE(\"'\",'Inverter-Full Data'!A29,\"     \",'Inverter-Full Data'!B29,\",\",'Inverter-Full Data'!G29,\",\",'Inverter-Full Data'!F29,\",\",'Inverter-Full Data'!H29,\"'\")","v":"'ABB     UNO-2.0-TL-OUTD-S-US-A [277V],Y,96.5,N'"}]
[{"$f":"CONCATENATE(\"'\",'Inverter-Full Data'!A30,\"     \",'Inverter-Full Data'!B30,\",\",'Inverter-Full Data'!G30,\",\",'Inverter-Full Data'!F30,\",\",'Inverter-Full Data'!H30,\"'\")","v":"'ABB     UNO-2.0-TL-OUTD-S-US-B-C-M [208V],Y,96.5,N'"}]
[{"$f":"CONCATENATE(\"'\",'Inverter-Full Data'!A31,\"     \",'Inverter-Full Data'!B31,\",\",'Inverter-Full Data'!G31,\",\",'Inverter-Full Data'!F31,\",\",'Inverter-Full Data'!H31,\"'\")","v":"'ABB     UNO-2.0-TL-OUTD-S-US-B-C-M [240V],Y,96.5,N'"}]
[{"$f":"CONCATENATE(\"'\",'Inverter-Full Data'!A32,\"     \",'Inverter-Full Data'!B32,\",\",'Inverter-Full Data'!G32,\",\",'Inverter-Full Data'!F32,\",\",'Inverter-Full Data'!H32,\"'\")","v":"'ABB     UNO-2.0-TL-OUTD-S-US-B-C-M [277V],Y,96.5,N'"}]
[{"$f":"CONCATENATE(\"'\",'Inverter-Full Data'!A33,\"     \",'Inverter-Full Data'!B33,\",\",'Inverter-Full Data'!G33,\",\",'Inverter-Full Data'!F33,\",\",'Inverter-Full Data'!H33,\"'\")","v":"'ABB     UNO-2.0-TL-OUTD-S-US-B-C-M-A [208V],Y,96.5,N'"}]
[{"$f":"CONCATENATE(\"'\",'Inverter-Full Data'!A34,\"     \",'Inverter-Full Data'!B34,\",\",'Inverter-Full Data'!G34,\",\",'Inverter-Full Data'!F34,\",\",'Inverter-Full Data'!H34,\"'\")","v":"'ABB     UNO-2.0-TL-OUTD-S-US-B-C-M-A [240V],Y,96.5,N'"}]
[{"$f":"CONCATENATE(\"'\",'Inverter-Full Data'!A35,\"     \",'Inverter-Full Data'!B35,\",\",'Inverter-Full Data'!G35,\",\",'Inverter-Full Data'!F35,\",\",'Inverter-Full Data'!H35,\"'\")","v":"'ABB     UNO-2.0-TL-OUTD-S-US-B-C-M-A [277V],Y,96.5,N'"}]
[{"$f":"CONCATENATE(\"'\",'Inverter-Full Data'!A36,\"     \",'Inverter-Full Data'!B36,\",\",'Inverter-Full Data'!G36,\",\",'Inverter-Full Data'!F36,\",\",'Inverter-Full Data'!H36,\"'\")","v":"'ABB     UNO-2.0-TL-OUTD-S-US-B-M [208V],Y,96.5,N'"}]
[{"$f":"CONCATENATE(\"'\",'Inverter-Full Data'!A37,\"     \",'Inverter-Full Data'!B37,\",\",'Inverter-Full Data'!G37,\",\",'Inverter-Full Data'!F37,\",\",'Inverter-Full Data'!H37,\"'\")","v":"'ABB     UNO-2.0-TL-OUTD-S-US-B-M [240V],Y,96.5,N'"}]
[{"$f":"CONCATENATE(\"'\",'Inverter-Full Data'!A38,\"     \",'Inverter-Full Data'!B38,\",\",'Inverter-Full Data'!G38,\",\",'Inverter-Full Data'!F38,\",\",'Inverter-Full Data'!H38,\"'\")","v":"'ABB     UNO-2.0-TL-OUTD-S-US-B-M [277V],Y,96.5,N'"}]
[{"$f":"CONCATENATE(\"'\",'Inverter-Full Data'!A39,\"     \",'Inverter-Full Data'!B39,\",\",'Inverter-Full Data'!G39,\",\",'Inverter-Full Data'!F39,\",\",'Inverter-Full Data'!H39,\"'\")","v":"'ABB     UNO-2.0-TL-OUTD-S-US-B-M-A [208V],Y,96.5,N'"}]
[{"$f":"CONCATENATE(\"'\",'Inverter-Full Data'!A40,\"     \",'Inverter-Full Data'!B40,\",\",'Inverter-Full Data'!G40,\",\",'Inverter-Full Data'!F40,\",\",'Inverter-Full Data'!H40,\"'\")","v":"'ABB     UNO-2.0-TL-OUTD-S-US-B-M-A [240V],Y,96.5,N'"}]
[{"$f":"CONCATENATE(\"'\",'Inverter-Full Data'!A41,\"     \",'Inverter-Full Data'!B41,\",\",'Inverter-Full Data'!G41,\",\",'Inverter-Full Data'!F41,\",\",'Inverter-Full Data'!H41,\"'\")","v":"'ABB     UNO-2.0-TL-OUTD-S-US-B-M-A [277V],Y,96.5,N'"}]
[{"$f":"CONCATENATE(\"'\",'Inverter-Full Data'!A42,\"     \",'Inverter-Full Data'!B42,\",\",'Inverter-Full Data'!G42,\",\",'Inverter-Full Data'!F42,\",\",'Inverter-Full Data'!H42,\"'\")","v":"'ABB     UNO-2.0-TL-OUTD-S-US-C-M [208V],Y,96.5,N'"}]
[{"$f":"CONCATENATE(\"'\",'Inverter-Full Data'!A43,\"     \",'Inverter-Full Data'!B43,\",\",'Inverter-Full Data'!G43,\",\",'Inverter-Full Data'!F43,\",\",'Inverter-Full Data'!H43,\"'\")","v":"'ABB     UNO-2.0-TL-OUTD-S-US-C-M [240V],Y,96.5,N'"}]
[{"$f":"CONCATENATE(\"'\",'Inverter-Full Data'!A44,\"     \",'Inverter-Full Data'!B44,\",\",'Inverter-Full Data'!G44,\",\",'Inverter-Full Data'!F44,\",\",'Inverter-Full Data'!H44,\"'\")","v":"'ABB     UNO-2.0-TL-OUTD-S-US-C-M [277V],Y,96.5,N'"}]
[{"$f":"CONCATENATE(\"'\",'Inverter-Full Data'!A45,\"     \",'Inverter-Full Data'!B45,\",\",'Inverter-Full Data'!G45,\",\",'Inverter-Full Data'!F45,\",\",'Inverter-Full Data'!H45,\"'\")","v":"'ABB     UNO-2.0-TL-OUTD-S-US-C-M-A [208V],Y,96.5,N'"}]
[{"$f":"CONCATENATE(\"'\",'Inverter-Full Data'!A46,\"     \",'Inverter-Full Data'!B46,\",\",'Inverter-Full Data'!G46,\",\",'Inverter-Full Data'!F46,\",\",'Inverter-Full Data'!H46,\"'\")","v":"'ABB     UNO-2.0-TL-OUTD-S-US-C-M-A [240V],Y,96.5,N'"}]
[{"$f":"CONCATENATE(\"'\",'Inverter-Full Data'!A47,\"     \",'Inverter-Full Data'!B47,\",\",'Inverter-Full Data'!G47,\",\",'Inverter-Full Data'!F47,\",\",'Inverter-Full Data'!H47,\"'\")","v":"'ABB     UNO-2.0-TL-OUTD-S-US-C-M-A [277V],Y,96.5,N'"}]
[{"$f":"CONCATENATE(\"'\",'Inverter-Full Data'!A48,\"     \",'Inverter-Full Data'!B48,\",\",'Inverter-Full Data'!G48,\",\",'Inverter-Full Data'!F48,\",\",'Inverter-Full Data'!H48,\"'\")","v":"'ABB     UNO-2.0-TL-OUTD-S-US-Z-A [208V],Y,96.5,N'"}]
[{"$f":"CONCATENATE(\"'\",'Inverter-Full Data'!A49,\"     \",'Inverter-Full Data'!B49,\",\",'Inverter-Full Data'!G49,\",\",'Inverter-Full Data'!F49,\",\",'Inverter-Full Data'!H49,\"'\")","v":"'ABB     UNO-2.0-TL-OUTD-S-US-Z-A [240V],Y,96.5,N'"}]
[{"$f":"CONCATENATE(\"'\",'Inverter-Full Data'!A50,\"     \",'Inverter-Full Data'!B50,\",\",'Inverter-Full Data'!G50,\",\",'Inverter-Full Data'!F50,\",\",'Inverter-Full Data'!H50,\"'\")","v":"'ABB     UNO-2.0-TL-OUTD-S-US-Z-A [277V],Y,96.5,N'"}]
[{"$f":"CONCATENATE(\"'\",'Inverter-Full Data'!A51,\"     \",'Inverter-Full Data'!B51,\",\",'Inverter-Full Data'!G51,\",\",'Inverter-Full Data'!F51,\",\",'Inverter-Full Data'!H51,\"'\")","v":"'ABB     UNO-2.0-TL-OUTD-S-US-Z-M-A [208V],Y,96.5,N'"}]
[{"$f":"CONCATENATE(\"'\",'Inverter-Full Data'!A52,\"     \",'Inverter-Full Data'!B52,\",\",'Inverter-Full Data'!G52,\",\",'Inverter-Full Data'!F52,\",\",'Inverter-Full Data'!H52,\"'\")","v":"'ABB     UNO-2.0-TL-OUTD-S-US-Z-M-A [240V],Y,96.5,N'"}]
[{"$f":"CONCATENATE(\"'\",'Inverter-Full Data'!A53,\"     \",'Inverter-Full Data'!B53,\",\",'Inverter-Full Data'!G53,\",\",'Inverter-Full Data'!F53,\",\",'Inverter-Full Data'!H53,\"'\")","v":"'ABB     UNO-2.0-TL-OUTD-S-US-Z-M-A [277V],Y,96.5,N'"}]
[{"$f":"CONCATENATE(\"'\",'Inverter-Full Data'!A54,\"     \",'Inverter-Full Data'!B54,\",\",'Inverter-Full Data'!G54,\",\",'Inverter-Full Data'!F54,\",\",'Inverter-Full Data'!H54,\"'\")","v":"'ABB     UNO-2.5-I-OUTD-S-US [208V],Y,95.5,N'"}]
[{"$f":"CONCATENATE(\"'\",'Inverter-Full Data'!A55,\"     \",'Inverter-Full Data'!B55,\",\",'Inverter-Full Data'!G55,\",\",'Inverter-Full Data'!F55,\",\",'Inverter-Full Data'!H55,\"'\")","v":"'ABB     UNO-2.5-I-OUTD-S-US [240V],Y,96,N'"}]
[{"$f":"CONCATENATE(\"'\",'Inverter-Full Data'!A56,\"     \",'Inverter-Full Data'!B56,\",\",'Inverter-Full Data'!G56,\",\",'Inverter-Full Data'!F56,\",\",'Inverter-Full Data'!H56,\"'\")","v":"'ABB     UNO-2.5-I-OUTD-S-US [277V],Y,96,N'"}]
[{"$f":"CONCATENATE(\"'\",'Inverter-Full Data'!A57,\"     \",'Inverter-Full Data'!B57,\",\",'Inverter-Full Data'!G57,\",\",'Inverter-Full Data'!F57,\",\",'Inverter-Full Data'!H57,\"'\")","v":"'ABB     PVI-3.0-OUTD-S-US [208V],Y,96,N'"}]
[{"$f":"CONCATENATE(\"'\",'Inverter-Full Data'!A58,\"     \",'Inverter-Full Data'!B58,\",\",'Inverter-Full Data'!G58,\",\",'Inverter-Full Data'!F58,\",\",'Inverter-Full Data'!H58,\"'\")","v":"'ABB     PVI-3.0-OUTD-S-US [240V],Y,96,N'"}]
[{"$f":"CONCATENATE(\"'\",'Inverter-Full Data'!A59,\"     \",'Inverter-Full Data'!B59,\",\",'Inverter-Full Data'!G59,\",\",'Inverter-Full Data'!F59,\",\",'Inverter-Full Data'!H59,\"'\")","v":"'ABB     PVI-3.0-OUTD-S-US [277V],Y,96,N'"}]
[{"$f":"CONCATENATE(\"'\",'Inverter-Full Data'!#REF!,\"     \",'Inverter-Full Data'!#REF!,\",\",'Inverter-Full Data'!#REF!,\",\",'Inverter-Full Data'!#REF!,\",\",'Inverter-Full Data'!#REF!,\"'\")","v":{"$error":"#REF!"}}]
[{"$f":"CONCATENATE(\"'\",'Inverter-Full Data'!A60,\"     \",'Inverter-Full Data'!B60,\",\",'Inverter-Full Data'!G60,\",\",'Inverter-Full Data'!F60,\",\",'Inverter-Full Data'!H60,\"'\")","v":"'ABB     PVI-3.0-OUTD-S-US-A [208V],Y,96,N'"}]
[{"$f":"CONCATENATE(\"'\",'Inverter-Full Data'!#REF!,\"     \",'Inverter-Full Data'!#REF!,\",\",'Inverter-Full Data'!#REF!,\",\",'Inverter-Full Data'!#REF!,\",\",'Inverter-Full Data'!#REF!,\"'\")","v":{"$error":"#REF!"}}]
[{"$f":"CONCATENATE(\"'\",'Inverter-Full Data'!#REF!,\"     \",'Inverter-Full Data'!#REF!,\",\",'Inverter-Full Data'!#REF!,\",\",'Inverter-Full Data'!#REF!,\",\",'Inverter-Full Data'!#REF!,\"'\")","v":{"$error":"#REF!"}}]
[{"$f":"CONCATENATE(\"'\",'Inverter-Full Data'!A61,\"     \",'Inverter-Full Data'!B61,\",\",'Inverter-Full Data'!G61,\",\",'Inverter-Full Data'!F61,\",\",'Inverter-Full Data'!H61,\"'\")","v":"'ABB     PVI-3.0-OUTD-S-US-A [240V],Y,96,N'"}]
[{"$f":"CONCATENATE(\"'\",'Inverter-Full Data'!#REF!,\"     \",'Inverter-Full Data'!#REF!,\",\",'Inverter-Full Data'!#REF!,\",\",'Inverter-Full Data'!#REF!,\",\",'Inverter-Full Data'!#REF!,\"'\")","v":{"$error":"#REF!"}}]
[{"$f":"CONCATENATE(\"'\",'Inverter-Full Data'!#REF!,\"     \",'Inverter-Full Data'!#REF!,\",\",'Inverter-Full Data'!#REF!,\",\",'Inverter-Full Data'!#REF!,\",\",'Inverter-Full Data'!#REF!,\"'\")","v":{"$error":"#REF!"}}]
[{"$f":"CONCATENATE(\"'\",'Inverter-Full Data'!A62,\"     \",'Inverter-Full Data'!B62,\",\",'Inverter-Full Data'!G62,\",\",'Inverter-Full Data'!F62,\",\",'Inverter-Full Data'!H62,\"'\")","v":"'ABB     PVI-3.0-OUTD-S-US-A [277V],Y,96,N'"}]
[{"$f":"CONCATENATE(\"'\",'Inverter-Full Data'!#REF!,\"     \",'Inverter-Full Data'!#REF!,\",\",'Inverter-Full Data'!#REF!,\",\",'Inverter-Full Data'!#REF!,\",\",'Inverter-Full Data'!#REF!,\"'\")","v":{"$error":"#REF!"}}]
[{"$f":"CONCATENATE(\"'\",'Inverter-Full Data'!A63,\"     \",'Inverter-Full Data'!B63,\",\",'Inverter-Full Data'!G63,\",\",'Inverter-Full Data'!F63,\",\",'Inverter-Full Data'!H63,\"'\")","v":"'ABB     PVI-3.0-OUTD-S-US-Z [208V],Y,96,N'"}]
[{"$f":"CONCATENATE(\"'\",'Inverter-Full Data'!A64,\"     \",'Inverter-Full Data'!B64,\",\",'Inverter-Full Data'!G64,\",\",'Inverter-Full Data'!F64,\",\",'Inverter-Full Data'!H64,\"'\")","v":"'ABB     PVI-3.0-OUTD-S-US-Z [240V],Y,96,N'"}]
[{"$f":"CONCATENATE(\"'\",'Inverter-Full Data'!A65,\"     \",'Inverter-Full Data'!B65,\",\",'Inverter-Full Data'!G65,\",\",'Inverter-Full Data'!F65,\",\",'Inverter-Full Data'!H65,\"'\")","v":"'ABB     PVI-3.0-OUTD-S-US-Z [277V],Y,96,N'"}]
[{"$f":"CONCATENATE(\"'\",'Inverter-Full Data'!#REF!,\"     \",'Inverter-Full Data'!#REF!,\",\",'Inverter-Full Data'!#REF!,\",\",'Inverter-Full Data'!#REF!,\",\",'Inverter-Full Data'!#REF!,\"'\")","v":{"$error":"#REF!"}}]
[{"$f":"CONCATENATE(\"'\",'Inverter-Full Data'!A66,\"     \",'Inverter-Full Data'!B66,\",\",'Inverter-Full Data'!G66,\",\",'Inverter-Full Data'!F66,\",\",'Inverter-Full Data'!H66,\"'\")","v":"'ABB     PVI-3.0-OUTD-S-US-Z-A [208V],Y,96,N'"}]
[{"$f":"CONCATENATE(\"'\",'Inverter-Full Data'!#REF!,\"     \",'Inverter-Full Data'!#REF!,\",\",'Inverter-Full Data'!#REF!,\",\",'Inverter-Full Data'!#REF!,\",\",'Inverter-Full Data'!#REF!,\"'\")","v":{"$error":"#REF!"}}]
[{"$f":"CONCATENATE(\"'\",'Inverter-Full Data'!#REF!,\"     \",'Inverter-Full Data'!#REF!,\",\",'Inverter-Full Data'!#REF!,\",\",'Inverter-Full Data'!#REF!,\",\",'Inverter-Full Data'!#REF!,\"'\")","v":{"$error":"#REF!"}}]
[{"$f":"CONCATENATE(\"'\",'Inverter-Full Data'!A67,\"     \",'Inverter-Full Data'!B67,\",\",'Inverter-Full Data'!G67,\",\",'Inverter-Full Data'!F67,\",\",'Inverter-Full Data'!H67,\"'\")","v":"'ABB     PVI-3.0-OUTD-S-US-Z-A [240V],Y,96,N'"}]
[{"$f":"CONCATENATE(\"'\",'Inverter-Full Data'!#REF!,\"     \",'Inverter-Full Data'!#REF!,\",\",'Inverter-Full Data'!#REF!,\",\",'Inverter-Full Data'!#REF!,\",\",'Inverter-Full Data'!#REF!,\"'\")","v":{"$error":"#REF!"}}]
[{"$f":"CONCATENATE(\"'\",'Inverter-Full Data'!#REF!,\"     \",'Inverter-Full Data'!#REF!,\",\",'Inverter-Full Data'!#REF!,\",\",'Inverter-Full Data'!#REF!,\",\",'Inverter-Full Data'!#REF!,\"'\")","v":{"$error":"#REF!"}}]
[{"$f":"CONCATENATE(\"'\",'Inverter-Full Data'!A68,\"     \",'Inverter-Full Data'!B68,\",\",'Inverter-Full Data'!G68,\",\",'Inverter-Full Data'!F68,\",\",'Inverter-Full Data'!H68,\"'\")","v":"'ABB     PVI-3.0-OUTD-S-US-Z-A [277V],Y,96,N'"}]
[{"$f":"CONCATENATE(\"'\",'Inverter-Full Data'!#REF!,\"     \",'Inverter-Full Data'!#REF!,\",\",'Inverter-Full Data'!#REF!,\",\",'Inverter-Full Data'!#REF!,\",\",'Inverter-Full Data'!#REF!,\"'\")","v":{"$error":"#REF!"}}]
[{"$f":"CONCATENATE(\"'\",'Inverter-Full Data'!#REF!,\"     \",'Inverter-Full Data'!#REF!,\",\",'Inverter-Full Data'!#REF!,\",\",'Inverter-Full Data'!#REF!,\",\",'Inverter-Full Data'!#REF!,\"'\")","v":{"$error":"#REF!"}}]
[{"$f":"CONCATENATE(\"'\",'Inverter-Full Data'!A69,\"     \",'Inverter-Full Data'!B69,\",\",'Inverter-Full Data'!G69,\",\",'Inverter-Full Data'!F69,\",\",'Inverter-Full Data'!H69,\"'\")","v":"'ABB     PVI-3.0-OUTD-S-US-Z-M-A [208V],Y,96,N'"}]
[{"$f":"CONCATENATE(\"'\",'Inverter-Full Data'!#REF!,\"     \",'Inverter-Full Data'!#REF!,\",\",'Inverter-Full Data'!#REF!,\",\",'Inverter-Full Data'!#REF!,\",\",'Inverter-Full Data'!#REF!,\"'\")","v":{"$error":"#REF!"}}]
[{"$f":"CONCATENATE(\"'\",'Inverter-Full Data'!#REF!,\"     \",'Inverter-Full Data'!#REF!,\",\",'Inverter-Full Data'!#REF!,\",\",'Inverter-Full Data'!#REF!,\",\",'Inverter-Full Data'!#REF!,\"'\")","v":{"$error":"#REF!"}}]
[{"$f":"CONCATENATE(\"'\",'Inverter-Full Data'!A70,\"     \",'Inverter-Full Data'!B70,\",\",'Inverter-Full Data'!G70,\",\",'Inverter-Full Data'!F70,\",\",'Inverter-Full Data'!H70,\"'\")","v":"'ABB     PVI-3.0-OUTD-S-US-Z-M-A [240V],Y,96,N'"}]
[{"$f":"CONCATENATE(\"'\",'Inverter-Full Data'!#REF!,\"     \",'Inverter-Full Data'!#REF!,\",\",'Inverter-Full Data'!#REF!,\",\",'Inverter-Full Data'!#REF!,\",\",'Inverter-Full Data'!#REF!,\"'\")","v":{"$error":"#REF!"}}]
[{"$f":"CONCATENATE(\"'\",'Inverter-Full Data'!#REF!,\"     \",'Inverter-Full Data'!#REF!,\",\",'Inverter-Full Data'!#REF!,\",\",'Inverter-Full Data'!#REF!,\",\",'Inverter-Full Data'!#REF!,\"'\")","v":{"$error":"#REF!"}}]
[{"$f":"CONCATENATE(\"'\",'Inverter-Full Data'!A71,\"     \",'Inverter-Full Data'!B71,\",\",'Inverter-Full Data'!G71,\",\",'Inverter-Full Data'!F71,\",\",'Inverter-Full Data'!H71,\"'\")","v":"'ABB     PVI-3.0-OUTD-S-US-Z-M-A [277V],Y,96,N'"}]
[{"$f":"CONCATENATE(\"'\",'Inverter-Full Data'!#REF!,\"     \",'Inverter-Full Data'!#REF!,\",\",'Inverter-Full Data'!#REF!,\",\",'Inverter-Full Data'!#REF!,\",\",'Inverter-Full Data'!#REF!,\"'\")","v":{"$error":"#REF!"}}]
[{"$f":"CONCATENATE(\"'\",'Inverter-Full Data'!A72,\"     \",'Inverter-Full Data'!B72,\",\",'Inverter-Full Data'!G72,\",\",'Inverter-Full Data'!F72,\",\",'Inverter-Full Data'!H72,\"'\")","v":"'ABB     PVI-3.0-OUTD-US [208V],Y,96,N'"}]
[{"$f":"CONCATENATE(\"'\",'Inverter-Full Data'!A73,\"     \",'Inverter-Full Data'!B73,\",\",'Inverter-Full Data'!G73,\",\",'Inverter-Full Data'!F73,\",\",'Inverter-Full Data'!H73,\"'\")","v":"'ABB     PVI-3.0-OUTD-US [240V],Y,96,N'"}]
[{"$f":"CONCATENATE(\"'\",'Inverter-Full Data'!A74,\"     \",'Inverter-Full Data'!B74,\",\",'Inverter-Full Data'!G74,\",\",'Inverter-Full Data'!F74,\",\",'Inverter-Full Data'!H74,\"'\")","v":"'ABB     PVI-3.0-OUTD-US [277V],Y,96,N'"}]
[{"$f":"CONCATENATE(\"'\",'Inverter-Full Data'!A75,\"     \",'Inverter-Full Data'!B75,\",\",'Inverter-Full Data'!G75,\",\",'Inverter-Full Data'!F75,\",\",'Inverter-Full Data'!H75,\"'\")","v":"'ABB     UNO-3.0-TL-OUTD-S-US [208V],Y,96.5,N'"}]
[{"$f":"CONCATENATE(\"'\",'Inverter-Full Data'!A76,\"     \",'Inverter-Full Data'!B76,\",\",'Inverter-Full Data'!G76,\",\",'Inverter-Full Data'!F76,\",\",'Inverter-Full Data'!H76,\"'\")","v":"'ABB     UNO-3.0-TL-OUTD-S-US [240V],Y,96.5,N'"}]
[{"$f":"CONCATENATE(\"'\",'Inverter-Full Data'!A77,\"     \",'Inverter-Full Data'!B77,\",\",'Inverter-Full Data'!G77,\",\",'Inverter-Full Data'!F77,\",\",'Inverter-Full Data'!H77,\"'\")","v":"'ABB     UNO-3.0-TL-OUTD-S-US [277V],Y,96.5,N'"}]
[{"$f":"CONCATENATE(\"'\",'Inverter-Full Data'!A78,\"     \",'Inverter-Full Data'!B78,\",\",'Inverter-Full Data'!G78,\",\",'Inverter-Full Data'!F78,\",\",'Inverter-Full Data'!H78,\"'\")","v":"'ABB     UNO-3.0-TL-OUTD-S-US-A [208V],Y,96.5,N'"}]
[{"$f":"CONCATENATE(\"'\",'Inverter-Full Data'!A79,\"     \",'Inverter-Full Data'!B79,\",\",'Inverter-Full Data'!G79,\",\",'Inverter-Full Data'!F79,\",\",'Inverter-Full Data'!H79,\"'\")","v":"'ABB     UNO-3.0-TL-OUTD-S-US-A [240V],Y,96.5,N'"}]
[{"$f":"CONCATENATE(\"'\",'Inverter-Full Data'!A80,\"     \",'Inverter-Full Data'!B80,\",\",'Inverter-Full Data'!G80,\",\",'Inverter-Full Data'!F80,\",\",'Inverter-Full Data'!H80,\"'\")","v":"'ABB     UNO-3.0-TL-OUTD-S-US-A [277V],Y,96.5,N'"}]
[{"$f":"CONCATENATE(\"'\",'Inverter-Full Data'!A81,\"     \",'Inverter-Full Data'!B81,\",\",'Inverter-Full Data'!G81,\",\",'Inverter-Full Data'!F81,\",\",'Inverter-Full Data'!H81,\"'\")","v":"'ABB     UNO-3.0-TL-OUTD-S-US-B-C-M [208V],Y,96.5,N'"}]
[{"$f":"CONCATENATE(\"'\",'Inverter-Full Data'!A82,\"     \",'Inverter-Full Data'!B82,\",\",'Inverter-Full Data'!G82,\",\",'Inverter-Full Data'!F82,\",\",'Inverter-Full Data'!H82,\"'\")","v":"'ABB     UNO-3.0-TL-OUTD-S-US-B-C-M [240V],Y,96.5,N'"}]
[{"$f":"CONCATENATE(\"'\",'Inverter-Full Data'!A83,\"     \",'Inverter-Full Data'!B83,\",\",'Inverter-Full Data'!G83,\",\",'Inverter-Full Data'!F83,\",\",'Inverter-Full Data'!H83,\"'\")","v":"'ABB     UNO-3.0-TL-OUTD-S-US-B-C-M [277V],Y,96.5,N'"}]
[{"$f":"CONCATENATE(\"'\",'Inverter-Full Data'!A84,\"     \",'Inverter-Full Data'!B84,\",\",'Inverter-Full Data'!G84,\",\",'Inverter-Full Data'!F84,\",\",'Inverter-Full Data'!H84,\"'\")","v":"'ABB     UNO-3.0-TL-OUTD-S-US-B-C-M-A [208V],Y,96.5,N'"}]
[{"$f":"CONCATENATE(\"'\",'Inverter-Full Data'!A85,\"     \",'Inverter-Full Data'!B85,\",\",'Inverter-Full Data'!G85,\",\",'Inverter-Full Data'!F85,\",\",'Inverter-Full Data'!H85,\"'\")","v":"'ABB     UNO-3.0-TL-OUTD-S-US-B-C-M-A [240V],Y,96.5,N'"}]
[{"$f":"CONCATENATE(\"'\",'Inverter-Full Data'!A86,\"     \",'Inverter-Full Data'!B86,\",\",'Inverter-Full Data'!G86,\",\",'Inverter-Full Data'!F86,\",\",'Inverter-Full Data'!H86,\"'\")","v":"'ABB     UNO-3.0-TL-OUTD-S-US-B-C-M-A [277V],Y,96.5,N'"}]
[{"$f":"CONCATENATE(\"'\",'Inverter-Full Data'!A87,\"     \",'Inverter-Full Data'!B87,\",\",'Inverter-Full Data'!G87,\",\",'Inverter-Full Data'!F87,\",\",'Inverter-Full Data'!H87,\"'\")","v":"'ABB     UNO-3.0-TL-OUTD-S-US-B-M [208V],Y,96.5,N'"}]
[{"$f":"CONCATENATE(\"'\",'Inverter-Full Data'!A88,\"     \",'Inverter-Full Data'!B88,\",\",'Inverter-Full Data'!G88,\",\",'Inverter-Full Data'!F88,\",\",'Inverter-Full Data'!H88,\"'\")","v":"'ABB     UNO-3.0-TL-OUTD-S-US-B-M [240V],Y,96.5,N'"}]
[{"$f":"CONCATENATE(\"'\",'Inverter-Full Data'!A89,\"     \",'Inverter-Full Data'!B89,\",\",'Inverter-Full Data'!G89,\",\",'Inverter-Full Data'!F89,\",\",'Inverter-Full Data'!H89,\"'\")","v":"'ABB     UNO-3.0-TL-OUTD-S-US-B-M [277V],Y,96.5,N'"}]
[{"$f":"CONCATENATE(\"'\",'Inverter-Full Data'!A90,\"     \",'Inverter-Full Data'!B90,\",\",'Inverter-Full Data'!G90,\",\",'Inverter-Full Data'!F90,\",\",'Inverter-Full Data'!H90,\"'\")","v":"'ABB     UNO-3.0-TL-OUTD-S-US-B-M-A [208V],Y,96.5,N'"}]
[{"$f":"CONCATENATE(\"'\",'Inverter-Full Data'!A91,\"     \",'Inverter-Full Data'!B91,\",\",'Inverter-Full Data'!G91,\",\",'Inverter-Full Data'!F91,\",\",'Inverter-Full Data'!H91,\"'\")","v":"'ABB     UNO-3.0-TL-OUTD-S-US-B-M-A [240V],Y,96.5,N'"}]
[{"$f":"CONCATENATE(\"'\",'Inverter-Full Data'!A92,\"     \",'Inverter-Full Data'!B92,\",\",'Inverter-Full Data'!G92,\",\",'Inverter-Full Data'!F92,\",\",'Inverter-Full Data'!H92,\"'\")","v":"'ABB     UNO-3.0-TL-OUTD-S-US-B-M-A [277V],Y,96.5,N'"}]
[{"$f":"CONCATENATE(\"'\",'Inverter-Full Data'!A93,\"     \",'Inverter-Full Data'!B93,\",\",'Inverter-Full Data'!G93,\",\",'Inverter-Full Data'!F93,\",\",'Inverter-Full Data'!H93,\"'\")","v":"'ABB     UNO-3.0-TL-OUTD-S-US-C-M [208V],Y,96.5,N'"}]
[{"$f":"CONCATENATE(\"'\",'Inverter-Full Data'!A94,\"     \",'Inverter-Full Data'!B94,\",\",'Inverter-Full Data'!G94,\",\",'Inverter-Full Data'!F94,\",\",'Inverter-Full Data'!H94,\"'\")","v":"'ABB     UNO-3.0-TL-OUTD-S-US-C-M [240V],Y,96.5,N'"}]
[{"$f":"CONCATENATE(\"'\",'Inverter-Full Data'!A95,\"     \",'Inverter-Full Data'!B95,\",\",'Inverter-Full Data'!G95,\",\",'Inverter-Full Data'!F95,\",\",'Inverter-Full Data'!H95,\"'\")","v":"'ABB     UNO-3.0-TL-OUTD-S-US-C-M [277V],Y,96.5,N'"}]
[{"$f":"CONCATENATE(\"'\",'Inverter-Full Data'!A96,\"     \",'Inverter-Full Data'!B96,\",\",'Inverter-Full Data'!G96,\",\",'Inverter-Full Data'!F96,\",\",'Inverter-Full Data'!H96,\"'\")","v":"'ABB     UNO-3.0-TL-OUTD-S-US-C-M-A [208V],Y,96.5,N'"}]
[{"$f":"CONCATENATE(\"'\",'Inverter-Full Data'!A97,\"     \",'Inverter-Full Data'!B97,\",\",'Inverter-Full Data'!G97,\",\",'Inverter-Full Data'!F97,\",\",'Inverter-Full Data'!H97,\"'\")","v":"'ABB     UNO-3.0-TL-OUTD-S-US-C-M-A [240V],Y,96.5,N'"}]
[{"$f":"CONCATENATE(\"'\",'Inverter-Full Data'!A98,\"     \",'Inverter-Full Data'!B98,\",\",'Inverter-Full Data'!G98,\",\",'Inverter-Full Data'!F98,\",\",'Inverter-Full Data'!H98,\"'\")","v":"'ABB     UNO-3.0-TL-OUTD-S-US-C-M-A [277V],Y,96.5,N'"}]
[{"$f":"CONCATENATE(\"'\",'Inverter-Full Data'!A99,\"     \",'Inverter-Full Data'!B99,\",\",'Inverter-Full Data'!G99,\",\",'Inverter-Full Data'!F99,\",\",'Inverter-Full Data'!H99,\"'\")","v":"'ABB     UNO-3.0-TL-OUTD-S-US-Z-A [208V],Y,96.5,N'"}]
[{"$f":"CONCATENATE(\"'\",'Inverter-Full Data'!A100,\"     \",'Inverter-Full Data'!B100,\",\",'Inverter-Full Data'!G100,\",\",'Inverter-Full Data'!F100,\",\",'Inverter-Full Data'!H100,\"'\")","v":"'ABB     UNO-3.0-TL-OUTD-S-US-Z-A [240V],Y,96.5,N'"}]
[{"$f":"CONCATENATE(\"'\",'Inverter-Full Data'!A101,\"     \",'Inverter-Full Data'!B101,\",\",'Inverter-Full Data'!G101,\",\",'Inverter-Full Data'!F101,\",\",'Inverter-Full Data'!H101,\"'\")","v":"'ABB     UNO-3.0-TL-OUTD-S-US-Z-A [277V],Y,96.5,N'"}]
[{"$f":"CONCATENATE(\"'\",'Inverter-Full Data'!A102,\"     \",'Inverter-Full Data'!B102,\",\",'Inverter-Full Data'!G102,\",\",'Inverter-Full Data'!F102,\",\",'Inverter-Full Data'!H102,\"'\")","v":"'ABB     UNO-3.0-TL-OUTD-S-US-Z-M-A [208V],Y,96.5,N'"}]
[{"$f":"CONCATENATE(\"'\",'Inverter-Full Data'!A103,\"     \",'Inverter-Full Data'!B103,\",\",'Inverter-Full Data'!G103,\",\",'Inverter-Full Data'!F103,\",\",'Inverter-Full Data'!H103,\"'\")","v":"'ABB     UNO-3.0-TL-OUTD-S-US-Z-M-A [240V],Y,96.5,N'"}]
[{"$f":"CONCATENATE(\"'\",'Inverter-Full Data'!A104,\"     \",'Inverter-Full Data'!B104,\",\",'Inverter-Full Data'!G104,\",\",'Inverter-Full Data'!F104,\",\",'Inverter-Full Data'!H104,\"'\")","v":"'ABB     UNO-3.0-TL-OUTD-S-US-Z-M-A [277V],Y,96.5,N'"}]
[{"$f":"CONCATENATE(\"'\",'Inverter-Full Data'!#REF!,\"     \",'Inverter-Full Data'!#REF!,\",\",'Inverter-Full Data'!#REF!,\",\",'Inverter-Full Data'!#REF!,\",\",'Inverter-Full Data'!#REF!,\"'\")","v":{"$error":"#REF!"}}]
[{"$f":"CONCATENATE(\"'\",'Inverter-Full Data'!#REF!,\"     \",'Inverter-Full Data'!#REF!,\",\",'Inverter-Full Data'!#REF!,\",\",'Inverter-Full Data'!#REF!,\",\",'Inverter-Full Data'!#REF!,\"'\")","v":{"$error":"#REF!"}}]
[{"$f":"CONCATENATE(\"'\",'Inverter-Full Data'!#REF!,\"     \",'Inverter-Full Data'!#REF!,\",\",'Inverter-Full Data'!#REF!,\",\",'Inverter-Full Data'!#REF!,\",\",'Inverter-Full Data'!#REF!,\"'\")","v":{"$error":"#REF!"}}]
[{"$f":"CONCATENATE(\"'\",'Inverter-Full Data'!#REF!,\"     \",'Inverter-Full Data'!#REF!,\",\",'Inverter-Full Data'!#REF!,\",\",'Inverter-Full Data'!#REF!,\",\",'Inverter-Full Data'!#REF!,\"'\")","v":{"$error":"#REF!"}}]
[{"$f":"CONCATENATE(\"'\",'Inverter-Full Data'!#REF!,\"     \",'Inverter-Full Data'!#REF!,\",\",'Inverter-Full Data'!#REF!,\",\",'Inverter-Full Data'!#REF!,\",\",'Inverter-Full Data'!#REF!,\"'\")","v":{"$error":"#REF!"}}]
[{"$f":"CONCATENATE(\"'\",'Inverter-Full Data'!#REF!,\"     \",'Inverter-Full Data'!#REF!,\",\",'Inverter-Full Data'!#REF!,\",\",'Inverter-Full Data'!#REF!,\",\",'Inverter-Full Data'!#REF!,\"'\")","v":{"$error":"#REF!"}}]
[{"$f":"CONCATENATE(\"'\",'Inverter-Full Data'!#REF!,\"     \",'Inverter-Full Data'!#REF!,\",\",'Inverter-Full Data'!#REF!,\",\",'Inverter-Full Data'!#REF!,\",\",'Inverter-Full Data'!#REF!,\"'\")","v":{"$error":"#REF!"}}]
[{"$f":"CONCATENATE(\"'\",'Inverter-Full Data'!A105,\"     \",'Inverter-Full Data'!B105,\",\",'Inverter-Full Data'!G105,\",\",'Inverter-Full Data'!F105,\",\",'Inverter-Full Data'!H105,\"'\")","v":"'ABB     PVI-3.8-I-OUTD-x-US-y-Z [208V],Y,96,N'"}]
[{"$f":"CONCATENATE(\"'\",'Inverter-Full Data'!#REF!,\"     \",'Inverter-Full Data'!#REF!,\",\",'Inverter-Full Data'!#REF!,\",\",'Inverter-Full Data'!#REF!,\",\",'Inverter-Full Data'!#REF!,\"'\")","v":{"$error":"#REF!"}}]
[{"$f":"CONCATENATE(\"'\",'Inverter-Full Data'!#REF!,\"     \",'Inverter-Full Data'!#REF!,\",\",'Inverter-Full Data'!#REF!,\",\",'Inverter-Full Data'!#REF!,\",\",'Inverter-Full Data'!#REF!,\"'\")","v":{"$error":"#REF!"}}]
[{"$f":"CONCATENATE(\"'\",'Inverter-Full Data'!#REF!,\"     \",'Inverter-Full Data'!#REF!,\",\",'Inverter-Full Data'!#REF!,\",\",'Inverter-Full Data'!#REF!,\",\",'Inverter-Full Data'!#REF!,\"'\")","v":{"$error":"#REF!"}}]
[{"$f":"CONCATENATE(\"'\",'Inverter-Full Data'!#REF!,\"     \",'Inverter-Full Data'!#REF!,\",\",'Inverter-Full Data'!#REF!,\",\",'Inverter-Full Data'!#REF!,\",\",'Inverter-Full Data'!#REF!,\"'\")","v":{"$error":"#REF!"}}]
[{"$f":"CONCATENATE(\"'\",'Inverter-Full Data'!#REF!,\"     \",'Inverter-Full Data'!#REF!,\",\",'Inverter-Full Data'!#REF!,\",\",'Inverter-Full Data'!#REF!,\",\",'Inverter-Full Data'!#REF!,\"'\")","v":{"$error":"#REF!"}}]
[{"$f":"CONCATENATE(\"'\",'Inverter-Full Data'!#REF!,\"     \",'Inverter-Full Data'!#REF!,\",\",'Inverter-Full Data'!#REF!,\",\",'Inverter-Full Data'!#REF!,\",\",'Inverter-Full Data'!#REF!,\"'\")","v":{"$error":"#REF!"}}]
[{"$f":"CONCATENATE(\"'\",'Inverter-Full Data'!#REF!,\"     \",'Inverter-Full Data'!#REF!,\",\",'Inverter-Full Data'!#REF!,\",\",'Inverter-Full Data'!#REF!,\",\",'Inverter-Full Data'!#REF!,\"'\")","v":{"$error":"#REF!"}}]
[{"$f":"CONCATENATE(\"'\",'Inverter-Full Data'!#REF!,\"     \",'Inverter-Full Data'!#REF!,\",\",'Inverter-Full Data'!#REF!,\",\",'Inverter-Full Data'!#REF!,\",\",'Inverter-Full Data'!#REF!,\"'\")","v":{"$error":"#REF!"}}]
[{"$f":"CONCATENATE(\"'\",'Inverter-Full Data'!#REF!,\"     \",'Inverter-Full Data'!#REF!,\",\",'Inverter-Full Data'!#REF!,\",\",'Inverter-Full Data'!#REF!,\",\",'Inverter-Full Data'!#REF!,\"'\")","v":{"$error":"#REF!"}}]
[{"$f":"CONCATENATE(\"'\",'Inverter-Full Data'!#REF!,\"     \",'Inverter-Full Data'!#REF!,\",\",'Inverter-Full Data'!#REF!,\",\",'Inverter-Full Data'!#REF!,\",\",'Inverter-Full Data'!#REF!,\"'\")","v":{"$error":"#REF!"}}]
[{"$f":"CONCATENATE(\"'\",'Inverter-Full Data'!#REF!,\"     \",'Inverter-Full Data'!#REF!,\",\",'Inverter-Full Data'!#REF!,\",\",'Inverter-Full Data'!#REF!,\",\",'Inverter-Full Data'!#REF!,\"'\")","v":{"$error":"#REF!"}}]
[{"$f":"CONCATENATE(\"'\",'Inverter-Full Data'!A106,\"     \",'Inverter-Full Data'!B106,\",\",'Inverter-Full Data'!G106,\",\",'Inverter-Full Data'!F106,\",\",'Inverter-Full Data'!H106,\"'\")","v":"'ABB     PVI-3.6-OUTD-S-US [208V],Y,96,N'"}]
[{"$f":"CONCATENATE(\"'\",'Inverter-Full Data'!A107,\"     \",'Inverter-Full Data'!B107,\",\",'Inverter-Full Data'!G107,\",\",'Inverter-Full Data'!F107,\",\",'Inverter-Full Data'!H107,\"'\")","v":"'ABB     PVI-3.6-OUTD-S-US [240V],Y,96,N'"}]
[{"$f":"CONCATENATE(\"'\",'Inverter-Full Data'!#REF!,\"     \",'Inverter-Full Data'!#REF!,\",\",'Inverter-Full Data'!#REF!,\",\",'Inverter-Full Data'!#REF!,\",\",'Inverter-Full Data'!#REF!,\"'\")","v":{"$error":"#REF!"}}]
[{"$f":"CONCATENATE(\"'\",'Inverter-Full Data'!A108,\"     \",'Inverter-Full Data'!B108,\",\",'Inverter-Full Data'!G108,\",\",'Inverter-Full Data'!F108,\",\",'Inverter-Full Data'!H108,\"'\")","v":"'ABB     PVI-3.6-OUTD-S-US [277V],Y,96,N'"}]
[{"$f":"CONCATENATE(\"'\",'Inverter-Full Data'!#REF!,\"     \",'Inverter-Full Data'!#REF!,\",\",'Inverter-Full Data'!#REF!,\",\",'Inverter-Full Data'!#REF!,\",\",'Inverter-Full Data'!#REF!,\"'\")","v":{"$error":"#REF!"}}]
[{"$f":"CONCATENATE(\"'\",'Inverter-Full Data'!#REF!,\"     \",'Inverter-Full Data'!#REF!,\",\",'Inverter-Full Data'!#REF!,\",\",'Inverter-Full Data'!#REF!,\",\",'Inverter-Full Data'!#REF!,\"'\")","v":{"$error":"#REF!"}}]
[{"$f":"CONCATENATE(\"'\",'Inverter-Full Data'!A109,\"     \",'Inverter-Full Data'!B109,\",\",'Inverter-Full Data'!G109,\",\",'Inverter-Full Data'!F109,\",\",'Inverter-Full Data'!H109,\"'\")","v":"'ABB     PVI-3.6-OUTD-S-US-A [208V],Y,96,N'"}]
[{"$f":"CONCATENATE(\"'\",'Inverter-Full Data'!#REF!,\"     \",'Inverter-Full Data'!#REF!,\",\",'Inverter-Full Data'!#REF!,\",\",'Inverter-Full Data'!#REF!,\",\",'Inverter-Full Data'!#REF!,\"'\")","v":{"$error":"#REF!"}}]
[{"$f":"CONCATENATE(\"'\",'Inverter-Full Data'!#REF!,\"     \",'Inverter-Full Data'!#REF!,\",\",'Inverter-Full Data'!#REF!,\",\",'Inverter-Full Data'!#REF!,\",\",'Inverter-Full Data'!#REF!,\"'\")","v":{"$error":"#REF!"}}]
[{"$f":"CONCATENATE(\"'\",'Inverter-Full Data'!A110,\"     \",'Inverter-Full Data'!B110,\",\",'Inverter-Full Data'!G110,\",\",'Inverter-Full Data'!F110,\",\",'Inverter-Full Data'!H110,\"'\")","v":"'ABB     PVI-3.6-OUTD-S-US-A [240V],Y,96,N'"}]
[{"$f":"CONCATENATE(\"'\",'Inverter-Full Data'!#REF!,\"     \",'Inverter-Full Data'!#REF!,\",\",'Inverter-Full Data'!#REF!,\",\",'Inverter-Full Data'!#REF!,\",\",'Inverter-Full Data'!#REF!,\"'\")","v":{"$error":"#REF!"}}]
[{"$f":"CONCATENATE(\"'\",'Inverter-Full Data'!#REF!,\"     \",'Inverter-Full Data'!#REF!,\",\",'Inverter-Full Data'!#REF!,\",\",'Inverter-Full Data'!#REF!,\",\",'Inverter-Full Data'!#REF!,\"'\")","v":{"$error":"#REF!"}}]
[{"$f":"CONCATENATE(\"'\",'Inverter-Full Data'!A111,\"     \",'Inverter-Full Data'!B111,\",\",'Inverter-Full Data'!G111,\",\",'Inverter-Full Data'!F111,\",\",'Inverter-Full Data'!H111,\"'\")","v":"'ABB     PVI-3.6-OUTD-S-US-A [277V],Y,96,N'"}]
[{"$f":"CONCATENATE(\"'\",'Inverter-Full Data'!A112,\"     \",'Inverter-Full Data'!B112,\",\",'Inverter-Full Data'!G112,\",\",'Inverter-Full Data'!F112,\",\",'Inverter-Full Data'!H112,\"'\")","v":"'ABB     PVI-3.6-OUTD-S-US-Z [208V],Y,96,N'"}]
[{"$f":"CONCATENATE(\"'\",'Inverter-Full Data'!#REF!,\"     \",'Inverter-Full Data'!#REF!,\",\",'Inverter-Full Data'!#REF!,\",\",'Inverter-Full Data'!#REF!,\",\",'Inverter-Full Data'!#REF!,\"'\")","v":{"$error":"#REF!"}}]
[{"$f":"CONCATENATE(\"'\",'Inverter-Full Data'!A113,\"     \",'Inverter-Full Data'!B113,\",\",'Inverter-Full Data'!G113,\",\",'Inverter-Full Data'!F113,\",\",'Inverter-Full Data'!H113,\"'\")","v":"'ABB     PVI-3.6-OUTD-S-US-Z [240V],Y,96,N'"}]
[{"$f":"CONCATENATE(\"'\",'Inverter-Full Data'!A114,\"     \",'Inverter-Full Data'!B114,\",\",'Inverter-Full Data'!G114,\",\",'Inverter-Full Data'!F114,\",\",'Inverter-Full Data'!H114,\"'\")","v":"'ABB     PVI-3.6-OUTD-S-US-Z [277V],Y,96,N'"}]
[{"$f":"CONCATENATE(\"'\",'Inverter-Full Data'!#REF!,\"     \",'Inverter-Full Data'!#REF!,\",\",'Inverter-Full Data'!#REF!,\",\",'Inverter-Full Data'!#REF!,\",\",'Inverter-Full Data'!#REF!,\"'\")","v":{"$error":"#REF!"}}]
[{"$f":"CONCATENATE(\"'\",'Inverter-Full Data'!#REF!,\"     \",'Inverter-Full Data'!#REF!,\",\",'Inverter-Full Data'!#REF!,\",\",'Inverter-Full Data'!#REF!,\",\",'Inverter-Full Data'!#REF!,\"'\")","v":{"$error":"#REF!"}}]
[{"$f":"CONCATENATE(\"'\",'Inverter-Full Data'!A115,\"     \",'Inverter-Full Data'!B115,\",\",'Inverter-Full Data'!G115,\",\",'Inverter-Full Data'!F115,\",\",'Inverter-Full Data'!H115,\"'\")","v":"'ABB     PVI-3.6-OUTD-S-US-Z-A [208V],Y,96,N'"}]
[{"$f":"CONCATENATE(\"'\",'Inverter-Full Data'!#REF!,\"     \",'Inverter-Full Data'!#REF!,\",\",'Inverter-Full Data'!#REF!,\",\",'Inverter-Full Data'!#REF!,\",\",'Inverter-Full Data'!#REF!,\"'\")","v":{"$error":"#REF!"}}]
[{"$f":"CONCATENATE(\"'\",'Inverter-Full Data'!A116,\"     \",'Inverter-Full Data'!B116,\",\",'Inverter-Full Data'!G116,\",\",'Inverter-Full Data'!F116,\",\",'Inverter-Full Data'!H116,\"'\")","v":"'ABB     PVI-3.6-OUTD-S-US-Z-A [240V],Y,96,N'"}]
[{"$f":"CONCATENATE(\"'\",'Inverter-Full Data'!#REF!,\"     \",'Inverter-Full Data'!#REF!,\",\",'Inverter-Full Data'!#REF!,\",\",'Inverter-Full Data'!#REF!,\",\",'Inverter-Full Data'!#REF!,\"'\")","v":{"$error":"#REF!"}}]
[{"$f":"CONCATENATE(\"'\",'Inverter-Full Data'!A117,\"     \",'Inverter-Full Data'!B117,\",\",'Inverter-Full Data'!G117,\",\",'Inverter-Full Data'!F117,\",\",'Inverter-Full Data'!H117,\"'\")","v":"'ABB     PVI-3.6-OUTD-S-US-Z-A [277V],Y,96,N'"}]
[{"$f":"CONCATENATE(\"'\",'Inverter-Full Data'!#REF!,\"     \",'Inverter-Full Data'!#REF!,\",\",'Inverter-Full Data'!#REF!,\",\",'Inverter-Full Data'!#REF!,\",\",'Inverter-Full Data'!#REF!,\"'\")","v":{"$error":"#REF!"}}]
[{"$f":"CONCATENATE(\"'\",'Inverter-Full Data'!A118,\"     \",'Inverter-Full Data'!B118,\",\",'Inverter-Full Data'!G118,\",\",'Inverter-Full Data'!F118,\",\",'Inverter-Full Data'!H118,\"'\")","v":"'ABB     PVI-3.6-OUTD-S-US-Z-M-A [208V],Y,96,N'"}]
[{"$f":"CONCATENATE(\"'\",'Inverter-Full Data'!#REF!,\"     \",'Inverter-Full Data'!#REF!,\",\",'Inverter-Full Data'!#REF!,\",\",'Inverter-Full Data'!#REF!,\",\",'Inverter-Full Data'!#REF!,\"'\")","v":{"$error":"#REF!"}}]
[{"$f":"CONCATENATE(\"'\",'Inverter-Full Data'!A119,\"     \",'Inverter-Full Data'!B119,\",\",'Inverter-Full Data'!G119,\",\",'Inverter-Full Data'!F119,\",\",'Inverter-Full Data'!H119,\"'\")","v":"'ABB     PVI-3.6-OUTD-S-US-Z-M-A [240V],Y,96,N'"}]
[{"$f":"CONCATENATE(\"'\",'Inverter-Full Data'!#REF!,\"     \",'Inverter-Full Data'!#REF!,\",\",'Inverter-Full Data'!#REF!,\",\",'Inverter-Full Data'!#REF!,\",\",'Inverter-Full Data'!#REF!,\"'\")","v":{"$error":"#REF!"}}]
[{"$f":"CONCATENATE(\"'\",'Inverter-Full Data'!A120,\"     \",'Inverter-Full Data'!B120,\",\",'Inverter-Full Data'!G120,\",\",'Inverter-Full Data'!F120,\",\",'Inverter-Full Data'!H120,\"'\")","v":"'ABB     PVI-3.6-OUTD-S-US-Z-M-A [277V],Y,96,N'"}]
[{"$f":"CONCATENATE(\"'\",'Inverter-Full Data'!#REF!,\"     \",'Inverter-Full Data'!#REF!,\",\",'Inverter-Full Data'!#REF!,\",\",'Inverter-Full Data'!#REF!,\",\",'Inverter-Full Data'!#REF!,\"'\")","v":{"$error":"#REF!"}}]
[{"$f":"CONCATENATE(\"'\",'Inverter-Full Data'!#REF!,\"     \",'Inverter-Full Data'!#REF!,\",\",'Inverter-Full Data'!#REF!,\",\",'Inverter-Full Data'!#REF!,\",\",'Inverter-Full Data'!#REF!,\"'\")","v":{"$error":"#REF!"}}]
[{"$f":"CONCATENATE(\"'\",'Inverter-Full Data'!#REF!,\"     \",'Inverter-Full Data'!#REF!,\",\",'Inverter-Full Data'!#REF!,\",\",'Inverter-Full Data'!#REF!,\",\",'Inverter-Full Data'!#REF!,\"'\")","v":{"$error":"#REF!"}}]
[{"$f":"CONCATENATE(\"'\",'Inverter-Full Data'!A121,\"     \",'Inverter-Full Data'!B121,\",\",'Inverter-Full Data'!G121,\",\",'Inverter-Full Data'!F121,\",\",'Inverter-Full Data'!H121,\"'\")","v":"'ABB     PVI-3.6-OUTD-US [208V],Y,96,N'"}]
[{"$f":"CONCATENATE(\"'\",'Inverter-Full Data'!#REF!,\"     \",'Inverter-Full Data'!#REF!,\",\",'Inverter-Full Data'!#REF!,\",\",'Inverter-Full Data'!#REF!,\",\",'Inverter-Full Data'!#REF!,\"'\")","v":{"$error":"#REF!"}}]
[{"$f":"CONCATENATE(\"'\",'Inverter-Full Data'!A122,\"     \",'Inverter-Full Data'!B122,\",\",'Inverter-Full Data'!G122,\",\",'Inverter-Full Data'!F122,\",\",'Inverter-Full Data'!H122,\"'\")","v":"'ABB     PVI-3.6-OUTD-US [240V],Y,96,N'"}]
[{"$f":"CONCATENATE(\"'\",'Inverter-Full Data'!#REF!,\"     \",'Inverter-Full Data'!#REF!,\",\",'Inverter-Full Data'!#REF!,\",\",'Inverter-Full Data'!#REF!,\",\",'Inverter-Full Data'!#REF!,\"'\")","v":{"$error":"#REF!"}}]
[{"$f":"CONCATENATE(\"'\",'Inverter-Full Data'!#REF!,\"     \",'Inverter-Full Data'!#REF!,\",\",'Inverter-Full Data'!#REF!,\",\",'Inverter-Full Data'!#REF!,\",\",'Inverter-Full Data'!#REF!,\"'\")","v":{"$error":"#REF!"}}]
[{"$f":"CONCATENATE(\"'\",'Inverter-Full Data'!A123,\"     \",'Inverter-Full Data'!B123,\",\",'Inverter-Full Data'!G123,\",\",'Inverter-Full Data'!F123,\",\",'Inverter-Full Data'!H123,\"'\")","v":"'ABB     PVI-3.6-OUTD-US [277V],Y,96,N'"}]
[{"$f":"CONCATENATE(\"'\",'Inverter-Full Data'!A124,\"     \",'Inverter-Full Data'!B124,\",\",'Inverter-Full Data'!G124,\",\",'Inverter-Full Data'!F124,\",\",'Inverter-Full Data'!H124,\"'\")","v":"'ABB     PVI-3.8-I-OUTD-x-US-y-Z [240V],Y,96.5,N'"}]
[{"$f":"CONCATENATE(\"'\",'Inverter-Full Data'!A125,\"     \",'Inverter-Full Data'!B125,\",\",'Inverter-Full Data'!G125,\",\",'Inverter-Full Data'!F125,\",\",'Inverter-Full Data'!H125,\"'\")","v":"'ABB     PVI-3.8-I-OUTD-x-US-y-Z [277V],Y,96.5,N'"}]
[{"$f":"CONCATENATE(\"'\",'Inverter-Full Data'!A126,\"     \",'Inverter-Full Data'!B126,\",\",'Inverter-Full Data'!G126,\",\",'Inverter-Full Data'!F126,\",\",'Inverter-Full Data'!H126,\"'\")","v":"'ABB     PVI-3.8-OUTD-S-US [208V],Y,95.5,N'"}]
[{"$f":"CONCATENATE(\"'\",'Inverter-Full Data'!A127,\"     \",'Inverter-Full Data'!B127,\",\",'Inverter-Full Data'!G127,\",\",'Inverter-Full Data'!F127,\",\",'Inverter-Full Data'!H127,\"'\")","v":"'ABB     PVI-3.8-OUTD-S-US [240V],Y,96,N'"}]
[{"$f":"CONCATENATE(\"'\",'Inverter-Full Data'!A128,\"     \",'Inverter-Full Data'!B128,\",\",'Inverter-Full Data'!G128,\",\",'Inverter-Full Data'!F128,\",\",'Inverter-Full Data'!H128,\"'\")","v":"'ABB     PVI-3.8-OUTD-S-US [277V],Y,96,N'"}]
[{"$f":"CONCATENATE(\"'\",'Inverter-Full Data'!#REF!,\"     \",'Inverter-Full Data'!#REF!,\",\",'Inverter-Full Data'!#REF!,\",\",'Inverter-Full Data'!#REF!,\",\",'Inverter-Full Data'!#REF!,\"'\")","v":{"$error":"#REF!"}}]
[{"$f":"CONCATENATE(\"'\",'Inverter-Full Data'!#REF!,\"     \",'Inverter-Full Data'!#REF!,\",\",'Inverter-Full Data'!#REF!,\",\",'Inverter-Full Data'!#REF!,\",\",'Inverter-Full Data'!#REF!,\"'\")","v":{"$error":"#REF!"}}]
[{"$f":"CONCATENATE(\"'\",'Inverter-Full Data'!A129,\"     \",'Inverter-Full Data'!B129,\",\",'Inverter-Full Data'!G129,\",\",'Inverter-Full Data'!F129,\",\",'Inverter-Full Data'!H129,\"'\")","v":"'ABB     PVI-3.8-OUTD-S-US-A [208V],Y,95.5,N'"}]
[{"$f":"CONCATENATE(\"'\",'Inverter-Full Data'!#REF!,\"     \",'Inverter-Full Data'!#REF!,\",\",'Inverter-Full Data'!#REF!,\",\",'Inverter-Full Data'!#REF!,\",\",'Inverter-Full Data'!#REF!,\"'\")","v":{"$error":"#REF!"}}]
[{"$f":"CONCATENATE(\"'\",'Inverter-Full Data'!#REF!,\"     \",'Inverter-Full Data'!#REF!,\",\",'Inverter-Full Data'!#REF!,\",\",'Inverter-Full Data'!#REF!,\",\",'Inverter-Full Data'!#REF!,\"'\")","v":{"$error":"#REF!"}}]
[{"$f":"CONCATENATE(\"'\",'Inverter-Full Data'!A130,\"     \",'Inverter-Full Data'!B130,\",\",'Inverter-Full Data'!G130,\",\",'Inverter-Full Data'!F130,\",\",'Inverter-Full Data'!H130,\"'\")","v":"'ABB     PVI-3.8-OUTD-S-US-A [240V],Y,96,N'"}]
[{"$f":"CONCATENATE(\"'\",'Inverter-Full Data'!#REF!,\"     \",'Inverter-Full Data'!#REF!,\",\",'Inverter-Full Data'!#REF!,\",\",'Inverter-Full Data'!#REF!,\",\",'Inverter-Full Data'!#REF!,\"'\")","v":{"$error":"#REF!"}}]
[{"$f":"CONCATENATE(\"'\",'Inverter-Full Data'!A131,\"     \",'Inverter-Full Data'!B131,\",\",'Inverter-Full Data'!G131,\",\",'Inverter-Full Data'!F131,\",\",'Inverter-Full Data'!H131,\"'\")","v":"'ABB     PVI-3.8-OUTD-S-US-A [277V],Y,96,N'"}]
[{"$f":"CONCATENATE(\"'\",'Inverter-Full Data'!A132,\"     \",'Inverter-Full Data'!B132,\",\",'Inverter-Full Data'!G132,\",\",'Inverter-Full Data'!F132,\",\",'Inverter-Full Data'!H132,\"'\")","v":"'ABB     PVI-3.8-OUTD-S-US-Z [208V],Y,95.5,N'"}]
[{"$f":"CONCATENATE(\"'\",'Inverter-Full Data'!#REF!,\"     \",'Inverter-Full Data'!#REF!,\",\",'Inverter-Full Data'!#REF!,\",\",'Inverter-Full Data'!#REF!,\",\",'Inverter-Full Data'!#REF!,\"'\")","v":{"$error":"#REF!"}}]
[{"$f":"CONCATENATE(\"'\",'Inverter-Full Data'!A133,\"     \",'Inverter-Full Data'!B133,\",\",'Inverter-Full Data'!G133,\",\",'Inverter-Full Data'!F133,\",\",'Inverter-Full Data'!H133,\"'\")","v":"'ABB     PVI-3.8-OUTD-S-US-Z [240V],Y,96,N'"}]
[{"$f":"CONCATENATE(\"'\",'Inverter-Full Data'!A134,\"     \",'Inverter-Full Data'!B134,\",\",'Inverter-Full Data'!G134,\",\",'Inverter-Full Data'!F134,\",\",'Inverter-Full Data'!H134,\"'\")","v":"'ABB     PVI-3.8-OUTD-S-US-Z [277V],Y,96,N'"}]
[{"$f":"CONCATENATE(\"'\",'Inverter-Full Data'!#REF!,\"     \",'Inverter-Full Data'!#REF!,\",\",'Inverter-Full Data'!#REF!,\",\",'Inverter-Full Data'!#REF!,\",\",'Inverter-Full Data'!#REF!,\"'\")","v":{"$error":"#REF!"}}]
[{"$f":"CONCATENATE(\"'\",'Inverter-Full Data'!#REF!,\"     \",'Inverter-Full Data'!#REF!,\",\",'Inverter-Full Data'!#REF!,\",\",'Inverter-Full Data'!#REF!,\",\",'Inverter-Full Data'!#REF!,\"'\")","v":{"$error":"#REF!"}}]
[{"$f":"CONCATENATE(\"'\",'Inverter-Full Data'!A135,\"     \",'Inverter-Full Data'!B135,\",\",'Inverter-Full Data'!G135,\",\",'Inverter-Full Data'!F135,\",\",'Inverter-Full Data'!H135,\"'\")","v":"'ABB     PVI-3.8-OUTD-S-US-Z-A [208V],Y,95.5,N'"}]
[{"$f":"CONCATENATE(\"'\",'Inverter-Full Data'!#REF!,\"     \",'Inverter-Full Data'!#REF!,\",\",'Inverter-Full Data'!#REF!,\",\",'Inverter-Full Data'!#REF!,\",\",'Inverter-Full Data'!#REF!,\"'\")","v":{"$error":"#REF!"}}]
[{"$f":"CONCATENATE(\"'\",'Inverter-Full Data'!A136,\"     \",'Inverter-Full Data'!B136,\",\",'Inverter-Full Data'!G136,\",\",'Inverter-Full Data'!F136,\",\",'Inverter-Full Data'!H136,\"'\")","v":"'ABB     PVI-3.8-OUTD-S-US-Z-A [240V],Y,96,N'"}]
[{"$f":"CONCATENATE(\"'\",'Inverter-Full Data'!#REF!,\"     \",'Inverter-Full Data'!#REF!,\",\",'Inverter-Full Data'!#REF!,\",\",'Inverter-Full Data'!#REF!,\",\",'Inverter-Full Data'!#REF!,\"'\")","v":{"$error":"#REF!"}}]
[{"$f":"CONCATENATE(\"'\",'Inverter-Full Data'!A137,\"     \",'Inverter-Full Data'!B137,\",\",'Inverter-Full Data'!G137,\",\",'Inverter-Full Data'!F137,\",\",'Inverter-Full Data'!H137,\"'\")","v":"'ABB     PVI-3.8-OUTD-S-US-Z-A [277V],Y,96,N'"}]
[{"$f":"CONCATENATE(\"'\",'Inverter-Full Data'!#REF!,\"     \",'Inverter-Full Data'!#REF!,\",\",'Inverter-Full Data'!#REF!,\",\",'Inverter-Full Data'!#REF!,\",\",'Inverter-Full Data'!#REF!,\"'\")","v":{"$error":"#REF!"}}]
[{"$f":"CONCATENATE(\"'\",'Inverter-Full Data'!A138,\"     \",'Inverter-Full Data'!B138,\",\",'Inverter-Full Data'!G138,\",\",'Inverter-Full Data'!F138,\",\",'Inverter-Full Data'!H138,\"'\")","v":"'ABB     PVI-3.8-OUTD-S-US-Z-M-A [208V],Y,95.5,N'"}]
[{"$f":"CONCATENATE(\"'\",'Inverter-Full Data'!#REF!,\"     \",'Inverter-Full Data'!#REF!,\",\",'Inverter-Full Data'!#REF!,\",\",'Inverter-Full Data'!#REF!,\",\",'Inverter-Full Data'!#REF!,\"'\")","v":{"$error":"#REF!"}}]
[{"$f":"CONCATENATE(\"'\",'Inverter-Full Data'!A139,\"     \",'Inverter-Full Data'!B139,\",\",'Inverter-Full Data'!G139,\",\",'Inverter-Full Data'!F139,\",\",'Inverter-Full Data'!H139,\"'\")","v":"'ABB     PVI-3.8-OUTD-S-US-Z-M-A [240V],Y,96,N'"}]
[{"$f":"CONCATENATE(\"'\",'Inverter-Full Data'!#REF!,\"     \",'Inverter-Full Data'!#REF!,\",\",'Inverter-Full Data'!#REF!,\",\",'Inverter-Full Data'!#REF!,\",\",'Inverter-Full Data'!#REF!,\"'\")","v":{"$error":"#REF!"}}]
[{"$f":"CONCATENATE(\"'\",'Inverter-Full Data'!A140,\"     \",'Inverter-Full Data'!B140,\",\",'Inverter-Full Data'!G140,\",\",'Inverter-Full Data'!F140,\",\",'Inverter-Full Data'!H140,\"'\")","v":"'ABB     PVI-3.8-OUTD-S-US-Z-M-A [277V],Y,96,N'"}]
[{"$f":"CONCATENATE(\"'\",'Inverter-Full Data'!A141,\"     \",'Inverter-Full Data'!B141,\",\",'Inverter-Full Data'!G141,\",\",'Inverter-Full Data'!F141,\",\",'Inverter-Full Data'!H141,\"'\")","v":"'ABB     PVI-3.8-OUTD-US [208V],Y,95.5,N'"}]
[{"$f":"CONCATENATE(\"'\",'Inverter-Full Data'!A142,\"     \",'Inverter-Full Data'!B142,\",\",'Inverter-Full Data'!G142,\",\",'Inverter-Full Data'!F142,\",\",'Inverter-Full Data'!H142,\"'\")","v":"'ABB     PVI-3.8-OUTD-US [240V],Y,96,N'"}]
[{"$f":"CONCATENATE(\"'\",'Inverter-Full Data'!#REF!,\"     \",'Inverter-Full Data'!#REF!,\",\",'Inverter-Full Data'!#REF!,\",\",'Inverter-Full Data'!#REF!,\",\",'Inverter-Full Data'!#REF!,\"'\")","v":{"$error":"#REF!"}}]
[{"$f":"CONCATENATE(\"'\",'Inverter-Full Data'!A143,\"     \",'Inverter-Full Data'!B143,\",\",'Inverter-Full Data'!G143,\",\",'Inverter-Full Data'!F143,\",\",'Inverter-Full Data'!H143,\"'\")","v":"'ABB     PVI-3.8-OUTD-US [277V],Y,96,N'"}]
[{"$f":"CONCATENATE(\"'\",'Inverter-Full Data'!#REF!,\"     \",'Inverter-Full Data'!#REF!,\",\",'Inverter-Full Data'!#REF!,\",\",'Inverter-Full Data'!#REF!,\",\",'Inverter-Full Data'!#REF!,\"'\")","v":{"$error":"#REF!"}}]
[{"$f":"CONCATENATE(\"'\",'Inverter-Full Data'!#REF!,\"     \",'Inverter-Full Data'!#REF!,\",\",'Inverter-Full Data'!#REF!,\",\",'Inverter-Full Data'!#REF!,\",\",'Inverter-Full Data'!#REF!,\"'\")","v":{"$error":"#REF!"}}]
[{"$f":"CONCATENATE(\"'\",'Inverter-Full Data'!#REF!,\"     \",'Inverter-Full Data'!#REF!,\",\",'Inverter-Full Data'!#REF!,\",\",'Inverter-Full Data'!#REF!,\",\",'Inverter-Full Data'!#REF!,\"'\")","v":{"$error":"#REF!"}}]
[{"$f":"CONCATENATE(\"'\",'Inverter-Full Data'!#REF!,\"     \",'Inverter-Full Data'!#REF!,\",\",'Inverter-Full Data'!#REF!,\",\",'Inverter-Full Data'!#REF!,\",\",'Inverter-Full Data'!#REF!,\"'\")","v":{"$error":"#REF!"}}]
[{"$f":"CONCATENATE(\"'\",'Inverter-Full Data'!#REF!,\"     \",'Inverter-Full Data'!#REF!,\",\",'Inverter-Full Data'!#REF!,\",\",'Inverter-Full Data'!#REF!,\",\",'Inverter-Full Data'!#REF!,\"'\")","v":{"$error":"#REF!"}}]
[{"$f":"CONCATENATE(\"'\",'Inverter-Full Data'!A144,\"     \",'Inverter-Full Data'!B144,\",\",'Inverter-Full Data'!G144,\",\",'Inverter-Full Data'!F144,\",\",'Inverter-Full Data'!H144,\"'\")","v":"'ABB     UNO-DM-3.8-TL-PLUS-US-SB-RA [240V],Y,96.5,N'"}]
[{"$f":"CONCATENATE(\"'\",'Inverter-Full Data'!#REF!,\"     \",'Inverter-Full Data'!#REF!,\",\",'Inverter-Full Data'!#REF!,\",\",'Inverter-Full Data'!#REF!,\",\",'Inverter-Full Data'!#REF!,\"'\")","v":{"$error":"#REF!"}}]
[{"$f":"CONCATENATE(\"'\",'Inverter-Full Data'!#REF!,\"     \",'Inverter-Full Data'!#REF!,\",\",'Inverter-Full Data'!#REF!,\",\",'Inverter-Full Data'!#REF!,\",\",'Inverter-Full Data'!#REF!,\"'\")","v":{"$error":"#REF!"}}]
[{"$f":"CONCATENATE(\"'\",'Inverter-Full Data'!A145,\"     \",'Inverter-Full Data'!B145,\",\",'Inverter-Full Data'!G145,\",\",'Inverter-Full Data'!F145,\",\",'Inverter-Full Data'!H145,\"'\")","v":"'ABB     UNO-DM-3.8-TL-PLUS-US-SE-RA [240V],Y,96.5,N'"}]
[{"$f":"CONCATENATE(\"'\",'Inverter-Full Data'!#REF!,\"     \",'Inverter-Full Data'!#REF!,\",\",'Inverter-Full Data'!#REF!,\",\",'Inverter-Full Data'!#REF!,\",\",'Inverter-Full Data'!#REF!,\"'\")","v":{"$error":"#REF!"}}]
[{"$f":"CONCATENATE(\"'\",'Inverter-Full Data'!#REF!,\"     \",'Inverter-Full Data'!#REF!,\",\",'Inverter-Full Data'!#REF!,\",\",'Inverter-Full Data'!#REF!,\",\",'Inverter-Full Data'!#REF!,\"'\")","v":{"$error":"#REF!"}}]
[{"$f":"CONCATENATE(\"'\",'Inverter-Full Data'!A146,\"     \",'Inverter-Full Data'!B146,\",\",'Inverter-Full Data'!G146,\",\",'Inverter-Full Data'!F146,\",\",'Inverter-Full Data'!H146,\"'\")","v":"'ABB     UNO-DM-3.8-TL-PLUS-US-SZM-RA [240V],Y,96.5,N'"}]
[{"$f":"CONCATENATE(\"'\",'Inverter-Full Data'!#REF!,\"     \",'Inverter-Full Data'!#REF!,\",\",'Inverter-Full Data'!#REF!,\",\",'Inverter-Full Data'!#REF!,\",\",'Inverter-Full Data'!#REF!,\"'\")","v":{"$error":"#REF!"}}]
[{"$f":"CONCATENATE(\"'\",'Inverter-Full Data'!A147,\"     \",'Inverter-Full Data'!B147,\",\",'Inverter-Full Data'!G147,\",\",'Inverter-Full Data'!F147,\",\",'Inverter-Full Data'!H147,\"'\")","v":"'ABB     UNO-DM-3.8-TL-PLUS-US-SZ-RA [240V],Y,96.5,N'"}]
[{"$f":"CONCATENATE(\"'\",'Inverter-Full Data'!A148,\"     \",'Inverter-Full Data'!B148,\",\",'Inverter-Full Data'!G148,\",\",'Inverter-Full Data'!F148,\",\",'Inverter-Full Data'!H148,\"'\")","v":"'ABB     PVI-4.2-OUTD-S-US [208V],Y,96,N'"}]
[{"$f":"CONCATENATE(\"'\",'Inverter-Full Data'!A149,\"     \",'Inverter-Full Data'!B149,\",\",'Inverter-Full Data'!G149,\",\",'Inverter-Full Data'!F149,\",\",'Inverter-Full Data'!H149,\"'\")","v":"'ABB     PVI-4.2-OUTD-S-US [240V],Y,96,N'"}]
[{"$f":"CONCATENATE(\"'\",'Inverter-Full Data'!#REF!,\"     \",'Inverter-Full Data'!#REF!,\",\",'Inverter-Full Data'!#REF!,\",\",'Inverter-Full Data'!#REF!,\",\",'Inverter-Full Data'!#REF!,\"'\")","v":{"$error":"#REF!"}}]
[{"$f":"CONCATENATE(\"'\",'Inverter-Full Data'!A150,\"     \",'Inverter-Full Data'!B150,\",\",'Inverter-Full Data'!G150,\",\",'Inverter-Full Data'!F150,\",\",'Inverter-Full Data'!H150,\"'\")","v":"'ABB     PVI-4.2-OUTD-S-US [277V],Y,96,N'"}]
[{"$f":"CONCATENATE(\"'\",'Inverter-Full Data'!#REF!,\"     \",'Inverter-Full Data'!#REF!,\",\",'Inverter-Full Data'!#REF!,\",\",'Inverter-Full Data'!#REF!,\",\",'Inverter-Full Data'!#REF!,\"'\")","v":{"$error":"#REF!"}}]
[{"$f":"CONCATENATE(\"'\",'Inverter-Full Data'!#REF!,\"     \",'Inverter-Full Data'!#REF!,\",\",'Inverter-Full Data'!#REF!,\",\",'Inverter-Full Data'!#REF!,\",\",'Inverter-Full Data'!#REF!,\"'\")","v":{"$error":"#REF!"}}]
[{"$f":"CONCATENATE(\"'\",'Inverter-Full Data'!A151,\"     \",'Inverter-Full Data'!B151,\",\",'Inverter-Full Data'!G151,\",\",'Inverter-Full Data'!F151,\",\",'Inverter-Full Data'!H151,\"'\")","v":"'ABB     PVI-4.2-OUTD-S-US-A [208V],Y,96,N'"}]
[{"$f":"CONCATENATE(\"'\",'Inverter-Full Data'!#REF!,\"     \",'Inverter-Full Data'!#REF!,\",\",'Inverter-Full Data'!#REF!,\",\",'Inverter-Full Data'!#REF!,\",\",'Inverter-Full Data'!#REF!,\"'\")","v":{"$error":"#REF!"}}]
[{"$f":"CONCATENATE(\"'\",'Inverter-Full Data'!#REF!,\"     \",'Inverter-Full Data'!#REF!,\",\",'Inverter-Full Data'!#REF!,\",\",'Inverter-Full Data'!#REF!,\",\",'Inverter-Full Data'!#REF!,\"'\")","v":{"$error":"#REF!"}}]
[{"$f":"CONCATENATE(\"'\",'Inverter-Full Data'!A152,\"     \",'Inverter-Full Data'!B152,\",\",'Inverter-Full Data'!G152,\",\",'Inverter-Full Data'!F152,\",\",'Inverter-Full Data'!H152,\"'\")","v":"'ABB     PVI-4.2-OUTD-S-US-A [240V],Y,96,N'"}]
[{"$f":"CONCATENATE(\"'\",'Inverter-Full Data'!#REF!,\"     \",'Inverter-Full Data'!#REF!,\",\",'Inverter-Full Data'!#REF!,\",\",'Inverter-Full Data'!#REF!,\",\",'Inverter-Full Data'!#REF!,\"'\")","v":{"$error":"#REF!"}}]
[{"$f":"CONCATENATE(\"'\",'Inverter-Full Data'!#REF!,\"     \",'Inverter-Full Data'!#REF!,\",\",'Inverter-Full Data'!#REF!,\",\",'Inverter-Full Data'!#REF!,\",\",'Inverter-Full Data'!#REF!,\"'\")","v":{"$error":"#REF!"}}]
[{"$f":"CONCATENATE(\"'\",'Inverter-Full Data'!A153,\"     \",'Inverter-Full Data'!B153,\",\",'Inverter-Full Data'!G153,\",\",'Inverter-Full Data'!F153,\",\",'Inverter-Full Data'!H153,\"'\")","v":"'ABB     PVI-4.2-OUTD-S-US-A [277V],Y,96,N'"}]
[{"$f":"CONCATENATE(\"'\",'Inverter-Full Data'!A154,\"     \",'Inverter-Full Data'!B154,\",\",'Inverter-Full Data'!G154,\",\",'Inverter-Full Data'!F154,\",\",'Inverter-Full Data'!H154,\"'\")","v":"'ABB     PVI-4.2-OUTD-S-US-Z [208V],Y,96,N'"}]
[{"$f":"CONCATENATE(\"'\",'Inverter-Full Data'!#REF!,\"     \",'Inverter-Full Data'!#REF!,\",\",'Inverter-Full Data'!#REF!,\",\",'Inverter-Full Data'!#REF!,\",\",'Inverter-Full Data'!#REF!,\"'\")","v":{"$error":"#REF!"}}]
[{"$f":"CONCATENATE(\"'\",'Inverter-Full Data'!A155,\"     \",'Inverter-Full Data'!B155,\",\",'Inverter-Full Data'!G155,\",\",'Inverter-Full Data'!F155,\",\",'Inverter-Full Data'!H155,\"'\")","v":"'ABB     PVI-4.2-OUTD-S-US-Z [240V],Y,96,N'"}]
[{"$f":"CONCATENATE(\"'\",'Inverter-Full Data'!A156,\"     \",'Inverter-Full Data'!B156,\",\",'Inverter-Full Data'!G156,\",\",'Inverter-Full Data'!F156,\",\",'Inverter-Full Data'!H156,\"'\")","v":"'ABB     PVI-4.2-OUTD-S-US-Z [277V],Y,96,N'"}]
[{"$f":"CONCATENATE(\"'\",'Inverter-Full Data'!#REF!,\"     \",'Inverter-Full Data'!#REF!,\",\",'Inverter-Full Data'!#REF!,\",\",'Inverter-Full Data'!#REF!,\",\",'Inverter-Full Data'!#REF!,\"'\")","v":{"$error":"#REF!"}}]
[{"$f":"CONCATENATE(\"'\",'Inverter-Full Data'!#REF!,\"     \",'Inverter-Full Data'!#REF!,\",\",'Inverter-Full Data'!#REF!,\",\",'Inverter-Full Data'!#REF!,\",\",'Inverter-Full Data'!#REF!,\"'\")","v":{"$error":"#REF!"}}]
[{"$f":"CONCATENATE(\"'\",'Inverter-Full Data'!A157,\"     \",'Inverter-Full Data'!B157,\",\",'Inverter-Full Data'!G157,\",\",'Inverter-Full Data'!F157,\",\",'Inverter-Full Data'!H157,\"'\")","v":"'ABB     PVI-4.2-OUTD-S-US-Z-A [208V],Y,96,N'"}]
[{"$f":"CONCATENATE(\"'\",'Inverter-Full Data'!#REF!,\"     \",'Inverter-Full Data'!#REF!,\",\",'Inverter-Full Data'!#REF!,\",\",'Inverter-Full Data'!#REF!,\",\",'Inverter-Full Data'!#REF!,\"'\")","v":{"$error":"#REF!"}}]
[{"$f":"CONCATENATE(\"'\",'Inverter-Full Data'!A158,\"     \",'Inverter-Full Data'!B158,\",\",'Inverter-Full Data'!G158,\",\",'Inverter-Full Data'!F158,\",\",'Inverter-Full Data'!H158,\"'\")","v":"'ABB     PVI-4.2-OUTD-S-US-Z-A [240V],Y,96,N'"}]
[{"$f":"CONCATENATE(\"'\",'Inverter-Full Data'!#REF!,\"     \",'Inverter-Full Data'!#REF!,\",\",'Inverter-Full Data'!#REF!,\",\",'Inverter-Full Data'!#REF!,\",\",'Inverter-Full Data'!#REF!,\"'\")","v":{"$error":"#REF!"}}]
[{"$f":"CONCATENATE(\"'\",'Inverter-Full Data'!A159,\"     \",'Inverter-Full Data'!B159,\",\",'Inverter-Full Data'!G159,\",\",'Inverter-Full Data'!F159,\",\",'Inverter-Full Data'!H159,\"'\")","v":"'ABB     PVI-4.2-OUTD-S-US-Z-A [277V],Y,96,N'"}]
[{"$f":"CONCATENATE(\"'\",'Inverter-Full Data'!#REF!,\"     \",'Inverter-Full Data'!#REF!,\",\",'Inverter-Full Data'!#REF!,\",\",'Inverter-Full Data'!#REF!,\",\",'Inverter-Full Data'!#REF!,\"'\")","v":{"$error":"#REF!"}}]
[{"$f":"CONCATENATE(\"'\",'Inverter-Full Data'!A160,\"     \",'Inverter-Full Data'!B160,\",\",'Inverter-Full Data'!G160,\",\",'Inverter-Full Data'!F160,\",\",'Inverter-Full Data'!H160,\"'\")","v":"'ABB     PVI-4.2-OUTD-S-US-Z-M-A [208V],Y,96,N'"}]
[{"$f":"CONCATENATE(\"'\",'Inverter-Full Data'!#REF!,\"     \",'Inverter-Full Data'!#REF!,\",\",'Inverter-Full Data'!#REF!,\",\",'Inverter-Full Data'!#REF!,\",\",'Inverter-Full Data'!#REF!,\"'\")","v":{"$error":"#REF!"}}]
[{"$f":"CONCATENATE(\"'\",'Inverter-Full Data'!A161,\"     \",'Inverter-Full Data'!B161,\",\",'Inverter-Full Data'!G161,\",\",'Inverter-Full Data'!F161,\",\",'Inverter-Full Data'!H161,\"'\")","v":"'ABB     PVI-4.2-OUTD-S-US-Z-M-A [240V],Y,96,N'"}]
[{"$f":"CONCATENATE(\"'\",'Inverter-Full Data'!#REF!,\"     \",'Inverter-Full Data'!#REF!,\",\",'Inverter-Full Data'!#REF!,\",\",'Inverter-Full Data'!#REF!,\",\",'Inverter-Full Data'!#REF!,\"'\")","v":{"$error":"#REF!"}}]
[{"$f":"CONCATENATE(\"'\",'Inverter-Full Data'!A162,\"     \",'Inverter-Full Data'!B162,\",\",'Inverter-Full Data'!G162,\",\",'Inverter-Full Data'!F162,\",\",'Inverter-Full Data'!H162,\"'\")","v":"'ABB     PVI-4.2-OUTD-S-US-Z-M-A [277V],Y,96,N'"}]
[{"$f":"CONCATENATE(\"'\",'Inverter-Full Data'!A163,\"     \",'Inverter-Full Data'!B163,\",\",'Inverter-Full Data'!G163,\",\",'Inverter-Full Data'!F163,\",\",'Inverter-Full Data'!H163,\"'\")","v":"'ABB     PVI-4.2-OUTD-US [208V],Y,96,N'"}]
[{"$f":"CONCATENATE(\"'\",'Inverter-Full Data'!A164,\"     \",'Inverter-Full Data'!B164,\",\",'Inverter-Full Data'!G164,\",\",'Inverter-Full Data'!F164,\",\",'Inverter-Full Data'!H164,\"'\")","v":"'ABB     PVI-4.2-OUTD-US [240V],Y,96,N'"}]
[{"$f":"CONCATENATE(\"'\",'Inverter-Full Data'!A165,\"     \",'Inverter-Full Data'!B165,\",\",'Inverter-Full Data'!G165,\",\",'Inverter-Full Data'!F165,\",\",'Inverter-Full Data'!H165,\"'\")","v":"'ABB     PVI-4.2-OUTD-US [277V],Y,96,N'"}]
[{"$f":"CONCATENATE(\"'\",'Inverter-Full Data'!#REF!,\"     \",'Inverter-Full Data'!#REF!,\",\",'Inverter-Full Data'!#REF!,\",\",'Inverter-Full Data'!#REF!,\",\",'Inverter-Full Data'!#REF!,\"'\")","v":{"$error":"#REF!"}}]
[{"$f":"CONCATENATE(\"'\",'Inverter-Full Data'!#REF!,\"     \",'Inverter-Full Data'!#REF!,\",\",'Inverter-Full Data'!#REF!,\",\",'Inverter-Full Data'!#REF!,\",\",'Inverter-Full Data'!#REF!,\"'\")","v":{"$error":"#REF!"}}]
[{"$f":"CONCATENATE(\"'\",'Inverter-Full Data'!#REF!,\"     \",'Inverter-Full Data'!#REF!,\",\",'Inverter-Full Data'!#REF!,\",\",'Inverter-Full Data'!#REF!,\",\",'Inverter-Full Data'!#REF!,\"'\")","v":{"$error":"#REF!"}}]
[{"$f":"CONCATENATE(\"'\",'Inverter-Full Data'!#REF!,\"     \",'Inverter-Full Data'!#REF!,\",\",'Inverter-Full Data'!#REF!,\",\",'Inverter-Full Data'!#REF!,\",\",'Inverter-Full Data'!#REF!,\"'\")","v":{"$error":"#REF!"}}]
[{"$f":"CONCATENATE(\"'\",'Inverter-Full Data'!A166,\"     \",'Inverter-Full Data'!B166,\",\",'Inverter-Full Data'!G166,\",\",'Inverter-Full Data'!F166,\",\",'Inverter-Full Data'!H166,\"'\")","v":"'ABB     PVI-4.6-1-OUTD-x-US-y [208V],Y,96,N'"}]
[{"$f":"CONCATENATE(\"'\",'Inverter-Full Data'!A167,\"     \",'Inverter-Full Data'!B167,\",\",'Inverter-Full Data'!G167,\",\",'Inverter-Full Data'!F167,\",\",'Inverter-Full Data'!H167,\"'\")","v":"'ABB     PVI-4.6-1-OUTD-x-US-y [240V],Y,96.5,N'"}]
[{"$f":"CONCATENATE(\"'\",'Inverter-Full Data'!A168,\"     \",'Inverter-Full Data'!B168,\",\",'Inverter-Full Data'!G168,\",\",'Inverter-Full Data'!F168,\",\",'Inverter-Full Data'!H168,\"'\")","v":"'ABB     PVI-4.6-1-OUTD-x-US-y [277V],Y,96.5,N'"}]
[{"$f":"CONCATENATE(\"'\",'Inverter-Full Data'!A169,\"     \",'Inverter-Full Data'!B169,\",\",'Inverter-Full Data'!G169,\",\",'Inverter-Full Data'!F169,\",\",'Inverter-Full Data'!H169,\"'\")","v":"'ABB     PVI-4.6-I-OUTD-x-US-y-Z [208V],Y,96,N'"}]
[{"$f":"CONCATENATE(\"'\",'Inverter-Full Data'!A170,\"     \",'Inverter-Full Data'!B170,\",\",'Inverter-Full Data'!G170,\",\",'Inverter-Full Data'!F170,\",\",'Inverter-Full Data'!H170,\"'\")","v":"'ABB     PVI-4.6-I-OUTD-x-US-y-Z [240V],Y,96.5,N'"}]
[{"$f":"CONCATENATE(\"'\",'Inverter-Full Data'!A171,\"     \",'Inverter-Full Data'!B171,\",\",'Inverter-Full Data'!G171,\",\",'Inverter-Full Data'!F171,\",\",'Inverter-Full Data'!H171,\"'\")","v":"'ABB     PVI-4.6-I-OUTD-x-US-y-Z [277V],Y,96.5,N'"}]
[{"$f":"CONCATENATE(\"'\",'Inverter-Full Data'!#REF!,\"     \",'Inverter-Full Data'!#REF!,\",\",'Inverter-Full Data'!#REF!,\",\",'Inverter-Full Data'!#REF!,\",\",'Inverter-Full Data'!#REF!,\"'\")","v":{"$error":"#REF!"}}]
[{"$f":"CONCATENATE(\"'\",'Inverter-Full Data'!A172,\"     \",'Inverter-Full Data'!B172,\",\",'Inverter-Full Data'!G172,\",\",'Inverter-Full Data'!F172,\",\",'Inverter-Full Data'!H172,\"'\")","v":"'ABB     UNO-DM-4.6-TL-PLUS-US-SB-RA [240V],Y,96.5,N'"}]
[{"$f":"CONCATENATE(\"'\",'Inverter-Full Data'!#REF!,\"     \",'Inverter-Full Data'!#REF!,\",\",'Inverter-Full Data'!#REF!,\",\",'Inverter-Full Data'!#REF!,\",\",'Inverter-Full Data'!#REF!,\"'\")","v":{"$error":"#REF!"}}]
[{"$f":"CONCATENATE(\"'\",'Inverter-Full Data'!#REF!,\"     \",'Inverter-Full Data'!#REF!,\",\",'Inverter-Full Data'!#REF!,\",\",'Inverter-Full Data'!#REF!,\",\",'Inverter-Full Data'!#REF!,\"'\")","v":{"$error":"#REF!"}}]
[{"$f":"CONCATENATE(\"'\",'Inverter-Full Data'!A173,\"     \",'Inverter-Full Data'!B173,\",\",'Inverter-Full Data'!G173,\",\",'Inverter-Full Data'!F173,\",\",'Inverter-Full Data'!H173,\"'\")","v":"'ABB     UNO-DM-4.6-TL-PLUS-US-SE-RA [240V],Y,96.5,N'"}]
[{"$f":"CONCATENATE(\"'\",'Inverter-Full Data'!#REF!,\"     \",'Inverter-Full Data'!#REF!,\",\",'Inverter-Full Data'!#REF!,\",\",'Inverter-Full Data'!#REF!,\",\",'Inverter-Full Data'!#REF!,\"'\")","v":{"$error":"#REF!"}}]
[{"$f":"CONCATENATE(\"'\",'Inverter-Full Data'!#REF!,\"     \",'Inverter-Full Data'!#REF!,\",\",'Inverter-Full Data'!#REF!,\",\",'Inverter-Full Data'!#REF!,\",\",'Inverter-Full Data'!#REF!,\"'\")","v":{"$error":"#REF!"}}]
[{"$f":"CONCATENATE(\"'\",'Inverter-Full Data'!A174,\"     \",'Inverter-Full Data'!B174,\",\",'Inverter-Full Data'!G174,\",\",'Inverter-Full Data'!F174,\",\",'Inverter-Full Data'!H174,\"'\")","v":"'ABB     UNO-DM-4.6-TL-PLUS-US-SZM-RA [240V],Y,96.5,N'"}]
[{"$f":"CONCATENATE(\"'\",'Inverter-Full Data'!#REF!,\"     \",'Inverter-Full Data'!#REF!,\",\",'Inverter-Full Data'!#REF!,\",\",'Inverter-Full Data'!#REF!,\",\",'Inverter-Full Data'!#REF!,\"'\")","v":{"$error":"#REF!"}}]
[{"$f":"CONCATENATE(\"'\",'Inverter-Full Data'!#REF!,\"     \",'Inverter-Full Data'!#REF!,\",\",'Inverter-Full Data'!#REF!,\",\",'Inverter-Full Data'!#REF!,\",\",'Inverter-Full Data'!#REF!,\"'\")","v":{"$error":"#REF!"}}]
[{"$f":"CONCATENATE(\"'\",'Inverter-Full Data'!A175,\"     \",'Inverter-Full Data'!B175,\",\",'Inverter-Full Data'!G175,\",\",'Inverter-Full Data'!F175,\",\",'Inverter-Full Data'!H175,\"'\")","v":"'ABB     UNO-DM-4.6-TL-PLUS-US-SZ-RA [240V],Y,96.5,N'"}]
[{"$f":"CONCATENATE(\"'\",'Inverter-Full Data'!#REF!,\"     \",'Inverter-Full Data'!#REF!,\",\",'Inverter-Full Data'!#REF!,\",\",'Inverter-Full Data'!#REF!,\",\",'Inverter-Full Data'!#REF!,\"'\")","v":{"$error":"#REF!"}}]
[{"$f":"CONCATENATE(\"'\",'Inverter-Full Data'!#REF!,\"     \",'Inverter-Full Data'!#REF!,\",\",'Inverter-Full Data'!#REF!,\",\",'Inverter-Full Data'!#REF!,\",\",'Inverter-Full Data'!#REF!,\"'\")","v":{"$error":"#REF!"}}]
[{"$f":"CONCATENATE(\"'\",'Inverter-Full Data'!#REF!,\"     \",'Inverter-Full Data'!#REF!,\",\",'Inverter-Full Data'!#REF!,\",\",'Inverter-Full Data'!#REF!,\",\",'Inverter-Full Data'!#REF!,\"'\")","v":{"$error":"#REF!"}}]
[{"$f":"CONCATENATE(\"'\",'Inverter-Full Data'!#REF!,\"     \",'Inverter-Full Data'!#REF!,\",\",'Inverter-Full Data'!#REF!,\",\",'Inverter-Full Data'!#REF!,\",\",'Inverter-Full Data'!#REF!,\"'\")","v":{"$error":"#REF!"}}]
[{"$f":"CONCATENATE(\"'\",'Inverter-Full Data'!#REF!,\"     \",'Inverter-Full Data'!#REF!,\",\",'Inverter-Full Data'!#REF!,\",\",'Inverter-Full Data'!#REF!,\",\",'Inverter-Full Data'!#REF!,\"'\")","v":{"$error":"#REF!"}}]
[{"$f":"CONCATENATE(\"'\",'Inverter-Full Data'!A176,\"     \",'Inverter-Full Data'!B176,\",\",'Inverter-Full Data'!G176,\",\",'Inverter-Full Data'!F176,\",\",'Inverter-Full Data'!H176,\"'\")","v":"'ABB     PVI-5000-OUTD-S-US-Z [208V],Y,96,N'"}]
[{"$f":"CONCATENATE(\"'\",'Inverter-Full Data'!A177,\"     \",'Inverter-Full Data'!B177,\",\",'Inverter-Full Data'!G177,\",\",'Inverter-Full Data'!F177,\",\",'Inverter-Full Data'!H177,\"'\")","v":"'ABB     PVI-5000-OUTD-S-US-Z [240V],Y,96.5,N'"}]
[{"$f":"CONCATENATE(\"'\",'Inverter-Full Data'!#REF!,\"     \",'Inverter-Full Data'!#REF!,\",\",'Inverter-Full Data'!#REF!,\",\",'Inverter-Full Data'!#REF!,\",\",'Inverter-Full Data'!#REF!,\"'\")","v":{"$error":"#REF!"}}]
[{"$f":"CONCATENATE(\"'\",'Inverter-Full Data'!A178,\"     \",'Inverter-Full Data'!B178,\",\",'Inverter-Full Data'!G178,\",\",'Inverter-Full Data'!F178,\",\",'Inverter-Full Data'!H178,\"'\")","v":"'ABB     PVI-5000-OUTD-S-US-Z [277V],Y,96.5,N'"}]
[{"$f":"CONCATENATE(\"'\",'Inverter-Full Data'!A179,\"     \",'Inverter-Full Data'!B179,\",\",'Inverter-Full Data'!G179,\",\",'Inverter-Full Data'!F179,\",\",'Inverter-Full Data'!H179,\"'\")","v":"'ABB     PVI-5000-OUTD-S-US-Z-A [208V],Y,96,N'"}]
[{"$f":"CONCATENATE(\"'\",'Inverter-Full Data'!#REF!,\"     \",'Inverter-Full Data'!#REF!,\",\",'Inverter-Full Data'!#REF!,\",\",'Inverter-Full Data'!#REF!,\",\",'Inverter-Full Data'!#REF!,\"'\")","v":{"$error":"#REF!"}}]
[{"$f":"CONCATENATE(\"'\",'Inverter-Full Data'!A180,\"     \",'Inverter-Full Data'!B180,\",\",'Inverter-Full Data'!G180,\",\",'Inverter-Full Data'!F180,\",\",'Inverter-Full Data'!H180,\"'\")","v":"'ABB     PVI-5000-OUTD-S-US-Z-A [240V],Y,96.5,N'"}]
[{"$f":"CONCATENATE(\"'\",'Inverter-Full Data'!A181,\"     \",'Inverter-Full Data'!B181,\",\",'Inverter-Full Data'!G181,\",\",'Inverter-Full Data'!F181,\",\",'Inverter-Full Data'!H181,\"'\")","v":"'ABB     PVI-5000-OUTD-S-US-Z-A [277V],Y,96.5,N'"}]
[{"$f":"CONCATENATE(\"'\",'Inverter-Full Data'!#REF!,\"     \",'Inverter-Full Data'!#REF!,\",\",'Inverter-Full Data'!#REF!,\",\",'Inverter-Full Data'!#REF!,\",\",'Inverter-Full Data'!#REF!,\"'\")","v":{"$error":"#REF!"}}]
[{"$f":"CONCATENATE(\"'\",'Inverter-Full Data'!A182,\"     \",'Inverter-Full Data'!B182,\",\",'Inverter-Full Data'!G182,\",\",'Inverter-Full Data'!F182,\",\",'Inverter-Full Data'!H182,\"'\")","v":"'ABB     PVI-5000-OUTD-US [208V],Y,96,N'"}]
[{"$f":"CONCATENATE(\"'\",'Inverter-Full Data'!A183,\"     \",'Inverter-Full Data'!B183,\",\",'Inverter-Full Data'!G183,\",\",'Inverter-Full Data'!F183,\",\",'Inverter-Full Data'!H183,\"'\")","v":"'ABB     PVI-5000-OUTD-US [240V],Y,96.5,N'"}]
[{"$f":"CONCATENATE(\"'\",'Inverter-Full Data'!#REF!,\"     \",'Inverter-Full Data'!#REF!,\",\",'Inverter-Full Data'!#REF!,\",\",'Inverter-Full Data'!#REF!,\",\",'Inverter-Full Data'!#REF!,\"'\")","v":{"$error":"#REF!"}}]
[{"$f":"CONCATENATE(\"'\",'Inverter-Full Data'!A184,\"     \",'Inverter-Full Data'!B184,\",\",'Inverter-Full Data'!G184,\",\",'Inverter-Full Data'!F184,\",\",'Inverter-Full Data'!H184,\"'\")","v":"'ABB     PVI-5000-OUTD-US [277V],Y,96.5,N'"}]
[{"$f":"CONCATENATE(\"'\",'Inverter-Full Data'!#REF!,\"     \",'Inverter-Full Data'!#REF!,\",\",'Inverter-Full Data'!#REF!,\",\",'Inverter-Full Data'!#REF!,\",\",'Inverter-Full Data'!#REF!,\"'\")","v":{"$error":"#REF!"}}]
[{"$f":"CONCATENATE(\"'\",'Inverter-Full Data'!#REF!,\"     \",'Inverter-Full Data'!#REF!,\",\",'Inverter-Full Data'!#REF!,\",\",'Inverter-Full Data'!#REF!,\",\",'Inverter-Full Data'!#REF!,\"'\")","v":{"$error":"#REF!"}}]
[{"$f":"CONCATENATE(\"'\",'Inverter-Full Data'!A185,\"     \",'Inverter-Full Data'!B185,\",\",'Inverter-Full Data'!G185,\",\",'Inverter-Full Data'!F185,\",\",'Inverter-Full Data'!H185,\"'\")","v":"'ABB     PVI-5000-OUTD-US-A [208V],Y,96,N'"}]
[{"$f":"CONCATENATE(\"'\",'Inverter-Full Data'!#REF!,\"     \",'Inverter-Full Data'!#REF!,\",\",'Inverter-Full Data'!#REF!,\",\",'Inverter-Full Data'!#REF!,\",\",'Inverter-Full Data'!#REF!,\"'\")","v":{"$error":"#REF!"}}]
[{"$f":"CONCATENATE(\"'\",'Inverter-Full Data'!A186,\"     \",'Inverter-Full Data'!B186,\",\",'Inverter-Full Data'!G186,\",\",'Inverter-Full Data'!F186,\",\",'Inverter-Full Data'!H186,\"'\")","v":"'ABB     PVI-5000-OUTD-US-A [240V],Y,96.5,N'"}]
[{"$f":"CONCATENATE(\"'\",'Inverter-Full Data'!#REF!,\"     \",'Inverter-Full Data'!#REF!,\",\",'Inverter-Full Data'!#REF!,\",\",'Inverter-Full Data'!#REF!,\",\",'Inverter-Full Data'!#REF!,\"'\")","v":{"$error":"#REF!"}}]
[{"$f":"CONCATENATE(\"'\",'Inverter-Full Data'!A187,\"     \",'Inverter-Full Data'!B187,\",\",'Inverter-Full Data'!G187,\",\",'Inverter-Full Data'!F187,\",\",'Inverter-Full Data'!H187,\"'\")","v":"'ABB     PVI-5000-OUTD-US-A [277V],Y,96.5,N'"}]
[{"$f":"CONCATENATE(\"'\",'Inverter-Full Data'!A188,\"     \",'Inverter-Full Data'!B188,\",\",'Inverter-Full Data'!G188,\",\",'Inverter-Full Data'!F188,\",\",'Inverter-Full Data'!H188,\"'\")","v":"'ABB     PVI-5000-OUTD-US-Z [208V],Y,96,N'"}]
[{"$f":"CONCATENATE(\"'\",'Inverter-Full Data'!A189,\"     \",'Inverter-Full Data'!B189,\",\",'Inverter-Full Data'!G189,\",\",'Inverter-Full Data'!F189,\",\",'Inverter-Full Data'!H189,\"'\")","v":"'ABB     PVI-5000-OUTD-US-Z [240V],Y,96.5,N'"}]
[{"$f":"CONCATENATE(\"'\",'Inverter-Full Data'!A190,\"     \",'Inverter-Full Data'!B190,\",\",'Inverter-Full Data'!G190,\",\",'Inverter-Full Data'!F190,\",\",'Inverter-Full Data'!H190,\"'\")","v":"'ABB     PVI-5000-OUTD-US-Z [277V],Y,96.5,N'"}]
[{"$f":"CONCATENATE(\"'\",'Inverter-Full Data'!#REF!,\"     \",'Inverter-Full Data'!#REF!,\",\",'Inverter-Full Data'!#REF!,\",\",'Inverter-Full Data'!#REF!,\",\",'Inverter-Full Data'!#REF!,\"'\")","v":{"$error":"#REF!"}}]
[{"$f":"CONCATENATE(\"'\",'Inverter-Full Data'!A191,\"     \",'Inverter-Full Data'!B191,\",\",'Inverter-Full Data'!G191,\",\",'Inverter-Full Data'!F191,\",\",'Inverter-Full Data'!H191,\"'\")","v":"'ABB     PVI-5000-OUTD-US-Z-A [208V],Y,96,N'"}]
[{"$f":"CONCATENATE(\"'\",'Inverter-Full Data'!#REF!,\"     \",'Inverter-Full Data'!#REF!,\",\",'Inverter-Full Data'!#REF!,\",\",'Inverter-Full Data'!#REF!,\",\",'Inverter-Full Data'!#REF!,\"'\")","v":{"$error":"#REF!"}}]
[{"$f":"CONCATENATE(\"'\",'Inverter-Full Data'!A192,\"     \",'Inverter-Full Data'!B192,\",\",'Inverter-Full Data'!G192,\",\",'Inverter-Full Data'!F192,\",\",'Inverter-Full Data'!H192,\"'\")","v":"'ABB     PVI-5000-OUTD-US-Z-A [240V],Y,96.5,N'"}]
[{"$f":"CONCATENATE(\"'\",'Inverter-Full Data'!#REF!,\"     \",'Inverter-Full Data'!#REF!,\",\",'Inverter-Full Data'!#REF!,\",\",'Inverter-Full Data'!#REF!,\",\",'Inverter-Full Data'!#REF!,\"'\")","v":{"$error":"#REF!"}}]
[{"$f":"CONCATENATE(\"'\",'Inverter-Full Data'!A193,\"     \",'Inverter-Full Data'!B193,\",\",'Inverter-Full Data'!G193,\",\",'Inverter-Full Data'!F193,\",\",'Inverter-Full Data'!H193,\"'\")","v":"'ABB     PVI-5000-OUTD-US-Z-A [277V],Y,96.5,N'"}]
[{"$f":"CONCATENATE(\"'\",'Inverter-Full Data'!#REF!,\"     \",'Inverter-Full Data'!#REF!,\",\",'Inverter-Full Data'!#REF!,\",\",'Inverter-Full Data'!#REF!,\",\",'Inverter-Full Data'!#REF!,\"'\")","v":{"$error":"#REF!"}}]
[{"$f":"CONCATENATE(\"'\",'Inverter-Full Data'!#REF!,\"     \",'Inverter-Full Data'!#REF!,\",\",'Inverter-Full Data'!#REF!,\",\",'Inverter-Full Data'!#REF!,\",\",'Inverter-Full Data'!#REF!,\"'\")","v":{"$error":"#REF!"}}]
[{"$f":"CONCATENATE(\"'\",'Inverter-Full Data'!A194,\"     \",'Inverter-Full Data'!B194,\",\",'Inverter-Full Data'!G194,\",\",'Inverter-Full Data'!F194,\",\",'Inverter-Full Data'!H194,\"'\")","v":"'ABB     PVI-5000-OUTD-US-Z-M-A [208V],Y,96,N'"}]
[{"$f":"CONCATENATE(\"'\",'Inverter-Full Data'!#REF!,\"     \",'Inverter-Full Data'!#REF!,\",\",'Inverter-Full Data'!#REF!,\",\",'Inverter-Full Data'!#REF!,\",\",'Inverter-Full Data'!#REF!,\"'\")","v":{"$error":"#REF!"}}]
[{"$f":"CONCATENATE(\"'\",'Inverter-Full Data'!#REF!,\"     \",'Inverter-Full Data'!#REF!,\",\",'Inverter-Full Data'!#REF!,\",\",'Inverter-Full Data'!#REF!,\",\",'Inverter-Full Data'!#REF!,\"'\")","v":{"$error":"#REF!"}}]
[{"$f":"CONCATENATE(\"'\",'Inverter-Full Data'!A195,\"     \",'Inverter-Full Data'!B195,\",\",'Inverter-Full Data'!G195,\",\",'Inverter-Full Data'!F195,\",\",'Inverter-Full Data'!H195,\"'\")","v":"'ABB     PVI-5000-OUTD-US-Z-M-A [240V],Y,96.5,N'"}]
[{"$f":"CONCATENATE(\"'\",'Inverter-Full Data'!#REF!,\"     \",'Inverter-Full Data'!#REF!,\",\",'Inverter-Full Data'!#REF!,\",\",'Inverter-Full Data'!#REF!,\",\",'Inverter-Full Data'!#REF!,\"'\")","v":{"$error":"#REF!"}}]
[{"$f":"CONCATENATE(\"'\",'Inverter-Full Data'!#REF!,\"     \",'Inverter-Full Data'!#REF!,\",\",'Inverter-Full Data'!#REF!,\",\",'Inverter-Full Data'!#REF!,\",\",'Inverter-Full Data'!#REF!,\"'\")","v":{"$error":"#REF!"}}]
[{"$f":"CONCATENATE(\"'\",'Inverter-Full Data'!A196,\"     \",'Inverter-Full Data'!B196,\",\",'Inverter-Full Data'!G196,\",\",'Inverter-Full Data'!F196,\",\",'Inverter-Full Data'!H196,\"'\")","v":"'ABB     PVI-5000-OUTD-US-Z-M-A [277V],Y,96.5,N'"}]
[{"$f":"CONCATENATE(\"'\",'Inverter-Full Data'!#REF!,\"     \",'Inverter-Full Data'!#REF!,\",\",'Inverter-Full Data'!#REF!,\",\",'Inverter-Full Data'!#REF!,\",\",'Inverter-Full Data'!#REF!,\"'\")","v":{"$error":"#REF!"}}]
[{"$f":"CONCATENATE(\"'\",'Inverter-Full Data'!#REF!,\"     \",'Inverter-Full Data'!#REF!,\",\",'Inverter-Full Data'!#REF!,\",\",'Inverter-Full Data'!#REF!,\",\",'Inverter-Full Data'!#REF!,\"'\")","v":{"$error":"#REF!"}}]
[{"$f":"CONCATENATE(\"'\",'Inverter-Full Data'!#REF!,\"     \",'Inverter-Full Data'!#REF!,\",\",'Inverter-Full Data'!#REF!,\",\",'Inverter-Full Data'!#REF!,\",\",'Inverter-Full Data'!#REF!,\"'\")","v":{"$error":"#REF!"}}]
[{"$f":"CONCATENATE(\"'\",'Inverter-Full Data'!#REF!,\"     \",'Inverter-Full Data'!#REF!,\",\",'Inverter-Full Data'!#REF!,\",\",'Inverter-Full Data'!#REF!,\",\",'Inverter-Full Data'!#REF!,\"'\")","v":{"$error":"#REF!"}}]
[{"$f":"CONCATENATE(\"'\",'Inverter-Full Data'!#REF!,\"     \",'Inverter-Full Data'!#REF!,\",\",'Inverter-Full Data'!#REF!,\",\",'Inverter-Full Data'!#REF!,\",\",'Inverter-Full Data'!#REF!,\"'\")","v":{"$error":"#REF!"}}]
[{"$f":"CONCATENATE(\"'\",'Inverter-Full Data'!A197,\"     \",'Inverter-Full Data'!B197,\",\",'Inverter-Full Data'!G197,\",\",'Inverter-Full Data'!F197,\",\",'Inverter-Full Data'!H197,\"'\")","v":"'ABB     PVI-6000-OUTD-S-US-A [208V],Y,96,N'"}]
[{"$f":"CONCATENATE(\"'\",'Inverter-Full Data'!#REF!,\"     \",'Inverter-Full Data'!#REF!,\",\",'Inverter-Full Data'!#REF!,\",\",'Inverter-Full Data'!#REF!,\",\",'Inverter-Full Data'!#REF!,\"'\")","v":{"$error":"#REF!"}}]
[{"$f":"CONCATENATE(\"'\",'Inverter-Full Data'!A198,\"     \",'Inverter-Full Data'!B198,\",\",'Inverter-Full Data'!G198,\",\",'Inverter-Full Data'!F198,\",\",'Inverter-Full Data'!H198,\"'\")","v":"'ABB     PVI-6000-OUTD-S-US-A [240V],Y,96.5,N'"}]
[{"$f":"CONCATENATE(\"'\",'Inverter-Full Data'!A199,\"     \",'Inverter-Full Data'!B199,\",\",'Inverter-Full Data'!G199,\",\",'Inverter-Full Data'!F199,\",\",'Inverter-Full Data'!H199,\"'\")","v":"'ABB     PVI-6000-OUTD-S-US-A [277V],Y,96.5,N'"}]
[{"$f":"CONCATENATE(\"'\",'Inverter-Full Data'!#REF!,\"     \",'Inverter-Full Data'!#REF!,\",\",'Inverter-Full Data'!#REF!,\",\",'Inverter-Full Data'!#REF!,\",\",'Inverter-Full Data'!#REF!,\"'\")","v":{"$error":"#REF!"}}]
[{"$f":"CONCATENATE(\"'\",'Inverter-Full Data'!A200,\"     \",'Inverter-Full Data'!B200,\",\",'Inverter-Full Data'!G200,\",\",'Inverter-Full Data'!F200,\",\",'Inverter-Full Data'!H200,\"'\")","v":"'ABB     PVI-6000-OUTD-S-US-Z [208V],Y,96,N'"}]
[{"$f":"CONCATENATE(\"'\",'Inverter-Full Data'!A201,\"     \",'Inverter-Full Data'!B201,\",\",'Inverter-Full Data'!G201,\",\",'Inverter-Full Data'!F201,\",\",'Inverter-Full Data'!H201,\"'\")","v":"'ABB     PVI-6000-OUTD-S-US-Z [240V],Y,96.5,N'"}]
[{"$f":"CONCATENATE(\"'\",'Inverter-Full Data'!#REF!,\"     \",'Inverter-Full Data'!#REF!,\",\",'Inverter-Full Data'!#REF!,\",\",'Inverter-Full Data'!#REF!,\",\",'Inverter-Full Data'!#REF!,\"'\")","v":{"$error":"#REF!"}}]
[{"$f":"CONCATENATE(\"'\",'Inverter-Full Data'!A202,\"     \",'Inverter-Full Data'!B202,\",\",'Inverter-Full Data'!G202,\",\",'Inverter-Full Data'!F202,\",\",'Inverter-Full Data'!H202,\"'\")","v":"'ABB     PVI-6000-OUTD-S-US-Z [277V],Y,96.5,N'"}]
[{"$f":"CONCATENATE(\"'\",'Inverter-Full Data'!A203,\"     \",'Inverter-Full Data'!B203,\",\",'Inverter-Full Data'!G203,\",\",'Inverter-Full Data'!F203,\",\",'Inverter-Full Data'!H203,\"'\")","v":"'ABB     PVI-6000-OUTD-S-US-Z-A [208V],Y,96,N'"}]
[{"$f":"CONCATENATE(\"'\",'Inverter-Full Data'!#REF!,\"     \",'Inverter-Full Data'!#REF!,\",\",'Inverter-Full Data'!#REF!,\",\",'Inverter-Full Data'!#REF!,\",\",'Inverter-Full Data'!#REF!,\"'\")","v":{"$error":"#REF!"}}]
[{"$f":"CONCATENATE(\"'\",'Inverter-Full Data'!A204,\"     \",'Inverter-Full Data'!B204,\",\",'Inverter-Full Data'!G204,\",\",'Inverter-Full Data'!F204,\",\",'Inverter-Full Data'!H204,\"'\")","v":"'ABB     PVI-6000-OUTD-S-US-Z-A [240V],Y,96.5,N'"}]
[{"$f":"CONCATENATE(\"'\",'Inverter-Full Data'!A205,\"     \",'Inverter-Full Data'!B205,\",\",'Inverter-Full Data'!G205,\",\",'Inverter-Full Data'!F205,\",\",'Inverter-Full Data'!H205,\"'\")","v":"'ABB     PVI-6000-OUTD-S-US-Z-A [277V],Y,96.5,N'"}]
[{"$f":"CONCATENATE(\"'\",'Inverter-Full Data'!#REF!,\"     \",'Inverter-Full Data'!#REF!,\",\",'Inverter-Full Data'!#REF!,\",\",'Inverter-Full Data'!#REF!,\",\",'Inverter-Full Data'!#REF!,\"'\")","v":{"$error":"#REF!"}}]
[{"$f":"CONCATENATE(\"'\",'Inverter-Full Data'!A206,\"     \",'Inverter-Full Data'!B206,\",\",'Inverter-Full Data'!G206,\",\",'Inverter-Full Data'!F206,\",\",'Inverter-Full Data'!H206,\"'\")","v":"'ABB     PVI-6000-OUTD-US [208V],Y,96,N'"}]
[{"$f":"CONCATENATE(\"'\",'Inverter-Full Data'!A207,\"     \",'Inverter-Full Data'!B207,\",\",'Inverter-Full Data'!G207,\",\",'Inverter-Full Data'!F207,\",\",'Inverter-Full Data'!H207,\"'\")","v":"'ABB     PVI-6000-OUTD-US [240V],Y,96.5,N'"}]
[{"$f":"CONCATENATE(\"'\",'Inverter-Full Data'!#REF!,\"     \",'Inverter-Full Data'!#REF!,\",\",'Inverter-Full Data'!#REF!,\",\",'Inverter-Full Data'!#REF!,\",\",'Inverter-Full Data'!#REF!,\"'\")","v":{"$error":"#REF!"}}]
[{"$f":"CONCATENATE(\"'\",'Inverter-Full Data'!A208,\"     \",'Inverter-Full Data'!B208,\",\",'Inverter-Full Data'!G208,\",\",'Inverter-Full Data'!F208,\",\",'Inverter-Full Data'!H208,\"'\")","v":"'ABB     PVI-6000-OUTD-US [277V],Y,96.5,N'"}]
[{"$f":"CONCATENATE(\"'\",'Inverter-Full Data'!#REF!,\"     \",'Inverter-Full Data'!#REF!,\",\",'Inverter-Full Data'!#REF!,\",\",'Inverter-Full Data'!#REF!,\",\",'Inverter-Full Data'!#REF!,\"'\")","v":{"$error":"#REF!"}}]
[{"$f":"CONCATENATE(\"'\",'Inverter-Full Data'!#REF!,\"     \",'Inverter-Full Data'!#REF!,\",\",'Inverter-Full Data'!#REF!,\",\",'Inverter-Full Data'!#REF!,\",\",'Inverter-Full Data'!#REF!,\"'\")","v":{"$error":"#REF!"}}]
[{"$f":"CONCATENATE(\"'\",'Inverter-Full Data'!A209,\"     \",'Inverter-Full Data'!B209,\",\",'Inverter-Full Data'!G209,\",\",'Inverter-Full Data'!F209,\",\",'Inverter-Full Data'!H209,\"'\")","v":"'ABB     PVI-6000-OUTD-US-A [208V],Y,96,N'"}]
[{"$f":"CONCATENATE(\"'\",'Inverter-Full Data'!#REF!,\"     \",'Inverter-Full Data'!#REF!,\",\",'Inverter-Full Data'!#REF!,\",\",'Inverter-Full Data'!#REF!,\",\",'Inverter-Full Data'!#REF!,\"'\")","v":{"$error":"#REF!"}}]
[{"$f":"CONCATENATE(\"'\",'Inverter-Full Data'!#REF!,\"     \",'Inverter-Full Data'!#REF!,\",\",'Inverter-Full Data'!#REF!,\",\",'Inverter-Full Data'!#REF!,\",\",'Inverter-Full Data'!#REF!,\"'\")","v":{"$error":"#REF!"}}]
[{"$f":"CONCATENATE(\"'\",'Inverter-Full Data'!A210,\"     \",'Inverter-Full Data'!B210,\",\",'Inverter-Full Data'!G210,\",\",'Inverter-Full Data'!F210,\",\",'Inverter-Full Data'!H210,\"'\")","v":"'ABB     PVI-6000-OUTD-US-A [240V],Y,96.5,N'"}]
[{"$f":"CONCATENATE(\"'\",'Inverter-Full Data'!#REF!,\"     \",'Inverter-Full Data'!#REF!,\",\",'Inverter-Full Data'!#REF!,\",\",'Inverter-Full Data'!#REF!,\",\",'Inverter-Full Data'!#REF!,\"'\")","v":{"$error":"#REF!"}}]
[{"$f":"CONCATENATE(\"'\",'Inverter-Full Data'!#REF!,\"     \",'Inverter-Full Data'!#REF!,\",\",'Inverter-Full Data'!#REF!,\",\",'Inverter-Full Data'!#REF!,\",\",'Inverter-Full Data'!#REF!,\"'\")","v":{"$error":"#REF!"}}]
[{"$f":"CONCATENATE(\"'\",'Inverter-Full Data'!A211,\"     \",'Inverter-Full Data'!B211,\",\",'Inverter-Full Data'!G211,\",\",'Inverter-Full Data'!F211,\",\",'Inverter-Full Data'!H211,\"'\")","v":"'ABB     PVI-6000-OUTD-US-A [277V],Y,96.5,N'"}]
[{"$f":"CONCATENATE(\"'\",'Inverter-Full Data'!A212,\"     \",'Inverter-Full Data'!B212,\",\",'Inverter-Full Data'!G212,\",\",'Inverter-Full Data'!F212,\",\",'Inverter-Full Data'!H212,\"'\")","v":"'ABB     PVI-6000-OUTD-US-Z [208V],Y,96,N'"}]
[{"$f":"CONCATENATE(\"'\",'Inverter-Full Data'!#REF!,\"     \",'Inverter-Full Data'!#REF!,\",\",'Inverter-Full Data'!#REF!,\",\",'Inverter-Full Data'!#REF!,\",\",'Inverter-Full Data'!#REF!,\"'\")","v":{"$error":"#REF!"}}]
[{"$f":"CONCATENATE(\"'\",'Inverter-Full Data'!A213,\"     \",'Inverter-Full Data'!B213,\",\",'Inverter-Full Data'!G213,\",\",'Inverter-Full Data'!F213,\",\",'Inverter-Full Data'!H213,\"'\")","v":"'ABB     PVI-6000-OUTD-US-Z [240V],Y,96.5,N'"}]
[{"$f":"CONCATENATE(\"'\",'Inverter-Full Data'!A214,\"     \",'Inverter-Full Data'!B214,\",\",'Inverter-Full Data'!G214,\",\",'Inverter-Full Data'!F214,\",\",'Inverter-Full Data'!H214,\"'\")","v":"'ABB     PVI-6000-OUTD-US-Z [277V],Y,96.5,N'"}]
[{"$f":"CONCATENATE(\"'\",'Inverter-Full Data'!#REF!,\"     \",'Inverter-Full Data'!#REF!,\",\",'Inverter-Full Data'!#REF!,\",\",'Inverter-Full Data'!#REF!,\",\",'Inverter-Full Data'!#REF!,\"'\")","v":{"$error":"#REF!"}}]
[{"$f":"CONCATENATE(\"'\",'Inverter-Full Data'!#REF!,\"     \",'Inverter-Full Data'!#REF!,\",\",'Inverter-Full Data'!#REF!,\",\",'Inverter-Full Data'!#REF!,\",\",'Inverter-Full Data'!#REF!,\"'\")","v":{"$error":"#REF!"}}]
[{"$f":"CONCATENATE(\"'\",'Inverter-Full Data'!A215,\"     \",'Inverter-Full Data'!B215,\",\",'Inverter-Full Data'!G215,\",\",'Inverter-Full Data'!F215,\",\",'Inverter-Full Data'!H215,\"'\")","v":"'ABB     PVI-6000-OUTD-US-Z-A [208V],Y,96,N'"}]
[{"$f":"CONCATENATE(\"'\",'Inverter-Full Data'!#REF!,\"     \",'Inverter-Full Data'!#REF!,\",\",'Inverter-Full Data'!#REF!,\",\",'Inverter-Full Data'!#REF!,\",\",'Inverter-Full Data'!#REF!,\"'\")","v":{"$error":"#REF!"}}]
[{"$f":"CONCATENATE(\"'\",'Inverter-Full Data'!A216,\"     \",'Inverter-Full Data'!B216,\",\",'Inverter-Full Data'!G216,\",\",'Inverter-Full Data'!F216,\",\",'Inverter-Full Data'!H216,\"'\")","v":"'ABB     PVI-6000-OUTD-US-Z-A [240V],Y,96.5,N'"}]
[{"$f":"CONCATENATE(\"'\",'Inverter-Full Data'!#REF!,\"     \",'Inverter-Full Data'!#REF!,\",\",'Inverter-Full Data'!#REF!,\",\",'Inverter-Full Data'!#REF!,\",\",'Inverter-Full Data'!#REF!,\"'\")","v":{"$error":"#REF!"}}]
[{"$f":"CONCATENATE(\"'\",'Inverter-Full Data'!#REF!,\"     \",'Inverter-Full Data'!#REF!,\",\",'Inverter-Full Data'!#REF!,\",\",'Inverter-Full Data'!#REF!,\",\",'Inverter-Full Data'!#REF!,\"'\")","v":{"$error":"#REF!"}}]
[{"$f":"CONCATENATE(\"'\",'Inverter-Full Data'!A217,\"     \",'Inverter-Full Data'!B217,\",\",'Inverter-Full Data'!G217,\",\",'Inverter-Full Data'!F217,\",\",'Inverter-Full Data'!H217,\"'\")","v":"'ABB     PVI-6000-OUTD-US-Z-A [277V],Y,96.5,N'"}]
[{"$f":"CONCATENATE(\"'\",'Inverter-Full Data'!#REF!,\"     \",'Inverter-Full Data'!#REF!,\",\",'Inverter-Full Data'!#REF!,\",\",'Inverter-Full Data'!#REF!,\",\",'Inverter-Full Data'!#REF!,\"'\")","v":{"$error":"#REF!"}}]
[{"$f":"CONCATENATE(\"'\",'Inverter-Full Data'!#REF!,\"     \",'Inverter-Full Data'!#REF!,\",\",'Inverter-Full Data'!#REF!,\",\",'Inverter-Full Data'!#REF!,\",\",'Inverter-Full Data'!#REF!,\"'\")","v":{"$error":"#REF!"}}]
[{"$f":"CONCATENATE(\"'\",'Inverter-Full Data'!A218,\"     \",'Inverter-Full Data'!B218,\",\",'Inverter-Full Data'!G218,\",\",'Inverter-Full Data'!F218,\",\",'Inverter-Full Data'!H218,\"'\")","v":"'ABB     PVI-6000-OUTD-US-Z-M-A [208V],Y,96,N'"}]
[{"$f":"CONCATENATE(\"'\",'Inverter-Full Data'!#REF!,\"     \",'Inverter-Full Data'!#REF!,\",\",'Inverter-Full Data'!#REF!,\",\",'Inverter-Full Data'!#REF!,\",\",'Inverter-Full Data'!#REF!,\"'\")","v":{"$error":"#REF!"}}]
[{"$f":"CONCATENATE(\"'\",'Inverter-Full Data'!#REF!,\"     \",'Inverter-Full Data'!#REF!,\",\",'Inverter-Full Data'!#REF!,\",\",'Inverter-Full Data'!#REF!,\",\",'Inverter-Full Data'!#REF!,\"'\")","v":{"$error":"#REF!"}}]
[{"$f":"CONCATENATE(\"'\",'Inverter-Full Data'!A219,\"     \",'Inverter-Full Data'!B219,\",\",'Inverter-Full Data'!G219,\",\",'Inverter-Full Data'!F219,\",\",'Inverter-Full Data'!H219,\"'\")","v":"'ABB     PVI-6000-OUTD-US-Z-M-A [240V],Y,96.5,N'"}]
[{"$f":"CONCATENATE(\"'\",'Inverter-Full Data'!#REF!,\"     \",'Inverter-Full Data'!#REF!,\",\",'Inverter-Full Data'!#REF!,\",\",'Inverter-Full Data'!#REF!,\",\",'Inverter-Full Data'!#REF!,\"'\")","v":{"$error":"#REF!"}}]
[{"$f":"CONCATENATE(\"'\",'Inverter-Full Data'!#REF!,\"     \",'Inverter-Full Data'!#REF!,\",\",'Inverter-Full Data'!#REF!,\",\",'Inverter-Full Data'!#REF!,\",\",'Inverter-Full Data'!#REF!,\"'\")","v":{"$error":"#REF!"}}]
[{"$f":"CONCATENATE(\"'\",'Inverter-Full Data'!A220,\"     \",'Inverter-Full Data'!B220,\",\",'Inverter-Full Data'!G220,\",\",'Inverter-Full Data'!F220,\",\",'Inverter-Full Data'!H220,\"'\")","v":"'ABB     PVI-6000-OUTD-US-Z-M-A [277V],Y,96.5,N'"}]
[{"$f":"CONCATENATE(\"'\",'Inverter-Full Data'!#REF!,\"     \",'Inverter-Full Data'!#REF!,\",\",'Inverter-Full Data'!#REF!,\",\",'Inverter-Full Data'!#REF!,\",\",'Inverter-Full Data'!#REF!,\"'\")","v":{"$error":"#REF!"}}]
[{"$f":"CONCATENATE(\"'\",'Inverter-Full Data'!#REF!,\"     \",'Inverter-Full Data'!#REF!,\",\",'Inverter-Full Data'!#REF!,\",\",'Inverter-Full Data'!#REF!,\",\",'Inverter-Full Data'!#REF!,\"'\")","v":{"$error":"#REF!"}}]
[{"$f":"CONCATENATE(\"'\",'Inverter-Full Data'!#REF!,\"     \",'Inverter-Full Data'!#REF!,\",\",'Inverter-Full Data'!#REF!,\",\",'Inverter-Full Data'!#REF!,\",\",'Inverter-Full Data'!#REF!,\"'\")","v":{"$error":"#REF!"}}]
[{"$f":"CONCATENATE(\"'\",'Inverter-Full Data'!#REF!,\"     \",'Inverter-Full Data'!#REF!,\",\",'Inverter-Full Data'!#REF!,\",\",'Inverter-Full Data'!#REF!,\",\",'Inverter-Full Data'!#REF!,\"'\")","v":{"$error":"#REF!"}}]
[{"$f":"CONCATENATE(\"'\",'Inverter-Full Data'!#REF!,\"     \",'Inverter-Full Data'!#REF!,\",\",'Inverter-Full Data'!#REF!,\",\",'Inverter-Full Data'!#REF!,\",\",'Inverter-Full Data'!#REF!,\"'\")","v":{"$error":"#REF!"}}]
[{"$f":"CONCATENATE(\"'\",'Inverter-Full Data'!#REF!,\"     \",'Inverter-Full Data'!#REF!,\",\",'Inverter-Full Data'!#REF!,\",\",'Inverter-Full Data'!#REF!,\",\",'Inverter-Full Data'!#REF!,\"'\")","v":{"$error":"#REF!"}}]
[{"$f":"CONCATENATE(\"'\",'Inverter-Full Data'!#REF!,\"     \",'Inverter-Full Data'!#REF!,\",\",'Inverter-Full Data'!#REF!,\",\",'Inverter-Full Data'!#REF!,\",\",'Inverter-Full Data'!#REF!,\"'\")","v":{"$error":"#REF!"}}]
[{"$f":"CONCATENATE(\"'\",'Inverter-Full Data'!#REF!,\"     \",'Inverter-Full Data'!#REF!,\",\",'Inverter-Full Data'!#REF!,\",\",'Inverter-Full Data'!#REF!,\",\",'Inverter-Full Data'!#REF!,\"'\")","v":{"$error":"#REF!"}}]
[{"$f":"CONCATENATE(\"'\",'Inverter-Full Data'!#REF!,\"     \",'Inverter-Full Data'!#REF!,\",\",'Inverter-Full Data'!#REF!,\",\",'Inverter-Full Data'!#REF!,\",\",'Inverter-Full Data'!#REF!,\"'\")","v":{"$error":"#REF!"}}]
[{"$f":"CONCATENATE(\"'\",'Inverter-Full Data'!#REF!,\"     \",'Inverter-Full Data'!#REF!,\",\",'Inverter-Full Data'!#REF!,\",\",'Inverter-Full Data'!#REF!,\",\",'Inverter-Full Data'!#REF!,\"'\")","v":{"$error":"#REF!"}}]
[{"$f":"CONCATENATE(\"'\",'Inverter-Full Data'!#REF!,\"     \",'Inverter-Full Data'!#REF!,\",\",'Inverter-Full Data'!#REF!,\",\",'Inverter-Full Data'!#REF!,\",\",'Inverter-Full Data'!#REF!,\"'\")","v":{"$error":"#REF!"}}]
[{"$f":"CONCATENATE(\"'\",'Inverter-Full Data'!#REF!,\"     \",'Inverter-Full Data'!#REF!,\",\",'Inverter-Full Data'!#REF!,\",\",'Inverter-Full Data'!#REF!,\",\",'Inverter-Full Data'!#REF!,\"'\")","v":{"$error":"#REF!"}}]
[{"$f":"CONCATENATE(\"'\",'Inverter-Full Data'!#REF!,\"     \",'Inverter-Full Data'!#REF!,\",\",'Inverter-Full Data'!#REF!,\",\",'Inverter-Full Data'!#REF!,\",\",'Inverter-Full Data'!#REF!,\"'\")","v":{"$error":"#REF!"}}]
[{"$f":"CONCATENATE(\"'\",'Inverter-Full Data'!#REF!,\"     \",'Inverter-Full Data'!#REF!,\",\",'Inverter-Full Data'!#REF!,\",\",'Inverter-Full Data'!#REF!,\",\",'Inverter-Full Data'!#REF!,\"'\")","v":{"$error":"#REF!"}}]
[{"$f":"CONCATENATE(\"'\",'Inverter-Full Data'!#REF!,\"     \",'Inverter-Full Data'!#REF!,\",\",'Inverter-Full Data'!#REF!,\",\",'Inverter-Full Data'!#REF!,\",\",'Inverter-Full Data'!#REF!,\"'\")","v":{"$error":"#REF!"}}]
[{"$f":"CONCATENATE(\"'\",'Inverter-Full Data'!#REF!,\"     \",'Inverter-Full Data'!#REF!,\",\",'Inverter-Full Data'!#REF!,\",\",'Inverter-Full Data'!#REF!,\",\",'Inverter-Full Data'!#REF!,\"'\")","v":{"$error":"#REF!"}}]
[{"$f":"CONCATENATE(\"'\",'Inverter-Full Data'!A221,\"     \",'Inverter-Full Data'!B221,\",\",'Inverter-Full Data'!G221,\",\",'Inverter-Full Data'!F221,\",\",'Inverter-Full Data'!H221,\"'\")","v":"'ABB     UNO-7.6-TL-OUTD-S-US-A [208V],Y,97,N'"}]
[{"$f":"CONCATENATE(\"'\",'Inverter-Full Data'!#REF!,\"     \",'Inverter-Full Data'!#REF!,\",\",'Inverter-Full Data'!#REF!,\",\",'Inverter-Full Data'!#REF!,\",\",'Inverter-Full Data'!#REF!,\"'\")","v":{"$error":"#REF!"}}]
[{"$f":"CONCATENATE(\"'\",'Inverter-Full Data'!A222,\"     \",'Inverter-Full Data'!B222,\",\",'Inverter-Full Data'!G222,\",\",'Inverter-Full Data'!F222,\",\",'Inverter-Full Data'!H222,\"'\")","v":"'ABB     UNO-7.6-TL-OUTD-S-US-A [240V],Y,97,N'"}]
[{"$f":"CONCATENATE(\"'\",'Inverter-Full Data'!#REF!,\"     \",'Inverter-Full Data'!#REF!,\",\",'Inverter-Full Data'!#REF!,\",\",'Inverter-Full Data'!#REF!,\",\",'Inverter-Full Data'!#REF!,\"'\")","v":{"$error":"#REF!"}}]
[{"$f":"CONCATENATE(\"'\",'Inverter-Full Data'!A223,\"     \",'Inverter-Full Data'!B223,\",\",'Inverter-Full Data'!G223,\",\",'Inverter-Full Data'!F223,\",\",'Inverter-Full Data'!H223,\"'\")","v":"'ABB     UNO-7.6-TL-OUTD-S-US-A [277V],Y,97,N'"}]
[{"$f":"CONCATENATE(\"'\",'Inverter-Full Data'!#REF!,\"     \",'Inverter-Full Data'!#REF!,\",\",'Inverter-Full Data'!#REF!,\",\",'Inverter-Full Data'!#REF!,\",\",'Inverter-Full Data'!#REF!,\"'\")","v":{"$error":"#REF!"}}]
[{"$f":"CONCATENATE(\"'\",'Inverter-Full Data'!A224,\"     \",'Inverter-Full Data'!B224,\",\",'Inverter-Full Data'!G224,\",\",'Inverter-Full Data'!F224,\",\",'Inverter-Full Data'!H224,\"'\")","v":"'ABB     UNO-7.6-TL-OUTD-S-US-Z-A [208V],Y,97,N'"}]
[{"$f":"CONCATENATE(\"'\",'Inverter-Full Data'!#REF!,\"     \",'Inverter-Full Data'!#REF!,\",\",'Inverter-Full Data'!#REF!,\",\",'Inverter-Full Data'!#REF!,\",\",'Inverter-Full Data'!#REF!,\"'\")","v":{"$error":"#REF!"}}]
[{"$f":"CONCATENATE(\"'\",'Inverter-Full Data'!A225,\"     \",'Inverter-Full Data'!B225,\",\",'Inverter-Full Data'!G225,\",\",'Inverter-Full Data'!F225,\",\",'Inverter-Full Data'!H225,\"'\")","v":"'ABB     UNO-7.6-TL-OUTD-S-US-Z-A [240V],Y,97,N'"}]
[{"$f":"CONCATENATE(\"'\",'Inverter-Full Data'!#REF!,\"     \",'Inverter-Full Data'!#REF!,\",\",'Inverter-Full Data'!#REF!,\",\",'Inverter-Full Data'!#REF!,\",\",'Inverter-Full Data'!#REF!,\"'\")","v":{"$error":"#REF!"}}]
[{"$f":"CONCATENATE(\"'\",'Inverter-Full Data'!A226,\"     \",'Inverter-Full Data'!B226,\",\",'Inverter-Full Data'!G226,\",\",'Inverter-Full Data'!F226,\",\",'Inverter-Full Data'!H226,\"'\")","v":"'ABB     UNO-7.6-TL-OUTD-S-US-Z-A [277V],Y,97,N'"}]
[{"$f":"CONCATENATE(\"'\",'Inverter-Full Data'!A227,\"     \",'Inverter-Full Data'!B227,\",\",'Inverter-Full Data'!G227,\",\",'Inverter-Full Data'!F227,\",\",'Inverter-Full Data'!H227,\"'\")","v":"'ABB     UNO-7.6-TL-OUTD-S-US-Z-M [208V],Y,97,N'"}]
[{"$f":"CONCATENATE(\"'\",'Inverter-Full Data'!A228,\"     \",'Inverter-Full Data'!B228,\",\",'Inverter-Full Data'!G228,\",\",'Inverter-Full Data'!F228,\",\",'Inverter-Full Data'!H228,\"'\")","v":"'ABB     UNO-7.6-TL-OUTD-S-US-Z-M [240V],Y,97,N'"}]
[{"$f":"CONCATENATE(\"'\",'Inverter-Full Data'!A229,\"     \",'Inverter-Full Data'!B229,\",\",'Inverter-Full Data'!G229,\",\",'Inverter-Full Data'!F229,\",\",'Inverter-Full Data'!H229,\"'\")","v":"'ABB     UNO-7.6-TL-OUTD-S-US-Z-M [277V],Y,97,N'"}]
[{"$f":"CONCATENATE(\"'\",'Inverter-Full Data'!#REF!,\"     \",'Inverter-Full Data'!#REF!,\",\",'Inverter-Full Data'!#REF!,\",\",'Inverter-Full Data'!#REF!,\",\",'Inverter-Full Data'!#REF!,\"'\")","v":{"$error":"#REF!"}}]
[{"$f":"CONCATENATE(\"'\",'Inverter-Full Data'!A230,\"     \",'Inverter-Full Data'!B230,\",\",'Inverter-Full Data'!G230,\",\",'Inverter-Full Data'!F230,\",\",'Inverter-Full Data'!H230,\"'\")","v":"'ABB     UNO-7.6-TL-OUTD-S-US-Z-M-A [208V],Y,97,N'"}]
[{"$f":"CONCATENATE(\"'\",'Inverter-Full Data'!#REF!,\"     \",'Inverter-Full Data'!#REF!,\",\",'Inverter-Full Data'!#REF!,\",\",'Inverter-Full Data'!#REF!,\",\",'Inverter-Full Data'!#REF!,\"'\")","v":{"$error":"#REF!"}}]
[{"$f":"CONCATENATE(\"'\",'Inverter-Full Data'!A231,\"     \",'Inverter-Full Data'!B231,\",\",'Inverter-Full Data'!G231,\",\",'Inverter-Full Data'!F231,\",\",'Inverter-Full Data'!H231,\"'\")","v":"'ABB     UNO-7.6-TL-OUTD-S-US-Z-M-A [240V],Y,97,N'"}]
[{"$f":"CONCATENATE(\"'\",'Inverter-Full Data'!#REF!,\"     \",'Inverter-Full Data'!#REF!,\",\",'Inverter-Full Data'!#REF!,\",\",'Inverter-Full Data'!#REF!,\",\",'Inverter-Full Data'!#REF!,\"'\")","v":{"$error":"#REF!"}}]
[{"$f":"CONCATENATE(\"'\",'Inverter-Full Data'!A232,\"     \",'Inverter-Full Data'!B232,\",\",'Inverter-Full Data'!G232,\",\",'Inverter-Full Data'!F232,\",\",'Inverter-Full Data'!H232,\"'\")","v":"'ABB     UNO-7.6-TL-OUTD-S-US-Z-M-A [277V],Y,97,N'"}]
[{"$f":"CONCATENATE(\"'\",'Inverter-Full Data'!#REF!,\"     \",'Inverter-Full Data'!#REF!,\",\",'Inverter-Full Data'!#REF!,\",\",'Inverter-Full Data'!#REF!,\",\",'Inverter-Full Data'!#REF!,\"'\")","v":{"$error":"#REF!"}}]
[{"$f":"CONCATENATE(\"'\",'Inverter-Full Data'!A233,\"     \",'Inverter-Full Data'!B233,\",\",'Inverter-Full Data'!G233,\",\",'Inverter-Full Data'!F233,\",\",'Inverter-Full Data'!H233,\"'\")","v":"'ABB     UNO-8.6-TL-OUTD-S-US-A [240V],Y,97,N'"}]
[{"$f":"CONCATENATE(\"'\",'Inverter-Full Data'!#REF!,\"     \",'Inverter-Full Data'!#REF!,\",\",'Inverter-Full Data'!#REF!,\",\",'Inverter-Full Data'!#REF!,\",\",'Inverter-Full Data'!#REF!,\"'\")","v":{"$error":"#REF!"}}]
[{"$f":"CONCATENATE(\"'\",'Inverter-Full Data'!#REF!,\"     \",'Inverter-Full Data'!#REF!,\",\",'Inverter-Full Data'!#REF!,\",\",'Inverter-Full Data'!#REF!,\",\",'Inverter-Full Data'!#REF!,\"'\")","v":{"$error":"#REF!"}}]
[{"$f":"CONCATENATE(\"'\",'Inverter-Full Data'!A234,\"     \",'Inverter-Full Data'!B234,\",\",'Inverter-Full Data'!G234,\",\",'Inverter-Full Data'!F234,\",\",'Inverter-Full Data'!H234,\"'\")","v":"'ABB     UNO-8.6-TL-OUTD-S-US-A [277V],Y,97,N'"}]
[{"$f":"CONCATENATE(\"'\",'Inverter-Full Data'!#REF!,\"     \",'Inverter-Full Data'!#REF!,\",\",'Inverter-Full Data'!#REF!,\",\",'Inverter-Full Data'!#REF!,\",\",'Inverter-Full Data'!#REF!,\"'\")","v":{"$error":"#REF!"}}]
[{"$f":"CONCATENATE(\"'\",'Inverter-Full Data'!#REF!,\"     \",'Inverter-Full Data'!#REF!,\",\",'Inverter-Full Data'!#REF!,\",\",'Inverter-Full Data'!#REF!,\",\",'Inverter-Full Data'!#REF!,\"'\")","v":{"$error":"#REF!"}}]
[{"$f":"CONCATENATE(\"'\",'Inverter-Full Data'!A235,\"     \",'Inverter-Full Data'!B235,\",\",'Inverter-Full Data'!G235,\",\",'Inverter-Full Data'!F235,\",\",'Inverter-Full Data'!H235,\"'\")","v":"'ABB     UNO-8.6-TL-OUTD-S-US-Z-A [240V],Y,97,N'"}]
[{"$f":"CONCATENATE(\"'\",'Inverter-Full Data'!#REF!,\"     \",'Inverter-Full Data'!#REF!,\",\",'Inverter-Full Data'!#REF!,\",\",'Inverter-Full Data'!#REF!,\",\",'Inverter-Full Data'!#REF!,\"'\")","v":{"$error":"#REF!"}}]
[{"$f":"CONCATENATE(\"'\",'Inverter-Full Data'!A236,\"     \",'Inverter-Full Data'!B236,\",\",'Inverter-Full Data'!G236,\",\",'Inverter-Full Data'!F236,\",\",'Inverter-Full Data'!H236,\"'\")","v":"'ABB     UNO-8.6-TL-OUTD-S-US-Z-A [277V],Y,97,N'"}]
[{"$f":"CONCATENATE(\"'\",'Inverter-Full Data'!A237,\"     \",'Inverter-Full Data'!B237,\",\",'Inverter-Full Data'!G237,\",\",'Inverter-Full Data'!F237,\",\",'Inverter-Full Data'!H237,\"'\")","v":"'ABB     UNO-8.6-TL-OUTD-S-US-Z-M [240V],Y,97,N'"}]
[{"$f":"CONCATENATE(\"'\",'Inverter-Full Data'!A238,\"     \",'Inverter-Full Data'!B238,\",\",'Inverter-Full Data'!G238,\",\",'Inverter-Full Data'!F238,\",\",'Inverter-Full Data'!H238,\"'\")","v":"'ABB     UNO-8.6-TL-OUTD-S-US-Z-M [277V],Y,97,N'"}]
[{"$f":"CONCATENATE(\"'\",'Inverter-Full Data'!#REF!,\"     \",'Inverter-Full Data'!#REF!,\",\",'Inverter-Full Data'!#REF!,\",\",'Inverter-Full Data'!#REF!,\",\",'Inverter-Full Data'!#REF!,\"'\")","v":{"$error":"#REF!"}}]
[{"$f":"CONCATENATE(\"'\",'Inverter-Full Data'!A239,\"     \",'Inverter-Full Data'!B239,\",\",'Inverter-Full Data'!G239,\",\",'Inverter-Full Data'!F239,\",\",'Inverter-Full Data'!H239,\"'\")","v":"'ABB     UNO-8.6-TL-OUTD-S-US-Z-M-A [240V],Y,97,N'"}]
[{"$f":"CONCATENATE(\"'\",'Inverter-Full Data'!#REF!,\"     \",'Inverter-Full Data'!#REF!,\",\",'Inverter-Full Data'!#REF!,\",\",'Inverter-Full Data'!#REF!,\",\",'Inverter-Full Data'!#REF!,\"'\")","v":{"$error":"#REF!"}}]
[{"$f":"CONCATENATE(\"'\",'Inverter-Full Data'!A240,\"     \",'Inverter-Full Data'!B240,\",\",'Inverter-Full Data'!G240,\",\",'Inverter-Full Data'!F240,\",\",'Inverter-Full Data'!H240,\"'\")","v":"'ABB     UNO-8.6-TL-OUTD-S-US-Z-M-A [277V],Y,97,N'"}]
[{"$f":"CONCATENATE(\"'\",'Inverter-Full Data'!A241,\"     \",'Inverter-Full Data'!B241,\",\",'Inverter-Full Data'!G241,\",\",'Inverter-Full Data'!F241,\",\",'Inverter-Full Data'!H241,\"'\")","v":"'ABB     PVI-10.0-I-OUTD-x-US-208-y [208V],Y,96,N'"}]
[{"$f":"CONCATENATE(\"'\",'Inverter-Full Data'!A242,\"     \",'Inverter-Full Data'!B242,\",\",'Inverter-Full Data'!G242,\",\",'Inverter-Full Data'!F242,\",\",'Inverter-Full Data'!H242,\"'\")","v":"'ABB     PVI-10.0-I-OUTD-x-US-480-y-z [480V],Y,97,N'"}]
[{"$f":"CONCATENATE(\"'\",'Inverter-Full Data'!A243,\"     \",'Inverter-Full Data'!B243,\",\",'Inverter-Full Data'!G243,\",\",'Inverter-Full Data'!F243,\",\",'Inverter-Full Data'!H243,\"'\")","v":"'ABB     PVI-12.0-I-OUTD-x-US-480-y [480V],Y,97,N'"}]
[{"$f":"CONCATENATE(\"'\",'Inverter-Full Data'!A244,\"     \",'Inverter-Full Data'!B244,\",\",'Inverter-Full Data'!G244,\",\",'Inverter-Full Data'!F244,\",\",'Inverter-Full Data'!H244,\"'\")","v":"'ABB     TRIO-20.0-TL-OUTD-S1A-US-480 [480V],Y,97.5,N'"}]
[{"$f":"CONCATENATE(\"'\",'Inverter-Full Data'!A245,\"     \",'Inverter-Full Data'!B245,\",\",'Inverter-Full Data'!G245,\",\",'Inverter-Full Data'!F245,\",\",'Inverter-Full Data'!H245,\"'\")","v":"'ABB     TRIO-20.0-TL-OUTD-S1A-US-480-A [480V],Y,97.5,N'"}]
[{"$f":"CONCATENATE(\"'\",'Inverter-Full Data'!A246,\"     \",'Inverter-Full Data'!B246,\",\",'Inverter-Full Data'!G246,\",\",'Inverter-Full Data'!F246,\",\",'Inverter-Full Data'!H246,\"'\")","v":"'ABB     TRIO-20.0-TL-OUTD-S1B-US-480 [480V],Y,97.5,N'"}]
[{"$f":"CONCATENATE(\"'\",'Inverter-Full Data'!A247,\"     \",'Inverter-Full Data'!B247,\",\",'Inverter-Full Data'!G247,\",\",'Inverter-Full Data'!F247,\",\",'Inverter-Full Data'!H247,\"'\")","v":"'ABB     TRIO-20.0-TL-OUTD-S1B-US-480-A [480V],Y,97.5,N'"}]
[{"$f":"CONCATENATE(\"'\",'Inverter-Full Data'!A249,\"     \",'Inverter-Full Data'!B249,\",\",'Inverter-Full Data'!G249,\",\",'Inverter-Full Data'!F249,\",\",'Inverter-Full Data'!H249,\"'\")","v":"'ABB     TRIO-20.0-TL-OUTD-S1-US-480-A [480V],Y,97.5,N'"}]
[{"$f":"CONCATENATE(\"'\",'Inverter-Full Data'!A251,\"     \",'Inverter-Full Data'!B251,\",\",'Inverter-Full Data'!G251,\",\",'Inverter-Full Data'!F251,\",\",'Inverter-Full Data'!H251,\"'\")","v":"'ABB     TRIO-20.0-TL-OUTD-S-US-480-A [480V],Y,97.5,N'"}]
[{"$f":"CONCATENATE(\"'\",'Inverter-Full Data'!A253,\"     \",'Inverter-Full Data'!B253,\",\",'Inverter-Full Data'!G253,\",\",'Inverter-Full Data'!F253,\",\",'Inverter-Full Data'!H253,\"'\")","v":"'ABB     TRIO-27.6-TL-OUTD-S1A-US-480-A [480V],Y,97.5,N'"}]
[{"$f":"CONCATENATE(\"'\",'Inverter-Full Data'!A255,\"     \",'Inverter-Full Data'!B255,\",\",'Inverter-Full Data'!G255,\",\",'Inverter-Full Data'!F255,\",\",'Inverter-Full Data'!H255,\"'\")","v":"'ABB     TRIO-27.6-TL-OUTD-S1B-US-480-A [480V],Y,97.5,N'"}]
[{"$f":"CONCATENATE(\"'\",'Inverter-Full Data'!A257,\"     \",'Inverter-Full Data'!B257,\",\",'Inverter-Full Data'!G257,\",\",'Inverter-Full Data'!F257,\",\",'Inverter-Full Data'!H257,\"'\")","v":"'ABB     TRIO-27.6-TL-OUTD-S1-US-480-A [480V],Y,97.5,N'"}]
[{"$f":"CONCATENATE(\"'\",'Inverter-Full Data'!A259,\"     \",'Inverter-Full Data'!B259,\",\",'Inverter-Full Data'!G259,\",\",'Inverter-Full Data'!F259,\",\",'Inverter-Full Data'!H259,\"'\")","v":"'ABB     TRIO-27.6-TL-OUTD-S-US-480-A [480V],Y,97.5,N'"}]
[{"$f":"CONCATENATE(\"'\",'Inverter-Full Data'!A261,\"     \",'Inverter-Full Data'!B261,\",\",'Inverter-Full Data'!G261,\",\",'Inverter-Full Data'!F261,\",\",'Inverter-Full Data'!H261,\"'\")","v":"'ABB     PVI-CENTRAL-50-US [480V],Y,95,N'"}]
[{"$f":"CONCATENATE(\"'\",'Inverter-Full Data'!A262,\"     \",'Inverter-Full Data'!B262,\",\",'Inverter-Full Data'!G262,\",\",'Inverter-Full Data'!F262,\",\",'Inverter-Full Data'!H262,\"'\")","v":"'ABB     TRIO-50.0-TL-OUTD-US-480 [480V],Y,98,N'"}]
[{"$f":"CONCATENATE(\"'\",'Inverter-Full Data'!#REF!,\"     \",'Inverter-Full Data'!#REF!,\",\",'Inverter-Full Data'!#REF!,\",\",'Inverter-Full Data'!#REF!,\",\",'Inverter-Full Data'!#REF!,\"'\")","v":{"$error":"#REF!"}}]
[{"$f":"CONCATENATE(\"'\",'Inverter-Full Data'!A263,\"     \",'Inverter-Full Data'!B263,\",\",'Inverter-Full Data'!G263,\",\",'Inverter-Full Data'!F263,\",\",'Inverter-Full Data'!H263,\"'\")","v":"'ABB     TRIO-60.0-TL-OUTD-US-480 [480V],Y,98,N'"}]
[{"$f":"CONCATENATE(\"'\",'Inverter-Full Data'!#REF!,\"     \",'Inverter-Full Data'!#REF!,\",\",'Inverter-Full Data'!#REF!,\",\",'Inverter-Full Data'!#REF!,\",\",'Inverter-Full Data'!#REF!,\"'\")","v":{"$error":"#REF!"}}]
[{"$f":"CONCATENATE(\"'\",'Inverter-Full Data'!A264,\"     \",'Inverter-Full Data'!B264,\",\",'Inverter-Full Data'!G264,\",\",'Inverter-Full Data'!F264,\",\",'Inverter-Full Data'!H264,\"'\")","v":"'ABB     PVI-CENTRAL-100-US [208V],Y,95,N'"}]
[{"$f":"CONCATENATE(\"'\",'Inverter-Full Data'!A265,\"     \",'Inverter-Full Data'!B265,\",\",'Inverter-Full Data'!G265,\",\",'Inverter-Full Data'!F265,\",\",'Inverter-Full Data'!H265,\"'\")","v":"'ABB     PVI-CENTRAL-100-US [480V],Y,95,N'"}]
[{"$f":"CONCATENATE(\"'\",'Inverter-Full Data'!A266,\"     \",'Inverter-Full Data'!B266,\",\",'Inverter-Full Data'!G266,\",\",'Inverter-Full Data'!F266,\",\",'Inverter-Full Data'!H266,\"'\")","v":"'ABB     PVI-CENTRAL-250-US [480V],Y,97,N'"}]
[{"$f":"CONCATENATE(\"'\",'Inverter-Full Data'!A267,\"     \",'Inverter-Full Data'!B267,\",\",'Inverter-Full Data'!G267,\",\",'Inverter-Full Data'!F267,\",\",'Inverter-Full Data'!H267,\"'\")","v":"'ABB     PVI-CENTRAL-300-US [480V],Y,97,N'"}]
[{"$f":"CONCATENATE(\"'\",'Inverter-Full Data'!A268,\"     \",'Inverter-Full Data'!B268,\",\",'Inverter-Full Data'!G268,\",\",'Inverter-Full Data'!F268,\",\",'Inverter-Full Data'!H268,\"'\")","v":"'ABB     ULTRA-750-TL-OUTD-2-US-690-x-y-z [690V],Y,96.5,N'"}]
[{"$f":"CONCATENATE(\"'\",'Inverter-Full Data'!A269,\"     \",'Inverter-Full Data'!B269,\",\",'Inverter-Full Data'!G269,\",\",'Inverter-Full Data'!F269,\",\",'Inverter-Full Data'!H269,\"'\")","v":"'ABB     ULTRA-750-TL-OUTD-4-US-690-x-y-z [690V],Y,96.5,N'"}]
[{"$f":"CONCATENATE(\"'\",'Inverter-Full Data'!A270,\"     \",'Inverter-Full Data'!B270,\",\",'Inverter-Full Data'!G270,\",\",'Inverter-Full Data'!F270,\",\",'Inverter-Full Data'!H270,\"'\")","v":"'ABB     ULTRA-750-TL-OUTD-1-US-690-x-y-z [690V],Y,96.5,N'"}]
[{"$f":"CONCATENATE(\"'\",'Inverter-Full Data'!A271,\"     \",'Inverter-Full Data'!B271,\",\",'Inverter-Full Data'!G271,\",\",'Inverter-Full Data'!F271,\",\",'Inverter-Full Data'!H271,\"'\")","v":"'ABB     ULTRA-750-TL-OUTD-3-US-690-x-y-z [690V],Y,96.5,N'"}]
[{"$f":"CONCATENATE(\"'\",'Inverter-Full Data'!A272,\"     \",'Inverter-Full Data'!B272,\",\",'Inverter-Full Data'!G272,\",\",'Inverter-Full Data'!F272,\",\",'Inverter-Full Data'!H272,\"'\")","v":"'ABB     ULTRA-1100-TL-OUTD-2-US-690-x-y-z [690V],Y,96.5,N'"}]
[{"$f":"CONCATENATE(\"'\",'Inverter-Full Data'!A273,\"     \",'Inverter-Full Data'!B273,\",\",'Inverter-Full Data'!G273,\",\",'Inverter-Full Data'!F273,\",\",'Inverter-Full Data'!H273,\"'\")","v":"'ABB     ULTRA-1100-TL-OUTD-4-US-690-x-y-z [690V],Y,97,N'"}]
[{"$f":"CONCATENATE(\"'\",'Inverter-Full Data'!A274,\"     \",'Inverter-Full Data'!B274,\",\",'Inverter-Full Data'!G274,\",\",'Inverter-Full Data'!F274,\",\",'Inverter-Full Data'!H274,\"'\")","v":"'ABB     ULTRA-1100-TL-OUTD-1-US-690-x-y-z [690V],Y,96.5,N'"}]
[{"$f":"CONCATENATE(\"'\",'Inverter-Full Data'!A275,\"     \",'Inverter-Full Data'!B275,\",\",'Inverter-Full Data'!G275,\",\",'Inverter-Full Data'!F275,\",\",'Inverter-Full Data'!H275,\"'\")","v":"'ABB     ULTRA-1100-TL-OUTD-3-US-690-x-y-z [690V],Y,97,N'"}]
[{"$f":"CONCATENATE(\"'\",'Inverter-Full Data'!A276,\"     \",'Inverter-Full Data'!B276,\",\",'Inverter-Full Data'!G276,\",\",'Inverter-Full Data'!F276,\",\",'Inverter-Full Data'!H276,\"'\")","v":"'ABB     ULTRA-1500-TL-OUTD-2-US-690-x-y-z [690V],Y,96.5,N'"}]
[{"$f":"CONCATENATE(\"'\",'Inverter-Full Data'!A277,\"     \",'Inverter-Full Data'!B277,\",\",'Inverter-Full Data'!G277,\",\",'Inverter-Full Data'!F277,\",\",'Inverter-Full Data'!H277,\"'\")","v":"'ABB     ULTRA-1500-TL-OUTD-4-US-690-x-y-z [690V],Y,97,N'"}]
[{"$f":"CONCATENATE(\"'\",'Inverter-Full Data'!A278,\"     \",'Inverter-Full Data'!B278,\",\",'Inverter-Full Data'!G278,\",\",'Inverter-Full Data'!F278,\",\",'Inverter-Full Data'!H278,\"'\")","v":"'ABB     ULTRA-1500-TL-OUTD-1-US-690-x-y-z [690V],Y,96.5,N'"}]
[{"$f":"CONCATENATE(\"'\",'Inverter-Full Data'!A279,\"     \",'Inverter-Full Data'!B279,\",\",'Inverter-Full Data'!G279,\",\",'Inverter-Full Data'!F279,\",\",'Inverter-Full Data'!H279,\"'\")","v":"'ABB     ULTRA-1500-TL-OUTD-3-US-690-x-y-z [690V],Y,97,N'"}]
[{"$f":"CONCATENATE(\"'\",'Inverter-Full Data'!A280,\"     \",'Inverter-Full Data'!B280,\",\",'Inverter-Full Data'!G280,\",\",'Inverter-Full Data'!F280,\",\",'Inverter-Full Data'!H280,\"'\")","v":"'ABB     PVS980-58-1818kVA-I [600V],Y,97.5,N'"}]
[{"$f":"CONCATENATE(\"'\",'Inverter-Full Data'!A281,\"     \",'Inverter-Full Data'!B281,\",\",'Inverter-Full Data'!G281,\",\",'Inverter-Full Data'!F281,\",\",'Inverter-Full Data'!H281,\"'\")","v":"'ABB     PVS980-58-2000kVA-K [660V],Y,97.5,N'"}]
[{"$f":"CONCATENATE(\"'\",'Inverter-Full Data'!A282,\"     \",'Inverter-Full Data'!B282,\",\",'Inverter-Full Data'!G282,\",\",'Inverter-Full Data'!F282,\",\",'Inverter-Full Data'!H282,\"'\")","v":"'Ablerex Electronics     ES 2200-US-240 [240V],Y,94.5,N'"}]
[{"$f":"CONCATENATE(\"'\",'Inverter-Full Data'!A283,\"     \",'Inverter-Full Data'!B283,\",\",'Inverter-Full Data'!G283,\",\",'Inverter-Full Data'!F283,\",\",'Inverter-Full Data'!H283,\"'\")","v":"'Ablerex Electronics     ES 3300-US-240 [240V],Y,95,N'"}]
[{"$f":"CONCATENATE(\"'\",'Inverter-Full Data'!A284,\"     \",'Inverter-Full Data'!B284,\",\",'Inverter-Full Data'!G284,\",\",'Inverter-Full Data'!F284,\",\",'Inverter-Full Data'!H284,\"'\")","v":"'Ablerex Electronics     ES 4200-US-240 [240V],Y,95.5,N'"}]
[{"$f":"CONCATENATE(\"'\",'Inverter-Full Data'!A285,\"     \",'Inverter-Full Data'!B285,\",\",'Inverter-Full Data'!G285,\",\",'Inverter-Full Data'!F285,\",\",'Inverter-Full Data'!H285,\"'\")","v":"'Ablerex Electronics     ES 4200-US-240A [240V],Y,95.5,N'"}]
[{"$f":"CONCATENATE(\"'\",'Inverter-Full Data'!A286,\"     \",'Inverter-Full Data'!B286,\",\",'Inverter-Full Data'!G286,\",\",'Inverter-Full Data'!F286,\",\",'Inverter-Full Data'!H286,\"'\")","v":"'Ablerex Electronics     ES 5000-US-240 [240V],Y,95.5,N'"}]
[{"$f":"CONCATENATE(\"'\",'Inverter-Full Data'!A287,\"     \",'Inverter-Full Data'!B287,\",\",'Inverter-Full Data'!G287,\",\",'Inverter-Full Data'!F287,\",\",'Inverter-Full Data'!H287,\"'\")","v":"'Ablerex Electronics     ES 5000-US-240A [240V],Y,95.5,N'"}]
[{"$f":"CONCATENATE(\"'\",'Inverter-Full Data'!A288,\"     \",'Inverter-Full Data'!B288,\",\",'Inverter-Full Data'!G288,\",\",'Inverter-Full Data'!F288,\",\",'Inverter-Full Data'!H288,\"'\")","v":"'Advanced Energy Industries     AE_3TL-12_10 [480V],N,97.5,N'"}]
[{"$f":"CONCATENATE(\"'\",'Inverter-Full Data'!A289,\"     \",'Inverter-Full Data'!B289,\",\",'Inverter-Full Data'!G289,\",\",'Inverter-Full Data'!F289,\",\",'Inverter-Full Data'!H289,\"'\")","v":"'Advanced Energy Industries     AE_3TL-12_10-08 [480V],Y,97.5,N'"}]
[{"$f":"CONCATENATE(\"'\",'Inverter-Full Data'!A290,\"     \",'Inverter-Full Data'!B290,\",\",'Inverter-Full Data'!G290,\",\",'Inverter-Full Data'!F290,\",\",'Inverter-Full Data'!H290,\"'\")","v":"'Advanced Energy Industries     AE_3TL-12_6 [480V],N,97.5,N'"}]
[{"$f":"CONCATENATE(\"'\",'Inverter-Full Data'!A291,\"     \",'Inverter-Full Data'!B291,\",\",'Inverter-Full Data'!G291,\",\",'Inverter-Full Data'!F291,\",\",'Inverter-Full Data'!H291,\"'\")","v":"'Advanced Energy Industries     AE_3TL-G3_12_10 [480V],N,97.5,N'"}]
[{"$f":"CONCATENATE(\"'\",'Inverter-Full Data'!A292,\"     \",'Inverter-Full Data'!B292,\",\",'Inverter-Full Data'!G292,\",\",'Inverter-Full Data'!F292,\",\",'Inverter-Full Data'!H292,\"'\")","v":"'Advanced Energy Industries     AE_3TL-G3_12_10-8 [480V],N,97.5,N'"}]
[{"$f":"CONCATENATE(\"'\",'Inverter-Full Data'!A293,\"     \",'Inverter-Full Data'!B293,\",\",'Inverter-Full Data'!G293,\",\",'Inverter-Full Data'!F293,\",\",'Inverter-Full Data'!H293,\"'\")","v":"'Advanced Energy Industries     804R012 [480V],Y,97.5,N'"}]
[{"$f":"CONCATENATE(\"'\",'Inverter-Full Data'!A294,\"     \",'Inverter-Full Data'!B294,\",\",'Inverter-Full Data'!G294,\",\",'Inverter-Full Data'!F294,\",\",'Inverter-Full Data'!H294,\"'\")","v":"'Advanced Energy Industries     AE_3TL-12_6-08 [480V],Y,97.5,N'"}]
[{"$f":"CONCATENATE(\"'\",'Inverter-Full Data'!A295,\"     \",'Inverter-Full Data'!B295,\",\",'Inverter-Full Data'!G295,\",\",'Inverter-Full Data'!F295,\",\",'Inverter-Full Data'!H295,\"'\")","v":"'Advanced Energy Industries     AE_3TL-G3_12_6 [480V],N,97.5,N'"}]
[{"$f":"CONCATENATE(\"'\",'Inverter-Full Data'!A296,\"     \",'Inverter-Full Data'!B296,\",\",'Inverter-Full Data'!G296,\",\",'Inverter-Full Data'!F296,\",\",'Inverter-Full Data'!H296,\"'\")","v":"'Advanced Energy Industries     AE_3TL-G3_12_6-08 [480V],N,97.5,N'"}]
[{"$f":"CONCATENATE(\"'\",'Inverter-Full Data'!A298,\"     \",'Inverter-Full Data'!B298,\",\",'Inverter-Full Data'!G298,\",\",'Inverter-Full Data'!F298,\",\",'Inverter-Full Data'!H298,\"'\")","v":"'Advanced Energy Industries     AE_3TL-16_10-08 [480V],Y,97.5,N'"}]
[{"$f":"CONCATENATE(\"'\",'Inverter-Full Data'!A300,\"     \",'Inverter-Full Data'!B300,\",\",'Inverter-Full Data'!G300,\",\",'Inverter-Full Data'!F300,\",\",'Inverter-Full Data'!H300,\"'\")","v":"'Advanced Energy Industries     AE_3TL-G3_16_10 [480V],N,97.5,N'"}]
[{"$f":"CONCATENATE(\"'\",'Inverter-Full Data'!A302,\"     \",'Inverter-Full Data'!B302,\",\",'Inverter-Full Data'!G302,\",\",'Inverter-Full Data'!F302,\",\",'Inverter-Full Data'!H302,\"'\")","v":"'Advanced Energy Industries     804R016 [480V],Y,97.5,N'"}]
[{"$f":"CONCATENATE(\"'\",'Inverter-Full Data'!A304,\"     \",'Inverter-Full Data'!B304,\",\",'Inverter-Full Data'!G304,\",\",'Inverter-Full Data'!F304,\",\",'Inverter-Full Data'!H304,\"'\")","v":"'Advanced Energy Industries     AE_3TL-G3_16_6 [480V],N,97.5,N'"}]
[{"$f":"CONCATENATE(\"'\",'Inverter-Full Data'!A306,\"     \",'Inverter-Full Data'!B306,\",\",'Inverter-Full Data'!G306,\",\",'Inverter-Full Data'!F306,\",\",'Inverter-Full Data'!H306,\"'\")","v":"'Advanced Energy Industries     804R020 [480V],Y,97.5,N'"}]
[{"$f":"CONCATENATE(\"'\",'Inverter-Full Data'!A308,\"     \",'Inverter-Full Data'!B308,\",\",'Inverter-Full Data'!G308,\",\",'Inverter-Full Data'!F308,\",\",'Inverter-Full Data'!H308,\"'\")","v":"'Advanced Energy Industries     AE_3TL-G3_20_6 [480V],N,97.5,N'"}]
[{"$f":"CONCATENATE(\"'\",'Inverter-Full Data'!A310,\"     \",'Inverter-Full Data'!B310,\",\",'Inverter-Full Data'!G310,\",\",'Inverter-Full Data'!F310,\",\",'Inverter-Full Data'!H310,\"'\")","v":"'Advanced Energy Industries     AE_3TL-20_10 [480V],N,97.5,N'"}]
[{"$f":"CONCATENATE(\"'\",'Inverter-Full Data'!A312,\"     \",'Inverter-Full Data'!B312,\",\",'Inverter-Full Data'!G312,\",\",'Inverter-Full Data'!F312,\",\",'Inverter-Full Data'!H312,\"'\")","v":"'Advanced Energy Industries     AE_3TL-20_6 [480V],N,97.5,N'"}]
[{"$f":"CONCATENATE(\"'\",'Inverter-Full Data'!A314,\"     \",'Inverter-Full Data'!B314,\",\",'Inverter-Full Data'!G314,\",\",'Inverter-Full Data'!F314,\",\",'Inverter-Full Data'!H314,\"'\")","v":"'Advanced Energy Industries     AE_3TL-G3_20_10-08 [480V],N,97.5,N'"}]
[{"$f":"CONCATENATE(\"'\",'Inverter-Full Data'!A316,\"     \",'Inverter-Full Data'!B316,\",\",'Inverter-Full Data'!G316,\",\",'Inverter-Full Data'!F316,\",\",'Inverter-Full Data'!H316,\"'\")","v":"'Advanced Energy Industries     AE_3TL-23_10-08 [480V],Y,98,N'"}]
[{"$f":"CONCATENATE(\"'\",'Inverter-Full Data'!A318,\"     \",'Inverter-Full Data'!B318,\",\",'Inverter-Full Data'!G318,\",\",'Inverter-Full Data'!F318,\",\",'Inverter-Full Data'!H318,\"'\")","v":"'Advanced Energy Industries     AE_3TL-23_06 [480V],N,98,N'"}]
[{"$f":"CONCATENATE(\"'\",'Inverter-Full Data'!A320,\"     \",'Inverter-Full Data'!B320,\",\",'Inverter-Full Data'!G320,\",\",'Inverter-Full Data'!F320,\",\",'Inverter-Full Data'!H320,\"'\")","v":"'Advanced Energy Industries     AE 35TX-208 [208V],Y,95.5,N'"}]
[{"$f":"CONCATENATE(\"'\",'Inverter-Full Data'!A322,\"     \",'Inverter-Full Data'!B322,\",\",'Inverter-Full Data'!G322,\",\",'Inverter-Full Data'!F322,\",\",'Inverter-Full Data'!H322,\"'\")","v":"'Advanced Energy Industries     AE 35TX-600 [600V],Y,95.5,N'"}]
[{"$f":"CONCATENATE(\"'\",'Inverter-Full Data'!A324,\"     \",'Inverter-Full Data'!B324,\",\",'Inverter-Full Data'!G324,\",\",'Inverter-Full Data'!F324,\",\",'Inverter-Full Data'!H324,\"'\")","v":"'Advanced Energy Industries     AE 50TX-480 [480V],Y,96,N'"}]
[{"$f":"CONCATENATE(\"'\",'Inverter-Full Data'!A326,\"     \",'Inverter-Full Data'!B326,\",\",'Inverter-Full Data'!G326,\",\",'Inverter-Full Data'!F326,\",\",'Inverter-Full Data'!H326,\"'\")","v":"'Advanced Energy Industries     AE 75TX-208 [208V],Y,95.5,N'"}]
[{"$f":"CONCATENATE(\"'\",'Inverter-Full Data'!A327,\"     \",'Inverter-Full Data'!B327,\",\",'Inverter-Full Data'!G327,\",\",'Inverter-Full Data'!F327,\",\",'Inverter-Full Data'!H327,\"'\")","v":"'Advanced Energy Industries     AE 75TX-480 [480V],Y,95.5,N'"}]
[{"$f":"CONCATENATE(\"'\",'Inverter-Full Data'!A329,\"     \",'Inverter-Full Data'!B329,\",\",'Inverter-Full Data'!G329,\",\",'Inverter-Full Data'!F329,\",\",'Inverter-Full Data'!H329,\"'\")","v":"'Advanced Energy Industries     AE 100TX-208 [208V],Y,95.5,N'"}]
[{"$f":"CONCATENATE(\"'\",'Inverter-Full Data'!A331,\"     \",'Inverter-Full Data'!B331,\",\",'Inverter-Full Data'!G331,\",\",'Inverter-Full Data'!F331,\",\",'Inverter-Full Data'!H331,\"'\")","v":"'Advanced Energy Industries     AE 100TX-600 [600V],Y,96,N'"}]
[{"$f":"CONCATENATE(\"'\",'Inverter-Full Data'!A333,\"     \",'Inverter-Full Data'!B333,\",\",'Inverter-Full Data'!G333,\",\",'Inverter-Full Data'!F333,\",\",'Inverter-Full Data'!H333,\"'\")","v":"'Advanced Energy Industries     AE 250TX-600 [600V],Y,96.5,N'"}]
[{"$f":"CONCATENATE(\"'\",'Inverter-Full Data'!A335,\"     \",'Inverter-Full Data'!B335,\",\",'Inverter-Full Data'!G335,\",\",'Inverter-Full Data'!F335,\",\",'Inverter-Full Data'!H335,\"'\")","v":"'Advanced Energy Industries     Solaron 250 kW (3159200-XXXX) [480V],N,97.5,N'"}]
[{"$f":"CONCATENATE(\"'\",'Inverter-Full Data'!A337,\"     \",'Inverter-Full Data'!B337,\",\",'Inverter-Full Data'!G337,\",\",'Inverter-Full Data'!F337,\",\",'Inverter-Full Data'!H337,\"'\")","v":"'Advanced Energy Industries     AE 260TX-480-LV [480V],Y,96.5,N'"}]
[{"$f":"CONCATENATE(\"'\",'Inverter-Full Data'!A339,\"     \",'Inverter-Full Data'!B339,\",\",'Inverter-Full Data'!G339,\",\",'Inverter-Full Data'!F339,\",\",'Inverter-Full Data'!H339,\"'\")","v":"'Advanced Energy Industries     Solaron 333 kW (3159000-XXXX) [480V],N,97.5,N'"}]
[{"$f":"CONCATENATE(\"'\",'Inverter-Full Data'!A341,\"     \",'Inverter-Full Data'!B341,\",\",'Inverter-Full Data'!G341,\",\",'Inverter-Full Data'!F341,\",\",'Inverter-Full Data'!H341,\"'\")","v":"'Advanced Energy Industries     AE 500NX-HE (3159502-XXXX) [480V],N,98,N'"}]
[{"$f":"CONCATENATE(\"'\",'Inverter-Full Data'!A343,\"     \",'Inverter-Full Data'!B343,\",\",'Inverter-Full Data'!G343,\",\",'Inverter-Full Data'!F343,\",\",'Inverter-Full Data'!H343,\"'\")","v":"'Advanced Energy Industries     AE 500TX-600 [600V],N,97,N'"}]
[{"$f":"CONCATENATE(\"'\",'Inverter-Full Data'!A345,\"     \",'Inverter-Full Data'!B345,\",\",'Inverter-Full Data'!G345,\",\",'Inverter-Full Data'!F345,\",\",'Inverter-Full Data'!H345,\"'\")","v":"'Advanced Energy Industries     Solaron 500kW (3159500-XXXX) [480V],N,97.5,N'"}]
[{"$f":"CONCATENATE(\"'\",'Inverter-Full Data'!A347,\"     \",'Inverter-Full Data'!B347,\",\",'Inverter-Full Data'!G347,\",\",'Inverter-Full Data'!F347,\",\",'Inverter-Full Data'!H347,\"'\")","v":"'Advanced Solar Photonics     PV240 [208V],Y,97,N'"}]
[{"$f":"CONCATENATE(\"'\",'Inverter-Full Data'!A349,\"     \",'Inverter-Full Data'!B349,\",\",'Inverter-Full Data'!G349,\",\",'Inverter-Full Data'!F349,\",\",'Inverter-Full Data'!H349,\"'\")","v":"'Advanced Solar Photonics     PV240 [277V],Y,97,N'"}]
[{"$f":"CONCATENATE(\"'\",'Inverter-Full Data'!A351,\"     \",'Inverter-Full Data'!B351,\",\",'Inverter-Full Data'!G351,\",\",'Inverter-Full Data'!F351,\",\",'Inverter-Full Data'!H351,\"'\")","v":"'Advanced Solar Photonics     PV250 [240V],Y,97,N'"}]
[{"$f":"CONCATENATE(\"'\",'Inverter-Full Data'!A352,\"     \",'Inverter-Full Data'!B352,\",\",'Inverter-Full Data'!G352,\",\",'Inverter-Full Data'!F352,\",\",'Inverter-Full Data'!H352,\"'\")","v":"'Advanced Solar Photonics     PV250 [277V],Y,97,N'"}]
[{"$f":"CONCATENATE(\"'\",'Inverter-Full Data'!A353,\"     \",'Inverter-Full Data'!B353,\",\",'Inverter-Full Data'!G353,\",\",'Inverter-Full Data'!F353,\",\",'Inverter-Full Data'!H353,\"'\")","v":"'Advanced Solar Photonics     PV260 [208V],Y,97,N'"}]
[{"$f":"CONCATENATE(\"'\",'Inverter-Full Data'!A354,\"     \",'Inverter-Full Data'!B354,\",\",'Inverter-Full Data'!G354,\",\",'Inverter-Full Data'!F354,\",\",'Inverter-Full Data'!H354,\"'\")","v":"'Advanced Solar Photonics     PV260 [277V],Y,97,N'"}]
[{"$f":"CONCATENATE(\"'\",'Inverter-Full Data'!A355,\"     \",'Inverter-Full Data'!B355,\",\",'Inverter-Full Data'!G355,\",\",'Inverter-Full Data'!F355,\",\",'Inverter-Full Data'!H355,\"'\")","v":"'Advanced Solar Photonics     PV260 [240V],Y,97,N'"}]
[{"$f":"CONCATENATE(\"'\",'Inverter-Full Data'!A357,\"     \",'Inverter-Full Data'!B357,\",\",'Inverter-Full Data'!G357,\",\",'Inverter-Full Data'!F357,\",\",'Inverter-Full Data'!H357,\"'\")","v":"'Advanced Solar Photonics     PV270 [240V],Y,97,N'"}]
[{"$f":"CONCATENATE(\"'\",'Inverter-Full Data'!A359,\"     \",'Inverter-Full Data'!B359,\",\",'Inverter-Full Data'!G359,\",\",'Inverter-Full Data'!F359,\",\",'Inverter-Full Data'!H359,\"'\")","v":"'AE Solar Energy     AE3.8 [208V],Y,97,N'"}]
[{"$f":"CONCATENATE(\"'\",'Inverter-Full Data'!A361,\"     \",'Inverter-Full Data'!B361,\",\",'Inverter-Full Data'!G361,\",\",'Inverter-Full Data'!F361,\",\",'Inverter-Full Data'!H361,\"'\")","v":"'AE Solar Energy     AE3.8 [277V],Y,97,N'"}]
[{"$f":"CONCATENATE(\"'\",'Inverter-Full Data'!A363,\"     \",'Inverter-Full Data'!B363,\",\",'Inverter-Full Data'!G363,\",\",'Inverter-Full Data'!F363,\",\",'Inverter-Full Data'!H363,\"'\")","v":"'AE Solar Energy     AE5.0 [240V],Y,97,N'"}]
[{"$f":"CONCATENATE(\"'\",'Inverter-Full Data'!A365,\"     \",'Inverter-Full Data'!B365,\",\",'Inverter-Full Data'!G365,\",\",'Inverter-Full Data'!F365,\",\",'Inverter-Full Data'!H365,\"'\")","v":"'AE Solar Energy     AE6.0 [208V],Y,97,N'"}]
[{"$f":"CONCATENATE(\"'\",'Inverter-Full Data'!A367,\"     \",'Inverter-Full Data'!B367,\",\",'Inverter-Full Data'!G367,\",\",'Inverter-Full Data'!F367,\",\",'Inverter-Full Data'!H367,\"'\")","v":"'AE Solar Energy     AE6.0 [240V],Y,97,N'"}]
[{"$f":"CONCATENATE(\"'\",'Inverter-Full Data'!A369,\"     \",'Inverter-Full Data'!B369,\",\",'Inverter-Full Data'!G369,\",\",'Inverter-Full Data'!F369,\",\",'Inverter-Full Data'!H369,\"'\")","v":"'AE Solar Energy     AE7.0 [240V],Y,97,N'"}]
[{"$f":"CONCATENATE(\"'\",'Inverter-Full Data'!A371,\"     \",'Inverter-Full Data'!B371,\",\",'Inverter-Full Data'!G371,\",\",'Inverter-Full Data'!F371,\",\",'Inverter-Full Data'!H371,\"'\")","v":"'AEconversion GMbH     INV250-45US xxxxx [208V],N,91.5,Y'"}]
[{"$f":"CONCATENATE(\"'\",'Inverter-Full Data'!A372,\"     \",'Inverter-Full Data'!B372,\",\",'Inverter-Full Data'!G372,\",\",'Inverter-Full Data'!F372,\",\",'Inverter-Full Data'!H372,\"'\")","v":"'AEconversion GMbH     INV250-45US xxxxx [240V],N,92,Y'"}]
[{"$f":"CONCATENATE(\"'\",'Inverter-Full Data'!A373,\"     \",'Inverter-Full Data'!B373,\",\",'Inverter-Full Data'!G373,\",\",'Inverter-Full Data'!F373,\",\",'Inverter-Full Data'!H373,\"'\")","v":"'AEconversion GMbH     INV350-60US xxxxx [208V],N,91.5,Y'"}]
[{"$f":"CONCATENATE(\"'\",'Inverter-Full Data'!A374,\"     \",'Inverter-Full Data'!B374,\",\",'Inverter-Full Data'!G374,\",\",'Inverter-Full Data'!F374,\",\",'Inverter-Full Data'!H374,\"'\")","v":"'AEconversion GMbH     INV350-60US xxxxx [240V],N,92.5,Y'"}]
[{"$f":"CONCATENATE(\"'\",'Inverter-Full Data'!A375,\"     \",'Inverter-Full Data'!B375,\",\",'Inverter-Full Data'!G375,\",\",'Inverter-Full Data'!F375,\",\",'Inverter-Full Data'!H375,\"'\")","v":"'AEconversion GMbH     INV500-90US-xxxxx [208V],N,94,Y'"}]
[{"$f":"CONCATENATE(\"'\",'Inverter-Full Data'!A376,\"     \",'Inverter-Full Data'!B376,\",\",'Inverter-Full Data'!G376,\",\",'Inverter-Full Data'!F376,\",\",'Inverter-Full Data'!H376,\"'\")","v":"'AEconversion GMbH     INV500-90US-xxxxx [240V],N,94.5,Y'"}]
[{"$f":"CONCATENATE(\"'\",'Inverter-Full Data'!A378,\"     \",'Inverter-Full Data'!B378,\",\",'Inverter-Full Data'!G378,\",\",'Inverter-Full Data'!F378,\",\",'Inverter-Full Data'!H378,\"'\")","v":"'AEG Power Solutions     Protect MPV.030.01 [480V],N,96.5,N'"}]
[{"$f":"CONCATENATE(\"'\",'Inverter-Full Data'!A380,\"     \",'Inverter-Full Data'!B380,\",\",'Inverter-Full Data'!G380,\",\",'Inverter-Full Data'!F380,\",\",'Inverter-Full Data'!H380,\"'\")","v":"'AEG Power Solutions     Protect MPV.060.01 [480V],N,96.5,N'"}]
[{"$f":"CONCATENATE(\"'\",'Inverter-Full Data'!A382,\"     \",'Inverter-Full Data'!B382,\",\",'Inverter-Full Data'!G382,\",\",'Inverter-Full Data'!F382,\",\",'Inverter-Full Data'!H382,\"'\")","v":"'AEG Power Solutions     Protect MPV.090.01 [480V],N,96.5,N'"}]
[{"$f":"CONCATENATE(\"'\",'Inverter-Full Data'!A384,\"     \",'Inverter-Full Data'!B384,\",\",'Inverter-Full Data'!G384,\",\",'Inverter-Full Data'!F384,\",\",'Inverter-Full Data'!H384,\"'\")","v":"'AEG Power Solutions     Protect MPV.120.01 [480V],N,96.5,N'"}]
[{"$f":"CONCATENATE(\"'\",'Inverter-Full Data'!A386,\"     \",'Inverter-Full Data'!B386,\",\",'Inverter-Full Data'!G386,\",\",'Inverter-Full Data'!F386,\",\",'Inverter-Full Data'!H386,\"'\")","v":"'AEG Power Solutions     Protect MPV.150.01 [480V],N,96.5,N'"}]
[{"$f":"CONCATENATE(\"'\",'Inverter-Full Data'!A388,\"     \",'Inverter-Full Data'!B388,\",\",'Inverter-Full Data'!G388,\",\",'Inverter-Full Data'!F388,\",\",'Inverter-Full Data'!H388,\"'\")","v":"'Aero-Sharp     X01-030L2E1 [240V],Y,92.5,N'"}]
[{"$f":"CONCATENATE(\"'\",'Inverter-Full Data'!A390,\"     \",'Inverter-Full Data'!B390,\",\",'Inverter-Full Data'!G390,\",\",'Inverter-Full Data'!F390,\",\",'Inverter-Full Data'!H390,\"'\")","v":"'Aero-Sharp     X01-050L2E1 [240V],Y,93.5,N'"}]
[{"$f":"CONCATENATE(\"'\",'Inverter-Full Data'!A392,\"     \",'Inverter-Full Data'!B392,\",\",'Inverter-Full Data'!G392,\",\",'Inverter-Full Data'!F392,\",\",'Inverter-Full Data'!H392,\"'\")","v":"'Agepower Limit     Agepower AP 1500TL-US [208V],Y,96,N'"}]
[{"$f":"CONCATENATE(\"'\",'Inverter-Full Data'!A394,\"     \",'Inverter-Full Data'!B394,\",\",'Inverter-Full Data'!G394,\",\",'Inverter-Full Data'!F394,\",\",'Inverter-Full Data'!H394,\"'\")","v":"'Agepower Limit     Agepower AP 1500TL-US [277V],Y,96,N'"}]
[{"$f":"CONCATENATE(\"'\",'Inverter-Full Data'!A395,\"     \",'Inverter-Full Data'!B395,\",\",'Inverter-Full Data'!G395,\",\",'Inverter-Full Data'!F395,\",\",'Inverter-Full Data'!H395,\"'\")","v":"'Agepower Limit     Agepower AP 2000TL-US [208V],Y,96.5,N'"}]
[{"$f":"CONCATENATE(\"'\",'Inverter-Full Data'!A396,\"     \",'Inverter-Full Data'!B396,\",\",'Inverter-Full Data'!G396,\",\",'Inverter-Full Data'!F396,\",\",'Inverter-Full Data'!H396,\"'\")","v":"'Agepower Limit     Agepower AP 2000TL-US [240V],Y,96.5,N'"}]
[{"$f":"CONCATENATE(\"'\",'Inverter-Full Data'!A397,\"     \",'Inverter-Full Data'!B397,\",\",'Inverter-Full Data'!G397,\",\",'Inverter-Full Data'!F397,\",\",'Inverter-Full Data'!H397,\"'\")","v":"'Agepower Limit     Agepower AP 2000TL-US [277V],Y,96.5,N'"}]
[{"$f":"CONCATENATE(\"'\",'Inverter-Full Data'!A398,\"     \",'Inverter-Full Data'!B398,\",\",'Inverter-Full Data'!G398,\",\",'Inverter-Full Data'!F398,\",\",'Inverter-Full Data'!H398,\"'\")","v":"'Agepower Limit     Agepower AP 3000TL-US [208V],Y,96.5,N'"}]
[{"$f":"CONCATENATE(\"'\",'Inverter-Full Data'!A399,\"     \",'Inverter-Full Data'!B399,\",\",'Inverter-Full Data'!G399,\",\",'Inverter-Full Data'!F399,\",\",'Inverter-Full Data'!H399,\"'\")","v":"'Agepower Limit     Agepower AP 3000TL-US [240V],Y,96.5,N'"}]
[{"$f":"CONCATENATE(\"'\",'Inverter-Full Data'!A400,\"     \",'Inverter-Full Data'!B400,\",\",'Inverter-Full Data'!G400,\",\",'Inverter-Full Data'!F400,\",\",'Inverter-Full Data'!H400,\"'\")","v":"'Agepower Limit     Agepower AP 3000TL-US [277V],Y,96.5,N'"}]
[{"$f":"CONCATENATE(\"'\",'Inverter-Full Data'!A401,\"     \",'Inverter-Full Data'!B401,\",\",'Inverter-Full Data'!G401,\",\",'Inverter-Full Data'!F401,\",\",'Inverter-Full Data'!H401,\"'\")","v":"'Agepower Limit     Agepower AP 3600MTL-US [208V],Y,97,N'"}]
[{"$f":"CONCATENATE(\"'\",'Inverter-Full Data'!A402,\"     \",'Inverter-Full Data'!B402,\",\",'Inverter-Full Data'!G402,\",\",'Inverter-Full Data'!F402,\",\",'Inverter-Full Data'!H402,\"'\")","v":"'Agepower Limit     Agepower AP 3600MTL-US [240V],Y,97,N'"}]
[{"$f":"CONCATENATE(\"'\",'Inverter-Full Data'!A403,\"     \",'Inverter-Full Data'!B403,\",\",'Inverter-Full Data'!G403,\",\",'Inverter-Full Data'!F403,\",\",'Inverter-Full Data'!H403,\"'\")","v":"'Agepower Limit     Agepower AP 3600MTL-US [277V],Y,97,N'"}]
[{"$f":"CONCATENATE(\"'\",'Inverter-Full Data'!A404,\"     \",'Inverter-Full Data'!B404,\",\",'Inverter-Full Data'!G404,\",\",'Inverter-Full Data'!F404,\",\",'Inverter-Full Data'!H404,\"'\")","v":"'Agepower Limit     Agepower AP 4200MTL-US [208V],Y,97,N'"}]
[{"$f":"CONCATENATE(\"'\",'Inverter-Full Data'!A405,\"     \",'Inverter-Full Data'!B405,\",\",'Inverter-Full Data'!G405,\",\",'Inverter-Full Data'!F405,\",\",'Inverter-Full Data'!H405,\"'\")","v":"'Agepower Limit     Agepower AP 4200MTL-US [240V],Y,97,N'"}]
[{"$f":"CONCATENATE(\"'\",'Inverter-Full Data'!A406,\"     \",'Inverter-Full Data'!B406,\",\",'Inverter-Full Data'!G406,\",\",'Inverter-Full Data'!F406,\",\",'Inverter-Full Data'!H406,\"'\")","v":"'Agepower Limit     Agepower AP 4200MTL-US [277V],Y,97,N'"}]
[{"$f":"CONCATENATE(\"'\",'Inverter-Full Data'!A407,\"     \",'Inverter-Full Data'!B407,\",\",'Inverter-Full Data'!G407,\",\",'Inverter-Full Data'!F407,\",\",'Inverter-Full Data'!H407,\"'\")","v":"'Agepower Limit     Agepower AP 5000MTL-US [208V],Y,97,N'"}]
[{"$f":"CONCATENATE(\"'\",'Inverter-Full Data'!A408,\"     \",'Inverter-Full Data'!B408,\",\",'Inverter-Full Data'!G408,\",\",'Inverter-Full Data'!F408,\",\",'Inverter-Full Data'!H408,\"'\")","v":"'Agepower Limit     Agepower AP 5000MTL-US [240V],Y,97,N'"}]
[{"$f":"CONCATENATE(\"'\",'Inverter-Full Data'!A409,\"     \",'Inverter-Full Data'!B409,\",\",'Inverter-Full Data'!G409,\",\",'Inverter-Full Data'!F409,\",\",'Inverter-Full Data'!H409,\"'\")","v":"'Agepower Limit     Agepower AP 5000MTL-US [277V],Y,97,N'"}]
[{"$f":"CONCATENATE(\"'\",'Inverter-Full Data'!A410,\"     \",'Inverter-Full Data'!B410,\",\",'Inverter-Full Data'!G410,\",\",'Inverter-Full Data'!F410,\",\",'Inverter-Full Data'!H410,\"'\")","v":"'Agepower Limit     Agepower AP 10000 TL3-US [277V],Y,95.5,N'"}]
[{"$f":"CONCATENATE(\"'\",'Inverter-Full Data'!A411,\"     \",'Inverter-Full Data'!B411,\",\",'Inverter-Full Data'!G411,\",\",'Inverter-Full Data'!F411,\",\",'Inverter-Full Data'!H411,\"'\")","v":"'Agepower Limit     Agepower AP 12000 TL3-US [277V],Y,95.5,N'"}]
[{"$f":"CONCATENATE(\"'\",'Inverter-Full Data'!A412,\"     \",'Inverter-Full Data'!B412,\",\",'Inverter-Full Data'!G412,\",\",'Inverter-Full Data'!F412,\",\",'Inverter-Full Data'!H412,\"'\")","v":"'Agepower Limit     Agepower AP 18000 TL3-US [277V],Y,96,N'"}]
[{"$f":"CONCATENATE(\"'\",'Inverter-Full Data'!A413,\"     \",'Inverter-Full Data'!B413,\",\",'Inverter-Full Data'!G413,\",\",'Inverter-Full Data'!F413,\",\",'Inverter-Full Data'!H413,\"'\")","v":"'Agepower Limit     Agepower AP 20000 TL3-US [277V],Y,96.5,N'"}]
[{"$f":"CONCATENATE(\"'\",'Inverter-Full Data'!A414,\"     \",'Inverter-Full Data'!B414,\",\",'Inverter-Full Data'!G414,\",\",'Inverter-Full Data'!F414,\",\",'Inverter-Full Data'!H414,\"'\")","v":"'Alpha Technologies     Solaris 3500 XP [240V],Y,90.5,N'"}]
[{"$f":"CONCATENATE(\"'\",'Inverter-Full Data'!A415,\"     \",'Inverter-Full Data'!B415,\",\",'Inverter-Full Data'!G415,\",\",'Inverter-Full Data'!F415,\",\",'Inverter-Full Data'!H415,\"'\")","v":"'Altenergy Power System Inc.     YC200-NA [240V],N,94,Y'"}]
[{"$f":"CONCATENATE(\"'\",'Inverter-Full Data'!A416,\"     \",'Inverter-Full Data'!B416,\",\",'Inverter-Full Data'!G416,\",\",'Inverter-Full Data'!F416,\",\",'Inverter-Full Data'!H416,\"'\")","v":"'Altenergy Power System Inc.     YC250A [240V],N,94,Y'"}]
[{"$f":"CONCATENATE(\"'\",'Inverter-Full Data'!A417,\"     \",'Inverter-Full Data'!B417,\",\",'Inverter-Full Data'!G417,\",\",'Inverter-Full Data'!F417,\",\",'Inverter-Full Data'!H417,\"'\")","v":"'Altenergy Power System Inc.     YC250I [240V],N,94,Y'"}]
[{"$f":"CONCATENATE(\"'\",'Inverter-Full Data'!A418,\"     \",'Inverter-Full Data'!B418,\",\",'Inverter-Full Data'!G418,\",\",'Inverter-Full Data'!F418,\",\",'Inverter-Full Data'!H418,\"'\")","v":"'Altenergy Power System Inc.     YC500A [208V],N,95,Y'"}]
[{"$f":"CONCATENATE(\"'\",'Inverter-Full Data'!A419,\"     \",'Inverter-Full Data'!B419,\",\",'Inverter-Full Data'!G419,\",\",'Inverter-Full Data'!F419,\",\",'Inverter-Full Data'!H419,\"'\")","v":"'Altenergy Power System Inc.     YC500A [240V],N,95,Y'"}]
[{"$f":"CONCATENATE(\"'\",'Inverter-Full Data'!A420,\"     \",'Inverter-Full Data'!B420,\",\",'Inverter-Full Data'!G420,\",\",'Inverter-Full Data'!F420,\",\",'Inverter-Full Data'!H420,\"'\")","v":"'Altenergy Power System Inc.     YC500I [208V],N,95,Y'"}]
[{"$f":"CONCATENATE(\"'\",'Inverter-Full Data'!A421,\"     \",'Inverter-Full Data'!B421,\",\",'Inverter-Full Data'!G421,\",\",'Inverter-Full Data'!F421,\",\",'Inverter-Full Data'!H421,\"'\")","v":"'Altenergy Power System Inc.     YC500I [240V],N,95,Y'"}]
[{"$f":"CONCATENATE(\"'\",'Inverter-Full Data'!#REF!,\"     \",'Inverter-Full Data'!#REF!,\",\",'Inverter-Full Data'!#REF!,\",\",'Inverter-Full Data'!#REF!,\",\",'Inverter-Full Data'!#REF!,\"'\")","v":{"$error":"#REF!"}}]
[{"$f":"CONCATENATE(\"'\",'Inverter-Full Data'!A422,\"     \",'Inverter-Full Data'!B422,\",\",'Inverter-Full Data'!G422,\",\",'Inverter-Full Data'!F422,\",\",'Inverter-Full Data'!H422,\"'\")","v":"'Altenergy Power System Inc.     YC600 [240V],N,96.5,Y'"}]
[{"$f":"CONCATENATE(\"'\",'Inverter-Full Data'!A423,\"     \",'Inverter-Full Data'!B423,\",\",'Inverter-Full Data'!G423,\",\",'Inverter-Full Data'!F423,\",\",'Inverter-Full Data'!H423,\"'\")","v":"'Altenergy Power System Inc.     YC1000-3-208 [480V],N,94.5,Y'"}]
[{"$f":"CONCATENATE(\"'\",'Inverter-Full Data'!A424,\"     \",'Inverter-Full Data'!B424,\",\",'Inverter-Full Data'!G424,\",\",'Inverter-Full Data'!F424,\",\",'Inverter-Full Data'!H424,\"'\")","v":"'Altenergy Power System Inc.     YC1000-3-480 [480V],N,94.5,Y'"}]
[{"$f":"CONCATENATE(\"'\",'Inverter-Full Data'!A425,\"     \",'Inverter-Full Data'!B425,\",\",'Inverter-Full Data'!G425,\",\",'Inverter-Full Data'!F425,\",\",'Inverter-Full Data'!H425,\"'\")","v":"'Altenergy Power System Inc.     YC1000-3-K480,N,94.5,Y'"}]
[{"$f":"CONCATENATE(\"'\",'Inverter-Full Data'!A426,\"     \",'Inverter-Full Data'!B426,\",\",'Inverter-Full Data'!G426,\",\",'Inverter-Full Data'!F426,\",\",'Inverter-Full Data'!H426,\"'\")","v":"'Altenergy Power System Inc.     QS1 [240V],N,96.5,Y'"}]
[{"$f":"CONCATENATE(\"'\",'Inverter-Full Data'!A427,\"     \",'Inverter-Full Data'!B427,\",\",'Inverter-Full Data'!G427,\",\",'Inverter-Full Data'!F427,\",\",'Inverter-Full Data'!H427,\"'\")","v":"'Altenergy Power System Inc.     QS1200 [240V],N,96.5,Y'"}]
[{"$f":"CONCATENATE(\"'\",'Inverter-Full Data'!A428,\"     \",'Inverter-Full Data'!B428,\",\",'Inverter-Full Data'!G428,\",\",'Inverter-Full Data'!F428,\",\",'Inverter-Full Data'!H428,\"'\")","v":"'American Electric Technologies     ISIS-1000-15000-60,Y,96.5,N'"}]
[{"$f":"CONCATENATE(\"'\",'Inverter-Full Data'!A429,\"     \",'Inverter-Full Data'!B429,\",\",'Inverter-Full Data'!G429,\",\",'Inverter-Full Data'!F429,\",\",'Inverter-Full Data'!H429,\"'\")","v":"'American Electric Technologies     ISIS-1000-410-60,Y,96,N'"}]
[{"$f":"CONCATENATE(\"'\",'Inverter-Full Data'!A430,\"     \",'Inverter-Full Data'!B430,\",\",'Inverter-Full Data'!G430,\",\",'Inverter-Full Data'!F430,\",\",'Inverter-Full Data'!H430,\"'\")","v":"'AMETEK Solidstate Control     RECon 30L-100-US,Y,98,N'"}]
[{"$f":"CONCATENATE(\"'\",'Inverter-Full Data'!A431,\"     \",'Inverter-Full Data'!B431,\",\",'Inverter-Full Data'!G431,\",\",'Inverter-Full Data'!F431,\",\",'Inverter-Full Data'!H431,\"'\")","v":"'AMETEK Solidstate Control     RECon 30H-150-US [300V],Y,98,N'"}]
[{"$f":"CONCATENATE(\"'\",'Inverter-Full Data'!A432,\"     \",'Inverter-Full Data'!B432,\",\",'Inverter-Full Data'!G432,\",\",'Inverter-Full Data'!F432,\",\",'Inverter-Full Data'!H432,\"'\")","v":"'Andalay Solar     LW-230-1-AC1-A-B [240V],N,95,Y'"}]
[{"$f":"CONCATENATE(\"'\",'Inverter-Full Data'!A433,\"     \",'Inverter-Full Data'!B433,\",\",'Inverter-Full Data'!G433,\",\",'Inverter-Full Data'!F433,\",\",'Inverter-Full Data'!H433,\"'\")","v":"'Andalay Solar     LW-230-1-AC3-B-B [208V],N,95,Y'"}]
[{"$f":"CONCATENATE(\"'\",'Inverter-Full Data'!A434,\"     \",'Inverter-Full Data'!B434,\",\",'Inverter-Full Data'!G434,\",\",'Inverter-Full Data'!F434,\",\",'Inverter-Full Data'!H434,\"'\")","v":"'Andalay Solar     LW-235-1-AC1-A-B [240V],N,95,Y'"}]
[{"$f":"CONCATENATE(\"'\",'Inverter-Full Data'!A435,\"     \",'Inverter-Full Data'!B435,\",\",'Inverter-Full Data'!G435,\",\",'Inverter-Full Data'!F435,\",\",'Inverter-Full Data'!H435,\"'\")","v":"'Andalay Solar     LW-235-1-AC3-B-B [208V],N,95,Y'"}]
[{"$f":"CONCATENATE(\"'\",'Inverter-Full Data'!A436,\"     \",'Inverter-Full Data'!B436,\",\",'Inverter-Full Data'!G436,\",\",'Inverter-Full Data'!F436,\",\",'Inverter-Full Data'!H436,\"'\")","v":"'Andalay Solar     LW-240-1-AC1-A-B [240V],N,95,Y'"}]
[{"$f":"CONCATENATE(\"'\",'Inverter-Full Data'!A437,\"     \",'Inverter-Full Data'!B437,\",\",'Inverter-Full Data'!G437,\",\",'Inverter-Full Data'!F437,\",\",'Inverter-Full Data'!H437,\"'\")","v":"'Andalay Solar     LW-240-1-AC3-B-B [208V],N,95,Y'"}]
[{"$f":"CONCATENATE(\"'\",'Inverter-Full Data'!A438,\"     \",'Inverter-Full Data'!B438,\",\",'Inverter-Full Data'!G438,\",\",'Inverter-Full Data'!F438,\",\",'Inverter-Full Data'!H438,\"'\")","v":"'Andalay Solar     ST-175-1AC1-A-A [240V],N,95,Y'"}]
[{"$f":"CONCATENATE(\"'\",'Inverter-Full Data'!A439,\"     \",'Inverter-Full Data'!B439,\",\",'Inverter-Full Data'!G439,\",\",'Inverter-Full Data'!F439,\",\",'Inverter-Full Data'!H439,\"'\")","v":"'Andalay Solar     ST-175-1AC3-B-A [208V],N,95,Y'"}]
[{"$f":"CONCATENATE(\"'\",'Inverter-Full Data'!A440,\"     \",'Inverter-Full Data'!B440,\",\",'Inverter-Full Data'!G440,\",\",'Inverter-Full Data'!F440,\",\",'Inverter-Full Data'!H440,\"'\")","v":"'Andalay Solar     ST-185-1AC1-A-A [240V],N,95,Y'"}]
[{"$f":"CONCATENATE(\"'\",'Inverter-Full Data'!A441,\"     \",'Inverter-Full Data'!B441,\",\",'Inverter-Full Data'!G441,\",\",'Inverter-Full Data'!F441,\",\",'Inverter-Full Data'!H441,\"'\")","v":"'Andalay Solar     ST-185-1AC1-A-B [240V],N,95,Y'"}]
[{"$f":"CONCATENATE(\"'\",'Inverter-Full Data'!A442,\"     \",'Inverter-Full Data'!B442,\",\",'Inverter-Full Data'!G442,\",\",'Inverter-Full Data'!F442,\",\",'Inverter-Full Data'!H442,\"'\")","v":"'Andalay Solar     ST-185-1AC3-B-A [208V],N,95,Y'"}]
[{"$f":"CONCATENATE(\"'\",'Inverter-Full Data'!A443,\"     \",'Inverter-Full Data'!B443,\",\",'Inverter-Full Data'!G443,\",\",'Inverter-Full Data'!F443,\",\",'Inverter-Full Data'!H443,\"'\")","v":"'Andalay Solar     ST-185-1AC3-B-B [208V],N,95,Y'"}]
[{"$f":"CONCATENATE(\"'\",'Inverter-Full Data'!A444,\"     \",'Inverter-Full Data'!B444,\",\",'Inverter-Full Data'!G444,\",\",'Inverter-Full Data'!F444,\",\",'Inverter-Full Data'!H444,\"'\")","v":"'Andalay Solar     ST-190-1AC1-A-B [240V],N,95,Y'"}]
[{"$f":"CONCATENATE(\"'\",'Inverter-Full Data'!A445,\"     \",'Inverter-Full Data'!B445,\",\",'Inverter-Full Data'!G445,\",\",'Inverter-Full Data'!F445,\",\",'Inverter-Full Data'!H445,\"'\")","v":"'Andalay Solar     ST-190-1AC3-B-B [208V],N,95,Y'"}]
[{"$f":"CONCATENATE(\"'\",'Inverter-Full Data'!A446,\"     \",'Inverter-Full Data'!B446,\",\",'Inverter-Full Data'!G446,\",\",'Inverter-Full Data'!F446,\",\",'Inverter-Full Data'!H446,\"'\")","v":"'Andalay Solar     ST-195-1AC1-A-B [240V],N,95,Y'"}]
[{"$f":"CONCATENATE(\"'\",'Inverter-Full Data'!A447,\"     \",'Inverter-Full Data'!B447,\",\",'Inverter-Full Data'!G447,\",\",'Inverter-Full Data'!F447,\",\",'Inverter-Full Data'!H447,\"'\")","v":"'Andalay Solar     ST-195-1AC3-B-B [208V],N,95,Y'"}]
[{"$f":"CONCATENATE(\"'\",'Inverter-Full Data'!A448,\"     \",'Inverter-Full Data'!B448,\",\",'Inverter-Full Data'!G448,\",\",'Inverter-Full Data'!F448,\",\",'Inverter-Full Data'!H448,\"'\")","v":"'Andalay Solar     LW-230-1-AC0-D-B [208V],N,96,Y'"}]
[{"$f":"CONCATENATE(\"'\",'Inverter-Full Data'!A449,\"     \",'Inverter-Full Data'!B449,\",\",'Inverter-Full Data'!G449,\",\",'Inverter-Full Data'!F449,\",\",'Inverter-Full Data'!H449,\"'\")","v":"'Andalay Solar     LW-230-1-AC0-D-B [240V],N,96,Y'"}]
[{"$f":"CONCATENATE(\"'\",'Inverter-Full Data'!A450,\"     \",'Inverter-Full Data'!B450,\",\",'Inverter-Full Data'!G450,\",\",'Inverter-Full Data'!F450,\",\",'Inverter-Full Data'!H450,\"'\")","v":"'Andalay Solar     LW-230-1-AC2-D-B [208V],N,96,Y'"}]
[{"$f":"CONCATENATE(\"'\",'Inverter-Full Data'!A451,\"     \",'Inverter-Full Data'!B451,\",\",'Inverter-Full Data'!G451,\",\",'Inverter-Full Data'!F451,\",\",'Inverter-Full Data'!H451,\"'\")","v":"'Andalay Solar     LW-230-1-AC2-D-B [240V],N,96,Y'"}]
[{"$f":"CONCATENATE(\"'\",'Inverter-Full Data'!A452,\"     \",'Inverter-Full Data'!B452,\",\",'Inverter-Full Data'!G452,\",\",'Inverter-Full Data'!F452,\",\",'Inverter-Full Data'!H452,\"'\")","v":"'Andalay Solar     LW-235-1-AC0-D-B [208V],N,96,Y'"}]
[{"$f":"CONCATENATE(\"'\",'Inverter-Full Data'!A453,\"     \",'Inverter-Full Data'!B453,\",\",'Inverter-Full Data'!G453,\",\",'Inverter-Full Data'!F453,\",\",'Inverter-Full Data'!H453,\"'\")","v":"'Andalay Solar     LW-235-1-AC0-D-B [240V],N,96,Y'"}]
[{"$f":"CONCATENATE(\"'\",'Inverter-Full Data'!A454,\"     \",'Inverter-Full Data'!B454,\",\",'Inverter-Full Data'!G454,\",\",'Inverter-Full Data'!F454,\",\",'Inverter-Full Data'!H454,\"'\")","v":"'Andalay Solar     LW-235-1-AC2-D-B [208V],N,96,Y'"}]
[{"$f":"CONCATENATE(\"'\",'Inverter-Full Data'!A455,\"     \",'Inverter-Full Data'!B455,\",\",'Inverter-Full Data'!G455,\",\",'Inverter-Full Data'!F455,\",\",'Inverter-Full Data'!H455,\"'\")","v":"'Andalay Solar     LW-235-1-AC2-D-B [240V],N,96,Y'"}]
[{"$f":"CONCATENATE(\"'\",'Inverter-Full Data'!A456,\"     \",'Inverter-Full Data'!B456,\",\",'Inverter-Full Data'!G456,\",\",'Inverter-Full Data'!F456,\",\",'Inverter-Full Data'!H456,\"'\")","v":"'Andalay Solar     LW-240-1-AC0-D-B [208V],N,96,Y'"}]
[{"$f":"CONCATENATE(\"'\",'Inverter-Full Data'!A457,\"     \",'Inverter-Full Data'!B457,\",\",'Inverter-Full Data'!G457,\",\",'Inverter-Full Data'!F457,\",\",'Inverter-Full Data'!H457,\"'\")","v":"'Andalay Solar     LW-240-1-AC0-D-B [240V],N,96,Y'"}]
[{"$f":"CONCATENATE(\"'\",'Inverter-Full Data'!A458,\"     \",'Inverter-Full Data'!B458,\",\",'Inverter-Full Data'!G458,\",\",'Inverter-Full Data'!F458,\",\",'Inverter-Full Data'!H458,\"'\")","v":"'Andalay Solar     LW-240-1-AC2-D-B [208V],N,96,Y'"}]
[{"$f":"CONCATENATE(\"'\",'Inverter-Full Data'!A459,\"     \",'Inverter-Full Data'!B459,\",\",'Inverter-Full Data'!G459,\",\",'Inverter-Full Data'!F459,\",\",'Inverter-Full Data'!H459,\"'\")","v":"'Andalay Solar     LW-240-1-AC2-D-B [240V],N,96,Y'"}]
[{"$f":"CONCATENATE(\"'\",'Inverter-Full Data'!A460,\"     \",'Inverter-Full Data'!B460,\",\",'Inverter-Full Data'!G460,\",\",'Inverter-Full Data'!F460,\",\",'Inverter-Full Data'!H460,\"'\")","v":"'Andalay Solar     TW-240-1-AC2-D-B [208V],N,96,Y'"}]
[{"$f":"CONCATENATE(\"'\",'Inverter-Full Data'!A461,\"     \",'Inverter-Full Data'!B461,\",\",'Inverter-Full Data'!G461,\",\",'Inverter-Full Data'!F461,\",\",'Inverter-Full Data'!H461,\"'\")","v":"'Andalay Solar     TW-240-1-AC2-D-B [240V],N,96,Y'"}]
[{"$f":"CONCATENATE(\"'\",'Inverter-Full Data'!A462,\"     \",'Inverter-Full Data'!B462,\",\",'Inverter-Full Data'!G462,\",\",'Inverter-Full Data'!F462,\",\",'Inverter-Full Data'!H462,\"'\")","v":"'Andalay Solar     TW-245-1-AC2-D-B [208V],N,96,Y'"}]
[{"$f":"CONCATENATE(\"'\",'Inverter-Full Data'!A463,\"     \",'Inverter-Full Data'!B463,\",\",'Inverter-Full Data'!G463,\",\",'Inverter-Full Data'!F463,\",\",'Inverter-Full Data'!H463,\"'\")","v":"'Andalay Solar     TW-245-1-AC2-D-B [240V],N,96,Y'"}]
[{"$f":"CONCATENATE(\"'\",'Inverter-Full Data'!A464,\"     \",'Inverter-Full Data'!B464,\",\",'Inverter-Full Data'!G464,\",\",'Inverter-Full Data'!F464,\",\",'Inverter-Full Data'!H464,\"'\")","v":"'Andalay Solar     TW-250-1-AC2-D-B [208V],N,96,Y'"}]
[{"$f":"CONCATENATE(\"'\",'Inverter-Full Data'!A465,\"     \",'Inverter-Full Data'!B465,\",\",'Inverter-Full Data'!G465,\",\",'Inverter-Full Data'!F465,\",\",'Inverter-Full Data'!H465,\"'\")","v":"'Andalay Solar     TW-250-1-AC2-D-B [240V],N,96,Y'"}]
[{"$f":"CONCATENATE(\"'\",'Inverter-Full Data'!A466,\"     \",'Inverter-Full Data'!B466,\",\",'Inverter-Full Data'!G466,\",\",'Inverter-Full Data'!F466,\",\",'Inverter-Full Data'!H466,\"'\")","v":"'Apparent Inc.     MGI220-xxx [240V],N,90,Y'"}]
[{"$f":"CONCATENATE(\"'\",'Inverter-Full Data'!A467,\"     \",'Inverter-Full Data'!B467,\",\",'Inverter-Full Data'!G467,\",\",'Inverter-Full Data'!F467,\",\",'Inverter-Full Data'!H467,\"'\")","v":"'Apparent Inc.     SG424-120V [120V],N,91.5,Y'"}]
[{"$f":"CONCATENATE(\"'\",'Inverter-Full Data'!A468,\"     \",'Inverter-Full Data'!B468,\",\",'Inverter-Full Data'!G468,\",\",'Inverter-Full Data'!F468,\",\",'Inverter-Full Data'!H468,\"'\")","v":"'Apparent Inc.     SG424U CA, 120VAC, 60Hz [120V],N,91.5,Y'"}]
[{"$f":"CONCATENATE(\"'\",'Inverter-Full Data'!A469,\"     \",'Inverter-Full Data'!B469,\",\",'Inverter-Full Data'!G469,\",\",'Inverter-Full Data'!F469,\",\",'Inverter-Full Data'!H469,\"'\")","v":"'AU Optronics     PM060MA0_240 [240V],N,94.5,Y'"}]
[{"$f":"CONCATENATE(\"'\",'Inverter-Full Data'!A470,\"     \",'Inverter-Full Data'!B470,\",\",'Inverter-Full Data'!G470,\",\",'Inverter-Full Data'!F470,\",\",'Inverter-Full Data'!H470,\"'\")","v":"'AU Optronics     PM060MA0_245 [240V],N,94.5,Y'"}]
[{"$f":"CONCATENATE(\"'\",'Inverter-Full Data'!A471,\"     \",'Inverter-Full Data'!B471,\",\",'Inverter-Full Data'!G471,\",\",'Inverter-Full Data'!F471,\",\",'Inverter-Full Data'!H471,\"'\")","v":"'AU Optronics     PM060MA0_250 [240V],N,94.5,Y'"}]
[{"$f":"CONCATENATE(\"'\",'Inverter-Full Data'!A472,\"     \",'Inverter-Full Data'!B472,\",\",'Inverter-Full Data'!G472,\",\",'Inverter-Full Data'!F472,\",\",'Inverter-Full Data'!H472,\"'\")","v":"'AU Optronics     PM060MA0_255 [240V],N,94.5,Y'"}]
[{"$f":"CONCATENATE(\"'\",'Inverter-Full Data'!A473,\"     \",'Inverter-Full Data'!B473,\",\",'Inverter-Full Data'!G473,\",\",'Inverter-Full Data'!F473,\",\",'Inverter-Full Data'!H473,\"'\")","v":"'AU Optronics     PM060MA0_260 [240V],N,94.5,Y'"}]
[{"$f":"CONCATENATE(\"'\",'Inverter-Full Data'!A474,\"     \",'Inverter-Full Data'!B474,\",\",'Inverter-Full Data'!G474,\",\",'Inverter-Full Data'!F474,\",\",'Inverter-Full Data'!H474,\"'\")","v":"'AU Optronics     PM060MA0_265 [240V],N,94.5,Y'"}]
[{"$f":"CONCATENATE(\"'\",'Inverter-Full Data'!A475,\"     \",'Inverter-Full Data'!B475,\",\",'Inverter-Full Data'!G475,\",\",'Inverter-Full Data'!F475,\",\",'Inverter-Full Data'!H475,\"'\")","v":"'AU Optronics     PM060MA0_270 [240V],N,94.5,Y'"}]
[{"$f":"CONCATENATE(\"'\",'Inverter-Full Data'!A476,\"     \",'Inverter-Full Data'!B476,\",\",'Inverter-Full Data'!G476,\",\",'Inverter-Full Data'!F476,\",\",'Inverter-Full Data'!H476,\"'\")","v":"'AU Optronics     PM060MA0_275 [240V],N,94.5,Y'"}]
[{"$f":"CONCATENATE(\"'\",'Inverter-Full Data'!A477,\"     \",'Inverter-Full Data'!B477,\",\",'Inverter-Full Data'!G477,\",\",'Inverter-Full Data'!F477,\",\",'Inverter-Full Data'!H477,\"'\")","v":"'AU Optronics     PM060MA1_275 [240V],N,94.5,Y'"}]
[{"$f":"CONCATENATE(\"'\",'Inverter-Full Data'!A478,\"     \",'Inverter-Full Data'!B478,\",\",'Inverter-Full Data'!G478,\",\",'Inverter-Full Data'!F478,\",\",'Inverter-Full Data'!H478,\"'\")","v":"'AU Optronics     PM060MA2_275 [240V],N,94.5,Y'"}]
[{"$f":"CONCATENATE(\"'\",'Inverter-Full Data'!A479,\"     \",'Inverter-Full Data'!B479,\",\",'Inverter-Full Data'!G479,\",\",'Inverter-Full Data'!F479,\",\",'Inverter-Full Data'!H479,\"'\")","v":"'AU Optronics     PM060PA0_235 [240V],N,94.5,Y'"}]
[{"$f":"CONCATENATE(\"'\",'Inverter-Full Data'!A480,\"     \",'Inverter-Full Data'!B480,\",\",'Inverter-Full Data'!G480,\",\",'Inverter-Full Data'!F480,\",\",'Inverter-Full Data'!H480,\"'\")","v":"'AU Optronics     PM060PA0_240 [240V],N,94.5,Y'"}]
[{"$f":"CONCATENATE(\"'\",'Inverter-Full Data'!A481,\"     \",'Inverter-Full Data'!B481,\",\",'Inverter-Full Data'!G481,\",\",'Inverter-Full Data'!F481,\",\",'Inverter-Full Data'!H481,\"'\")","v":"'AU Optronics     PM060PA0_250 [240V],N,94.5,Y'"}]
[{"$f":"CONCATENATE(\"'\",'Inverter-Full Data'!A482,\"     \",'Inverter-Full Data'!B482,\",\",'Inverter-Full Data'!G482,\",\",'Inverter-Full Data'!F482,\",\",'Inverter-Full Data'!H482,\"'\")","v":"'AU Optronics     PM060PA0_255 [240V],N,94.5,Y'"}]
[{"$f":"CONCATENATE(\"'\",'Inverter-Full Data'!A483,\"     \",'Inverter-Full Data'!B483,\",\",'Inverter-Full Data'!G483,\",\",'Inverter-Full Data'!F483,\",\",'Inverter-Full Data'!H483,\"'\")","v":"'AU Optronics     PM060PA0_260 [240V],N,94.5,Y'"}]
[{"$f":"CONCATENATE(\"'\",'Inverter-Full Data'!A484,\"     \",'Inverter-Full Data'!B484,\",\",'Inverter-Full Data'!G484,\",\",'Inverter-Full Data'!F484,\",\",'Inverter-Full Data'!H484,\"'\")","v":"'AU Optronics     PM240PA0_235 [240V],N,94.5,Y'"}]
[{"$f":"CONCATENATE(\"'\",'Inverter-Full Data'!A485,\"     \",'Inverter-Full Data'!B485,\",\",'Inverter-Full Data'!G485,\",\",'Inverter-Full Data'!F485,\",\",'Inverter-Full Data'!H485,\"'\")","v":"'AU Optronics     PM240PA0_240 [240V],N,94.5,Y'"}]
[{"$f":"CONCATENATE(\"'\",'Inverter-Full Data'!A486,\"     \",'Inverter-Full Data'!B486,\",\",'Inverter-Full Data'!G486,\",\",'Inverter-Full Data'!F486,\",\",'Inverter-Full Data'!H486,\"'\")","v":"'AU Optronics     PM240PA0_245 [240V],N,94.5,Y'"}]
[{"$f":"CONCATENATE(\"'\",'Inverter-Full Data'!A487,\"     \",'Inverter-Full Data'!B487,\",\",'Inverter-Full Data'!G487,\",\",'Inverter-Full Data'!F487,\",\",'Inverter-Full Data'!H487,\"'\")","v":"'AU Optronics     PM245PA0_235 [240V],N,94.5,Y'"}]
[{"$f":"CONCATENATE(\"'\",'Inverter-Full Data'!A488,\"     \",'Inverter-Full Data'!B488,\",\",'Inverter-Full Data'!G488,\",\",'Inverter-Full Data'!F488,\",\",'Inverter-Full Data'!H488,\"'\")","v":"'AU Optronics     PM245PA0_240 [240V],N,94.5,Y'"}]
[{"$f":"CONCATENATE(\"'\",'Inverter-Full Data'!A489,\"     \",'Inverter-Full Data'!B489,\",\",'Inverter-Full Data'!G489,\",\",'Inverter-Full Data'!F489,\",\",'Inverter-Full Data'!H489,\"'\")","v":"'AU Optronics     PM245PA0_245 [240V],N,94.5,Y'"}]
[{"$f":"CONCATENATE(\"'\",'Inverter-Full Data'!A490,\"     \",'Inverter-Full Data'!B490,\",\",'Inverter-Full Data'!G490,\",\",'Inverter-Full Data'!F490,\",\",'Inverter-Full Data'!H490,\"'\")","v":"'AU Optronics     PM245PA0_250 [240V],N,94.5,Y'"}]
[{"$f":"CONCATENATE(\"'\",'Inverter-Full Data'!A491,\"     \",'Inverter-Full Data'!B491,\",\",'Inverter-Full Data'!G491,\",\",'Inverter-Full Data'!F491,\",\",'Inverter-Full Data'!H491,\"'\")","v":"'AU Optronics     PM245PA0_255 [240V],N,94.5,Y'"}]
[{"$f":"CONCATENATE(\"'\",'Inverter-Full Data'!A492,\"     \",'Inverter-Full Data'!B492,\",\",'Inverter-Full Data'!G492,\",\",'Inverter-Full Data'!F492,\",\",'Inverter-Full Data'!H492,\"'\")","v":"'AU Optronics     PM245PA0_260 [240V],N,94.5,Y'"}]
[{"$f":"CONCATENATE(\"'\",'Inverter-Full Data'!A493,\"     \",'Inverter-Full Data'!B493,\",\",'Inverter-Full Data'!G493,\",\",'Inverter-Full Data'!F493,\",\",'Inverter-Full Data'!H493,\"'\")","v":"'AU Optronics     PM250MA0_240 [240V],N,94.5,Y'"}]
[{"$f":"CONCATENATE(\"'\",'Inverter-Full Data'!A494,\"     \",'Inverter-Full Data'!B494,\",\",'Inverter-Full Data'!G494,\",\",'Inverter-Full Data'!F494,\",\",'Inverter-Full Data'!H494,\"'\")","v":"'AU Optronics     PM250MA0_245 [240V],N,94.5,Y'"}]
[{"$f":"CONCATENATE(\"'\",'Inverter-Full Data'!A495,\"     \",'Inverter-Full Data'!B495,\",\",'Inverter-Full Data'!G495,\",\",'Inverter-Full Data'!F495,\",\",'Inverter-Full Data'!H495,\"'\")","v":"'AU Optronics     PM250MA0_250 [240V],N,94.5,Y'"}]
[{"$f":"CONCATENATE(\"'\",'Inverter-Full Data'!A496,\"     \",'Inverter-Full Data'!B496,\",\",'Inverter-Full Data'!G496,\",\",'Inverter-Full Data'!F496,\",\",'Inverter-Full Data'!H496,\"'\")","v":"'AU Optronics     PM250MA0_255 [240V],N,94.5,Y'"}]
[{"$f":"CONCATENATE(\"'\",'Inverter-Full Data'!A497,\"     \",'Inverter-Full Data'!B497,\",\",'Inverter-Full Data'!G497,\",\",'Inverter-Full Data'!F497,\",\",'Inverter-Full Data'!H497,\"'\")","v":"'AU Optronics     PM250MA0_260 [240V],N,94.5,Y'"}]
[{"$f":"CONCATENATE(\"'\",'Inverter-Full Data'!A498,\"     \",'Inverter-Full Data'!B498,\",\",'Inverter-Full Data'!G498,\",\",'Inverter-Full Data'!F498,\",\",'Inverter-Full Data'!H498,\"'\")","v":"'AU Optronics     PM250MA0_265 [240V],N,94.5,Y'"}]
[{"$f":"CONCATENATE(\"'\",'Inverter-Full Data'!A499,\"     \",'Inverter-Full Data'!B499,\",\",'Inverter-Full Data'!G499,\",\",'Inverter-Full Data'!F499,\",\",'Inverter-Full Data'!H499,\"'\")","v":"'AU Optronics     PM250MA0_270 [240V],N,94.5,Y'"}]
[{"$f":"CONCATENATE(\"'\",'Inverter-Full Data'!A500,\"     \",'Inverter-Full Data'!B500,\",\",'Inverter-Full Data'!G500,\",\",'Inverter-Full Data'!F500,\",\",'Inverter-Full Data'!H500,\"'\")","v":"'AU Optronics     PM250MA0_275 [240V],N,94.5,Y'"}]
[{"$f":"CONCATENATE(\"'\",'Inverter-Full Data'!A501,\"     \",'Inverter-Full Data'!B501,\",\",'Inverter-Full Data'!G501,\",\",'Inverter-Full Data'!F501,\",\",'Inverter-Full Data'!H501,\"'\")","v":"'AU Optronics     PM250MA1_275 [240V],N,94.5,Y'"}]
[{"$f":"CONCATENATE(\"'\",'Inverter-Full Data'!A502,\"     \",'Inverter-Full Data'!B502,\",\",'Inverter-Full Data'!G502,\",\",'Inverter-Full Data'!F502,\",\",'Inverter-Full Data'!H502,\"'\")","v":"'AU Optronics     PM250MA2_275 [240V],N,94.5,Y'"}]
[{"$f":"CONCATENATE(\"'\",'Inverter-Full Data'!A503,\"     \",'Inverter-Full Data'!B503,\",\",'Inverter-Full Data'!G503,\",\",'Inverter-Full Data'!F503,\",\",'Inverter-Full Data'!H503,\"'\")","v":"'AU Optronics     PM060MA1_240 [208V],N,95,Y'"}]
[{"$f":"CONCATENATE(\"'\",'Inverter-Full Data'!A504,\"     \",'Inverter-Full Data'!B504,\",\",'Inverter-Full Data'!G504,\",\",'Inverter-Full Data'!F504,\",\",'Inverter-Full Data'!H504,\"'\")","v":"'AU Optronics     PM060MA1_240 [240V],N,95,Y'"}]
[{"$f":"CONCATENATE(\"'\",'Inverter-Full Data'!A505,\"     \",'Inverter-Full Data'!B505,\",\",'Inverter-Full Data'!G505,\",\",'Inverter-Full Data'!F505,\",\",'Inverter-Full Data'!H505,\"'\")","v":"'AU Optronics     PM060MA1_245 [208V],N,95,Y'"}]
[{"$f":"CONCATENATE(\"'\",'Inverter-Full Data'!A506,\"     \",'Inverter-Full Data'!B506,\",\",'Inverter-Full Data'!G506,\",\",'Inverter-Full Data'!F506,\",\",'Inverter-Full Data'!H506,\"'\")","v":"'AU Optronics     PM060MA1_245 [240V],N,95,Y'"}]
[{"$f":"CONCATENATE(\"'\",'Inverter-Full Data'!A507,\"     \",'Inverter-Full Data'!B507,\",\",'Inverter-Full Data'!G507,\",\",'Inverter-Full Data'!F507,\",\",'Inverter-Full Data'!H507,\"'\")","v":"'AU Optronics     PM060MA1_250 [208V],N,95,Y'"}]
[{"$f":"CONCATENATE(\"'\",'Inverter-Full Data'!A508,\"     \",'Inverter-Full Data'!B508,\",\",'Inverter-Full Data'!G508,\",\",'Inverter-Full Data'!F508,\",\",'Inverter-Full Data'!H508,\"'\")","v":"'AU Optronics     PM060MA1_250 [240V],N,95,Y'"}]
[{"$f":"CONCATENATE(\"'\",'Inverter-Full Data'!A509,\"     \",'Inverter-Full Data'!B509,\",\",'Inverter-Full Data'!G509,\",\",'Inverter-Full Data'!F509,\",\",'Inverter-Full Data'!H509,\"'\")","v":"'AU Optronics     PM060MA1_255 [208V],N,95,Y'"}]
[{"$f":"CONCATENATE(\"'\",'Inverter-Full Data'!A510,\"     \",'Inverter-Full Data'!B510,\",\",'Inverter-Full Data'!G510,\",\",'Inverter-Full Data'!F510,\",\",'Inverter-Full Data'!H510,\"'\")","v":"'AU Optronics     PM060MA1_255 [240V],N,95,Y'"}]
[{"$f":"CONCATENATE(\"'\",'Inverter-Full Data'!A511,\"     \",'Inverter-Full Data'!B511,\",\",'Inverter-Full Data'!G511,\",\",'Inverter-Full Data'!F511,\",\",'Inverter-Full Data'!H511,\"'\")","v":"'AU Optronics     PM060MA1_260 [208V],N,95,Y'"}]
[{"$f":"CONCATENATE(\"'\",'Inverter-Full Data'!A512,\"     \",'Inverter-Full Data'!B512,\",\",'Inverter-Full Data'!G512,\",\",'Inverter-Full Data'!F512,\",\",'Inverter-Full Data'!H512,\"'\")","v":"'AU Optronics     PM060MA1_260 [240V],N,95,Y'"}]
[{"$f":"CONCATENATE(\"'\",'Inverter-Full Data'!A513,\"     \",'Inverter-Full Data'!B513,\",\",'Inverter-Full Data'!G513,\",\",'Inverter-Full Data'!F513,\",\",'Inverter-Full Data'!H513,\"'\")","v":"'AU Optronics     PM060MA1_265 [208V],N,95,Y'"}]
[{"$f":"CONCATENATE(\"'\",'Inverter-Full Data'!A514,\"     \",'Inverter-Full Data'!B514,\",\",'Inverter-Full Data'!G514,\",\",'Inverter-Full Data'!F514,\",\",'Inverter-Full Data'!H514,\"'\")","v":"'AU Optronics     PM060MA1_265 [240V],N,95,Y'"}]
[{"$f":"CONCATENATE(\"'\",'Inverter-Full Data'!A515,\"     \",'Inverter-Full Data'!B515,\",\",'Inverter-Full Data'!G515,\",\",'Inverter-Full Data'!F515,\",\",'Inverter-Full Data'!H515,\"'\")","v":"'AU Optronics     PM060MA1_270 [208V],N,95,Y'"}]
[{"$f":"CONCATENATE(\"'\",'Inverter-Full Data'!A516,\"     \",'Inverter-Full Data'!B516,\",\",'Inverter-Full Data'!G516,\",\",'Inverter-Full Data'!F516,\",\",'Inverter-Full Data'!H516,\"'\")","v":"'AU Optronics     PM060MA1_270 [240V],N,95,Y'"}]
[{"$f":"CONCATENATE(\"'\",'Inverter-Full Data'!A517,\"     \",'Inverter-Full Data'!B517,\",\",'Inverter-Full Data'!G517,\",\",'Inverter-Full Data'!F517,\",\",'Inverter-Full Data'!H517,\"'\")","v":"'AU Optronics     PM060MA2_240 [208V],N,95,Y'"}]
[{"$f":"CONCATENATE(\"'\",'Inverter-Full Data'!A518,\"     \",'Inverter-Full Data'!B518,\",\",'Inverter-Full Data'!G518,\",\",'Inverter-Full Data'!F518,\",\",'Inverter-Full Data'!H518,\"'\")","v":"'AU Optronics     PM060MA2_240 [240V],N,95,Y'"}]
[{"$f":"CONCATENATE(\"'\",'Inverter-Full Data'!A519,\"     \",'Inverter-Full Data'!B519,\",\",'Inverter-Full Data'!G519,\",\",'Inverter-Full Data'!F519,\",\",'Inverter-Full Data'!H519,\"'\")","v":"'AU Optronics     PM060MA2_245 [208V],N,95,Y'"}]
[{"$f":"CONCATENATE(\"'\",'Inverter-Full Data'!A520,\"     \",'Inverter-Full Data'!B520,\",\",'Inverter-Full Data'!G520,\",\",'Inverter-Full Data'!F520,\",\",'Inverter-Full Data'!H520,\"'\")","v":"'AU Optronics     PM060MA2_245 [240V],N,95,Y'"}]
[{"$f":"CONCATENATE(\"'\",'Inverter-Full Data'!A521,\"     \",'Inverter-Full Data'!B521,\",\",'Inverter-Full Data'!G521,\",\",'Inverter-Full Data'!F521,\",\",'Inverter-Full Data'!H521,\"'\")","v":"'AU Optronics     PM060MA2_250 [208V],N,95,Y'"}]
[{"$f":"CONCATENATE(\"'\",'Inverter-Full Data'!A522,\"     \",'Inverter-Full Data'!B522,\",\",'Inverter-Full Data'!G522,\",\",'Inverter-Full Data'!F522,\",\",'Inverter-Full Data'!H522,\"'\")","v":"'AU Optronics     PM060MA2_250 [240V],N,95,Y'"}]
[{"$f":"CONCATENATE(\"'\",'Inverter-Full Data'!A523,\"     \",'Inverter-Full Data'!B523,\",\",'Inverter-Full Data'!G523,\",\",'Inverter-Full Data'!F523,\",\",'Inverter-Full Data'!H523,\"'\")","v":"'AU Optronics     PM060MA2_255 [208V],N,95,Y'"}]
[{"$f":"CONCATENATE(\"'\",'Inverter-Full Data'!A524,\"     \",'Inverter-Full Data'!B524,\",\",'Inverter-Full Data'!G524,\",\",'Inverter-Full Data'!F524,\",\",'Inverter-Full Data'!H524,\"'\")","v":"'AU Optronics     PM060MA2_255 [240V],N,95,Y'"}]
[{"$f":"CONCATENATE(\"'\",'Inverter-Full Data'!A525,\"     \",'Inverter-Full Data'!B525,\",\",'Inverter-Full Data'!G525,\",\",'Inverter-Full Data'!F525,\",\",'Inverter-Full Data'!H525,\"'\")","v":"'AU Optronics     PM060MA2_260 [208V],N,95,Y'"}]
[{"$f":"CONCATENATE(\"'\",'Inverter-Full Data'!A526,\"     \",'Inverter-Full Data'!B526,\",\",'Inverter-Full Data'!G526,\",\",'Inverter-Full Data'!F526,\",\",'Inverter-Full Data'!H526,\"'\")","v":"'AU Optronics     PM060MA2_260 [240V],N,95,Y'"}]
[{"$f":"CONCATENATE(\"'\",'Inverter-Full Data'!A527,\"     \",'Inverter-Full Data'!B527,\",\",'Inverter-Full Data'!G527,\",\",'Inverter-Full Data'!F527,\",\",'Inverter-Full Data'!H527,\"'\")","v":"'AU Optronics     PM060MA2_265 [208V],N,95,Y'"}]
[{"$f":"CONCATENATE(\"'\",'Inverter-Full Data'!A528,\"     \",'Inverter-Full Data'!B528,\",\",'Inverter-Full Data'!G528,\",\",'Inverter-Full Data'!F528,\",\",'Inverter-Full Data'!H528,\"'\")","v":"'AU Optronics     PM060MA2_265 [240V],N,95,Y'"}]
[{"$f":"CONCATENATE(\"'\",'Inverter-Full Data'!A529,\"     \",'Inverter-Full Data'!B529,\",\",'Inverter-Full Data'!G529,\",\",'Inverter-Full Data'!F529,\",\",'Inverter-Full Data'!H529,\"'\")","v":"'AU Optronics     PM060MA2_270 [208V],N,95,Y'"}]
[{"$f":"CONCATENATE(\"'\",'Inverter-Full Data'!A530,\"     \",'Inverter-Full Data'!B530,\",\",'Inverter-Full Data'!G530,\",\",'Inverter-Full Data'!F530,\",\",'Inverter-Full Data'!H530,\"'\")","v":"'AU Optronics     PM060MA2_270 [240V],N,95,Y'"}]
[{"$f":"CONCATENATE(\"'\",'Inverter-Full Data'!A531,\"     \",'Inverter-Full Data'!B531,\",\",'Inverter-Full Data'!G531,\",\",'Inverter-Full Data'!F531,\",\",'Inverter-Full Data'!H531,\"'\")","v":"'AU Optronics     PM060PA0_245 [240V],N,94.5,Y'"}]
[{"$f":"CONCATENATE(\"'\",'Inverter-Full Data'!A532,\"     \",'Inverter-Full Data'!B532,\",\",'Inverter-Full Data'!G532,\",\",'Inverter-Full Data'!F532,\",\",'Inverter-Full Data'!H532,\"'\")","v":"'AU Optronics     PM060PA1_235 [208V],N,95,Y'"}]
[{"$f":"CONCATENATE(\"'\",'Inverter-Full Data'!A533,\"     \",'Inverter-Full Data'!B533,\",\",'Inverter-Full Data'!G533,\",\",'Inverter-Full Data'!F533,\",\",'Inverter-Full Data'!H533,\"'\")","v":"'AU Optronics     PM060PA1_235 [240V],N,95,Y'"}]
[{"$f":"CONCATENATE(\"'\",'Inverter-Full Data'!A534,\"     \",'Inverter-Full Data'!B534,\",\",'Inverter-Full Data'!G534,\",\",'Inverter-Full Data'!F534,\",\",'Inverter-Full Data'!H534,\"'\")","v":"'AU Optronics     PM060PA1_240 [208V],N,95,Y'"}]
[{"$f":"CONCATENATE(\"'\",'Inverter-Full Data'!A535,\"     \",'Inverter-Full Data'!B535,\",\",'Inverter-Full Data'!G535,\",\",'Inverter-Full Data'!F535,\",\",'Inverter-Full Data'!H535,\"'\")","v":"'AU Optronics     PM060PA1_240 [240V],N,95,Y'"}]
[{"$f":"CONCATENATE(\"'\",'Inverter-Full Data'!A536,\"     \",'Inverter-Full Data'!B536,\",\",'Inverter-Full Data'!G536,\",\",'Inverter-Full Data'!F536,\",\",'Inverter-Full Data'!H536,\"'\")","v":"'AU Optronics     PM060PA1_245 [208V],N,95,Y'"}]
[{"$f":"CONCATENATE(\"'\",'Inverter-Full Data'!#REF!,\"     \",'Inverter-Full Data'!#REF!,\",\",'Inverter-Full Data'!#REF!,\",\",'Inverter-Full Data'!#REF!,\",\",'Inverter-Full Data'!#REF!,\"'\")","v":{"$error":"#REF!"}}]
[{"$f":"CONCATENATE(\"'\",'Inverter-Full Data'!A537,\"     \",'Inverter-Full Data'!B537,\",\",'Inverter-Full Data'!G537,\",\",'Inverter-Full Data'!F537,\",\",'Inverter-Full Data'!H537,\"'\")","v":"'AU Optronics     PM060PA1_245 [240V],N,95,Y'"}]
[{"$f":"CONCATENATE(\"'\",'Inverter-Full Data'!A539,\"     \",'Inverter-Full Data'!B539,\",\",'Inverter-Full Data'!G539,\",\",'Inverter-Full Data'!F539,\",\",'Inverter-Full Data'!H539,\"'\")","v":"'AU Optronics     PM060PA1_250 [240V],N,95,Y'"}]
[{"$f":"CONCATENATE(\"'\",'Inverter-Full Data'!A540,\"     \",'Inverter-Full Data'!B540,\",\",'Inverter-Full Data'!G540,\",\",'Inverter-Full Data'!F540,\",\",'Inverter-Full Data'!H540,\"'\")","v":"'AU Optronics     PM060PA1_255 [208V],N,95,Y'"}]
[{"$f":"CONCATENATE(\"'\",'Inverter-Full Data'!A541,\"     \",'Inverter-Full Data'!B541,\",\",'Inverter-Full Data'!G541,\",\",'Inverter-Full Data'!F541,\",\",'Inverter-Full Data'!H541,\"'\")","v":"'AU Optronics     PM060PA1_255 [240V],N,95,Y'"}]
[{"$f":"CONCATENATE(\"'\",'Inverter-Full Data'!A542,\"     \",'Inverter-Full Data'!B542,\",\",'Inverter-Full Data'!G542,\",\",'Inverter-Full Data'!F542,\",\",'Inverter-Full Data'!H542,\"'\")","v":"'AU Optronics     PM060PA1_260 [208V],N,95,Y'"}]
[{"$f":"CONCATENATE(\"'\",'Inverter-Full Data'!A543,\"     \",'Inverter-Full Data'!B543,\",\",'Inverter-Full Data'!G543,\",\",'Inverter-Full Data'!F543,\",\",'Inverter-Full Data'!H543,\"'\")","v":"'AU Optronics     PM060PA1_260 [240V],N,95,Y'"}]
[{"$f":"CONCATENATE(\"'\",'Inverter-Full Data'!A544,\"     \",'Inverter-Full Data'!B544,\",\",'Inverter-Full Data'!G544,\",\",'Inverter-Full Data'!F544,\",\",'Inverter-Full Data'!H544,\"'\")","v":"'AU Optronics     PM060PA2_235 [208V],N,95,Y'"}]
[{"$f":"CONCATENATE(\"'\",'Inverter-Full Data'!A545,\"     \",'Inverter-Full Data'!B545,\",\",'Inverter-Full Data'!G545,\",\",'Inverter-Full Data'!F545,\",\",'Inverter-Full Data'!H545,\"'\")","v":"'AU Optronics     PM060PA2_235 [240V],N,95,Y'"}]
[{"$f":"CONCATENATE(\"'\",'Inverter-Full Data'!A546,\"     \",'Inverter-Full Data'!B546,\",\",'Inverter-Full Data'!G546,\",\",'Inverter-Full Data'!F546,\",\",'Inverter-Full Data'!H546,\"'\")","v":"'AU Optronics     PM060PA2_240 [208V],N,95,Y'"}]
[{"$f":"CONCATENATE(\"'\",'Inverter-Full Data'!A547,\"     \",'Inverter-Full Data'!B547,\",\",'Inverter-Full Data'!G547,\",\",'Inverter-Full Data'!F547,\",\",'Inverter-Full Data'!H547,\"'\")","v":"'AU Optronics     PM060PA2_240 [240V],N,95,Y'"}]
[{"$f":"CONCATENATE(\"'\",'Inverter-Full Data'!A548,\"     \",'Inverter-Full Data'!B548,\",\",'Inverter-Full Data'!G548,\",\",'Inverter-Full Data'!F548,\",\",'Inverter-Full Data'!H548,\"'\")","v":"'AU Optronics     PM060PA2_245 [208V],N,95,Y'"}]
[{"$f":"CONCATENATE(\"'\",'Inverter-Full Data'!A549,\"     \",'Inverter-Full Data'!B549,\",\",'Inverter-Full Data'!G549,\",\",'Inverter-Full Data'!F549,\",\",'Inverter-Full Data'!H549,\"'\")","v":"'AU Optronics     PM060PA2_245 [240V],N,95,Y'"}]
[{"$f":"CONCATENATE(\"'\",'Inverter-Full Data'!A550,\"     \",'Inverter-Full Data'!B550,\",\",'Inverter-Full Data'!G550,\",\",'Inverter-Full Data'!F550,\",\",'Inverter-Full Data'!H550,\"'\")","v":"'AU Optronics     PM060PA2_250 [208V],N,95,Y'"}]
[{"$f":"CONCATENATE(\"'\",'Inverter-Full Data'!A551,\"     \",'Inverter-Full Data'!B551,\",\",'Inverter-Full Data'!G551,\",\",'Inverter-Full Data'!F551,\",\",'Inverter-Full Data'!H551,\"'\")","v":"'AU Optronics     PM060PA2_250 [240V],N,95,Y'"}]
[{"$f":"CONCATENATE(\"'\",'Inverter-Full Data'!A552,\"     \",'Inverter-Full Data'!B552,\",\",'Inverter-Full Data'!G552,\",\",'Inverter-Full Data'!F552,\",\",'Inverter-Full Data'!H552,\"'\")","v":"'AU Optronics     PM060PA2_255 [208V],N,95,Y'"}]
[{"$f":"CONCATENATE(\"'\",'Inverter-Full Data'!A553,\"     \",'Inverter-Full Data'!B553,\",\",'Inverter-Full Data'!G553,\",\",'Inverter-Full Data'!F553,\",\",'Inverter-Full Data'!H553,\"'\")","v":"'AU Optronics     PM060PA2_255 [240V],N,95,Y'"}]
[{"$f":"CONCATENATE(\"'\",'Inverter-Full Data'!A554,\"     \",'Inverter-Full Data'!B554,\",\",'Inverter-Full Data'!G554,\",\",'Inverter-Full Data'!F554,\",\",'Inverter-Full Data'!H554,\"'\")","v":"'AU Optronics     PM060PA2_260 [208V],N,95,Y'"}]
[{"$f":"CONCATENATE(\"'\",'Inverter-Full Data'!A555,\"     \",'Inverter-Full Data'!B555,\",\",'Inverter-Full Data'!G555,\",\",'Inverter-Full Data'!F555,\",\",'Inverter-Full Data'!H555,\"'\")","v":"'AU Optronics     PM060PA2_260 [240V],N,95,Y'"}]
[{"$f":"CONCATENATE(\"'\",'Inverter-Full Data'!A556,\"     \",'Inverter-Full Data'!B556,\",\",'Inverter-Full Data'!G556,\",\",'Inverter-Full Data'!F556,\",\",'Inverter-Full Data'!H556,\"'\")","v":"'AU Optronics     PM245PA1_235 [240V],N,95,Y'"}]
[{"$f":"CONCATENATE(\"'\",'Inverter-Full Data'!A557,\"     \",'Inverter-Full Data'!B557,\",\",'Inverter-Full Data'!G557,\",\",'Inverter-Full Data'!F557,\",\",'Inverter-Full Data'!H557,\"'\")","v":"'AU Optronics     PM245PA1_240 [240V],N,95,Y'"}]
[{"$f":"CONCATENATE(\"'\",'Inverter-Full Data'!A558,\"     \",'Inverter-Full Data'!B558,\",\",'Inverter-Full Data'!G558,\",\",'Inverter-Full Data'!F558,\",\",'Inverter-Full Data'!H558,\"'\")","v":"'AU Optronics     PM245PA1_245 [240V],N,95,Y'"}]
[{"$f":"CONCATENATE(\"'\",'Inverter-Full Data'!A559,\"     \",'Inverter-Full Data'!B559,\",\",'Inverter-Full Data'!G559,\",\",'Inverter-Full Data'!F559,\",\",'Inverter-Full Data'!H559,\"'\")","v":"'AU Optronics     PM245PA1_250 [240V],N,95,Y'"}]
[{"$f":"CONCATENATE(\"'\",'Inverter-Full Data'!A560,\"     \",'Inverter-Full Data'!B560,\",\",'Inverter-Full Data'!G560,\",\",'Inverter-Full Data'!F560,\",\",'Inverter-Full Data'!H560,\"'\")","v":"'AU Optronics     PM245PA1_255 [208V],N,95,Y'"}]
[{"$f":"CONCATENATE(\"'\",'Inverter-Full Data'!A561,\"     \",'Inverter-Full Data'!B561,\",\",'Inverter-Full Data'!G561,\",\",'Inverter-Full Data'!F561,\",\",'Inverter-Full Data'!H561,\"'\")","v":"'AU Optronics     PM245PA1_255 [240V],N,95,Y'"}]
[{"$f":"CONCATENATE(\"'\",'Inverter-Full Data'!A562,\"     \",'Inverter-Full Data'!B562,\",\",'Inverter-Full Data'!G562,\",\",'Inverter-Full Data'!F562,\",\",'Inverter-Full Data'!H562,\"'\")","v":"'AU Optronics     PM245PA1_260 [208V],N,95,Y'"}]
[{"$f":"CONCATENATE(\"'\",'Inverter-Full Data'!A563,\"     \",'Inverter-Full Data'!B563,\",\",'Inverter-Full Data'!G563,\",\",'Inverter-Full Data'!F563,\",\",'Inverter-Full Data'!H563,\"'\")","v":"'AU Optronics     PM245PA1_260 [240V],N,95,Y'"}]
[{"$f":"CONCATENATE(\"'\",'Inverter-Full Data'!A564,\"     \",'Inverter-Full Data'!B564,\",\",'Inverter-Full Data'!G564,\",\",'Inverter-Full Data'!F564,\",\",'Inverter-Full Data'!H564,\"'\")","v":"'AU Optronics     PM245PA2_235 [208V],N,95,Y'"}]
[{"$f":"CONCATENATE(\"'\",'Inverter-Full Data'!A565,\"     \",'Inverter-Full Data'!B565,\",\",'Inverter-Full Data'!G565,\",\",'Inverter-Full Data'!F565,\",\",'Inverter-Full Data'!H565,\"'\")","v":"'AU Optronics     PM245PA2_235 [240V],N,95,Y'"}]
[{"$f":"CONCATENATE(\"'\",'Inverter-Full Data'!A566,\"     \",'Inverter-Full Data'!B566,\",\",'Inverter-Full Data'!G566,\",\",'Inverter-Full Data'!F566,\",\",'Inverter-Full Data'!H566,\"'\")","v":"'AU Optronics     PM245PA2_240 [208V],N,95,Y'"}]
[{"$f":"CONCATENATE(\"'\",'Inverter-Full Data'!A567,\"     \",'Inverter-Full Data'!B567,\",\",'Inverter-Full Data'!G567,\",\",'Inverter-Full Data'!F567,\",\",'Inverter-Full Data'!H567,\"'\")","v":"'AU Optronics     PM245PA2_240 [240V],N,95,Y'"}]
[{"$f":"CONCATENATE(\"'\",'Inverter-Full Data'!A568,\"     \",'Inverter-Full Data'!B568,\",\",'Inverter-Full Data'!G568,\",\",'Inverter-Full Data'!F568,\",\",'Inverter-Full Data'!H568,\"'\")","v":"'AU Optronics     PM245PA2_245 [208V],N,95,Y'"}]
[{"$f":"CONCATENATE(\"'\",'Inverter-Full Data'!A569,\"     \",'Inverter-Full Data'!B569,\",\",'Inverter-Full Data'!G569,\",\",'Inverter-Full Data'!F569,\",\",'Inverter-Full Data'!H569,\"'\")","v":"'AU Optronics     PM245PA2_245 [240V],N,95,Y'"}]
[{"$f":"CONCATENATE(\"'\",'Inverter-Full Data'!A570,\"     \",'Inverter-Full Data'!B570,\",\",'Inverter-Full Data'!G570,\",\",'Inverter-Full Data'!F570,\",\",'Inverter-Full Data'!H570,\"'\")","v":"'AU Optronics     PM245PA2_250 [208V],N,95,Y'"}]
[{"$f":"CONCATENATE(\"'\",'Inverter-Full Data'!A571,\"     \",'Inverter-Full Data'!B571,\",\",'Inverter-Full Data'!G571,\",\",'Inverter-Full Data'!F571,\",\",'Inverter-Full Data'!H571,\"'\")","v":"'AU Optronics     PM245PA2_250 [240V],N,95,Y'"}]
[{"$f":"CONCATENATE(\"'\",'Inverter-Full Data'!A572,\"     \",'Inverter-Full Data'!B572,\",\",'Inverter-Full Data'!G572,\",\",'Inverter-Full Data'!F572,\",\",'Inverter-Full Data'!H572,\"'\")","v":"'AU Optronics     PM245PA2_255 [208V],N,95,Y'"}]
[{"$f":"CONCATENATE(\"'\",'Inverter-Full Data'!A573,\"     \",'Inverter-Full Data'!B573,\",\",'Inverter-Full Data'!G573,\",\",'Inverter-Full Data'!F573,\",\",'Inverter-Full Data'!H573,\"'\")","v":"'AU Optronics     PM245PA2_255 [240V],N,95,Y'"}]
[{"$f":"CONCATENATE(\"'\",'Inverter-Full Data'!A574,\"     \",'Inverter-Full Data'!B574,\",\",'Inverter-Full Data'!G574,\",\",'Inverter-Full Data'!F574,\",\",'Inverter-Full Data'!H574,\"'\")","v":"'AU Optronics     PM245PA2_260 [208V],N,95,Y'"}]
[{"$f":"CONCATENATE(\"'\",'Inverter-Full Data'!A575,\"     \",'Inverter-Full Data'!B575,\",\",'Inverter-Full Data'!G575,\",\",'Inverter-Full Data'!F575,\",\",'Inverter-Full Data'!H575,\"'\")","v":"'AU Optronics     PM245PA2_260 [240V],N,95,Y'"}]
[{"$f":"CONCATENATE(\"'\",'Inverter-Full Data'!A576,\"     \",'Inverter-Full Data'!B576,\",\",'Inverter-Full Data'!G576,\",\",'Inverter-Full Data'!F576,\",\",'Inverter-Full Data'!H576,\"'\")","v":"'AU Optronics     PM250MA1_240 [240V],N,95,Y'"}]
[{"$f":"CONCATENATE(\"'\",'Inverter-Full Data'!A577,\"     \",'Inverter-Full Data'!B577,\",\",'Inverter-Full Data'!G577,\",\",'Inverter-Full Data'!F577,\",\",'Inverter-Full Data'!H577,\"'\")","v":"'AU Optronics     PM250MA1_245 [240V],N,95,Y'"}]
[{"$f":"CONCATENATE(\"'\",'Inverter-Full Data'!A578,\"     \",'Inverter-Full Data'!B578,\",\",'Inverter-Full Data'!G578,\",\",'Inverter-Full Data'!F578,\",\",'Inverter-Full Data'!H578,\"'\")","v":"'AU Optronics     PM250MA1_250 [240V],N,95,Y'"}]
[{"$f":"CONCATENATE(\"'\",'Inverter-Full Data'!A579,\"     \",'Inverter-Full Data'!B579,\",\",'Inverter-Full Data'!G579,\",\",'Inverter-Full Data'!F579,\",\",'Inverter-Full Data'!H579,\"'\")","v":"'AU Optronics     PM250MA1_255 [240V],N,95,Y'"}]
[{"$f":"CONCATENATE(\"'\",'Inverter-Full Data'!A580,\"     \",'Inverter-Full Data'!B580,\",\",'Inverter-Full Data'!G580,\",\",'Inverter-Full Data'!F580,\",\",'Inverter-Full Data'!H580,\"'\")","v":"'AU Optronics     PM250MA1_260 [240V],N,95,Y'"}]
[{"$f":"CONCATENATE(\"'\",'Inverter-Full Data'!A581,\"     \",'Inverter-Full Data'!B581,\",\",'Inverter-Full Data'!G581,\",\",'Inverter-Full Data'!F581,\",\",'Inverter-Full Data'!H581,\"'\")","v":"'AU Optronics     PM250MA1_265 [208V],N,95,Y'"}]
[{"$f":"CONCATENATE(\"'\",'Inverter-Full Data'!A582,\"     \",'Inverter-Full Data'!B582,\",\",'Inverter-Full Data'!G582,\",\",'Inverter-Full Data'!F582,\",\",'Inverter-Full Data'!H582,\"'\")","v":"'AU Optronics     PM250MA1_265 [240V],N,95,Y'"}]
[{"$f":"CONCATENATE(\"'\",'Inverter-Full Data'!A583,\"     \",'Inverter-Full Data'!B583,\",\",'Inverter-Full Data'!G583,\",\",'Inverter-Full Data'!F583,\",\",'Inverter-Full Data'!H583,\"'\")","v":"'AU Optronics     PM250MA1_270 [208V],N,95,Y'"}]
[{"$f":"CONCATENATE(\"'\",'Inverter-Full Data'!A584,\"     \",'Inverter-Full Data'!B584,\",\",'Inverter-Full Data'!G584,\",\",'Inverter-Full Data'!F584,\",\",'Inverter-Full Data'!H584,\"'\")","v":"'AU Optronics     PM250MA1_270 [240V],N,95,Y'"}]
[{"$f":"CONCATENATE(\"'\",'Inverter-Full Data'!A585,\"     \",'Inverter-Full Data'!B585,\",\",'Inverter-Full Data'!G585,\",\",'Inverter-Full Data'!F585,\",\",'Inverter-Full Data'!H585,\"'\")","v":"'AU Optronics     PM250MA2_240 [208V],N,95,Y'"}]
[{"$f":"CONCATENATE(\"'\",'Inverter-Full Data'!A586,\"     \",'Inverter-Full Data'!B586,\",\",'Inverter-Full Data'!G586,\",\",'Inverter-Full Data'!F586,\",\",'Inverter-Full Data'!H586,\"'\")","v":"'AU Optronics     PM250MA2_240 [240V],N,95,Y'"}]
[{"$f":"CONCATENATE(\"'\",'Inverter-Full Data'!A587,\"     \",'Inverter-Full Data'!B587,\",\",'Inverter-Full Data'!G587,\",\",'Inverter-Full Data'!F587,\",\",'Inverter-Full Data'!H587,\"'\")","v":"'AU Optronics     PM250MA2_245 [208V],N,95,Y'"}]
[{"$f":"CONCATENATE(\"'\",'Inverter-Full Data'!A588,\"     \",'Inverter-Full Data'!B588,\",\",'Inverter-Full Data'!G588,\",\",'Inverter-Full Data'!F588,\",\",'Inverter-Full Data'!H588,\"'\")","v":"'AU Optronics     PM250MA2_245 [240V],N,95,Y'"}]
[{"$f":"CONCATENATE(\"'\",'Inverter-Full Data'!A589,\"     \",'Inverter-Full Data'!B589,\",\",'Inverter-Full Data'!G589,\",\",'Inverter-Full Data'!F589,\",\",'Inverter-Full Data'!H589,\"'\")","v":"'AU Optronics     PM250MA2_250 [208V],N,95,Y'"}]
[{"$f":"CONCATENATE(\"'\",'Inverter-Full Data'!A590,\"     \",'Inverter-Full Data'!B590,\",\",'Inverter-Full Data'!G590,\",\",'Inverter-Full Data'!F590,\",\",'Inverter-Full Data'!H590,\"'\")","v":"'AU Optronics     PM250MA2_250 [240V],N,95,Y'"}]
[{"$f":"CONCATENATE(\"'\",'Inverter-Full Data'!A591,\"     \",'Inverter-Full Data'!B591,\",\",'Inverter-Full Data'!G591,\",\",'Inverter-Full Data'!F591,\",\",'Inverter-Full Data'!H591,\"'\")","v":"'AU Optronics     PM250MA2_255 [208V],N,95,Y'"}]
[{"$f":"CONCATENATE(\"'\",'Inverter-Full Data'!A592,\"     \",'Inverter-Full Data'!B592,\",\",'Inverter-Full Data'!G592,\",\",'Inverter-Full Data'!F592,\",\",'Inverter-Full Data'!H592,\"'\")","v":"'AU Optronics     PM250MA2_255 [240V],N,95,Y'"}]
[{"$f":"CONCATENATE(\"'\",'Inverter-Full Data'!A593,\"     \",'Inverter-Full Data'!B593,\",\",'Inverter-Full Data'!G593,\",\",'Inverter-Full Data'!F593,\",\",'Inverter-Full Data'!H593,\"'\")","v":"'AU Optronics     PM250MA2_260 [208V],N,95,Y'"}]
[{"$f":"CONCATENATE(\"'\",'Inverter-Full Data'!A594,\"     \",'Inverter-Full Data'!B594,\",\",'Inverter-Full Data'!G594,\",\",'Inverter-Full Data'!F594,\",\",'Inverter-Full Data'!H594,\"'\")","v":"'AU Optronics     PM250MA2_260 [240V],N,95,Y'"}]
[{"$f":"CONCATENATE(\"'\",'Inverter-Full Data'!A595,\"     \",'Inverter-Full Data'!B595,\",\",'Inverter-Full Data'!G595,\",\",'Inverter-Full Data'!F595,\",\",'Inverter-Full Data'!H595,\"'\")","v":"'AU Optronics     PM250MA2_265 [208V],N,95,Y'"}]
[{"$f":"CONCATENATE(\"'\",'Inverter-Full Data'!A596,\"     \",'Inverter-Full Data'!B596,\",\",'Inverter-Full Data'!G596,\",\",'Inverter-Full Data'!F596,\",\",'Inverter-Full Data'!H596,\"'\")","v":"'AU Optronics     PM250MA2_265 [240V],N,95,Y'"}]
[{"$f":"CONCATENATE(\"'\",'Inverter-Full Data'!A597,\"     \",'Inverter-Full Data'!B597,\",\",'Inverter-Full Data'!G597,\",\",'Inverter-Full Data'!F597,\",\",'Inverter-Full Data'!H597,\"'\")","v":"'AU Optronics     PM250MA2_270 [208V],N,95,Y'"}]
[{"$f":"CONCATENATE(\"'\",'Inverter-Full Data'!A598,\"     \",'Inverter-Full Data'!B598,\",\",'Inverter-Full Data'!G598,\",\",'Inverter-Full Data'!F598,\",\",'Inverter-Full Data'!H598,\"'\")","v":"'AU Optronics     PM250MA2_270 [240V],N,95,Y'"}]
[{"$f":"CONCATENATE(\"'\",'Inverter-Full Data'!A599,\"     \",'Inverter-Full Data'!B599,\",\",'Inverter-Full Data'!G599,\",\",'Inverter-Full Data'!F599,\",\",'Inverter-Full Data'!H599,\"'\")","v":"'Auxin Solar     AXU-PV1500U [208V],Y,94.5,N'"}]
[{"$f":"CONCATENATE(\"'\",'Inverter-Full Data'!A600,\"     \",'Inverter-Full Data'!B600,\",\",'Inverter-Full Data'!G600,\",\",'Inverter-Full Data'!F600,\",\",'Inverter-Full Data'!H600,\"'\")","v":"'Auxin Solar     AXU-PV1500U [240V],Y,94.5,N'"}]
[{"$f":"CONCATENATE(\"'\",'Inverter-Full Data'!A601,\"     \",'Inverter-Full Data'!B601,\",\",'Inverter-Full Data'!G601,\",\",'Inverter-Full Data'!F601,\",\",'Inverter-Full Data'!H601,\"'\")","v":"'Auxin Solar     AXU-PV2000U [208V],Y,95.5,N'"}]
[{"$f":"CONCATENATE(\"'\",'Inverter-Full Data'!A602,\"     \",'Inverter-Full Data'!B602,\",\",'Inverter-Full Data'!G602,\",\",'Inverter-Full Data'!F602,\",\",'Inverter-Full Data'!H602,\"'\")","v":"'Auxin Solar     AXU-PV2000U [240V],Y,95,N'"}]
[{"$f":"CONCATENATE(\"'\",'Inverter-Full Data'!A603,\"     \",'Inverter-Full Data'!B603,\",\",'Inverter-Full Data'!G603,\",\",'Inverter-Full Data'!F603,\",\",'Inverter-Full Data'!H603,\"'\")","v":"'Auxin Solar     AXU-PV3000U [208V],Y,95.5,N'"}]
[{"$f":"CONCATENATE(\"'\",'Inverter-Full Data'!A604,\"     \",'Inverter-Full Data'!B604,\",\",'Inverter-Full Data'!G604,\",\",'Inverter-Full Data'!F604,\",\",'Inverter-Full Data'!H604,\"'\")","v":"'Auxin Solar     AXU-PV3000U [240V],Y,95.5,N'"}]
[{"$f":"CONCATENATE(\"'\",'Inverter-Full Data'!A605,\"     \",'Inverter-Full Data'!B605,\",\",'Inverter-Full Data'!G605,\",\",'Inverter-Full Data'!F605,\",\",'Inverter-Full Data'!H605,\"'\")","v":"'Auxin Solar     AXN-PV4000U [208V],Y,95.5,N'"}]
[{"$f":"CONCATENATE(\"'\",'Inverter-Full Data'!A606,\"     \",'Inverter-Full Data'!B606,\",\",'Inverter-Full Data'!G606,\",\",'Inverter-Full Data'!F606,\",\",'Inverter-Full Data'!H606,\"'\")","v":"'Auxin Solar     AXN-PV4000U [240V],Y,96,N'"}]
[{"$f":"CONCATENATE(\"'\",'Inverter-Full Data'!A607,\"     \",'Inverter-Full Data'!B607,\",\",'Inverter-Full Data'!G607,\",\",'Inverter-Full Data'!F607,\",\",'Inverter-Full Data'!H607,\"'\")","v":"'Ballard Power Systems     EPC-PV-208-30KW [208V],Y,93,N'"}]
[{"$f":"CONCATENATE(\"'\",'Inverter-Full Data'!A608,\"     \",'Inverter-Full Data'!B608,\",\",'Inverter-Full Data'!G608,\",\",'Inverter-Full Data'!F608,\",\",'Inverter-Full Data'!H608,\"'\")","v":"'Ballard Power Systems     EPC-PV-480-30KW [480V],Y,93,N'"}]
[{"$f":"CONCATENATE(\"'\",'Inverter-Full Data'!A609,\"     \",'Inverter-Full Data'!B609,\",\",'Inverter-Full Data'!G609,\",\",'Inverter-Full Data'!F609,\",\",'Inverter-Full Data'!H609,\"'\")","v":"'Ballard Power Systems     EPC-PV-208-75KW,Y,91.5,N'"}]
[{"$f":"CONCATENATE(\"'\",'Inverter-Full Data'!A610,\"     \",'Inverter-Full Data'!B610,\",\",'Inverter-Full Data'!G610,\",\",'Inverter-Full Data'!F610,\",\",'Inverter-Full Data'!H610,\"'\")","v":"'Ballard Power Systems     EPC-PV-480-75KW [480V],Y,91.5,N'"}]
[{"$f":"CONCATENATE(\"'\",'Inverter-Full Data'!A611,\"     \",'Inverter-Full Data'!B611,\",\",'Inverter-Full Data'!G611,\",\",'Inverter-Full Data'!F611,\",\",'Inverter-Full Data'!H611,\"'\")","v":"'Beacon Power     M4,N,90,N'"}]
[{"$f":"CONCATENATE(\"'\",'Inverter-Full Data'!A612,\"     \",'Inverter-Full Data'!B612,\",\",'Inverter-Full Data'!G612,\",\",'Inverter-Full Data'!F612,\",\",'Inverter-Full Data'!H612,\"'\")","v":"'Beacon Power     M4 Plus,Y,91.5,N'"}]
[{"$f":"CONCATENATE(\"'\",'Inverter-Full Data'!A613,\"     \",'Inverter-Full Data'!B613,\",\",'Inverter-Full Data'!G613,\",\",'Inverter-Full Data'!F613,\",\",'Inverter-Full Data'!H613,\"'\")","v":"'Beacon Power     M5,N,89,N'"}]
[{"$f":"CONCATENATE(\"'\",'Inverter-Full Data'!A614,\"     \",'Inverter-Full Data'!B614,\",\",'Inverter-Full Data'!G614,\",\",'Inverter-Full Data'!F614,\",\",'Inverter-Full Data'!H614,\"'\")","v":"'Beacon Power     M5 Plus,Y,90,N'"}]
[{"$f":"CONCATENATE(\"'\",'Inverter-Full Data'!A615,\"     \",'Inverter-Full Data'!B615,\",\",'Inverter-Full Data'!G615,\",\",'Inverter-Full Data'!F615,\",\",'Inverter-Full Data'!H615,\"'\")","v":"'Beijing Kinglong New Energy Technology     Sunteams 1500 [208V],Y,95,N'"}]
[{"$f":"CONCATENATE(\"'\",'Inverter-Full Data'!A616,\"     \",'Inverter-Full Data'!B616,\",\",'Inverter-Full Data'!G616,\",\",'Inverter-Full Data'!F616,\",\",'Inverter-Full Data'!H616,\"'\")","v":"'Beijing Kinglong New Energy Technology     Sunteams 1500 [240V],Y,95,N'"}]
[{"$f":"CONCATENATE(\"'\",'Inverter-Full Data'!A617,\"     \",'Inverter-Full Data'!B617,\",\",'Inverter-Full Data'!G617,\",\",'Inverter-Full Data'!F617,\",\",'Inverter-Full Data'!H617,\"'\")","v":"'Beijing Kinglong New Energy Technology     Sunteams 2000 [208V],Y,95.5,N'"}]
[{"$f":"CONCATENATE(\"'\",'Inverter-Full Data'!A618,\"     \",'Inverter-Full Data'!B618,\",\",'Inverter-Full Data'!G618,\",\",'Inverter-Full Data'!F618,\",\",'Inverter-Full Data'!H618,\"'\")","v":"'Beijing Kinglong New Energy Technology     Sunteams 2000 [240V],Y,96,N'"}]
[{"$f":"CONCATENATE(\"'\",'Inverter-Full Data'!A619,\"     \",'Inverter-Full Data'!B619,\",\",'Inverter-Full Data'!G619,\",\",'Inverter-Full Data'!F619,\",\",'Inverter-Full Data'!H619,\"'\")","v":"'Beijing Kinglong New Energy Technology     Sunteams 3000 [208V],Y,96,N'"}]
[{"$f":"CONCATENATE(\"'\",'Inverter-Full Data'!A620,\"     \",'Inverter-Full Data'!B620,\",\",'Inverter-Full Data'!G620,\",\",'Inverter-Full Data'!F620,\",\",'Inverter-Full Data'!H620,\"'\")","v":"'Beijing Kinglong New Energy Technology     Sunteams 3000 [240V],Y,96,N'"}]
[{"$f":"CONCATENATE(\"'\",'Inverter-Full Data'!A621,\"     \",'Inverter-Full Data'!B621,\",\",'Inverter-Full Data'!G621,\",\",'Inverter-Full Data'!F621,\",\",'Inverter-Full Data'!H621,\"'\")","v":"'Beijing Kinglong New Energy Technology     Sunteams 4000 [208V],Y,97,N'"}]
[{"$f":"CONCATENATE(\"'\",'Inverter-Full Data'!A622,\"     \",'Inverter-Full Data'!B622,\",\",'Inverter-Full Data'!G622,\",\",'Inverter-Full Data'!F622,\",\",'Inverter-Full Data'!H622,\"'\")","v":"'Beijing Kinglong New Energy Technology     Sunteams 4000 [240V],Y,97.5,N'"}]
[{"$f":"CONCATENATE(\"'\",'Inverter-Full Data'!A623,\"     \",'Inverter-Full Data'!B623,\",\",'Inverter-Full Data'!G623,\",\",'Inverter-Full Data'!F623,\",\",'Inverter-Full Data'!H623,\"'\")","v":"'Beijing Kinglong New Energy Technology     Sunteams 5000 [208V],Y,97,N'"}]
[{"$f":"CONCATENATE(\"'\",'Inverter-Full Data'!A624,\"     \",'Inverter-Full Data'!B624,\",\",'Inverter-Full Data'!G624,\",\",'Inverter-Full Data'!F624,\",\",'Inverter-Full Data'!H624,\"'\")","v":"'Beijing Kinglong New Energy Technology     Sunteams 5000 [240V],Y,97.5,N'"}]
[{"$f":"CONCATENATE(\"'\",'Inverter-Full Data'!A625,\"     \",'Inverter-Full Data'!B625,\",\",'Inverter-Full Data'!G625,\",\",'Inverter-Full Data'!F625,\",\",'Inverter-Full Data'!H625,\"'\")","v":"'Beyond Building Group     SR1500TLI [208V],Y,94.5,N'"}]
[{"$f":"CONCATENATE(\"'\",'Inverter-Full Data'!A626,\"     \",'Inverter-Full Data'!B626,\",\",'Inverter-Full Data'!G626,\",\",'Inverter-Full Data'!F626,\",\",'Inverter-Full Data'!H626,\"'\")","v":"'Beyond Building Group     SR1500TLI [240V],Y,94.5,N'"}]
[{"$f":"CONCATENATE(\"'\",'Inverter-Full Data'!A627,\"     \",'Inverter-Full Data'!B627,\",\",'Inverter-Full Data'!G627,\",\",'Inverter-Full Data'!F627,\",\",'Inverter-Full Data'!H627,\"'\")","v":"'Beyond Building Group     SR2000TLI [208V],Y,95.5,N'"}]
[{"$f":"CONCATENATE(\"'\",'Inverter-Full Data'!A628,\"     \",'Inverter-Full Data'!B628,\",\",'Inverter-Full Data'!G628,\",\",'Inverter-Full Data'!F628,\",\",'Inverter-Full Data'!H628,\"'\")","v":"'Beyond Building Group     SR2000TLI [240V],Y,95,N'"}]
[{"$f":"CONCATENATE(\"'\",'Inverter-Full Data'!A629,\"     \",'Inverter-Full Data'!B629,\",\",'Inverter-Full Data'!G629,\",\",'Inverter-Full Data'!F629,\",\",'Inverter-Full Data'!H629,\"'\")","v":"'Beyond Building Group     SR3000TLI [208V],Y,95.5,N'"}]
[{"$f":"CONCATENATE(\"'\",'Inverter-Full Data'!A630,\"     \",'Inverter-Full Data'!B630,\",\",'Inverter-Full Data'!G630,\",\",'Inverter-Full Data'!F630,\",\",'Inverter-Full Data'!H630,\"'\")","v":"'Beyond Building Group     SR3000TLI [240V],Y,95.5,N'"}]
[{"$f":"CONCATENATE(\"'\",'Inverter-Full Data'!A631,\"     \",'Inverter-Full Data'!B631,\",\",'Inverter-Full Data'!G631,\",\",'Inverter-Full Data'!F631,\",\",'Inverter-Full Data'!H631,\"'\")","v":"'Beyond Building Group     SR4000TLI [208V],Y,95.5,N'"}]
[{"$f":"CONCATENATE(\"'\",'Inverter-Full Data'!A632,\"     \",'Inverter-Full Data'!B632,\",\",'Inverter-Full Data'!G632,\",\",'Inverter-Full Data'!F632,\",\",'Inverter-Full Data'!H632,\"'\")","v":"'Beyond Building Group     SR4000TLI [240V],Y,96,N'"}]
[{"$f":"CONCATENATE(\"'\",'Inverter-Full Data'!A633,\"     \",'Inverter-Full Data'!B633,\",\",'Inverter-Full Data'!G633,\",\",'Inverter-Full Data'!F633,\",\",'Inverter-Full Data'!H633,\"'\")","v":"'Beyond Building Systems     SR2000TL-US-240 [240V],Y,94.5,N'"}]
[{"$f":"CONCATENATE(\"'\",'Inverter-Full Data'!A634,\"     \",'Inverter-Full Data'!B634,\",\",'Inverter-Full Data'!G634,\",\",'Inverter-Full Data'!F634,\",\",'Inverter-Full Data'!H634,\"'\")","v":"'Beyond Building Systems     SR3000TL-US-240 [240V],Y,95,N'"}]
[{"$f":"CONCATENATE(\"'\",'Inverter-Full Data'!A635,\"     \",'Inverter-Full Data'!B635,\",\",'Inverter-Full Data'!G635,\",\",'Inverter-Full Data'!F635,\",\",'Inverter-Full Data'!H635,\"'\")","v":"'Beyond Building Systems     SR4200TL-US-240 [240V],Y,95.5,N'"}]
[{"$f":"CONCATENATE(\"'\",'Inverter-Full Data'!A636,\"     \",'Inverter-Full Data'!B636,\",\",'Inverter-Full Data'!G636,\",\",'Inverter-Full Data'!F636,\",\",'Inverter-Full Data'!H636,\"'\")","v":"'Beyond Building Systems     SR5000TL-US-240 [240V],Y,95.5,N'"}]
[{"$f":"CONCATENATE(\"'\",'Inverter-Full Data'!A637,\"     \",'Inverter-Full Data'!B637,\",\",'Inverter-Full Data'!G637,\",\",'Inverter-Full Data'!F637,\",\",'Inverter-Full Data'!H637,\"'\")","v":"'Canadian Solar Inc.     CM-240-EC,N,96,Y'"}]
[{"$f":"CONCATENATE(\"'\",'Inverter-Full Data'!A638,\"     \",'Inverter-Full Data'!B638,\",\",'Inverter-Full Data'!G638,\",\",'Inverter-Full Data'!F638,\",\",'Inverter-Full Data'!H638,\"'\")","v":"'Canadian Solar Inc.     CS6P-245M-EA,N,96,Y'"}]
[{"$f":"CONCATENATE(\"'\",'Inverter-Full Data'!A639,\"     \",'Inverter-Full Data'!B639,\",\",'Inverter-Full Data'!G639,\",\",'Inverter-Full Data'!F639,\",\",'Inverter-Full Data'!H639,\"'\")","v":"'Canadian Solar Inc.     CS6P-245P-EA,N,96,Y'"}]
[{"$f":"CONCATENATE(\"'\",'Inverter-Full Data'!A640,\"     \",'Inverter-Full Data'!B640,\",\",'Inverter-Full Data'!G640,\",\",'Inverter-Full Data'!F640,\",\",'Inverter-Full Data'!H640,\"'\")","v":"'Canadian Solar Inc.     CS6P-250M-EA,N,96,Y'"}]
[{"$f":"CONCATENATE(\"'\",'Inverter-Full Data'!A641,\"     \",'Inverter-Full Data'!B641,\",\",'Inverter-Full Data'!G641,\",\",'Inverter-Full Data'!F641,\",\",'Inverter-Full Data'!H641,\"'\")","v":"'Canadian Solar Inc.     CS6P-250P-EA,N,96,Y'"}]
[{"$f":"CONCATENATE(\"'\",'Inverter-Full Data'!A642,\"     \",'Inverter-Full Data'!B642,\",\",'Inverter-Full Data'!G642,\",\",'Inverter-Full Data'!F642,\",\",'Inverter-Full Data'!H642,\"'\")","v":"'Canadian Solar Inc.     CS6P-255M-EA,N,96,Y'"}]
[{"$f":"CONCATENATE(\"'\",'Inverter-Full Data'!A643,\"     \",'Inverter-Full Data'!B643,\",\",'Inverter-Full Data'!G643,\",\",'Inverter-Full Data'!F643,\",\",'Inverter-Full Data'!H643,\"'\")","v":"'Canadian Solar Inc.     CS6P-255P-EA,N,96,Y'"}]
[{"$f":"CONCATENATE(\"'\",'Inverter-Full Data'!A644,\"     \",'Inverter-Full Data'!B644,\",\",'Inverter-Full Data'!G644,\",\",'Inverter-Full Data'!F644,\",\",'Inverter-Full Data'!H644,\"'\")","v":"'Canadian Solar Inc.     CS6P-260M-EA,N,96,Y'"}]
[{"$f":"CONCATENATE(\"'\",'Inverter-Full Data'!A645,\"     \",'Inverter-Full Data'!B645,\",\",'Inverter-Full Data'!G645,\",\",'Inverter-Full Data'!F645,\",\",'Inverter-Full Data'!H645,\"'\")","v":"'Canadian Solar Inc.     CS6P-260P-EA,N,96,Y'"}]
[{"$f":"CONCATENATE(\"'\",'Inverter-Full Data'!A646,\"     \",'Inverter-Full Data'!B646,\",\",'Inverter-Full Data'!G646,\",\",'Inverter-Full Data'!F646,\",\",'Inverter-Full Data'!H646,\"'\")","v":"'Canadian Solar Inc.     CM-260-EC,N,96,Y'"}]
[{"$f":"CONCATENATE(\"'\",'Inverter-Full Data'!A647,\"     \",'Inverter-Full Data'!B647,\",\",'Inverter-Full Data'!G647,\",\",'Inverter-Full Data'!F647,\",\",'Inverter-Full Data'!H647,\"'\")","v":"'Canadian Solar Inc.     CM-280-EC,N,96,Y'"}]
[{"$f":"CONCATENATE(\"'\",'Inverter-Full Data'!A648,\"     \",'Inverter-Full Data'!B648,\",\",'Inverter-Full Data'!G648,\",\",'Inverter-Full Data'!F648,\",\",'Inverter-Full Data'!H648,\"'\")","v":"'Canadian Solar Inc.     CM-300-EC,N,96,Y'"}]
[{"$f":"CONCATENATE(\"'\",'Inverter-Full Data'!A649,\"     \",'Inverter-Full Data'!B649,\",\",'Inverter-Full Data'!G649,\",\",'Inverter-Full Data'!F649,\",\",'Inverter-Full Data'!H649,\"'\")","v":"'Canadian Solar Inc.     CSI-3000TL-CT [208V],Y,96,N'"}]
[{"$f":"CONCATENATE(\"'\",'Inverter-Full Data'!A650,\"     \",'Inverter-Full Data'!B650,\",\",'Inverter-Full Data'!G650,\",\",'Inverter-Full Data'!F650,\",\",'Inverter-Full Data'!H650,\"'\")","v":"'Canadian Solar Inc.     CSI-3000TL-CT [240V],Y,96.5,N'"}]
[{"$f":"CONCATENATE(\"'\",'Inverter-Full Data'!A651,\"     \",'Inverter-Full Data'!B651,\",\",'Inverter-Full Data'!G651,\",\",'Inverter-Full Data'!F651,\",\",'Inverter-Full Data'!H651,\"'\")","v":"'Canadian Solar Inc.     CSI-4000TL-CT [208V],Y,96.5,N'"}]
[{"$f":"CONCATENATE(\"'\",'Inverter-Full Data'!A652,\"     \",'Inverter-Full Data'!B652,\",\",'Inverter-Full Data'!G652,\",\",'Inverter-Full Data'!F652,\",\",'Inverter-Full Data'!H652,\"'\")","v":"'Canadian Solar Inc.     CSI-4000TL-CT [240V],Y,97,N'"}]
[{"$f":"CONCATENATE(\"'\",'Inverter-Full Data'!A653,\"     \",'Inverter-Full Data'!B653,\",\",'Inverter-Full Data'!G653,\",\",'Inverter-Full Data'!F653,\",\",'Inverter-Full Data'!H653,\"'\")","v":"'Canadian Solar Inc.     CSI-5000TL-CT [208V],Y,96.5,N'"}]
[{"$f":"CONCATENATE(\"'\",'Inverter-Full Data'!A654,\"     \",'Inverter-Full Data'!B654,\",\",'Inverter-Full Data'!G654,\",\",'Inverter-Full Data'!F654,\",\",'Inverter-Full Data'!H654,\"'\")","v":"'Canadian Solar Inc.     CSI-5000TL-CT [240V],Y,97,N'"}]
[{"$f":"CONCATENATE(\"'\",'Inverter-Full Data'!A655,\"     \",'Inverter-Full Data'!B655,\",\",'Inverter-Full Data'!G655,\",\",'Inverter-Full Data'!F655,\",\",'Inverter-Full Data'!H655,\"'\")","v":"'Canadian Solar Inc.     CSI-6000TL-CT [208V],Y,96.5,N'"}]
[{"$f":"CONCATENATE(\"'\",'Inverter-Full Data'!A656,\"     \",'Inverter-Full Data'!B656,\",\",'Inverter-Full Data'!G656,\",\",'Inverter-Full Data'!F656,\",\",'Inverter-Full Data'!H656,\"'\")","v":"'Canadian Solar Inc.     CSI-6000TL-CT [240V],Y,97,N'"}]
[{"$f":"CONCATENATE(\"'\",'Inverter-Full Data'!#REF!,\"     \",'Inverter-Full Data'!#REF!,\",\",'Inverter-Full Data'!#REF!,\",\",'Inverter-Full Data'!#REF!,\",\",'Inverter-Full Data'!#REF!,\"'\")","v":{"$error":"#REF!"}}]
[{"$f":"CONCATENATE(\"'\",'Inverter-Full Data'!#REF!,\"     \",'Inverter-Full Data'!#REF!,\",\",'Inverter-Full Data'!#REF!,\",\",'Inverter-Full Data'!#REF!,\",\",'Inverter-Full Data'!#REF!,\"'\")","v":{"$error":"#REF!"}}]
[{"$f":"CONCATENATE(\"'\",'Inverter-Full Data'!#REF!,\"     \",'Inverter-Full Data'!#REF!,\",\",'Inverter-Full Data'!#REF!,\",\",'Inverter-Full Data'!#REF!,\",\",'Inverter-Full Data'!#REF!,\"'\")","v":{"$error":"#REF!"}}]
[{"$f":"CONCATENATE(\"'\",'Inverter-Full Data'!#REF!,\"     \",'Inverter-Full Data'!#REF!,\",\",'Inverter-Full Data'!#REF!,\",\",'Inverter-Full Data'!#REF!,\",\",'Inverter-Full Data'!#REF!,\"'\")","v":{"$error":"#REF!"}}]
[{"$f":"CONCATENATE(\"'\",'Inverter-Full Data'!A659,\"     \",'Inverter-Full Data'!B659,\",\",'Inverter-Full Data'!G659,\",\",'Inverter-Full Data'!F659,\",\",'Inverter-Full Data'!H659,\"'\")","v":"'Canadian Solar Inc.     CSI-36KTL-CT,Y,98,N'"}]
[{"$f":"CONCATENATE(\"'\",'Inverter-Full Data'!A660,\"     \",'Inverter-Full Data'!B660,\",\",'Inverter-Full Data'!G660,\",\",'Inverter-Full Data'!F660,\",\",'Inverter-Full Data'!H660,\"'\")","v":"'Canadian Solar Inc.     CSI-50KTL-CT [480V],N,98.5,N'"}]
[{"$f":"CONCATENATE(\"'\",'Inverter-Full Data'!#REF!,\"     \",'Inverter-Full Data'!#REF!,\",\",'Inverter-Full Data'!#REF!,\",\",'Inverter-Full Data'!#REF!,\",\",'Inverter-Full Data'!#REF!,\"'\")","v":{"$error":"#REF!"}}]
[{"$f":"CONCATENATE(\"'\",'Inverter-Full Data'!#REF!,\"     \",'Inverter-Full Data'!#REF!,\",\",'Inverter-Full Data'!#REF!,\",\",'Inverter-Full Data'!#REF!,\",\",'Inverter-Full Data'!#REF!,\"'\")","v":{"$error":"#REF!"}}]
[{"$f":"CONCATENATE(\"'\",'Inverter-Full Data'!#REF!,\"     \",'Inverter-Full Data'!#REF!,\",\",'Inverter-Full Data'!#REF!,\",\",'Inverter-Full Data'!#REF!,\",\",'Inverter-Full Data'!#REF!,\"'\")","v":{"$error":"#REF!"}}]
[{"$f":"CONCATENATE(\"'\",'Inverter-Full Data'!#REF!,\"     \",'Inverter-Full Data'!#REF!,\",\",'Inverter-Full Data'!#REF!,\",\",'Inverter-Full Data'!#REF!,\",\",'Inverter-Full Data'!#REF!,\"'\")","v":{"$error":"#REF!"}}]
[{"$f":"CONCATENATE(\"'\",'Inverter-Full Data'!#REF!,\"     \",'Inverter-Full Data'!#REF!,\",\",'Inverter-Full Data'!#REF!,\",\",'Inverter-Full Data'!#REF!,\",\",'Inverter-Full Data'!#REF!,\"'\")","v":{"$error":"#REF!"}}]
[{"$f":"CONCATENATE(\"'\",'Inverter-Full Data'!#REF!,\"     \",'Inverter-Full Data'!#REF!,\",\",'Inverter-Full Data'!#REF!,\",\",'Inverter-Full Data'!#REF!,\",\",'Inverter-Full Data'!#REF!,\"'\")","v":{"$error":"#REF!"}}]
[{"$f":"CONCATENATE(\"'\",'Inverter-Full Data'!#REF!,\"     \",'Inverter-Full Data'!#REF!,\",\",'Inverter-Full Data'!#REF!,\",\",'Inverter-Full Data'!#REF!,\",\",'Inverter-Full Data'!#REF!,\"'\")","v":{"$error":"#REF!"}}]
[{"$f":"CONCATENATE(\"'\",'Inverter-Full Data'!#REF!,\"     \",'Inverter-Full Data'!#REF!,\",\",'Inverter-Full Data'!#REF!,\",\",'Inverter-Full Data'!#REF!,\",\",'Inverter-Full Data'!#REF!,\"'\")","v":{"$error":"#REF!"}}]
[{"$f":"CONCATENATE(\"'\",'Inverter-Full Data'!A661,\"     \",'Inverter-Full Data'!B661,\",\",'Inverter-Full Data'!G661,\",\",'Inverter-Full Data'!F661,\",\",'Inverter-Full Data'!H661,\"'\")","v":"'Canadian Solar Inc.     CSI-60KTL-CT [480V],N,98.5,N'"}]
[{"$f":"CONCATENATE(\"'\",'Inverter-Full Data'!A662,\"     \",'Inverter-Full Data'!B662,\",\",'Inverter-Full Data'!G662,\",\",'Inverter-Full Data'!F662,\",\",'Inverter-Full Data'!H662,\"'\")","v":"'Carlo Gavazzi     ISGA 1 22 [240V],Y,94.5,N'"}]
[{"$f":"CONCATENATE(\"'\",'Inverter-Full Data'!A664,\"     \",'Inverter-Full Data'!B664,\",\",'Inverter-Full Data'!G664,\",\",'Inverter-Full Data'!F664,\",\",'Inverter-Full Data'!H664,\"'\")","v":"'Carlo Gavazzi     ISGA 1 42 [240V],Y,95.5,N'"}]
[{"$f":"CONCATENATE(\"'\",'Inverter-Full Data'!#REF!,\"     \",'Inverter-Full Data'!#REF!,\",\",'Inverter-Full Data'!#REF!,\",\",'Inverter-Full Data'!#REF!,\",\",'Inverter-Full Data'!#REF!,\"'\")","v":{"$error":"#REF!"}}]
[{"$f":"CONCATENATE(\"'\",'Inverter-Full Data'!#REF!,\"     \",'Inverter-Full Data'!#REF!,\",\",'Inverter-Full Data'!#REF!,\",\",'Inverter-Full Data'!#REF!,\",\",'Inverter-Full Data'!#REF!,\"'\")","v":{"$error":"#REF!"}}]
[{"$f":"CONCATENATE(\"'\",'Inverter-Full Data'!A665,\"     \",'Inverter-Full Data'!B665,\",\",'Inverter-Full Data'!G665,\",\",'Inverter-Full Data'!F665,\",\",'Inverter-Full Data'!H665,\"'\")","v":"'Carlo Gavazzi     ISGA 1 53 [240V],Y,95.5,N'"}]
[{"$f":"CONCATENATE(\"'\",'Inverter-Full Data'!A666,\"     \",'Inverter-Full Data'!B666,\",\",'Inverter-Full Data'!G666,\",\",'Inverter-Full Data'!F666,\",\",'Inverter-Full Data'!H666,\"'\")","v":"'CFM Equipment Distributors     Green Power 1100 [120V],Y,90.5,N'"}]
[{"$f":"CONCATENATE(\"'\",'Inverter-Full Data'!A667,\"     \",'Inverter-Full Data'!B667,\",\",'Inverter-Full Data'!G667,\",\",'Inverter-Full Data'!F667,\",\",'Inverter-Full Data'!H667,\"'\")","v":"'CFM Equipment Distributors     Green Power 2000 [240V],Y,92,N'"}]
[{"$f":"CONCATENATE(\"'\",'Inverter-Full Data'!A668,\"     \",'Inverter-Full Data'!B668,\",\",'Inverter-Full Data'!G668,\",\",'Inverter-Full Data'!F668,\",\",'Inverter-Full Data'!H668,\"'\")","v":"'CFM Equipment Distributors     Green Power 2500 [240V],Y,94.5,N'"}]
[{"$f":"CONCATENATE(\"'\",'Inverter-Full Data'!A669,\"     \",'Inverter-Full Data'!B669,\",\",'Inverter-Full Data'!G669,\",\",'Inverter-Full Data'!F669,\",\",'Inverter-Full Data'!H669,\"'\")","v":"'CFM Equipment Distributors     Green Power 3000 [240V],Y,93.5,N'"}]
[{"$f":"CONCATENATE(\"'\",'Inverter-Full Data'!A670,\"     \",'Inverter-Full Data'!B670,\",\",'Inverter-Full Data'!G670,\",\",'Inverter-Full Data'!F670,\",\",'Inverter-Full Data'!H670,\"'\")","v":"'CFM Equipment Distributors     Green Power 3500 [240V],Y,95.5,N'"}]
[{"$f":"CONCATENATE(\"'\",'Inverter-Full Data'!A671,\"     \",'Inverter-Full Data'!B671,\",\",'Inverter-Full Data'!G671,\",\",'Inverter-Full Data'!F671,\",\",'Inverter-Full Data'!H671,\"'\")","v":"'CFM Equipment Distributors     Green Power 4600 [208V],Y,95.5,N'"}]
[{"$f":"CONCATENATE(\"'\",'Inverter-Full Data'!A672,\"     \",'Inverter-Full Data'!B672,\",\",'Inverter-Full Data'!G672,\",\",'Inverter-Full Data'!F672,\",\",'Inverter-Full Data'!H672,\"'\")","v":"'CFM Equipment Distributors     Green Power 4800 [240V],Y,96,N'"}]
[{"$f":"CONCATENATE(\"'\",'Inverter-Full Data'!A673,\"     \",'Inverter-Full Data'!B673,\",\",'Inverter-Full Data'!G673,\",\",'Inverter-Full Data'!F673,\",\",'Inverter-Full Data'!H673,\"'\")","v":"'CFM Equipment Distributors     Green Power 5200 [240V],Y,96,N'"}]
[{"$f":"CONCATENATE(\"'\",'Inverter-Full Data'!A674,\"     \",'Inverter-Full Data'!B674,\",\",'Inverter-Full Data'!G674,\",\",'Inverter-Full Data'!F674,\",\",'Inverter-Full Data'!H674,\"'\")","v":"'Changzhou Nesl Solartech     DJ-230P-ST15 [240V],N,94.5,Y'"}]
[{"$f":"CONCATENATE(\"'\",'Inverter-Full Data'!A675,\"     \",'Inverter-Full Data'!B675,\",\",'Inverter-Full Data'!G675,\",\",'Inverter-Full Data'!F675,\",\",'Inverter-Full Data'!H675,\"'\")","v":"'Changzhou Nesl Solartech     DJ-235P-ST15 [240V],N,94.5,Y'"}]
[{"$f":"CONCATENATE(\"'\",'Inverter-Full Data'!A676,\"     \",'Inverter-Full Data'!B676,\",\",'Inverter-Full Data'!G676,\",\",'Inverter-Full Data'!F676,\",\",'Inverter-Full Data'!H676,\"'\")","v":"'Changzhou Nesl Solartech     DJ-240DA/C-ST15 [240V],N,94.5,Y'"}]
[{"$f":"CONCATENATE(\"'\",'Inverter-Full Data'!A677,\"     \",'Inverter-Full Data'!B677,\",\",'Inverter-Full Data'!G677,\",\",'Inverter-Full Data'!F677,\",\",'Inverter-Full Data'!H677,\"'\")","v":"'Changzhou Nesl Solartech     DJ-240P-ST15 [240V],N,94.5,Y'"}]
[{"$f":"CONCATENATE(\"'\",'Inverter-Full Data'!A678,\"     \",'Inverter-Full Data'!B678,\",\",'Inverter-Full Data'!G678,\",\",'Inverter-Full Data'!F678,\",\",'Inverter-Full Data'!H678,\"'\")","v":"'Changzhou Nesl Solartech     DJ-245DA/C-ST15 [240V],N,94.5,Y'"}]
[{"$f":"CONCATENATE(\"'\",'Inverter-Full Data'!A679,\"     \",'Inverter-Full Data'!B679,\",\",'Inverter-Full Data'!G679,\",\",'Inverter-Full Data'!F679,\",\",'Inverter-Full Data'!H679,\"'\")","v":"'Changzhou Nesl Solartech     DJ-250DA/C-ST15 [240V],N,94.5,Y'"}]
[{"$f":"CONCATENATE(\"'\",'Inverter-Full Data'!A680,\"     \",'Inverter-Full Data'!B680,\",\",'Inverter-Full Data'!G680,\",\",'Inverter-Full Data'!F680,\",\",'Inverter-Full Data'!H680,\"'\")","v":"'Changzhou Nesl Solartech     DJ-255D/C-ST15 [240V],N,94.5,'"}]
[{"$f":"CONCATENATE(\"'\",'Inverter-Full Data'!#REF!,\"     \",'Inverter-Full Data'!#REF!,\",\",'Inverter-Full Data'!#REF!,\",\",'Inverter-Full Data'!#REF!,\",\",'Inverter-Full Data'!#REF!,\"'\")","v":{"$error":"#REF!"}}]
[{"$f":"CONCATENATE(\"'\",'Inverter-Full Data'!A681,\"     \",'Inverter-Full Data'!B681,\",\",'Inverter-Full Data'!G681,\",\",'Inverter-Full Data'!F681,\",\",'Inverter-Full Data'!H681,\"'\")","v":"'Chiconypower     MU300SAP2 [240V],N,96,Y'"}]
[{"$f":"CONCATENATE(\"'\",'Inverter-Full Data'!#REF!,\"     \",'Inverter-Full Data'!#REF!,\",\",'Inverter-Full Data'!#REF!,\",\",'Inverter-Full Data'!#REF!,\",\",'Inverter-Full Data'!#REF!,\"'\")","v":{"$error":"#REF!"}}]
[{"$f":"CONCATENATE(\"'\",'Inverter-Full Data'!A682,\"     \",'Inverter-Full Data'!B682,\",\",'Inverter-Full Data'!G682,\",\",'Inverter-Full Data'!F682,\",\",'Inverter-Full Data'!H682,\"'\")","v":"'Chilicon Power, LLC     CP-250-60-208/240-MC4 [208V],N,96,Y'"}]
[{"$f":"CONCATENATE(\"'\",'Inverter-Full Data'!A683,\"     \",'Inverter-Full Data'!B683,\",\",'Inverter-Full Data'!G683,\",\",'Inverter-Full Data'!F683,\",\",'Inverter-Full Data'!H683,\"'\")","v":"'Chilicon Power, LLC     CP-250-60-208/240-MC4 [240V],N,96,Y'"}]
[{"$f":"CONCATENATE(\"'\",'Inverter-Full Data'!A684,\"     \",'Inverter-Full Data'!B684,\",\",'Inverter-Full Data'!G684,\",\",'Inverter-Full Data'!F684,\",\",'Inverter-Full Data'!H684,\"'\")","v":"'Chilicon Power, LLC     CP-250E-60/72-208/240-MC4 [208V],N,95.5,Y'"}]
[{"$f":"CONCATENATE(\"'\",'Inverter-Full Data'!A685,\"     \",'Inverter-Full Data'!B685,\",\",'Inverter-Full Data'!G685,\",\",'Inverter-Full Data'!F685,\",\",'Inverter-Full Data'!H685,\"'\")","v":"'Chilicon Power, LLC     CP-250E-60/72-208/240-MC4 [240V],N,96,Y'"}]
[{"$f":"CONCATENATE(\"'\",'Inverter-Full Data'!A686,\"     \",'Inverter-Full Data'!B686,\",\",'Inverter-Full Data'!G686,\",\",'Inverter-Full Data'!F686,\",\",'Inverter-Full Data'!H686,\"'\")","v":"'Chint Power Systems America     CPS SCA3KTL-O/US [208V],Y,96,N'"}]
[{"$f":"CONCATENATE(\"'\",'Inverter-Full Data'!A687,\"     \",'Inverter-Full Data'!B687,\",\",'Inverter-Full Data'!G687,\",\",'Inverter-Full Data'!F687,\",\",'Inverter-Full Data'!H687,\"'\")","v":"'Chint Power Systems America     CPS SCA3KTL-O/US [240V],Y,96.5,N'"}]
[{"$f":"CONCATENATE(\"'\",'Inverter-Full Data'!A688,\"     \",'Inverter-Full Data'!B688,\",\",'Inverter-Full Data'!G688,\",\",'Inverter-Full Data'!F688,\",\",'Inverter-Full Data'!H688,\"'\")","v":"'Chint Power Systems America     CPS SCE4KTL-O US [208V],Y,97,N'"}]
[{"$f":"CONCATENATE(\"'\",'Inverter-Full Data'!A689,\"     \",'Inverter-Full Data'!B689,\",\",'Inverter-Full Data'!G689,\",\",'Inverter-Full Data'!F689,\",\",'Inverter-Full Data'!H689,\"'\")","v":"'Chint Power Systems America     CPS SCA4KTL-O/US [208V],Y,96.5,N'"}]
[{"$f":"CONCATENATE(\"'\",'Inverter-Full Data'!A690,\"     \",'Inverter-Full Data'!B690,\",\",'Inverter-Full Data'!G690,\",\",'Inverter-Full Data'!F690,\",\",'Inverter-Full Data'!H690,\"'\")","v":"'Chint Power Systems America     CPS SCE4KTL-O US [240V],Y,97,N'"}]
[{"$f":"CONCATENATE(\"'\",'Inverter-Full Data'!A691,\"     \",'Inverter-Full Data'!B691,\",\",'Inverter-Full Data'!G691,\",\",'Inverter-Full Data'!F691,\",\",'Inverter-Full Data'!H691,\"'\")","v":"'Chint Power Systems America     CPS SCE4KTL-O US [277V],Y,97,N'"}]
[{"$f":"CONCATENATE(\"'\",'Inverter-Full Data'!A692,\"     \",'Inverter-Full Data'!B692,\",\",'Inverter-Full Data'!G692,\",\",'Inverter-Full Data'!F692,\",\",'Inverter-Full Data'!H692,\"'\")","v":"'Chint Power Systems America     CPS SCA4KTL-O/US [240V],Y,97,N'"}]
[{"$f":"CONCATENATE(\"'\",'Inverter-Full Data'!A693,\"     \",'Inverter-Full Data'!B693,\",\",'Inverter-Full Data'!G693,\",\",'Inverter-Full Data'!F693,\",\",'Inverter-Full Data'!H693,\"'\")","v":"'Chint Power Systems America     CPS SCE5KTL-O US [208V],Y,97,N'"}]
[{"$f":"CONCATENATE(\"'\",'Inverter-Full Data'!A694,\"     \",'Inverter-Full Data'!B694,\",\",'Inverter-Full Data'!G694,\",\",'Inverter-Full Data'!F694,\",\",'Inverter-Full Data'!H694,\"'\")","v":"'Chint Power Systems America     CPS SCA5KTL-O US [208V],Y,96.5,N'"}]
[{"$f":"CONCATENATE(\"'\",'Inverter-Full Data'!A695,\"     \",'Inverter-Full Data'!B695,\",\",'Inverter-Full Data'!G695,\",\",'Inverter-Full Data'!F695,\",\",'Inverter-Full Data'!H695,\"'\")","v":"'Chint Power Systems America     CPS SCE5KTL-O US [240V],Y,97,N'"}]
[{"$f":"CONCATENATE(\"'\",'Inverter-Full Data'!A696,\"     \",'Inverter-Full Data'!B696,\",\",'Inverter-Full Data'!G696,\",\",'Inverter-Full Data'!F696,\",\",'Inverter-Full Data'!H696,\"'\")","v":"'Chint Power Systems America     CPS SCE5KTL-O US [277V],Y,97,N'"}]
[{"$f":"CONCATENATE(\"'\",'Inverter-Full Data'!A697,\"     \",'Inverter-Full Data'!B697,\",\",'Inverter-Full Data'!G697,\",\",'Inverter-Full Data'!F697,\",\",'Inverter-Full Data'!H697,\"'\")","v":"'Chint Power Systems America     CPS SCA5KTL-O US [240V],Y,97,N'"}]
[{"$f":"CONCATENATE(\"'\",'Inverter-Full Data'!A698,\"     \",'Inverter-Full Data'!B698,\",\",'Inverter-Full Data'!G698,\",\",'Inverter-Full Data'!F698,\",\",'Inverter-Full Data'!H698,\"'\")","v":"'Chint Power Systems America     CPS SCA6KTL-O US [208V],Y,96.5,N'"}]
[{"$f":"CONCATENATE(\"'\",'Inverter-Full Data'!A699,\"     \",'Inverter-Full Data'!B699,\",\",'Inverter-Full Data'!G699,\",\",'Inverter-Full Data'!F699,\",\",'Inverter-Full Data'!H699,\"'\")","v":"'Chint Power Systems America     CPS SCE6KTL-O US [208V],Y,97,N'"}]
[{"$f":"CONCATENATE(\"'\",'Inverter-Full Data'!A700,\"     \",'Inverter-Full Data'!B700,\",\",'Inverter-Full Data'!G700,\",\",'Inverter-Full Data'!F700,\",\",'Inverter-Full Data'!H700,\"'\")","v":"'Chint Power Systems America     CPS SCA6KTL-O US [240V],Y,97,N'"}]
[{"$f":"CONCATENATE(\"'\",'Inverter-Full Data'!A701,\"     \",'Inverter-Full Data'!B701,\",\",'Inverter-Full Data'!G701,\",\",'Inverter-Full Data'!F701,\",\",'Inverter-Full Data'!H701,\"'\")","v":"'Chint Power Systems America     CPS SCE6KTL-O US [240V],Y,97,N'"}]
[{"$f":"CONCATENATE(\"'\",'Inverter-Full Data'!A702,\"     \",'Inverter-Full Data'!B702,\",\",'Inverter-Full Data'!G702,\",\",'Inverter-Full Data'!F702,\",\",'Inverter-Full Data'!H702,\"'\")","v":"'Chint Power Systems America     CPS SCE6KTL-O US [277V],Y,97,N'"}]
[{"$f":"CONCATENATE(\"'\",'Inverter-Full Data'!A703,\"     \",'Inverter-Full Data'!B703,\",\",'Inverter-Full Data'!G703,\",\",'Inverter-Full Data'!F703,\",\",'Inverter-Full Data'!H703,\"'\")","v":"'Chint Power Systems America     CPS SCE7KTL-O US [240V],Y,97,N'"}]
[{"$f":"CONCATENATE(\"'\",'Inverter-Full Data'!A704,\"     \",'Inverter-Full Data'!B704,\",\",'Inverter-Full Data'!G704,\",\",'Inverter-Full Data'!F704,\",\",'Inverter-Full Data'!H704,\"'\")","v":"'Chint Power Systems America     CPS SCE7KTL-O US [208V],Y,97,N'"}]
[{"$f":"CONCATENATE(\"'\",'Inverter-Full Data'!A705,\"     \",'Inverter-Full Data'!B705,\",\",'Inverter-Full Data'!G705,\",\",'Inverter-Full Data'!F705,\",\",'Inverter-Full Data'!H705,\"'\")","v":"'Chint Power Systems America     CPS SCE7KTL-O US [277V],Y,97,N'"}]
[{"$f":"CONCATENATE(\"'\",'Inverter-Full Data'!A706,\"     \",'Inverter-Full Data'!B706,\",\",'Inverter-Full Data'!G706,\",\",'Inverter-Full Data'!F706,\",\",'Inverter-Full Data'!H706,\"'\")","v":"'Chint Power Systems America     CPS SC14KTL-DO/xx-208 [208V],Y,96,N'"}]
[{"$f":"CONCATENATE(\"'\",'Inverter-Full Data'!A707,\"     \",'Inverter-Full Data'!B707,\",\",'Inverter-Full Data'!G707,\",\",'Inverter-Full Data'!F707,\",\",'Inverter-Full Data'!H707,\"'\")","v":"'Chint Power Systems America     CPS SC20KTL-DO/xx-480 [480V],Y,97,N'"}]
[{"$f":"CONCATENATE(\"'\",'Inverter-Full Data'!#REF!,\"     \",'Inverter-Full Data'!#REF!,\",\",'Inverter-Full Data'!#REF!,\",\",'Inverter-Full Data'!#REF!,\",\",'Inverter-Full Data'!#REF!,\"'\")","v":{"$error":"#REF!"}}]
[{"$f":"CONCATENATE(\"'\",'Inverter-Full Data'!#REF!,\"     \",'Inverter-Full Data'!#REF!,\",\",'Inverter-Full Data'!#REF!,\",\",'Inverter-Full Data'!#REF!,\",\",'Inverter-Full Data'!#REF!,\"'\")","v":{"$error":"#REF!"}}]
[{"$f":"CONCATENATE(\"'\",'Inverter-Full Data'!A709,\"     \",'Inverter-Full Data'!B709,\",\",'Inverter-Full Data'!G709,\",\",'Inverter-Full Data'!F709,\",\",'Inverter-Full Data'!H709,\"'\")","v":"'Chint Power Systems America     CPS SCA28KTL-DO/US-480 [480V],Y,98,N'"}]
[{"$f":"CONCATENATE(\"'\",'Inverter-Full Data'!A710,\"     \",'Inverter-Full Data'!B710,\",\",'Inverter-Full Data'!G710,\",\",'Inverter-Full Data'!F710,\",\",'Inverter-Full Data'!H710,\"'\")","v":"'Chint Power Systems America     CPS SCA36KTL-DO/US [480V],Y,98,N'"}]
[{"$f":"CONCATENATE(\"'\",'Inverter-Full Data'!#REF!,\"     \",'Inverter-Full Data'!#REF!,\",\",'Inverter-Full Data'!#REF!,\",\",'Inverter-Full Data'!#REF!,\",\",'Inverter-Full Data'!#REF!,\"'\")","v":{"$error":"#REF!"}}]
[{"$f":"CONCATENATE(\"'\",'Inverter-Full Data'!A711,\"     \",'Inverter-Full Data'!B711,\",\",'Inverter-Full Data'!G711,\",\",'Inverter-Full Data'!F711,\",\",'Inverter-Full Data'!H711,\"'\")","v":"'Chint Power Systems America     CPS SCA50KTL-DO/US-480 [480V],Y,98.5,N'"}]
[{"$f":"CONCATENATE(\"'\",'Inverter-Full Data'!#REF!,\"     \",'Inverter-Full Data'!#REF!,\",\",'Inverter-Full Data'!#REF!,\",\",'Inverter-Full Data'!#REF!,\",\",'Inverter-Full Data'!#REF!,\"'\")","v":{"$error":"#REF!"}}]
[{"$f":"CONCATENATE(\"'\",'Inverter-Full Data'!A712,\"     \",'Inverter-Full Data'!B712,\",\",'Inverter-Full Data'!G712,\",\",'Inverter-Full Data'!F712,\",\",'Inverter-Full Data'!H712,\"'\")","v":"'Chint Power Systems America     CPS SCA60KTL-DO/US-480 [480V],Y,98.5,N'"}]
[{"$f":"CONCATENATE(\"'\",'Inverter-Full Data'!A713,\"     \",'Inverter-Full Data'!B713,\",\",'Inverter-Full Data'!G713,\",\",'Inverter-Full Data'!F713,\",\",'Inverter-Full Data'!H713,\"'\")","v":"'Chint Power Systems America     CPS SC100KT-O/xx-480 [480V],Y,96,N'"}]
[{"$f":"CONCATENATE(\"'\",'Inverter-Full Data'!A714,\"     \",'Inverter-Full Data'!B714,\",\",'Inverter-Full Data'!G714,\",\",'Inverter-Full Data'!F714,\",\",'Inverter-Full Data'!H714,\"'\")","v":"'Chint Power Systems America     CPS SCH100KTL-DO/US-600 [600V],N,98.5,N'"}]
[{"$f":"CONCATENATE(\"'\",'Inverter-Full Data'!A715,\"     \",'Inverter-Full Data'!B715,\",\",'Inverter-Full Data'!G715,\",\",'Inverter-Full Data'!F715,\",\",'Inverter-Full Data'!H715,\"'\")","v":"'Chint Power Systems America     CPS SCH125KTL-DO/US-600 [600V],N,98.5,N'"}]
[{"$f":"CONCATENATE(\"'\",'Inverter-Full Data'!A716,\"     \",'Inverter-Full Data'!B716,\",\",'Inverter-Full Data'!G716,\",\",'Inverter-Full Data'!F716,\",\",'Inverter-Full Data'!H716,\"'\")","v":"'Chint Solar Zhejiang     CHPI3KTL-US [208V],Y,96,N'"}]
[{"$f":"CONCATENATE(\"'\",'Inverter-Full Data'!A717,\"     \",'Inverter-Full Data'!B717,\",\",'Inverter-Full Data'!G717,\",\",'Inverter-Full Data'!F717,\",\",'Inverter-Full Data'!H717,\"'\")","v":"'Chint Solar Zhejiang     CHPI3KTL-US [240V],Y,96.5,N'"}]
[{"$f":"CONCATENATE(\"'\",'Inverter-Full Data'!#REF!,\"     \",'Inverter-Full Data'!#REF!,\",\",'Inverter-Full Data'!#REF!,\",\",'Inverter-Full Data'!#REF!,\",\",'Inverter-Full Data'!#REF!,\"'\")","v":{"$error":"#REF!"}}]
[{"$f":"CONCATENATE(\"'\",'Inverter-Full Data'!A718,\"     \",'Inverter-Full Data'!B718,\",\",'Inverter-Full Data'!G718,\",\",'Inverter-Full Data'!F718,\",\",'Inverter-Full Data'!H718,\"'\")","v":"'Chint Solar Zhejiang     CHPI4KTL-US [208V],Y,96.5,N'"}]
[{"$f":"CONCATENATE(\"'\",'Inverter-Full Data'!A719,\"     \",'Inverter-Full Data'!B719,\",\",'Inverter-Full Data'!G719,\",\",'Inverter-Full Data'!F719,\",\",'Inverter-Full Data'!H719,\"'\")","v":"'Chint Solar Zhejiang     CHPI4KTL-US [240V],Y,97,N'"}]
[{"$f":"CONCATENATE(\"'\",'Inverter-Full Data'!A720,\"     \",'Inverter-Full Data'!B720,\",\",'Inverter-Full Data'!G720,\",\",'Inverter-Full Data'!F720,\",\",'Inverter-Full Data'!H720,\"'\")","v":"'Chint Solar Zhejiang     CHPI5KTL-US [208V],Y,96.5,N'"}]
[{"$f":"CONCATENATE(\"'\",'Inverter-Full Data'!A721,\"     \",'Inverter-Full Data'!B721,\",\",'Inverter-Full Data'!G721,\",\",'Inverter-Full Data'!F721,\",\",'Inverter-Full Data'!H721,\"'\")","v":"'Chint Solar Zhejiang     CHPI5KTL-US [240V],Y,97,N'"}]
[{"$f":"CONCATENATE(\"'\",'Inverter-Full Data'!A722,\"     \",'Inverter-Full Data'!B722,\",\",'Inverter-Full Data'!G722,\",\",'Inverter-Full Data'!F722,\",\",'Inverter-Full Data'!H722,\"'\")","v":"'Chint Solar Zhejiang     CHPI 6KTL-US [208V],Y,96.5,N'"}]
[{"$f":"CONCATENATE(\"'\",'Inverter-Full Data'!A723,\"     \",'Inverter-Full Data'!B723,\",\",'Inverter-Full Data'!G723,\",\",'Inverter-Full Data'!F723,\",\",'Inverter-Full Data'!H723,\"'\")","v":"'Chint Solar Zhejiang     CHPI 6KTL-US [240V],Y,97,N'"}]
[{"$f":"CONCATENATE(\"'\",'Inverter-Full Data'!A724,\"     \",'Inverter-Full Data'!B724,\",\",'Inverter-Full Data'!G724,\",\",'Inverter-Full Data'!F724,\",\",'Inverter-Full Data'!H724,\"'\")","v":"'Chint Solar Zhejiang     CHPI14KTL-US,Y,96,N'"}]
[{"$f":"CONCATENATE(\"'\",'Inverter-Full Data'!A725,\"     \",'Inverter-Full Data'!B725,\",\",'Inverter-Full Data'!G725,\",\",'Inverter-Full Data'!F725,\",\",'Inverter-Full Data'!H725,\"'\")","v":"'Chint Solar Zhejiang     CHPI20KTL-US,Y,97,N'"}]
[{"$f":"CONCATENATE(\"'\",'Inverter-Full Data'!A726,\"     \",'Inverter-Full Data'!B726,\",\",'Inverter-Full Data'!G726,\",\",'Inverter-Full Data'!F726,\",\",'Inverter-Full Data'!H726,\"'\")","v":"'Chint Solar Zhejiang     CHPI 23KTL-US,Y,98,N'"}]
[{"$f":"CONCATENATE(\"'\",'Inverter-Full Data'!A727,\"     \",'Inverter-Full Data'!B727,\",\",'Inverter-Full Data'!G727,\",\",'Inverter-Full Data'!F727,\",\",'Inverter-Full Data'!H727,\"'\")","v":"'Chint Solar Zhejiang     CHPI 28KTL-US,Y,98,N'"}]
[{"$f":"CONCATENATE(\"'\",'Inverter-Full Data'!A728,\"     \",'Inverter-Full Data'!B728,\",\",'Inverter-Full Data'!G728,\",\",'Inverter-Full Data'!F728,\",\",'Inverter-Full Data'!H728,\"'\")","v":"'Concept by US     Power Station PS247-05-180 [120V],Y,94,N'"}]
[{"$f":"CONCATENATE(\"'\",'Inverter-Full Data'!A729,\"     \",'Inverter-Full Data'!B729,\",\",'Inverter-Full Data'!G729,\",\",'Inverter-Full Data'!F729,\",\",'Inverter-Full Data'!H729,\"'\")","v":"'Concept by US     Power Station PS247-10-180 [120V],Y,94,N'"}]
[{"$f":"CONCATENATE(\"'\",'Inverter-Full Data'!A730,\"     \",'Inverter-Full Data'!B730,\",\",'Inverter-Full Data'!G730,\",\",'Inverter-Full Data'!F730,\",\",'Inverter-Full Data'!H730,\"'\")","v":"'Concept by US     Power Station PS247-15-180 [120V],Y,94,N'"}]
[{"$f":"CONCATENATE(\"'\",'Inverter-Full Data'!A731,\"     \",'Inverter-Full Data'!B731,\",\",'Inverter-Full Data'!G731,\",\",'Inverter-Full Data'!F731,\",\",'Inverter-Full Data'!H731,\"'\")","v":"'Connect Renewable Energy     CE 4000 [240V],Y,93,N'"}]
[{"$f":"CONCATENATE(\"'\",'Inverter-Full Data'!A732,\"     \",'Inverter-Full Data'!B732,\",\",'Inverter-Full Data'!G732,\",\",'Inverter-Full Data'!F732,\",\",'Inverter-Full Data'!H732,\"'\")","v":"'Danfoss     MLX 480V [480V],N,98.5,N'"}]
[{"$f":"CONCATENATE(\"'\",'Inverter-Full Data'!A733,\"     \",'Inverter-Full Data'!B733,\",\",'Inverter-Full Data'!G733,\",\",'Inverter-Full Data'!F733,\",\",'Inverter-Full Data'!H733,\"'\")","v":"'Danfoss Solar     DLX 2.0 UL [208V],Y,96.5,N'"}]
[{"$f":"CONCATENATE(\"'\",'Inverter-Full Data'!A734,\"     \",'Inverter-Full Data'!B734,\",\",'Inverter-Full Data'!G734,\",\",'Inverter-Full Data'!F734,\",\",'Inverter-Full Data'!H734,\"'\")","v":"'Danfoss Solar     DLX 2.0 UL [240V],Y,96.5,N'"}]
[{"$f":"CONCATENATE(\"'\",'Inverter-Full Data'!A735,\"     \",'Inverter-Full Data'!B735,\",\",'Inverter-Full Data'!G735,\",\",'Inverter-Full Data'!F735,\",\",'Inverter-Full Data'!H735,\"'\")","v":"'Danfoss Solar     DLX 2.9 UL [240V],Y,96.5,N'"}]
[{"$f":"CONCATENATE(\"'\",'Inverter-Full Data'!A736,\"     \",'Inverter-Full Data'!B736,\",\",'Inverter-Full Data'!G736,\",\",'Inverter-Full Data'!F736,\",\",'Inverter-Full Data'!H736,\"'\")","v":"'Danfoss Solar     DLX 2.9 UL [208V],Y,96.5,N'"}]
[{"$f":"CONCATENATE(\"'\",'Inverter-Full Data'!#REF!,\"     \",'Inverter-Full Data'!#REF!,\",\",'Inverter-Full Data'!#REF!,\",\",'Inverter-Full Data'!#REF!,\",\",'Inverter-Full Data'!#REF!,\"'\")","v":{"$error":"#REF!"}}]
[{"$f":"CONCATENATE(\"'\",'Inverter-Full Data'!A737,\"     \",'Inverter-Full Data'!B737,\",\",'Inverter-Full Data'!G737,\",\",'Inverter-Full Data'!F737,\",\",'Inverter-Full Data'!H737,\"'\")","v":"'Danfoss Solar     DLX 3.8 UL [208V],Y,96.5,N'"}]
[{"$f":"CONCATENATE(\"'\",'Inverter-Full Data'!A738,\"     \",'Inverter-Full Data'!B738,\",\",'Inverter-Full Data'!G738,\",\",'Inverter-Full Data'!F738,\",\",'Inverter-Full Data'!H738,\"'\")","v":"'Danfoss Solar     DLX 3.8 UL [240V],Y,97,N'"}]
[{"$f":"CONCATENATE(\"'\",'Inverter-Full Data'!#REF!,\"     \",'Inverter-Full Data'!#REF!,\",\",'Inverter-Full Data'!#REF!,\",\",'Inverter-Full Data'!#REF!,\",\",'Inverter-Full Data'!#REF!,\"'\")","v":{"$error":"#REF!"}}]
[{"$f":"CONCATENATE(\"'\",'Inverter-Full Data'!A739,\"     \",'Inverter-Full Data'!B739,\",\",'Inverter-Full Data'!G739,\",\",'Inverter-Full Data'!F739,\",\",'Inverter-Full Data'!H739,\"'\")","v":"'Danfoss Solar     DLX 4.4 UL [208V],Y,96.5,N'"}]
[{"$f":"CONCATENATE(\"'\",'Inverter-Full Data'!A740,\"     \",'Inverter-Full Data'!B740,\",\",'Inverter-Full Data'!G740,\",\",'Inverter-Full Data'!F740,\",\",'Inverter-Full Data'!H740,\"'\")","v":"'Danfoss Solar     DLX 4.4 UL [240V],Y,97,N'"}]
[{"$f":"CONCATENATE(\"'\",'Inverter-Full Data'!#REF!,\"     \",'Inverter-Full Data'!#REF!,\",\",'Inverter-Full Data'!#REF!,\",\",'Inverter-Full Data'!#REF!,\",\",'Inverter-Full Data'!#REF!,\"'\")","v":{"$error":"#REF!"}}]
[{"$f":"CONCATENATE(\"'\",'Inverter-Full Data'!#REF!,\"     \",'Inverter-Full Data'!#REF!,\",\",'Inverter-Full Data'!#REF!,\",\",'Inverter-Full Data'!#REF!,\",\",'Inverter-Full Data'!#REF!,\"'\")","v":{"$error":"#REF!"}}]
[{"$f":"CONCATENATE(\"'\",'Inverter-Full Data'!#REF!,\"     \",'Inverter-Full Data'!#REF!,\",\",'Inverter-Full Data'!#REF!,\",\",'Inverter-Full Data'!#REF!,\",\",'Inverter-Full Data'!#REF!,\"'\")","v":{"$error":"#REF!"}}]
[{"$f":"CONCATENATE(\"'\",'Inverter-Full Data'!#REF!,\"     \",'Inverter-Full Data'!#REF!,\",\",'Inverter-Full Data'!#REF!,\",\",'Inverter-Full Data'!#REF!,\",\",'Inverter-Full Data'!#REF!,\"'\")","v":{"$error":"#REF!"}}]
[{"$f":"CONCATENATE(\"'\",'Inverter-Full Data'!#REF!,\"     \",'Inverter-Full Data'!#REF!,\",\",'Inverter-Full Data'!#REF!,\",\",'Inverter-Full Data'!#REF!,\",\",'Inverter-Full Data'!#REF!,\"'\")","v":{"$error":"#REF!"}}]
[{"$f":"CONCATENATE(\"'\",'Inverter-Full Data'!#REF!,\"     \",'Inverter-Full Data'!#REF!,\",\",'Inverter-Full Data'!#REF!,\",\",'Inverter-Full Data'!#REF!,\",\",'Inverter-Full Data'!#REF!,\"'\")","v":{"$error":"#REF!"}}]
[{"$f":"CONCATENATE(\"'\",'Inverter-Full Data'!#REF!,\"     \",'Inverter-Full Data'!#REF!,\",\",'Inverter-Full Data'!#REF!,\",\",'Inverter-Full Data'!#REF!,\",\",'Inverter-Full Data'!#REF!,\"'\")","v":{"$error":"#REF!"}}]
[{"$f":"CONCATENATE(\"'\",'Inverter-Full Data'!A741,\"     \",'Inverter-Full Data'!B741,\",\",'Inverter-Full Data'!G741,\",\",'Inverter-Full Data'!F741,\",\",'Inverter-Full Data'!H741,\"'\")","v":"'Danfoss Solar     MLX 400V [400V],N,98,N'"}]
[{"$f":"CONCATENATE(\"'\",'Inverter-Full Data'!A742,\"     \",'Inverter-Full Data'!B742,\",\",'Inverter-Full Data'!G742,\",\",'Inverter-Full Data'!F742,\",\",'Inverter-Full Data'!H742,\"'\")","v":"'Darfon Electronics Corp.     MIG240UL00 [240V],N,95,N'"}]
[{"$f":"CONCATENATE(\"'\",'Inverter-Full Data'!#REF!,\"     \",'Inverter-Full Data'!#REF!,\",\",'Inverter-Full Data'!#REF!,\",\",'Inverter-Full Data'!#REF!,\",\",'Inverter-Full Data'!#REF!,\"'\")","v":{"$error":"#REF!"}}]
[{"$f":"CONCATENATE(\"'\",'Inverter-Full Data'!A743,\"     \",'Inverter-Full Data'!B743,\",\",'Inverter-Full Data'!G743,\",\",'Inverter-Full Data'!F743,\",\",'Inverter-Full Data'!H743,\"'\")","v":"'Darfon Electronics Corp.     MIG300UL00 [240V],N,95,N'"}]
[{"$f":"CONCATENATE(\"'\",'Inverter-Full Data'!#REF!,\"     \",'Inverter-Full Data'!#REF!,\",\",'Inverter-Full Data'!#REF!,\",\",'Inverter-Full Data'!#REF!,\",\",'Inverter-Full Data'!#REF!,\"'\")","v":{"$error":"#REF!"}}]
[{"$f":"CONCATENATE(\"'\",'Inverter-Full Data'!A744,\"     \",'Inverter-Full Data'!B744,\",\",'Inverter-Full Data'!G744,\",\",'Inverter-Full Data'!F744,\",\",'Inverter-Full Data'!H744,\"'\")","v":"'Darfon Electronics Corp.     G32xxxxxx [208V],N,95.5,Y'"}]
[{"$f":"CONCATENATE(\"'\",'Inverter-Full Data'!A745,\"     \",'Inverter-Full Data'!B745,\",\",'Inverter-Full Data'!G745,\",\",'Inverter-Full Data'!F745,\",\",'Inverter-Full Data'!H745,\"'\")","v":"'Darfon Electronics Corp.     G32xxxxxx [240V],N,96.3,Y'"}]
[{"$f":"CONCATENATE(\"'\",'Inverter-Full Data'!#REF!,\"     \",'Inverter-Full Data'!#REF!,\",\",'Inverter-Full Data'!#REF!,\",\",'Inverter-Full Data'!#REF!,\",\",'Inverter-Full Data'!#REF!,\"'\")","v":{"$error":"#REF!"}}]
[{"$f":"CONCATENATE(\"'\",'Inverter-Full Data'!A746,\"     \",'Inverter-Full Data'!B746,\",\",'Inverter-Full Data'!G746,\",\",'Inverter-Full Data'!F746,\",\",'Inverter-Full Data'!H746,\"'\")","v":"'Darfon Electronics Corp.     G32xxxxxx [277V],N,96,Y'"}]
[{"$f":"CONCATENATE(\"'\",'Inverter-Full Data'!#REF!,\"     \",'Inverter-Full Data'!#REF!,\",\",'Inverter-Full Data'!#REF!,\",\",'Inverter-Full Data'!#REF!,\",\",'Inverter-Full Data'!#REF!,\"'\")","v":{"$error":"#REF!"}}]
[{"$f":"CONCATENATE(\"'\",'Inverter-Full Data'!#REF!,\"     \",'Inverter-Full Data'!#REF!,\",\",'Inverter-Full Data'!#REF!,\",\",'Inverter-Full Data'!#REF!,\",\",'Inverter-Full Data'!#REF!,\"'\")","v":{"$error":"#REF!"}}]
[{"$f":"CONCATENATE(\"'\",'Inverter-Full Data'!A747,\"     \",'Inverter-Full Data'!B747,\",\",'Inverter-Full Data'!G747,\",\",'Inverter-Full Data'!F747,\",\",'Inverter-Full Data'!H747,\"'\")","v":"'Darfon Electronics Corp.     G64xxxxxx [240V],N,95.5,Y'"}]
[{"$f":"CONCATENATE(\"'\",'Inverter-Full Data'!A748,\"     \",'Inverter-Full Data'!B748,\",\",'Inverter-Full Data'!G748,\",\",'Inverter-Full Data'!F748,\",\",'Inverter-Full Data'!H748,\"'\")","v":"'Darfon Electronics Corp.     H5000x [240V],N,95.5,N'"}]
[{"$f":"CONCATENATE(\"'\",'Inverter-Full Data'!#REF!,\"     \",'Inverter-Full Data'!#REF!,\",\",'Inverter-Full Data'!#REF!,\",\",'Inverter-Full Data'!#REF!,\",\",'Inverter-Full Data'!#REF!,\"'\")","v":{"$error":"#REF!"}}]
[{"$f":"CONCATENATE(\"'\",'Inverter-Full Data'!#REF!,\"     \",'Inverter-Full Data'!#REF!,\",\",'Inverter-Full Data'!#REF!,\",\",'Inverter-Full Data'!#REF!,\",\",'Inverter-Full Data'!#REF!,\"'\")","v":{"$error":"#REF!"}}]
[{"$f":"CONCATENATE(\"'\",'Inverter-Full Data'!A749,\"     \",'Inverter-Full Data'!B749,\",\",'Inverter-Full Data'!G749,\",\",'Inverter-Full Data'!F749,\",\",'Inverter-Full Data'!H749,\"'\")","v":"'DASS tech     DSP-M33250KUS,Y,95,N'"}]
[{"$f":"CONCATENATE(\"'\",'Inverter-Full Data'!A750,\"     \",'Inverter-Full Data'!B750,\",\",'Inverter-Full Data'!G750,\",\",'Inverter-Full Data'!F750,\",\",'Inverter-Full Data'!H750,\"'\")","v":"'Delta Electronics     DDP-260AB XX,N,95,Y'"}]
[{"$f":"CONCATENATE(\"'\",'Inverter-Full Data'!#REF!,\"     \",'Inverter-Full Data'!#REF!,\",\",'Inverter-Full Data'!#REF!,\",\",'Inverter-Full Data'!#REF!,\",\",'Inverter-Full Data'!#REF!,\"'\")","v":{"$error":"#REF!"}}]
[{"$f":"CONCATENATE(\"'\",'Inverter-Full Data'!#REF!,\"     \",'Inverter-Full Data'!#REF!,\",\",'Inverter-Full Data'!#REF!,\",\",'Inverter-Full Data'!#REF!,\",\",'Inverter-Full Data'!#REF!,\"'\")","v":{"$error":"#REF!"}}]
[{"$f":"CONCATENATE(\"'\",'Inverter-Full Data'!A751,\"     \",'Inverter-Full Data'!B751,\",\",'Inverter-Full Data'!G751,\",\",'Inverter-Full Data'!F751,\",\",'Inverter-Full Data'!H751,\"'\")","v":"'Delta Electronics     SOLIVIA 3.8 NA G4 TL [208V],Y,97.5,N'"}]
[{"$f":"CONCATENATE(\"'\",'Inverter-Full Data'!#REF!,\"     \",'Inverter-Full Data'!#REF!,\",\",'Inverter-Full Data'!#REF!,\",\",'Inverter-Full Data'!#REF!,\",\",'Inverter-Full Data'!#REF!,\"'\")","v":{"$error":"#REF!"}}]
[{"$f":"CONCATENATE(\"'\",'Inverter-Full Data'!#REF!,\"     \",'Inverter-Full Data'!#REF!,\",\",'Inverter-Full Data'!#REF!,\",\",'Inverter-Full Data'!#REF!,\",\",'Inverter-Full Data'!#REF!,\"'\")","v":{"$error":"#REF!"}}]
[{"$f":"CONCATENATE(\"'\",'Inverter-Full Data'!#REF!,\"     \",'Inverter-Full Data'!#REF!,\",\",'Inverter-Full Data'!#REF!,\",\",'Inverter-Full Data'!#REF!,\",\",'Inverter-Full Data'!#REF!,\"'\")","v":{"$error":"#REF!"}}]
[{"$f":"CONCATENATE(\"'\",'Inverter-Full Data'!#REF!,\"     \",'Inverter-Full Data'!#REF!,\",\",'Inverter-Full Data'!#REF!,\",\",'Inverter-Full Data'!#REF!,\",\",'Inverter-Full Data'!#REF!,\"'\")","v":{"$error":"#REF!"}}]
[{"$f":"CONCATENATE(\"'\",'Inverter-Full Data'!#REF!,\"     \",'Inverter-Full Data'!#REF!,\",\",'Inverter-Full Data'!#REF!,\",\",'Inverter-Full Data'!#REF!,\",\",'Inverter-Full Data'!#REF!,\"'\")","v":{"$error":"#REF!"}}]
[{"$f":"CONCATENATE(\"'\",'Inverter-Full Data'!#REF!,\"     \",'Inverter-Full Data'!#REF!,\",\",'Inverter-Full Data'!#REF!,\",\",'Inverter-Full Data'!#REF!,\",\",'Inverter-Full Data'!#REF!,\"'\")","v":{"$error":"#REF!"}}]
[{"$f":"CONCATENATE(\"'\",'Inverter-Full Data'!#REF!,\"     \",'Inverter-Full Data'!#REF!,\",\",'Inverter-Full Data'!#REF!,\",\",'Inverter-Full Data'!#REF!,\",\",'Inverter-Full Data'!#REF!,\"'\")","v":{"$error":"#REF!"}}]
[{"$f":"CONCATENATE(\"'\",'Inverter-Full Data'!#REF!,\"     \",'Inverter-Full Data'!#REF!,\",\",'Inverter-Full Data'!#REF!,\",\",'Inverter-Full Data'!#REF!,\",\",'Inverter-Full Data'!#REF!,\"'\")","v":{"$error":"#REF!"}}]
[{"$f":"CONCATENATE(\"'\",'Inverter-Full Data'!#REF!,\"     \",'Inverter-Full Data'!#REF!,\",\",'Inverter-Full Data'!#REF!,\",\",'Inverter-Full Data'!#REF!,\",\",'Inverter-Full Data'!#REF!,\"'\")","v":{"$error":"#REF!"}}]
[{"$f":"CONCATENATE(\"'\",'Inverter-Full Data'!A752,\"     \",'Inverter-Full Data'!B752,\",\",'Inverter-Full Data'!G752,\",\",'Inverter-Full Data'!F752,\",\",'Inverter-Full Data'!H752,\"'\")","v":"'Delta Electronics     SOLIVIA 3.8 NA G4 TL [240V],Y,97.5,N'"}]
[{"$f":"CONCATENATE(\"'\",'Inverter-Full Data'!A753,\"     \",'Inverter-Full Data'!B753,\",\",'Inverter-Full Data'!G753,\",\",'Inverter-Full Data'!F753,\",\",'Inverter-Full Data'!H753,\"'\")","v":"'Delta Electronics     SOLIVIA 5.2 NA G4 TL [208V],Y,97.5,N'"}]
[{"$f":"CONCATENATE(\"'\",'Inverter-Full Data'!#REF!,\"     \",'Inverter-Full Data'!#REF!,\",\",'Inverter-Full Data'!#REF!,\",\",'Inverter-Full Data'!#REF!,\",\",'Inverter-Full Data'!#REF!,\"'\")","v":{"$error":"#REF!"}}]
[{"$f":"CONCATENATE(\"'\",'Inverter-Full Data'!#REF!,\"     \",'Inverter-Full Data'!#REF!,\",\",'Inverter-Full Data'!#REF!,\",\",'Inverter-Full Data'!#REF!,\",\",'Inverter-Full Data'!#REF!,\"'\")","v":{"$error":"#REF!"}}]
[{"$f":"CONCATENATE(\"'\",'Inverter-Full Data'!A754,\"     \",'Inverter-Full Data'!B754,\",\",'Inverter-Full Data'!G754,\",\",'Inverter-Full Data'!F754,\",\",'Inverter-Full Data'!H754,\"'\")","v":"'Delta Electronics     SOLIVIA 5.2 NA G4 TL [240V],Y,97.5,N'"}]
[{"$f":"CONCATENATE(\"'\",'Inverter-Full Data'!#REF!,\"     \",'Inverter-Full Data'!#REF!,\",\",'Inverter-Full Data'!#REF!,\",\",'Inverter-Full Data'!#REF!,\",\",'Inverter-Full Data'!#REF!,\"'\")","v":{"$error":"#REF!"}}]
[{"$f":"CONCATENATE(\"'\",'Inverter-Full Data'!A755,\"     \",'Inverter-Full Data'!B755,\",\",'Inverter-Full Data'!G755,\",\",'Inverter-Full Data'!F755,\",\",'Inverter-Full Data'!H755,\"'\")","v":"'Delta Electronics     RPI H7U [208V],Y,97,N'"}]
[{"$f":"CONCATENATE(\"'\",'Inverter-Full Data'!#REF!,\"     \",'Inverter-Full Data'!#REF!,\",\",'Inverter-Full Data'!#REF!,\",\",'Inverter-Full Data'!#REF!,\",\",'Inverter-Full Data'!#REF!,\"'\")","v":{"$error":"#REF!"}}]
[{"$f":"CONCATENATE(\"'\",'Inverter-Full Data'!#REF!,\"     \",'Inverter-Full Data'!#REF!,\",\",'Inverter-Full Data'!#REF!,\",\",'Inverter-Full Data'!#REF!,\",\",'Inverter-Full Data'!#REF!,\"'\")","v":{"$error":"#REF!"}}]
[{"$f":"CONCATENATE(\"'\",'Inverter-Full Data'!#REF!,\"     \",'Inverter-Full Data'!#REF!,\",\",'Inverter-Full Data'!#REF!,\",\",'Inverter-Full Data'!#REF!,\",\",'Inverter-Full Data'!#REF!,\"'\")","v":{"$error":"#REF!"}}]
[{"$f":"CONCATENATE(\"'\",'Inverter-Full Data'!#REF!,\"     \",'Inverter-Full Data'!#REF!,\",\",'Inverter-Full Data'!#REF!,\",\",'Inverter-Full Data'!#REF!,\",\",'Inverter-Full Data'!#REF!,\"'\")","v":{"$error":"#REF!"}}]
[{"$f":"CONCATENATE(\"'\",'Inverter-Full Data'!A756,\"     \",'Inverter-Full Data'!B756,\",\",'Inverter-Full Data'!G756,\",\",'Inverter-Full Data'!F756,\",\",'Inverter-Full Data'!H756,\"'\")","v":"'Delta Electronics     RPI H7U [240V] [6kVa],Y,97.5,N'"}]
[{"$f":"CONCATENATE(\"'\",'Inverter-Full Data'!A757,\"     \",'Inverter-Full Data'!B757,\",\",'Inverter-Full Data'!G757,\",\",'Inverter-Full Data'!F757,\",\",'Inverter-Full Data'!H757,\"'\")","v":"'Delta Electronics     SOLIVIA 6.6 NA G4 TL [208V],Y,97.5,N'"}]
[{"$f":"CONCATENATE(\"'\",'Inverter-Full Data'!A758,\"     \",'Inverter-Full Data'!B758,\",\",'Inverter-Full Data'!G758,\",\",'Inverter-Full Data'!F758,\",\",'Inverter-Full Data'!H758,\"'\")","v":"'Delta Electronics     SOLIVIA 6.6 NA G4 TL [240V],Y,97.5,N'"}]
[{"$f":"CONCATENATE(\"'\",'Inverter-Full Data'!#REF!,\"     \",'Inverter-Full Data'!#REF!,\",\",'Inverter-Full Data'!#REF!,\",\",'Inverter-Full Data'!#REF!,\",\",'Inverter-Full Data'!#REF!,\"'\")","v":{"$error":"#REF!"}}]
[{"$f":"CONCATENATE(\"'\",'Inverter-Full Data'!#REF!,\"     \",'Inverter-Full Data'!#REF!,\",\",'Inverter-Full Data'!#REF!,\",\",'Inverter-Full Data'!#REF!,\",\",'Inverter-Full Data'!#REF!,\"'\")","v":{"$error":"#REF!"}}]
[{"$f":"CONCATENATE(\"'\",'Inverter-Full Data'!#REF!,\"     \",'Inverter-Full Data'!#REF!,\",\",'Inverter-Full Data'!#REF!,\",\",'Inverter-Full Data'!#REF!,\",\",'Inverter-Full Data'!#REF!,\"'\")","v":{"$error":"#REF!"}}]
[{"$f":"CONCATENATE(\"'\",'Inverter-Full Data'!A759,\"     \",'Inverter-Full Data'!B759,\",\",'Inverter-Full Data'!G759,\",\",'Inverter-Full Data'!F759,\",\",'Inverter-Full Data'!H759,\"'\")","v":"'Delta Electronics     SOLIVIA 7.6 NA G4 TL [208V],Y,97.5,N'"}]
[{"$f":"CONCATENATE(\"'\",'Inverter-Full Data'!A760,\"     \",'Inverter-Full Data'!B760,\",\",'Inverter-Full Data'!G760,\",\",'Inverter-Full Data'!F760,\",\",'Inverter-Full Data'!H760,\"'\")","v":"'Delta Electronics     RPI H7U [240V] [7kVa],Y,97.5,N'"}]
[{"$f":"CONCATENATE(\"'\",'Inverter-Full Data'!#REF!,\"     \",'Inverter-Full Data'!#REF!,\",\",'Inverter-Full Data'!#REF!,\",\",'Inverter-Full Data'!#REF!,\",\",'Inverter-Full Data'!#REF!,\"'\")","v":{"$error":"#REF!"}}]
[{"$f":"CONCATENATE(\"'\",'Inverter-Full Data'!#REF!,\"     \",'Inverter-Full Data'!#REF!,\",\",'Inverter-Full Data'!#REF!,\",\",'Inverter-Full Data'!#REF!,\",\",'Inverter-Full Data'!#REF!,\"'\")","v":{"$error":"#REF!"}}]
[{"$f":"CONCATENATE(\"'\",'Inverter-Full Data'!#REF!,\"     \",'Inverter-Full Data'!#REF!,\",\",'Inverter-Full Data'!#REF!,\",\",'Inverter-Full Data'!#REF!,\",\",'Inverter-Full Data'!#REF!,\"'\")","v":{"$error":"#REF!"}}]
[{"$f":"CONCATENATE(\"'\",'Inverter-Full Data'!#REF!,\"     \",'Inverter-Full Data'!#REF!,\",\",'Inverter-Full Data'!#REF!,\",\",'Inverter-Full Data'!#REF!,\",\",'Inverter-Full Data'!#REF!,\"'\")","v":{"$error":"#REF!"}}]
[{"$f":"CONCATENATE(\"'\",'Inverter-Full Data'!A761,\"     \",'Inverter-Full Data'!B761,\",\",'Inverter-Full Data'!G761,\",\",'Inverter-Full Data'!F761,\",\",'Inverter-Full Data'!H761,\"'\")","v":"'Delta Electronics     SOLIVIA 7.6 NA G4 TL [240V],Y,97.5,N'"}]
[{"$f":"CONCATENATE(\"'\",'Inverter-Full Data'!#REF!,\"     \",'Inverter-Full Data'!#REF!,\",\",'Inverter-Full Data'!#REF!,\",\",'Inverter-Full Data'!#REF!,\",\",'Inverter-Full Data'!#REF!,\"'\")","v":{"$error":"#REF!"}}]
[{"$f":"CONCATENATE(\"'\",'Inverter-Full Data'!A762,\"     \",'Inverter-Full Data'!B762,\",\",'Inverter-Full Data'!G762,\",\",'Inverter-Full Data'!F762,\",\",'Inverter-Full Data'!H762,\"'\")","v":"'Delta Electronics     Delta 15 TL,Y,98,N'"}]
[{"$f":"CONCATENATE(\"'\",'Inverter-Full Data'!#REF!,\"     \",'Inverter-Full Data'!#REF!,\",\",'Inverter-Full Data'!#REF!,\",\",'Inverter-Full Data'!#REF!,\",\",'Inverter-Full Data'!#REF!,\"'\")","v":{"$error":"#REF!"}}]
[{"$f":"CONCATENATE(\"'\",'Inverter-Full Data'!A763,\"     \",'Inverter-Full Data'!B763,\",\",'Inverter-Full Data'!G763,\",\",'Inverter-Full Data'!F763,\",\",'Inverter-Full Data'!H763,\"'\")","v":"'Delta Electronics     Delta 20 TL,Y,98,N'"}]
[{"$f":"CONCATENATE(\"'\",'Inverter-Full Data'!#REF!,\"     \",'Inverter-Full Data'!#REF!,\",\",'Inverter-Full Data'!#REF!,\",\",'Inverter-Full Data'!#REF!,\",\",'Inverter-Full Data'!#REF!,\"'\")","v":{"$error":"#REF!"}}]
[{"$f":"CONCATENATE(\"'\",'Inverter-Full Data'!A764,\"     \",'Inverter-Full Data'!B764,\",\",'Inverter-Full Data'!G764,\",\",'Inverter-Full Data'!F764,\",\",'Inverter-Full Data'!H764,\"'\")","v":"'Delta Electronics     M24U_XXX [480V],N,98,N'"}]
[{"$f":"CONCATENATE(\"'\",'Inverter-Full Data'!#REF!,\"     \",'Inverter-Full Data'!#REF!,\",\",'Inverter-Full Data'!#REF!,\",\",'Inverter-Full Data'!#REF!,\",\",'Inverter-Full Data'!#REF!,\"'\")","v":{"$error":"#REF!"}}]
[{"$f":"CONCATENATE(\"'\",'Inverter-Full Data'!A765,\"     \",'Inverter-Full Data'!B765,\",\",'Inverter-Full Data'!G765,\",\",'Inverter-Full Data'!F765,\",\",'Inverter-Full Data'!H765,\"'\")","v":"'Delta Electronics     M28U_XXX [480V],N,98,N'"}]
[{"$f":"CONCATENATE(\"'\",'Inverter-Full Data'!A767,\"     \",'Inverter-Full Data'!B767,\",\",'Inverter-Full Data'!G767,\",\",'Inverter-Full Data'!F767,\",\",'Inverter-Full Data'!H767,\"'\")","v":"'Delta Electronics     M42U_XXX [480V],N,98,N'"}]
[{"$f":"CONCATENATE(\"'\",'Inverter-Full Data'!A768,\"     \",'Inverter-Full Data'!B768,\",\",'Inverter-Full Data'!G768,\",\",'Inverter-Full Data'!F768,\",\",'Inverter-Full Data'!H768,\"'\")","v":"'Delta Electronics     M60U_XXX [480V],N,98.5,N'"}]
[{"$f":"CONCATENATE(\"'\",'Inverter-Full Data'!#REF!,\"     \",'Inverter-Full Data'!#REF!,\",\",'Inverter-Full Data'!#REF!,\",\",'Inverter-Full Data'!#REF!,\",\",'Inverter-Full Data'!#REF!,\"'\")","v":{"$error":"#REF!"}}]
[{"$f":"CONCATENATE(\"'\",'Inverter-Full Data'!A769,\"     \",'Inverter-Full Data'!B769,\",\",'Inverter-Full Data'!G769,\",\",'Inverter-Full Data'!F769,\",\",'Inverter-Full Data'!H769,\"'\")","v":"'Delta Electronics     M80U_XXX [480V],N,98.5,N'"}]
[{"$f":"CONCATENATE(\"'\",'Inverter-Full Data'!A770,\"     \",'Inverter-Full Data'!B770,\",\",'Inverter-Full Data'!G770,\",\",'Inverter-Full Data'!F770,\",\",'Inverter-Full Data'!H770,\"'\")","v":"'Delta Energy Systems     SI 1800 US [208V],Y,92.5,N'"}]
[{"$f":"CONCATENATE(\"'\",'Inverter-Full Data'!A771,\"     \",'Inverter-Full Data'!B771,\",\",'Inverter-Full Data'!G771,\",\",'Inverter-Full Data'!F771,\",\",'Inverter-Full Data'!H771,\"'\")","v":"'Delta Energy Systems     SI 1800 US [240V],Y,92.5,N'"}]
[{"$f":"CONCATENATE(\"'\",'Inverter-Full Data'!A772,\"     \",'Inverter-Full Data'!B772,\",\",'Inverter-Full Data'!G772,\",\",'Inverter-Full Data'!F772,\",\",'Inverter-Full Data'!H772,\"'\")","v":"'Delta Energy Systems     SI 2500 US [208V],Y,92,N'"}]
[{"$f":"CONCATENATE(\"'\",'Inverter-Full Data'!A773,\"     \",'Inverter-Full Data'!B773,\",\",'Inverter-Full Data'!G773,\",\",'Inverter-Full Data'!F773,\",\",'Inverter-Full Data'!H773,\"'\")","v":"'Delta Energy Systems     SI 2500 US [240V],Y,93,N'"}]
[{"$f":"CONCATENATE(\"'\",'Inverter-Full Data'!A774,\"     \",'Inverter-Full Data'!B774,\",\",'Inverter-Full Data'!G774,\",\",'Inverter-Full Data'!F774,\",\",'Inverter-Full Data'!H774,\"'\")","v":"'Delta Energy Systems     SOLIVIA 2.5 NA G4 TR [240V],Y,95,N'"}]
[{"$f":"CONCATENATE(\"'\",'Inverter-Full Data'!A775,\"     \",'Inverter-Full Data'!B775,\",\",'Inverter-Full Data'!G775,\",\",'Inverter-Full Data'!F775,\",\",'Inverter-Full Data'!H775,\"'\")","v":"'Delta Energy Systems     SOLIVIA 2.5 NA G4 TR [208V],Y,94.5,N'"}]
[{"$f":"CONCATENATE(\"'\",'Inverter-Full Data'!A776,\"     \",'Inverter-Full Data'!B776,\",\",'Inverter-Full Data'!G776,\",\",'Inverter-Full Data'!F776,\",\",'Inverter-Full Data'!H776,\"'\")","v":"'Delta Energy Systems     SOLIVIA 3.3 NA G4 TR [208V],Y,95,N'"}]
[{"$f":"CONCATENATE(\"'\",'Inverter-Full Data'!A777,\"     \",'Inverter-Full Data'!B777,\",\",'Inverter-Full Data'!G777,\",\",'Inverter-Full Data'!F777,\",\",'Inverter-Full Data'!H777,\"'\")","v":"'Delta Energy Systems     SOLIVIA 3.3 NA G4 TR [240V],Y,95.5,N'"}]
[{"$f":"CONCATENATE(\"'\",'Inverter-Full Data'!A778,\"     \",'Inverter-Full Data'!B778,\",\",'Inverter-Full Data'!G778,\",\",'Inverter-Full Data'!F778,\",\",'Inverter-Full Data'!H778,\"'\")","v":"'Delta Energy Systems     SOLIVIA 4.4 NA G4 TR [208V],Y,95,N'"}]
[{"$f":"CONCATENATE(\"'\",'Inverter-Full Data'!A779,\"     \",'Inverter-Full Data'!B779,\",\",'Inverter-Full Data'!G779,\",\",'Inverter-Full Data'!F779,\",\",'Inverter-Full Data'!H779,\"'\")","v":"'Delta Energy Systems     SOLIVIA 4.4 NA G4 TR [240V],Y,95,N'"}]
[{"$f":"CONCATENATE(\"'\",'Inverter-Full Data'!A780,\"     \",'Inverter-Full Data'!B780,\",\",'Inverter-Full Data'!G780,\",\",'Inverter-Full Data'!F780,\",\",'Inverter-Full Data'!H780,\"'\")","v":"'Delta Energy Systems     SOLIVIA 5.0 NA G4 TR [208V],Y,95,N'"}]
[{"$f":"CONCATENATE(\"'\",'Inverter-Full Data'!A781,\"     \",'Inverter-Full Data'!B781,\",\",'Inverter-Full Data'!G781,\",\",'Inverter-Full Data'!F781,\",\",'Inverter-Full Data'!H781,\"'\")","v":"'Delta Energy Systems     SOLIVIA 5.0 NA G4 TR [240V],Y,95,N'"}]
[{"$f":"CONCATENATE(\"'\",'Inverter-Full Data'!A782,\"     \",'Inverter-Full Data'!B782,\",\",'Inverter-Full Data'!G782,\",\",'Inverter-Full Data'!F782,\",\",'Inverter-Full Data'!H782,\"'\")","v":"'Destin Power Inc.     SAVEEN1000-ES02H.US [440V],N,98,N'"}]
[{"$f":"CONCATENATE(\"'\",'Inverter-Full Data'!A784,\"     \",'Inverter-Full Data'!B784,\",\",'Inverter-Full Data'!G784,\",\",'Inverter-Full Data'!F784,\",\",'Inverter-Full Data'!H784,\"'\")","v":"'Diehl AKO Stiftung     4301 S-A [240V],Y,94.5,N'"}]
[{"$f":"CONCATENATE(\"'\",'Inverter-Full Data'!A786,\"     \",'Inverter-Full Data'!B786,\",\",'Inverter-Full Data'!G786,\",\",'Inverter-Full Data'!F786,\",\",'Inverter-Full Data'!H786,\"'\")","v":"'Diehl AKO Stiftung     Platinum 100 CS-A [480V],Y,94.5,N'"}]
[{"$f":"CONCATENATE(\"'\",'Inverter-Full Data'!A787,\"     \",'Inverter-Full Data'!B787,\",\",'Inverter-Full Data'!G787,\",\",'Inverter-Full Data'!F787,\",\",'Inverter-Full Data'!H787,\"'\")","v":"'Diehl AKO Stiftung     Platinum 100 CS-A HE [208V],Y,95,N'"}]
[{"$f":"CONCATENATE(\"'\",'Inverter-Full Data'!A788,\"     \",'Inverter-Full Data'!B788,\",\",'Inverter-Full Data'!G788,\",\",'Inverter-Full Data'!F788,\",\",'Inverter-Full Data'!H788,\"'\")","v":"'Diehl AKO Stiftung     Platinum 100 CS-A HE [480V],Y,95.5,N'"}]
[{"$f":"CONCATENATE(\"'\",'Inverter-Full Data'!A789,\"     \",'Inverter-Full Data'!B789,\",\",'Inverter-Full Data'!G789,\",\",'Inverter-Full Data'!F789,\",\",'Inverter-Full Data'!H789,\"'\")","v":"'Direct Grid Technologies     DGM-460 [208V],N,92,N'"}]
[{"$f":"CONCATENATE(\"'\",'Inverter-Full Data'!A790,\"     \",'Inverter-Full Data'!B790,\",\",'Inverter-Full Data'!G790,\",\",'Inverter-Full Data'!F790,\",\",'Inverter-Full Data'!H790,\"'\")","v":"'Direct Grid Technologies     DGM-S460 [240V],N,92.5,N'"}]
[{"$f":"CONCATENATE(\"'\",'Inverter-Full Data'!A791,\"     \",'Inverter-Full Data'!B791,\",\",'Inverter-Full Data'!G791,\",\",'Inverter-Full Data'!F791,\",\",'Inverter-Full Data'!H791,\"'\")","v":"'Dow Chemical     362589 (3.5 kW 2-string) [240V],N,94.5,N'"}]
[{"$f":"CONCATENATE(\"'\",'Inverter-Full Data'!A792,\"     \",'Inverter-Full Data'!B792,\",\",'Inverter-Full Data'!G792,\",\",'Inverter-Full Data'!F792,\",\",'Inverter-Full Data'!H792,\"'\")","v":"'Dow Chemical     362590 (3.5 kW 3-string) [240V],N,94,N'"}]
[{"$f":"CONCATENATE(\"'\",'Inverter-Full Data'!A793,\"     \",'Inverter-Full Data'!B793,\",\",'Inverter-Full Data'!G793,\",\",'Inverter-Full Data'!F793,\",\",'Inverter-Full Data'!H793,\"'\")","v":"'Dow Chemical     362591 (3.5 kW 4-string) [240V],N,94,N'"}]
[{"$f":"CONCATENATE(\"'\",'Inverter-Full Data'!#REF!,\"     \",'Inverter-Full Data'!#REF!,\",\",'Inverter-Full Data'!#REF!,\",\",'Inverter-Full Data'!#REF!,\",\",'Inverter-Full Data'!#REF!,\"'\")","v":{"$error":"#REF!"}}]
[{"$f":"CONCATENATE(\"'\",'Inverter-Full Data'!#REF!,\"     \",'Inverter-Full Data'!#REF!,\",\",'Inverter-Full Data'!#REF!,\",\",'Inverter-Full Data'!#REF!,\",\",'Inverter-Full Data'!#REF!,\"'\")","v":{"$error":"#REF!"}}]
[{"$f":"CONCATENATE(\"'\",'Inverter-Full Data'!#REF!,\"     \",'Inverter-Full Data'!#REF!,\",\",'Inverter-Full Data'!#REF!,\",\",'Inverter-Full Data'!#REF!,\",\",'Inverter-Full Data'!#REF!,\"'\")","v":{"$error":"#REF!"}}]
[{"$f":"CONCATENATE(\"'\",'Inverter-Full Data'!A794,\"     \",'Inverter-Full Data'!B794,\",\",'Inverter-Full Data'!G794,\",\",'Inverter-Full Data'!F794,\",\",'Inverter-Full Data'!H794,\"'\")","v":"'Dow Chemical     362592 (5.0 kW 2-string) [240V],N,95,N'"}]
[{"$f":"CONCATENATE(\"'\",'Inverter-Full Data'!A795,\"     \",'Inverter-Full Data'!B795,\",\",'Inverter-Full Data'!G795,\",\",'Inverter-Full Data'!F795,\",\",'Inverter-Full Data'!H795,\"'\")","v":"'Eaton     PV238 [208V],Y,97,N'"}]
[{"$f":"CONCATENATE(\"'\",'Inverter-Full Data'!A796,\"     \",'Inverter-Full Data'!B796,\",\",'Inverter-Full Data'!G796,\",\",'Inverter-Full Data'!F796,\",\",'Inverter-Full Data'!H796,\"'\")","v":"'Eaton     PV240 [208V],Y,97,N'"}]
[{"$f":"CONCATENATE(\"'\",'Inverter-Full Data'!A797,\"     \",'Inverter-Full Data'!B797,\",\",'Inverter-Full Data'!G797,\",\",'Inverter-Full Data'!F797,\",\",'Inverter-Full Data'!H797,\"'\")","v":"'Eaton     PV238 [240V],Y,97,N'"}]
[{"$f":"CONCATENATE(\"'\",'Inverter-Full Data'!A798,\"     \",'Inverter-Full Data'!B798,\",\",'Inverter-Full Data'!G798,\",\",'Inverter-Full Data'!F798,\",\",'Inverter-Full Data'!H798,\"'\")","v":"'Eaton     PV238 [277V],Y,97,N'"}]
[{"$f":"CONCATENATE(\"'\",'Inverter-Full Data'!A799,\"     \",'Inverter-Full Data'!B799,\",\",'Inverter-Full Data'!G799,\",\",'Inverter-Full Data'!F799,\",\",'Inverter-Full Data'!H799,\"'\")","v":"'Eaton     PV240 [240V],Y,97,N'"}]
[{"$f":"CONCATENATE(\"'\",'Inverter-Full Data'!A800,\"     \",'Inverter-Full Data'!B800,\",\",'Inverter-Full Data'!G800,\",\",'Inverter-Full Data'!F800,\",\",'Inverter-Full Data'!H800,\"'\")","v":"'Eaton     PV240 [277V],Y,97,N'"}]
[{"$f":"CONCATENATE(\"'\",'Inverter-Full Data'!#REF!,\"     \",'Inverter-Full Data'!#REF!,\",\",'Inverter-Full Data'!#REF!,\",\",'Inverter-Full Data'!#REF!,\",\",'Inverter-Full Data'!#REF!,\"'\")","v":{"$error":"#REF!"}}]
[{"$f":"CONCATENATE(\"'\",'Inverter-Full Data'!A801,\"     \",'Inverter-Full Data'!B801,\",\",'Inverter-Full Data'!G801,\",\",'Inverter-Full Data'!F801,\",\",'Inverter-Full Data'!H801,\"'\")","v":"'Eaton     PV250 [208V],Y,97,N'"}]
[{"$f":"CONCATENATE(\"'\",'Inverter-Full Data'!#REF!,\"     \",'Inverter-Full Data'!#REF!,\",\",'Inverter-Full Data'!#REF!,\",\",'Inverter-Full Data'!#REF!,\",\",'Inverter-Full Data'!#REF!,\"'\")","v":{"$error":"#REF!"}}]
[{"$f":"CONCATENATE(\"'\",'Inverter-Full Data'!A802,\"     \",'Inverter-Full Data'!B802,\",\",'Inverter-Full Data'!G802,\",\",'Inverter-Full Data'!F802,\",\",'Inverter-Full Data'!H802,\"'\")","v":"'Eaton     PV250 [240V],Y,97,N'"}]
[{"$f":"CONCATENATE(\"'\",'Inverter-Full Data'!#REF!,\"     \",'Inverter-Full Data'!#REF!,\",\",'Inverter-Full Data'!#REF!,\",\",'Inverter-Full Data'!#REF!,\",\",'Inverter-Full Data'!#REF!,\"'\")","v":{"$error":"#REF!"}}]
[{"$f":"CONCATENATE(\"'\",'Inverter-Full Data'!A803,\"     \",'Inverter-Full Data'!B803,\",\",'Inverter-Full Data'!G803,\",\",'Inverter-Full Data'!F803,\",\",'Inverter-Full Data'!H803,\"'\")","v":"'Eaton     PV250 [277V],Y,97,N'"}]
[{"$f":"CONCATENATE(\"'\",'Inverter-Full Data'!#REF!,\"     \",'Inverter-Full Data'!#REF!,\",\",'Inverter-Full Data'!#REF!,\",\",'Inverter-Full Data'!#REF!,\",\",'Inverter-Full Data'!#REF!,\"'\")","v":{"$error":"#REF!"}}]
[{"$f":"CONCATENATE(\"'\",'Inverter-Full Data'!A805,\"     \",'Inverter-Full Data'!B805,\",\",'Inverter-Full Data'!G805,\",\",'Inverter-Full Data'!F805,\",\",'Inverter-Full Data'!H805,\"'\")","v":"'Eaton     PV260 [277V],Y,97,N'"}]
[{"$f":"CONCATENATE(\"'\",'Inverter-Full Data'!A807,\"     \",'Inverter-Full Data'!B807,\",\",'Inverter-Full Data'!G807,\",\",'Inverter-Full Data'!F807,\",\",'Inverter-Full Data'!H807,\"'\")","v":"'Eaton     PV270 [240V],Y,97,N'"}]
[{"$f":"CONCATENATE(\"'\",'Inverter-Full Data'!A809,\"     \",'Inverter-Full Data'!B809,\",\",'Inverter-Full Data'!G809,\",\",'Inverter-Full Data'!F809,\",\",'Inverter-Full Data'!H809,\"'\")","v":"'Eaton     PV270 [277V],Y,97,N'"}]
[{"$f":"CONCATENATE(\"'\",'Inverter-Full Data'!A811,\"     \",'Inverter-Full Data'!B811,\",\",'Inverter-Full Data'!G811,\",\",'Inverter-Full Data'!F811,\",\",'Inverter-Full Data'!H811,\"'\")","v":"'Eaton     Xpert1500,Y,98,N'"}]
[{"$f":"CONCATENATE(\"'\",'Inverter-Full Data'!A813,\"     \",'Inverter-Full Data'!B813,\",\",'Inverter-Full Data'!G813,\",\",'Inverter-Full Data'!F813,\",\",'Inverter-Full Data'!H813,\"'\")","v":"'Elettronica Santerno     TG100NA208Y [208V],N,96,N'"}]
[{"$f":"CONCATENATE(\"'\",'Inverter-Full Data'!A815,\"     \",'Inverter-Full Data'!B815,\",\",'Inverter-Full Data'!G815,\",\",'Inverter-Full Data'!F815,\",\",'Inverter-Full Data'!H815,\"'\")","v":"'Elettronica Santerno     TG125NA208Y [208V],Y,96,N'"}]
[{"$f":"CONCATENATE(\"'\",'Inverter-Full Data'!A817,\"     \",'Inverter-Full Data'!B817,\",\",'Inverter-Full Data'!G817,\",\",'Inverter-Full Data'!F817,\",\",'Inverter-Full Data'!H817,\"'\")","v":"'Eltek     Theia 2.0He-t UL [208V],Y,96.5,N'"}]
[{"$f":"CONCATENATE(\"'\",'Inverter-Full Data'!A819,\"     \",'Inverter-Full Data'!B819,\",\",'Inverter-Full Data'!G819,\",\",'Inverter-Full Data'!F819,\",\",'Inverter-Full Data'!H819,\"'\")","v":"'Eltek     Theia 2.9He-t UL [240V],Y,96.5,N'"}]
[{"$f":"CONCATENATE(\"'\",'Inverter-Full Data'!A821,\"     \",'Inverter-Full Data'!B821,\",\",'Inverter-Full Data'!G821,\",\",'Inverter-Full Data'!F821,\",\",'Inverter-Full Data'!H821,\"'\")","v":"'Eltek     Theia 3.8He-t UL [208V],Y,96.5,N'"}]
[{"$f":"CONCATENATE(\"'\",'Inverter-Full Data'!A823,\"     \",'Inverter-Full Data'!B823,\",\",'Inverter-Full Data'!G823,\",\",'Inverter-Full Data'!F823,\",\",'Inverter-Full Data'!H823,\"'\")","v":"'Eltek     Theia 4.4He-t UL [208V],Y,96.5,N'"}]
[{"$f":"CONCATENATE(\"'\",'Inverter-Full Data'!A825,\"     \",'Inverter-Full Data'!B825,\",\",'Inverter-Full Data'!G825,\",\",'Inverter-Full Data'!F825,\",\",'Inverter-Full Data'!H825,\"'\")","v":"'Emerson Network Power     SPV-4.0AIUSO [240V],N,95,N'"}]
[{"$f":"CONCATENATE(\"'\",'Inverter-Full Data'!A827,\"     \",'Inverter-Full Data'!B827,\",\",'Inverter-Full Data'!G827,\",\",'Inverter-Full Data'!F827,\",\",'Inverter-Full Data'!H827,\"'\")","v":"'Emerson Network Power     SPV-5.0AIUSO [240V],N,95,N'"}]
[{"$f":"CONCATENATE(\"'\",'Inverter-Full Data'!A829,\"     \",'Inverter-Full Data'!B829,\",\",'Inverter-Full Data'!G829,\",\",'Inverter-Full Data'!F829,\",\",'Inverter-Full Data'!H829,\"'\")","v":"'Enecsys     SMI-240-60,N,93.5,Y'"}]
[{"$f":"CONCATENATE(\"'\",'Inverter-Full Data'!A831,\"     \",'Inverter-Full Data'!B831,\",\",'Inverter-Full Data'!G831,\",\",'Inverter-Full Data'!F831,\",\",'Inverter-Full Data'!H831,\"'\")","v":"'Enecsys     250NL,N,95.5,Y'"}]
[{"$f":"CONCATENATE(\"'\",'Inverter-Full Data'!A833,\"     \",'Inverter-Full Data'!B833,\",\",'Inverter-Full Data'!G833,\",\",'Inverter-Full Data'!F833,\",\",'Inverter-Full Data'!H833,\"'\")","v":"'Enecsys     SMI-280-72,N,94.5,Y'"}]
[{"$f":"CONCATENATE(\"'\",'Inverter-Full Data'!A835,\"     \",'Inverter-Full Data'!B835,\",\",'Inverter-Full Data'!G835,\",\",'Inverter-Full Data'!F835,\",\",'Inverter-Full Data'!H835,\"'\")","v":"'Enecsys     300-60-xx,N,96,Y'"}]
[{"$f":"CONCATENATE(\"'\",'Inverter-Full Data'!A837,\"     \",'Inverter-Full Data'!B837,\",\",'Inverter-Full Data'!G837,\",\",'Inverter-Full Data'!F837,\",\",'Inverter-Full Data'!H837,\"'\")","v":"'Enecsys     SMI-480-60,N,94.5,Y'"}]
[{"$f":"CONCATENATE(\"'\",'Inverter-Full Data'!A839,\"     \",'Inverter-Full Data'!B839,\",\",'Inverter-Full Data'!G839,\",\",'Inverter-Full Data'!F839,\",\",'Inverter-Full Data'!H839,\"'\")","v":"'Enphase Energy Inc.     M175-24-208-Sxx [208V],N,94.5,Y'"}]
[{"$f":"CONCATENATE(\"'\",'Inverter-Full Data'!A841,\"     \",'Inverter-Full Data'!B841,\",\",'Inverter-Full Data'!G841,\",\",'Inverter-Full Data'!F841,\",\",'Inverter-Full Data'!H841,\"'\")","v":"'Enphase Energy Inc.     M175-24-240-Sxx [240V],N,94.5,Y'"}]
[{"$f":"CONCATENATE(\"'\",'Inverter-Full Data'!A843,\"     \",'Inverter-Full Data'!B843,\",\",'Inverter-Full Data'!G843,\",\",'Inverter-Full Data'!F843,\",\",'Inverter-Full Data'!H843,\"'\")","v":"'Enphase Energy Inc.     M190-72-208-Sxx [208V],N,95,Y'"}]
[{"$f":"CONCATENATE(\"'\",'Inverter-Full Data'!A845,\"     \",'Inverter-Full Data'!B845,\",\",'Inverter-Full Data'!G845,\",\",'Inverter-Full Data'!F845,\",\",'Inverter-Full Data'!H845,\"'\")","v":"'Enphase Energy Inc.     M190-72-240-Sxx [240V],N,95,Y'"}]
[{"$f":"CONCATENATE(\"'\",'Inverter-Full Data'!#REF!,\"     \",'Inverter-Full Data'!#REF!,\",\",'Inverter-Full Data'!#REF!,\",\",'Inverter-Full Data'!#REF!,\",\",'Inverter-Full Data'!#REF!,\"'\")","v":{"$error":"#REF!"}}]
[{"$f":"CONCATENATE(\"'\",'Inverter-Full Data'!A848,\"     \",'Inverter-Full Data'!B848,\",\",'Inverter-Full Data'!G848,\",\",'Inverter-Full Data'!F848,\",\",'Inverter-Full Data'!H848,\"'\")","v":"'Enphase Energy Inc.     M200-32-208-Sxx-NA [208V],N,95,Y'"}]
[{"$f":"CONCATENATE(\"'\",'Inverter-Full Data'!A849,\"     \",'Inverter-Full Data'!B849,\",\",'Inverter-Full Data'!G849,\",\",'Inverter-Full Data'!F849,\",\",'Inverter-Full Data'!H849,\"'\")","v":"'Enphase Energy Inc.     M200-32-240-Sxx [240V],N,95,Y'"}]
[{"$f":"CONCATENATE(\"'\",'Inverter-Full Data'!#REF!,\"     \",'Inverter-Full Data'!#REF!,\",\",'Inverter-Full Data'!#REF!,\",\",'Inverter-Full Data'!#REF!,\",\",'Inverter-Full Data'!#REF!,\"'\")","v":{"$error":"#REF!"}}]
[{"$f":"CONCATENATE(\"'\",'Inverter-Full Data'!#REF!,\"     \",'Inverter-Full Data'!#REF!,\",\",'Inverter-Full Data'!#REF!,\",\",'Inverter-Full Data'!#REF!,\",\",'Inverter-Full Data'!#REF!,\"'\")","v":{"$error":"#REF!"}}]
[{"$f":"CONCATENATE(\"'\",'Inverter-Full Data'!A851,\"     \",'Inverter-Full Data'!B851,\",\",'Inverter-Full Data'!G851,\",\",'Inverter-Full Data'!F851,\",\",'Inverter-Full Data'!H851,\"'\")","v":"'Enphase Energy Inc.     M210-84-208-Sxx [208V],N,95.5,Y'"}]
[{"$f":"CONCATENATE(\"'\",'Inverter-Full Data'!#REF!,\"     \",'Inverter-Full Data'!#REF!,\",\",'Inverter-Full Data'!#REF!,\",\",'Inverter-Full Data'!#REF!,\",\",'Inverter-Full Data'!#REF!,\"'\")","v":{"$error":"#REF!"}}]
[{"$f":"CONCATENATE(\"'\",'Inverter-Full Data'!A852,\"     \",'Inverter-Full Data'!B852,\",\",'Inverter-Full Data'!G852,\",\",'Inverter-Full Data'!F852,\",\",'Inverter-Full Data'!H852,\"'\")","v":"'Enphase Energy Inc.     M210-84-208-Sxx-NA [208V],N,95.5,Y'"}]
[{"$f":"CONCATENATE(\"'\",'Inverter-Full Data'!#REF!,\"     \",'Inverter-Full Data'!#REF!,\",\",'Inverter-Full Data'!#REF!,\",\",'Inverter-Full Data'!#REF!,\",\",'Inverter-Full Data'!#REF!,\"'\")","v":{"$error":"#REF!"}}]
[{"$f":"CONCATENATE(\"'\",'Inverter-Full Data'!A853,\"     \",'Inverter-Full Data'!B853,\",\",'Inverter-Full Data'!G853,\",\",'Inverter-Full Data'!F853,\",\",'Inverter-Full Data'!H853,\"'\")","v":"'Enphase Energy Inc.     M210-84-240-Sxx [240V],N,95.5,Y'"}]
[{"$f":"CONCATENATE(\"'\",'Inverter-Full Data'!A854,\"     \",'Inverter-Full Data'!B854,\",\",'Inverter-Full Data'!G854,\",\",'Inverter-Full Data'!F854,\",\",'Inverter-Full Data'!H854,\"'\")","v":"'Enphase Energy Inc.     M210-84-240-Sxx-NA [240V],N,95.5,Y'"}]
[{"$f":"CONCATENATE(\"'\",'Inverter-Full Data'!#REF!,\"     \",'Inverter-Full Data'!#REF!,\",\",'Inverter-Full Data'!#REF!,\",\",'Inverter-Full Data'!#REF!,\",\",'Inverter-Full Data'!#REF!,\"'\")","v":{"$error":"#REF!"}}]
[{"$f":"CONCATENATE(\"'\",'Inverter-Full Data'!A855,\"     \",'Inverter-Full Data'!B855,\",\",'Inverter-Full Data'!G855,\",\",'Inverter-Full Data'!F855,\",\",'Inverter-Full Data'!H855,\"'\")","v":"'Enphase Energy Inc.     M215-60-2LL-S2x [208V],N,96,Y'"}]
[{"$f":"CONCATENATE(\"'\",'Inverter-Full Data'!A856,\"     \",'Inverter-Full Data'!B856,\",\",'Inverter-Full Data'!G856,\",\",'Inverter-Full Data'!F856,\",\",'Inverter-Full Data'!H856,\"'\")","v":"'Enphase Energy Inc.     M215-60-2LL-S2x [240V],N,96,Y'"}]
[{"$f":"CONCATENATE(\"'\",'Inverter-Full Data'!#REF!,\"     \",'Inverter-Full Data'!#REF!,\",\",'Inverter-Full Data'!#REF!,\",\",'Inverter-Full Data'!#REF!,\",\",'Inverter-Full Data'!#REF!,\"'\")","v":{"$error":"#REF!"}}]
[{"$f":"CONCATENATE(\"'\",'Inverter-Full Data'!A857,\"     \",'Inverter-Full Data'!B857,\",\",'Inverter-Full Data'!G857,\",\",'Inverter-Full Data'!F857,\",\",'Inverter-Full Data'!H857,\"'\")","v":"'Enphase Energy Inc.     M215-60-2LL-S2x-IG [208V],N,96,Y'"}]
[{"$f":"CONCATENATE(\"'\",'Inverter-Full Data'!A858,\"     \",'Inverter-Full Data'!B858,\",\",'Inverter-Full Data'!G858,\",\",'Inverter-Full Data'!F858,\",\",'Inverter-Full Data'!H858,\"'\")","v":"'Enphase Energy Inc.     M215-60-2LL-S2x-IG [240V],N,96,Y'"}]
[{"$f":"CONCATENATE(\"'\",'Inverter-Full Data'!#REF!,\"     \",'Inverter-Full Data'!#REF!,\",\",'Inverter-Full Data'!#REF!,\",\",'Inverter-Full Data'!#REF!,\",\",'Inverter-Full Data'!#REF!,\"'\")","v":{"$error":"#REF!"}}]
[{"$f":"CONCATENATE(\"'\",'Inverter-Full Data'!A859,\"     \",'Inverter-Full Data'!B859,\",\",'Inverter-Full Data'!G859,\",\",'Inverter-Full Data'!F859,\",\",'Inverter-Full Data'!H859,\"'\")","v":"'Enphase Energy Inc.     M215-60-2LL-S2x-IG-NA [208V],N,96,Y'"}]
[{"$f":"CONCATENATE(\"'\",'Inverter-Full Data'!A860,\"     \",'Inverter-Full Data'!B860,\",\",'Inverter-Full Data'!G860,\",\",'Inverter-Full Data'!F860,\",\",'Inverter-Full Data'!H860,\"'\")","v":"'Enphase Energy Inc.     M215-60-2LL-S2x-IG-NA [240V],N,96,Y'"}]
[{"$f":"CONCATENATE(\"'\",'Inverter-Full Data'!#REF!,\"     \",'Inverter-Full Data'!#REF!,\",\",'Inverter-Full Data'!#REF!,\",\",'Inverter-Full Data'!#REF!,\",\",'Inverter-Full Data'!#REF!,\"'\")","v":{"$error":"#REF!"}}]
[{"$f":"CONCATENATE(\"'\",'Inverter-Full Data'!A861,\"     \",'Inverter-Full Data'!B861,\",\",'Inverter-Full Data'!G861,\",\",'Inverter-Full Data'!F861,\",\",'Inverter-Full Data'!H861,\"'\")","v":"'Enphase Energy Inc.     M215-60-2LL-S2x-IG-ZC [208V],N,96,Y'"}]
[{"$f":"CONCATENATE(\"'\",'Inverter-Full Data'!A862,\"     \",'Inverter-Full Data'!B862,\",\",'Inverter-Full Data'!G862,\",\",'Inverter-Full Data'!F862,\",\",'Inverter-Full Data'!H862,\"'\")","v":"'Enphase Energy Inc.     M215-60-2LL-S2x-IG-ZC [240V],N,96,Y'"}]
[{"$f":"CONCATENATE(\"'\",'Inverter-Full Data'!A863,\"     \",'Inverter-Full Data'!B863,\",\",'Inverter-Full Data'!G863,\",\",'Inverter-Full Data'!F863,\",\",'Inverter-Full Data'!H863,\"'\")","v":"'Enphase Energy Inc.     M215-60-2LL-S2x-IG-ZC-NA [208V],N,96,Y'"}]
[{"$f":"CONCATENATE(\"'\",'Inverter-Full Data'!A864,\"     \",'Inverter-Full Data'!B864,\",\",'Inverter-Full Data'!G864,\",\",'Inverter-Full Data'!F864,\",\",'Inverter-Full Data'!H864,\"'\")","v":"'Enphase Energy Inc.     M215-60-2LL-S2x-IG-ZC-NA [240V],N,96,Y'"}]
[{"$f":"CONCATENATE(\"'\",'Inverter-Full Data'!A865,\"     \",'Inverter-Full Data'!B865,\",\",'Inverter-Full Data'!G865,\",\",'Inverter-Full Data'!F865,\",\",'Inverter-Full Data'!H865,\"'\")","v":"'Enphase Energy Inc.     M215-60-2LL-S2x-NA [208V],N,96,Y'"}]
[{"$f":"CONCATENATE(\"'\",'Inverter-Full Data'!A866,\"     \",'Inverter-Full Data'!B866,\",\",'Inverter-Full Data'!G866,\",\",'Inverter-Full Data'!F866,\",\",'Inverter-Full Data'!H866,\"'\")","v":"'Enphase Energy Inc.     M215-60-2LL-S2x-NA [240V],N,96,Y'"}]
[{"$f":"CONCATENATE(\"'\",'Inverter-Full Data'!A867,\"     \",'Inverter-Full Data'!B867,\",\",'Inverter-Full Data'!G867,\",\",'Inverter-Full Data'!F867,\",\",'Inverter-Full Data'!H867,\"'\")","v":"'Enphase Energy Inc.     M215-60-2LL-S2x-ZC [240V],N,96,Y'"}]
[{"$f":"CONCATENATE(\"'\",'Inverter-Full Data'!A868,\"     \",'Inverter-Full Data'!B868,\",\",'Inverter-Full Data'!G868,\",\",'Inverter-Full Data'!F868,\",\",'Inverter-Full Data'!H868,\"'\")","v":"'Enphase Energy Inc.     M215-60-2LL-S2x-ZC-NA [208V],N,96,Y'"}]
[{"$f":"CONCATENATE(\"'\",'Inverter-Full Data'!A869,\"     \",'Inverter-Full Data'!B869,\",\",'Inverter-Full Data'!G869,\",\",'Inverter-Full Data'!F869,\",\",'Inverter-Full Data'!H869,\"'\")","v":"'Enphase Energy Inc.     M215-60-2LL-S2x-ZC-NA [240V],N,96,Y'"}]
[{"$f":"CONCATENATE(\"'\",'Inverter-Full Data'!A870,\"     \",'Inverter-Full Data'!B870,\",\",'Inverter-Full Data'!G870,\",\",'Inverter-Full Data'!F870,\",\",'Inverter-Full Data'!H870,\"'\")","v":"'Enphase Energy Inc.     M215-60-SIE-S2x [208V],N,96,Y'"}]
[{"$f":"CONCATENATE(\"'\",'Inverter-Full Data'!#REF!,\"     \",'Inverter-Full Data'!#REF!,\",\",'Inverter-Full Data'!#REF!,\",\",'Inverter-Full Data'!#REF!,\",\",'Inverter-Full Data'!#REF!,\"'\")","v":{"$error":"#REF!"}}]
[{"$f":"CONCATENATE(\"'\",'Inverter-Full Data'!A871,\"     \",'Inverter-Full Data'!B871,\",\",'Inverter-Full Data'!G871,\",\",'Inverter-Full Data'!F871,\",\",'Inverter-Full Data'!H871,\"'\")","v":"'Enphase Energy Inc.     M215-60-SIE-S2x [240V],N,96,Y'"}]
[{"$f":"CONCATENATE(\"'\",'Inverter-Full Data'!#REF!,\"     \",'Inverter-Full Data'!#REF!,\",\",'Inverter-Full Data'!#REF!,\",\",'Inverter-Full Data'!#REF!,\",\",'Inverter-Full Data'!#REF!,\"'\")","v":{"$error":"#REF!"}}]
[{"$f":"CONCATENATE(\"'\",'Inverter-Full Data'!A872,\"     \",'Inverter-Full Data'!B872,\",\",'Inverter-Full Data'!G872,\",\",'Inverter-Full Data'!F872,\",\",'Inverter-Full Data'!H872,\"'\")","v":"'Enphase Energy Inc.     M215-60-SIE-S2x-NA [208V],N,96,Y'"}]
[{"$f":"CONCATENATE(\"'\",'Inverter-Full Data'!#REF!,\"     \",'Inverter-Full Data'!#REF!,\",\",'Inverter-Full Data'!#REF!,\",\",'Inverter-Full Data'!#REF!,\",\",'Inverter-Full Data'!#REF!,\"'\")","v":{"$error":"#REF!"}}]
[{"$f":"CONCATENATE(\"'\",'Inverter-Full Data'!#REF!,\"     \",'Inverter-Full Data'!#REF!,\",\",'Inverter-Full Data'!#REF!,\",\",'Inverter-Full Data'!#REF!,\",\",'Inverter-Full Data'!#REF!,\"'\")","v":{"$error":"#REF!"}}]
[{"$f":"CONCATENATE(\"'\",'Inverter-Full Data'!#REF!,\"     \",'Inverter-Full Data'!#REF!,\",\",'Inverter-Full Data'!#REF!,\",\",'Inverter-Full Data'!#REF!,\",\",'Inverter-Full Data'!#REF!,\"'\")","v":{"$error":"#REF!"}}]
[{"$f":"CONCATENATE(\"'\",'Inverter-Full Data'!A873,\"     \",'Inverter-Full Data'!B873,\",\",'Inverter-Full Data'!G873,\",\",'Inverter-Full Data'!F873,\",\",'Inverter-Full Data'!H873,\"'\")","v":"'Enphase Energy Inc.     M215-60-SIE-S2x-NA [240V],N,96,Y'"}]
[{"$f":"CONCATENATE(\"'\",'Inverter-Full Data'!#REF!,\"     \",'Inverter-Full Data'!#REF!,\",\",'Inverter-Full Data'!#REF!,\",\",'Inverter-Full Data'!#REF!,\",\",'Inverter-Full Data'!#REF!,\"'\")","v":{"$error":"#REF!"}}]
[{"$f":"CONCATENATE(\"'\",'Inverter-Full Data'!#REF!,\"     \",'Inverter-Full Data'!#REF!,\",\",'Inverter-Full Data'!#REF!,\",\",'Inverter-Full Data'!#REF!,\",\",'Inverter-Full Data'!#REF!,\"'\")","v":{"$error":"#REF!"}}]
[{"$f":"CONCATENATE(\"'\",'Inverter-Full Data'!#REF!,\"     \",'Inverter-Full Data'!#REF!,\",\",'Inverter-Full Data'!#REF!,\",\",'Inverter-Full Data'!#REF!,\",\",'Inverter-Full Data'!#REF!,\"'\")","v":{"$error":"#REF!"}}]
[{"$f":"CONCATENATE(\"'\",'Inverter-Full Data'!A874,\"     \",'Inverter-Full Data'!B874,\",\",'Inverter-Full Data'!G874,\",\",'Inverter-Full Data'!F874,\",\",'Inverter-Full Data'!H874,\"'\")","v":"'Enphase Energy Inc.     M215-60-SIE-S2x-ZC [208V],N,96,Y'"}]
[{"$f":"CONCATENATE(\"'\",'Inverter-Full Data'!#REF!,\"     \",'Inverter-Full Data'!#REF!,\",\",'Inverter-Full Data'!#REF!,\",\",'Inverter-Full Data'!#REF!,\",\",'Inverter-Full Data'!#REF!,\"'\")","v":{"$error":"#REF!"}}]
[{"$f":"CONCATENATE(\"'\",'Inverter-Full Data'!#REF!,\"     \",'Inverter-Full Data'!#REF!,\",\",'Inverter-Full Data'!#REF!,\",\",'Inverter-Full Data'!#REF!,\",\",'Inverter-Full Data'!#REF!,\"'\")","v":{"$error":"#REF!"}}]
[{"$f":"CONCATENATE(\"'\",'Inverter-Full Data'!#REF!,\"     \",'Inverter-Full Data'!#REF!,\",\",'Inverter-Full Data'!#REF!,\",\",'Inverter-Full Data'!#REF!,\",\",'Inverter-Full Data'!#REF!,\"'\")","v":{"$error":"#REF!"}}]
[{"$f":"CONCATENATE(\"'\",'Inverter-Full Data'!A875,\"     \",'Inverter-Full Data'!B875,\",\",'Inverter-Full Data'!G875,\",\",'Inverter-Full Data'!F875,\",\",'Inverter-Full Data'!H875,\"'\")","v":"'Enphase Energy Inc.     M215-60-SIE-S2x-ZC [240V],N,96,Y'"}]
[{"$f":"CONCATENATE(\"'\",'Inverter-Full Data'!#REF!,\"     \",'Inverter-Full Data'!#REF!,\",\",'Inverter-Full Data'!#REF!,\",\",'Inverter-Full Data'!#REF!,\",\",'Inverter-Full Data'!#REF!,\"'\")","v":{"$error":"#REF!"}}]
[{"$f":"CONCATENATE(\"'\",'Inverter-Full Data'!#REF!,\"     \",'Inverter-Full Data'!#REF!,\",\",'Inverter-Full Data'!#REF!,\",\",'Inverter-Full Data'!#REF!,\",\",'Inverter-Full Data'!#REF!,\"'\")","v":{"$error":"#REF!"}}]
[{"$f":"CONCATENATE(\"'\",'Inverter-Full Data'!A876,\"     \",'Inverter-Full Data'!B876,\",\",'Inverter-Full Data'!G876,\",\",'Inverter-Full Data'!F876,\",\",'Inverter-Full Data'!H876,\"'\")","v":"'Enphase Energy Inc.     M215-60-SIE-S2x-ZC-NA [208V],N,96,Y'"}]
[{"$f":"CONCATENATE(\"'\",'Inverter-Full Data'!#REF!,\"     \",'Inverter-Full Data'!#REF!,\",\",'Inverter-Full Data'!#REF!,\",\",'Inverter-Full Data'!#REF!,\",\",'Inverter-Full Data'!#REF!,\"'\")","v":{"$error":"#REF!"}}]
[{"$f":"CONCATENATE(\"'\",'Inverter-Full Data'!#REF!,\"     \",'Inverter-Full Data'!#REF!,\",\",'Inverter-Full Data'!#REF!,\",\",'Inverter-Full Data'!#REF!,\",\",'Inverter-Full Data'!#REF!,\"'\")","v":{"$error":"#REF!"}}]
[{"$f":"CONCATENATE(\"'\",'Inverter-Full Data'!A877,\"     \",'Inverter-Full Data'!B877,\",\",'Inverter-Full Data'!G877,\",\",'Inverter-Full Data'!F877,\",\",'Inverter-Full Data'!H877,\"'\")","v":"'Enphase Energy Inc.     M215-60-SIE-S2x-ZC-NA [240V],N,96,Y'"}]
[{"$f":"CONCATENATE(\"'\",'Inverter-Full Data'!#REF!,\"     \",'Inverter-Full Data'!#REF!,\",\",'Inverter-Full Data'!#REF!,\",\",'Inverter-Full Data'!#REF!,\",\",'Inverter-Full Data'!#REF!,\"'\")","v":{"$error":"#REF!"}}]
[{"$f":"CONCATENATE(\"'\",'Inverter-Full Data'!#REF!,\"     \",'Inverter-Full Data'!#REF!,\",\",'Inverter-Full Data'!#REF!,\",\",'Inverter-Full Data'!#REF!,\",\",'Inverter-Full Data'!#REF!,\"'\")","v":{"$error":"#REF!"}}]
[{"$f":"CONCATENATE(\"'\",'Inverter-Full Data'!A878,\"     \",'Inverter-Full Data'!B878,\",\",'Inverter-Full Data'!G878,\",\",'Inverter-Full Data'!F878,\",\",'Inverter-Full Data'!H878,\"'\")","v":"'Enphase Energy Inc.     S230-60-LL-x [208V],N,97,Y'"}]
[{"$f":"CONCATENATE(\"'\",'Inverter-Full Data'!#REF!,\"     \",'Inverter-Full Data'!#REF!,\",\",'Inverter-Full Data'!#REF!,\",\",'Inverter-Full Data'!#REF!,\",\",'Inverter-Full Data'!#REF!,\"'\")","v":{"$error":"#REF!"}}]
[{"$f":"CONCATENATE(\"'\",'Inverter-Full Data'!#REF!,\"     \",'Inverter-Full Data'!#REF!,\",\",'Inverter-Full Data'!#REF!,\",\",'Inverter-Full Data'!#REF!,\",\",'Inverter-Full Data'!#REF!,\"'\")","v":{"$error":"#REF!"}}]
[{"$f":"CONCATENATE(\"'\",'Inverter-Full Data'!A879,\"     \",'Inverter-Full Data'!B879,\",\",'Inverter-Full Data'!G879,\",\",'Inverter-Full Data'!F879,\",\",'Inverter-Full Data'!H879,\"'\")","v":"'Enphase Energy Inc.     S230-60-LL-x [240V],N,97,Y'"}]
[{"$f":"CONCATENATE(\"'\",'Inverter-Full Data'!#REF!,\"     \",'Inverter-Full Data'!#REF!,\",\",'Inverter-Full Data'!#REF!,\",\",'Inverter-Full Data'!#REF!,\",\",'Inverter-Full Data'!#REF!,\"'\")","v":{"$error":"#REF!"}}]
[{"$f":"CONCATENATE(\"'\",'Inverter-Full Data'!A880,\"     \",'Inverter-Full Data'!B880,\",\",'Inverter-Full Data'!G880,\",\",'Inverter-Full Data'!F880,\",\",'Inverter-Full Data'!H880,\"'\")","v":"'Enphase Energy Inc.     IQ6-60-ACM-US [208V],N,97,Y'"}]
[{"$f":"CONCATENATE(\"'\",'Inverter-Full Data'!#REF!,\"     \",'Inverter-Full Data'!#REF!,\",\",'Inverter-Full Data'!#REF!,\",\",'Inverter-Full Data'!#REF!,\",\",'Inverter-Full Data'!#REF!,\"'\")","v":{"$error":"#REF!"}}]
[{"$f":"CONCATENATE(\"'\",'Inverter-Full Data'!A881,\"     \",'Inverter-Full Data'!B881,\",\",'Inverter-Full Data'!G881,\",\",'Inverter-Full Data'!F881,\",\",'Inverter-Full Data'!H881,\"'\")","v":"'Enphase Energy Inc.     IQ6-60-ACM-US [240V],N,97,Y'"}]
[{"$f":"CONCATENATE(\"'\",'Inverter-Full Data'!#REF!,\"     \",'Inverter-Full Data'!#REF!,\",\",'Inverter-Full Data'!#REF!,\",\",'Inverter-Full Data'!#REF!,\",\",'Inverter-Full Data'!#REF!,\"'\")","v":{"$error":"#REF!"}}]
[{"$f":"CONCATENATE(\"'\",'Inverter-Full Data'!A882,\"     \",'Inverter-Full Data'!B882,\",\",'Inverter-Full Data'!G882,\",\",'Inverter-Full Data'!F882,\",\",'Inverter-Full Data'!H882,\"'\")","v":"'Enphase Energy Inc.     IQ6-60-x-US [208V],N,97,Y'"}]
[{"$f":"CONCATENATE(\"'\",'Inverter-Full Data'!A883,\"     \",'Inverter-Full Data'!B883,\",\",'Inverter-Full Data'!G883,\",\",'Inverter-Full Data'!F883,\",\",'Inverter-Full Data'!H883,\"'\")","v":"'Enphase Energy Inc.     IQ6-60-x-US [240V],N,97,Y'"}]
[{"$f":"CONCATENATE(\"'\",'Inverter-Full Data'!A884,\"     \",'Inverter-Full Data'!B884,\",\",'Inverter-Full Data'!G884,\",\",'Inverter-Full Data'!F884,\",\",'Inverter-Full Data'!H884,\"'\")","v":"'Enphase Energy Inc.     IQ7-60-x-ACM-US [208V],N,97,Y'"}]
[{"$f":"CONCATENATE(\"'\",'Inverter-Full Data'!A885,\"     \",'Inverter-Full Data'!B885,\",\",'Inverter-Full Data'!G885,\",\",'Inverter-Full Data'!F885,\",\",'Inverter-Full Data'!H885,\"'\")","v":"'Enphase Energy Inc.     IQ7-60-x-ACM-US [240V],N,97,Y'"}]
[{"$f":"CONCATENATE(\"'\",'Inverter-Full Data'!A886,\"     \",'Inverter-Full Data'!B886,\",\",'Inverter-Full Data'!G886,\",\",'Inverter-Full Data'!F886,\",\",'Inverter-Full Data'!H886,\"'\")","v":"'Enphase Energy Inc.     IQ7-60-x-US [208V],N,97,Y'"}]
[{"$f":"CONCATENATE(\"'\",'Inverter-Full Data'!A887,\"     \",'Inverter-Full Data'!B887,\",\",'Inverter-Full Data'!G887,\",\",'Inverter-Full Data'!F887,\",\",'Inverter-Full Data'!H887,\"'\")","v":"'Enphase Energy Inc.     IQ7-60-x-US [240V],N,97,Y'"}]
[{"$f":"CONCATENATE(\"'\",'Inverter-Full Data'!#REF!,\"     \",'Inverter-Full Data'!#REF!,\",\",'Inverter-Full Data'!#REF!,\",\",'Inverter-Full Data'!#REF!,\",\",'Inverter-Full Data'!#REF!,\"'\")","v":{"$error":"#REF!"}}]
[{"$f":"CONCATENATE(\"'\",'Inverter-Full Data'!A888,\"     \",'Inverter-Full Data'!B888,\",\",'Inverter-Full Data'!G888,\",\",'Inverter-Full Data'!F888,\",\",'Inverter-Full Data'!H888,\"'\")","v":"'Enphase Energy Inc.     M250-60-2LL-S2x (-ZC) (-NA) [208V],N,96,Y'"}]
[{"$f":"CONCATENATE(\"'\",'Inverter-Full Data'!#REF!,\"     \",'Inverter-Full Data'!#REF!,\",\",'Inverter-Full Data'!#REF!,\",\",'Inverter-Full Data'!#REF!,\",\",'Inverter-Full Data'!#REF!,\"'\")","v":{"$error":"#REF!"}}]
[{"$f":"CONCATENATE(\"'\",'Inverter-Full Data'!A889,\"     \",'Inverter-Full Data'!B889,\",\",'Inverter-Full Data'!G889,\",\",'Inverter-Full Data'!F889,\",\",'Inverter-Full Data'!H889,\"'\")","v":"'Enphase Energy Inc.     M250-60-2LL-S2x (-ZC) (-NA) [240V],N,96.5,Y'"}]
[{"$f":"CONCATENATE(\"'\",'Inverter-Full Data'!#REF!,\"     \",'Inverter-Full Data'!#REF!,\",\",'Inverter-Full Data'!#REF!,\",\",'Inverter-Full Data'!#REF!,\",\",'Inverter-Full Data'!#REF!,\"'\")","v":{"$error":"#REF!"}}]
[{"$f":"CONCATENATE(\"'\",'Inverter-Full Data'!A890,\"     \",'Inverter-Full Data'!B890,\",\",'Inverter-Full Data'!G890,\",\",'Inverter-Full Data'!F890,\",\",'Inverter-Full Data'!H890,\"'\")","v":"'Enphase Energy Inc.     M250-72-2LL-S2x [208V],N,96.5,Y'"}]
[{"$f":"CONCATENATE(\"'\",'Inverter-Full Data'!#REF!,\"     \",'Inverter-Full Data'!#REF!,\",\",'Inverter-Full Data'!#REF!,\",\",'Inverter-Full Data'!#REF!,\",\",'Inverter-Full Data'!#REF!,\"'\")","v":{"$error":"#REF!"}}]
[{"$f":"CONCATENATE(\"'\",'Inverter-Full Data'!A891,\"     \",'Inverter-Full Data'!B891,\",\",'Inverter-Full Data'!G891,\",\",'Inverter-Full Data'!F891,\",\",'Inverter-Full Data'!H891,\"'\")","v":"'Enphase Energy Inc.     M250-72-2LL-S2x [240V],N,96.5,Y'"}]
[{"$f":"CONCATENATE(\"'\",'Inverter-Full Data'!#REF!,\"     \",'Inverter-Full Data'!#REF!,\",\",'Inverter-Full Data'!#REF!,\",\",'Inverter-Full Data'!#REF!,\",\",'Inverter-Full Data'!#REF!,\"'\")","v":{"$error":"#REF!"}}]
[{"$f":"CONCATENATE(\"'\",'Inverter-Full Data'!A892,\"     \",'Inverter-Full Data'!B892,\",\",'Inverter-Full Data'!G892,\",\",'Inverter-Full Data'!F892,\",\",'Inverter-Full Data'!H892,\"'\")","v":"'Enphase Energy Inc.     C250-72-2LN-S2,N,96.5,Y'"}]
[{"$f":"CONCATENATE(\"'\",'Inverter-Full Data'!#REF!,\"     \",'Inverter-Full Data'!#REF!,\",\",'Inverter-Full Data'!#REF!,\",\",'Inverter-Full Data'!#REF!,\",\",'Inverter-Full Data'!#REF!,\"'\")","v":{"$error":"#REF!"}}]
[{"$f":"CONCATENATE(\"'\",'Inverter-Full Data'!A893,\"     \",'Inverter-Full Data'!B893,\",\",'Inverter-Full Data'!G893,\",\",'Inverter-Full Data'!F893,\",\",'Inverter-Full Data'!H893,\"'\")","v":"'Enphase Energy Inc.     IQ6PLUS-ACB-LL [240V],N,95.5,Y'"}]
[{"$f":"CONCATENATE(\"'\",'Inverter-Full Data'!#REF!,\"     \",'Inverter-Full Data'!#REF!,\",\",'Inverter-Full Data'!#REF!,\",\",'Inverter-Full Data'!#REF!,\",\",'Inverter-Full Data'!#REF!,\"'\")","v":{"$error":"#REF!"}}]
[{"$f":"CONCATENATE(\"'\",'Inverter-Full Data'!A894,\"     \",'Inverter-Full Data'!B894,\",\",'Inverter-Full Data'!G894,\",\",'Inverter-Full Data'!F894,\",\",'Inverter-Full Data'!H894,\"'\")","v":"'Enphase Energy Inc.     S280-60-LL-x [208V],N,96.5,Y'"}]
[{"$f":"CONCATENATE(\"'\",'Inverter-Full Data'!#REF!,\"     \",'Inverter-Full Data'!#REF!,\",\",'Inverter-Full Data'!#REF!,\",\",'Inverter-Full Data'!#REF!,\",\",'Inverter-Full Data'!#REF!,\"'\")","v":{"$error":"#REF!"}}]
[{"$f":"CONCATENATE(\"'\",'Inverter-Full Data'!A895,\"     \",'Inverter-Full Data'!B895,\",\",'Inverter-Full Data'!G895,\",\",'Inverter-Full Data'!F895,\",\",'Inverter-Full Data'!H895,\"'\")","v":"'Enphase Energy Inc.     S280-60-LL-x [240V],N,97,Y'"}]
[{"$f":"CONCATENATE(\"'\",'Inverter-Full Data'!#REF!,\"     \",'Inverter-Full Data'!#REF!,\",\",'Inverter-Full Data'!#REF!,\",\",'Inverter-Full Data'!#REF!,\",\",'Inverter-Full Data'!#REF!,\"'\")","v":{"$error":"#REF!"}}]
[{"$f":"CONCATENATE(\"'\",'Inverter-Full Data'!A896,\"     \",'Inverter-Full Data'!B896,\",\",'Inverter-Full Data'!G896,\",\",'Inverter-Full Data'!F896,\",\",'Inverter-Full Data'!H896,\"'\")","v":"'Enphase Energy Inc.     IQ6PLUS-72-ACM-US [208V],N,97,Y'"}]
[{"$f":"CONCATENATE(\"'\",'Inverter-Full Data'!#REF!,\"     \",'Inverter-Full Data'!#REF!,\",\",'Inverter-Full Data'!#REF!,\",\",'Inverter-Full Data'!#REF!,\",\",'Inverter-Full Data'!#REF!,\"'\")","v":{"$error":"#REF!"}}]
[{"$f":"CONCATENATE(\"'\",'Inverter-Full Data'!A897,\"     \",'Inverter-Full Data'!B897,\",\",'Inverter-Full Data'!G897,\",\",'Inverter-Full Data'!F897,\",\",'Inverter-Full Data'!H897,\"'\")","v":"'Enphase Energy Inc.     IQ6PLUS-72-ACM-US [240V],N,97,Y'"}]
[{"$f":"CONCATENATE(\"'\",'Inverter-Full Data'!#REF!,\"     \",'Inverter-Full Data'!#REF!,\",\",'Inverter-Full Data'!#REF!,\",\",'Inverter-Full Data'!#REF!,\",\",'Inverter-Full Data'!#REF!,\"'\")","v":{"$error":"#REF!"}}]
[{"$f":"CONCATENATE(\"'\",'Inverter-Full Data'!A898,\"     \",'Inverter-Full Data'!B898,\",\",'Inverter-Full Data'!G898,\",\",'Inverter-Full Data'!F898,\",\",'Inverter-Full Data'!H898,\"'\")","v":"'Enphase Energy Inc.     IQ6PLUS-72-x-US [208V],N,97,Y'"}]
[{"$f":"CONCATENATE(\"'\",'Inverter-Full Data'!#REF!,\"     \",'Inverter-Full Data'!#REF!,\",\",'Inverter-Full Data'!#REF!,\",\",'Inverter-Full Data'!#REF!,\",\",'Inverter-Full Data'!#REF!,\"'\")","v":{"$error":"#REF!"}}]
[{"$f":"CONCATENATE(\"'\",'Inverter-Full Data'!A899,\"     \",'Inverter-Full Data'!B899,\",\",'Inverter-Full Data'!G899,\",\",'Inverter-Full Data'!F899,\",\",'Inverter-Full Data'!H899,\"'\")","v":"'Enphase Energy Inc.     IQ6PLUS-72-x-US [240V],N,97,Y'"}]
[{"$f":"CONCATENATE(\"'\",'Inverter-Full Data'!#REF!,\"     \",'Inverter-Full Data'!#REF!,\",\",'Inverter-Full Data'!#REF!,\",\",'Inverter-Full Data'!#REF!,\",\",'Inverter-Full Data'!#REF!,\"'\")","v":{"$error":"#REF!"}}]
[{"$f":"CONCATENATE(\"'\",'Inverter-Full Data'!A900,\"     \",'Inverter-Full Data'!B900,\",\",'Inverter-Full Data'!G900,\",\",'Inverter-Full Data'!F900,\",\",'Inverter-Full Data'!H900,\"'\")","v":"'Enphase Energy Inc.     IQ7PLUS-72-x-ACM-US [208V],N,96.5,Y'"}]
[{"$f":"CONCATENATE(\"'\",'Inverter-Full Data'!#REF!,\"     \",'Inverter-Full Data'!#REF!,\",\",'Inverter-Full Data'!#REF!,\",\",'Inverter-Full Data'!#REF!,\",\",'Inverter-Full Data'!#REF!,\"'\")","v":{"$error":"#REF!"}}]
[{"$f":"CONCATENATE(\"'\",'Inverter-Full Data'!A901,\"     \",'Inverter-Full Data'!B901,\",\",'Inverter-Full Data'!G901,\",\",'Inverter-Full Data'!F901,\",\",'Inverter-Full Data'!H901,\"'\")","v":"'Enphase Energy Inc.     IQ7PLUS-72-x-ACM-US [240V],N,97,Y'"}]
[{"$f":"CONCATENATE(\"'\",'Inverter-Full Data'!#REF!,\"     \",'Inverter-Full Data'!#REF!,\",\",'Inverter-Full Data'!#REF!,\",\",'Inverter-Full Data'!#REF!,\",\",'Inverter-Full Data'!#REF!,\"'\")","v":{"$error":"#REF!"}}]
[{"$f":"CONCATENATE(\"'\",'Inverter-Full Data'!A902,\"     \",'Inverter-Full Data'!B902,\",\",'Inverter-Full Data'!G902,\",\",'Inverter-Full Data'!F902,\",\",'Inverter-Full Data'!H902,\"'\")","v":"'Enphase Energy Inc.     IQ7PLUS-72-x-US [208V],N,96.5,Y'"}]
[{"$f":"CONCATENATE(\"'\",'Inverter-Full Data'!#REF!,\"     \",'Inverter-Full Data'!#REF!,\",\",'Inverter-Full Data'!#REF!,\",\",'Inverter-Full Data'!#REF!,\",\",'Inverter-Full Data'!#REF!,\"'\")","v":{"$error":"#REF!"}}]
[{"$f":"CONCATENATE(\"'\",'Inverter-Full Data'!A903,\"     \",'Inverter-Full Data'!B903,\",\",'Inverter-Full Data'!G903,\",\",'Inverter-Full Data'!F903,\",\",'Inverter-Full Data'!H903,\"'\")","v":"'Enphase Energy Inc.     IQ7PLUS-72-x-US [240V],N,97,Y'"}]
[{"$f":"CONCATENATE(\"'\",'Inverter-Full Data'!#REF!,\"     \",'Inverter-Full Data'!#REF!,\",\",'Inverter-Full Data'!#REF!,\",\",'Inverter-Full Data'!#REF!,\",\",'Inverter-Full Data'!#REF!,\"'\")","v":{"$error":"#REF!"}}]
[{"$f":"CONCATENATE(\"'\",'Inverter-Full Data'!A904,\"     \",'Inverter-Full Data'!B904,\",\",'Inverter-Full Data'!G904,\",\",'Inverter-Full Data'!F904,\",\",'Inverter-Full Data'!H904,\"'\")","v":"'Enphase Energy Inc.     IQ7A-66-x-US+ [208V],N,96.5,Y'"}]
[{"$f":"CONCATENATE(\"'\",'Inverter-Full Data'!A905,\"     \",'Inverter-Full Data'!B905,\",\",'Inverter-Full Data'!G905,\",\",'Inverter-Full Data'!F905,\",\",'Inverter-Full Data'!H905,\"'\")","v":"'Enphase Energy Inc.     IQ7AS-66-ACM-US-x [208V],N,96.5,Y'"}]
[{"$f":"CONCATENATE(\"'\",'Inverter-Full Data'!A906,\"     \",'Inverter-Full Data'!B906,\",\",'Inverter-Full Data'!G906,\",\",'Inverter-Full Data'!F906,\",\",'Inverter-Full Data'!H906,\"'\")","v":"'Enphase Energy Inc.     IQ7X-96-x-ACM-US [208V],N,97,Y'"}]
[{"$f":"CONCATENATE(\"'\",'Inverter-Full Data'!A907,\"     \",'Inverter-Full Data'!B907,\",\",'Inverter-Full Data'!G907,\",\",'Inverter-Full Data'!F907,\",\",'Inverter-Full Data'!H907,\"'\")","v":"'Enphase Energy Inc.     IQ7X-96-x-ACM-US [240V],N,97.5,Y'"}]
[{"$f":"CONCATENATE(\"'\",'Inverter-Full Data'!A908,\"     \",'Inverter-Full Data'!B908,\",\",'Inverter-Full Data'!G908,\",\",'Inverter-Full Data'!F908,\",\",'Inverter-Full Data'!H908,\"'\")","v":"'Enphase Energy Inc.     IQ7X-96-x-US [208V],N,97,Y'"}]
[{"$f":"CONCATENATE(\"'\",'Inverter-Full Data'!A909,\"     \",'Inverter-Full Data'!B909,\",\",'Inverter-Full Data'!G909,\",\",'Inverter-Full Data'!F909,\",\",'Inverter-Full Data'!H909,\"'\")","v":"'Enphase Energy Inc.     IQ7X-96-x-US [240V],N,97.5,Y'"}]
[{"$f":"CONCATENATE(\"'\",'Inverter-Full Data'!A910,\"     \",'Inverter-Full Data'!B910,\",\",'Inverter-Full Data'!G910,\",\",'Inverter-Full Data'!F910,\",\",'Inverter-Full Data'!H910,\"'\")","v":"'Enphase Energy Inc.     IQ7XS-96-y-ACM-z [208V],N,97,Y'"}]
[{"$f":"CONCATENATE(\"'\",'Inverter-Full Data'!A911,\"     \",'Inverter-Full Data'!B911,\",\",'Inverter-Full Data'!G911,\",\",'Inverter-Full Data'!F911,\",\",'Inverter-Full Data'!H911,\"'\")","v":"'Enphase Energy Inc.     IQ7XS-96-y-ACM-z [240V],N,97.5,Y'"}]
[{"$f":"CONCATENATE(\"'\",'Inverter-Full Data'!A912,\"     \",'Inverter-Full Data'!B912,\",\",'Inverter-Full Data'!G912,\",\",'Inverter-Full Data'!F912,\",\",'Inverter-Full Data'!H912,\"'\")","v":"'Enphase Energy Inc.     IQ7A-66-x-US+ [240V],N,97,Y'"}]
[{"$f":"CONCATENATE(\"'\",'Inverter-Full Data'!A913,\"     \",'Inverter-Full Data'!B913,\",\",'Inverter-Full Data'!G913,\",\",'Inverter-Full Data'!F913,\",\",'Inverter-Full Data'!H913,\"'\")","v":"'Enphase Energy Inc.     IQ7AS-66-ACM-US-x [240V],N,97,Y'"}]
[{"$f":"CONCATENATE(\"'\",'Inverter-Full Data'!A914,\"     \",'Inverter-Full Data'!B914,\",\",'Inverter-Full Data'!G914,\",\",'Inverter-Full Data'!F914,\",\",'Inverter-Full Data'!H914,\"'\")","v":"'Enphase Energy Inc.     D380-72-208-S1x [208V],N,95,Y'"}]
[{"$f":"CONCATENATE(\"'\",'Inverter-Full Data'!A915,\"     \",'Inverter-Full Data'!B915,\",\",'Inverter-Full Data'!G915,\",\",'Inverter-Full Data'!F915,\",\",'Inverter-Full Data'!H915,\"'\")","v":"'Enphase Energy Inc.     D380-72-240-S1x [240V],N,95,Y'"}]
[{"$f":"CONCATENATE(\"'\",'Inverter-Full Data'!A916,\"     \",'Inverter-Full Data'!B916,\",\",'Inverter-Full Data'!G916,\",\",'Inverter-Full Data'!F916,\",\",'Inverter-Full Data'!H916,\"'\")","v":"'Enphase Energy Inc.     D380-72-2LL-S1x [208V],N,95,Y'"}]
[{"$f":"CONCATENATE(\"'\",'Inverter-Full Data'!A917,\"     \",'Inverter-Full Data'!B917,\",\",'Inverter-Full Data'!G917,\",\",'Inverter-Full Data'!F917,\",\",'Inverter-Full Data'!H917,\"'\")","v":"'Enphase Energy Inc.     D380-72-2LL-S1x [240V],N,95,Y'"}]
[{"$f":"CONCATENATE(\"'\",'Inverter-Full Data'!A918,\"     \",'Inverter-Full Data'!B918,\",\",'Inverter-Full Data'!G918,\",\",'Inverter-Full Data'!F918,\",\",'Inverter-Full Data'!H918,\"'\")","v":"'Enphase Energy Inc.     D380-72-2LL-S1x-NA [208V],N,95,Y'"}]
[{"$f":"CONCATENATE(\"'\",'Inverter-Full Data'!A919,\"     \",'Inverter-Full Data'!B919,\",\",'Inverter-Full Data'!G919,\",\",'Inverter-Full Data'!F919,\",\",'Inverter-Full Data'!H919,\"'\")","v":"'Enphase Energy Inc.     D380-72-2LL-S1x-NA [240V],N,95,Y'"}]
[{"$f":"CONCATENATE(\"'\",'Inverter-Full Data'!A920,\"     \",'Inverter-Full Data'!B920,\",\",'Inverter-Full Data'!G920,\",\",'Inverter-Full Data'!F920,\",\",'Inverter-Full Data'!H920,\"'\")","v":"'Eoplly New Energy Technology     EP156M/60-230S AC [208V],N,96,Y'"}]
[{"$f":"CONCATENATE(\"'\",'Inverter-Full Data'!A921,\"     \",'Inverter-Full Data'!B921,\",\",'Inverter-Full Data'!G921,\",\",'Inverter-Full Data'!F921,\",\",'Inverter-Full Data'!H921,\"'\")","v":"'Eoplly New Energy Technology     EP156M/60-230S AC [240V],N,96,Y'"}]
[{"$f":"CONCATENATE(\"'\",'Inverter-Full Data'!A922,\"     \",'Inverter-Full Data'!B922,\",\",'Inverter-Full Data'!G922,\",\",'Inverter-Full Data'!F922,\",\",'Inverter-Full Data'!H922,\"'\")","v":"'Eoplly New Energy Technology     EP156M/60-235S AC [208V],N,96,Y'"}]
[{"$f":"CONCATENATE(\"'\",'Inverter-Full Data'!A923,\"     \",'Inverter-Full Data'!B923,\",\",'Inverter-Full Data'!G923,\",\",'Inverter-Full Data'!F923,\",\",'Inverter-Full Data'!H923,\"'\")","v":"'Eoplly New Energy Technology     EP156M/60-235S AC [240V],N,96,Y'"}]
[{"$f":"CONCATENATE(\"'\",'Inverter-Full Data'!A924,\"     \",'Inverter-Full Data'!B924,\",\",'Inverter-Full Data'!G924,\",\",'Inverter-Full Data'!F924,\",\",'Inverter-Full Data'!H924,\"'\")","v":"'Eoplly New Energy Technology     EP156M/60-240S AC [208V],N,96,Y'"}]
[{"$f":"CONCATENATE(\"'\",'Inverter-Full Data'!A925,\"     \",'Inverter-Full Data'!B925,\",\",'Inverter-Full Data'!G925,\",\",'Inverter-Full Data'!F925,\",\",'Inverter-Full Data'!H925,\"'\")","v":"'Eoplly New Energy Technology     EP156M/60-240S AC [240V],N,96,Y'"}]
[{"$f":"CONCATENATE(\"'\",'Inverter-Full Data'!A926,\"     \",'Inverter-Full Data'!B926,\",\",'Inverter-Full Data'!G926,\",\",'Inverter-Full Data'!F926,\",\",'Inverter-Full Data'!H926,\"'\")","v":"'Eoplly New Energy Technology     EP156M/60-245S AC [208V],N,96,Y'"}]
[{"$f":"CONCATENATE(\"'\",'Inverter-Full Data'!A927,\"     \",'Inverter-Full Data'!B927,\",\",'Inverter-Full Data'!G927,\",\",'Inverter-Full Data'!F927,\",\",'Inverter-Full Data'!H927,\"'\")","v":"'Eoplly New Energy Technology     EP156M/60-245S AC [240V],N,96,Y'"}]
[{"$f":"CONCATENATE(\"'\",'Inverter-Full Data'!A928,\"     \",'Inverter-Full Data'!B928,\",\",'Inverter-Full Data'!G928,\",\",'Inverter-Full Data'!F928,\",\",'Inverter-Full Data'!H928,\"'\")","v":"'Eoplly New Energy Technology     EP156M/60-250S AC [208V],N,96,Y'"}]
[{"$f":"CONCATENATE(\"'\",'Inverter-Full Data'!A929,\"     \",'Inverter-Full Data'!B929,\",\",'Inverter-Full Data'!G929,\",\",'Inverter-Full Data'!F929,\",\",'Inverter-Full Data'!H929,\"'\")","v":"'Eoplly New Energy Technology     EP156M/60-250S AC [240V],N,96,Y'"}]
[{"$f":"CONCATENATE(\"'\",'Inverter-Full Data'!A930,\"     \",'Inverter-Full Data'!B930,\",\",'Inverter-Full Data'!G930,\",\",'Inverter-Full Data'!F930,\",\",'Inverter-Full Data'!H930,\"'\")","v":"'Eoplly New Energy Technology     EP156M/60-255S AC [208V],N,96,Y'"}]
[{"$f":"CONCATENATE(\"'\",'Inverter-Full Data'!A931,\"     \",'Inverter-Full Data'!B931,\",\",'Inverter-Full Data'!G931,\",\",'Inverter-Full Data'!F931,\",\",'Inverter-Full Data'!H931,\"'\")","v":"'Eoplly New Energy Technology     EP156M/60-255S AC [240V],N,96,Y'"}]
[{"$f":"CONCATENATE(\"'\",'Inverter-Full Data'!A932,\"     \",'Inverter-Full Data'!B932,\",\",'Inverter-Full Data'!G932,\",\",'Inverter-Full Data'!F932,\",\",'Inverter-Full Data'!H932,\"'\")","v":"'Eoplly New Energy Technology     EP156M/60-260S AC [208V],N,96,Y'"}]
[{"$f":"CONCATENATE(\"'\",'Inverter-Full Data'!A933,\"     \",'Inverter-Full Data'!B933,\",\",'Inverter-Full Data'!G933,\",\",'Inverter-Full Data'!F933,\",\",'Inverter-Full Data'!H933,\"'\")","v":"'Eoplly New Energy Technology     EP156M/60-260S AC [240V],N,96,Y'"}]
[{"$f":"CONCATENATE(\"'\",'Inverter-Full Data'!A934,\"     \",'Inverter-Full Data'!B934,\",\",'Inverter-Full Data'!G934,\",\",'Inverter-Full Data'!F934,\",\",'Inverter-Full Data'!H934,\"'\")","v":"'Eoplly New Energy Technology     EP156MB/60-230S AC [208V],N,96,Y'"}]
[{"$f":"CONCATENATE(\"'\",'Inverter-Full Data'!A935,\"     \",'Inverter-Full Data'!B935,\",\",'Inverter-Full Data'!G935,\",\",'Inverter-Full Data'!F935,\",\",'Inverter-Full Data'!H935,\"'\")","v":"'Eoplly New Energy Technology     EP156MB/60-230S AC [240V],N,96,Y'"}]
[{"$f":"CONCATENATE(\"'\",'Inverter-Full Data'!A936,\"     \",'Inverter-Full Data'!B936,\",\",'Inverter-Full Data'!G936,\",\",'Inverter-Full Data'!F936,\",\",'Inverter-Full Data'!H936,\"'\")","v":"'Eoplly New Energy Technology     EP156MB/60-235S AC [208V],N,96,Y'"}]
[{"$f":"CONCATENATE(\"'\",'Inverter-Full Data'!A937,\"     \",'Inverter-Full Data'!B937,\",\",'Inverter-Full Data'!G937,\",\",'Inverter-Full Data'!F937,\",\",'Inverter-Full Data'!H937,\"'\")","v":"'Eoplly New Energy Technology     EP156MB/60-235S AC [240V],N,96,Y'"}]
[{"$f":"CONCATENATE(\"'\",'Inverter-Full Data'!A938,\"     \",'Inverter-Full Data'!B938,\",\",'Inverter-Full Data'!G938,\",\",'Inverter-Full Data'!F938,\",\",'Inverter-Full Data'!H938,\"'\")","v":"'Eoplly New Energy Technology     EP156MB/60-240S AC [208V],N,96,Y'"}]
[{"$f":"CONCATENATE(\"'\",'Inverter-Full Data'!A939,\"     \",'Inverter-Full Data'!B939,\",\",'Inverter-Full Data'!G939,\",\",'Inverter-Full Data'!F939,\",\",'Inverter-Full Data'!H939,\"'\")","v":"'Eoplly New Energy Technology     EP156MB/60-240S AC [240V],N,96,Y'"}]
[{"$f":"CONCATENATE(\"'\",'Inverter-Full Data'!A940,\"     \",'Inverter-Full Data'!B940,\",\",'Inverter-Full Data'!G940,\",\",'Inverter-Full Data'!F940,\",\",'Inverter-Full Data'!H940,\"'\")","v":"'Eoplly New Energy Technology     EP156MB/60-245S AC [208V],N,96,Y'"}]
[{"$f":"CONCATENATE(\"'\",'Inverter-Full Data'!A941,\"     \",'Inverter-Full Data'!B941,\",\",'Inverter-Full Data'!G941,\",\",'Inverter-Full Data'!F941,\",\",'Inverter-Full Data'!H941,\"'\")","v":"'Eoplly New Energy Technology     EP156MB/60-245S AC [240V],N,96,Y'"}]
[{"$f":"CONCATENATE(\"'\",'Inverter-Full Data'!A942,\"     \",'Inverter-Full Data'!B942,\",\",'Inverter-Full Data'!G942,\",\",'Inverter-Full Data'!F942,\",\",'Inverter-Full Data'!H942,\"'\")","v":"'Eoplly New Energy Technology     EP156MB/60-250S AC [208V],N,96,Y'"}]
[{"$f":"CONCATENATE(\"'\",'Inverter-Full Data'!A943,\"     \",'Inverter-Full Data'!B943,\",\",'Inverter-Full Data'!G943,\",\",'Inverter-Full Data'!F943,\",\",'Inverter-Full Data'!H943,\"'\")","v":"'Eoplly New Energy Technology     EP156MB/60-250S AC [240V],N,96,Y'"}]
[{"$f":"CONCATENATE(\"'\",'Inverter-Full Data'!A944,\"     \",'Inverter-Full Data'!B944,\",\",'Inverter-Full Data'!G944,\",\",'Inverter-Full Data'!F944,\",\",'Inverter-Full Data'!H944,\"'\")","v":"'Eoplly New Energy Technology     EP156P/60-225S AC [208V],N,96,Y'"}]
[{"$f":"CONCATENATE(\"'\",'Inverter-Full Data'!A945,\"     \",'Inverter-Full Data'!B945,\",\",'Inverter-Full Data'!G945,\",\",'Inverter-Full Data'!F945,\",\",'Inverter-Full Data'!H945,\"'\")","v":"'Eoplly New Energy Technology     EP156P/60-225S AC [240V],N,96,Y'"}]
[{"$f":"CONCATENATE(\"'\",'Inverter-Full Data'!A946,\"     \",'Inverter-Full Data'!B946,\",\",'Inverter-Full Data'!G946,\",\",'Inverter-Full Data'!F946,\",\",'Inverter-Full Data'!H946,\"'\")","v":"'Eoplly New Energy Technology     EP156P/60-230S AC [208V],N,96,Y'"}]
[{"$f":"CONCATENATE(\"'\",'Inverter-Full Data'!A947,\"     \",'Inverter-Full Data'!B947,\",\",'Inverter-Full Data'!G947,\",\",'Inverter-Full Data'!F947,\",\",'Inverter-Full Data'!H947,\"'\")","v":"'Eoplly New Energy Technology     EP156P/60-230S AC [240V],N,96,Y'"}]
[{"$f":"CONCATENATE(\"'\",'Inverter-Full Data'!A948,\"     \",'Inverter-Full Data'!B948,\",\",'Inverter-Full Data'!G948,\",\",'Inverter-Full Data'!F948,\",\",'Inverter-Full Data'!H948,\"'\")","v":"'Eoplly New Energy Technology     EP156P/60-235S AC [208V],N,96,Y'"}]
[{"$f":"CONCATENATE(\"'\",'Inverter-Full Data'!A949,\"     \",'Inverter-Full Data'!B949,\",\",'Inverter-Full Data'!G949,\",\",'Inverter-Full Data'!F949,\",\",'Inverter-Full Data'!H949,\"'\")","v":"'Eoplly New Energy Technology     EP156P/60-235S AC [240V],N,96,Y'"}]
[{"$f":"CONCATENATE(\"'\",'Inverter-Full Data'!A950,\"     \",'Inverter-Full Data'!B950,\",\",'Inverter-Full Data'!G950,\",\",'Inverter-Full Data'!F950,\",\",'Inverter-Full Data'!H950,\"'\")","v":"'Eoplly New Energy Technology     EP156P/60-240S AC [208V],N,96,Y'"}]
[{"$f":"CONCATENATE(\"'\",'Inverter-Full Data'!A951,\"     \",'Inverter-Full Data'!B951,\",\",'Inverter-Full Data'!G951,\",\",'Inverter-Full Data'!F951,\",\",'Inverter-Full Data'!H951,\"'\")","v":"'Eoplly New Energy Technology     EP156P/60-240S AC [240V],N,96,Y'"}]
[{"$f":"CONCATENATE(\"'\",'Inverter-Full Data'!A952,\"     \",'Inverter-Full Data'!B952,\",\",'Inverter-Full Data'!G952,\",\",'Inverter-Full Data'!F952,\",\",'Inverter-Full Data'!H952,\"'\")","v":"'Eoplly New Energy Technology     EP156P/60-245S AC [208V],N,96,Y'"}]
[{"$f":"CONCATENATE(\"'\",'Inverter-Full Data'!A953,\"     \",'Inverter-Full Data'!B953,\",\",'Inverter-Full Data'!G953,\",\",'Inverter-Full Data'!F953,\",\",'Inverter-Full Data'!H953,\"'\")","v":"'Eoplly New Energy Technology     EP156P/60-245S AC [240V],N,96,Y'"}]
[{"$f":"CONCATENATE(\"'\",'Inverter-Full Data'!A954,\"     \",'Inverter-Full Data'!B954,\",\",'Inverter-Full Data'!G954,\",\",'Inverter-Full Data'!F954,\",\",'Inverter-Full Data'!H954,\"'\")","v":"'Eoplly New Energy Technology     EP156P/60-250S AC [208V],N,96,Y'"}]
[{"$f":"CONCATENATE(\"'\",'Inverter-Full Data'!A955,\"     \",'Inverter-Full Data'!B955,\",\",'Inverter-Full Data'!G955,\",\",'Inverter-Full Data'!F955,\",\",'Inverter-Full Data'!H955,\"'\")","v":"'Eoplly New Energy Technology     EP156P/60-250S AC [240V],N,96,Y'"}]
[{"$f":"CONCATENATE(\"'\",'Inverter-Full Data'!A956,\"     \",'Inverter-Full Data'!B956,\",\",'Inverter-Full Data'!G956,\",\",'Inverter-Full Data'!F956,\",\",'Inverter-Full Data'!H956,\"'\")","v":"'Eoplly New Energy Technology     EP156P/60-255S AC [208V],N,96,Y'"}]
[{"$f":"CONCATENATE(\"'\",'Inverter-Full Data'!A957,\"     \",'Inverter-Full Data'!B957,\",\",'Inverter-Full Data'!G957,\",\",'Inverter-Full Data'!F957,\",\",'Inverter-Full Data'!H957,\"'\")","v":"'Eoplly New Energy Technology     EP156P/60-255S AC [240V],N,96,Y'"}]
[{"$f":"CONCATENATE(\"'\",'Inverter-Full Data'!A958,\"     \",'Inverter-Full Data'!B958,\",\",'Inverter-Full Data'!G958,\",\",'Inverter-Full Data'!F958,\",\",'Inverter-Full Data'!H958,\"'\")","v":"'Eoplly New Energy Technology     EP156P/60-260S AC [208V],N,96,Y'"}]
[{"$f":"CONCATENATE(\"'\",'Inverter-Full Data'!A959,\"     \",'Inverter-Full Data'!B959,\",\",'Inverter-Full Data'!G959,\",\",'Inverter-Full Data'!F959,\",\",'Inverter-Full Data'!H959,\"'\")","v":"'Eoplly New Energy Technology     EP156P/60-260S AC [240V],N,96,Y'"}]
[{"$f":"CONCATENATE(\"'\",'Inverter-Full Data'!A960,\"     \",'Inverter-Full Data'!B960,\",\",'Inverter-Full Data'!G960,\",\",'Inverter-Full Data'!F960,\",\",'Inverter-Full Data'!H960,\"'\")","v":"'Eoplly New Energy Technology     EP156M/60-250 AC [208V],N,95,Y'"}]
[{"$f":"CONCATENATE(\"'\",'Inverter-Full Data'!A961,\"     \",'Inverter-Full Data'!B961,\",\",'Inverter-Full Data'!G961,\",\",'Inverter-Full Data'!F961,\",\",'Inverter-Full Data'!H961,\"'\")","v":"'Eoplly New Energy Technology     EP156M/60-250 AC [240V],N,95,Y'"}]
[{"$f":"CONCATENATE(\"'\",'Inverter-Full Data'!A962,\"     \",'Inverter-Full Data'!B962,\",\",'Inverter-Full Data'!G962,\",\",'Inverter-Full Data'!F962,\",\",'Inverter-Full Data'!H962,\"'\")","v":"'Eoplly New Energy Technology     EP156M/60-255 AC [208V],N,95,Y'"}]
[{"$f":"CONCATENATE(\"'\",'Inverter-Full Data'!A963,\"     \",'Inverter-Full Data'!B963,\",\",'Inverter-Full Data'!G963,\",\",'Inverter-Full Data'!F963,\",\",'Inverter-Full Data'!H963,\"'\")","v":"'Eoplly New Energy Technology     EP156M/60-255 AC [240V],N,95,Y'"}]
[{"$f":"CONCATENATE(\"'\",'Inverter-Full Data'!A964,\"     \",'Inverter-Full Data'!B964,\",\",'Inverter-Full Data'!G964,\",\",'Inverter-Full Data'!F964,\",\",'Inverter-Full Data'!H964,\"'\")","v":"'Eoplly New Energy Technology     EP156M/60-260 AC [208V],N,95,Y'"}]
[{"$f":"CONCATENATE(\"'\",'Inverter-Full Data'!A965,\"     \",'Inverter-Full Data'!B965,\",\",'Inverter-Full Data'!G965,\",\",'Inverter-Full Data'!F965,\",\",'Inverter-Full Data'!H965,\"'\")","v":"'Eoplly New Energy Technology     EP156M/60-260 AC [240V],N,95,Y'"}]
[{"$f":"CONCATENATE(\"'\",'Inverter-Full Data'!A966,\"     \",'Inverter-Full Data'!B966,\",\",'Inverter-Full Data'!G966,\",\",'Inverter-Full Data'!F966,\",\",'Inverter-Full Data'!H966,\"'\")","v":"'Eoplly New Energy Technology     EP156MB/60-240 AC [208V],N,95,Y'"}]
[{"$f":"CONCATENATE(\"'\",'Inverter-Full Data'!A967,\"     \",'Inverter-Full Data'!B967,\",\",'Inverter-Full Data'!G967,\",\",'Inverter-Full Data'!F967,\",\",'Inverter-Full Data'!H967,\"'\")","v":"'Eoplly New Energy Technology     EP156MB/60-240 AC [240V],N,95,Y'"}]
[{"$f":"CONCATENATE(\"'\",'Inverter-Full Data'!A968,\"     \",'Inverter-Full Data'!B968,\",\",'Inverter-Full Data'!G968,\",\",'Inverter-Full Data'!F968,\",\",'Inverter-Full Data'!H968,\"'\")","v":"'Eoplly New Energy Technology     EP156MB/60-245 AC [208V],N,95,Y'"}]
[{"$f":"CONCATENATE(\"'\",'Inverter-Full Data'!A969,\"     \",'Inverter-Full Data'!B969,\",\",'Inverter-Full Data'!G969,\",\",'Inverter-Full Data'!F969,\",\",'Inverter-Full Data'!H969,\"'\")","v":"'Eoplly New Energy Technology     EP156MB/60-245 AC [240V],N,95,Y'"}]
[{"$f":"CONCATENATE(\"'\",'Inverter-Full Data'!A970,\"     \",'Inverter-Full Data'!B970,\",\",'Inverter-Full Data'!G970,\",\",'Inverter-Full Data'!F970,\",\",'Inverter-Full Data'!H970,\"'\")","v":"'Eoplly New Energy Technology     EP156P/60-240 AC [208V],N,95,Y'"}]
[{"$f":"CONCATENATE(\"'\",'Inverter-Full Data'!A971,\"     \",'Inverter-Full Data'!B971,\",\",'Inverter-Full Data'!G971,\",\",'Inverter-Full Data'!F971,\",\",'Inverter-Full Data'!H971,\"'\")","v":"'Eoplly New Energy Technology     EP156P/60-240 AC [240V],N,95,Y'"}]
[{"$f":"CONCATENATE(\"'\",'Inverter-Full Data'!A972,\"     \",'Inverter-Full Data'!B972,\",\",'Inverter-Full Data'!G972,\",\",'Inverter-Full Data'!F972,\",\",'Inverter-Full Data'!H972,\"'\")","v":"'Eoplly New Energy Technology     EP156P/60-245 AC [208V],N,95,Y'"}]
[{"$f":"CONCATENATE(\"'\",'Inverter-Full Data'!A973,\"     \",'Inverter-Full Data'!B973,\",\",'Inverter-Full Data'!G973,\",\",'Inverter-Full Data'!F973,\",\",'Inverter-Full Data'!H973,\"'\")","v":"'Eoplly New Energy Technology     EP156P/60-245 AC [240V],N,95,Y'"}]
[{"$f":"CONCATENATE(\"'\",'Inverter-Full Data'!A974,\"     \",'Inverter-Full Data'!B974,\",\",'Inverter-Full Data'!G974,\",\",'Inverter-Full Data'!F974,\",\",'Inverter-Full Data'!H974,\"'\")","v":"'ET Solar Industry     ET-P660245BAC [240V],N,95,Y'"}]
[{"$f":"CONCATENATE(\"'\",'Inverter-Full Data'!A975,\"     \",'Inverter-Full Data'!B975,\",\",'Inverter-Full Data'!G975,\",\",'Inverter-Full Data'!F975,\",\",'Inverter-Full Data'!H975,\"'\")","v":"'ET Solar Industry     ET-P660245BBAC [240V],N,95,Y'"}]
[{"$f":"CONCATENATE(\"'\",'Inverter-Full Data'!A976,\"     \",'Inverter-Full Data'!B976,\",\",'Inverter-Full Data'!G976,\",\",'Inverter-Full Data'!F976,\",\",'Inverter-Full Data'!H976,\"'\")","v":"'ET Solar Industry     ET-P660245BBZAC [240V],N,95,Y'"}]
[{"$f":"CONCATENATE(\"'\",'Inverter-Full Data'!A977,\"     \",'Inverter-Full Data'!B977,\",\",'Inverter-Full Data'!G977,\",\",'Inverter-Full Data'!F977,\",\",'Inverter-Full Data'!H977,\"'\")","v":"'ET Solar Industry     ET-P660245WBZAC [240V],N,95,Y'"}]
[{"$f":"CONCATENATE(\"'\",'Inverter-Full Data'!A978,\"     \",'Inverter-Full Data'!B978,\",\",'Inverter-Full Data'!G978,\",\",'Inverter-Full Data'!F978,\",\",'Inverter-Full Data'!H978,\"'\")","v":"'ET Solar Industry     ET-P660250 WBAC [240V],N,95,Y'"}]
[{"$f":"CONCATENATE(\"'\",'Inverter-Full Data'!A979,\"     \",'Inverter-Full Data'!B979,\",\",'Inverter-Full Data'!G979,\",\",'Inverter-Full Data'!F979,\",\",'Inverter-Full Data'!H979,\"'\")","v":"'ET Solar Industry     ET-P660250 WBZAC [240V],N,95,Y'"}]
[{"$f":"CONCATENATE(\"'\",'Inverter-Full Data'!A980,\"     \",'Inverter-Full Data'!B980,\",\",'Inverter-Full Data'!G980,\",\",'Inverter-Full Data'!F980,\",\",'Inverter-Full Data'!H980,\"'\")","v":"'ET Solar Industry     ET-P660250BAC [240V],N,95,Y'"}]
[{"$f":"CONCATENATE(\"'\",'Inverter-Full Data'!A981,\"     \",'Inverter-Full Data'!B981,\",\",'Inverter-Full Data'!G981,\",\",'Inverter-Full Data'!F981,\",\",'Inverter-Full Data'!H981,\"'\")","v":"'ET Solar Industry     ET-P660250BBAC [240V],N,95,Y'"}]
[{"$f":"CONCATENATE(\"'\",'Inverter-Full Data'!A982,\"     \",'Inverter-Full Data'!B982,\",\",'Inverter-Full Data'!G982,\",\",'Inverter-Full Data'!F982,\",\",'Inverter-Full Data'!H982,\"'\")","v":"'ET Solar Industry     ET-P660250BBZAC [240V],N,95,Y'"}]
[{"$f":"CONCATENATE(\"'\",'Inverter-Full Data'!A983,\"     \",'Inverter-Full Data'!B983,\",\",'Inverter-Full Data'!G983,\",\",'Inverter-Full Data'!F983,\",\",'Inverter-Full Data'!H983,\"'\")","v":"'ET Solar Industry     ET-P660255BBAC,N,95,Y'"}]
[{"$f":"CONCATENATE(\"'\",'Inverter-Full Data'!A984,\"     \",'Inverter-Full Data'!B984,\",\",'Inverter-Full Data'!G984,\",\",'Inverter-Full Data'!F984,\",\",'Inverter-Full Data'!H984,\"'\")","v":"'ET Solar Industry     ET-P660255BBZAC,N,95,Y'"}]
[{"$f":"CONCATENATE(\"'\",'Inverter-Full Data'!A985,\"     \",'Inverter-Full Data'!B985,\",\",'Inverter-Full Data'!G985,\",\",'Inverter-Full Data'!F985,\",\",'Inverter-Full Data'!H985,\"'\")","v":"'ET Solar Industry     ET-P660255WBAC,N,95,Y'"}]
[{"$f":"CONCATENATE(\"'\",'Inverter-Full Data'!A986,\"     \",'Inverter-Full Data'!B986,\",\",'Inverter-Full Data'!G986,\",\",'Inverter-Full Data'!F986,\",\",'Inverter-Full Data'!H986,\"'\")","v":"'ET Solar Industry     ET-P660255WBZAC,N,95,Y'"}]
[{"$f":"CONCATENATE(\"'\",'Inverter-Full Data'!A988,\"     \",'Inverter-Full Data'!B988,\",\",'Inverter-Full Data'!G988,\",\",'Inverter-Full Data'!F988,\",\",'Inverter-Full Data'!H988,\"'\")","v":"'ET Solar Industry     ET-P660255WWZAC,N,95,Y'"}]
[{"$f":"CONCATENATE(\"'\",'Inverter-Full Data'!A989,\"     \",'Inverter-Full Data'!B989,\",\",'Inverter-Full Data'!G989,\",\",'Inverter-Full Data'!F989,\",\",'Inverter-Full Data'!H989,\"'\")","v":"'ET Solar Industry     ET-P660260WBAC,N,95,Y'"}]
[{"$f":"CONCATENATE(\"'\",'Inverter-Full Data'!A990,\"     \",'Inverter-Full Data'!B990,\",\",'Inverter-Full Data'!G990,\",\",'Inverter-Full Data'!F990,\",\",'Inverter-Full Data'!H990,\"'\")","v":"'ET Solar Industry     ET-P660260WBZAC,N,95,Y'"}]
[{"$f":"CONCATENATE(\"'\",'Inverter-Full Data'!A991,\"     \",'Inverter-Full Data'!B991,\",\",'Inverter-Full Data'!G991,\",\",'Inverter-Full Data'!F991,\",\",'Inverter-Full Data'!H991,\"'\")","v":"'ET Solar Industry     ET-P660260WWAC,N,95,Y'"}]
[{"$f":"CONCATENATE(\"'\",'Inverter-Full Data'!#REF!,\"     \",'Inverter-Full Data'!#REF!,\",\",'Inverter-Full Data'!#REF!,\",\",'Inverter-Full Data'!#REF!,\",\",'Inverter-Full Data'!#REF!,\"'\")","v":{"$error":"#REF!"}}]
[{"$f":"CONCATENATE(\"'\",'Inverter-Full Data'!A992,\"     \",'Inverter-Full Data'!B992,\",\",'Inverter-Full Data'!G992,\",\",'Inverter-Full Data'!F992,\",\",'Inverter-Full Data'!H992,\"'\")","v":"'ET Solar Industry     ET-P660260WWZAC,N,95,Y'"}]
[{"$f":"CONCATENATE(\"'\",'Inverter-Full Data'!A993,\"     \",'Inverter-Full Data'!B993,\",\",'Inverter-Full Data'!G993,\",\",'Inverter-Full Data'!F993,\",\",'Inverter-Full Data'!H993,\"'\")","v":"'ETM Electromatic     290-480-60,Y,96.5,N'"}]
[{"$f":"CONCATENATE(\"'\",'Inverter-Full Data'!A994,\"     \",'Inverter-Full Data'!B994,\",\",'Inverter-Full Data'!G994,\",\",'Inverter-Full Data'!F994,\",\",'Inverter-Full Data'!H994,\"'\")","v":"'E-Village Solar     EVS1100EVR [120V],Y,90.5,N'"}]
[{"$f":"CONCATENATE(\"'\",'Inverter-Full Data'!A995,\"     \",'Inverter-Full Data'!B995,\",\",'Inverter-Full Data'!G995,\",\",'Inverter-Full Data'!F995,\",\",'Inverter-Full Data'!H995,\"'\")","v":"'E-Village Solar     EVS2000EVR [240V],Y,92,N'"}]
[{"$f":"CONCATENATE(\"'\",'Inverter-Full Data'!A996,\"     \",'Inverter-Full Data'!B996,\",\",'Inverter-Full Data'!G996,\",\",'Inverter-Full Data'!F996,\",\",'Inverter-Full Data'!H996,\"'\")","v":"'E-Village Solar     EVS2500 [240V],Y,94.5,N'"}]
[{"$f":"CONCATENATE(\"'\",'Inverter-Full Data'!A997,\"     \",'Inverter-Full Data'!B997,\",\",'Inverter-Full Data'!G997,\",\",'Inverter-Full Data'!F997,\",\",'Inverter-Full Data'!H997,\"'\")","v":"'E-Village Solar     EVS3000 [240V],Y,93.5,N'"}]
[{"$f":"CONCATENATE(\"'\",'Inverter-Full Data'!A998,\"     \",'Inverter-Full Data'!B998,\",\",'Inverter-Full Data'!G998,\",\",'Inverter-Full Data'!F998,\",\",'Inverter-Full Data'!H998,\"'\")","v":"'E-Village Solar     EVS3500 [240V],Y,95.5,N'"}]
[{"$f":"CONCATENATE(\"'\",'Inverter-Full Data'!A999,\"     \",'Inverter-Full Data'!B999,\",\",'Inverter-Full Data'!G999,\",\",'Inverter-Full Data'!F999,\",\",'Inverter-Full Data'!H999,\"'\")","v":"'E-Village Solar     EVS4600 [208V],Y,95.5,N'"}]
[{"$f":"CONCATENATE(\"'\",'Inverter-Full Data'!A1000,\"     \",'Inverter-Full Data'!B1000,\",\",'Inverter-Full Data'!G1000,\",\",'Inverter-Full Data'!F1000,\",\",'Inverter-Full Data'!H1000,\"'\")","v":"'E-Village Solar     EVS4800 [240V],Y,96,N'"}]
[{"$f":"CONCATENATE(\"'\",'Inverter-Full Data'!A1001,\"     \",'Inverter-Full Data'!B1001,\",\",'Inverter-Full Data'!G1001,\",\",'Inverter-Full Data'!F1001,\",\",'Inverter-Full Data'!H1001,\"'\")","v":"'E-Village Solar     EVS5200 [208V],Y,96,N'"}]
[{"$f":"CONCATENATE(\"'\",'Inverter-Full Data'!A1002,\"     \",'Inverter-Full Data'!B1002,\",\",'Inverter-Full Data'!G1002,\",\",'Inverter-Full Data'!F1002,\",\",'Inverter-Full Data'!H1002,\"'\")","v":"'Exeltech     AC2-1-2-6-5-XX [120V],N,94.5,Y'"}]
[{"$f":"CONCATENATE(\"'\",'Inverter-Full Data'!A1003,\"     \",'Inverter-Full Data'!B1003,\",\",'Inverter-Full Data'!G1003,\",\",'Inverter-Full Data'!F1003,\",\",'Inverter-Full Data'!H1003,\"'\")","v":"'Exeltech     AC2-1-B-6-5-XX [120V],N,94.5,Y'"}]
[{"$f":"CONCATENATE(\"'\",'Inverter-Full Data'!A1004,\"     \",'Inverter-Full Data'!B1004,\",\",'Inverter-Full Data'!G1004,\",\",'Inverter-Full Data'!F1004,\",\",'Inverter-Full Data'!H1004,\"'\")","v":"'Exeltech     AC2-1-C-6-5-XX [120V],N,94.5,Y'"}]
[{"$f":"CONCATENATE(\"'\",'Inverter-Full Data'!A1005,\"     \",'Inverter-Full Data'!B1005,\",\",'Inverter-Full Data'!G1005,\",\",'Inverter-Full Data'!F1005,\",\",'Inverter-Full Data'!H1005,\"'\")","v":"'Exeltech     AC2-1-L-6-5-XX [120V],N,94.5,Y'"}]
[{"$f":"CONCATENATE(\"'\",'Inverter-Full Data'!A1006,\"     \",'Inverter-Full Data'!B1006,\",\",'Inverter-Full Data'!G1006,\",\",'Inverter-Full Data'!F1006,\",\",'Inverter-Full Data'!H1006,\"'\")","v":"'Exeltech     AM24-1-B-6-0-00 [120V],N,94.5,Y'"}]
[{"$f":"CONCATENATE(\"'\",'Inverter-Full Data'!A1007,\"     \",'Inverter-Full Data'!B1007,\",\",'Inverter-Full Data'!G1007,\",\",'Inverter-Full Data'!F1007,\",\",'Inverter-Full Data'!H1007,\"'\")","v":"'Exeltech     XLGT18A60 [120V],Y,96.5,N'"}]
[{"$f":"CONCATENATE(\"'\",'Inverter-Full Data'!A1008,\"     \",'Inverter-Full Data'!B1008,\",\",'Inverter-Full Data'!G1008,\",\",'Inverter-Full Data'!F1008,\",\",'Inverter-Full Data'!H1008,\"'\")","v":"'Exeltech     XLGT18A60-01 [120V],Y,96.5,N'"}]
[{"$f":"CONCATENATE(\"'\",'Inverter-Full Data'!A1009,\"     \",'Inverter-Full Data'!B1009,\",\",'Inverter-Full Data'!G1009,\",\",'Inverter-Full Data'!F1009,\",\",'Inverter-Full Data'!H1009,\"'\")","v":"'Flextronics Industrial     FLV-IA-6.0S1UA,Y,97.5,N'"}]
[{"$f":"CONCATENATE(\"'\",'Inverter-Full Data'!A1010,\"     \",'Inverter-Full Data'!B1010,\",\",'Inverter-Full Data'!G1010,\",\",'Inverter-Full Data'!F1010,\",\",'Inverter-Full Data'!H1010,\"'\")","v":"'Flextronics Industrial     FLV-IA-7.0S1UA,Y,97.5,N'"}]
[{"$f":"CONCATENATE(\"'\",'Inverter-Full Data'!A1011,\"     \",'Inverter-Full Data'!B1011,\",\",'Inverter-Full Data'!G1011,\",\",'Inverter-Full Data'!F1011,\",\",'Inverter-Full Data'!H1011,\"'\")","v":"'Flextronics Industrial     FLV-IA-7.6S1UA,Y,97.5,N'"}]
[{"$f":"CONCATENATE(\"'\",'Inverter-Full Data'!#REF!,\"     \",'Inverter-Full Data'!#REF!,\",\",'Inverter-Full Data'!#REF!,\",\",'Inverter-Full Data'!#REF!,\",\",'Inverter-Full Data'!#REF!,\"'\")","v":{"$error":"#REF!"}}]
[{"$f":"CONCATENATE(\"'\",'Inverter-Full Data'!#REF!,\"     \",'Inverter-Full Data'!#REF!,\",\",'Inverter-Full Data'!#REF!,\",\",'Inverter-Full Data'!#REF!,\",\",'Inverter-Full Data'!#REF!,\"'\")","v":{"$error":"#REF!"}}]
[{"$f":"CONCATENATE(\"'\",'Inverter-Full Data'!#REF!,\"     \",'Inverter-Full Data'!#REF!,\",\",'Inverter-Full Data'!#REF!,\",\",'Inverter-Full Data'!#REF!,\",\",'Inverter-Full Data'!#REF!,\"'\")","v":{"$error":"#REF!"}}]
[{"$f":"CONCATENATE(\"'\",'Inverter-Full Data'!#REF!,\"     \",'Inverter-Full Data'!#REF!,\",\",'Inverter-Full Data'!#REF!,\",\",'Inverter-Full Data'!#REF!,\",\",'Inverter-Full Data'!#REF!,\"'\")","v":{"$error":"#REF!"}}]
[{"$f":"CONCATENATE(\"'\",'Inverter-Full Data'!#REF!,\"     \",'Inverter-Full Data'!#REF!,\",\",'Inverter-Full Data'!#REF!,\",\",'Inverter-Full Data'!#REF!,\",\",'Inverter-Full Data'!#REF!,\"'\")","v":{"$error":"#REF!"}}]
[{"$f":"CONCATENATE(\"'\",'Inverter-Full Data'!#REF!,\"     \",'Inverter-Full Data'!#REF!,\",\",'Inverter-Full Data'!#REF!,\",\",'Inverter-Full Data'!#REF!,\",\",'Inverter-Full Data'!#REF!,\"'\")","v":{"$error":"#REF!"}}]
[{"$f":"CONCATENATE(\"'\",'Inverter-Full Data'!#REF!,\"     \",'Inverter-Full Data'!#REF!,\",\",'Inverter-Full Data'!#REF!,\",\",'Inverter-Full Data'!#REF!,\",\",'Inverter-Full Data'!#REF!,\"'\")","v":{"$error":"#REF!"}}]
[{"$f":"CONCATENATE(\"'\",'Inverter-Full Data'!#REF!,\"     \",'Inverter-Full Data'!#REF!,\",\",'Inverter-Full Data'!#REF!,\",\",'Inverter-Full Data'!#REF!,\",\",'Inverter-Full Data'!#REF!,\"'\")","v":{"$error":"#REF!"}}]
[{"$f":"CONCATENATE(\"'\",'Inverter-Full Data'!#REF!,\"     \",'Inverter-Full Data'!#REF!,\",\",'Inverter-Full Data'!#REF!,\",\",'Inverter-Full Data'!#REF!,\",\",'Inverter-Full Data'!#REF!,\"'\")","v":{"$error":"#REF!"}}]
[{"$f":"CONCATENATE(\"'\",'Inverter-Full Data'!#REF!,\"     \",'Inverter-Full Data'!#REF!,\",\",'Inverter-Full Data'!#REF!,\",\",'Inverter-Full Data'!#REF!,\",\",'Inverter-Full Data'!#REF!,\"'\")","v":{"$error":"#REF!"}}]
[{"$f":"CONCATENATE(\"'\",'Inverter-Full Data'!#REF!,\"     \",'Inverter-Full Data'!#REF!,\",\",'Inverter-Full Data'!#REF!,\",\",'Inverter-Full Data'!#REF!,\",\",'Inverter-Full Data'!#REF!,\"'\")","v":{"$error":"#REF!"}}]
[{"$f":"CONCATENATE(\"'\",'Inverter-Full Data'!#REF!,\"     \",'Inverter-Full Data'!#REF!,\",\",'Inverter-Full Data'!#REF!,\",\",'Inverter-Full Data'!#REF!,\",\",'Inverter-Full Data'!#REF!,\"'\")","v":{"$error":"#REF!"}}]
[{"$f":"CONCATENATE(\"'\",'Inverter-Full Data'!#REF!,\"     \",'Inverter-Full Data'!#REF!,\",\",'Inverter-Full Data'!#REF!,\",\",'Inverter-Full Data'!#REF!,\",\",'Inverter-Full Data'!#REF!,\"'\")","v":{"$error":"#REF!"}}]
[{"$f":"CONCATENATE(\"'\",'Inverter-Full Data'!#REF!,\"     \",'Inverter-Full Data'!#REF!,\",\",'Inverter-Full Data'!#REF!,\",\",'Inverter-Full Data'!#REF!,\",\",'Inverter-Full Data'!#REF!,\"'\")","v":{"$error":"#REF!"}}]
[{"$f":"CONCATENATE(\"'\",'Inverter-Full Data'!#REF!,\"     \",'Inverter-Full Data'!#REF!,\",\",'Inverter-Full Data'!#REF!,\",\",'Inverter-Full Data'!#REF!,\",\",'Inverter-Full Data'!#REF!,\"'\")","v":{"$error":"#REF!"}}]
[{"$f":"CONCATENATE(\"'\",'Inverter-Full Data'!#REF!,\"     \",'Inverter-Full Data'!#REF!,\",\",'Inverter-Full Data'!#REF!,\",\",'Inverter-Full Data'!#REF!,\",\",'Inverter-Full Data'!#REF!,\"'\")","v":{"$error":"#REF!"}}]
[{"$f":"CONCATENATE(\"'\",'Inverter-Full Data'!#REF!,\"     \",'Inverter-Full Data'!#REF!,\",\",'Inverter-Full Data'!#REF!,\",\",'Inverter-Full Data'!#REF!,\",\",'Inverter-Full Data'!#REF!,\"'\")","v":{"$error":"#REF!"}}]
[{"$f":"CONCATENATE(\"'\",'Inverter-Full Data'!#REF!,\"     \",'Inverter-Full Data'!#REF!,\",\",'Inverter-Full Data'!#REF!,\",\",'Inverter-Full Data'!#REF!,\",\",'Inverter-Full Data'!#REF!,\"'\")","v":{"$error":"#REF!"}}]
[{"$f":"CONCATENATE(\"'\",'Inverter-Full Data'!#REF!,\"     \",'Inverter-Full Data'!#REF!,\",\",'Inverter-Full Data'!#REF!,\",\",'Inverter-Full Data'!#REF!,\",\",'Inverter-Full Data'!#REF!,\"'\")","v":{"$error":"#REF!"}}]
[{"$f":"CONCATENATE(\"'\",'Inverter-Full Data'!#REF!,\"     \",'Inverter-Full Data'!#REF!,\",\",'Inverter-Full Data'!#REF!,\",\",'Inverter-Full Data'!#REF!,\",\",'Inverter-Full Data'!#REF!,\"'\")","v":{"$error":"#REF!"}}]
[{"$f":"CONCATENATE(\"'\",'Inverter-Full Data'!#REF!,\"     \",'Inverter-Full Data'!#REF!,\",\",'Inverter-Full Data'!#REF!,\",\",'Inverter-Full Data'!#REF!,\",\",'Inverter-Full Data'!#REF!,\"'\")","v":{"$error":"#REF!"}}]
[{"$f":"CONCATENATE(\"'\",'Inverter-Full Data'!#REF!,\"     \",'Inverter-Full Data'!#REF!,\",\",'Inverter-Full Data'!#REF!,\",\",'Inverter-Full Data'!#REF!,\",\",'Inverter-Full Data'!#REF!,\"'\")","v":{"$error":"#REF!"}}]
[{"$f":"CONCATENATE(\"'\",'Inverter-Full Data'!#REF!,\"     \",'Inverter-Full Data'!#REF!,\",\",'Inverter-Full Data'!#REF!,\",\",'Inverter-Full Data'!#REF!,\",\",'Inverter-Full Data'!#REF!,\"'\")","v":{"$error":"#REF!"}}]
[{"$f":"CONCATENATE(\"'\",'Inverter-Full Data'!#REF!,\"     \",'Inverter-Full Data'!#REF!,\",\",'Inverter-Full Data'!#REF!,\",\",'Inverter-Full Data'!#REF!,\",\",'Inverter-Full Data'!#REF!,\"'\")","v":{"$error":"#REF!"}}]
[{"$f":"CONCATENATE(\"'\",'Inverter-Full Data'!#REF!,\"     \",'Inverter-Full Data'!#REF!,\",\",'Inverter-Full Data'!#REF!,\",\",'Inverter-Full Data'!#REF!,\",\",'Inverter-Full Data'!#REF!,\"'\")","v":{"$error":"#REF!"}}]
[{"$f":"CONCATENATE(\"'\",'Inverter-Full Data'!#REF!,\"     \",'Inverter-Full Data'!#REF!,\",\",'Inverter-Full Data'!#REF!,\",\",'Inverter-Full Data'!#REF!,\",\",'Inverter-Full Data'!#REF!,\"'\")","v":{"$error":"#REF!"}}]
[{"$f":"CONCATENATE(\"'\",'Inverter-Full Data'!#REF!,\"     \",'Inverter-Full Data'!#REF!,\",\",'Inverter-Full Data'!#REF!,\",\",'Inverter-Full Data'!#REF!,\",\",'Inverter-Full Data'!#REF!,\"'\")","v":{"$error":"#REF!"}}]
[{"$f":"CONCATENATE(\"'\",'Inverter-Full Data'!#REF!,\"     \",'Inverter-Full Data'!#REF!,\",\",'Inverter-Full Data'!#REF!,\",\",'Inverter-Full Data'!#REF!,\",\",'Inverter-Full Data'!#REF!,\"'\")","v":{"$error":"#REF!"}}]
[{"$f":"CONCATENATE(\"'\",'Inverter-Full Data'!#REF!,\"     \",'Inverter-Full Data'!#REF!,\",\",'Inverter-Full Data'!#REF!,\",\",'Inverter-Full Data'!#REF!,\",\",'Inverter-Full Data'!#REF!,\"'\")","v":{"$error":"#REF!"}}]
[{"$f":"CONCATENATE(\"'\",'Inverter-Full Data'!#REF!,\"     \",'Inverter-Full Data'!#REF!,\",\",'Inverter-Full Data'!#REF!,\",\",'Inverter-Full Data'!#REF!,\",\",'Inverter-Full Data'!#REF!,\"'\")","v":{"$error":"#REF!"}}]
[{"$f":"CONCATENATE(\"'\",'Inverter-Full Data'!#REF!,\"     \",'Inverter-Full Data'!#REF!,\",\",'Inverter-Full Data'!#REF!,\",\",'Inverter-Full Data'!#REF!,\",\",'Inverter-Full Data'!#REF!,\"'\")","v":{"$error":"#REF!"}}]
[{"$f":"CONCATENATE(\"'\",'Inverter-Full Data'!#REF!,\"     \",'Inverter-Full Data'!#REF!,\",\",'Inverter-Full Data'!#REF!,\",\",'Inverter-Full Data'!#REF!,\",\",'Inverter-Full Data'!#REF!,\"'\")","v":{"$error":"#REF!"}}]
[{"$f":"CONCATENATE(\"'\",'Inverter-Full Data'!#REF!,\"     \",'Inverter-Full Data'!#REF!,\",\",'Inverter-Full Data'!#REF!,\",\",'Inverter-Full Data'!#REF!,\",\",'Inverter-Full Data'!#REF!,\"'\")","v":{"$error":"#REF!"}}]
[{"$f":"CONCATENATE(\"'\",'Inverter-Full Data'!A1012,\"     \",'Inverter-Full Data'!B1012,\",\",'Inverter-Full Data'!G1012,\",\",'Inverter-Full Data'!F1012,\",\",'Inverter-Full Data'!H1012,\"'\")","v":"'Flextronics Industrial     FLV-IA-8.0S1UA,Y,97.5,N'"}]
[{"$f":"CONCATENATE(\"'\",'Inverter-Full Data'!A1013,\"     \",'Inverter-Full Data'!B1013,\",\",'Inverter-Full Data'!G1013,\",\",'Inverter-Full Data'!F1013,\",\",'Inverter-Full Data'!H1013,\"'\")","v":"'Flextronics Industrial     FLV-IA-9.0S1UA,Y,97.5,N'"}]
[{"$f":"CONCATENATE(\"'\",'Inverter-Full Data'!A1014,\"     \",'Inverter-Full Data'!B1014,\",\",'Inverter-Full Data'!G1014,\",\",'Inverter-Full Data'!F1014,\",\",'Inverter-Full Data'!H1014,\"'\")","v":"'Flextronics Industrial     FLV-IA-10.0S1UA,Y,97.5,N'"}]
[{"$f":"CONCATENATE(\"'\",'Inverter-Full Data'!A1015,\"     \",'Inverter-Full Data'!B1015,\",\",'Inverter-Full Data'!G1015,\",\",'Inverter-Full Data'!F1015,\",\",'Inverter-Full Data'!H1015,\"'\")","v":"'Friem     RECon 30L-100-US,Y,98,N'"}]
[{"$f":"CONCATENATE(\"'\",'Inverter-Full Data'!A1016,\"     \",'Inverter-Full Data'!B1016,\",\",'Inverter-Full Data'!G1016,\",\",'Inverter-Full Data'!F1016,\",\",'Inverter-Full Data'!H1016,\"'\")","v":"'Friem     RECon 30H-150-US [300V],Y,98,N'"}]
[{"$f":"CONCATENATE(\"'\",'Inverter-Full Data'!A1017,\"     \",'Inverter-Full Data'!B1017,\",\",'Inverter-Full Data'!G1017,\",\",'Inverter-Full Data'!F1017,\",\",'Inverter-Full Data'!H1017,\"'\")","v":"'Fronius USA     Galvo 1.5-1 208-240 [208V],Y,94,N'"}]
[{"$f":"CONCATENATE(\"'\",'Inverter-Full Data'!A1018,\"     \",'Inverter-Full Data'!B1018,\",\",'Inverter-Full Data'!G1018,\",\",'Inverter-Full Data'!F1018,\",\",'Inverter-Full Data'!H1018,\"'\")","v":"'Fronius USA     Galvo 1.5-1 208-240 [240V],Y,94.5,N'"}]
[{"$f":"CONCATENATE(\"'\",'Inverter-Full Data'!A1019,\"     \",'Inverter-Full Data'!B1019,\",\",'Inverter-Full Data'!G1019,\",\",'Inverter-Full Data'!F1019,\",\",'Inverter-Full Data'!H1019,\"'\")","v":"'Fronius USA     Galvo 2.0-1 208-240 [208V],Y,94.5,N'"}]
[{"$f":"CONCATENATE(\"'\",'Inverter-Full Data'!A1020,\"     \",'Inverter-Full Data'!B1020,\",\",'Inverter-Full Data'!G1020,\",\",'Inverter-Full Data'!F1020,\",\",'Inverter-Full Data'!H1020,\"'\")","v":"'Fronius USA     Galvo 2.0-1 208-240 [240V],Y,94.5,N'"}]
[{"$f":"CONCATENATE(\"'\",'Inverter-Full Data'!A1021,\"     \",'Inverter-Full Data'!B1021,\",\",'Inverter-Full Data'!G1021,\",\",'Inverter-Full Data'!F1021,\",\",'Inverter-Full Data'!H1021,\"'\")","v":"'Fronius USA     IG 2000 NEG,Y,93.5,N'"}]
[{"$f":"CONCATENATE(\"'\",'Inverter-Full Data'!A1022,\"     \",'Inverter-Full Data'!B1022,\",\",'Inverter-Full Data'!G1022,\",\",'Inverter-Full Data'!F1022,\",\",'Inverter-Full Data'!H1022,\"'\")","v":"'Fronius USA     IG 2000 POS,Y,93.5,N'"}]
[{"$f":"CONCATENATE(\"'\",'Inverter-Full Data'!A1023,\"     \",'Inverter-Full Data'!B1023,\",\",'Inverter-Full Data'!G1023,\",\",'Inverter-Full Data'!F1023,\",\",'Inverter-Full Data'!H1023,\"'\")","v":"'Fronius USA     IG 2500-LV NEG,Y,93,N'"}]
[{"$f":"CONCATENATE(\"'\",'Inverter-Full Data'!A1024,\"     \",'Inverter-Full Data'!B1024,\",\",'Inverter-Full Data'!G1024,\",\",'Inverter-Full Data'!F1024,\",\",'Inverter-Full Data'!H1024,\"'\")","v":"'Fronius USA     IG 2500-LV POS,Y,93,N'"}]
[{"$f":"CONCATENATE(\"'\",'Inverter-Full Data'!A1025,\"     \",'Inverter-Full Data'!B1025,\",\",'Inverter-Full Data'!G1025,\",\",'Inverter-Full Data'!F1025,\",\",'Inverter-Full Data'!H1025,\"'\")","v":"'Fronius USA     Galvo 2.5-1 208-240 [208V],Y,95,N'"}]
[{"$f":"CONCATENATE(\"'\",'Inverter-Full Data'!A1026,\"     \",'Inverter-Full Data'!B1026,\",\",'Inverter-Full Data'!G1026,\",\",'Inverter-Full Data'!F1026,\",\",'Inverter-Full Data'!H1026,\"'\")","v":"'Fronius USA     Galvo 2.5-1 208-240 [240V],Y,95,N'"}]
[{"$f":"CONCATENATE(\"'\",'Inverter-Full Data'!A1027,\"     \",'Inverter-Full Data'!B1027,\",\",'Inverter-Full Data'!G1027,\",\",'Inverter-Full Data'!F1027,\",\",'Inverter-Full Data'!H1027,\"'\")","v":"'Fronius USA     IG 3000 NEG,Y,94,N'"}]
[{"$f":"CONCATENATE(\"'\",'Inverter-Full Data'!A1028,\"     \",'Inverter-Full Data'!B1028,\",\",'Inverter-Full Data'!G1028,\",\",'Inverter-Full Data'!F1028,\",\",'Inverter-Full Data'!H1028,\"'\")","v":"'Fronius USA     IG 3000 POS,Y,94,N'"}]
[{"$f":"CONCATENATE(\"'\",'Inverter-Full Data'!A1029,\"     \",'Inverter-Full Data'!B1029,\",\",'Inverter-Full Data'!G1029,\",\",'Inverter-Full Data'!F1029,\",\",'Inverter-Full Data'!H1029,\"'\")","v":"'Fronius USA     Galvo 3.1-1 208-240 [208V],Y,95,N'"}]
[{"$f":"CONCATENATE(\"'\",'Inverter-Full Data'!A1030,\"     \",'Inverter-Full Data'!B1030,\",\",'Inverter-Full Data'!G1030,\",\",'Inverter-Full Data'!F1030,\",\",'Inverter-Full Data'!H1030,\"'\")","v":"'Fronius USA     IG Plus 3.0-1 UNI [208V],Y,95,N'"}]
[{"$f":"CONCATENATE(\"'\",'Inverter-Full Data'!A1031,\"     \",'Inverter-Full Data'!B1031,\",\",'Inverter-Full Data'!G1031,\",\",'Inverter-Full Data'!F1031,\",\",'Inverter-Full Data'!H1031,\"'\")","v":"'Fronius USA     IG Plus 3.0-1 UNI [240V],Y,95.5,N'"}]
[{"$f":"CONCATENATE(\"'\",'Inverter-Full Data'!A1032,\"     \",'Inverter-Full Data'!B1032,\",\",'Inverter-Full Data'!G1032,\",\",'Inverter-Full Data'!F1032,\",\",'Inverter-Full Data'!H1032,\"'\")","v":"'Fronius USA     IG Plus 3.0-1 UNI [277V],Y,95.5,N'"}]
[{"$f":"CONCATENATE(\"'\",'Inverter-Full Data'!A1033,\"     \",'Inverter-Full Data'!B1033,\",\",'Inverter-Full Data'!G1033,\",\",'Inverter-Full Data'!F1033,\",\",'Inverter-Full Data'!H1033,\"'\")","v":"'Fronius USA     IG Plus A 3.0 [208V],Y,95,N'"}]
[{"$f":"CONCATENATE(\"'\",'Inverter-Full Data'!A1034,\"     \",'Inverter-Full Data'!B1034,\",\",'Inverter-Full Data'!G1034,\",\",'Inverter-Full Data'!F1034,\",\",'Inverter-Full Data'!H1034,\"'\")","v":"'Fronius USA     IG Plus A 3.0 [240V],Y,95.5,N'"}]
[{"$f":"CONCATENATE(\"'\",'Inverter-Full Data'!A1035,\"     \",'Inverter-Full Data'!B1035,\",\",'Inverter-Full Data'!G1035,\",\",'Inverter-Full Data'!F1035,\",\",'Inverter-Full Data'!H1035,\"'\")","v":"'Fronius USA     IG Plus A 3.0 [277V],Y,96,N'"}]
[{"$f":"CONCATENATE(\"'\",'Inverter-Full Data'!A1036,\"     \",'Inverter-Full Data'!B1036,\",\",'Inverter-Full Data'!G1036,\",\",'Inverter-Full Data'!F1036,\",\",'Inverter-Full Data'!H1036,\"'\")","v":"'Fronius USA     IG Plus V 3.0 [208V],Y,95,N'"}]
[{"$f":"CONCATENATE(\"'\",'Inverter-Full Data'!A1037,\"     \",'Inverter-Full Data'!B1037,\",\",'Inverter-Full Data'!G1037,\",\",'Inverter-Full Data'!F1037,\",\",'Inverter-Full Data'!H1037,\"'\")","v":"'Fronius USA     IG Plus V 3.0 [240V],Y,95.5,N'"}]
[{"$f":"CONCATENATE(\"'\",'Inverter-Full Data'!A1038,\"     \",'Inverter-Full Data'!B1038,\",\",'Inverter-Full Data'!G1038,\",\",'Inverter-Full Data'!F1038,\",\",'Inverter-Full Data'!H1038,\"'\")","v":"'Fronius USA     IG Plus V 3.0 [277V],Y,96,N'"}]
[{"$f":"CONCATENATE(\"'\",'Inverter-Full Data'!A1039,\"     \",'Inverter-Full Data'!B1039,\",\",'Inverter-Full Data'!G1039,\",\",'Inverter-Full Data'!F1039,\",\",'Inverter-Full Data'!H1039,\"'\")","v":"'Fronius USA     Galvo 3.1-1 208-240 [240V],Y,95.5,N'"}]
[{"$f":"CONCATENATE(\"'\",'Inverter-Full Data'!A1040,\"     \",'Inverter-Full Data'!B1040,\",\",'Inverter-Full Data'!G1040,\",\",'Inverter-Full Data'!F1040,\",\",'Inverter-Full Data'!H1040,\"'\")","v":"'Fronius USA     Fronius Primo 3.8-1 208-240 [208V],Y,96,N'"}]
[{"$f":"CONCATENATE(\"'\",'Inverter-Full Data'!A1041,\"     \",'Inverter-Full Data'!B1041,\",\",'Inverter-Full Data'!G1041,\",\",'Inverter-Full Data'!F1041,\",\",'Inverter-Full Data'!H1041,\"'\")","v":"'Fronius USA     Fronius Primo 3.8-1 208-240 [240V],Y,95.5,N'"}]
[{"$f":"CONCATENATE(\"'\",'Inverter-Full Data'!A1042,\"     \",'Inverter-Full Data'!B1042,\",\",'Inverter-Full Data'!G1042,\",\",'Inverter-Full Data'!F1042,\",\",'Inverter-Full Data'!H1042,\"'\")","v":"'Fronius USA     IG Plus 3.8-1 UNI [208V],Y,95,N'"}]
[{"$f":"CONCATENATE(\"'\",'Inverter-Full Data'!A1043,\"     \",'Inverter-Full Data'!B1043,\",\",'Inverter-Full Data'!G1043,\",\",'Inverter-Full Data'!F1043,\",\",'Inverter-Full Data'!H1043,\"'\")","v":"'Fronius USA     IG Plus 3.8-1 UNI [240V],Y,95.5,N'"}]
[{"$f":"CONCATENATE(\"'\",'Inverter-Full Data'!A1044,\"     \",'Inverter-Full Data'!B1044,\",\",'Inverter-Full Data'!G1044,\",\",'Inverter-Full Data'!F1044,\",\",'Inverter-Full Data'!H1044,\"'\")","v":"'Fronius USA     IG Plus 3.8-1 UNI [277V],Y,95.5,N'"}]
[{"$f":"CONCATENATE(\"'\",'Inverter-Full Data'!A1045,\"     \",'Inverter-Full Data'!B1045,\",\",'Inverter-Full Data'!G1045,\",\",'Inverter-Full Data'!F1045,\",\",'Inverter-Full Data'!H1045,\"'\")","v":"'Fronius USA     IG Plus A 3.8 [208V],Y,95,N'"}]
[{"$f":"CONCATENATE(\"'\",'Inverter-Full Data'!A1046,\"     \",'Inverter-Full Data'!B1046,\",\",'Inverter-Full Data'!G1046,\",\",'Inverter-Full Data'!F1046,\",\",'Inverter-Full Data'!H1046,\"'\")","v":"'Fronius USA     IG Plus A 3.8 [240V],Y,95.5,N'"}]
[{"$f":"CONCATENATE(\"'\",'Inverter-Full Data'!A1047,\"     \",'Inverter-Full Data'!B1047,\",\",'Inverter-Full Data'!G1047,\",\",'Inverter-Full Data'!F1047,\",\",'Inverter-Full Data'!H1047,\"'\")","v":"'Fronius USA     IG Plus A 3.8 [277V],Y,96,N'"}]
[{"$f":"CONCATENATE(\"'\",'Inverter-Full Data'!A1048,\"     \",'Inverter-Full Data'!B1048,\",\",'Inverter-Full Data'!G1048,\",\",'Inverter-Full Data'!F1048,\",\",'Inverter-Full Data'!H1048,\"'\")","v":"'Fronius USA     IG Plus V 3.8 [208V],Y,95,N'"}]
[{"$f":"CONCATENATE(\"'\",'Inverter-Full Data'!A1049,\"     \",'Inverter-Full Data'!B1049,\",\",'Inverter-Full Data'!G1049,\",\",'Inverter-Full Data'!F1049,\",\",'Inverter-Full Data'!H1049,\"'\")","v":"'Fronius USA     IG Plus V 3.8 [240V],Y,95.5,N'"}]
[{"$f":"CONCATENATE(\"'\",'Inverter-Full Data'!A1050,\"     \",'Inverter-Full Data'!B1050,\",\",'Inverter-Full Data'!G1050,\",\",'Inverter-Full Data'!F1050,\",\",'Inverter-Full Data'!H1050,\"'\")","v":"'Fronius USA     IG Plus V 3.8 [277V],Y,96,N'"}]
[{"$f":"CONCATENATE(\"'\",'Inverter-Full Data'!A1051,\"     \",'Inverter-Full Data'!B1051,\",\",'Inverter-Full Data'!G1051,\",\",'Inverter-Full Data'!F1051,\",\",'Inverter-Full Data'!H1051,\"'\")","v":"'Fronius USA     IG 4000 NEG,Y,94,N'"}]
[{"$f":"CONCATENATE(\"'\",'Inverter-Full Data'!A1052,\"     \",'Inverter-Full Data'!B1052,\",\",'Inverter-Full Data'!G1052,\",\",'Inverter-Full Data'!F1052,\",\",'Inverter-Full Data'!H1052,\"'\")","v":"'Fronius USA     IG 4000 POS,Y,94,N'"}]
[{"$f":"CONCATENATE(\"'\",'Inverter-Full Data'!A1053,\"     \",'Inverter-Full Data'!B1053,\",\",'Inverter-Full Data'!G1053,\",\",'Inverter-Full Data'!F1053,\",\",'Inverter-Full Data'!H1053,\"'\")","v":"'Fronius USA     IG 4500-LV NEG,Y,93.5,N'"}]
[{"$f":"CONCATENATE(\"'\",'Inverter-Full Data'!A1054,\"     \",'Inverter-Full Data'!B1054,\",\",'Inverter-Full Data'!G1054,\",\",'Inverter-Full Data'!F1054,\",\",'Inverter-Full Data'!H1054,\"'\")","v":"'Fronius USA     IG 4500-LV POS,Y,93.5,N'"}]
[{"$f":"CONCATENATE(\"'\",'Inverter-Full Data'!A1055,\"     \",'Inverter-Full Data'!B1055,\",\",'Inverter-Full Data'!G1055,\",\",'Inverter-Full Data'!F1055,\",\",'Inverter-Full Data'!H1055,\"'\")","v":"'Fronius USA     Fronius Primo 5.0-1 208-240 [208V],Y,96.5,N'"}]
[{"$f":"CONCATENATE(\"'\",'Inverter-Full Data'!A1056,\"     \",'Inverter-Full Data'!B1056,\",\",'Inverter-Full Data'!G1056,\",\",'Inverter-Full Data'!F1056,\",\",'Inverter-Full Data'!H1056,\"'\")","v":"'Fronius USA     Fronius Primo 5.0-1 208-240 [240V],Y,96.5,N'"}]
[{"$f":"CONCATENATE(\"'\",'Inverter-Full Data'!A1057,\"     \",'Inverter-Full Data'!B1057,\",\",'Inverter-Full Data'!G1057,\",\",'Inverter-Full Data'!F1057,\",\",'Inverter-Full Data'!H1057,\"'\")","v":"'Fronius USA     IG Plus 5.0-1 UNI [208V],Y,95.5,N'"}]
[{"$f":"CONCATENATE(\"'\",'Inverter-Full Data'!A1058,\"     \",'Inverter-Full Data'!B1058,\",\",'Inverter-Full Data'!G1058,\",\",'Inverter-Full Data'!F1058,\",\",'Inverter-Full Data'!H1058,\"'\")","v":"'Fronius USA     IG Plus 5.0-1 UNI [240V],Y,95.5,N'"}]
[{"$f":"CONCATENATE(\"'\",'Inverter-Full Data'!A1059,\"     \",'Inverter-Full Data'!B1059,\",\",'Inverter-Full Data'!G1059,\",\",'Inverter-Full Data'!F1059,\",\",'Inverter-Full Data'!H1059,\"'\")","v":"'Fronius USA     IG Plus 5.0-1 UNI [277V],Y,96,N'"}]
[{"$f":"CONCATENATE(\"'\",'Inverter-Full Data'!A1060,\"     \",'Inverter-Full Data'!B1060,\",\",'Inverter-Full Data'!G1060,\",\",'Inverter-Full Data'!F1060,\",\",'Inverter-Full Data'!H1060,\"'\")","v":"'Fronius USA     IG Plus A 5.0 [208V],Y,95.5,N'"}]
[{"$f":"CONCATENATE(\"'\",'Inverter-Full Data'!A1061,\"     \",'Inverter-Full Data'!B1061,\",\",'Inverter-Full Data'!G1061,\",\",'Inverter-Full Data'!F1061,\",\",'Inverter-Full Data'!H1061,\"'\")","v":"'Fronius USA     IG Plus A 5.0 [240V],Y,95.5,N'"}]
[{"$f":"CONCATENATE(\"'\",'Inverter-Full Data'!A1062,\"     \",'Inverter-Full Data'!B1062,\",\",'Inverter-Full Data'!G1062,\",\",'Inverter-Full Data'!F1062,\",\",'Inverter-Full Data'!H1062,\"'\")","v":"'Fronius USA     IG Plus A 5.0 [277V],Y,96,N'"}]
[{"$f":"CONCATENATE(\"'\",'Inverter-Full Data'!A1063,\"     \",'Inverter-Full Data'!B1063,\",\",'Inverter-Full Data'!G1063,\",\",'Inverter-Full Data'!F1063,\",\",'Inverter-Full Data'!H1063,\"'\")","v":"'Fronius USA     IG Plus V 5.0 [208V],Y,95.5,N'"}]
[{"$f":"CONCATENATE(\"'\",'Inverter-Full Data'!A1064,\"     \",'Inverter-Full Data'!B1064,\",\",'Inverter-Full Data'!G1064,\",\",'Inverter-Full Data'!F1064,\",\",'Inverter-Full Data'!H1064,\"'\")","v":"'Fronius USA     IG Plus V 5.0 [240V],Y,95.5,N'"}]
[{"$f":"CONCATENATE(\"'\",'Inverter-Full Data'!A1065,\"     \",'Inverter-Full Data'!B1065,\",\",'Inverter-Full Data'!G1065,\",\",'Inverter-Full Data'!F1065,\",\",'Inverter-Full Data'!H1065,\"'\")","v":"'Fronius USA     IG Plus V 5.0 [277V],Y,96,N'"}]
[{"$f":"CONCATENATE(\"'\",'Inverter-Full Data'!A1066,\"     \",'Inverter-Full Data'!B1066,\",\",'Inverter-Full Data'!G1066,\",\",'Inverter-Full Data'!F1066,\",\",'Inverter-Full Data'!H1066,\"'\")","v":"'Fronius USA     IG 5100 NEG,Y,94.5,N'"}]
[{"$f":"CONCATENATE(\"'\",'Inverter-Full Data'!A1067,\"     \",'Inverter-Full Data'!B1067,\",\",'Inverter-Full Data'!G1067,\",\",'Inverter-Full Data'!F1067,\",\",'Inverter-Full Data'!H1067,\"'\")","v":"'Fronius USA     IG 5100 POS,Y,94.5,N'"}]
[{"$f":"CONCATENATE(\"'\",'Inverter-Full Data'!A1068,\"     \",'Inverter-Full Data'!B1068,\",\",'Inverter-Full Data'!G1068,\",\",'Inverter-Full Data'!F1068,\",\",'Inverter-Full Data'!H1068,\"'\")","v":"'Fronius USA     Fronius Primo 6.0-1 208-240 [208V],Y,96.5,N'"}]
[{"$f":"CONCATENATE(\"'\",'Inverter-Full Data'!A1069,\"     \",'Inverter-Full Data'!B1069,\",\",'Inverter-Full Data'!G1069,\",\",'Inverter-Full Data'!F1069,\",\",'Inverter-Full Data'!H1069,\"'\")","v":"'Fronius USA     Fronius Primo 6.0-1 208-240 [240V],Y,96.5,N'"}]
[{"$f":"CONCATENATE(\"'\",'Inverter-Full Data'!A1070,\"     \",'Inverter-Full Data'!B1070,\",\",'Inverter-Full Data'!G1070,\",\",'Inverter-Full Data'!F1070,\",\",'Inverter-Full Data'!H1070,\"'\")","v":"'Fronius USA     IG Plus 6.0-1 UNI [208V],Y,95.5,N'"}]
[{"$f":"CONCATENATE(\"'\",'Inverter-Full Data'!A1071,\"     \",'Inverter-Full Data'!B1071,\",\",'Inverter-Full Data'!G1071,\",\",'Inverter-Full Data'!F1071,\",\",'Inverter-Full Data'!H1071,\"'\")","v":"'Fronius USA     IG Plus 6.0-1 UNI [240V],Y,96,N'"}]
[{"$f":"CONCATENATE(\"'\",'Inverter-Full Data'!A1072,\"     \",'Inverter-Full Data'!B1072,\",\",'Inverter-Full Data'!G1072,\",\",'Inverter-Full Data'!F1072,\",\",'Inverter-Full Data'!H1072,\"'\")","v":"'Fronius USA     IG Plus 6.0-1 UNI [277V],Y,96,N'"}]
[{"$f":"CONCATENATE(\"'\",'Inverter-Full Data'!A1073,\"     \",'Inverter-Full Data'!B1073,\",\",'Inverter-Full Data'!G1073,\",\",'Inverter-Full Data'!F1073,\",\",'Inverter-Full Data'!H1073,\"'\")","v":"'Fronius USA     IG Plus A 6.0 [208V],Y,95.5,N'"}]
[{"$f":"CONCATENATE(\"'\",'Inverter-Full Data'!A1074,\"     \",'Inverter-Full Data'!B1074,\",\",'Inverter-Full Data'!G1074,\",\",'Inverter-Full Data'!F1074,\",\",'Inverter-Full Data'!H1074,\"'\")","v":"'Fronius USA     IG Plus A 6.0 [240V],Y,96,N'"}]
[{"$f":"CONCATENATE(\"'\",'Inverter-Full Data'!A1075,\"     \",'Inverter-Full Data'!B1075,\",\",'Inverter-Full Data'!G1075,\",\",'Inverter-Full Data'!F1075,\",\",'Inverter-Full Data'!H1075,\"'\")","v":"'Fronius USA     IG Plus A 6.0 [277V],Y,96,N'"}]
[{"$f":"CONCATENATE(\"'\",'Inverter-Full Data'!A1076,\"     \",'Inverter-Full Data'!B1076,\",\",'Inverter-Full Data'!G1076,\",\",'Inverter-Full Data'!F1076,\",\",'Inverter-Full Data'!H1076,\"'\")","v":"'Fronius USA     IG Plus V 6.0 [208V],Y,95.5,N'"}]
[{"$f":"CONCATENATE(\"'\",'Inverter-Full Data'!A1077,\"     \",'Inverter-Full Data'!B1077,\",\",'Inverter-Full Data'!G1077,\",\",'Inverter-Full Data'!F1077,\",\",'Inverter-Full Data'!H1077,\"'\")","v":"'Fronius USA     IG Plus V 6.0 [240V],Y,96,N'"}]
[{"$f":"CONCATENATE(\"'\",'Inverter-Full Data'!A1078,\"     \",'Inverter-Full Data'!B1078,\",\",'Inverter-Full Data'!G1078,\",\",'Inverter-Full Data'!F1078,\",\",'Inverter-Full Data'!H1078,\"'\")","v":"'Fronius USA     IG Plus V 6.0 [277V],Y,96,N'"}]
[{"$f":"CONCATENATE(\"'\",'Inverter-Full Data'!A1079,\"     \",'Inverter-Full Data'!B1079,\",\",'Inverter-Full Data'!G1079,\",\",'Inverter-Full Data'!F1079,\",\",'Inverter-Full Data'!H1079,\"'\")","v":"'Fronius USA     IG Plus 7.5-1 UNI [208V],Y,95,N'"}]
[{"$f":"CONCATENATE(\"'\",'Inverter-Full Data'!A1080,\"     \",'Inverter-Full Data'!B1080,\",\",'Inverter-Full Data'!G1080,\",\",'Inverter-Full Data'!F1080,\",\",'Inverter-Full Data'!H1080,\"'\")","v":"'Fronius USA     IG Plus 7.5-1 UNI [240V],Y,95.5,N'"}]
[{"$f":"CONCATENATE(\"'\",'Inverter-Full Data'!A1081,\"     \",'Inverter-Full Data'!B1081,\",\",'Inverter-Full Data'!G1081,\",\",'Inverter-Full Data'!F1081,\",\",'Inverter-Full Data'!H1081,\"'\")","v":"'Fronius USA     IG Plus 7.5-1 UNI [277V],Y,96,N'"}]
[{"$f":"CONCATENATE(\"'\",'Inverter-Full Data'!A1082,\"     \",'Inverter-Full Data'!B1082,\",\",'Inverter-Full Data'!G1082,\",\",'Inverter-Full Data'!F1082,\",\",'Inverter-Full Data'!H1082,\"'\")","v":"'Fronius USA     IG Plus A 7.5 [208V],Y,95,N'"}]
[{"$f":"CONCATENATE(\"'\",'Inverter-Full Data'!A1083,\"     \",'Inverter-Full Data'!B1083,\",\",'Inverter-Full Data'!G1083,\",\",'Inverter-Full Data'!F1083,\",\",'Inverter-Full Data'!H1083,\"'\")","v":"'Fronius USA     IG Plus A 7.5 [240V],Y,95.5,N'"}]
[{"$f":"CONCATENATE(\"'\",'Inverter-Full Data'!A1084,\"     \",'Inverter-Full Data'!B1084,\",\",'Inverter-Full Data'!G1084,\",\",'Inverter-Full Data'!F1084,\",\",'Inverter-Full Data'!H1084,\"'\")","v":"'Fronius USA     IG Plus A 7.5 [277V],Y,96,N'"}]
[{"$f":"CONCATENATE(\"'\",'Inverter-Full Data'!A1085,\"     \",'Inverter-Full Data'!B1085,\",\",'Inverter-Full Data'!G1085,\",\",'Inverter-Full Data'!F1085,\",\",'Inverter-Full Data'!H1085,\"'\")","v":"'Fronius USA     IG Plus V 7.5 [208V],Y,95,N'"}]
[{"$f":"CONCATENATE(\"'\",'Inverter-Full Data'!A1086,\"     \",'Inverter-Full Data'!B1086,\",\",'Inverter-Full Data'!G1086,\",\",'Inverter-Full Data'!F1086,\",\",'Inverter-Full Data'!H1086,\"'\")","v":"'Fronius USA     IG Plus V 7.5 [240V],Y,95.5,N'"}]
[{"$f":"CONCATENATE(\"'\",'Inverter-Full Data'!A1087,\"     \",'Inverter-Full Data'!B1087,\",\",'Inverter-Full Data'!G1087,\",\",'Inverter-Full Data'!F1087,\",\",'Inverter-Full Data'!H1087,\"'\")","v":"'Fronius USA     IG Plus V 7.5 [277V],Y,96,N'"}]
[{"$f":"CONCATENATE(\"'\",'Inverter-Full Data'!A1088,\"     \",'Inverter-Full Data'!B1088,\",\",'Inverter-Full Data'!G1088,\",\",'Inverter-Full Data'!F1088,\",\",'Inverter-Full Data'!H1088,\"'\")","v":"'Fronius USA     Fronius Primo 7.6-1 208-240 [208V],Y,97,N'"}]
[{"$f":"CONCATENATE(\"'\",'Inverter-Full Data'!A1089,\"     \",'Inverter-Full Data'!B1089,\",\",'Inverter-Full Data'!G1089,\",\",'Inverter-Full Data'!F1089,\",\",'Inverter-Full Data'!H1089,\"'\")","v":"'Fronius USA     Fronius Primo 7.6-1 208-240 [240V],Y,97,N'"}]
[{"$f":"CONCATENATE(\"'\",'Inverter-Full Data'!A1090,\"     \",'Inverter-Full Data'!B1090,\",\",'Inverter-Full Data'!G1090,\",\",'Inverter-Full Data'!F1090,\",\",'Inverter-Full Data'!H1090,\"'\")","v":"'Fronius USA     Fronius Primo 8.2-1 208-240 [208V],Y,97,N'"}]
[{"$f":"CONCATENATE(\"'\",'Inverter-Full Data'!A1091,\"     \",'Inverter-Full Data'!B1091,\",\",'Inverter-Full Data'!G1091,\",\",'Inverter-Full Data'!F1091,\",\",'Inverter-Full Data'!H1091,\"'\")","v":"'Fronius USA     Fronius Primo 8.2-1 208-240 [240V],Y,97,N'"}]
[{"$f":"CONCATENATE(\"'\",'Inverter-Full Data'!A1092,\"     \",'Inverter-Full Data'!B1092,\",\",'Inverter-Full Data'!G1092,\",\",'Inverter-Full Data'!F1092,\",\",'Inverter-Full Data'!H1092,\"'\")","v":"'Fronius USA     Fronius Primo 10.0-1 [208V],Y,96.5,N'"}]
[{"$f":"CONCATENATE(\"'\",'Inverter-Full Data'!A1093,\"     \",'Inverter-Full Data'!B1093,\",\",'Inverter-Full Data'!G1093,\",\",'Inverter-Full Data'!F1093,\",\",'Inverter-Full Data'!H1093,\"'\")","v":"'Fronius USA     Fronius Primo 10.0-1 [240V],Y,96.5,N'"}]
[{"$f":"CONCATENATE(\"'\",'Inverter-Full Data'!A1094,\"     \",'Inverter-Full Data'!B1094,\",\",'Inverter-Full Data'!G1094,\",\",'Inverter-Full Data'!F1094,\",\",'Inverter-Full Data'!H1094,\"'\")","v":"'Fronius USA     Fronius Symo 10.0-3 208-240 [208V],Y,96.5,N'"}]
[{"$f":"CONCATENATE(\"'\",'Inverter-Full Data'!A1095,\"     \",'Inverter-Full Data'!B1095,\",\",'Inverter-Full Data'!G1095,\",\",'Inverter-Full Data'!F1095,\",\",'Inverter-Full Data'!H1095,\"'\")","v":"'Fronius USA     Fronius Symo 10.0-3 208-240 [240V],Y,96.5,N'"}]
[{"$f":"CONCATENATE(\"'\",'Inverter-Full Data'!A1096,\"     \",'Inverter-Full Data'!B1096,\",\",'Inverter-Full Data'!G1096,\",\",'Inverter-Full Data'!F1096,\",\",'Inverter-Full Data'!H1096,\"'\")","v":"'Fronius USA     Fronius Symo 10.0-3 480 [480V],Y,96.5,N'"}]
[{"$f":"CONCATENATE(\"'\",'Inverter-Full Data'!A1097,\"     \",'Inverter-Full Data'!B1097,\",\",'Inverter-Full Data'!G1097,\",\",'Inverter-Full Data'!F1097,\",\",'Inverter-Full Data'!H1097,\"'\")","v":"'Fronius USA     IG Plus 10.0-1 UNI [208V],Y,95,N'"}]
[{"$f":"CONCATENATE(\"'\",'Inverter-Full Data'!A1098,\"     \",'Inverter-Full Data'!B1098,\",\",'Inverter-Full Data'!G1098,\",\",'Inverter-Full Data'!F1098,\",\",'Inverter-Full Data'!H1098,\"'\")","v":"'Fronius USA     IG Plus 10.0-1 UNI [240V],Y,95.5,N'"}]
[{"$f":"CONCATENATE(\"'\",'Inverter-Full Data'!A1099,\"     \",'Inverter-Full Data'!B1099,\",\",'Inverter-Full Data'!G1099,\",\",'Inverter-Full Data'!F1099,\",\",'Inverter-Full Data'!H1099,\"'\")","v":"'Fronius USA     IG Plus 10.0-1 UNI [277V],Y,96,N'"}]
[{"$f":"CONCATENATE(\"'\",'Inverter-Full Data'!A1100,\"     \",'Inverter-Full Data'!B1100,\",\",'Inverter-Full Data'!G1100,\",\",'Inverter-Full Data'!F1100,\",\",'Inverter-Full Data'!H1100,\"'\")","v":"'Fronius USA     IG Plus V 10.0-3 Delta [208V],Y,95.5,N'"}]
[{"$f":"CONCATENATE(\"'\",'Inverter-Full Data'!A1101,\"     \",'Inverter-Full Data'!B1101,\",\",'Inverter-Full Data'!G1101,\",\",'Inverter-Full Data'!F1101,\",\",'Inverter-Full Data'!H1101,\"'\")","v":"'Fronius USA     IG Plus V 10.0-3 Delta [240V],Y,95.5,N'"}]
[{"$f":"CONCATENATE(\"'\",'Inverter-Full Data'!A1102,\"     \",'Inverter-Full Data'!B1102,\",\",'Inverter-Full Data'!G1102,\",\",'Inverter-Full Data'!F1102,\",\",'Inverter-Full Data'!H1102,\"'\")","v":"'Fronius USA     IG Plus A 10.0 [208V],Y,95,N'"}]
[{"$f":"CONCATENATE(\"'\",'Inverter-Full Data'!A1103,\"     \",'Inverter-Full Data'!B1103,\",\",'Inverter-Full Data'!G1103,\",\",'Inverter-Full Data'!F1103,\",\",'Inverter-Full Data'!H1103,\"'\")","v":"'Fronius USA     IG Plus A 10.0 [240V],Y,95.5,N'"}]
[{"$f":"CONCATENATE(\"'\",'Inverter-Full Data'!A1104,\"     \",'Inverter-Full Data'!B1104,\",\",'Inverter-Full Data'!G1104,\",\",'Inverter-Full Data'!F1104,\",\",'Inverter-Full Data'!H1104,\"'\")","v":"'Fronius USA     IG Plus A 10.0 [277V],Y,96,N'"}]
[{"$f":"CONCATENATE(\"'\",'Inverter-Full Data'!A1105,\"     \",'Inverter-Full Data'!B1105,\",\",'Inverter-Full Data'!G1105,\",\",'Inverter-Full Data'!F1105,\",\",'Inverter-Full Data'!H1105,\"'\")","v":"'Fronius USA     IG Plus A 10.0-3 Delta [208V],Y,95.5,N'"}]
[{"$f":"CONCATENATE(\"'\",'Inverter-Full Data'!A1106,\"     \",'Inverter-Full Data'!B1106,\",\",'Inverter-Full Data'!G1106,\",\",'Inverter-Full Data'!F1106,\",\",'Inverter-Full Data'!H1106,\"'\")","v":"'Fronius USA     IG Plus A 10.0-3 Delta [240V],Y,95.5,N'"}]
[{"$f":"CONCATENATE(\"'\",'Inverter-Full Data'!A1107,\"     \",'Inverter-Full Data'!B1107,\",\",'Inverter-Full Data'!G1107,\",\",'Inverter-Full Data'!F1107,\",\",'Inverter-Full Data'!H1107,\"'\")","v":"'Fronius USA     IG Plus V 10.0 [208V],Y,95,N'"}]
[{"$f":"CONCATENATE(\"'\",'Inverter-Full Data'!A1108,\"     \",'Inverter-Full Data'!B1108,\",\",'Inverter-Full Data'!G1108,\",\",'Inverter-Full Data'!F1108,\",\",'Inverter-Full Data'!H1108,\"'\")","v":"'Fronius USA     IG Plus V 10.0 [240V],Y,95.5,N'"}]
[{"$f":"CONCATENATE(\"'\",'Inverter-Full Data'!A1109,\"     \",'Inverter-Full Data'!B1109,\",\",'Inverter-Full Data'!G1109,\",\",'Inverter-Full Data'!F1109,\",\",'Inverter-Full Data'!H1109,\"'\")","v":"'Fronius USA     IG Plus V 10.0 [277V],Y,96,N'"}]
[{"$f":"CONCATENATE(\"'\",'Inverter-Full Data'!A1110,\"     \",'Inverter-Full Data'!B1110,\",\",'Inverter-Full Data'!G1110,\",\",'Inverter-Full Data'!F1110,\",\",'Inverter-Full Data'!H1110,\"'\")","v":"'Fronius USA     Fronius Primo 11.4-1 [208V],Y,96.5,N'"}]
[{"$f":"CONCATENATE(\"'\",'Inverter-Full Data'!A1111,\"     \",'Inverter-Full Data'!B1111,\",\",'Inverter-Full Data'!G1111,\",\",'Inverter-Full Data'!F1111,\",\",'Inverter-Full Data'!H1111,\"'\")","v":"'Fronius USA     Fronius Primo 11.4-1 [240V],Y,96.5,N'"}]
[{"$f":"CONCATENATE(\"'\",'Inverter-Full Data'!A1112,\"     \",'Inverter-Full Data'!B1112,\",\",'Inverter-Full Data'!G1112,\",\",'Inverter-Full Data'!F1112,\",\",'Inverter-Full Data'!H1112,\"'\")","v":"'Fronius USA     IG Plus 11.4-1 UNI [208V],Y,95.5,N'"}]
[{"$f":"CONCATENATE(\"'\",'Inverter-Full Data'!A1113,\"     \",'Inverter-Full Data'!B1113,\",\",'Inverter-Full Data'!G1113,\",\",'Inverter-Full Data'!F1113,\",\",'Inverter-Full Data'!H1113,\"'\")","v":"'Fronius USA     IG Plus 11.4-1 UNI [240V],Y,96,N'"}]
[{"$f":"CONCATENATE(\"'\",'Inverter-Full Data'!A1114,\"     \",'Inverter-Full Data'!B1114,\",\",'Inverter-Full Data'!G1114,\",\",'Inverter-Full Data'!F1114,\",\",'Inverter-Full Data'!H1114,\"'\")","v":"'Fronius USA     IG Plus 11.4-1 UNI [277V],Y,96,N'"}]
[{"$f":"CONCATENATE(\"'\",'Inverter-Full Data'!A1115,\"     \",'Inverter-Full Data'!B1115,\",\",'Inverter-Full Data'!G1115,\",\",'Inverter-Full Data'!F1115,\",\",'Inverter-Full Data'!H1115,\"'\")","v":"'Fronius USA     IG Plus 11.4-3 Delta [208V],Y,95,N'"}]
[{"$f":"CONCATENATE(\"'\",'Inverter-Full Data'!A1116,\"     \",'Inverter-Full Data'!B1116,\",\",'Inverter-Full Data'!G1116,\",\",'Inverter-Full Data'!F1116,\",\",'Inverter-Full Data'!H1116,\"'\")","v":"'Fronius USA     IG Plus 11.4-3 Delta [240V],Y,95.5,N'"}]
[{"$f":"CONCATENATE(\"'\",'Inverter-Full Data'!A1117,\"     \",'Inverter-Full Data'!B1117,\",\",'Inverter-Full Data'!G1117,\",\",'Inverter-Full Data'!F1117,\",\",'Inverter-Full Data'!H1117,\"'\")","v":"'Fronius USA     IG Plus A 11.4 [208V],Y,95,N'"}]
[{"$f":"CONCATENATE(\"'\",'Inverter-Full Data'!A1118,\"     \",'Inverter-Full Data'!B1118,\",\",'Inverter-Full Data'!G1118,\",\",'Inverter-Full Data'!F1118,\",\",'Inverter-Full Data'!H1118,\"'\")","v":"'Fronius USA     IG Plus A 11.4 [240V],Y,95.5,N'"}]
[{"$f":"CONCATENATE(\"'\",'Inverter-Full Data'!A1119,\"     \",'Inverter-Full Data'!B1119,\",\",'Inverter-Full Data'!G1119,\",\",'Inverter-Full Data'!F1119,\",\",'Inverter-Full Data'!H1119,\"'\")","v":"'Fronius USA     IG Plus A 11.4 [277V],Y,96,N'"}]
[{"$f":"CONCATENATE(\"'\",'Inverter-Full Data'!A1120,\"     \",'Inverter-Full Data'!B1120,\",\",'Inverter-Full Data'!G1120,\",\",'Inverter-Full Data'!F1120,\",\",'Inverter-Full Data'!H1120,\"'\")","v":"'Fronius USA     IG Plus A 11.4-3 Delta [208V],Y,95,N'"}]
[{"$f":"CONCATENATE(\"'\",'Inverter-Full Data'!A1121,\"     \",'Inverter-Full Data'!B1121,\",\",'Inverter-Full Data'!G1121,\",\",'Inverter-Full Data'!F1121,\",\",'Inverter-Full Data'!H1121,\"'\")","v":"'Fronius USA     IG Plus A 11.4-3 Delta [240V],Y,96,N'"}]
[{"$f":"CONCATENATE(\"'\",'Inverter-Full Data'!A1122,\"     \",'Inverter-Full Data'!B1122,\",\",'Inverter-Full Data'!G1122,\",\",'Inverter-Full Data'!F1122,\",\",'Inverter-Full Data'!H1122,\"'\")","v":"'Fronius USA     IG Plus V 11.4 [208V],Y,95,N'"}]
[{"$f":"CONCATENATE(\"'\",'Inverter-Full Data'!A1123,\"     \",'Inverter-Full Data'!B1123,\",\",'Inverter-Full Data'!G1123,\",\",'Inverter-Full Data'!F1123,\",\",'Inverter-Full Data'!H1123,\"'\")","v":"'Fronius USA     IG Plus V 11.4 [240V],Y,95.5,N'"}]
[{"$f":"CONCATENATE(\"'\",'Inverter-Full Data'!A1124,\"     \",'Inverter-Full Data'!B1124,\",\",'Inverter-Full Data'!G1124,\",\",'Inverter-Full Data'!F1124,\",\",'Inverter-Full Data'!H1124,\"'\")","v":"'Fronius USA     IG Plus V 11.4 [277V],Y,96,N'"}]
[{"$f":"CONCATENATE(\"'\",'Inverter-Full Data'!A1125,\"     \",'Inverter-Full Data'!B1125,\",\",'Inverter-Full Data'!G1125,\",\",'Inverter-Full Data'!F1125,\",\",'Inverter-Full Data'!H1125,\"'\")","v":"'Fronius USA     IG Plus V 11.4-3 Delta [208V],Y,95,N'"}]
[{"$f":"CONCATENATE(\"'\",'Inverter-Full Data'!A1126,\"     \",'Inverter-Full Data'!B1126,\",\",'Inverter-Full Data'!G1126,\",\",'Inverter-Full Data'!F1126,\",\",'Inverter-Full Data'!H1126,\"'\")","v":"'Fronius USA     IG Plus V 11.4-3 Delta [240V],Y,96,N'"}]
[{"$f":"CONCATENATE(\"'\",'Inverter-Full Data'!A1127,\"     \",'Inverter-Full Data'!B1127,\",\",'Inverter-Full Data'!G1127,\",\",'Inverter-Full Data'!F1127,\",\",'Inverter-Full Data'!H1127,\"'\")","v":"'Fronius USA     Fronius Symo 12.0-3 208-240 [208V],Y,96.5,N'"}]
[{"$f":"CONCATENATE(\"'\",'Inverter-Full Data'!A1128,\"     \",'Inverter-Full Data'!B1128,\",\",'Inverter-Full Data'!G1128,\",\",'Inverter-Full Data'!F1128,\",\",'Inverter-Full Data'!H1128,\"'\")","v":"'Fronius USA     Fronius Symo 12.0-3 208-240 [240V],Y,96.5,N'"}]
[{"$f":"CONCATENATE(\"'\",'Inverter-Full Data'!A1129,\"     \",'Inverter-Full Data'!B1129,\",\",'Inverter-Full Data'!G1129,\",\",'Inverter-Full Data'!F1129,\",\",'Inverter-Full Data'!H1129,\"'\")","v":"'Fronius USA     IG Plus 12.0-3 WYE [277V],Y,96,N'"}]
[{"$f":"CONCATENATE(\"'\",'Inverter-Full Data'!A1130,\"     \",'Inverter-Full Data'!B1130,\",\",'Inverter-Full Data'!G1130,\",\",'Inverter-Full Data'!F1130,\",\",'Inverter-Full Data'!H1130,\"'\")","v":"'Fronius USA     IG Plus A 12.0-3 WYE [277V],Y,96,N'"}]
[{"$f":"CONCATENATE(\"'\",'Inverter-Full Data'!A1131,\"     \",'Inverter-Full Data'!B1131,\",\",'Inverter-Full Data'!G1131,\",\",'Inverter-Full Data'!F1131,\",\",'Inverter-Full Data'!H1131,\"'\")","v":"'Fronius USA     IG Plus V 12.0-3 WYE [277V],Y,96,N'"}]
[{"$f":"CONCATENATE(\"'\",'Inverter-Full Data'!A1132,\"     \",'Inverter-Full Data'!B1132,\",\",'Inverter-Full Data'!G1132,\",\",'Inverter-Full Data'!F1132,\",\",'Inverter-Full Data'!H1132,\"'\")","v":"'Fronius USA     Fronius Primo 12.5-1 [208V],Y,96.5,N'"}]
[{"$f":"CONCATENATE(\"'\",'Inverter-Full Data'!A1133,\"     \",'Inverter-Full Data'!B1133,\",\",'Inverter-Full Data'!G1133,\",\",'Inverter-Full Data'!F1133,\",\",'Inverter-Full Data'!H1133,\"'\")","v":"'Fronius USA     Fronius Primo 12.5-1 [240V],Y,96.5,N'"}]
[{"$f":"CONCATENATE(\"'\",'Inverter-Full Data'!A1134,\"     \",'Inverter-Full Data'!B1134,\",\",'Inverter-Full Data'!G1134,\",\",'Inverter-Full Data'!F1134,\",\",'Inverter-Full Data'!H1134,\"'\")","v":"'Fronius USA     Fronius Symo 12.5-3 480 [480V],Y,97,N'"}]
[{"$f":"CONCATENATE(\"'\",'Inverter-Full Data'!A1135,\"     \",'Inverter-Full Data'!B1135,\",\",'Inverter-Full Data'!G1135,\",\",'Inverter-Full Data'!F1135,\",\",'Inverter-Full Data'!H1135,\"'\")","v":"'Fronius USA     Fronius Primo 15.0-1 [208V],Y,97,N'"}]
[{"$f":"CONCATENATE(\"'\",'Inverter-Full Data'!A1136,\"     \",'Inverter-Full Data'!B1136,\",\",'Inverter-Full Data'!G1136,\",\",'Inverter-Full Data'!F1136,\",\",'Inverter-Full Data'!H1136,\"'\")","v":"'Fronius USA     Fronius Primo 15.0-1 [240V],Y,97,N'"}]
[{"$f":"CONCATENATE(\"'\",'Inverter-Full Data'!A1137,\"     \",'Inverter-Full Data'!B1137,\",\",'Inverter-Full Data'!G1137,\",\",'Inverter-Full Data'!F1137,\",\",'Inverter-Full Data'!H1137,\"'\")","v":"'Fronius USA     Fronius Symo 15.0-3 [208V],Y,96.5,N'"}]
[{"$f":"CONCATENATE(\"'\",'Inverter-Full Data'!A1138,\"     \",'Inverter-Full Data'!B1138,\",\",'Inverter-Full Data'!G1138,\",\",'Inverter-Full Data'!F1138,\",\",'Inverter-Full Data'!H1138,\"'\")","v":"'Fronius USA     Fronius Symo 15.0-3 480 [480V],Y,97,N'"}]
[{"$f":"CONCATENATE(\"'\",'Inverter-Full Data'!A1139,\"     \",'Inverter-Full Data'!B1139,\",\",'Inverter-Full Data'!G1139,\",\",'Inverter-Full Data'!F1139,\",\",'Inverter-Full Data'!H1139,\"'\")","v":"'Fronius USA     Fronius Symo 17.5-3 480 [480V],Y,97.5,N'"}]
[{"$f":"CONCATENATE(\"'\",'Inverter-Full Data'!A1140,\"     \",'Inverter-Full Data'!B1140,\",\",'Inverter-Full Data'!G1140,\",\",'Inverter-Full Data'!F1140,\",\",'Inverter-Full Data'!H1140,\"'\")","v":"'Fronius USA     Fronius Symo 20.0-3 480 [480V],Y,97,N'"}]
[{"$f":"CONCATENATE(\"'\",'Inverter-Full Data'!A1141,\"     \",'Inverter-Full Data'!B1141,\",\",'Inverter-Full Data'!G1141,\",\",'Inverter-Full Data'!F1141,\",\",'Inverter-Full Data'!H1141,\"'\")","v":"'Fronius USA     Fronius Symo 22.7-3 480 [480V],Y,97.5,N'"}]
[{"$f":"CONCATENATE(\"'\",'Inverter-Full Data'!A1142,\"     \",'Inverter-Full Data'!B1142,\",\",'Inverter-Full Data'!G1142,\",\",'Inverter-Full Data'!F1142,\",\",'Inverter-Full Data'!H1142,\"'\")","v":"'Fronius USA     Fronius Symo 24.0-3 480 [480V],Y,97.5,N'"}]
[{"$f":"CONCATENATE(\"'\",'Inverter-Full Data'!A1143,\"     \",'Inverter-Full Data'!B1143,\",\",'Inverter-Full Data'!G1143,\",\",'Inverter-Full Data'!F1143,\",\",'Inverter-Full Data'!H1143,\"'\")","v":"'Fronius USA     CL 33.3 Delta [208V],Y,94.5,N'"}]
[{"$f":"CONCATENATE(\"'\",'Inverter-Full Data'!A1144,\"     \",'Inverter-Full Data'!B1144,\",\",'Inverter-Full Data'!G1144,\",\",'Inverter-Full Data'!F1144,\",\",'Inverter-Full Data'!H1144,\"'\")","v":"'Fronius USA     CL 33.3 Delta [240V],Y,95,N'"}]
[{"$f":"CONCATENATE(\"'\",'Inverter-Full Data'!A1145,\"     \",'Inverter-Full Data'!B1145,\",\",'Inverter-Full Data'!G1145,\",\",'Inverter-Full Data'!F1145,\",\",'Inverter-Full Data'!H1145,\"'\")","v":"'Fronius USA     CL 36.0 Wye [277V],Y,95.5,N'"}]
[{"$f":"CONCATENATE(\"'\",'Inverter-Full Data'!A1146,\"     \",'Inverter-Full Data'!B1146,\",\",'Inverter-Full Data'!G1146,\",\",'Inverter-Full Data'!F1146,\",\",'Inverter-Full Data'!H1146,\"'\")","v":"'Fronius USA     CL 44.4 Delta [208V],Y,94.5,N'"}]
[{"$f":"CONCATENATE(\"'\",'Inverter-Full Data'!A1147,\"     \",'Inverter-Full Data'!B1147,\",\",'Inverter-Full Data'!G1147,\",\",'Inverter-Full Data'!F1147,\",\",'Inverter-Full Data'!H1147,\"'\")","v":"'Fronius USA     CL 44.4 Delta [240V],Y,95,N'"}]
[{"$f":"CONCATENATE(\"'\",'Inverter-Full Data'!A1148,\"     \",'Inverter-Full Data'!B1148,\",\",'Inverter-Full Data'!G1148,\",\",'Inverter-Full Data'!F1148,\",\",'Inverter-Full Data'!H1148,\"'\")","v":"'Fronius USA     CL 48.0 Wye [277V],Y,95.5,N'"}]
[{"$f":"CONCATENATE(\"'\",'Inverter-Full Data'!A1149,\"     \",'Inverter-Full Data'!B1149,\",\",'Inverter-Full Data'!G1149,\",\",'Inverter-Full Data'!F1149,\",\",'Inverter-Full Data'!H1149,\"'\")","v":"'Fronius USA     CL 55.5 Delta [208V],Y,94.5,N'"}]
[{"$f":"CONCATENATE(\"'\",'Inverter-Full Data'!A1150,\"     \",'Inverter-Full Data'!B1150,\",\",'Inverter-Full Data'!G1150,\",\",'Inverter-Full Data'!F1150,\",\",'Inverter-Full Data'!H1150,\"'\")","v":"'Fronius USA     CL 55.5 Delta [240V],Y,95,N'"}]
[{"$f":"CONCATENATE(\"'\",'Inverter-Full Data'!A1151,\"     \",'Inverter-Full Data'!B1151,\",\",'Inverter-Full Data'!G1151,\",\",'Inverter-Full Data'!F1151,\",\",'Inverter-Full Data'!H1151,\"'\")","v":"'Fronius USA     CL 60.0 Wye [277V],Y,95.5,N'"}]
[{"$f":"CONCATENATE(\"'\",'Inverter-Full Data'!A1152,\"     \",'Inverter-Full Data'!B1152,\",\",'Inverter-Full Data'!G1152,\",\",'Inverter-Full Data'!F1152,\",\",'Inverter-Full Data'!H1152,\"'\")","v":"'FSP Group     FSP600PV-NA-208 [208V],N,95,Y'"}]
[{"$f":"CONCATENATE(\"'\",'Inverter-Full Data'!A1153,\"     \",'Inverter-Full Data'!B1153,\",\",'Inverter-Full Data'!G1153,\",\",'Inverter-Full Data'!F1153,\",\",'Inverter-Full Data'!H1153,\"'\")","v":"'FSP Group     FSP600PV-NA-240 [240V],N,95,Y'"}]
[{"$f":"CONCATENATE(\"'\",'Inverter-Full Data'!A1154,\"     \",'Inverter-Full Data'!B1154,\",\",'Inverter-Full Data'!G1154,\",\",'Inverter-Full Data'!F1154,\",\",'Inverter-Full Data'!H1154,\"'\")","v":"'FSP Group     FSP600PV-NA-277 [277V],N,95,Y'"}]
[{"$f":"CONCATENATE(\"'\",'Inverter-Full Data'!A1155,\"     \",'Inverter-Full Data'!B1155,\",\",'Inverter-Full Data'!G1155,\",\",'Inverter-Full Data'!F1155,\",\",'Inverter-Full Data'!H1155,\"'\")","v":"'GAF     RIAC 1000 [208V],N,96,Y'"}]
[{"$f":"CONCATENATE(\"'\",'Inverter-Full Data'!A1156,\"     \",'Inverter-Full Data'!B1156,\",\",'Inverter-Full Data'!G1156,\",\",'Inverter-Full Data'!F1156,\",\",'Inverter-Full Data'!H1156,\"'\")","v":"'GAF     RIAC 1000 [240V],N,96,Y'"}]
[{"$f":"CONCATENATE(\"'\",'Inverter-Full Data'!A1157,\"     \",'Inverter-Full Data'!B1157,\",\",'Inverter-Full Data'!G1157,\",\",'Inverter-Full Data'!F1157,\",\",'Inverter-Full Data'!H1157,\"'\")","v":"'GE Energy     GEPVe-1100-NA-120 [120V],Y,90.5,N'"}]
[{"$f":"CONCATENATE(\"'\",'Inverter-Full Data'!A1158,\"     \",'Inverter-Full Data'!B1158,\",\",'Inverter-Full Data'!G1158,\",\",'Inverter-Full Data'!F1158,\",\",'Inverter-Full Data'!H1158,\"'\")","v":"'GE Energy     GEPVe-2000-NA-240 [240V],Y,92,N'"}]
[{"$f":"CONCATENATE(\"'\",'Inverter-Full Data'!A1159,\"     \",'Inverter-Full Data'!B1159,\",\",'Inverter-Full Data'!G1159,\",\",'Inverter-Full Data'!F1159,\",\",'Inverter-Full Data'!H1159,\"'\")","v":"'GE Energy     GEPVb-2500-NA-240 [240V],Y,94,N'"}]
[{"$f":"CONCATENATE(\"'\",'Inverter-Full Data'!A1160,\"     \",'Inverter-Full Data'!B1160,\",\",'Inverter-Full Data'!G1160,\",\",'Inverter-Full Data'!F1160,\",\",'Inverter-Full Data'!H1160,\"'\")","v":"'GE Energy     GEPVe-2500-NA-240 [240V],Y,94.5,N'"}]
[{"$f":"CONCATENATE(\"'\",'Inverter-Full Data'!A1161,\"     \",'Inverter-Full Data'!B1161,\",\",'Inverter-Full Data'!G1161,\",\",'Inverter-Full Data'!F1161,\",\",'Inverter-Full Data'!H1161,\"'\")","v":"'GE Energy     GEPVb-2800-NA-240/208-02 [208V],Y,93.5,N'"}]
[{"$f":"CONCATENATE(\"'\",'Inverter-Full Data'!A1162,\"     \",'Inverter-Full Data'!B1162,\",\",'Inverter-Full Data'!G1162,\",\",'Inverter-Full Data'!F1162,\",\",'Inverter-Full Data'!H1162,\"'\")","v":"'GE Energy     GEPVb-2800-NA-240/208-02 [240V],Y,94,N'"}]
[{"$f":"CONCATENATE(\"'\",'Inverter-Full Data'!A1163,\"     \",'Inverter-Full Data'!B1163,\",\",'Inverter-Full Data'!G1163,\",\",'Inverter-Full Data'!F1163,\",\",'Inverter-Full Data'!H1163,\"'\")","v":"'GE Energy     GEPVe-2800-NA-208 [208V],Y,92,N'"}]
[{"$f":"CONCATENATE(\"'\",'Inverter-Full Data'!A1164,\"     \",'Inverter-Full Data'!B1164,\",\",'Inverter-Full Data'!G1164,\",\",'Inverter-Full Data'!F1164,\",\",'Inverter-Full Data'!H1164,\"'\")","v":"'GE Energy     GEPVb-3000-NA-240 [240V],Y,94.5,N'"}]
[{"$f":"CONCATENATE(\"'\",'Inverter-Full Data'!A1165,\"     \",'Inverter-Full Data'!B1165,\",\",'Inverter-Full Data'!G1165,\",\",'Inverter-Full Data'!F1165,\",\",'Inverter-Full Data'!H1165,\"'\")","v":"'GE Energy     GEPVe-3000-NA-240 [240V],Y,93.5,N'"}]
[{"$f":"CONCATENATE(\"'\",'Inverter-Full Data'!A1166,\"     \",'Inverter-Full Data'!B1166,\",\",'Inverter-Full Data'!G1166,\",\",'Inverter-Full Data'!F1166,\",\",'Inverter-Full Data'!H1166,\"'\")","v":"'GE Energy     GEPVb-3300-NA-240/208-02 [208V],Y,95,N'"}]
[{"$f":"CONCATENATE(\"'\",'Inverter-Full Data'!A1167,\"     \",'Inverter-Full Data'!B1167,\",\",'Inverter-Full Data'!G1167,\",\",'Inverter-Full Data'!F1167,\",\",'Inverter-Full Data'!H1167,\"'\")","v":"'GE Energy     GEPVb-3300-NA-208 [208V],Y,94,N'"}]
[{"$f":"CONCATENATE(\"'\",'Inverter-Full Data'!A1168,\"     \",'Inverter-Full Data'!B1168,\",\",'Inverter-Full Data'!G1168,\",\",'Inverter-Full Data'!F1168,\",\",'Inverter-Full Data'!H1168,\"'\")","v":"'GE Energy     GEPVb-3300-NA-240 [240V],Y,94.5,N'"}]
[{"$f":"CONCATENATE(\"'\",'Inverter-Full Data'!A1169,\"     \",'Inverter-Full Data'!B1169,\",\",'Inverter-Full Data'!G1169,\",\",'Inverter-Full Data'!F1169,\",\",'Inverter-Full Data'!H1169,\"'\")","v":"'GE Energy     GEPVb-3300-NA-240/208-02 [240V],Y,95.5,N'"}]
[{"$f":"CONCATENATE(\"'\",'Inverter-Full Data'!A1170,\"     \",'Inverter-Full Data'!B1170,\",\",'Inverter-Full Data'!G1170,\",\",'Inverter-Full Data'!F1170,\",\",'Inverter-Full Data'!H1170,\"'\")","v":"'GE Energy     GEPVe-3500-NA-240 [240V],Y,95.5,N'"}]
[{"$f":"CONCATENATE(\"'\",'Inverter-Full Data'!A1171,\"     \",'Inverter-Full Data'!B1171,\",\",'Inverter-Full Data'!G1171,\",\",'Inverter-Full Data'!F1171,\",\",'Inverter-Full Data'!H1171,\"'\")","v":"'GE Energy     GEPVb-3800-NA-240 [240V],Y,95,N'"}]
[{"$f":"CONCATENATE(\"'\",'Inverter-Full Data'!A1172,\"     \",'Inverter-Full Data'!B1172,\",\",'Inverter-Full Data'!G1172,\",\",'Inverter-Full Data'!F1172,\",\",'Inverter-Full Data'!H1172,\"'\")","v":"'GE Energy     GEPVb-4000-NA-240/208-02 [208V],Y,95,N'"}]
[{"$f":"CONCATENATE(\"'\",'Inverter-Full Data'!A1173,\"     \",'Inverter-Full Data'!B1173,\",\",'Inverter-Full Data'!G1173,\",\",'Inverter-Full Data'!F1173,\",\",'Inverter-Full Data'!H1173,\"'\")","v":"'GE Energy     GEPVb-4000-NA-240/208-02 [240V],Y,95.5,N'"}]
[{"$f":"CONCATENATE(\"'\",'Inverter-Full Data'!A1174,\"     \",'Inverter-Full Data'!B1174,\",\",'Inverter-Full Data'!G1174,\",\",'Inverter-Full Data'!F1174,\",\",'Inverter-Full Data'!H1174,\"'\")","v":"'GE Energy     GEPVb-5000-NA-240/208-02 [208V],Y,95,N'"}]
[{"$f":"CONCATENATE(\"'\",'Inverter-Full Data'!A1175,\"     \",'Inverter-Full Data'!B1175,\",\",'Inverter-Full Data'!G1175,\",\",'Inverter-Full Data'!F1175,\",\",'Inverter-Full Data'!H1175,\"'\")","v":"'GE Energy     GEPVe-4600-NA-208 [208V],Y,95.5,N'"}]
[{"$f":"CONCATENATE(\"'\",'Inverter-Full Data'!A1176,\"     \",'Inverter-Full Data'!B1176,\",\",'Inverter-Full Data'!G1176,\",\",'Inverter-Full Data'!F1176,\",\",'Inverter-Full Data'!H1176,\"'\")","v":"'GE Energy     GEPVe-4800-NA-240 [240V],Y,96,N'"}]
[{"$f":"CONCATENATE(\"'\",'Inverter-Full Data'!A1178,\"     \",'Inverter-Full Data'!B1178,\",\",'Inverter-Full Data'!G1178,\",\",'Inverter-Full Data'!F1178,\",\",'Inverter-Full Data'!H1178,\"'\")","v":"'GE Energy     GEPVb-5000-NA-240-01 [240V],Y,95.5,N'"}]
[{"$f":"CONCATENATE(\"'\",'Inverter-Full Data'!A1180,\"     \",'Inverter-Full Data'!B1180,\",\",'Inverter-Full Data'!G1180,\",\",'Inverter-Full Data'!F1180,\",\",'Inverter-Full Data'!H1180,\"'\")","v":"'Gefran     APV 1700-2M-TL-US [208V],Y,96,N'"}]
[{"$f":"CONCATENATE(\"'\",'Inverter-Full Data'!A1182,\"     \",'Inverter-Full Data'!B1182,\",\",'Inverter-Full Data'!G1182,\",\",'Inverter-Full Data'!F1182,\",\",'Inverter-Full Data'!H1182,\"'\")","v":"'Gefran     APV 1700-2M-TL-US [277V],Y,96,N'"}]
[{"$f":"CONCATENATE(\"'\",'Inverter-Full Data'!A1184,\"     \",'Inverter-Full Data'!B1184,\",\",'Inverter-Full Data'!G1184,\",\",'Inverter-Full Data'!F1184,\",\",'Inverter-Full Data'!H1184,\"'\")","v":"'Gefran     APV 2300-2M-TL-US [240V],Y,96.5,N'"}]
[{"$f":"CONCATENATE(\"'\",'Inverter-Full Data'!A1186,\"     \",'Inverter-Full Data'!B1186,\",\",'Inverter-Full Data'!G1186,\",\",'Inverter-Full Data'!F1186,\",\",'Inverter-Full Data'!H1186,\"'\")","v":"'Gefran     APV 3100-2M-TL-US [208V],Y,96.5,N'"}]
[{"$f":"CONCATENATE(\"'\",'Inverter-Full Data'!A1188,\"     \",'Inverter-Full Data'!B1188,\",\",'Inverter-Full Data'!G1188,\",\",'Inverter-Full Data'!F1188,\",\",'Inverter-Full Data'!H1188,\"'\")","v":"'Gefran     APV 3100-2M-TL-US [277V],Y,96.5,N'"}]
[{"$f":"CONCATENATE(\"'\",'Inverter-Full Data'!A1190,\"     \",'Inverter-Full Data'!B1190,\",\",'Inverter-Full Data'!G1190,\",\",'Inverter-Full Data'!F1190,\",\",'Inverter-Full Data'!H1190,\"'\")","v":"'Gefran     APV 3800-2M-TL-US [240V],Y,97,N'"}]
[{"$f":"CONCATENATE(\"'\",'Inverter-Full Data'!A1192,\"     \",'Inverter-Full Data'!B1192,\",\",'Inverter-Full Data'!G1192,\",\",'Inverter-Full Data'!F1192,\",\",'Inverter-Full Data'!H1192,\"'\")","v":"'Gefran     APV 4400-2M-TL-US [208V],Y,97,N'"}]
[{"$f":"CONCATENATE(\"'\",'Inverter-Full Data'!A1194,\"     \",'Inverter-Full Data'!B1194,\",\",'Inverter-Full Data'!G1194,\",\",'Inverter-Full Data'!F1194,\",\",'Inverter-Full Data'!H1194,\"'\")","v":"'Gefran     APV 4400-2M-TL-US [277V],Y,97,N'"}]
[{"$f":"CONCATENATE(\"'\",'Inverter-Full Data'!A1196,\"     \",'Inverter-Full Data'!B1196,\",\",'Inverter-Full Data'!G1196,\",\",'Inverter-Full Data'!F1196,\",\",'Inverter-Full Data'!H1196,\"'\")","v":"'Gefran     APV 5200-2M-TL-US [240V],Y,97,N'"}]
[{"$f":"CONCATENATE(\"'\",'Inverter-Full Data'!A1198,\"     \",'Inverter-Full Data'!B1198,\",\",'Inverter-Full Data'!G1198,\",\",'Inverter-Full Data'!F1198,\",\",'Inverter-Full Data'!H1198,\"'\")","v":"'Generac Power Systems     X7602 [240V],N,96.5,N'"}]
[{"$f":"CONCATENATE(\"'\",'Inverter-Full Data'!A1200,\"     \",'Inverter-Full Data'!B1200,\",\",'Inverter-Full Data'!G1200,\",\",'Inverter-Full Data'!F1200,\",\",'Inverter-Full Data'!H1200,\"'\")","v":"'General Electric     PVIA2000NA1240 [240V],Y,94.5,N'"}]
[{"$f":"CONCATENATE(\"'\",'Inverter-Full Data'!A1202,\"     \",'Inverter-Full Data'!B1202,\",\",'Inverter-Full Data'!G1202,\",\",'Inverter-Full Data'!F1202,\",\",'Inverter-Full Data'!H1202,\"'\")","v":"'General Electric     PVIA4000NA1240 [240V],Y,95.5,N'"}]
[{"$f":"CONCATENATE(\"'\",'Inverter-Full Data'!A1204,\"     \",'Inverter-Full Data'!B1204,\",\",'Inverter-Full Data'!G1204,\",\",'Inverter-Full Data'!F1204,\",\",'Inverter-Full Data'!H1204,\"'\")","v":"'Geoprotek Technology     GS-1000 [208V],Y,94.5,N'"}]
[{"$f":"CONCATENATE(\"'\",'Inverter-Full Data'!A1206,\"     \",'Inverter-Full Data'!B1206,\",\",'Inverter-Full Data'!G1206,\",\",'Inverter-Full Data'!F1206,\",\",'Inverter-Full Data'!H1206,\"'\")","v":"'Geoprotek Technology     GS-1500 [208V],Y,94.5,N'"}]
[{"$f":"CONCATENATE(\"'\",'Inverter-Full Data'!A1207,\"     \",'Inverter-Full Data'!B1207,\",\",'Inverter-Full Data'!G1207,\",\",'Inverter-Full Data'!F1207,\",\",'Inverter-Full Data'!H1207,\"'\")","v":"'Geoprotek Technology     GS-1500 [240V],Y,94.5,N'"}]
[{"$f":"CONCATENATE(\"'\",'Inverter-Full Data'!A1208,\"     \",'Inverter-Full Data'!B1208,\",\",'Inverter-Full Data'!G1208,\",\",'Inverter-Full Data'!F1208,\",\",'Inverter-Full Data'!H1208,\"'\")","v":"'Geoprotek Technology     GS-2000 [208V],Y,95.5,N'"}]
[{"$f":"CONCATENATE(\"'\",'Inverter-Full Data'!A1209,\"     \",'Inverter-Full Data'!B1209,\",\",'Inverter-Full Data'!G1209,\",\",'Inverter-Full Data'!F1209,\",\",'Inverter-Full Data'!H1209,\"'\")","v":"'Geoprotek Technology     GS-2000 [240V],Y,95,N'"}]
[{"$f":"CONCATENATE(\"'\",'Inverter-Full Data'!A1210,\"     \",'Inverter-Full Data'!B1210,\",\",'Inverter-Full Data'!G1210,\",\",'Inverter-Full Data'!F1210,\",\",'Inverter-Full Data'!H1210,\"'\")","v":"'Geoprotek Technology     GS-3000 [208V],Y,95.5,N'"}]
[{"$f":"CONCATENATE(\"'\",'Inverter-Full Data'!A1211,\"     \",'Inverter-Full Data'!B1211,\",\",'Inverter-Full Data'!G1211,\",\",'Inverter-Full Data'!F1211,\",\",'Inverter-Full Data'!H1211,\"'\")","v":"'Geoprotek Technology     GS-3000 [240V],Y,95.5,N'"}]
[{"$f":"CONCATENATE(\"'\",'Inverter-Full Data'!A1212,\"     \",'Inverter-Full Data'!B1212,\",\",'Inverter-Full Data'!G1212,\",\",'Inverter-Full Data'!F1212,\",\",'Inverter-Full Data'!H1212,\"'\")","v":"'Green Power Technologies     PV500U + MVT,Y,96,N'"}]
[{"$f":"CONCATENATE(\"'\",'Inverter-Full Data'!A1213,\"     \",'Inverter-Full Data'!B1213,\",\",'Inverter-Full Data'!G1213,\",\",'Inverter-Full Data'!F1213,\",\",'Inverter-Full Data'!H1213,\"'\")","v":"'Green Power Technologies     PV500WD,N,96,N'"}]
[{"$f":"CONCATENATE(\"'\",'Inverter-Full Data'!A1214,\"     \",'Inverter-Full Data'!B1214,\",\",'Inverter-Full Data'!G1214,\",\",'Inverter-Full Data'!F1214,\",\",'Inverter-Full Data'!H1214,\"'\")","v":"'Green Power Technologies     PV630WD,N,96.5,N'"}]
[{"$f":"CONCATENATE(\"'\",'Inverter-Full Data'!A1215,\"     \",'Inverter-Full Data'!B1215,\",\",'Inverter-Full Data'!G1215,\",\",'Inverter-Full Data'!F1215,\",\",'Inverter-Full Data'!H1215,\"'\")","v":"'Green Power Technologies     PV750WD,N,97,N'"}]
[{"$f":"CONCATENATE(\"'\",'Inverter-Full Data'!A1216,\"     \",'Inverter-Full Data'!B1216,\",\",'Inverter-Full Data'!G1216,\",\",'Inverter-Full Data'!F1216,\",\",'Inverter-Full Data'!H1216,\"'\")","v":"'Green Power Technologies     940WD3-LV400 [400V],N,97,N'"}]
[{"$f":"CONCATENATE(\"'\",'Inverter-Full Data'!A1217,\"     \",'Inverter-Full Data'!B1217,\",\",'Inverter-Full Data'!G1217,\",\",'Inverter-Full Data'!F1217,\",\",'Inverter-Full Data'!H1217,\"'\")","v":"'Green Power Technologies     PV900WD,N,97,N'"}]
[{"$f":"CONCATENATE(\"'\",'Inverter-Full Data'!A1218,\"     \",'Inverter-Full Data'!B1218,\",\",'Inverter-Full Data'!G1218,\",\",'Inverter-Full Data'!F1218,\",\",'Inverter-Full Data'!H1218,\"'\")","v":"'Green Power Technologies     1170WD3-LV500 [500V],N,97.5,N'"}]
[{"$f":"CONCATENATE(\"'\",'Inverter-Full Data'!A1219,\"     \",'Inverter-Full Data'!B1219,\",\",'Inverter-Full Data'!G1219,\",\",'Inverter-Full Data'!F1219,\",\",'Inverter-Full Data'!H1219,\"'\")","v":"'Green Power Technologies     1140WD3-HV560 [560V],N,97.5,N'"}]
[{"$f":"CONCATENATE(\"'\",'Inverter-Full Data'!A1220,\"     \",'Inverter-Full Data'!B1220,\",\",'Inverter-Full Data'!G1220,\",\",'Inverter-Full Data'!F1220,\",\",'Inverter-Full Data'!H1220,\"'\")","v":"'Green Power Technologies     1260WD3-HV620 [620V],N,97.5,N'"}]
[{"$f":"CONCATENATE(\"'\",'Inverter-Full Data'!A1221,\"     \",'Inverter-Full Data'!B1221,\",\",'Inverter-Full Data'!G1221,\",\",'Inverter-Full Data'!F1221,\",\",'Inverter-Full Data'!H1221,\"'\")","v":"'Green Power Technologies     1400WD3-HV690 [690V],N,98,N'"}]
[{"$f":"CONCATENATE(\"'\",'Inverter-Full Data'!A1222,\"     \",'Inverter-Full Data'!B1222,\",\",'Inverter-Full Data'!G1222,\",\",'Inverter-Full Data'!F1222,\",\",'Inverter-Full Data'!H1222,\"'\")","v":"'GreenVolts     GV-SCP001 [480V],Y,96,N'"}]
[{"$f":"CONCATENATE(\"'\",'Inverter-Full Data'!#REF!,\"     \",'Inverter-Full Data'!#REF!,\",\",'Inverter-Full Data'!#REF!,\",\",'Inverter-Full Data'!#REF!,\",\",'Inverter-Full Data'!#REF!,\"'\")","v":{"$error":"#REF!"}}]
[{"$f":"CONCATENATE(\"'\",'Inverter-Full Data'!A1223,\"     \",'Inverter-Full Data'!B1223,\",\",'Inverter-Full Data'!G1223,\",\",'Inverter-Full Data'!F1223,\",\",'Inverter-Full Data'!H1223,\"'\")","v":"'GridPoint     Connect C36,N,91,N'"}]
[{"$f":"CONCATENATE(\"'\",'Inverter-Full Data'!A1224,\"     \",'Inverter-Full Data'!B1224,\",\",'Inverter-Full Data'!G1224,\",\",'Inverter-Full Data'!F1224,\",\",'Inverter-Full Data'!H1224,\"'\")","v":"'Hansol Technics     HSPV-A250,N,93,N'"}]
[{"$f":"CONCATENATE(\"'\",'Inverter-Full Data'!A1225,\"     \",'Inverter-Full Data'!B1225,\",\",'Inverter-Full Data'!G1225,\",\",'Inverter-Full Data'!F1225,\",\",'Inverter-Full Data'!H1225,\"'\")","v":"'Heart Transverter     HT2000,Y,89,N'"}]
[{"$f":"CONCATENATE(\"'\",'Inverter-Full Data'!A1226,\"     \",'Inverter-Full Data'!B1226,\",\",'Inverter-Full Data'!G1226,\",\",'Inverter-Full Data'!F1226,\",\",'Inverter-Full Data'!H1226,\"'\")","v":"'Helios USA     6TA [120V],N,94.5,N'"}]
[{"$f":"CONCATENATE(\"'\",'Inverter-Full Data'!A1227,\"     \",'Inverter-Full Data'!B1227,\",\",'Inverter-Full Data'!G1227,\",\",'Inverter-Full Data'!F1227,\",\",'Inverter-Full Data'!H1227,\"'\")","v":"'HiQ Solar     Mini3500-US,N,94.5,N'"}]
[{"$f":"CONCATENATE(\"'\",'Inverter-Full Data'!A1228,\"     \",'Inverter-Full Data'!B1228,\",\",'Inverter-Full Data'!G1228,\",\",'Inverter-Full Data'!F1228,\",\",'Inverter-Full Data'!H1228,\"'\")","v":"'HiQ Solar     TS208-5k75 [208V],Y,97,N'"}]
[{"$f":"CONCATENATE(\"'\",'Inverter-Full Data'!A1229,\"     \",'Inverter-Full Data'!B1229,\",\",'Inverter-Full Data'!G1229,\",\",'Inverter-Full Data'!F1229,\",\",'Inverter-Full Data'!H1229,\"'\")","v":"'HiQ Solar     TS480-8k [480V],Y,98,N'"}]
[{"$f":"CONCATENATE(\"'\",'Inverter-Full Data'!A1230,\"     \",'Inverter-Full Data'!B1230,\",\",'Inverter-Full Data'!G1230,\",\",'Inverter-Full Data'!F1230,\",\",'Inverter-Full Data'!H1230,\"'\")","v":"'HiQ Solar     TSXL480-10k [480V],N,97.5,N'"}]
[{"$f":"CONCATENATE(\"'\",'Inverter-Full Data'!A1231,\"     \",'Inverter-Full Data'!B1231,\",\",'Inverter-Full Data'!G1231,\",\",'Inverter-Full Data'!F1231,\",\",'Inverter-Full Data'!H1231,\"'\")","v":"'HiSEL Power     HiSEL-K 1500 [208V],Y,95,N'"}]
[{"$f":"CONCATENATE(\"'\",'Inverter-Full Data'!A1232,\"     \",'Inverter-Full Data'!B1232,\",\",'Inverter-Full Data'!G1232,\",\",'Inverter-Full Data'!F1232,\",\",'Inverter-Full Data'!H1232,\"'\")","v":"'HiSEL Power     HiSEL-K 1500 [240V],Y,95,N'"}]
[{"$f":"CONCATENATE(\"'\",'Inverter-Full Data'!A1233,\"     \",'Inverter-Full Data'!B1233,\",\",'Inverter-Full Data'!G1233,\",\",'Inverter-Full Data'!F1233,\",\",'Inverter-Full Data'!H1233,\"'\")","v":"'HiSEL Power     HiSEL-K 2000 [208V],Y,95.5,N'"}]
[{"$f":"CONCATENATE(\"'\",'Inverter-Full Data'!A1234,\"     \",'Inverter-Full Data'!B1234,\",\",'Inverter-Full Data'!G1234,\",\",'Inverter-Full Data'!F1234,\",\",'Inverter-Full Data'!H1234,\"'\")","v":"'HiSEL Power     HiSEL-K 2000 [240V],Y,96,N'"}]
[{"$f":"CONCATENATE(\"'\",'Inverter-Full Data'!A1235,\"     \",'Inverter-Full Data'!B1235,\",\",'Inverter-Full Data'!G1235,\",\",'Inverter-Full Data'!F1235,\",\",'Inverter-Full Data'!H1235,\"'\")","v":"'HiSEL Power     HiSEL-K 3000 [208V],Y,96,N'"}]
[{"$f":"CONCATENATE(\"'\",'Inverter-Full Data'!A1236,\"     \",'Inverter-Full Data'!B1236,\",\",'Inverter-Full Data'!G1236,\",\",'Inverter-Full Data'!F1236,\",\",'Inverter-Full Data'!H1236,\"'\")","v":"'HiSEL Power     HiSEL-K 3000 [240V],Y,96,N'"}]
[{"$f":"CONCATENATE(\"'\",'Inverter-Full Data'!A1237,\"     \",'Inverter-Full Data'!B1237,\",\",'Inverter-Full Data'!G1237,\",\",'Inverter-Full Data'!F1237,\",\",'Inverter-Full Data'!H1237,\"'\")","v":"'HiSEL Power     HiSEL-K 4000 [208V],Y,97,N'"}]
[{"$f":"CONCATENATE(\"'\",'Inverter-Full Data'!A1238,\"     \",'Inverter-Full Data'!B1238,\",\",'Inverter-Full Data'!G1238,\",\",'Inverter-Full Data'!F1238,\",\",'Inverter-Full Data'!H1238,\"'\")","v":"'HiSEL Power     HiSEL-K 4000 [240V],Y,97.5,N'"}]
[{"$f":"CONCATENATE(\"'\",'Inverter-Full Data'!A1239,\"     \",'Inverter-Full Data'!B1239,\",\",'Inverter-Full Data'!G1239,\",\",'Inverter-Full Data'!F1239,\",\",'Inverter-Full Data'!H1239,\"'\")","v":"'HiSEL Power     HiSEL-K 5000 [208V],Y,97,N'"}]
[{"$f":"CONCATENATE(\"'\",'Inverter-Full Data'!A1240,\"     \",'Inverter-Full Data'!B1240,\",\",'Inverter-Full Data'!G1240,\",\",'Inverter-Full Data'!F1240,\",\",'Inverter-Full Data'!H1240,\"'\")","v":"'HiSEL Power     HiSEL-K 5000 [240V],Y,97.5,N'"}]
[{"$f":"CONCATENATE(\"'\",'Inverter-Full Data'!A1241,\"     \",'Inverter-Full Data'!B1241,\",\",'Inverter-Full Data'!G1241,\",\",'Inverter-Full Data'!F1241,\",\",'Inverter-Full Data'!H1241,\"'\")","v":"'Home Director     HD-SUN-INV1100-EVR [120V],Y,90.5,N'"}]
[{"$f":"CONCATENATE(\"'\",'Inverter-Full Data'!A1244,\"     \",'Inverter-Full Data'!B1244,\",\",'Inverter-Full Data'!G1244,\",\",'Inverter-Full Data'!F1244,\",\",'Inverter-Full Data'!H1244,\"'\")","v":"'Home Director     HD-SUN-INV3000 [240V],Y,93.5,N'"}]
[{"$f":"CONCATENATE(\"'\",'Inverter-Full Data'!A1245,\"     \",'Inverter-Full Data'!B1245,\",\",'Inverter-Full Data'!G1245,\",\",'Inverter-Full Data'!F1245,\",\",'Inverter-Full Data'!H1245,\"'\")","v":"'Home Director     HD-SUN-INV3500 [240V],Y,95.5,N'"}]
[{"$f":"CONCATENATE(\"'\",'Inverter-Full Data'!A1246,\"     \",'Inverter-Full Data'!B1246,\",\",'Inverter-Full Data'!G1246,\",\",'Inverter-Full Data'!F1246,\",\",'Inverter-Full Data'!H1246,\"'\")","v":"'Home Director     HD-SUN-INV4600 [208V],Y,95.5,N'"}]
[{"$f":"CONCATENATE(\"'\",'Inverter-Full Data'!A1247,\"     \",'Inverter-Full Data'!B1247,\",\",'Inverter-Full Data'!G1247,\",\",'Inverter-Full Data'!F1247,\",\",'Inverter-Full Data'!H1247,\"'\")","v":"'Home Director     HD-SUN-INV4800 [240V],Y,96,N'"}]
[{"$f":"CONCATENATE(\"'\",'Inverter-Full Data'!A1248,\"     \",'Inverter-Full Data'!B1248,\",\",'Inverter-Full Data'!G1248,\",\",'Inverter-Full Data'!F1248,\",\",'Inverter-Full Data'!H1248,\"'\")","v":"'Home Director     HD-SUN-INV5200 [240V],Y,96,N'"}]
[{"$f":"CONCATENATE(\"'\",'Inverter-Full Data'!A1249,\"     \",'Inverter-Full Data'!B1249,\",\",'Inverter-Full Data'!G1249,\",\",'Inverter-Full Data'!F1249,\",\",'Inverter-Full Data'!H1249,\"'\")","v":"'Hoymiles Converter Technology     MI-250 [240V],N,96.5,Y'"}]
[{"$f":"CONCATENATE(\"'\",'Inverter-Full Data'!A1250,\"     \",'Inverter-Full Data'!B1250,\",\",'Inverter-Full Data'!G1250,\",\",'Inverter-Full Data'!F1250,\",\",'Inverter-Full Data'!H1250,\"'\")","v":"'Hoymiles Converter Technology Co., Ltd.     MI-1000 [240V],N,96.5,Y'"}]
[{"$f":"CONCATENATE(\"'\",'Inverter-Full Data'!A1251,\"     \",'Inverter-Full Data'!B1251,\",\",'Inverter-Full Data'!G1251,\",\",'Inverter-Full Data'!F1251,\",\",'Inverter-Full Data'!H1251,\"'\")","v":"'Hoymiles Converter Technology Co., Ltd.     MI-1000T [240V],N,96.5,Y'"}]
[{"$f":"CONCATENATE(\"'\",'Inverter-Full Data'!A1252,\"     \",'Inverter-Full Data'!B1252,\",\",'Inverter-Full Data'!G1252,\",\",'Inverter-Full Data'!F1252,\",\",'Inverter-Full Data'!H1252,\"'\")","v":"'Hoymiles Converter Technology Co., Ltd.     MI-1200 [240V],N,96.5,Y'"}]
[{"$f":"CONCATENATE(\"'\",'Inverter-Full Data'!A1253,\"     \",'Inverter-Full Data'!B1253,\",\",'Inverter-Full Data'!G1253,\",\",'Inverter-Full Data'!F1253,\",\",'Inverter-Full Data'!H1253,\"'\")","v":"'Hoymiles Converter Technology Co., Ltd.     MI-1200T [240V],N,96.5,Y'"}]
[{"$f":"CONCATENATE(\"'\",'Inverter-Full Data'!#REF!,\"     \",'Inverter-Full Data'!#REF!,\",\",'Inverter-Full Data'!#REF!,\",\",'Inverter-Full Data'!#REF!,\",\",'Inverter-Full Data'!#REF!,\"'\")","v":{"$error":"#REF!"}}]
[{"$f":"CONCATENATE(\"'\",'Inverter-Full Data'!A1254,\"     \",'Inverter-Full Data'!B1254,\",\",'Inverter-Full Data'!G1254,\",\",'Inverter-Full Data'!F1254,\",\",'Inverter-Full Data'!H1254,\"'\")","v":"'Hoymiles Converter Technology Co., Ltd.     MI-1500 [240V],N,96.5,Y'"}]
[{"$f":"CONCATENATE(\"'\",'Inverter-Full Data'!#REF!,\"     \",'Inverter-Full Data'!#REF!,\",\",'Inverter-Full Data'!#REF!,\",\",'Inverter-Full Data'!#REF!,\",\",'Inverter-Full Data'!#REF!,\"'\")","v":{"$error":"#REF!"}}]
[{"$f":"CONCATENATE(\"'\",'Inverter-Full Data'!A1255,\"     \",'Inverter-Full Data'!B1255,\",\",'Inverter-Full Data'!G1255,\",\",'Inverter-Full Data'!F1255,\",\",'Inverter-Full Data'!H1255,\"'\")","v":"'Hoymiles Converter Technology Co., Ltd.     MI-1500T [240V],N,96.5,Y'"}]
[{"$f":"CONCATENATE(\"'\",'Inverter-Full Data'!#REF!,\"     \",'Inverter-Full Data'!#REF!,\",\",'Inverter-Full Data'!#REF!,\",\",'Inverter-Full Data'!#REF!,\",\",'Inverter-Full Data'!#REF!,\"'\")","v":{"$error":"#REF!"}}]
[{"$f":"CONCATENATE(\"'\",'Inverter-Full Data'!#REF!,\"     \",'Inverter-Full Data'!#REF!,\",\",'Inverter-Full Data'!#REF!,\",\",'Inverter-Full Data'!#REF!,\",\",'Inverter-Full Data'!#REF!,\"'\")","v":{"$error":"#REF!"}}]
[{"$f":"CONCATENATE(\"'\",'Inverter-Full Data'!#REF!,\"     \",'Inverter-Full Data'!#REF!,\",\",'Inverter-Full Data'!#REF!,\",\",'Inverter-Full Data'!#REF!,\",\",'Inverter-Full Data'!#REF!,\"'\")","v":{"$error":"#REF!"}}]
[{"$f":"CONCATENATE(\"'\",'Inverter-Full Data'!#REF!,\"     \",'Inverter-Full Data'!#REF!,\",\",'Inverter-Full Data'!#REF!,\",\",'Inverter-Full Data'!#REF!,\",\",'Inverter-Full Data'!#REF!,\"'\")","v":{"$error":"#REF!"}}]
[{"$f":"CONCATENATE(\"'\",'Inverter-Full Data'!A1256,\"     \",'Inverter-Full Data'!B1256,\",\",'Inverter-Full Data'!G1256,\",\",'Inverter-Full Data'!F1256,\",\",'Inverter-Full Data'!H1256,\"'\")","v":"'Huawei Technologies Co., Ltd.     SUN2000-3.8KTL-USL0 [240V],Y,99,N'"}]
[{"$f":"CONCATENATE(\"'\",'Inverter-Full Data'!#REF!,\"     \",'Inverter-Full Data'!#REF!,\",\",'Inverter-Full Data'!#REF!,\",\",'Inverter-Full Data'!#REF!,\",\",'Inverter-Full Data'!#REF!,\"'\")","v":{"$error":"#REF!"}}]
[{"$f":"CONCATENATE(\"'\",'Inverter-Full Data'!#REF!,\"     \",'Inverter-Full Data'!#REF!,\",\",'Inverter-Full Data'!#REF!,\",\",'Inverter-Full Data'!#REF!,\",\",'Inverter-Full Data'!#REF!,\"'\")","v":{"$error":"#REF!"}}]
[{"$f":"CONCATENATE(\"'\",'Inverter-Full Data'!A1257,\"     \",'Inverter-Full Data'!B1257,\",\",'Inverter-Full Data'!G1257,\",\",'Inverter-Full Data'!F1257,\",\",'Inverter-Full Data'!H1257,\"'\")","v":"'Huawei Technologies Co., Ltd.     SUN2000-5KTL-USL0 [240V],Y,99,N'"}]
[{"$f":"CONCATENATE(\"'\",'Inverter-Full Data'!A1258,\"     \",'Inverter-Full Data'!B1258,\",\",'Inverter-Full Data'!G1258,\",\",'Inverter-Full Data'!F1258,\",\",'Inverter-Full Data'!H1258,\"'\")","v":"'Huawei Technologies Co., Ltd.     SUN2000-7.6KTL-USL0 [240V],Y,99,N'"}]
[{"$f":"CONCATENATE(\"'\",'Inverter-Full Data'!A1259,\"     \",'Inverter-Full Data'!B1259,\",\",'Inverter-Full Data'!G1259,\",\",'Inverter-Full Data'!F1259,\",\",'Inverter-Full Data'!H1259,\"'\")","v":"'Huawei Technologies Co., Ltd.     SUN2000-9KTL-USL0 [240V],Y,99,N'"}]
[{"$f":"CONCATENATE(\"'\",'Inverter-Full Data'!A1260,\"     \",'Inverter-Full Data'!B1260,\",\",'Inverter-Full Data'!G1260,\",\",'Inverter-Full Data'!F1260,\",\",'Inverter-Full Data'!H1260,\"'\")","v":"'Huawei Technologies Co., Ltd.     SUN2000-10KTL-USL0 [240V],Y,99,N'"}]
[{"$f":"CONCATENATE(\"'\",'Inverter-Full Data'!A1261,\"     \",'Inverter-Full Data'!B1261,\",\",'Inverter-Full Data'!G1261,\",\",'Inverter-Full Data'!F1261,\",\",'Inverter-Full Data'!H1261,\"'\")","v":"'Huawei Technologies Co., Ltd.     SUN2000-11.4KTL-USL0 [240V],Y,99,N'"}]
[{"$f":"CONCATENATE(\"'\",'Inverter-Full Data'!A1262,\"     \",'Inverter-Full Data'!B1262,\",\",'Inverter-Full Data'!G1262,\",\",'Inverter-Full Data'!F1262,\",\",'Inverter-Full Data'!H1262,\"'\")","v":"'Huawei Technologies Co., Ltd.     SUN2000-22KTL-US,N,98,N'"}]
[{"$f":"CONCATENATE(\"'\",'Inverter-Full Data'!A1263,\"     \",'Inverter-Full Data'!B1263,\",\",'Inverter-Full Data'!G1263,\",\",'Inverter-Full Data'!F1263,\",\",'Inverter-Full Data'!H1263,\"'\")","v":"'Huawei Technologies Co., Ltd.     SUN2000-25KTL-US,Y,98,N'"}]
[{"$f":"CONCATENATE(\"'\",'Inverter-Full Data'!A1264,\"     \",'Inverter-Full Data'!B1264,\",\",'Inverter-Full Data'!G1264,\",\",'Inverter-Full Data'!F1264,\",\",'Inverter-Full Data'!H1264,\"'\")","v":"'Huawei Technologies Co., Ltd.     SUN2000-30KTL-US,Y,98,N'"}]
[{"$f":"CONCATENATE(\"'\",'Inverter-Full Data'!A1265,\"     \",'Inverter-Full Data'!B1265,\",\",'Inverter-Full Data'!G1265,\",\",'Inverter-Full Data'!F1265,\",\",'Inverter-Full Data'!H1265,\"'\")","v":"'Huawei Technologies Co., Ltd.     SUN2000-33KTL-US,N,98.5,N'"}]
[{"$f":"CONCATENATE(\"'\",'Inverter-Full Data'!A1266,\"     \",'Inverter-Full Data'!B1266,\",\",'Inverter-Full Data'!G1266,\",\",'Inverter-Full Data'!F1266,\",\",'Inverter-Full Data'!H1266,\"'\")","v":"'Huawei Technologies Co., Ltd.     SUN2000-36KTL-US,N,98.5,N'"}]
[{"$f":"CONCATENATE(\"'\",'Inverter-Full Data'!A1267,\"     \",'Inverter-Full Data'!B1267,\",\",'Inverter-Full Data'!G1267,\",\",'Inverter-Full Data'!F1267,\",\",'Inverter-Full Data'!H1267,\"'\")","v":"'Huawei Technologies Co., Ltd.     SUN2000-40KTL-US,N,98.5,N'"}]
[{"$f":"CONCATENATE(\"'\",'Inverter-Full Data'!A1268,\"     \",'Inverter-Full Data'!B1268,\",\",'Inverter-Full Data'!G1268,\",\",'Inverter-Full Data'!F1268,\",\",'Inverter-Full Data'!H1268,\"'\")","v":"'Huawei Technologies Co., Ltd.     SUN2000-45KTL-US-HV-D0,N,98.5,N'"}]
[{"$f":"CONCATENATE(\"'\",'Inverter-Full Data'!A1269,\"     \",'Inverter-Full Data'!B1269,\",\",'Inverter-Full Data'!G1269,\",\",'Inverter-Full Data'!F1269,\",\",'Inverter-Full Data'!H1269,\"'\")","v":"'Huawei Technologies Co., Ltd.     SUN2000-100KTL-USH0 [800V],N,98.5,N'"}]
[{"$f":"CONCATENATE(\"'\",'Inverter-Full Data'!A1270,\"     \",'Inverter-Full Data'!B1270,\",\",'Inverter-Full Data'!G1270,\",\",'Inverter-Full Data'!F1270,\",\",'Inverter-Full Data'!H1270,\"'\")","v":"'HYOSUNG     HS-P1000GLO-U,N,98,N'"}]
[{"$f":"CONCATENATE(\"'\",'Inverter-Full Data'!A1271,\"     \",'Inverter-Full Data'!B1271,\",\",'Inverter-Full Data'!G1271,\",\",'Inverter-Full Data'!F1271,\",\",'Inverter-Full Data'!H1271,\"'\")","v":"'Ideal Power Inc     30C [480V],N,95,N'"}]
[{"$f":"CONCATENATE(\"'\",'Inverter-Full Data'!A1272,\"     \",'Inverter-Full Data'!B1272,\",\",'Inverter-Full Data'!G1272,\",\",'Inverter-Full Data'!F1272,\",\",'Inverter-Full Data'!H1272,\"'\")","v":"'Ideal Power Inc     30C3 [480V],N,95,N'"}]
[{"$f":"CONCATENATE(\"'\",'Inverter-Full Data'!A1273,\"     \",'Inverter-Full Data'!B1273,\",\",'Inverter-Full Data'!G1273,\",\",'Inverter-Full Data'!F1273,\",\",'Inverter-Full Data'!H1273,\"'\")","v":"'Ideal Power Inc     30PV,N,95,N'"}]
[{"$f":"CONCATENATE(\"'\",'Inverter-Full Data'!A1274,\"     \",'Inverter-Full Data'!B1274,\",\",'Inverter-Full Data'!G1274,\",\",'Inverter-Full Data'!F1274,\",\",'Inverter-Full Data'!H1274,\"'\")","v":"'Ideal Power Inc     30PV+S [480V],N,95,N'"}]
[{"$f":"CONCATENATE(\"'\",'Inverter-Full Data'!A1275,\"     \",'Inverter-Full Data'!B1275,\",\",'Inverter-Full Data'!G1275,\",\",'Inverter-Full Data'!F1275,\",\",'Inverter-Full Data'!H1275,\"'\")","v":"'Ideal Power Inc     30PVF,N,95,N'"}]
[{"$f":"CONCATENATE(\"'\",'Inverter-Full Data'!A1276,\"     \",'Inverter-Full Data'!B1276,\",\",'Inverter-Full Data'!G1276,\",\",'Inverter-Full Data'!F1276,\",\",'Inverter-Full Data'!H1276,\"'\")","v":"'Ideal Power Inc     30PVF+S [480V],N,95,N'"}]
[{"$f":"CONCATENATE(\"'\",'Inverter-Full Data'!A1277,\"     \",'Inverter-Full Data'!B1277,\",\",'Inverter-Full Data'!G1277,\",\",'Inverter-Full Data'!F1277,\",\",'Inverter-Full Data'!H1277,\"'\")","v":"'Ideal Power Inc     IPV-30 kW-480 [480V],Y,96.5,N'"}]
[{"$f":"CONCATENATE(\"'\",'Inverter-Full Data'!A1278,\"     \",'Inverter-Full Data'!B1278,\",\",'Inverter-Full Data'!G1278,\",\",'Inverter-Full Data'!F1278,\",\",'Inverter-Full Data'!H1278,\"'\")","v":"'i-Energy     GT260 [240V],N,92,N'"}]
[{"$f":"CONCATENATE(\"'\",'Inverter-Full Data'!A1279,\"     \",'Inverter-Full Data'!B1279,\",\",'Inverter-Full Data'!G1279,\",\",'Inverter-Full Data'!F1279,\",\",'Inverter-Full Data'!H1279,\"'\")","v":"'INGETEAM POWER TECHNOLOGY S.A     INGECON SUN 1140TL U B410 [410V],N,97.5,N'"}]
[{"$f":"CONCATENATE(\"'\",'Inverter-Full Data'!A1280,\"     \",'Inverter-Full Data'!B1280,\",\",'Inverter-Full Data'!G1280,\",\",'Inverter-Full Data'!F1280,\",\",'Inverter-Full Data'!H1280,\"'\")","v":"'INGETEAM POWER TECHNOLOGY S.A     INGECON SUN 1245TL U B480 [480V],N,97.5,N'"}]
[{"$f":"CONCATENATE(\"'\",'Inverter-Full Data'!A1281,\"     \",'Inverter-Full Data'!B1281,\",\",'Inverter-Full Data'!G1281,\",\",'Inverter-Full Data'!F1281,\",\",'Inverter-Full Data'!H1281,\"'\")","v":"'INGETEAM POWER TECHNOLOGY S.A     INGECON SUN 1190TL U B430 [430V],N,97.5,N'"}]
[{"$f":"CONCATENATE(\"'\",'Inverter-Full Data'!A1282,\"     \",'Inverter-Full Data'!B1282,\",\",'Inverter-Full Data'!G1282,\",\",'Inverter-Full Data'!F1282,\",\",'Inverter-Full Data'!H1282,\"'\")","v":"'INGETEAM POWER TECHNOLOGY S.A     INGECON SUN 1220TL U B440 [440V],N,97.5,N'"}]
[{"$f":"CONCATENATE(\"'\",'Inverter-Full Data'!A1283,\"     \",'Inverter-Full Data'!B1283,\",\",'Inverter-Full Data'!G1283,\",\",'Inverter-Full Data'!F1283,\",\",'Inverter-Full Data'!H1283,\"'\")","v":"'INGETEAM POWER TECHNOLOGY S.A     INGECON SUN 1250TL U B450 [450V],N,97.5,N'"}]
[{"$f":"CONCATENATE(\"'\",'Inverter-Full Data'!A1284,\"     \",'Inverter-Full Data'!B1284,\",\",'Inverter-Full Data'!G1284,\",\",'Inverter-Full Data'!F1284,\",\",'Inverter-Full Data'!H1284,\"'\")","v":"'INGETEAM POWER TECHNOLOGY S.A     INGECON SUN 1275TL U B460 [460V],N,97.5,N'"}]
[{"$f":"CONCATENATE(\"'\",'Inverter-Full Data'!A1285,\"     \",'Inverter-Full Data'!B1285,\",\",'Inverter-Full Data'!G1285,\",\",'Inverter-Full Data'!F1285,\",\",'Inverter-Full Data'!H1285,\"'\")","v":"'INGETEAM POWER TECHNOLOGY S.A     INGECON SUN 1740TL U B670 [670V],N,97.5,N'"}]
[{"$f":"CONCATENATE(\"'\",'Inverter-Full Data'!#REF!,\"     \",'Inverter-Full Data'!#REF!,\",\",'Inverter-Full Data'!#REF!,\",\",'Inverter-Full Data'!#REF!,\",\",'Inverter-Full Data'!#REF!,\"'\")","v":{"$error":"#REF!"}}]
[{"$f":"CONCATENATE(\"'\",'Inverter-Full Data'!A1287,\"     \",'Inverter-Full Data'!B1287,\",\",'Inverter-Full Data'!G1287,\",\",'Inverter-Full Data'!F1287,\",\",'Inverter-Full Data'!H1287,\"'\")","v":"'INGETEAM POWER TECHNOLOGY S.A     INGECON SUN 1665TL U B640 [640V],N,97.5,N'"}]
[{"$f":"CONCATENATE(\"'\",'Inverter-Full Data'!#REF!,\"     \",'Inverter-Full Data'!#REF!,\",\",'Inverter-Full Data'!#REF!,\",\",'Inverter-Full Data'!#REF!,\",\",'Inverter-Full Data'!#REF!,\"'\")","v":{"$error":"#REF!"}}]
[{"$f":"CONCATENATE(\"'\",'Inverter-Full Data'!A1288,\"     \",'Inverter-Full Data'!B1288,\",\",'Inverter-Full Data'!G1288,\",\",'Inverter-Full Data'!F1288,\",\",'Inverter-Full Data'!H1288,\"'\")","v":"'INGETEAM POWER TECHNOLOGY S.A     INGECON SUN 1690TL U B650 [650V],N,97.5,N'"}]
[{"$f":"CONCATENATE(\"'\",'Inverter-Full Data'!#REF!,\"     \",'Inverter-Full Data'!#REF!,\",\",'Inverter-Full Data'!#REF!,\",\",'Inverter-Full Data'!#REF!,\",\",'Inverter-Full Data'!#REF!,\"'\")","v":{"$error":"#REF!"}}]
[{"$f":"CONCATENATE(\"'\",'Inverter-Full Data'!A1289,\"     \",'Inverter-Full Data'!B1289,\",\",'Inverter-Full Data'!G1289,\",\",'Inverter-Full Data'!F1289,\",\",'Inverter-Full Data'!H1289,\"'\")","v":"'INGETEAM POWER TECHNOLOGY S.A     INGECON SUN 1715TL U B660 [660V],N,97.5,N'"}]
[{"$f":"CONCATENATE(\"'\",'Inverter-Full Data'!#REF!,\"     \",'Inverter-Full Data'!#REF!,\",\",'Inverter-Full Data'!#REF!,\",\",'Inverter-Full Data'!#REF!,\",\",'Inverter-Full Data'!#REF!,\"'\")","v":{"$error":"#REF!"}}]
[{"$f":"CONCATENATE(\"'\",'Inverter-Full Data'!A1290,\"     \",'Inverter-Full Data'!B1290,\",\",'Inverter-Full Data'!G1290,\",\",'Inverter-Full Data'!F1290,\",\",'Inverter-Full Data'!H1290,\"'\")","v":"'INGETEAM POWER TECHNOLOGY S.A.     Ingecon Sun 2.8 HF U 208 Vac [208V],Y,95,N'"}]
[{"$f":"CONCATENATE(\"'\",'Inverter-Full Data'!#REF!,\"     \",'Inverter-Full Data'!#REF!,\",\",'Inverter-Full Data'!#REF!,\",\",'Inverter-Full Data'!#REF!,\",\",'Inverter-Full Data'!#REF!,\"'\")","v":{"$error":"#REF!"}}]
[{"$f":"CONCATENATE(\"'\",'Inverter-Full Data'!A1291,\"     \",'Inverter-Full Data'!B1291,\",\",'Inverter-Full Data'!G1291,\",\",'Inverter-Full Data'!F1291,\",\",'Inverter-Full Data'!H1291,\"'\")","v":"'INGETEAM POWER TECHNOLOGY S.A.     Ingecon Sun 2.8 HF U 240 Vac [240V],Y,95.5,N'"}]
[{"$f":"CONCATENATE(\"'\",'Inverter-Full Data'!#REF!,\"     \",'Inverter-Full Data'!#REF!,\",\",'Inverter-Full Data'!#REF!,\",\",'Inverter-Full Data'!#REF!,\",\",'Inverter-Full Data'!#REF!,\"'\")","v":{"$error":"#REF!"}}]
[{"$f":"CONCATENATE(\"'\",'Inverter-Full Data'!A1292,\"     \",'Inverter-Full Data'!B1292,\",\",'Inverter-Full Data'!G1292,\",\",'Inverter-Full Data'!F1292,\",\",'Inverter-Full Data'!H1292,\"'\")","v":"'INGETEAM POWER TECHNOLOGY S.A.     Ingecon Sun 2.8 HF U 277Vac [277V],Y,95.5,N'"}]
[{"$f":"CONCATENATE(\"'\",'Inverter-Full Data'!A1293,\"     \",'Inverter-Full Data'!B1293,\",\",'Inverter-Full Data'!G1293,\",\",'Inverter-Full Data'!F1293,\",\",'Inverter-Full Data'!H1293,\"'\")","v":"'INGETEAM POWER TECHNOLOGY S.A.     Ingecon Sun 2.8 TL U M 208 Vac [208V],Y,97,N'"}]
[{"$f":"CONCATENATE(\"'\",'Inverter-Full Data'!A1294,\"     \",'Inverter-Full Data'!B1294,\",\",'Inverter-Full Data'!G1294,\",\",'Inverter-Full Data'!F1294,\",\",'Inverter-Full Data'!H1294,\"'\")","v":"'INGETEAM POWER TECHNOLOGY S.A.     Ingecon Sun 2.8 TL U M 240 Vac [240V],Y,97,N'"}]
[{"$f":"CONCATENATE(\"'\",'Inverter-Full Data'!A1295,\"     \",'Inverter-Full Data'!B1295,\",\",'Inverter-Full Data'!G1295,\",\",'Inverter-Full Data'!F1295,\",\",'Inverter-Full Data'!H1295,\"'\")","v":"'INGETEAM POWER TECHNOLOGY S.A.     Ingecon Sun 3.3 HF U 208 Vac [208V],Y,95,N'"}]
[{"$f":"CONCATENATE(\"'\",'Inverter-Full Data'!A1296,\"     \",'Inverter-Full Data'!B1296,\",\",'Inverter-Full Data'!G1296,\",\",'Inverter-Full Data'!F1296,\",\",'Inverter-Full Data'!H1296,\"'\")","v":"'INGETEAM POWER TECHNOLOGY S.A.     Ingecon Sun 3.3 HF U 240 Vac [240V],Y,95.5,N'"}]
[{"$f":"CONCATENATE(\"'\",'Inverter-Full Data'!A1297,\"     \",'Inverter-Full Data'!B1297,\",\",'Inverter-Full Data'!G1297,\",\",'Inverter-Full Data'!F1297,\",\",'Inverter-Full Data'!H1297,\"'\")","v":"'INGETEAM POWER TECHNOLOGY S.A.     Ingecon Sun 3.3 HF U 277Vac [277V],Y,95.5,N'"}]
[{"$f":"CONCATENATE(\"'\",'Inverter-Full Data'!A1298,\"     \",'Inverter-Full Data'!B1298,\",\",'Inverter-Full Data'!G1298,\",\",'Inverter-Full Data'!F1298,\",\",'Inverter-Full Data'!H1298,\"'\")","v":"'INGETEAM POWER TECHNOLOGY S.A.     Ingecon Sun 3.3 TL U M 208 Vac [208V],Y,97.5,N'"}]
[{"$f":"CONCATENATE(\"'\",'Inverter-Full Data'!A1299,\"     \",'Inverter-Full Data'!B1299,\",\",'Inverter-Full Data'!G1299,\",\",'Inverter-Full Data'!F1299,\",\",'Inverter-Full Data'!H1299,\"'\")","v":"'INGETEAM POWER TECHNOLOGY S.A.     Ingecon Sun 3.3 TL U M 240 Vac [240V],Y,97.5,N'"}]
[{"$f":"CONCATENATE(\"'\",'Inverter-Full Data'!A1300,\"     \",'Inverter-Full Data'!B1300,\",\",'Inverter-Full Data'!G1300,\",\",'Inverter-Full Data'!F1300,\",\",'Inverter-Full Data'!H1300,\"'\")","v":"'INGETEAM POWER TECHNOLOGY S.A.     INGECON SUN 3.6TL U 208V [208V],Y,96,N'"}]
[{"$f":"CONCATENATE(\"'\",'Inverter-Full Data'!A1301,\"     \",'Inverter-Full Data'!B1301,\",\",'Inverter-Full Data'!G1301,\",\",'Inverter-Full Data'!F1301,\",\",'Inverter-Full Data'!H1301,\"'\")","v":"'INGETEAM POWER TECHNOLOGY S.A.     INGECON SUN 3.6TL U 240V [240V],Y,96.5,N'"}]
[{"$f":"CONCATENATE(\"'\",'Inverter-Full Data'!A1302,\"     \",'Inverter-Full Data'!B1302,\",\",'Inverter-Full Data'!G1302,\",\",'Inverter-Full Data'!F1302,\",\",'Inverter-Full Data'!H1302,\"'\")","v":"'INGETEAM POWER TECHNOLOGY S.A.     INGECON SUN 3.6TL U 277 [277V],Y,96.5,N'"}]
[{"$f":"CONCATENATE(\"'\",'Inverter-Full Data'!A1303,\"     \",'Inverter-Full Data'!B1303,\",\",'Inverter-Full Data'!G1303,\",\",'Inverter-Full Data'!F1303,\",\",'Inverter-Full Data'!H1303,\"'\")","v":"'INGETEAM POWER TECHNOLOGY S.A.     Ingecon Sun 5 HF U 208 Vac [208V],Y,95,N'"}]
[{"$f":"CONCATENATE(\"'\",'Inverter-Full Data'!A1304,\"     \",'Inverter-Full Data'!B1304,\",\",'Inverter-Full Data'!G1304,\",\",'Inverter-Full Data'!F1304,\",\",'Inverter-Full Data'!H1304,\"'\")","v":"'INGETEAM POWER TECHNOLOGY S.A.     Ingecon Sun 5 HF U 240 Vac [240V],Y,96,N'"}]
[{"$f":"CONCATENATE(\"'\",'Inverter-Full Data'!A1305,\"     \",'Inverter-Full Data'!B1305,\",\",'Inverter-Full Data'!G1305,\",\",'Inverter-Full Data'!F1305,\",\",'Inverter-Full Data'!H1305,\"'\")","v":"'INGETEAM POWER TECHNOLOGY S.A.     Ingecon Sun 5 HF U 277Vac [277V],Y,95.5,N'"}]
[{"$f":"CONCATENATE(\"'\",'Inverter-Full Data'!#REF!,\"     \",'Inverter-Full Data'!#REF!,\",\",'Inverter-Full Data'!#REF!,\",\",'Inverter-Full Data'!#REF!,\",\",'Inverter-Full Data'!#REF!,\"'\")","v":{"$error":"#REF!"}}]
[{"$f":"CONCATENATE(\"'\",'Inverter-Full Data'!A1306,\"     \",'Inverter-Full Data'!B1306,\",\",'Inverter-Full Data'!G1306,\",\",'Inverter-Full Data'!F1306,\",\",'Inverter-Full Data'!H1306,\"'\")","v":"'INGETEAM POWER TECHNOLOGY S.A.     Ingecon Sun 5 TL U M 208 Vac [208V],Y,97.5,N'"}]
[{"$f":"CONCATENATE(\"'\",'Inverter-Full Data'!#REF!,\"     \",'Inverter-Full Data'!#REF!,\",\",'Inverter-Full Data'!#REF!,\",\",'Inverter-Full Data'!#REF!,\",\",'Inverter-Full Data'!#REF!,\"'\")","v":{"$error":"#REF!"}}]
[{"$f":"CONCATENATE(\"'\",'Inverter-Full Data'!A1307,\"     \",'Inverter-Full Data'!B1307,\",\",'Inverter-Full Data'!G1307,\",\",'Inverter-Full Data'!F1307,\",\",'Inverter-Full Data'!H1307,\"'\")","v":"'INGETEAM POWER TECHNOLOGY S.A.     Ingecon Sun 5 TL U M 240 Vac [240V],Y,97.5,N'"}]
[{"$f":"CONCATENATE(\"'\",'Inverter-Full Data'!A1308,\"     \",'Inverter-Full Data'!B1308,\",\",'Inverter-Full Data'!G1308,\",\",'Inverter-Full Data'!F1308,\",\",'Inverter-Full Data'!H1308,\"'\")","v":"'INGETEAM POWER TECHNOLOGY S.A.     Ingecon Sun 5TL U [208V],Y,96,N'"}]
[{"$f":"CONCATENATE(\"'\",'Inverter-Full Data'!#REF!,\"     \",'Inverter-Full Data'!#REF!,\",\",'Inverter-Full Data'!#REF!,\",\",'Inverter-Full Data'!#REF!,\",\",'Inverter-Full Data'!#REF!,\"'\")","v":{"$error":"#REF!"}}]
[{"$f":"CONCATENATE(\"'\",'Inverter-Full Data'!A1309,\"     \",'Inverter-Full Data'!B1309,\",\",'Inverter-Full Data'!G1309,\",\",'Inverter-Full Data'!F1309,\",\",'Inverter-Full Data'!H1309,\"'\")","v":"'INGETEAM POWER TECHNOLOGY S.A.     Ingecon Sun 5TL U [240V],Y,96,N'"}]
[{"$f":"CONCATENATE(\"'\",'Inverter-Full Data'!A1310,\"     \",'Inverter-Full Data'!B1310,\",\",'Inverter-Full Data'!G1310,\",\",'Inverter-Full Data'!F1310,\",\",'Inverter-Full Data'!H1310,\"'\")","v":"'INGETEAM POWER TECHNOLOGY S.A.     Ingecon Sun 5TL U [277V],Y,96,N'"}]
[{"$f":"CONCATENATE(\"'\",'Inverter-Full Data'!#REF!,\"     \",'Inverter-Full Data'!#REF!,\",\",'Inverter-Full Data'!#REF!,\",\",'Inverter-Full Data'!#REF!,\",\",'Inverter-Full Data'!#REF!,\"'\")","v":{"$error":"#REF!"}}]
[{"$f":"CONCATENATE(\"'\",'Inverter-Full Data'!A1311,\"     \",'Inverter-Full Data'!B1311,\",\",'Inverter-Full Data'!G1311,\",\",'Inverter-Full Data'!F1311,\",\",'Inverter-Full Data'!H1311,\"'\")","v":"'INGETEAM POWER TECHNOLOGY S.A.     Ingecon Sun 5U [208V],Y,95,N'"}]
[{"$f":"CONCATENATE(\"'\",'Inverter-Full Data'!A1312,\"     \",'Inverter-Full Data'!B1312,\",\",'Inverter-Full Data'!G1312,\",\",'Inverter-Full Data'!F1312,\",\",'Inverter-Full Data'!H1312,\"'\")","v":"'INGETEAM POWER TECHNOLOGY S.A.     Ingecon Sun 5U [240V],Y,95,N'"}]
[{"$f":"CONCATENATE(\"'\",'Inverter-Full Data'!A1314,\"     \",'Inverter-Full Data'!B1314,\",\",'Inverter-Full Data'!G1314,\",\",'Inverter-Full Data'!F1314,\",\",'Inverter-Full Data'!H1314,\"'\")","v":"'INGETEAM POWER TECHNOLOGY S.A.     Ingecon Sun 6 HF U 240 Vac [240V],Y,95.5,N'"}]
[{"$f":"CONCATENATE(\"'\",'Inverter-Full Data'!A1315,\"     \",'Inverter-Full Data'!B1315,\",\",'Inverter-Full Data'!G1315,\",\",'Inverter-Full Data'!F1315,\",\",'Inverter-Full Data'!H1315,\"'\")","v":"'INGETEAM POWER TECHNOLOGY S.A.     Ingecon Sun 6 HF U 277Vac [277V],Y,95,N'"}]
[{"$f":"CONCATENATE(\"'\",'Inverter-Full Data'!A1317,\"     \",'Inverter-Full Data'!B1317,\",\",'Inverter-Full Data'!G1317,\",\",'Inverter-Full Data'!F1317,\",\",'Inverter-Full Data'!H1317,\"'\")","v":"'INGETEAM POWER TECHNOLOGY S.A.     INGECON SUN 6TL U 240 [240V],Y,96.5,N'"}]
[{"$f":"CONCATENATE(\"'\",'Inverter-Full Data'!A1318,\"     \",'Inverter-Full Data'!B1318,\",\",'Inverter-Full Data'!G1318,\",\",'Inverter-Full Data'!F1318,\",\",'Inverter-Full Data'!H1318,\"'\")","v":"'INGETEAM POWER TECHNOLOGY S.A.     INGECON SUN 6TL U 277V [277V],Y,97,N'"}]
[{"$f":"CONCATENATE(\"'\",'Inverter-Full Data'!A1319,\"     \",'Inverter-Full Data'!B1319,\",\",'Inverter-Full Data'!G1319,\",\",'Inverter-Full Data'!F1319,\",\",'Inverter-Full Data'!H1319,\"'\")","v":"'INGETEAM POWER TECHNOLOGY S.A.     INGECON SUN 7.5TL U 208 [208V],Y,96.5,N'"}]
[{"$f":"CONCATENATE(\"'\",'Inverter-Full Data'!A1320,\"     \",'Inverter-Full Data'!B1320,\",\",'Inverter-Full Data'!G1320,\",\",'Inverter-Full Data'!F1320,\",\",'Inverter-Full Data'!H1320,\"'\")","v":"'INGETEAM POWER TECHNOLOGY S.A.     INGECON SUN 7.5TL U 240 [240V],Y,96.5,N'"}]
[{"$f":"CONCATENATE(\"'\",'Inverter-Full Data'!A1321,\"     \",'Inverter-Full Data'!B1321,\",\",'Inverter-Full Data'!G1321,\",\",'Inverter-Full Data'!F1321,\",\",'Inverter-Full Data'!H1321,\"'\")","v":"'INGETEAM POWER TECHNOLOGY S.A.     INGECON SUN 7.5TL U 277 [277V],Y,97,N'"}]
[{"$f":"CONCATENATE(\"'\",'Inverter-Full Data'!A1322,\"     \",'Inverter-Full Data'!B1322,\",\",'Inverter-Full Data'!G1322,\",\",'Inverter-Full Data'!F1322,\",\",'Inverter-Full Data'!H1322,\"'\")","v":"'INGETEAM POWER TECHNOLOGY S.A.     INGECON SUN 8.6TL U 240 [240V],Y,96.5,N'"}]
[{"$f":"CONCATENATE(\"'\",'Inverter-Full Data'!A1323,\"     \",'Inverter-Full Data'!B1323,\",\",'Inverter-Full Data'!G1323,\",\",'Inverter-Full Data'!F1323,\",\",'Inverter-Full Data'!H1323,\"'\")","v":"'INGETEAM POWER TECHNOLOGY S.A.     INGECON SUN 8.6TL U 277 [277V],Y,97,N'"}]
[{"$f":"CONCATENATE(\"'\",'Inverter-Full Data'!A1324,\"     \",'Inverter-Full Data'!B1324,\",\",'Inverter-Full Data'!G1324,\",\",'Inverter-Full Data'!F1324,\",\",'Inverter-Full Data'!H1324,\"'\")","v":"'INGETEAM POWER TECHNOLOGY S.A.     INGECON SUN 10TL U [277V],Y,97,N'"}]
[{"$f":"CONCATENATE(\"'\",'Inverter-Full Data'!A1325,\"     \",'Inverter-Full Data'!B1325,\",\",'Inverter-Full Data'!G1325,\",\",'Inverter-Full Data'!F1325,\",\",'Inverter-Full Data'!H1325,\"'\")","v":"'INGETEAM POWER TECHNOLOGY S.A.     Ingecon Sun 15U [208V],Y,95,N'"}]
[{"$f":"CONCATENATE(\"'\",'Inverter-Full Data'!A1326,\"     \",'Inverter-Full Data'!B1326,\",\",'Inverter-Full Data'!G1326,\",\",'Inverter-Full Data'!F1326,\",\",'Inverter-Full Data'!H1326,\"'\")","v":"'INGETEAM POWER TECHNOLOGY S.A.     Ingecon Sun 15U [480V],Y,95,N'"}]
[{"$f":"CONCATENATE(\"'\",'Inverter-Full Data'!A1327,\"     \",'Inverter-Full Data'!B1327,\",\",'Inverter-Full Data'!G1327,\",\",'Inverter-Full Data'!F1327,\",\",'Inverter-Full Data'!H1327,\"'\")","v":"'INGETEAM POWER TECHNOLOGY S.A.     Ingecon Sun 18 TL U M [480V],Y,98,N'"}]
[{"$f":"CONCATENATE(\"'\",'Inverter-Full Data'!A1328,\"     \",'Inverter-Full Data'!B1328,\",\",'Inverter-Full Data'!G1328,\",\",'Inverter-Full Data'!F1328,\",\",'Inverter-Full Data'!H1328,\"'\")","v":"'INGETEAM POWER TECHNOLOGY S.A.     Ingecon Sun 24 TL U M [480V],Y,98,N'"}]
[{"$f":"CONCATENATE(\"'\",'Inverter-Full Data'!A1329,\"     \",'Inverter-Full Data'!B1329,\",\",'Inverter-Full Data'!G1329,\",\",'Inverter-Full Data'!F1329,\",\",'Inverter-Full Data'!H1329,\"'\")","v":"'INGETEAM POWER TECHNOLOGY S.A.     Ingecon Sun 25U [208V],Y,95.5,N'"}]
[{"$f":"CONCATENATE(\"'\",'Inverter-Full Data'!A1330,\"     \",'Inverter-Full Data'!B1330,\",\",'Inverter-Full Data'!G1330,\",\",'Inverter-Full Data'!F1330,\",\",'Inverter-Full Data'!H1330,\"'\")","v":"'INGETEAM POWER TECHNOLOGY S.A.     Ingecon Sun 25U [480V],Y,95.5,N'"}]
[{"$f":"CONCATENATE(\"'\",'Inverter-Full Data'!A1331,\"     \",'Inverter-Full Data'!B1331,\",\",'Inverter-Full Data'!G1331,\",\",'Inverter-Full Data'!F1331,\",\",'Inverter-Full Data'!H1331,\"'\")","v":"'INGETEAM POWER TECHNOLOGY S.A.     Ingecon Sun 40TL U M [480V],Y,98,N'"}]
[{"$f":"CONCATENATE(\"'\",'Inverter-Full Data'!A1332,\"     \",'Inverter-Full Data'!B1332,\",\",'Inverter-Full Data'!G1332,\",\",'Inverter-Full Data'!F1332,\",\",'Inverter-Full Data'!H1332,\"'\")","v":"'INGETEAM POWER TECHNOLOGY S.A.     Ingecon Sun 100U [208V],Y,94.5,N'"}]
[{"$f":"CONCATENATE(\"'\",'Inverter-Full Data'!A1333,\"     \",'Inverter-Full Data'!B1333,\",\",'Inverter-Full Data'!G1333,\",\",'Inverter-Full Data'!F1333,\",\",'Inverter-Full Data'!H1333,\"'\")","v":"'INGETEAM POWER TECHNOLOGY S.A.     Ingecon Sun 100U [240V],Y,94.5,N'"}]
[{"$f":"CONCATENATE(\"'\",'Inverter-Full Data'!A1334,\"     \",'Inverter-Full Data'!B1334,\",\",'Inverter-Full Data'!G1334,\",\",'Inverter-Full Data'!F1334,\",\",'Inverter-Full Data'!H1334,\"'\")","v":"'INGETEAM POWER TECHNOLOGY S.A.     Ingecon Sun 100UP [208V],Y,95,N'"}]
[{"$f":"CONCATENATE(\"'\",'Inverter-Full Data'!A1335,\"     \",'Inverter-Full Data'!B1335,\",\",'Inverter-Full Data'!G1335,\",\",'Inverter-Full Data'!F1335,\",\",'Inverter-Full Data'!H1335,\"'\")","v":"'INGETEAM POWER TECHNOLOGY S.A.     Ingecon Sun 100UP [480V],Y,95.5,N'"}]
[{"$f":"CONCATENATE(\"'\",'Inverter-Full Data'!A1336,\"     \",'Inverter-Full Data'!B1336,\",\",'Inverter-Full Data'!G1336,\",\",'Inverter-Full Data'!F1336,\",\",'Inverter-Full Data'!H1336,\"'\")","v":"'INGETEAM POWER TECHNOLOGY S.A.     INGECON SUN 125 TL U 208 Outdoor [208V],Y,96.5,N'"}]
[{"$f":"CONCATENATE(\"'\",'Inverter-Full Data'!A1337,\"     \",'Inverter-Full Data'!B1337,\",\",'Inverter-Full Data'!G1337,\",\",'Inverter-Full Data'!F1337,\",\",'Inverter-Full Data'!H1337,\"'\")","v":"'INGETEAM POWER TECHNOLOGY S.A.     INGECON SUN 125 U 208 Outdoor [208V],Y,96.5,N'"}]
[{"$f":"CONCATENATE(\"'\",'Inverter-Full Data'!A1338,\"     \",'Inverter-Full Data'!B1338,\",\",'Inverter-Full Data'!G1338,\",\",'Inverter-Full Data'!F1338,\",\",'Inverter-Full Data'!H1338,\"'\")","v":"'INGETEAM POWER TECHNOLOGY S.A.     INGECON SUN 125 U 480 Outdoor [480V],Y,96.5,N'"}]
[{"$f":"CONCATENATE(\"'\",'Inverter-Full Data'!A1339,\"     \",'Inverter-Full Data'!B1339,\",\",'Inverter-Full Data'!G1339,\",\",'Inverter-Full Data'!F1339,\",\",'Inverter-Full Data'!H1339,\"'\")","v":"'INGETEAM POWER TECHNOLOGY S.A.     INGECON SUN 165 TL U 275 Outdoor [275V],Y,97,N'"}]
[{"$f":"CONCATENATE(\"'\",'Inverter-Full Data'!A1340,\"     \",'Inverter-Full Data'!B1340,\",\",'Inverter-Full Data'!G1340,\",\",'Inverter-Full Data'!F1340,\",\",'Inverter-Full Data'!H1340,\"'\")","v":"'INGETEAM POWER TECHNOLOGY S.A.     INGECON SUN 200 TL U 330 Outdoor [330V],Y,97.5,N'"}]
[{"$f":"CONCATENATE(\"'\",'Inverter-Full Data'!A1341,\"     \",'Inverter-Full Data'!B1341,\",\",'Inverter-Full Data'!G1341,\",\",'Inverter-Full Data'!F1341,\",\",'Inverter-Full Data'!H1341,\"'\")","v":"'INGETEAM POWER TECHNOLOGY S.A.     INGECON SUN 220 TL U 360 Outdoor [360V],Y,97.5,N'"}]
[{"$f":"CONCATENATE(\"'\",'Inverter-Full Data'!A1342,\"     \",'Inverter-Full Data'!B1342,\",\",'Inverter-Full Data'!G1342,\",\",'Inverter-Full Data'!F1342,\",\",'Inverter-Full Data'!H1342,\"'\")","v":"'INGETEAM POWER TECHNOLOGY S.A.     INGECON SUN 375TL X208 Indoor [208V],Y,96.5,N'"}]
[{"$f":"CONCATENATE(\"'\",'Inverter-Full Data'!A1343,\"     \",'Inverter-Full Data'!B1343,\",\",'Inverter-Full Data'!G1343,\",\",'Inverter-Full Data'!F1343,\",\",'Inverter-Full Data'!H1343,\"'\")","v":"'INGETEAM POWER TECHNOLOGY S.A.     INGECON SUN 375TL X208 Outdoor [208V],Y,96.5,N'"}]
[{"$f":"CONCATENATE(\"'\",'Inverter-Full Data'!A1344,\"     \",'Inverter-Full Data'!B1344,\",\",'Inverter-Full Data'!G1344,\",\",'Inverter-Full Data'!F1344,\",\",'Inverter-Full Data'!H1344,\"'\")","v":"'INGETEAM POWER TECHNOLOGY S.A.     INGECON SUN 500T U X480 Indoor [208V],Y,96.5,N'"}]
[{"$f":"CONCATENATE(\"'\",'Inverter-Full Data'!#REF!,\"     \",'Inverter-Full Data'!#REF!,\",\",'Inverter-Full Data'!#REF!,\",\",'Inverter-Full Data'!#REF!,\",\",'Inverter-Full Data'!#REF!,\"'\")","v":{"$error":"#REF!"}}]
[{"$f":"CONCATENATE(\"'\",'Inverter-Full Data'!A1345,\"     \",'Inverter-Full Data'!B1345,\",\",'Inverter-Full Data'!G1345,\",\",'Inverter-Full Data'!F1345,\",\",'Inverter-Full Data'!H1345,\"'\")","v":"'INGETEAM POWER TECHNOLOGY S.A.     INGECON SUN 500T U X480 Outdoor [208V],Y,96.5,N'"}]
[{"$f":"CONCATENATE(\"'\",'Inverter-Full Data'!A1346,\"     \",'Inverter-Full Data'!B1346,\",\",'Inverter-Full Data'!G1346,\",\",'Inverter-Full Data'!F1346,\",\",'Inverter-Full Data'!H1346,\"'\")","v":"'INGETEAM POWER TECHNOLOGY S.A.     INGECON SUN 500TL U X208 Indoor [208V],Y,96.5,N'"}]
[{"$f":"CONCATENATE(\"'\",'Inverter-Full Data'!A1347,\"     \",'Inverter-Full Data'!B1347,\",\",'Inverter-Full Data'!G1347,\",\",'Inverter-Full Data'!F1347,\",\",'Inverter-Full Data'!H1347,\"'\")","v":"'INGETEAM POWER TECHNOLOGY S.A.     INGECON SUN 500TL U X208 Outdoor [208V],Y,96.5,N'"}]
[{"$f":"CONCATENATE(\"'\",'Inverter-Full Data'!#REF!,\"     \",'Inverter-Full Data'!#REF!,\",\",'Inverter-Full Data'!#REF!,\",\",'Inverter-Full Data'!#REF!,\",\",'Inverter-Full Data'!#REF!,\"'\")","v":{"$error":"#REF!"}}]
[{"$f":"CONCATENATE(\"'\",'Inverter-Full Data'!A1348,\"     \",'Inverter-Full Data'!B1348,\",\",'Inverter-Full Data'!G1348,\",\",'Inverter-Full Data'!F1348,\",\",'Inverter-Full Data'!H1348,\"'\")","v":"'INGETEAM POWER TECHNOLOGY S.A.     INGECON SUN 500TL U X275 Indoor [275V],Y,97,N'"}]
[{"$f":"CONCATENATE(\"'\",'Inverter-Full Data'!A1349,\"     \",'Inverter-Full Data'!B1349,\",\",'Inverter-Full Data'!G1349,\",\",'Inverter-Full Data'!F1349,\",\",'Inverter-Full Data'!H1349,\"'\")","v":"'INGETEAM POWER TECHNOLOGY S.A.     INGECON SUN 600TL U X330 Indoor [330V],Y,97,N'"}]
[{"$f":"CONCATENATE(\"'\",'Inverter-Full Data'!A1350,\"     \",'Inverter-Full Data'!B1350,\",\",'Inverter-Full Data'!G1350,\",\",'Inverter-Full Data'!F1350,\",\",'Inverter-Full Data'!H1350,\"'\")","v":"'INGETEAM POWER TECHNOLOGY S.A.     INGECON SUN 600TL U X330 Outdoor [330V],Y,97,N'"}]
[{"$f":"CONCATENATE(\"'\",'Inverter-Full Data'!A1351,\"     \",'Inverter-Full Data'!B1351,\",\",'Inverter-Full Data'!G1351,\",\",'Inverter-Full Data'!F1351,\",\",'Inverter-Full Data'!H1351,\"'\")","v":"'INGETEAM POWER TECHNOLOGY S.A.     INGECON SUN 600TL X330 Outdoor [330V],Y,97,N'"}]
[{"$f":"CONCATENATE(\"'\",'Inverter-Full Data'!A1352,\"     \",'Inverter-Full Data'!B1352,\",\",'Inverter-Full Data'!G1352,\",\",'Inverter-Full Data'!F1352,\",\",'Inverter-Full Data'!H1352,\"'\")","v":"'INGETEAM POWER TECHNOLOGY S.A.     Ingecon Sun 610TL U B220 Indoor [220V],N,97.5,N'"}]
[{"$f":"CONCATENATE(\"'\",'Inverter-Full Data'!A1353,\"     \",'Inverter-Full Data'!B1353,\",\",'Inverter-Full Data'!G1353,\",\",'Inverter-Full Data'!F1353,\",\",'Inverter-Full Data'!H1353,\"'\")","v":"'INGETEAM POWER TECHNOLOGY S.A.     Ingecon Sun 610TL U B220 Outdoor [300V],N,97.5,N'"}]
[{"$f":"CONCATENATE(\"'\",'Inverter-Full Data'!A1354,\"     \",'Inverter-Full Data'!B1354,\",\",'Inverter-Full Data'!G1354,\",\",'Inverter-Full Data'!F1354,\",\",'Inverter-Full Data'!H1354,\"'\")","v":"'INGETEAM POWER TECHNOLOGY S.A.     INGECON SUN 660TL U X275 Indoor [275V],Y,97,N'"}]
[{"$f":"CONCATENATE(\"'\",'Inverter-Full Data'!A1355,\"     \",'Inverter-Full Data'!B1355,\",\",'Inverter-Full Data'!G1355,\",\",'Inverter-Full Data'!F1355,\",\",'Inverter-Full Data'!H1355,\"'\")","v":"'INGETEAM POWER TECHNOLOGY S.A.     INGECON SUN 660TL U X275 Outdoor [275V],Y,97,N'"}]
[{"$f":"CONCATENATE(\"'\",'Inverter-Full Data'!A1356,\"     \",'Inverter-Full Data'!B1356,\",\",'Inverter-Full Data'!G1356,\",\",'Inverter-Full Data'!F1356,\",\",'Inverter-Full Data'!H1356,\"'\")","v":"'INGETEAM POWER TECHNOLOGY S.A.     INGECON SUN 660TL X360 Indoor [360V],Y,97.5,N'"}]
[{"$f":"CONCATENATE(\"'\",'Inverter-Full Data'!A1357,\"     \",'Inverter-Full Data'!B1357,\",\",'Inverter-Full Data'!G1357,\",\",'Inverter-Full Data'!F1357,\",\",'Inverter-Full Data'!H1357,\"'\")","v":"'INGETEAM POWER TECHNOLOGY S.A.     INGECON SUN 660TL X360 Outdoor [360V],Y,97.5,N'"}]
[{"$f":"CONCATENATE(\"'\",'Inverter-Full Data'!A1358,\"     \",'Inverter-Full Data'!B1358,\",\",'Inverter-Full Data'!G1358,\",\",'Inverter-Full Data'!F1358,\",\",'Inverter-Full Data'!H1358,\"'\")","v":"'INGETEAM POWER TECHNOLOGY S.A.     INGECON SUN 800TL U X330 Indoor [330V],Y,97,N'"}]
[{"$f":"CONCATENATE(\"'\",'Inverter-Full Data'!A1359,\"     \",'Inverter-Full Data'!B1359,\",\",'Inverter-Full Data'!G1359,\",\",'Inverter-Full Data'!F1359,\",\",'Inverter-Full Data'!H1359,\"'\")","v":"'INGETEAM POWER TECHNOLOGY S.A.     INGECON SUN 800TL U X330 Outdoor [330V],Y,97,N'"}]
[{"$f":"CONCATENATE(\"'\",'Inverter-Full Data'!A1360,\"     \",'Inverter-Full Data'!B1360,\",\",'Inverter-Full Data'!G1360,\",\",'Inverter-Full Data'!F1360,\",\",'Inverter-Full Data'!H1360,\"'\")","v":"'INGETEAM POWER TECHNOLOGY S.A.     Ingecon Sun 830TL U B300 Indoor [300V],N,97.5,N'"}]
[{"$f":"CONCATENATE(\"'\",'Inverter-Full Data'!A1361,\"     \",'Inverter-Full Data'!B1361,\",\",'Inverter-Full Data'!G1361,\",\",'Inverter-Full Data'!F1361,\",\",'Inverter-Full Data'!H1361,\"'\")","v":"'INGETEAM POWER TECHNOLOGY S.A.     Ingecon Sun 830TL U B300 Outdoor [300V],N,97.5,N'"}]
[{"$f":"CONCATENATE(\"'\",'Inverter-Full Data'!A1362,\"     \",'Inverter-Full Data'!B1362,\",\",'Inverter-Full Data'!G1362,\",\",'Inverter-Full Data'!F1362,\",\",'Inverter-Full Data'!H1362,\"'\")","v":"'INGETEAM POWER TECHNOLOGY S.A.     INGECON SUN 880TL X360 Indoor [360V],Y,97.5,N'"}]
[{"$f":"CONCATENATE(\"'\",'Inverter-Full Data'!A1363,\"     \",'Inverter-Full Data'!B1363,\",\",'Inverter-Full Data'!G1363,\",\",'Inverter-Full Data'!F1363,\",\",'Inverter-Full Data'!H1363,\"'\")","v":"'INGETEAM POWER TECHNOLOGY S.A.     INGECON SUN 880TL X360 Outdoor [360V],Y,97.5,N'"}]
[{"$f":"CONCATENATE(\"'\",'Inverter-Full Data'!A1364,\"     \",'Inverter-Full Data'!B1364,\",\",'Inverter-Full Data'!G1364,\",\",'Inverter-Full Data'!F1364,\",\",'Inverter-Full Data'!H1364,\"'\")","v":"'INGETEAM POWER TECHNOLOGY S.A.     Ingecon Sun 915TL U B330 Indoor [330V],N,97.5,N'"}]
[{"$f":"CONCATENATE(\"'\",'Inverter-Full Data'!A1365,\"     \",'Inverter-Full Data'!B1365,\",\",'Inverter-Full Data'!G1365,\",\",'Inverter-Full Data'!F1365,\",\",'Inverter-Full Data'!H1365,\"'\")","v":"'INGETEAM POWER TECHNOLOGY S.A.     Ingecon Sun 915TL U B330 Outdoor [330V],N,97.5,N'"}]
[{"$f":"CONCATENATE(\"'\",'Inverter-Full Data'!A1366,\"     \",'Inverter-Full Data'!B1366,\",\",'Inverter-Full Data'!G1366,\",\",'Inverter-Full Data'!F1366,\",\",'Inverter-Full Data'!H1366,\"'\")","v":"'INGETEAM POWER TECHNOLOGY S.A.     Ingecon Sun 1000TL U B360 Indoor [360V],N,98,N'"}]
[{"$f":"CONCATENATE(\"'\",'Inverter-Full Data'!A1367,\"     \",'Inverter-Full Data'!B1367,\",\",'Inverter-Full Data'!G1367,\",\",'Inverter-Full Data'!F1367,\",\",'Inverter-Full Data'!H1367,\"'\")","v":"'INGETEAM POWER TECHNOLOGY S.A.     Ingecon Sun 1000TL U B360 Outdoor [360V],N,98,N'"}]
[{"$f":"CONCATENATE(\"'\",'Inverter-Full Data'!A1368,\"     \",'Inverter-Full Data'!B1368,\",\",'Inverter-Full Data'!G1368,\",\",'Inverter-Full Data'!F1368,\",\",'Inverter-Full Data'!H1368,\"'\")","v":"'INGETEAM POWER TECHNOLOGY S.A.     Ingecon Sun 1110TL U B400 Indoor [400V],N,98,N'"}]
[{"$f":"CONCATENATE(\"'\",'Inverter-Full Data'!A1369,\"     \",'Inverter-Full Data'!B1369,\",\",'Inverter-Full Data'!G1369,\",\",'Inverter-Full Data'!F1369,\",\",'Inverter-Full Data'!H1369,\"'\")","v":"'INGETEAM POWER TECHNOLOGY S.A.     Ingecon Sun 1110TL U B400 Outdoor [400V],N,98,N'"}]
[{"$f":"CONCATENATE(\"'\",'Inverter-Full Data'!A1370,\"     \",'Inverter-Full Data'!B1370,\",\",'Inverter-Full Data'!G1370,\",\",'Inverter-Full Data'!F1370,\",\",'Inverter-Full Data'!H1370,\"'\")","v":"'INGETEAM POWER TECHNOLOGY S.A.     Ingecon Sun 1165TL U B420 Indoor [420V],N,98,N'"}]
[{"$f":"CONCATENATE(\"'\",'Inverter-Full Data'!A1371,\"     \",'Inverter-Full Data'!B1371,\",\",'Inverter-Full Data'!G1371,\",\",'Inverter-Full Data'!F1371,\",\",'Inverter-Full Data'!H1371,\"'\")","v":"'INGETEAM POWER TECHNOLOGY S.A.     Ingecon Sun 1165TL U B420 Outdoor [420V],N,98,N'"}]
[{"$f":"CONCATENATE(\"'\",'Inverter-Full Data'!A1372,\"     \",'Inverter-Full Data'!B1372,\",\",'Inverter-Full Data'!G1372,\",\",'Inverter-Full Data'!F1372,\",\",'Inverter-Full Data'!H1372,\"'\")","v":"'INGETEAM POWER TECHNOLOGY S.A.     Ingecon Sun 1170TL U B450 Indoor [450V],Y,97.5,N'"}]
[{"$f":"CONCATENATE(\"'\",'Inverter-Full Data'!A1373,\"     \",'Inverter-Full Data'!B1373,\",\",'Inverter-Full Data'!G1373,\",\",'Inverter-Full Data'!F1373,\",\",'Inverter-Full Data'!H1373,\"'\")","v":"'INGETEAM POWER TECHNOLOGY S.A.     Ingecon Sun 1170TL U B450 Outdoor [450V],Y,97.5,N'"}]
[{"$f":"CONCATENATE(\"'\",'Inverter-Full Data'!A1374,\"     \",'Inverter-Full Data'!B1374,\",\",'Inverter-Full Data'!G1374,\",\",'Inverter-Full Data'!F1374,\",\",'Inverter-Full Data'!H1374,\"'\")","v":"'INGETEAM POWER TECHNOLOGY S.A.     Ingecon Sun 1400TL U B540 Indoor [450V],Y,97.5,N'"}]
[{"$f":"CONCATENATE(\"'\",'Inverter-Full Data'!A1375,\"     \",'Inverter-Full Data'!B1375,\",\",'Inverter-Full Data'!G1375,\",\",'Inverter-Full Data'!F1375,\",\",'Inverter-Full Data'!H1375,\"'\")","v":"'INGETEAM POWER TECHNOLOGY S.A.     Ingecon Sun 1400TL U B540 Outdoor [450V],Y,97.5,N'"}]
[{"$f":"CONCATENATE(\"'\",'Inverter-Full Data'!A1376,\"     \",'Inverter-Full Data'!B1376,\",\",'Inverter-Full Data'!G1376,\",\",'Inverter-Full Data'!F1376,\",\",'Inverter-Full Data'!H1376,\"'\")","v":"'INGETEAM POWER TECHNOLOGY S.A.     Ingecon Sun 1500TL U B578 Indoor [450V],Y,97.5,N'"}]
[{"$f":"CONCATENATE(\"'\",'Inverter-Full Data'!A1377,\"     \",'Inverter-Full Data'!B1377,\",\",'Inverter-Full Data'!G1377,\",\",'Inverter-Full Data'!F1377,\",\",'Inverter-Full Data'!H1377,\"'\")","v":"'INGETEAM POWER TECHNOLOGY S.A.     Ingecon Sun 1500TL U B578 Outdoor [450V],Y,97.5,N'"}]
[{"$f":"CONCATENATE(\"'\",'Inverter-Full Data'!A1378,\"     \",'Inverter-Full Data'!B1378,\",\",'Inverter-Full Data'!G1378,\",\",'Inverter-Full Data'!F1378,\",\",'Inverter-Full Data'!H1378,\"'\")","v":"'INGETEAM POWER TECHNOLOGY S.A.     Ingecon Sun 1560TL U B600 Indoor [450V],Y,98,N'"}]
[{"$f":"CONCATENATE(\"'\",'Inverter-Full Data'!A1379,\"     \",'Inverter-Full Data'!B1379,\",\",'Inverter-Full Data'!G1379,\",\",'Inverter-Full Data'!F1379,\",\",'Inverter-Full Data'!H1379,\"'\")","v":"'INGETEAM POWER TECHNOLOGY S.A.     Ingecon Sun 1560TL U B600 Outdoor [450V],Y,98,N'"}]
[{"$f":"CONCATENATE(\"'\",'Inverter-Full Data'!A1380,\"     \",'Inverter-Full Data'!B1380,\",\",'Inverter-Full Data'!G1380,\",\",'Inverter-Full Data'!F1380,\",\",'Inverter-Full Data'!H1380,\"'\")","v":"'INGETEAM POWER TECHNOLOGY S.A.     Ingecon Sun 1600TL U B615 Indoor [450V],Y,98,N'"}]
[{"$f":"CONCATENATE(\"'\",'Inverter-Full Data'!A1381,\"     \",'Inverter-Full Data'!B1381,\",\",'Inverter-Full Data'!G1381,\",\",'Inverter-Full Data'!F1381,\",\",'Inverter-Full Data'!H1381,\"'\")","v":"'INGETEAM POWER TECHNOLOGY S.A.     Ingecon Sun 1600TL U B615 Outdoor [450V],Y,98,N'"}]
[{"$f":"CONCATENATE(\"'\",'Inverter-Full Data'!A1382,\"     \",'Inverter-Full Data'!B1382,\",\",'Inverter-Full Data'!G1382,\",\",'Inverter-Full Data'!F1382,\",\",'Inverter-Full Data'!H1382,\"'\")","v":"'INGETEAM POWER TECHNOLOGY S.A.     Ingecon Sun 1640TL U B630 Indoor [450V],Y,98,N'"}]
[{"$f":"CONCATENATE(\"'\",'Inverter-Full Data'!A1383,\"     \",'Inverter-Full Data'!B1383,\",\",'Inverter-Full Data'!G1383,\",\",'Inverter-Full Data'!F1383,\",\",'Inverter-Full Data'!H1383,\"'\")","v":"'INGETEAM POWER TECHNOLOGY S.A.     Ingecon Sun 1640TL U B630 Outdoor [450V],Y,98,N'"}]
[{"$f":"CONCATENATE(\"'\",'Inverter-Full Data'!A1384,\"     \",'Inverter-Full Data'!B1384,\",\",'Inverter-Full Data'!G1384,\",\",'Inverter-Full Data'!F1384,\",\",'Inverter-Full Data'!H1384,\"'\")","v":"'Involar     MAC250A-240-NA,N,93,N'"}]
[{"$f":"CONCATENATE(\"'\",'Inverter-Full Data'!A1385,\"     \",'Inverter-Full Data'!B1385,\",\",'Inverter-Full Data'!G1385,\",\",'Inverter-Full Data'!F1385,\",\",'Inverter-Full Data'!H1385,\"'\")","v":"'Involar     MAC500-XX,N,94.5,Y'"}]
[{"$f":"CONCATENATE(\"'\",'Inverter-Full Data'!A1386,\"     \",'Inverter-Full Data'!B1386,\",\",'Inverter-Full Data'!G1386,\",\",'Inverter-Full Data'!F1386,\",\",'Inverter-Full Data'!H1386,\"'\")","v":"'iPower     SHO-1.1 [120V],Y,90.5,N'"}]
[{"$f":"CONCATENATE(\"'\",'Inverter-Full Data'!A1387,\"     \",'Inverter-Full Data'!B1387,\",\",'Inverter-Full Data'!G1387,\",\",'Inverter-Full Data'!F1387,\",\",'Inverter-Full Data'!H1387,\"'\")","v":"'iPower     SHO-2.0 [240V],Y,92,N'"}]
[{"$f":"CONCATENATE(\"'\",'Inverter-Full Data'!A1388,\"     \",'Inverter-Full Data'!B1388,\",\",'Inverter-Full Data'!G1388,\",\",'Inverter-Full Data'!F1388,\",\",'Inverter-Full Data'!H1388,\"'\")","v":"'iPower     SHO-2.5 [240V],Y,94.5,N'"}]
[{"$f":"CONCATENATE(\"'\",'Inverter-Full Data'!A1389,\"     \",'Inverter-Full Data'!B1389,\",\",'Inverter-Full Data'!G1389,\",\",'Inverter-Full Data'!F1389,\",\",'Inverter-Full Data'!H1389,\"'\")","v":"'iPower     SHO-3.0 [240V],Y,93.5,N'"}]
[{"$f":"CONCATENATE(\"'\",'Inverter-Full Data'!A1390,\"     \",'Inverter-Full Data'!B1390,\",\",'Inverter-Full Data'!G1390,\",\",'Inverter-Full Data'!F1390,\",\",'Inverter-Full Data'!H1390,\"'\")","v":"'iPower     SHO-3.5 [240V],Y,95.5,N'"}]
[{"$f":"CONCATENATE(\"'\",'Inverter-Full Data'!A1391,\"     \",'Inverter-Full Data'!B1391,\",\",'Inverter-Full Data'!G1391,\",\",'Inverter-Full Data'!F1391,\",\",'Inverter-Full Data'!H1391,\"'\")","v":"'iPower     SHO-4.6 [208V],Y,95.5,N'"}]
[{"$f":"CONCATENATE(\"'\",'Inverter-Full Data'!A1392,\"     \",'Inverter-Full Data'!B1392,\",\",'Inverter-Full Data'!G1392,\",\",'Inverter-Full Data'!F1392,\",\",'Inverter-Full Data'!H1392,\"'\")","v":"'iPower     SHO-4.8 [240V],Y,96,N'"}]
[{"$f":"CONCATENATE(\"'\",'Inverter-Full Data'!A1393,\"     \",'Inverter-Full Data'!B1393,\",\",'Inverter-Full Data'!G1393,\",\",'Inverter-Full Data'!F1393,\",\",'Inverter-Full Data'!H1393,\"'\")","v":"'iPower     SHO-5.2 [240V],Y,96,N'"}]
[{"$f":"CONCATENATE(\"'\",'Inverter-Full Data'!A1394,\"     \",'Inverter-Full Data'!B1394,\",\",'Inverter-Full Data'!G1394,\",\",'Inverter-Full Data'!F1394,\",\",'Inverter-Full Data'!H1394,\"'\")","v":"'Jema Energy     JAE7140,N,95.5,N'"}]
[{"$f":"CONCATENATE(\"'\",'Inverter-Full Data'!A1395,\"     \",'Inverter-Full Data'!B1395,\",\",'Inverter-Full Data'!G1395,\",\",'Inverter-Full Data'!F1395,\",\",'Inverter-Full Data'!H1395,\"'\")","v":"'Jema Energy     JAE7141,N,95,N'"}]
[{"$f":"CONCATENATE(\"'\",'Inverter-Full Data'!A1396,\"     \",'Inverter-Full Data'!B1396,\",\",'Inverter-Full Data'!G1396,\",\",'Inverter-Full Data'!F1396,\",\",'Inverter-Full Data'!H1396,\"'\")","v":"'Jema Energy     IF500TL-UL OUTDOOR,Y,96,N'"}]
[{"$f":"CONCATENATE(\"'\",'Inverter-Full Data'!A1397,\"     \",'Inverter-Full Data'!B1397,\",\",'Inverter-Full Data'!G1397,\",\",'Inverter-Full Data'!F1397,\",\",'Inverter-Full Data'!H1397,\"'\")","v":"'Jema Energy     IF600TL-UL OUTDOOR,Y,96,N'"}]
[{"$f":"CONCATENATE(\"'\",'Inverter-Full Data'!A1398,\"     \",'Inverter-Full Data'!B1398,\",\",'Inverter-Full Data'!G1398,\",\",'Inverter-Full Data'!F1398,\",\",'Inverter-Full Data'!H1398,\"'\")","v":"'Jiangsu Zeversolar New Energy     Evershine TL3000-US-208,Y,96,N'"}]
[{"$f":"CONCATENATE(\"'\",'Inverter-Full Data'!A1399,\"     \",'Inverter-Full Data'!B1399,\",\",'Inverter-Full Data'!G1399,\",\",'Inverter-Full Data'!F1399,\",\",'Inverter-Full Data'!H1399,\"'\")","v":"'Jiangsu Zeversolar New Energy     Evershine TL3000-US-240,Y,96.5,N'"}]
[{"$f":"CONCATENATE(\"'\",'Inverter-Full Data'!A1400,\"     \",'Inverter-Full Data'!B1400,\",\",'Inverter-Full Data'!G1400,\",\",'Inverter-Full Data'!F1400,\",\",'Inverter-Full Data'!H1400,\"'\")","v":"'Jiangsu Zeversolar New Energy     Evershine TL4000-US-208,Y,96.5,N'"}]
[{"$f":"CONCATENATE(\"'\",'Inverter-Full Data'!A1401,\"     \",'Inverter-Full Data'!B1401,\",\",'Inverter-Full Data'!G1401,\",\",'Inverter-Full Data'!F1401,\",\",'Inverter-Full Data'!H1401,\"'\")","v":"'Jiangsu Zeversolar New Energy     Evershine TL4000-US-240,Y,96.5,N'"}]
[{"$f":"CONCATENATE(\"'\",'Inverter-Full Data'!A1402,\"     \",'Inverter-Full Data'!B1402,\",\",'Inverter-Full Data'!G1402,\",\",'Inverter-Full Data'!F1402,\",\",'Inverter-Full Data'!H1402,\"'\")","v":"'Jiangsu Zeversolar New Energy     Evershine TL5000-US-208,Y,96,N'"}]
[{"$f":"CONCATENATE(\"'\",'Inverter-Full Data'!A1403,\"     \",'Inverter-Full Data'!B1403,\",\",'Inverter-Full Data'!G1403,\",\",'Inverter-Full Data'!F1403,\",\",'Inverter-Full Data'!H1403,\"'\")","v":"'Jiangsu Zeversolar New Energy     Evershine TL5000-US-240,Y,96.5,N'"}]
[{"$f":"CONCATENATE(\"'\",'Inverter-Full Data'!A1404,\"     \",'Inverter-Full Data'!B1404,\",\",'Inverter-Full Data'!G1404,\",\",'Inverter-Full Data'!F1404,\",\",'Inverter-Full Data'!H1404,\"'\")","v":"'Jiangsu Zeversolar New Energy     Evershine TL6000-US-208,Y,96,N'"}]
[{"$f":"CONCATENATE(\"'\",'Inverter-Full Data'!A1405,\"     \",'Inverter-Full Data'!B1405,\",\",'Inverter-Full Data'!G1405,\",\",'Inverter-Full Data'!F1405,\",\",'Inverter-Full Data'!H1405,\"'\")","v":"'Jiangsu Zeversolar New Energy     Evershine TL6000-US-240,Y,96.5,N'"}]
[{"$f":"CONCATENATE(\"'\",'Inverter-Full Data'!A1406,\"     \",'Inverter-Full Data'!B1406,\",\",'Inverter-Full Data'!G1406,\",\",'Inverter-Full Data'!F1406,\",\",'Inverter-Full Data'!H1406,\"'\")","v":"'Jiangyin Hareon Power     HR-240P-AC/Bb [208V],N,95,Y'"}]
[{"$f":"CONCATENATE(\"'\",'Inverter-Full Data'!A1407,\"     \",'Inverter-Full Data'!B1407,\",\",'Inverter-Full Data'!G1407,\",\",'Inverter-Full Data'!F1407,\",\",'Inverter-Full Data'!H1407,\"'\")","v":"'Jiangyin Hareon Power     HR-240P-AC/Bb [240V],N,95,Y'"}]
[{"$f":"CONCATENATE(\"'\",'Inverter-Full Data'!A1408,\"     \",'Inverter-Full Data'!B1408,\",\",'Inverter-Full Data'!G1408,\",\",'Inverter-Full Data'!F1408,\",\",'Inverter-Full Data'!H1408,\"'\")","v":"'Jiangyin Hareon Power     HR-240P-AC/BbP [208V],N,95,Y'"}]
[{"$f":"CONCATENATE(\"'\",'Inverter-Full Data'!A1409,\"     \",'Inverter-Full Data'!B1409,\",\",'Inverter-Full Data'!G1409,\",\",'Inverter-Full Data'!F1409,\",\",'Inverter-Full Data'!H1409,\"'\")","v":"'Jiangyin Hareon Power     HR-240P-AC/BbP [240V],N,95,Y'"}]
[{"$f":"CONCATENATE(\"'\",'Inverter-Full Data'!A1410,\"     \",'Inverter-Full Data'!B1410,\",\",'Inverter-Full Data'!G1410,\",\",'Inverter-Full Data'!F1410,\",\",'Inverter-Full Data'!H1410,\"'\")","v":"'Jiangyin Hareon Power     HR-245P-AC/Bb [208V],N,95,Y'"}]
[{"$f":"CONCATENATE(\"'\",'Inverter-Full Data'!A1411,\"     \",'Inverter-Full Data'!B1411,\",\",'Inverter-Full Data'!G1411,\",\",'Inverter-Full Data'!F1411,\",\",'Inverter-Full Data'!H1411,\"'\")","v":"'Jiangyin Hareon Power     HR-245P-AC/Bb [240V],N,95,Y'"}]
[{"$f":"CONCATENATE(\"'\",'Inverter-Full Data'!A1412,\"     \",'Inverter-Full Data'!B1412,\",\",'Inverter-Full Data'!G1412,\",\",'Inverter-Full Data'!F1412,\",\",'Inverter-Full Data'!H1412,\"'\")","v":"'Jiangyin Hareon Power     HR-245P-AC/BbP [208V],N,95,Y'"}]
[{"$f":"CONCATENATE(\"'\",'Inverter-Full Data'!#REF!,\"     \",'Inverter-Full Data'!#REF!,\",\",'Inverter-Full Data'!#REF!,\",\",'Inverter-Full Data'!#REF!,\",\",'Inverter-Full Data'!#REF!,\"'\")","v":{"$error":"#REF!"}}]
[{"$f":"CONCATENATE(\"'\",'Inverter-Full Data'!#REF!,\"     \",'Inverter-Full Data'!#REF!,\",\",'Inverter-Full Data'!#REF!,\",\",'Inverter-Full Data'!#REF!,\",\",'Inverter-Full Data'!#REF!,\"'\")","v":{"$error":"#REF!"}}]
[{"$f":"CONCATENATE(\"'\",'Inverter-Full Data'!#REF!,\"     \",'Inverter-Full Data'!#REF!,\",\",'Inverter-Full Data'!#REF!,\",\",'Inverter-Full Data'!#REF!,\",\",'Inverter-Full Data'!#REF!,\"'\")","v":{"$error":"#REF!"}}]
[{"$f":"CONCATENATE(\"'\",'Inverter-Full Data'!#REF!,\"     \",'Inverter-Full Data'!#REF!,\",\",'Inverter-Full Data'!#REF!,\",\",'Inverter-Full Data'!#REF!,\",\",'Inverter-Full Data'!#REF!,\"'\")","v":{"$error":"#REF!"}}]
[{"$f":"CONCATENATE(\"'\",'Inverter-Full Data'!#REF!,\"     \",'Inverter-Full Data'!#REF!,\",\",'Inverter-Full Data'!#REF!,\",\",'Inverter-Full Data'!#REF!,\",\",'Inverter-Full Data'!#REF!,\"'\")","v":{"$error":"#REF!"}}]
[{"$f":"CONCATENATE(\"'\",'Inverter-Full Data'!#REF!,\"     \",'Inverter-Full Data'!#REF!,\",\",'Inverter-Full Data'!#REF!,\",\",'Inverter-Full Data'!#REF!,\",\",'Inverter-Full Data'!#REF!,\"'\")","v":{"$error":"#REF!"}}]
[{"$f":"CONCATENATE(\"'\",'Inverter-Full Data'!#REF!,\"     \",'Inverter-Full Data'!#REF!,\",\",'Inverter-Full Data'!#REF!,\",\",'Inverter-Full Data'!#REF!,\",\",'Inverter-Full Data'!#REF!,\"'\")","v":{"$error":"#REF!"}}]
[{"$f":"CONCATENATE(\"'\",'Inverter-Full Data'!#REF!,\"     \",'Inverter-Full Data'!#REF!,\",\",'Inverter-Full Data'!#REF!,\",\",'Inverter-Full Data'!#REF!,\",\",'Inverter-Full Data'!#REF!,\"'\")","v":{"$error":"#REF!"}}]
[{"$f":"CONCATENATE(\"'\",'Inverter-Full Data'!#REF!,\"     \",'Inverter-Full Data'!#REF!,\",\",'Inverter-Full Data'!#REF!,\",\",'Inverter-Full Data'!#REF!,\",\",'Inverter-Full Data'!#REF!,\"'\")","v":{"$error":"#REF!"}}]
[{"$f":"CONCATENATE(\"'\",'Inverter-Full Data'!#REF!,\"     \",'Inverter-Full Data'!#REF!,\",\",'Inverter-Full Data'!#REF!,\",\",'Inverter-Full Data'!#REF!,\",\",'Inverter-Full Data'!#REF!,\"'\")","v":{"$error":"#REF!"}}]
[{"$f":"CONCATENATE(\"'\",'Inverter-Full Data'!#REF!,\"     \",'Inverter-Full Data'!#REF!,\",\",'Inverter-Full Data'!#REF!,\",\",'Inverter-Full Data'!#REF!,\",\",'Inverter-Full Data'!#REF!,\"'\")","v":{"$error":"#REF!"}}]
[{"$f":"CONCATENATE(\"'\",'Inverter-Full Data'!#REF!,\"     \",'Inverter-Full Data'!#REF!,\",\",'Inverter-Full Data'!#REF!,\",\",'Inverter-Full Data'!#REF!,\",\",'Inverter-Full Data'!#REF!,\"'\")","v":{"$error":"#REF!"}}]
[{"$f":"CONCATENATE(\"'\",'Inverter-Full Data'!#REF!,\"     \",'Inverter-Full Data'!#REF!,\",\",'Inverter-Full Data'!#REF!,\",\",'Inverter-Full Data'!#REF!,\",\",'Inverter-Full Data'!#REF!,\"'\")","v":{"$error":"#REF!"}}]
[{"$f":"CONCATENATE(\"'\",'Inverter-Full Data'!#REF!,\"     \",'Inverter-Full Data'!#REF!,\",\",'Inverter-Full Data'!#REF!,\",\",'Inverter-Full Data'!#REF!,\",\",'Inverter-Full Data'!#REF!,\"'\")","v":{"$error":"#REF!"}}]
[{"$f":"CONCATENATE(\"'\",'Inverter-Full Data'!#REF!,\"     \",'Inverter-Full Data'!#REF!,\",\",'Inverter-Full Data'!#REF!,\",\",'Inverter-Full Data'!#REF!,\",\",'Inverter-Full Data'!#REF!,\"'\")","v":{"$error":"#REF!"}}]
[{"$f":"CONCATENATE(\"'\",'Inverter-Full Data'!#REF!,\"     \",'Inverter-Full Data'!#REF!,\",\",'Inverter-Full Data'!#REF!,\",\",'Inverter-Full Data'!#REF!,\",\",'Inverter-Full Data'!#REF!,\"'\")","v":{"$error":"#REF!"}}]
[{"$f":"CONCATENATE(\"'\",'Inverter-Full Data'!#REF!,\"     \",'Inverter-Full Data'!#REF!,\",\",'Inverter-Full Data'!#REF!,\",\",'Inverter-Full Data'!#REF!,\",\",'Inverter-Full Data'!#REF!,\"'\")","v":{"$error":"#REF!"}}]
[{"$f":"CONCATENATE(\"'\",'Inverter-Full Data'!#REF!,\"     \",'Inverter-Full Data'!#REF!,\",\",'Inverter-Full Data'!#REF!,\",\",'Inverter-Full Data'!#REF!,\",\",'Inverter-Full Data'!#REF!,\"'\")","v":{"$error":"#REF!"}}]
[{"$f":"CONCATENATE(\"'\",'Inverter-Full Data'!#REF!,\"     \",'Inverter-Full Data'!#REF!,\",\",'Inverter-Full Data'!#REF!,\",\",'Inverter-Full Data'!#REF!,\",\",'Inverter-Full Data'!#REF!,\"'\")","v":{"$error":"#REF!"}}]
[{"$f":"CONCATENATE(\"'\",'Inverter-Full Data'!#REF!,\"     \",'Inverter-Full Data'!#REF!,\",\",'Inverter-Full Data'!#REF!,\",\",'Inverter-Full Data'!#REF!,\",\",'Inverter-Full Data'!#REF!,\"'\")","v":{"$error":"#REF!"}}]
[{"$f":"CONCATENATE(\"'\",'Inverter-Full Data'!#REF!,\"     \",'Inverter-Full Data'!#REF!,\",\",'Inverter-Full Data'!#REF!,\",\",'Inverter-Full Data'!#REF!,\",\",'Inverter-Full Data'!#REF!,\"'\")","v":{"$error":"#REF!"}}]
[{"$f":"CONCATENATE(\"'\",'Inverter-Full Data'!#REF!,\"     \",'Inverter-Full Data'!#REF!,\",\",'Inverter-Full Data'!#REF!,\",\",'Inverter-Full Data'!#REF!,\",\",'Inverter-Full Data'!#REF!,\"'\")","v":{"$error":"#REF!"}}]
[{"$f":"CONCATENATE(\"'\",'Inverter-Full Data'!#REF!,\"     \",'Inverter-Full Data'!#REF!,\",\",'Inverter-Full Data'!#REF!,\",\",'Inverter-Full Data'!#REF!,\",\",'Inverter-Full Data'!#REF!,\"'\")","v":{"$error":"#REF!"}}]
[{"$f":"CONCATENATE(\"'\",'Inverter-Full Data'!#REF!,\"     \",'Inverter-Full Data'!#REF!,\",\",'Inverter-Full Data'!#REF!,\",\",'Inverter-Full Data'!#REF!,\",\",'Inverter-Full Data'!#REF!,\"'\")","v":{"$error":"#REF!"}}]
[{"$f":"CONCATENATE(\"'\",'Inverter-Full Data'!#REF!,\"     \",'Inverter-Full Data'!#REF!,\",\",'Inverter-Full Data'!#REF!,\",\",'Inverter-Full Data'!#REF!,\",\",'Inverter-Full Data'!#REF!,\"'\")","v":{"$error":"#REF!"}}]
[{"$f":"CONCATENATE(\"'\",'Inverter-Full Data'!#REF!,\"     \",'Inverter-Full Data'!#REF!,\",\",'Inverter-Full Data'!#REF!,\",\",'Inverter-Full Data'!#REF!,\",\",'Inverter-Full Data'!#REF!,\"'\")","v":{"$error":"#REF!"}}]
[{"$f":"CONCATENATE(\"'\",'Inverter-Full Data'!#REF!,\"     \",'Inverter-Full Data'!#REF!,\",\",'Inverter-Full Data'!#REF!,\",\",'Inverter-Full Data'!#REF!,\",\",'Inverter-Full Data'!#REF!,\"'\")","v":{"$error":"#REF!"}}]
[{"$f":"CONCATENATE(\"'\",'Inverter-Full Data'!#REF!,\"     \",'Inverter-Full Data'!#REF!,\",\",'Inverter-Full Data'!#REF!,\",\",'Inverter-Full Data'!#REF!,\",\",'Inverter-Full Data'!#REF!,\"'\")","v":{"$error":"#REF!"}}]
[{"$f":"CONCATENATE(\"'\",'Inverter-Full Data'!A1413,\"     \",'Inverter-Full Data'!B1413,\",\",'Inverter-Full Data'!G1413,\",\",'Inverter-Full Data'!F1413,\",\",'Inverter-Full Data'!H1413,\"'\")","v":"'Jiangyin Hareon Power     HR-245P-AC/BbP [240V],N,95,Y'"}]
[{"$f":"CONCATENATE(\"'\",'Inverter-Full Data'!A1414,\"     \",'Inverter-Full Data'!B1414,\",\",'Inverter-Full Data'!G1414,\",\",'Inverter-Full Data'!F1414,\",\",'Inverter-Full Data'!H1414,\"'\")","v":"'Jiangyin Hareon Power     HR-250-AC/Cb [208V],N,95,Y'"}]
[{"$f":"CONCATENATE(\"'\",'Inverter-Full Data'!A1415,\"     \",'Inverter-Full Data'!B1415,\",\",'Inverter-Full Data'!G1415,\",\",'Inverter-Full Data'!F1415,\",\",'Inverter-Full Data'!H1415,\"'\")","v":"'Jiangyin Hareon Power     HR-250-AC/Cb [240V],N,95,Y'"}]
[{"$f":"CONCATENATE(\"'\",'Inverter-Full Data'!A1416,\"     \",'Inverter-Full Data'!B1416,\",\",'Inverter-Full Data'!G1416,\",\",'Inverter-Full Data'!F1416,\",\",'Inverter-Full Data'!H1416,\"'\")","v":"'Jiangyin Hareon Power     HR-250P-AC/Bb [208V],N,95,Y'"}]
[{"$f":"CONCATENATE(\"'\",'Inverter-Full Data'!A1417,\"     \",'Inverter-Full Data'!B1417,\",\",'Inverter-Full Data'!G1417,\",\",'Inverter-Full Data'!F1417,\",\",'Inverter-Full Data'!H1417,\"'\")","v":"'Jiangyin Hareon Power     HR-250P-AC/Bb [240V],N,95,Y'"}]
[{"$f":"CONCATENATE(\"'\",'Inverter-Full Data'!A1418,\"     \",'Inverter-Full Data'!B1418,\",\",'Inverter-Full Data'!G1418,\",\",'Inverter-Full Data'!F1418,\",\",'Inverter-Full Data'!H1418,\"'\")","v":"'Jiangyin Hareon Power     HR-250P-AC/BbP [208V],N,95,Y'"}]
[{"$f":"CONCATENATE(\"'\",'Inverter-Full Data'!A1419,\"     \",'Inverter-Full Data'!B1419,\",\",'Inverter-Full Data'!G1419,\",\",'Inverter-Full Data'!F1419,\",\",'Inverter-Full Data'!H1419,\"'\")","v":"'Jiangyin Hareon Power     HR-250P-AC/BbP [240V],N,95,Y'"}]
[{"$f":"CONCATENATE(\"'\",'Inverter-Full Data'!A1420,\"     \",'Inverter-Full Data'!B1420,\",\",'Inverter-Full Data'!G1420,\",\",'Inverter-Full Data'!F1420,\",\",'Inverter-Full Data'!H1420,\"'\")","v":"'Jiangyin Hareon Power     HR-255-AC/Cb [208V],N,95,Y'"}]
[{"$f":"CONCATENATE(\"'\",'Inverter-Full Data'!A1421,\"     \",'Inverter-Full Data'!B1421,\",\",'Inverter-Full Data'!G1421,\",\",'Inverter-Full Data'!F1421,\",\",'Inverter-Full Data'!H1421,\"'\")","v":"'Jiangyin Hareon Power     HR-255-AC/Cb [240V],N,95,Y'"}]
[{"$f":"CONCATENATE(\"'\",'Inverter-Full Data'!A1422,\"     \",'Inverter-Full Data'!B1422,\",\",'Inverter-Full Data'!G1422,\",\",'Inverter-Full Data'!F1422,\",\",'Inverter-Full Data'!H1422,\"'\")","v":"'Jiangyin Hareon Power     HR-255P-AC/Bb [208V],N,95,Y'"}]
[{"$f":"CONCATENATE(\"'\",'Inverter-Full Data'!A1423,\"     \",'Inverter-Full Data'!B1423,\",\",'Inverter-Full Data'!G1423,\",\",'Inverter-Full Data'!F1423,\",\",'Inverter-Full Data'!H1423,\"'\")","v":"'Jiangyin Hareon Power     HR-255P-AC/Bb [240V],N,95,Y'"}]
[{"$f":"CONCATENATE(\"'\",'Inverter-Full Data'!A1424,\"     \",'Inverter-Full Data'!B1424,\",\",'Inverter-Full Data'!G1424,\",\",'Inverter-Full Data'!F1424,\",\",'Inverter-Full Data'!H1424,\"'\")","v":"'Jiangyin Hareon Power     HR-255P-AC/BbP [208V],N,95,Y'"}]
[{"$f":"CONCATENATE(\"'\",'Inverter-Full Data'!A1425,\"     \",'Inverter-Full Data'!B1425,\",\",'Inverter-Full Data'!G1425,\",\",'Inverter-Full Data'!F1425,\",\",'Inverter-Full Data'!H1425,\"'\")","v":"'Jiangyin Hareon Power     HR-255P-AC/BbP [240V],N,95,Y'"}]
[{"$f":"CONCATENATE(\"'\",'Inverter-Full Data'!A1426,\"     \",'Inverter-Full Data'!B1426,\",\",'Inverter-Full Data'!G1426,\",\",'Inverter-Full Data'!F1426,\",\",'Inverter-Full Data'!H1426,\"'\")","v":"'Jiangyin Hareon Power     HR-260-AC/Cb [208V],N,95,Y'"}]
[{"$f":"CONCATENATE(\"'\",'Inverter-Full Data'!A1427,\"     \",'Inverter-Full Data'!B1427,\",\",'Inverter-Full Data'!G1427,\",\",'Inverter-Full Data'!F1427,\",\",'Inverter-Full Data'!H1427,\"'\")","v":"'Jiangyin Hareon Power     HR-260-AC/Cb [240V],N,95,Y'"}]
[{"$f":"CONCATENATE(\"'\",'Inverter-Full Data'!A1428,\"     \",'Inverter-Full Data'!B1428,\",\",'Inverter-Full Data'!G1428,\",\",'Inverter-Full Data'!F1428,\",\",'Inverter-Full Data'!H1428,\"'\")","v":"'Jiangyin Hareon Power     HR-260P-AC/Bb [208V],N,95,Y'"}]
[{"$f":"CONCATENATE(\"'\",'Inverter-Full Data'!A1429,\"     \",'Inverter-Full Data'!B1429,\",\",'Inverter-Full Data'!G1429,\",\",'Inverter-Full Data'!F1429,\",\",'Inverter-Full Data'!H1429,\"'\")","v":"'Jiangyin Hareon Power     HR-260P-AC/Bb [240V],N,95,Y'"}]
[{"$f":"CONCATENATE(\"'\",'Inverter-Full Data'!A1430,\"     \",'Inverter-Full Data'!B1430,\",\",'Inverter-Full Data'!G1430,\",\",'Inverter-Full Data'!F1430,\",\",'Inverter-Full Data'!H1430,\"'\")","v":"'Jiangyin Hareon Power     HR-260P-AC/BbP [208V],N,95,Y'"}]
[{"$f":"CONCATENATE(\"'\",'Inverter-Full Data'!A1431,\"     \",'Inverter-Full Data'!B1431,\",\",'Inverter-Full Data'!G1431,\",\",'Inverter-Full Data'!F1431,\",\",'Inverter-Full Data'!H1431,\"'\")","v":"'Jiangyin Hareon Power     HR-260P-AC/BbP [240V],N,95,Y'"}]
[{"$f":"CONCATENATE(\"'\",'Inverter-Full Data'!A1432,\"     \",'Inverter-Full Data'!B1432,\",\",'Inverter-Full Data'!G1432,\",\",'Inverter-Full Data'!F1432,\",\",'Inverter-Full Data'!H1432,\"'\")","v":"'Jiangyin Hareon Power     HR-265-AC/Cb [208V],N,95,Y'"}]
[{"$f":"CONCATENATE(\"'\",'Inverter-Full Data'!A1433,\"     \",'Inverter-Full Data'!B1433,\",\",'Inverter-Full Data'!G1433,\",\",'Inverter-Full Data'!F1433,\",\",'Inverter-Full Data'!H1433,\"'\")","v":"'Jiangyin Hareon Power     HR-265-AC/Cb [240V],N,95,Y'"}]
[{"$f":"CONCATENATE(\"'\",'Inverter-Full Data'!A1434,\"     \",'Inverter-Full Data'!B1434,\",\",'Inverter-Full Data'!G1434,\",\",'Inverter-Full Data'!F1434,\",\",'Inverter-Full Data'!H1434,\"'\")","v":"'Jiangyin Hareon Power     HR-270-AC/Cb [208V],N,95,Y'"}]
[{"$f":"CONCATENATE(\"'\",'Inverter-Full Data'!A1435,\"     \",'Inverter-Full Data'!B1435,\",\",'Inverter-Full Data'!G1435,\",\",'Inverter-Full Data'!F1435,\",\",'Inverter-Full Data'!H1435,\"'\")","v":"'Jiangyin Hareon Power     HR-270-AC/Cb [240V],N,95,Y'"}]
[{"$f":"CONCATENATE(\"'\",'Inverter-Full Data'!A1436,\"     \",'Inverter-Full Data'!B1436,\",\",'Inverter-Full Data'!G1436,\",\",'Inverter-Full Data'!F1436,\",\",'Inverter-Full Data'!H1436,\"'\")","v":"'Jinko Solar Co., Ltd.     JKMS300M-60BL-EP [208V],N,97,Y'"}]
[{"$f":"CONCATENATE(\"'\",'Inverter-Full Data'!A1437,\"     \",'Inverter-Full Data'!B1437,\",\",'Inverter-Full Data'!G1437,\",\",'Inverter-Full Data'!F1437,\",\",'Inverter-Full Data'!H1437,\"'\")","v":"'Jinko Solar Co., Ltd.     JKMS300M-60BL-EP [240V],N,97,Y'"}]
[{"$f":"CONCATENATE(\"'\",'Inverter-Full Data'!A1438,\"     \",'Inverter-Full Data'!B1438,\",\",'Inverter-Full Data'!G1438,\",\",'Inverter-Full Data'!F1438,\",\",'Inverter-Full Data'!H1438,\"'\")","v":"'Jinko Solar Co., Ltd.     JKMS305M-60BL-EP [208V],N,97,Y'"}]
[{"$f":"CONCATENATE(\"'\",'Inverter-Full Data'!A1439,\"     \",'Inverter-Full Data'!B1439,\",\",'Inverter-Full Data'!G1439,\",\",'Inverter-Full Data'!F1439,\",\",'Inverter-Full Data'!H1439,\"'\")","v":"'Jinko Solar Co., Ltd.     JKMS305M-60BL-EP [240V],N,97,Y'"}]
[{"$f":"CONCATENATE(\"'\",'Inverter-Full Data'!A1440,\"     \",'Inverter-Full Data'!B1440,\",\",'Inverter-Full Data'!G1440,\",\",'Inverter-Full Data'!F1440,\",\",'Inverter-Full Data'!H1440,\"'\")","v":"'Jinko Solar Co., Ltd.     JKMS305M-60L-EP [208V],N,97,Y'"}]
[{"$f":"CONCATENATE(\"'\",'Inverter-Full Data'!A1441,\"     \",'Inverter-Full Data'!B1441,\",\",'Inverter-Full Data'!G1441,\",\",'Inverter-Full Data'!F1441,\",\",'Inverter-Full Data'!H1441,\"'\")","v":"'Jinko Solar Co., Ltd.     JKMS305M-60L-EP [240V],N,97,Y'"}]
[{"$f":"CONCATENATE(\"'\",'Inverter-Full Data'!A1442,\"     \",'Inverter-Full Data'!B1442,\",\",'Inverter-Full Data'!G1442,\",\",'Inverter-Full Data'!F1442,\",\",'Inverter-Full Data'!H1442,\"'\")","v":"'Jinko Solar Co., Ltd.     JKMS310M-60BL-EP [208V],N,97,Y'"}]
[{"$f":"CONCATENATE(\"'\",'Inverter-Full Data'!A1443,\"     \",'Inverter-Full Data'!B1443,\",\",'Inverter-Full Data'!G1443,\",\",'Inverter-Full Data'!F1443,\",\",'Inverter-Full Data'!H1443,\"'\")","v":"'Jinko Solar Co., Ltd.     JKMS310M-60BL-EP [240V],N,97,Y'"}]
[{"$f":"CONCATENATE(\"'\",'Inverter-Full Data'!A1444,\"     \",'Inverter-Full Data'!B1444,\",\",'Inverter-Full Data'!G1444,\",\",'Inverter-Full Data'!F1444,\",\",'Inverter-Full Data'!H1444,\"'\")","v":"'Jinko Solar Co., Ltd.     JKMS310M-60L-EP [208V],N,97,Y'"}]
[{"$f":"CONCATENATE(\"'\",'Inverter-Full Data'!A1445,\"     \",'Inverter-Full Data'!B1445,\",\",'Inverter-Full Data'!G1445,\",\",'Inverter-Full Data'!F1445,\",\",'Inverter-Full Data'!H1445,\"'\")","v":"'Jinko Solar Co., Ltd.     JKMS310M-60L-EP [240V],N,97,Y'"}]
[{"$f":"CONCATENATE(\"'\",'Inverter-Full Data'!A1446,\"     \",'Inverter-Full Data'!B1446,\",\",'Inverter-Full Data'!G1446,\",\",'Inverter-Full Data'!F1446,\",\",'Inverter-Full Data'!H1446,\"'\")","v":"'Jinko Solar Co., Ltd.     JKMS315M-60BL-EP [208V],N,97,Y'"}]
[{"$f":"CONCATENATE(\"'\",'Inverter-Full Data'!A1447,\"     \",'Inverter-Full Data'!B1447,\",\",'Inverter-Full Data'!G1447,\",\",'Inverter-Full Data'!F1447,\",\",'Inverter-Full Data'!H1447,\"'\")","v":"'Jinko Solar Co., Ltd.     JKMS315M-60BL-EP [240V],N,97,Y'"}]
[{"$f":"CONCATENATE(\"'\",'Inverter-Full Data'!A1448,\"     \",'Inverter-Full Data'!B1448,\",\",'Inverter-Full Data'!G1448,\",\",'Inverter-Full Data'!F1448,\",\",'Inverter-Full Data'!H1448,\"'\")","v":"'Jinko Solar Co., Ltd.     JKMS315M-60L-EP [208V],N,97,Y'"}]
[{"$f":"CONCATENATE(\"'\",'Inverter-Full Data'!A1449,\"     \",'Inverter-Full Data'!B1449,\",\",'Inverter-Full Data'!G1449,\",\",'Inverter-Full Data'!F1449,\",\",'Inverter-Full Data'!H1449,\"'\")","v":"'Jinko Solar Co., Ltd.     JKMS315M-60L-EP [240V],N,97,Y'"}]
[{"$f":"CONCATENATE(\"'\",'Inverter-Full Data'!A1450,\"     \",'Inverter-Full Data'!B1450,\",\",'Inverter-Full Data'!G1450,\",\",'Inverter-Full Data'!F1450,\",\",'Inverter-Full Data'!H1450,\"'\")","v":"'Jinko Solar Co., Ltd.     JKMS320M-60BL-EP [208V],N,97,Y'"}]
[{"$f":"CONCATENATE(\"'\",'Inverter-Full Data'!A1451,\"     \",'Inverter-Full Data'!B1451,\",\",'Inverter-Full Data'!G1451,\",\",'Inverter-Full Data'!F1451,\",\",'Inverter-Full Data'!H1451,\"'\")","v":"'Jinko Solar Co., Ltd.     JKMS320M-60BL-EP [240V],N,97,Y'"}]
[{"$f":"CONCATENATE(\"'\",'Inverter-Full Data'!A1452,\"     \",'Inverter-Full Data'!B1452,\",\",'Inverter-Full Data'!G1452,\",\",'Inverter-Full Data'!F1452,\",\",'Inverter-Full Data'!H1452,\"'\")","v":"'Jinko Solar Co., Ltd.     JKMS320M-60L-EP [208V],N,97,Y'"}]
[{"$f":"CONCATENATE(\"'\",'Inverter-Full Data'!A1453,\"     \",'Inverter-Full Data'!B1453,\",\",'Inverter-Full Data'!G1453,\",\",'Inverter-Full Data'!F1453,\",\",'Inverter-Full Data'!H1453,\"'\")","v":"'Jinko Solar Co., Ltd.     JKMS320M-60L-EP [240V],N,97,Y'"}]
[{"$f":"CONCATENATE(\"'\",'Inverter-Full Data'!A1454,\"     \",'Inverter-Full Data'!B1454,\",\",'Inverter-Full Data'!G1454,\",\",'Inverter-Full Data'!F1454,\",\",'Inverter-Full Data'!H1454,\"'\")","v":"'Jinko Solar Co., Ltd.     JKMS325M-60BL-EP [208V],N,97,Y'"}]
[{"$f":"CONCATENATE(\"'\",'Inverter-Full Data'!A1455,\"     \",'Inverter-Full Data'!B1455,\",\",'Inverter-Full Data'!G1455,\",\",'Inverter-Full Data'!F1455,\",\",'Inverter-Full Data'!H1455,\"'\")","v":"'Jinko Solar Co., Ltd.     JKMS325M-60BL-EP [240V],N,97,Y'"}]
[{"$f":"CONCATENATE(\"'\",'Inverter-Full Data'!A1456,\"     \",'Inverter-Full Data'!B1456,\",\",'Inverter-Full Data'!G1456,\",\",'Inverter-Full Data'!F1456,\",\",'Inverter-Full Data'!H1456,\"'\")","v":"'Jinko Solar Co., Ltd.     JKMS325M-60L-EP [208V],N,97,Y'"}]
[{"$f":"CONCATENATE(\"'\",'Inverter-Full Data'!A1457,\"     \",'Inverter-Full Data'!B1457,\",\",'Inverter-Full Data'!G1457,\",\",'Inverter-Full Data'!F1457,\",\",'Inverter-Full Data'!H1457,\"'\")","v":"'Jinko Solar Co., Ltd.     JKMS325M-60L-EP [240V],N,97,Y'"}]
[{"$f":"CONCATENATE(\"'\",'Inverter-Full Data'!A1458,\"     \",'Inverter-Full Data'!B1458,\",\",'Inverter-Full Data'!G1458,\",\",'Inverter-Full Data'!F1458,\",\",'Inverter-Full Data'!H1458,\"'\")","v":"'Jinko Solar Co., Ltd.     JKMS330M-60L-EP [208V],N,97,Y'"}]
[{"$f":"CONCATENATE(\"'\",'Inverter-Full Data'!A1459,\"     \",'Inverter-Full Data'!B1459,\",\",'Inverter-Full Data'!G1459,\",\",'Inverter-Full Data'!F1459,\",\",'Inverter-Full Data'!H1459,\"'\")","v":"'Jinko Solar Co., Ltd.     JKMS330M-60L-EP [240V],N,97,Y'"}]
[{"$f":"CONCATENATE(\"'\",'Inverter-Full Data'!A1460,\"     \",'Inverter-Full Data'!B1460,\",\",'Inverter-Full Data'!G1460,\",\",'Inverter-Full Data'!F1460,\",\",'Inverter-Full Data'!H1460,\"'\")","v":"'KACO     blueplanet Ultraverter 250,N,97.5,Y'"}]
[{"$f":"CONCATENATE(\"'\",'Inverter-Full Data'!A1461,\"     \",'Inverter-Full Data'!B1461,\",\",'Inverter-Full Data'!G1461,\",\",'Inverter-Full Data'!F1461,\",\",'Inverter-Full Data'!H1461,\"'\")","v":"'KACO     blueplanet 1501xi [240V],Y,95,N'"}]
[{"$f":"CONCATENATE(\"'\",'Inverter-Full Data'!A1462,\"     \",'Inverter-Full Data'!B1462,\",\",'Inverter-Full Data'!G1462,\",\",'Inverter-Full Data'!F1462,\",\",'Inverter-Full Data'!H1462,\"'\")","v":"'KACO     blueplanet 1502x [208V],Y,95.5,N'"}]
[{"$f":"CONCATENATE(\"'\",'Inverter-Full Data'!A1463,\"     \",'Inverter-Full Data'!B1463,\",\",'Inverter-Full Data'!G1463,\",\",'Inverter-Full Data'!F1463,\",\",'Inverter-Full Data'!H1463,\"'\")","v":"'KACO     blueplanet 1502xi [208V],Y,95.5,N'"}]
[{"$f":"CONCATENATE(\"'\",'Inverter-Full Data'!A1464,\"     \",'Inverter-Full Data'!B1464,\",\",'Inverter-Full Data'!G1464,\",\",'Inverter-Full Data'!F1464,\",\",'Inverter-Full Data'!H1464,\"'\")","v":"'KACO     blueplanet 1502x [240V],Y,94,N'"}]
[{"$f":"CONCATENATE(\"'\",'Inverter-Full Data'!A1465,\"     \",'Inverter-Full Data'!B1465,\",\",'Inverter-Full Data'!G1465,\",\",'Inverter-Full Data'!F1465,\",\",'Inverter-Full Data'!H1465,\"'\")","v":"'KACO     blueplanet 1502xi [240V],Y,94,N'"}]
[{"$f":"CONCATENATE(\"'\",'Inverter-Full Data'!A1466,\"     \",'Inverter-Full Data'!B1466,\",\",'Inverter-Full Data'!G1466,\",\",'Inverter-Full Data'!F1466,\",\",'Inverter-Full Data'!H1466,\"'\")","v":"'KACO     blueplanet 2.0 TL1 M1 WM OD US3x [208V],Y,96,N'"}]
[{"$f":"CONCATENATE(\"'\",'Inverter-Full Data'!A1467,\"     \",'Inverter-Full Data'!B1467,\",\",'Inverter-Full Data'!G1467,\",\",'Inverter-Full Data'!F1467,\",\",'Inverter-Full Data'!H1467,\"'\")","v":"'KACO     blueplanet 2.0 TL1 M1 WM OD US3x [240V],Y,96.5,N'"}]
[{"$f":"CONCATENATE(\"'\",'Inverter-Full Data'!A1468,\"     \",'Inverter-Full Data'!B1468,\",\",'Inverter-Full Data'!G1468,\",\",'Inverter-Full Data'!F1468,\",\",'Inverter-Full Data'!H1468,\"'\")","v":"'KACO     blueplanet 2502x [208V],Y,95,N'"}]
[{"$f":"CONCATENATE(\"'\",'Inverter-Full Data'!A1469,\"     \",'Inverter-Full Data'!B1469,\",\",'Inverter-Full Data'!G1469,\",\",'Inverter-Full Data'!F1469,\",\",'Inverter-Full Data'!H1469,\"'\")","v":"'KACO     blueplanet 2502x [240V],Y,95.5,N'"}]
[{"$f":"CONCATENATE(\"'\",'Inverter-Full Data'!A1470,\"     \",'Inverter-Full Data'!B1470,\",\",'Inverter-Full Data'!G1470,\",\",'Inverter-Full Data'!F1470,\",\",'Inverter-Full Data'!H1470,\"'\")","v":"'KACO     blueplanet 2502xi [208V],Y,95,N'"}]
[{"$f":"CONCATENATE(\"'\",'Inverter-Full Data'!A1471,\"     \",'Inverter-Full Data'!B1471,\",\",'Inverter-Full Data'!G1471,\",\",'Inverter-Full Data'!F1471,\",\",'Inverter-Full Data'!H1471,\"'\")","v":"'KACO     blueplanet 2502xi [240V],Y,95.5,N'"}]
[{"$f":"CONCATENATE(\"'\",'Inverter-Full Data'!A1472,\"     \",'Inverter-Full Data'!B1472,\",\",'Inverter-Full Data'!G1472,\",\",'Inverter-Full Data'!F1472,\",\",'Inverter-Full Data'!H1472,\"'\")","v":"'KACO     blueplanet 2901xi [240V],Y,94,N'"}]
[{"$f":"CONCATENATE(\"'\",'Inverter-Full Data'!A1473,\"     \",'Inverter-Full Data'!B1473,\",\",'Inverter-Full Data'!G1473,\",\",'Inverter-Full Data'!F1473,\",\",'Inverter-Full Data'!H1473,\"'\")","v":"'KACO     blueplanet 3.0 TL1 M1 WM OD US3x [208V],Y,96,N'"}]
[{"$f":"CONCATENATE(\"'\",'Inverter-Full Data'!A1474,\"     \",'Inverter-Full Data'!B1474,\",\",'Inverter-Full Data'!G1474,\",\",'Inverter-Full Data'!F1474,\",\",'Inverter-Full Data'!H1474,\"'\")","v":"'KACO     blueplanet 3.0 TL1 M1 WM OD US3x [240V],Y,96.5,N'"}]
[{"$f":"CONCATENATE(\"'\",'Inverter-Full Data'!A1475,\"     \",'Inverter-Full Data'!B1475,\",\",'Inverter-Full Data'!G1475,\",\",'Inverter-Full Data'!F1475,\",\",'Inverter-Full Data'!H1475,\"'\")","v":"'KACO     blueplanet 3502x [208V],Y,95.5,N'"}]
[{"$f":"CONCATENATE(\"'\",'Inverter-Full Data'!A1476,\"     \",'Inverter-Full Data'!B1476,\",\",'Inverter-Full Data'!G1476,\",\",'Inverter-Full Data'!F1476,\",\",'Inverter-Full Data'!H1476,\"'\")","v":"'KACO     blueplanet 3502x [240V],Y,95.5,N'"}]
[{"$f":"CONCATENATE(\"'\",'Inverter-Full Data'!A1477,\"     \",'Inverter-Full Data'!B1477,\",\",'Inverter-Full Data'!G1477,\",\",'Inverter-Full Data'!F1477,\",\",'Inverter-Full Data'!H1477,\"'\")","v":"'KACO     blueplanet 3502xi [208V],Y,95.5,N'"}]
[{"$f":"CONCATENATE(\"'\",'Inverter-Full Data'!A1478,\"     \",'Inverter-Full Data'!B1478,\",\",'Inverter-Full Data'!G1478,\",\",'Inverter-Full Data'!F1478,\",\",'Inverter-Full Data'!H1478,\"'\")","v":"'KACO     blueplanet 3502xi [240V],Y,95.5,N'"}]
[{"$f":"CONCATENATE(\"'\",'Inverter-Full Data'!A1479,\"     \",'Inverter-Full Data'!B1479,\",\",'Inverter-Full Data'!G1479,\",\",'Inverter-Full Data'!F1479,\",\",'Inverter-Full Data'!H1479,\"'\")","v":"'KACO     blueplanet 3601xi [240V],Y,93.5,N'"}]
[{"$f":"CONCATENATE(\"'\",'Inverter-Full Data'!A1480,\"     \",'Inverter-Full Data'!B1480,\",\",'Inverter-Full Data'!G1480,\",\",'Inverter-Full Data'!F1480,\",\",'Inverter-Full Data'!H1480,\"'\")","v":"'KACO     blueplanet 4.0 TL1 M1 WM OD US3x [208V],Y,96.5,N'"}]
[{"$f":"CONCATENATE(\"'\",'Inverter-Full Data'!#REF!,\"     \",'Inverter-Full Data'!#REF!,\",\",'Inverter-Full Data'!#REF!,\",\",'Inverter-Full Data'!#REF!,\",\",'Inverter-Full Data'!#REF!,\"'\")","v":{"$error":"#REF!"}}]
[{"$f":"CONCATENATE(\"'\",'Inverter-Full Data'!A1481,\"     \",'Inverter-Full Data'!B1481,\",\",'Inverter-Full Data'!G1481,\",\",'Inverter-Full Data'!F1481,\",\",'Inverter-Full Data'!H1481,\"'\")","v":"'KACO     blueplanet 4.0 TL1 M1 WM OD US3x [240V],Y,96.5,N'"}]
[{"$f":"CONCATENATE(\"'\",'Inverter-Full Data'!A1482,\"     \",'Inverter-Full Data'!B1482,\",\",'Inverter-Full Data'!G1482,\",\",'Inverter-Full Data'!F1482,\",\",'Inverter-Full Data'!H1482,\"'\")","v":"'KACO     blueplanet 5.0 TL1 M1 WM OD US3x [208V],Y,96.5,N'"}]
[{"$f":"CONCATENATE(\"'\",'Inverter-Full Data'!A1483,\"     \",'Inverter-Full Data'!B1483,\",\",'Inverter-Full Data'!G1483,\",\",'Inverter-Full Data'!F1483,\",\",'Inverter-Full Data'!H1483,\"'\")","v":"'KACO     blueplanet 5002x [208V],Y,95,N'"}]
[{"$f":"CONCATENATE(\"'\",'Inverter-Full Data'!A1484,\"     \",'Inverter-Full Data'!B1484,\",\",'Inverter-Full Data'!G1484,\",\",'Inverter-Full Data'!F1484,\",\",'Inverter-Full Data'!H1484,\"'\")","v":"'KACO     blueplanet 5002x [240V],Y,95.5,N'"}]
[{"$f":"CONCATENATE(\"'\",'Inverter-Full Data'!A1485,\"     \",'Inverter-Full Data'!B1485,\",\",'Inverter-Full Data'!G1485,\",\",'Inverter-Full Data'!F1485,\",\",'Inverter-Full Data'!H1485,\"'\")","v":"'KACO     blueplanet 5002xi [208V],Y,95,N'"}]
[{"$f":"CONCATENATE(\"'\",'Inverter-Full Data'!A1486,\"     \",'Inverter-Full Data'!B1486,\",\",'Inverter-Full Data'!G1486,\",\",'Inverter-Full Data'!F1486,\",\",'Inverter-Full Data'!H1486,\"'\")","v":"'KACO     blueplanet 5002xi [240V],Y,95.5,N'"}]
[{"$f":"CONCATENATE(\"'\",'Inverter-Full Data'!A1487,\"     \",'Inverter-Full Data'!B1487,\",\",'Inverter-Full Data'!G1487,\",\",'Inverter-Full Data'!F1487,\",\",'Inverter-Full Data'!H1487,\"'\")","v":"'KACO     blueplanet 5.0 TL1 M1 WM OD US3x [240V],Y,96.5,N'"}]
[{"$f":"CONCATENATE(\"'\",'Inverter-Full Data'!A1488,\"     \",'Inverter-Full Data'!B1488,\",\",'Inverter-Full Data'!G1488,\",\",'Inverter-Full Data'!F1488,\",\",'Inverter-Full Data'!H1488,\"'\")","v":"'KACO     blueplanet 6400M [208V],Y,96.5,N'"}]
[{"$f":"CONCATENATE(\"'\",'Inverter-Full Data'!A1489,\"     \",'Inverter-Full Data'!B1489,\",\",'Inverter-Full Data'!G1489,\",\",'Inverter-Full Data'!F1489,\",\",'Inverter-Full Data'!H1489,\"'\")","v":"'KACO     blueplanet 6400M [240V],Y,96.5,N'"}]
[{"$f":"CONCATENATE(\"'\",'Inverter-Full Data'!A1490,\"     \",'Inverter-Full Data'!B1490,\",\",'Inverter-Full Data'!G1490,\",\",'Inverter-Full Data'!F1490,\",\",'Inverter-Full Data'!H1490,\"'\")","v":"'KACO     blueplanet 6400x [208V],Y,96.5,N'"}]
[{"$f":"CONCATENATE(\"'\",'Inverter-Full Data'!A1491,\"     \",'Inverter-Full Data'!B1491,\",\",'Inverter-Full Data'!G1491,\",\",'Inverter-Full Data'!F1491,\",\",'Inverter-Full Data'!H1491,\"'\")","v":"'KACO     blueplanet 6400x [240V],Y,96.5,N'"}]
[{"$f":"CONCATENATE(\"'\",'Inverter-Full Data'!A1492,\"     \",'Inverter-Full Data'!B1492,\",\",'Inverter-Full Data'!G1492,\",\",'Inverter-Full Data'!F1492,\",\",'Inverter-Full Data'!H1492,\"'\")","v":"'KACO     blueplanet 6400xi [208V],Y,96.5,N'"}]
[{"$f":"CONCATENATE(\"'\",'Inverter-Full Data'!A1493,\"     \",'Inverter-Full Data'!B1493,\",\",'Inverter-Full Data'!G1493,\",\",'Inverter-Full Data'!F1493,\",\",'Inverter-Full Data'!H1493,\"'\")","v":"'KACO     blueplanet 6400xi [240V],Y,96.5,N'"}]
[{"$f":"CONCATENATE(\"'\",'Inverter-Full Data'!A1494,\"     \",'Inverter-Full Data'!B1494,\",\",'Inverter-Full Data'!G1494,\",\",'Inverter-Full Data'!F1494,\",\",'Inverter-Full Data'!H1494,\"'\")","v":"'KACO     blueplanet 7600M [208V],Y,96.5,N'"}]
[{"$f":"CONCATENATE(\"'\",'Inverter-Full Data'!A1495,\"     \",'Inverter-Full Data'!B1495,\",\",'Inverter-Full Data'!G1495,\",\",'Inverter-Full Data'!F1495,\",\",'Inverter-Full Data'!H1495,\"'\")","v":"'KACO     blueplanet 7600M [240V],Y,96.5,N'"}]
[{"$f":"CONCATENATE(\"'\",'Inverter-Full Data'!A1496,\"     \",'Inverter-Full Data'!B1496,\",\",'Inverter-Full Data'!G1496,\",\",'Inverter-Full Data'!F1496,\",\",'Inverter-Full Data'!H1496,\"'\")","v":"'KACO     blueplanet 7600x [208V],Y,96.5,N'"}]
[{"$f":"CONCATENATE(\"'\",'Inverter-Full Data'!A1497,\"     \",'Inverter-Full Data'!B1497,\",\",'Inverter-Full Data'!G1497,\",\",'Inverter-Full Data'!F1497,\",\",'Inverter-Full Data'!H1497,\"'\")","v":"'KACO     blueplanet 7600x [240V],Y,96.5,N'"}]
[{"$f":"CONCATENATE(\"'\",'Inverter-Full Data'!A1498,\"     \",'Inverter-Full Data'!B1498,\",\",'Inverter-Full Data'!G1498,\",\",'Inverter-Full Data'!F1498,\",\",'Inverter-Full Data'!H1498,\"'\")","v":"'KACO     blueplanet 7600xi [208V],Y,96.5,N'"}]
[{"$f":"CONCATENATE(\"'\",'Inverter-Full Data'!A1499,\"     \",'Inverter-Full Data'!B1499,\",\",'Inverter-Full Data'!G1499,\",\",'Inverter-Full Data'!F1499,\",\",'Inverter-Full Data'!H1499,\"'\")","v":"'KACO     blueplanet 7600xi [240V],Y,96.5,N'"}]
[{"$f":"CONCATENATE(\"'\",'Inverter-Full Data'!A1500,\"     \",'Inverter-Full Data'!B1500,\",\",'Inverter-Full Data'!G1500,\",\",'Inverter-Full Data'!F1500,\",\",'Inverter-Full Data'!H1500,\"'\")","v":"'KACO     blueplanet 10.0 TL3 [480V],Y,97,N'"}]
[{"$f":"CONCATENATE(\"'\",'Inverter-Full Data'!A1501,\"     \",'Inverter-Full Data'!B1501,\",\",'Inverter-Full Data'!G1501,\",\",'Inverter-Full Data'!F1501,\",\",'Inverter-Full Data'!H1501,\"'\")","v":"'KACO     XP10U-H4 (-PSD) [480V],Y,97,N'"}]
[{"$f":"CONCATENATE(\"'\",'Inverter-Full Data'!A1502,\"     \",'Inverter-Full Data'!B1502,\",\",'Inverter-Full Data'!G1502,\",\",'Inverter-Full Data'!F1502,\",\",'Inverter-Full Data'!H1502,\"'\")","v":"'KACO     blueplanet 32.0 TL3 M1 [480V],Y,97,N'"}]
[{"$f":"CONCATENATE(\"'\",'Inverter-Full Data'!A1503,\"     \",'Inverter-Full Data'!B1503,\",\",'Inverter-Full Data'!G1503,\",\",'Inverter-Full Data'!F1503,\",\",'Inverter-Full Data'!H1503,\"'\")","v":"'KACO     blueplanet 32.0 TL3 M3 [480V],Y,97,N'"}]
[{"$f":"CONCATENATE(\"'\",'Inverter-Full Data'!A1504,\"     \",'Inverter-Full Data'!B1504,\",\",'Inverter-Full Data'!G1504,\",\",'Inverter-Full Data'!F1504,\",\",'Inverter-Full Data'!H1504,\"'\")","v":"'KACO     blueplanet 40.0 TL3 M1 [480V],Y,97.5,N'"}]
[{"$f":"CONCATENATE(\"'\",'Inverter-Full Data'!A1505,\"     \",'Inverter-Full Data'!B1505,\",\",'Inverter-Full Data'!G1505,\",\",'Inverter-Full Data'!F1505,\",\",'Inverter-Full Data'!H1505,\"'\")","v":"'KACO     blueplanet 40.0 TL3 M3 [480V],Y,97.5,N'"}]
[{"$f":"CONCATENATE(\"'\",'Inverter-Full Data'!A1506,\"     \",'Inverter-Full Data'!B1506,\",\",'Inverter-Full Data'!G1506,\",\",'Inverter-Full Data'!F1506,\",\",'Inverter-Full Data'!H1506,\"'\")","v":"'KACO     XP42U-H2 [208V],Y,95.5,N'"}]
[{"$f":"CONCATENATE(\"'\",'Inverter-Full Data'!A1507,\"     \",'Inverter-Full Data'!B1507,\",\",'Inverter-Full Data'!G1507,\",\",'Inverter-Full Data'!F1507,\",\",'Inverter-Full Data'!H1507,\"'\")","v":"'KACO     blueplanet 50.0 TL3 M1 [480V],Y,97.5,N'"}]
[{"$f":"CONCATENATE(\"'\",'Inverter-Full Data'!A1508,\"     \",'Inverter-Full Data'!B1508,\",\",'Inverter-Full Data'!G1508,\",\",'Inverter-Full Data'!F1508,\",\",'Inverter-Full Data'!H1508,\"'\")","v":"'KACO     blueplanet 50.0 TL3 M3 [480V],Y,97.5,N'"}]
[{"$f":"CONCATENATE(\"'\",'Inverter-Full Data'!#REF!,\"     \",'Inverter-Full Data'!#REF!,\",\",'Inverter-Full Data'!#REF!,\",\",'Inverter-Full Data'!#REF!,\",\",'Inverter-Full Data'!#REF!,\"'\")","v":{"$error":"#REF!"}}]
[{"$f":"CONCATENATE(\"'\",'Inverter-Full Data'!#REF!,\"     \",'Inverter-Full Data'!#REF!,\",\",'Inverter-Full Data'!#REF!,\",\",'Inverter-Full Data'!#REF!,\",\",'Inverter-Full Data'!#REF!,\"'\")","v":{"$error":"#REF!"}}]
[{"$f":"CONCATENATE(\"'\",'Inverter-Full Data'!#REF!,\"     \",'Inverter-Full Data'!#REF!,\",\",'Inverter-Full Data'!#REF!,\",\",'Inverter-Full Data'!#REF!,\",\",'Inverter-Full Data'!#REF!,\"'\")","v":{"$error":"#REF!"}}]
[{"$f":"CONCATENATE(\"'\",'Inverter-Full Data'!#REF!,\"     \",'Inverter-Full Data'!#REF!,\",\",'Inverter-Full Data'!#REF!,\",\",'Inverter-Full Data'!#REF!,\",\",'Inverter-Full Data'!#REF!,\"'\")","v":{"$error":"#REF!"}}]
[{"$f":"CONCATENATE(\"'\",'Inverter-Full Data'!#REF!,\"     \",'Inverter-Full Data'!#REF!,\",\",'Inverter-Full Data'!#REF!,\",\",'Inverter-Full Data'!#REF!,\",\",'Inverter-Full Data'!#REF!,\"'\")","v":{"$error":"#REF!"}}]
[{"$f":"CONCATENATE(\"'\",'Inverter-Full Data'!#REF!,\"     \",'Inverter-Full Data'!#REF!,\",\",'Inverter-Full Data'!#REF!,\",\",'Inverter-Full Data'!#REF!,\",\",'Inverter-Full Data'!#REF!,\"'\")","v":{"$error":"#REF!"}}]
[{"$f":"CONCATENATE(\"'\",'Inverter-Full Data'!#REF!,\"     \",'Inverter-Full Data'!#REF!,\",\",'Inverter-Full Data'!#REF!,\",\",'Inverter-Full Data'!#REF!,\",\",'Inverter-Full Data'!#REF!,\"'\")","v":{"$error":"#REF!"}}]
[{"$f":"CONCATENATE(\"'\",'Inverter-Full Data'!#REF!,\"     \",'Inverter-Full Data'!#REF!,\",\",'Inverter-Full Data'!#REF!,\",\",'Inverter-Full Data'!#REF!,\",\",'Inverter-Full Data'!#REF!,\"'\")","v":{"$error":"#REF!"}}]
[{"$f":"CONCATENATE(\"'\",'Inverter-Full Data'!#REF!,\"     \",'Inverter-Full Data'!#REF!,\",\",'Inverter-Full Data'!#REF!,\",\",'Inverter-Full Data'!#REF!,\",\",'Inverter-Full Data'!#REF!,\"'\")","v":{"$error":"#REF!"}}]
[{"$f":"CONCATENATE(\"'\",'Inverter-Full Data'!#REF!,\"     \",'Inverter-Full Data'!#REF!,\",\",'Inverter-Full Data'!#REF!,\",\",'Inverter-Full Data'!#REF!,\",\",'Inverter-Full Data'!#REF!,\"'\")","v":{"$error":"#REF!"}}]
[{"$f":"CONCATENATE(\"'\",'Inverter-Full Data'!#REF!,\"     \",'Inverter-Full Data'!#REF!,\",\",'Inverter-Full Data'!#REF!,\",\",'Inverter-Full Data'!#REF!,\",\",'Inverter-Full Data'!#REF!,\"'\")","v":{"$error":"#REF!"}}]
[{"$f":"CONCATENATE(\"'\",'Inverter-Full Data'!#REF!,\"     \",'Inverter-Full Data'!#REF!,\",\",'Inverter-Full Data'!#REF!,\",\",'Inverter-Full Data'!#REF!,\",\",'Inverter-Full Data'!#REF!,\"'\")","v":{"$error":"#REF!"}}]
[{"$f":"CONCATENATE(\"'\",'Inverter-Full Data'!#REF!,\"     \",'Inverter-Full Data'!#REF!,\",\",'Inverter-Full Data'!#REF!,\",\",'Inverter-Full Data'!#REF!,\",\",'Inverter-Full Data'!#REF!,\"'\")","v":{"$error":"#REF!"}}]
[{"$f":"CONCATENATE(\"'\",'Inverter-Full Data'!#REF!,\"     \",'Inverter-Full Data'!#REF!,\",\",'Inverter-Full Data'!#REF!,\",\",'Inverter-Full Data'!#REF!,\",\",'Inverter-Full Data'!#REF!,\"'\")","v":{"$error":"#REF!"}}]
[{"$f":"CONCATENATE(\"'\",'Inverter-Full Data'!#REF!,\"     \",'Inverter-Full Data'!#REF!,\",\",'Inverter-Full Data'!#REF!,\",\",'Inverter-Full Data'!#REF!,\",\",'Inverter-Full Data'!#REF!,\"'\")","v":{"$error":"#REF!"}}]
[{"$f":"CONCATENATE(\"'\",'Inverter-Full Data'!A1509,\"     \",'Inverter-Full Data'!B1509,\",\",'Inverter-Full Data'!G1509,\",\",'Inverter-Full Data'!F1509,\",\",'Inverter-Full Data'!H1509,\"'\")","v":"'KACO     XP50U-H4 [480V],Y,96,N'"}]
[{"$f":"CONCATENATE(\"'\",'Inverter-Full Data'!A1510,\"     \",'Inverter-Full Data'!B1510,\",\",'Inverter-Full Data'!G1510,\",\",'Inverter-Full Data'!F1510,\",\",'Inverter-Full Data'!H1510,\"'\")","v":"'KACO     XP100U-H2 [480V],Y,95.5,N'"}]
[{"$f":"CONCATENATE(\"'\",'Inverter-Full Data'!A1511,\"     \",'Inverter-Full Data'!B1511,\",\",'Inverter-Full Data'!G1511,\",\",'Inverter-Full Data'!F1511,\",\",'Inverter-Full Data'!H1511,\"'\")","v":"'KACO     XP100U-H4 [480V],Y,96,N'"}]
[{"$f":"CONCATENATE(\"'\",'Inverter-Full Data'!A1512,\"     \",'Inverter-Full Data'!B1512,\",\",'Inverter-Full Data'!G1512,\",\",'Inverter-Full Data'!F1512,\",\",'Inverter-Full Data'!H1512,\"'\")","v":"'KACO     XP500U-TL,Y,98,N'"}]
[{"$f":"CONCATENATE(\"'\",'Inverter-Full Data'!A1513,\"     \",'Inverter-Full Data'!B1513,\",\",'Inverter-Full Data'!G1513,\",\",'Inverter-Full Data'!F1513,\",\",'Inverter-Full Data'!H1513,\"'\")","v":"'KACO     XP550U-TL,Y,98,N'"}]
[{"$f":"CONCATENATE(\"'\",'Inverter-Full Data'!A1514,\"     \",'Inverter-Full Data'!B1514,\",\",'Inverter-Full Data'!G1514,\",\",'Inverter-Full Data'!F1514,\",\",'Inverter-Full Data'!H1514,\"'\")","v":"'KACO     KACO blueplanet 750 TL3 750 TL3 M1 GM OD USX0,Y,98,N'"}]
[{"$f":"CONCATENATE(\"'\",'Inverter-Full Data'!A1515,\"     \",'Inverter-Full Data'!B1515,\",\",'Inverter-Full Data'!G1515,\",\",'Inverter-Full Data'!F1515,\",\",'Inverter-Full Data'!H1515,\"'\")","v":"'KACO     KACO blueplanet 875 TL3 875 TL3 M1 GM OD USX0,Y,98,N'"}]
[{"$f":"CONCATENATE(\"'\",'Inverter-Full Data'!#REF!,\"     \",'Inverter-Full Data'!#REF!,\",\",'Inverter-Full Data'!#REF!,\",\",'Inverter-Full Data'!#REF!,\",\",'Inverter-Full Data'!#REF!,\"'\")","v":{"$error":"#REF!"}}]
[{"$f":"CONCATENATE(\"'\",'Inverter-Full Data'!A1516,\"     \",'Inverter-Full Data'!B1516,\",\",'Inverter-Full Data'!G1516,\",\",'Inverter-Full Data'!F1516,\",\",'Inverter-Full Data'!H1516,\"'\")","v":"'KACO     KACO blueplanet 1000 TL3 1000 TL3 M1 GM OD USX0,Y,98,N'"}]
[{"$f":"CONCATENATE(\"'\",'Inverter-Full Data'!#REF!,\"     \",'Inverter-Full Data'!#REF!,\",\",'Inverter-Full Data'!#REF!,\",\",'Inverter-Full Data'!#REF!,\",\",'Inverter-Full Data'!#REF!,\"'\")","v":{"$error":"#REF!"}}]
[{"$f":"CONCATENATE(\"'\",'Inverter-Full Data'!A1517,\"     \",'Inverter-Full Data'!B1517,\",\",'Inverter-Full Data'!G1517,\",\",'Inverter-Full Data'!F1517,\",\",'Inverter-Full Data'!H1517,\"'\")","v":"'KACO     KACO blueplanet 1500 TL3 M1 GM OD USX0,Y,98,N'"}]
[{"$f":"CONCATENATE(\"'\",'Inverter-Full Data'!#REF!,\"     \",'Inverter-Full Data'!#REF!,\",\",'Inverter-Full Data'!#REF!,\",\",'Inverter-Full Data'!#REF!,\",\",'Inverter-Full Data'!#REF!,\"'\")","v":{"$error":"#REF!"}}]
[{"$f":"CONCATENATE(\"'\",'Inverter-Full Data'!A1518,\"     \",'Inverter-Full Data'!B1518,\",\",'Inverter-Full Data'!G1518,\",\",'Inverter-Full Data'!F1518,\",\",'Inverter-Full Data'!H1518,\"'\")","v":"'KACO     KACO blueplanet 2200 TL3 M1 GM OD USX0,Y,98,N'"}]
[{"$f":"CONCATENATE(\"'\",'Inverter-Full Data'!#REF!,\"     \",'Inverter-Full Data'!#REF!,\",\",'Inverter-Full Data'!#REF!,\",\",'Inverter-Full Data'!#REF!,\",\",'Inverter-Full Data'!#REF!,\"'\")","v":{"$error":"#REF!"}}]
[{"$f":"CONCATENATE(\"'\",'Inverter-Full Data'!A1519,\"     \",'Inverter-Full Data'!B1519,\",\",'Inverter-Full Data'!G1519,\",\",'Inverter-Full Data'!F1519,\",\",'Inverter-Full Data'!H1519,\"'\")","v":"'Kostal Solar Electric     Piko 5.3 US,Y,94,N'"}]
[{"$f":"CONCATENATE(\"'\",'Inverter-Full Data'!#REF!,\"     \",'Inverter-Full Data'!#REF!,\",\",'Inverter-Full Data'!#REF!,\",\",'Inverter-Full Data'!#REF!,\",\",'Inverter-Full Data'!#REF!,\"'\")","v":{"$error":"#REF!"}}]
[{"$f":"CONCATENATE(\"'\",'Inverter-Full Data'!A1520,\"     \",'Inverter-Full Data'!B1520,\",\",'Inverter-Full Data'!G1520,\",\",'Inverter-Full Data'!F1520,\",\",'Inverter-Full Data'!H1520,\"'\")","v":"'LeadSolar Energy Co., Ltd     LS560 [240V],N,95.5,Y'"}]
[{"$f":"CONCATENATE(\"'\",'Inverter-Full Data'!#REF!,\"     \",'Inverter-Full Data'!#REF!,\",\",'Inverter-Full Data'!#REF!,\",\",'Inverter-Full Data'!#REF!,\",\",'Inverter-Full Data'!#REF!,\"'\")","v":{"$error":"#REF!"}}]
[{"$f":"CONCATENATE(\"'\",'Inverter-Full Data'!A1521,\"     \",'Inverter-Full Data'!B1521,\",\",'Inverter-Full Data'!G1521,\",\",'Inverter-Full Data'!F1521,\",\",'Inverter-Full Data'!H1521,\"'\")","v":"'LeadSolar Energy Co., Ltd     LS600 [240V],N,95.5,Y'"}]
[{"$f":"CONCATENATE(\"'\",'Inverter-Full Data'!#REF!,\"     \",'Inverter-Full Data'!#REF!,\",\",'Inverter-Full Data'!#REF!,\",\",'Inverter-Full Data'!#REF!,\",\",'Inverter-Full Data'!#REF!,\"'\")","v":{"$error":"#REF!"}}]
[{"$f":"CONCATENATE(\"'\",'Inverter-Full Data'!A1522,\"     \",'Inverter-Full Data'!B1522,\",\",'Inverter-Full Data'!G1522,\",\",'Inverter-Full Data'!F1522,\",\",'Inverter-Full Data'!H1522,\"'\")","v":"'LeadSolar Energy Co., Ltd     LS600T [208V],N,95,Y'"}]
[{"$f":"CONCATENATE(\"'\",'Inverter-Full Data'!#REF!,\"     \",'Inverter-Full Data'!#REF!,\",\",'Inverter-Full Data'!#REF!,\",\",'Inverter-Full Data'!#REF!,\",\",'Inverter-Full Data'!#REF!,\"'\")","v":{"$error":"#REF!"}}]
[{"$f":"CONCATENATE(\"'\",'Inverter-Full Data'!A1523,\"     \",'Inverter-Full Data'!B1523,\",\",'Inverter-Full Data'!G1523,\",\",'Inverter-Full Data'!F1523,\",\",'Inverter-Full Data'!H1523,\"'\")","v":"'LeadSolar Energy Co., Ltd     LS600ES [277V],N,96,Y'"}]
[{"$f":"CONCATENATE(\"'\",'Inverter-Full Data'!#REF!,\"     \",'Inverter-Full Data'!#REF!,\",\",'Inverter-Full Data'!#REF!,\",\",'Inverter-Full Data'!#REF!,\",\",'Inverter-Full Data'!#REF!,\"'\")","v":{"$error":"#REF!"}}]
[{"$f":"CONCATENATE(\"'\",'Inverter-Full Data'!A1524,\"     \",'Inverter-Full Data'!B1524,\",\",'Inverter-Full Data'!G1524,\",\",'Inverter-Full Data'!F1524,\",\",'Inverter-Full Data'!H1524,\"'\")","v":"'LeadSolar Energy Co., Ltd     LS700TS-208 [208V],N,95.5,Y'"}]
[{"$f":"CONCATENATE(\"'\",'Inverter-Full Data'!#REF!,\"     \",'Inverter-Full Data'!#REF!,\",\",'Inverter-Full Data'!#REF!,\",\",'Inverter-Full Data'!#REF!,\",\",'Inverter-Full Data'!#REF!,\"'\")","v":{"$error":"#REF!"}}]
[{"$f":"CONCATENATE(\"'\",'Inverter-Full Data'!A1525,\"     \",'Inverter-Full Data'!B1525,\",\",'Inverter-Full Data'!G1525,\",\",'Inverter-Full Data'!F1525,\",\",'Inverter-Full Data'!H1525,\"'\")","v":"'LeadSolar Energy Co., Ltd     LS650S [277V],N,96,Y'"}]
[{"$f":"CONCATENATE(\"'\",'Inverter-Full Data'!#REF!,\"     \",'Inverter-Full Data'!#REF!,\",\",'Inverter-Full Data'!#REF!,\",\",'Inverter-Full Data'!#REF!,\",\",'Inverter-Full Data'!#REF!,\"'\")","v":{"$error":"#REF!"}}]
[{"$f":"CONCATENATE(\"'\",'Inverter-Full Data'!A1526,\"     \",'Inverter-Full Data'!B1526,\",\",'Inverter-Full Data'!G1526,\",\",'Inverter-Full Data'!F1526,\",\",'Inverter-Full Data'!H1526,\"'\")","v":"'LeadSolar Energy Co., Ltd     LS700S [277V],N,96,Y'"}]
[{"$f":"CONCATENATE(\"'\",'Inverter-Full Data'!#REF!,\"     \",'Inverter-Full Data'!#REF!,\",\",'Inverter-Full Data'!#REF!,\",\",'Inverter-Full Data'!#REF!,\",\",'Inverter-Full Data'!#REF!,\"'\")","v":{"$error":"#REF!"}}]
[{"$f":"CONCATENATE(\"'\",'Inverter-Full Data'!A1527,\"     \",'Inverter-Full Data'!B1527,\",\",'Inverter-Full Data'!G1527,\",\",'Inverter-Full Data'!F1527,\",\",'Inverter-Full Data'!H1527,\"'\")","v":"'LeadSolar Energy Co., Ltd     LS700TS-240 [240V],N,95.5,Y'"}]
[{"$f":"CONCATENATE(\"'\",'Inverter-Full Data'!A1528,\"     \",'Inverter-Full Data'!B1528,\",\",'Inverter-Full Data'!G1528,\",\",'Inverter-Full Data'!F1528,\",\",'Inverter-Full Data'!H1528,\"'\")","v":"'LeadSolar Energy Co., Ltd     LS1400-240V [240V],N,95,Y'"}]
[{"$f":"CONCATENATE(\"'\",'Inverter-Full Data'!A1529,\"     \",'Inverter-Full Data'!B1529,\",\",'Inverter-Full Data'!G1529,\",\",'Inverter-Full Data'!F1529,\",\",'Inverter-Full Data'!H1529,\"'\")","v":"'Leatec Fine Ceramics     CM21-0113 [240V],N,96,Y'"}]
[{"$f":"CONCATENATE(\"'\",'Inverter-Full Data'!A1530,\"     \",'Inverter-Full Data'!B1530,\",\",'Inverter-Full Data'!G1530,\",\",'Inverter-Full Data'!F1530,\",\",'Inverter-Full Data'!H1530,\"'\")","v":"'LG Electronics Inc.     LG315E1K-A5 [208V],N,97,Y'"}]
[{"$f":"CONCATENATE(\"'\",'Inverter-Full Data'!A1531,\"     \",'Inverter-Full Data'!B1531,\",\",'Inverter-Full Data'!G1531,\",\",'Inverter-Full Data'!F1531,\",\",'Inverter-Full Data'!H1531,\"'\")","v":"'LG Electronics Inc.     LG315E1K-A5 [240V],N,97,Y'"}]
[{"$f":"CONCATENATE(\"'\",'Inverter-Full Data'!A1532,\"     \",'Inverter-Full Data'!B1532,\",\",'Inverter-Full Data'!G1532,\",\",'Inverter-Full Data'!F1532,\",\",'Inverter-Full Data'!H1532,\"'\")","v":"'LG Electronics Inc.     LG320E1K-A5 [208V],N,97,Y'"}]
[{"$f":"CONCATENATE(\"'\",'Inverter-Full Data'!A1533,\"     \",'Inverter-Full Data'!B1533,\",\",'Inverter-Full Data'!G1533,\",\",'Inverter-Full Data'!F1533,\",\",'Inverter-Full Data'!H1533,\"'\")","v":"'LG Electronics Inc.     LG320E1K-A5 [240V],N,97,Y'"}]
[{"$f":"CONCATENATE(\"'\",'Inverter-Full Data'!A1534,\"     \",'Inverter-Full Data'!B1534,\",\",'Inverter-Full Data'!G1534,\",\",'Inverter-Full Data'!F1534,\",\",'Inverter-Full Data'!H1534,\"'\")","v":"'LG Electronics Inc.     LG325E1C-A5 [208V],N,97,Y'"}]
[{"$f":"CONCATENATE(\"'\",'Inverter-Full Data'!A1535,\"     \",'Inverter-Full Data'!B1535,\",\",'Inverter-Full Data'!G1535,\",\",'Inverter-Full Data'!F1535,\",\",'Inverter-Full Data'!H1535,\"'\")","v":"'LG Electronics Inc.     LG325E1C-A5 [240V],N,97,Y'"}]
[{"$f":"CONCATENATE(\"'\",'Inverter-Full Data'!A1536,\"     \",'Inverter-Full Data'!B1536,\",\",'Inverter-Full Data'!G1536,\",\",'Inverter-Full Data'!F1536,\",\",'Inverter-Full Data'!H1536,\"'\")","v":"'LG Electronics Inc.     LG325E1K-A5 [208V],N,97,Y'"}]
[{"$f":"CONCATENATE(\"'\",'Inverter-Full Data'!A1537,\"     \",'Inverter-Full Data'!B1537,\",\",'Inverter-Full Data'!G1537,\",\",'Inverter-Full Data'!F1537,\",\",'Inverter-Full Data'!H1537,\"'\")","v":"'LG Electronics Inc.     LG325E1K-A5 [240V],N,97,Y'"}]
[{"$f":"CONCATENATE(\"'\",'Inverter-Full Data'!A1538,\"     \",'Inverter-Full Data'!B1538,\",\",'Inverter-Full Data'!G1538,\",\",'Inverter-Full Data'!F1538,\",\",'Inverter-Full Data'!H1538,\"'\")","v":"'LG Electronics Inc.     LG330E1C-A5 [208V],N,97,Y'"}]
[{"$f":"CONCATENATE(\"'\",'Inverter-Full Data'!A1539,\"     \",'Inverter-Full Data'!B1539,\",\",'Inverter-Full Data'!G1539,\",\",'Inverter-Full Data'!F1539,\",\",'Inverter-Full Data'!H1539,\"'\")","v":"'LG Electronics Inc.     LG330E1C-A5 [240V],N,97,Y'"}]
[{"$f":"CONCATENATE(\"'\",'Inverter-Full Data'!A1540,\"     \",'Inverter-Full Data'!B1540,\",\",'Inverter-Full Data'!G1540,\",\",'Inverter-Full Data'!F1540,\",\",'Inverter-Full Data'!H1540,\"'\")","v":"'LG Electronics Inc.     LG335E1C-A5 [208V],N,97,Y'"}]
[{"$f":"CONCATENATE(\"'\",'Inverter-Full Data'!A1541,\"     \",'Inverter-Full Data'!B1541,\",\",'Inverter-Full Data'!G1541,\",\",'Inverter-Full Data'!F1541,\",\",'Inverter-Full Data'!H1541,\"'\")","v":"'LG Electronics Inc.     LG335E1C-A5 [240V],N,97,Y'"}]
[{"$f":"CONCATENATE(\"'\",'Inverter-Full Data'!A1542,\"     \",'Inverter-Full Data'!B1542,\",\",'Inverter-Full Data'!G1542,\",\",'Inverter-Full Data'!F1542,\",\",'Inverter-Full Data'!H1542,\"'\")","v":"'LG Electronics Inc.     LG295A1C-B3 [208V],N,96,Y'"}]
[{"$f":"CONCATENATE(\"'\",'Inverter-Full Data'!A1543,\"     \",'Inverter-Full Data'!B1543,\",\",'Inverter-Full Data'!G1543,\",\",'Inverter-Full Data'!F1543,\",\",'Inverter-Full Data'!H1543,\"'\")","v":"'LG Electronics Inc.     LG295A1W-B3 [208V],N,96,Y'"}]
[{"$f":"CONCATENATE(\"'\",'Inverter-Full Data'!A1544,\"     \",'Inverter-Full Data'!B1544,\",\",'Inverter-Full Data'!G1544,\",\",'Inverter-Full Data'!F1544,\",\",'Inverter-Full Data'!H1544,\"'\")","v":"'LG Electronics Inc.     LG300A1C-B3 [208V],N,96,Y'"}]
[{"$f":"CONCATENATE(\"'\",'Inverter-Full Data'!A1545,\"     \",'Inverter-Full Data'!B1545,\",\",'Inverter-Full Data'!G1545,\",\",'Inverter-Full Data'!F1545,\",\",'Inverter-Full Data'!H1545,\"'\")","v":"'LG Electronics Inc.     LG300A1W-B3 [208V],N,96,Y'"}]
[{"$f":"CONCATENATE(\"'\",'Inverter-Full Data'!A1546,\"     \",'Inverter-Full Data'!B1546,\",\",'Inverter-Full Data'!G1546,\",\",'Inverter-Full Data'!F1546,\",\",'Inverter-Full Data'!H1546,\"'\")","v":"'LG Electronics Inc.     LG305A1C-B3 [208V],N,96,Y'"}]
[{"$f":"CONCATENATE(\"'\",'Inverter-Full Data'!A1547,\"     \",'Inverter-Full Data'!B1547,\",\",'Inverter-Full Data'!G1547,\",\",'Inverter-Full Data'!F1547,\",\",'Inverter-Full Data'!H1547,\"'\")","v":"'LG Electronics Inc.     LG305A1W-B3 [208V],N,96,Y'"}]
[{"$f":"CONCATENATE(\"'\",'Inverter-Full Data'!A1548,\"     \",'Inverter-Full Data'!B1548,\",\",'Inverter-Full Data'!G1548,\",\",'Inverter-Full Data'!F1548,\",\",'Inverter-Full Data'!H1548,\"'\")","v":"'LG Electronics Inc.     LM305UE-G1 [208V],N,96,Y'"}]
[{"$f":"CONCATENATE(\"'\",'Inverter-Full Data'!A1549,\"     \",'Inverter-Full Data'!B1549,\",\",'Inverter-Full Data'!G1549,\",\",'Inverter-Full Data'!F1549,\",\",'Inverter-Full Data'!H1549,\"'\")","v":"'LG Electronics Inc.     LG295A1C-B3 [240V],N,96.5,Y'"}]
[{"$f":"CONCATENATE(\"'\",'Inverter-Full Data'!A1550,\"     \",'Inverter-Full Data'!B1550,\",\",'Inverter-Full Data'!G1550,\",\",'Inverter-Full Data'!F1550,\",\",'Inverter-Full Data'!H1550,\"'\")","v":"'LG Electronics Inc.     LG295A1W-B3 [240V],N,96.5,Y'"}]
[{"$f":"CONCATENATE(\"'\",'Inverter-Full Data'!A1551,\"     \",'Inverter-Full Data'!B1551,\",\",'Inverter-Full Data'!G1551,\",\",'Inverter-Full Data'!F1551,\",\",'Inverter-Full Data'!H1551,\"'\")","v":"'LG Electronics Inc.     LG300A1C-B3 [240V],N,96.5,Y'"}]
[{"$f":"CONCATENATE(\"'\",'Inverter-Full Data'!A1552,\"     \",'Inverter-Full Data'!B1552,\",\",'Inverter-Full Data'!G1552,\",\",'Inverter-Full Data'!F1552,\",\",'Inverter-Full Data'!H1552,\"'\")","v":"'LG Electronics Inc.     LG300A1W-B3 [240V],N,96.5,Y'"}]
[{"$f":"CONCATENATE(\"'\",'Inverter-Full Data'!A1553,\"     \",'Inverter-Full Data'!B1553,\",\",'Inverter-Full Data'!G1553,\",\",'Inverter-Full Data'!F1553,\",\",'Inverter-Full Data'!H1553,\"'\")","v":"'LG Electronics Inc.     LG305A1C-B3 [240V],N,96.5,Y'"}]
[{"$f":"CONCATENATE(\"'\",'Inverter-Full Data'!A1554,\"     \",'Inverter-Full Data'!B1554,\",\",'Inverter-Full Data'!G1554,\",\",'Inverter-Full Data'!F1554,\",\",'Inverter-Full Data'!H1554,\"'\")","v":"'LG Electronics Inc.     LG305A1W-B3 [240V],N,96.5,Y'"}]
[{"$f":"CONCATENATE(\"'\",'Inverter-Full Data'!A1555,\"     \",'Inverter-Full Data'!B1555,\",\",'Inverter-Full Data'!G1555,\",\",'Inverter-Full Data'!F1555,\",\",'Inverter-Full Data'!H1555,\"'\")","v":"'LG Electronics Inc.     LM305UE-G1 [240V],N,96.5,Y'"}]
[{"$f":"CONCATENATE(\"'\",'Inverter-Full Data'!A1556,\"     \",'Inverter-Full Data'!B1556,\",\",'Inverter-Full Data'!G1556,\",\",'Inverter-Full Data'!F1556,\",\",'Inverter-Full Data'!H1556,\"'\")","v":"'Lixma Tech     LSI4000 [240V],Y,95,N'"}]
[{"$f":"CONCATENATE(\"'\",'Inverter-Full Data'!A1557,\"     \",'Inverter-Full Data'!B1557,\",\",'Inverter-Full Data'!G1557,\",\",'Inverter-Full Data'!F1557,\",\",'Inverter-Full Data'!H1557,\"'\")","v":"'Mage Solar     POWERTEC Plus 240 / 6 PL-US AC [240V],N,95,Y'"}]
[{"$f":"CONCATENATE(\"'\",'Inverter-Full Data'!A1558,\"     \",'Inverter-Full Data'!B1558,\",\",'Inverter-Full Data'!G1558,\",\",'Inverter-Full Data'!F1558,\",\",'Inverter-Full Data'!H1558,\"'\")","v":"'Mage Solar     POWERTEC Plus 245 / 6 PL US AC [240V],N,95,Y'"}]
[{"$f":"CONCATENATE(\"'\",'Inverter-Full Data'!A1559,\"     \",'Inverter-Full Data'!B1559,\",\",'Inverter-Full Data'!G1559,\",\",'Inverter-Full Data'!F1559,\",\",'Inverter-Full Data'!H1559,\"'\")","v":"'Mage Solar USA     POWERTEC Plus 250 / 6 PL US AC [208V],N,95,Y'"}]
[{"$f":"CONCATENATE(\"'\",'Inverter-Full Data'!A1560,\"     \",'Inverter-Full Data'!B1560,\",\",'Inverter-Full Data'!G1560,\",\",'Inverter-Full Data'!F1560,\",\",'Inverter-Full Data'!H1560,\"'\")","v":"'Mage Solar USA     POWERTEC Plus 250 / 6 PL US AC [240V],N,95,Y'"}]
[{"$f":"CONCATENATE(\"'\",'Inverter-Full Data'!A1561,\"     \",'Inverter-Full Data'!B1561,\",\",'Inverter-Full Data'!G1561,\",\",'Inverter-Full Data'!F1561,\",\",'Inverter-Full Data'!H1561,\"'\")","v":"'Ming Shen Energy Technology     EnerBridge Emi_301RD [240V],N,96,Y'"}]
[{"$f":"CONCATENATE(\"'\",'Inverter-Full Data'!A1562,\"     \",'Inverter-Full Data'!B1562,\",\",'Inverter-Full Data'!G1562,\",\",'Inverter-Full Data'!F1562,\",\",'Inverter-Full Data'!H1562,\"'\")","v":"'Mohr Power     MPS1100EVR [120V],Y,90.5,N'"}]
[{"$f":"CONCATENATE(\"'\",'Inverter-Full Data'!A1563,\"     \",'Inverter-Full Data'!B1563,\",\",'Inverter-Full Data'!G1563,\",\",'Inverter-Full Data'!F1563,\",\",'Inverter-Full Data'!H1563,\"'\")","v":"'Mohr Power     MPS2000EVR [240V],Y,92,N'"}]
[{"$f":"CONCATENATE(\"'\",'Inverter-Full Data'!A1564,\"     \",'Inverter-Full Data'!B1564,\",\",'Inverter-Full Data'!G1564,\",\",'Inverter-Full Data'!F1564,\",\",'Inverter-Full Data'!H1564,\"'\")","v":"'Mohr Power     MPS2500 [240V],Y,94.5,N'"}]
[{"$f":"CONCATENATE(\"'\",'Inverter-Full Data'!A1565,\"     \",'Inverter-Full Data'!B1565,\",\",'Inverter-Full Data'!G1565,\",\",'Inverter-Full Data'!F1565,\",\",'Inverter-Full Data'!H1565,\"'\")","v":"'Mohr Power     MPS3000 [240V],Y,93.5,N'"}]
[{"$f":"CONCATENATE(\"'\",'Inverter-Full Data'!A1566,\"     \",'Inverter-Full Data'!B1566,\",\",'Inverter-Full Data'!G1566,\",\",'Inverter-Full Data'!F1566,\",\",'Inverter-Full Data'!H1566,\"'\")","v":"'Mohr Power     MPS3500 [240V],Y,95.5,N'"}]
[{"$f":"CONCATENATE(\"'\",'Inverter-Full Data'!A1567,\"     \",'Inverter-Full Data'!B1567,\",\",'Inverter-Full Data'!G1567,\",\",'Inverter-Full Data'!F1567,\",\",'Inverter-Full Data'!H1567,\"'\")","v":"'Mohr Power     MPS4600 [208V],Y,95.5,N'"}]
[{"$f":"CONCATENATE(\"'\",'Inverter-Full Data'!A1568,\"     \",'Inverter-Full Data'!B1568,\",\",'Inverter-Full Data'!G1568,\",\",'Inverter-Full Data'!F1568,\",\",'Inverter-Full Data'!H1568,\"'\")","v":"'Mohr Power     MPS4800 [240V],Y,96,N'"}]
[{"$f":"CONCATENATE(\"'\",'Inverter-Full Data'!A1569,\"     \",'Inverter-Full Data'!B1569,\",\",'Inverter-Full Data'!G1569,\",\",'Inverter-Full Data'!F1569,\",\",'Inverter-Full Data'!H1569,\"'\")","v":"'Mohr Power     MPS5200 [240V],Y,96,N'"}]
[{"$f":"CONCATENATE(\"'\",'Inverter-Full Data'!A1570,\"     \",'Inverter-Full Data'!B1570,\",\",'Inverter-Full Data'!G1570,\",\",'Inverter-Full Data'!F1570,\",\",'Inverter-Full Data'!H1570,\"'\")","v":"'Motech Industries     PVMate 2900U [208V],Y,95.5,N'"}]
[{"$f":"CONCATENATE(\"'\",'Inverter-Full Data'!A1571,\"     \",'Inverter-Full Data'!B1571,\",\",'Inverter-Full Data'!G1571,\",\",'Inverter-Full Data'!F1571,\",\",'Inverter-Full Data'!H1571,\"'\")","v":"'Motech Industries     PVMate 2900U-POS [208V],Y,95.5,N'"}]
[{"$f":"CONCATENATE(\"'\",'Inverter-Full Data'!A1572,\"     \",'Inverter-Full Data'!B1572,\",\",'Inverter-Full Data'!G1572,\",\",'Inverter-Full Data'!F1572,\",\",'Inverter-Full Data'!H1572,\"'\")","v":"'Motech Industries     PVMate 3000U [208V],Y,95.5,N'"}]
[{"$f":"CONCATENATE(\"'\",'Inverter-Full Data'!A1573,\"     \",'Inverter-Full Data'!B1573,\",\",'Inverter-Full Data'!G1573,\",\",'Inverter-Full Data'!F1573,\",\",'Inverter-Full Data'!H1573,\"'\")","v":"'Motech Industries     PVMate 3000U-PG [208V],Y,95.5,N'"}]
[{"$f":"CONCATENATE(\"'\",'Inverter-Full Data'!A1574,\"     \",'Inverter-Full Data'!B1574,\",\",'Inverter-Full Data'!G1574,\",\",'Inverter-Full Data'!F1574,\",\",'Inverter-Full Data'!H1574,\"'\")","v":"'Motech Industries     PVMate 2900U [240V],Y,96,N'"}]
[{"$f":"CONCATENATE(\"'\",'Inverter-Full Data'!A1575,\"     \",'Inverter-Full Data'!B1575,\",\",'Inverter-Full Data'!G1575,\",\",'Inverter-Full Data'!F1575,\",\",'Inverter-Full Data'!H1575,\"'\")","v":"'Motech Industries     PVMate 2900U-POS [240V],Y,96,N'"}]
[{"$f":"CONCATENATE(\"'\",'Inverter-Full Data'!A1576,\"     \",'Inverter-Full Data'!B1576,\",\",'Inverter-Full Data'!G1576,\",\",'Inverter-Full Data'!F1576,\",\",'Inverter-Full Data'!H1576,\"'\")","v":"'Motech Industries     PVMate 3000U [240V],Y,96,N'"}]
[{"$f":"CONCATENATE(\"'\",'Inverter-Full Data'!A1577,\"     \",'Inverter-Full Data'!B1577,\",\",'Inverter-Full Data'!G1577,\",\",'Inverter-Full Data'!F1577,\",\",'Inverter-Full Data'!H1577,\"'\")","v":"'Motech Industries     PVMate 3000U-PG [240V],Y,96,N'"}]
[{"$f":"CONCATENATE(\"'\",'Inverter-Full Data'!A1578,\"     \",'Inverter-Full Data'!B1578,\",\",'Inverter-Full Data'!G1578,\",\",'Inverter-Full Data'!F1578,\",\",'Inverter-Full Data'!H1578,\"'\")","v":"'Motech Industries     PVMate 3840U [208V],Y,95.5,N'"}]
[{"$f":"CONCATENATE(\"'\",'Inverter-Full Data'!A1579,\"     \",'Inverter-Full Data'!B1579,\",\",'Inverter-Full Data'!G1579,\",\",'Inverter-Full Data'!F1579,\",\",'Inverter-Full Data'!H1579,\"'\")","v":"'Motech Industries     PVMate 3840U-POS [208V],Y,95.5,N'"}]
[{"$f":"CONCATENATE(\"'\",'Inverter-Full Data'!A1580,\"     \",'Inverter-Full Data'!B1580,\",\",'Inverter-Full Data'!G1580,\",\",'Inverter-Full Data'!F1580,\",\",'Inverter-Full Data'!H1580,\"'\")","v":"'Motech Industries     PVMate 3900U [208V],Y,95.5,N'"}]
[{"$f":"CONCATENATE(\"'\",'Inverter-Full Data'!A1581,\"     \",'Inverter-Full Data'!B1581,\",\",'Inverter-Full Data'!G1581,\",\",'Inverter-Full Data'!F1581,\",\",'Inverter-Full Data'!H1581,\"'\")","v":"'Motech Industries     PVMate 3900U-POS [208V],Y,95.5,N'"}]
[{"$f":"CONCATENATE(\"'\",'Inverter-Full Data'!A1582,\"     \",'Inverter-Full Data'!B1582,\",\",'Inverter-Full Data'!G1582,\",\",'Inverter-Full Data'!F1582,\",\",'Inverter-Full Data'!H1582,\"'\")","v":"'Motech Industries     PVMate 4000U [208V],Y,95.5,N'"}]
[{"$f":"CONCATENATE(\"'\",'Inverter-Full Data'!A1583,\"     \",'Inverter-Full Data'!B1583,\",\",'Inverter-Full Data'!G1583,\",\",'Inverter-Full Data'!F1583,\",\",'Inverter-Full Data'!H1583,\"'\")","v":"'Motech Industries     PVMate 4000U-PG [208V],Y,95.5,N'"}]
[{"$f":"CONCATENATE(\"'\",'Inverter-Full Data'!A1584,\"     \",'Inverter-Full Data'!B1584,\",\",'Inverter-Full Data'!G1584,\",\",'Inverter-Full Data'!F1584,\",\",'Inverter-Full Data'!H1584,\"'\")","v":"'Motech Industries     PVMate 3840U [240V],Y,96,N'"}]
[{"$f":"CONCATENATE(\"'\",'Inverter-Full Data'!A1585,\"     \",'Inverter-Full Data'!B1585,\",\",'Inverter-Full Data'!G1585,\",\",'Inverter-Full Data'!F1585,\",\",'Inverter-Full Data'!H1585,\"'\")","v":"'Motech Industries     PVMate 3840U-POS [240V],Y,96,N'"}]
[{"$f":"CONCATENATE(\"'\",'Inverter-Full Data'!A1586,\"     \",'Inverter-Full Data'!B1586,\",\",'Inverter-Full Data'!G1586,\",\",'Inverter-Full Data'!F1586,\",\",'Inverter-Full Data'!H1586,\"'\")","v":"'Motech Industries     PVMate 3900U [240V],Y,96,N'"}]
[{"$f":"CONCATENATE(\"'\",'Inverter-Full Data'!A1587,\"     \",'Inverter-Full Data'!B1587,\",\",'Inverter-Full Data'!G1587,\",\",'Inverter-Full Data'!F1587,\",\",'Inverter-Full Data'!H1587,\"'\")","v":"'Motech Industries     PVMate 3900U-POS [240V],Y,96,N'"}]
[{"$f":"CONCATENATE(\"'\",'Inverter-Full Data'!A1588,\"     \",'Inverter-Full Data'!B1588,\",\",'Inverter-Full Data'!G1588,\",\",'Inverter-Full Data'!F1588,\",\",'Inverter-Full Data'!H1588,\"'\")","v":"'Motech Industries     PVMate 4000U [240V],Y,96,N'"}]
[{"$f":"CONCATENATE(\"'\",'Inverter-Full Data'!A1589,\"     \",'Inverter-Full Data'!B1589,\",\",'Inverter-Full Data'!G1589,\",\",'Inverter-Full Data'!F1589,\",\",'Inverter-Full Data'!H1589,\"'\")","v":"'Motech Industries     PVMate 4000U-PG [240V],Y,96,N'"}]
[{"$f":"CONCATENATE(\"'\",'Inverter-Full Data'!A1590,\"     \",'Inverter-Full Data'!B1590,\",\",'Inverter-Full Data'!G1590,\",\",'Inverter-Full Data'!F1590,\",\",'Inverter-Full Data'!H1590,\"'\")","v":"'Motech Industries     PVMate 4900U [208V],Y,96,N'"}]
[{"$f":"CONCATENATE(\"'\",'Inverter-Full Data'!A1591,\"     \",'Inverter-Full Data'!B1591,\",\",'Inverter-Full Data'!G1591,\",\",'Inverter-Full Data'!F1591,\",\",'Inverter-Full Data'!H1591,\"'\")","v":"'Motech Industries     PVMate 4900U-POS [208V],Y,96,N'"}]
[{"$f":"CONCATENATE(\"'\",'Inverter-Full Data'!A1592,\"     \",'Inverter-Full Data'!B1592,\",\",'Inverter-Full Data'!G1592,\",\",'Inverter-Full Data'!F1592,\",\",'Inverter-Full Data'!H1592,\"'\")","v":"'Motech Industries     PVMate 5000U [208V],Y,96,N'"}]
[{"$f":"CONCATENATE(\"'\",'Inverter-Full Data'!A1593,\"     \",'Inverter-Full Data'!B1593,\",\",'Inverter-Full Data'!G1593,\",\",'Inverter-Full Data'!F1593,\",\",'Inverter-Full Data'!H1593,\"'\")","v":"'Motech Industries     PVMate 5000U-PG [208V],Y,96,N'"}]
[{"$f":"CONCATENATE(\"'\",'Inverter-Full Data'!A1594,\"     \",'Inverter-Full Data'!B1594,\",\",'Inverter-Full Data'!G1594,\",\",'Inverter-Full Data'!F1594,\",\",'Inverter-Full Data'!H1594,\"'\")","v":"'Motech Industries     PVMate 5300U [208V],Y,95.5,N'"}]
[{"$f":"CONCATENATE(\"'\",'Inverter-Full Data'!A1595,\"     \",'Inverter-Full Data'!B1595,\",\",'Inverter-Full Data'!G1595,\",\",'Inverter-Full Data'!F1595,\",\",'Inverter-Full Data'!H1595,\"'\")","v":"'Motech Industries     PVMate 5300U-POS [208V],Y,95.5,N'"}]
[{"$f":"CONCATENATE(\"'\",'Inverter-Full Data'!A1596,\"     \",'Inverter-Full Data'!B1596,\",\",'Inverter-Full Data'!G1596,\",\",'Inverter-Full Data'!F1596,\",\",'Inverter-Full Data'!H1596,\"'\")","v":"'Motech Industries     PVMate 4900U [240V],Y,96,N'"}]
[{"$f":"CONCATENATE(\"'\",'Inverter-Full Data'!A1597,\"     \",'Inverter-Full Data'!B1597,\",\",'Inverter-Full Data'!G1597,\",\",'Inverter-Full Data'!F1597,\",\",'Inverter-Full Data'!H1597,\"'\")","v":"'Motech Industries     PVMate 4900U-POS [240V],Y,96,N'"}]
[{"$f":"CONCATENATE(\"'\",'Inverter-Full Data'!A1598,\"     \",'Inverter-Full Data'!B1598,\",\",'Inverter-Full Data'!G1598,\",\",'Inverter-Full Data'!F1598,\",\",'Inverter-Full Data'!H1598,\"'\")","v":"'Motech Industries     PVMate 5000U [240V],Y,96,N'"}]
[{"$f":"CONCATENATE(\"'\",'Inverter-Full Data'!A1599,\"     \",'Inverter-Full Data'!B1599,\",\",'Inverter-Full Data'!G1599,\",\",'Inverter-Full Data'!F1599,\",\",'Inverter-Full Data'!H1599,\"'\")","v":"'Motech Industries     PVMate 5000U-PG [240V],Y,96,N'"}]
[{"$f":"CONCATENATE(\"'\",'Inverter-Full Data'!A1600,\"     \",'Inverter-Full Data'!B1600,\",\",'Inverter-Full Data'!G1600,\",\",'Inverter-Full Data'!F1600,\",\",'Inverter-Full Data'!H1600,\"'\")","v":"'Motech Industries     PVMate 5300U [240V],Y,96,N'"}]
[{"$f":"CONCATENATE(\"'\",'Inverter-Full Data'!A1601,\"     \",'Inverter-Full Data'!B1601,\",\",'Inverter-Full Data'!G1601,\",\",'Inverter-Full Data'!F1601,\",\",'Inverter-Full Data'!H1601,\"'\")","v":"'Motech Industries     PVMate 5300U-POS [240V],Y,96,N'"}]
[{"$f":"CONCATENATE(\"'\",'Inverter-Full Data'!A1602,\"     \",'Inverter-Full Data'!B1602,\",\",'Inverter-Full Data'!G1602,\",\",'Inverter-Full Data'!F1602,\",\",'Inverter-Full Data'!H1602,\"'\")","v":"'Motech Industries     PVMate 6500U [208V],Y,95.5,N'"}]
[{"$f":"CONCATENATE(\"'\",'Inverter-Full Data'!A1603,\"     \",'Inverter-Full Data'!B1603,\",\",'Inverter-Full Data'!G1603,\",\",'Inverter-Full Data'!F1603,\",\",'Inverter-Full Data'!H1603,\"'\")","v":"'Motech Industries     PVMate 6500U [240V],Y,96,N'"}]
[{"$f":"CONCATENATE(\"'\",'Inverter-Full Data'!A1604,\"     \",'Inverter-Full Data'!B1604,\",\",'Inverter-Full Data'!G1604,\",\",'Inverter-Full Data'!F1604,\",\",'Inverter-Full Data'!H1604,\"'\")","v":"'Motech Industries     PVMate 6500U [277V],Y,96,N'"}]
[{"$f":"CONCATENATE(\"'\",'Inverter-Full Data'!A1605,\"     \",'Inverter-Full Data'!B1605,\",\",'Inverter-Full Data'!G1605,\",\",'Inverter-Full Data'!F1605,\",\",'Inverter-Full Data'!H1605,\"'\")","v":"'Motech Industries     PVMate 7500U [208V],Y,95.5,N'"}]
[{"$f":"CONCATENATE(\"'\",'Inverter-Full Data'!A1606,\"     \",'Inverter-Full Data'!B1606,\",\",'Inverter-Full Data'!G1606,\",\",'Inverter-Full Data'!F1606,\",\",'Inverter-Full Data'!H1606,\"'\")","v":"'Motech Industries     PVMate 7500U [240V],Y,96,N'"}]
[{"$f":"CONCATENATE(\"'\",'Inverter-Full Data'!A1607,\"     \",'Inverter-Full Data'!B1607,\",\",'Inverter-Full Data'!G1607,\",\",'Inverter-Full Data'!F1607,\",\",'Inverter-Full Data'!H1607,\"'\")","v":"'Motech Industries     PVMate 7500U [277V],Y,96,N'"}]
[{"$f":"CONCATENATE(\"'\",'Inverter-Full Data'!A1608,\"     \",'Inverter-Full Data'!B1608,\",\",'Inverter-Full Data'!G1608,\",\",'Inverter-Full Data'!F1608,\",\",'Inverter-Full Data'!H1608,\"'\")","v":"'NeoVolta Inc.     NV7600 [208V],N,96.5,N'"}]
[{"$f":"CONCATENATE(\"'\",'Inverter-Full Data'!A1609,\"     \",'Inverter-Full Data'!B1609,\",\",'Inverter-Full Data'!G1609,\",\",'Inverter-Full Data'!F1609,\",\",'Inverter-Full Data'!H1609,\"'\")","v":"'NeoVolta Inc.     NV7600 [240V],N,96.5,N'"}]
[{"$f":"CONCATENATE(\"'\",'Inverter-Full Data'!A1610,\"     \",'Inverter-Full Data'!B1610,\",\",'Inverter-Full Data'!G1610,\",\",'Inverter-Full Data'!F1610,\",\",'Inverter-Full Data'!H1610,\"'\")","v":"'Nextronex Energy Systems     Ray-Max 150,N,96,N'"}]
[{"$f":"CONCATENATE(\"'\",'Inverter-Full Data'!A1611,\"     \",'Inverter-Full Data'!B1611,\",\",'Inverter-Full Data'!G1611,\",\",'Inverter-Full Data'!F1611,\",\",'Inverter-Full Data'!H1611,\"'\")","v":"'Nidec ASI     PV800A60UNO04LNU0NN [600V],N,98,N'"}]
[{"$f":"CONCATENATE(\"'\",'Inverter-Full Data'!A1612,\"     \",'Inverter-Full Data'!B1612,\",\",'Inverter-Full Data'!G1612,\",\",'Inverter-Full Data'!F1612,\",\",'Inverter-Full Data'!H1612,\"'\")","v":"'Ningbo Ginlong Technologies Co.,Ltd.     GCI-1K-2G-H-US [208V],Y,96,N'"}]
[{"$f":"CONCATENATE(\"'\",'Inverter-Full Data'!A1613,\"     \",'Inverter-Full Data'!B1613,\",\",'Inverter-Full Data'!G1613,\",\",'Inverter-Full Data'!F1613,\",\",'Inverter-Full Data'!H1613,\"'\")","v":"'Ningbo Ginlong Technologies Co.,Ltd.     GCI-1K-2G-H-US [240V],Y,96,N'"}]
[{"$f":"CONCATENATE(\"'\",'Inverter-Full Data'!A1614,\"     \",'Inverter-Full Data'!B1614,\",\",'Inverter-Full Data'!G1614,\",\",'Inverter-Full Data'!F1614,\",\",'Inverter-Full Data'!H1614,\"'\")","v":"'Ningbo Ginlong Technologies Co.,Ltd.     GCI-1K-2G-W-US [208V],Y,96,N'"}]
[{"$f":"CONCATENATE(\"'\",'Inverter-Full Data'!A1615,\"     \",'Inverter-Full Data'!B1615,\",\",'Inverter-Full Data'!G1615,\",\",'Inverter-Full Data'!F1615,\",\",'Inverter-Full Data'!H1615,\"'\")","v":"'Ningbo Ginlong Technologies Co.,Ltd.     GCI-1K-2G-W-US [240V],Y,96,N'"}]
[{"$f":"CONCATENATE(\"'\",'Inverter-Full Data'!A1616,\"     \",'Inverter-Full Data'!B1616,\",\",'Inverter-Full Data'!G1616,\",\",'Inverter-Full Data'!F1616,\",\",'Inverter-Full Data'!H1616,\"'\")","v":"'Ningbo Ginlong Technologies Co.,Ltd.     Solis-1K-2G-US [208V],Y,96,N'"}]
[{"$f":"CONCATENATE(\"'\",'Inverter-Full Data'!A1617,\"     \",'Inverter-Full Data'!B1617,\",\",'Inverter-Full Data'!G1617,\",\",'Inverter-Full Data'!F1617,\",\",'Inverter-Full Data'!H1617,\"'\")","v":"'Ningbo Ginlong Technologies Co.,Ltd.     Solis-1K-2G-US [240V],Y,96,N'"}]
[{"$f":"CONCATENATE(\"'\",'Inverter-Full Data'!A1618,\"     \",'Inverter-Full Data'!B1618,\",\",'Inverter-Full Data'!G1618,\",\",'Inverter-Full Data'!F1618,\",\",'Inverter-Full Data'!H1618,\"'\")","v":"'Ningbo Ginlong Technologies Co.,Ltd.     GCI-1.5K-2G-H-US [208V],Y,96,N'"}]
[{"$f":"CONCATENATE(\"'\",'Inverter-Full Data'!A1619,\"     \",'Inverter-Full Data'!B1619,\",\",'Inverter-Full Data'!G1619,\",\",'Inverter-Full Data'!F1619,\",\",'Inverter-Full Data'!H1619,\"'\")","v":"'Ningbo Ginlong Technologies Co.,Ltd.     GCI-1.5K-2G-H-US [240V],Y,96,N'"}]
[{"$f":"CONCATENATE(\"'\",'Inverter-Full Data'!A1620,\"     \",'Inverter-Full Data'!B1620,\",\",'Inverter-Full Data'!G1620,\",\",'Inverter-Full Data'!F1620,\",\",'Inverter-Full Data'!H1620,\"'\")","v":"'Ningbo Ginlong Technologies Co.,Ltd.     GCI-1.5K-2G-W-US [208V],Y,96,N'"}]
[{"$f":"CONCATENATE(\"'\",'Inverter-Full Data'!A1621,\"     \",'Inverter-Full Data'!B1621,\",\",'Inverter-Full Data'!G1621,\",\",'Inverter-Full Data'!F1621,\",\",'Inverter-Full Data'!H1621,\"'\")","v":"'Ningbo Ginlong Technologies Co.,Ltd.     GCI-1.5K-2G-W-US [240V],Y,96,N'"}]
[{"$f":"CONCATENATE(\"'\",'Inverter-Full Data'!A1622,\"     \",'Inverter-Full Data'!B1622,\",\",'Inverter-Full Data'!G1622,\",\",'Inverter-Full Data'!F1622,\",\",'Inverter-Full Data'!H1622,\"'\")","v":"'Ningbo Ginlong Technologies Co.,Ltd.     Solis-1.5K-2G-US [208V],Y,96,N'"}]
[{"$f":"CONCATENATE(\"'\",'Inverter-Full Data'!A1623,\"     \",'Inverter-Full Data'!B1623,\",\",'Inverter-Full Data'!G1623,\",\",'Inverter-Full Data'!F1623,\",\",'Inverter-Full Data'!H1623,\"'\")","v":"'Ningbo Ginlong Technologies Co.,Ltd.     Solis-1.5K-2G-US [240V],Y,96,N'"}]
[{"$f":"CONCATENATE(\"'\",'Inverter-Full Data'!A1624,\"     \",'Inverter-Full Data'!B1624,\",\",'Inverter-Full Data'!G1624,\",\",'Inverter-Full Data'!F1624,\",\",'Inverter-Full Data'!H1624,\"'\")","v":"'Ningbo Ginlong Technologies Co.,Ltd.     GCI-2K-2G-H-US [208V],Y,96.5,N'"}]
[{"$f":"CONCATENATE(\"'\",'Inverter-Full Data'!A1625,\"     \",'Inverter-Full Data'!B1625,\",\",'Inverter-Full Data'!G1625,\",\",'Inverter-Full Data'!F1625,\",\",'Inverter-Full Data'!H1625,\"'\")","v":"'Ningbo Ginlong Technologies Co.,Ltd.     GCI-2K-2G-H-US [240V],Y,96.5,N'"}]
[{"$f":"CONCATENATE(\"'\",'Inverter-Full Data'!#REF!,\"     \",'Inverter-Full Data'!#REF!,\",\",'Inverter-Full Data'!#REF!,\",\",'Inverter-Full Data'!#REF!,\",\",'Inverter-Full Data'!#REF!,\"'\")","v":{"$error":"#REF!"}}]
[{"$f":"CONCATENATE(\"'\",'Inverter-Full Data'!A1626,\"     \",'Inverter-Full Data'!B1626,\",\",'Inverter-Full Data'!G1626,\",\",'Inverter-Full Data'!F1626,\",\",'Inverter-Full Data'!H1626,\"'\")","v":"'Ningbo Ginlong Technologies Co.,Ltd.     GCI-2K-2G-W-US [208V],Y,96.5,N'"}]
[{"$f":"CONCATENATE(\"'\",'Inverter-Full Data'!A1627,\"     \",'Inverter-Full Data'!B1627,\",\",'Inverter-Full Data'!G1627,\",\",'Inverter-Full Data'!F1627,\",\",'Inverter-Full Data'!H1627,\"'\")","v":"'Ningbo Ginlong Technologies Co.,Ltd.     GCI-2K-2G-W-US [240V],Y,96.5,N'"}]
[{"$f":"CONCATENATE(\"'\",'Inverter-Full Data'!#REF!,\"     \",'Inverter-Full Data'!#REF!,\",\",'Inverter-Full Data'!#REF!,\",\",'Inverter-Full Data'!#REF!,\",\",'Inverter-Full Data'!#REF!,\"'\")","v":{"$error":"#REF!"}}]
[{"$f":"CONCATENATE(\"'\",'Inverter-Full Data'!#REF!,\"     \",'Inverter-Full Data'!#REF!,\",\",'Inverter-Full Data'!#REF!,\",\",'Inverter-Full Data'!#REF!,\",\",'Inverter-Full Data'!#REF!,\"'\")","v":{"$error":"#REF!"}}]
[{"$f":"CONCATENATE(\"'\",'Inverter-Full Data'!#REF!,\"     \",'Inverter-Full Data'!#REF!,\",\",'Inverter-Full Data'!#REF!,\",\",'Inverter-Full Data'!#REF!,\",\",'Inverter-Full Data'!#REF!,\"'\")","v":{"$error":"#REF!"}}]
[{"$f":"CONCATENATE(\"'\",'Inverter-Full Data'!#REF!,\"     \",'Inverter-Full Data'!#REF!,\",\",'Inverter-Full Data'!#REF!,\",\",'Inverter-Full Data'!#REF!,\",\",'Inverter-Full Data'!#REF!,\"'\")","v":{"$error":"#REF!"}}]
[{"$f":"CONCATENATE(\"'\",'Inverter-Full Data'!#REF!,\"     \",'Inverter-Full Data'!#REF!,\",\",'Inverter-Full Data'!#REF!,\",\",'Inverter-Full Data'!#REF!,\",\",'Inverter-Full Data'!#REF!,\"'\")","v":{"$error":"#REF!"}}]
[{"$f":"CONCATENATE(\"'\",'Inverter-Full Data'!#REF!,\"     \",'Inverter-Full Data'!#REF!,\",\",'Inverter-Full Data'!#REF!,\",\",'Inverter-Full Data'!#REF!,\",\",'Inverter-Full Data'!#REF!,\"'\")","v":{"$error":"#REF!"}}]
[{"$f":"CONCATENATE(\"'\",'Inverter-Full Data'!A1628,\"     \",'Inverter-Full Data'!B1628,\",\",'Inverter-Full Data'!G1628,\",\",'Inverter-Full Data'!F1628,\",\",'Inverter-Full Data'!H1628,\"'\")","v":"'Ningbo Ginlong Technologies Co.,Ltd.     Solis-2K-2G-US [208V],Y,96.5,N'"}]
[{"$f":"CONCATENATE(\"'\",'Inverter-Full Data'!#REF!,\"     \",'Inverter-Full Data'!#REF!,\",\",'Inverter-Full Data'!#REF!,\",\",'Inverter-Full Data'!#REF!,\",\",'Inverter-Full Data'!#REF!,\"'\")","v":{"$error":"#REF!"}}]
[{"$f":"CONCATENATE(\"'\",'Inverter-Full Data'!A1629,\"     \",'Inverter-Full Data'!B1629,\",\",'Inverter-Full Data'!G1629,\",\",'Inverter-Full Data'!F1629,\",\",'Inverter-Full Data'!H1629,\"'\")","v":"'Ningbo Ginlong Technologies Co.,Ltd.     Solis-2K-2G-US [240V],Y,96.5,N'"}]
[{"$f":"CONCATENATE(\"'\",'Inverter-Full Data'!A1630,\"     \",'Inverter-Full Data'!B1630,\",\",'Inverter-Full Data'!G1630,\",\",'Inverter-Full Data'!F1630,\",\",'Inverter-Full Data'!H1630,\"'\")","v":"'Ningbo Ginlong Technologies Co.,Ltd.     GCI-2K [240V],Y,94,N'"}]
[{"$f":"CONCATENATE(\"'\",'Inverter-Full Data'!A1631,\"     \",'Inverter-Full Data'!B1631,\",\",'Inverter-Full Data'!G1631,\",\",'Inverter-Full Data'!F1631,\",\",'Inverter-Full Data'!H1631,\"'\")","v":"'Ningbo Ginlong Technologies Co.,Ltd.     GCI-2.5K-2G-H-US [208V],Y,96.5,N'"}]
[{"$f":"CONCATENATE(\"'\",'Inverter-Full Data'!#REF!,\"     \",'Inverter-Full Data'!#REF!,\",\",'Inverter-Full Data'!#REF!,\",\",'Inverter-Full Data'!#REF!,\",\",'Inverter-Full Data'!#REF!,\"'\")","v":{"$error":"#REF!"}}]
[{"$f":"CONCATENATE(\"'\",'Inverter-Full Data'!#REF!,\"     \",'Inverter-Full Data'!#REF!,\",\",'Inverter-Full Data'!#REF!,\",\",'Inverter-Full Data'!#REF!,\",\",'Inverter-Full Data'!#REF!,\"'\")","v":{"$error":"#REF!"}}]
[{"$f":"CONCATENATE(\"'\",'Inverter-Full Data'!#REF!,\"     \",'Inverter-Full Data'!#REF!,\",\",'Inverter-Full Data'!#REF!,\",\",'Inverter-Full Data'!#REF!,\",\",'Inverter-Full Data'!#REF!,\"'\")","v":{"$error":"#REF!"}}]
[{"$f":"CONCATENATE(\"'\",'Inverter-Full Data'!#REF!,\"     \",'Inverter-Full Data'!#REF!,\",\",'Inverter-Full Data'!#REF!,\",\",'Inverter-Full Data'!#REF!,\",\",'Inverter-Full Data'!#REF!,\"'\")","v":{"$error":"#REF!"}}]
[{"$f":"CONCATENATE(\"'\",'Inverter-Full Data'!A1633,\"     \",'Inverter-Full Data'!B1633,\",\",'Inverter-Full Data'!G1633,\",\",'Inverter-Full Data'!F1633,\",\",'Inverter-Full Data'!H1633,\"'\")","v":"'Ningbo Ginlong Technologies Co.,Ltd.     GCI-2.5K-2G-W-US [208V],Y,96.5,N'"}]
[{"$f":"CONCATENATE(\"'\",'Inverter-Full Data'!#REF!,\"     \",'Inverter-Full Data'!#REF!,\",\",'Inverter-Full Data'!#REF!,\",\",'Inverter-Full Data'!#REF!,\",\",'Inverter-Full Data'!#REF!,\"'\")","v":{"$error":"#REF!"}}]
[{"$f":"CONCATENATE(\"'\",'Inverter-Full Data'!A1634,\"     \",'Inverter-Full Data'!B1634,\",\",'Inverter-Full Data'!G1634,\",\",'Inverter-Full Data'!F1634,\",\",'Inverter-Full Data'!H1634,\"'\")","v":"'Ningbo Ginlong Technologies Co.,Ltd.     GCI-2.5K-2G-W-US [240V],Y,96.5,N'"}]
[{"$f":"CONCATENATE(\"'\",'Inverter-Full Data'!A1635,\"     \",'Inverter-Full Data'!B1635,\",\",'Inverter-Full Data'!G1635,\",\",'Inverter-Full Data'!F1635,\",\",'Inverter-Full Data'!H1635,\"'\")","v":"'Ningbo Ginlong Technologies Co.,Ltd.     Solis-2.5K-2G-US [208V],Y,96.5,N'"}]
[{"$f":"CONCATENATE(\"'\",'Inverter-Full Data'!#REF!,\"     \",'Inverter-Full Data'!#REF!,\",\",'Inverter-Full Data'!#REF!,\",\",'Inverter-Full Data'!#REF!,\",\",'Inverter-Full Data'!#REF!,\"'\")","v":{"$error":"#REF!"}}]
[{"$f":"CONCATENATE(\"'\",'Inverter-Full Data'!#REF!,\"     \",'Inverter-Full Data'!#REF!,\",\",'Inverter-Full Data'!#REF!,\",\",'Inverter-Full Data'!#REF!,\",\",'Inverter-Full Data'!#REF!,\"'\")","v":{"$error":"#REF!"}}]
[{"$f":"CONCATENATE(\"'\",'Inverter-Full Data'!A1636,\"     \",'Inverter-Full Data'!B1636,\",\",'Inverter-Full Data'!G1636,\",\",'Inverter-Full Data'!F1636,\",\",'Inverter-Full Data'!H1636,\"'\")","v":"'Ningbo Ginlong Technologies Co.,Ltd.     Solis-2.5K-2G-US [240V],Y,96.5,N'"}]
[{"$f":"CONCATENATE(\"'\",'Inverter-Full Data'!A1637,\"     \",'Inverter-Full Data'!B1637,\",\",'Inverter-Full Data'!G1637,\",\",'Inverter-Full Data'!F1637,\",\",'Inverter-Full Data'!H1637,\"'\")","v":"'Ningbo Ginlong Technologies Co.,Ltd.     Solis-1P2.5K-4G-US [240V],N,97,N'"}]
[{"$f":"CONCATENATE(\"'\",'Inverter-Full Data'!A1638,\"     \",'Inverter-Full Data'!B1638,\",\",'Inverter-Full Data'!G1638,\",\",'Inverter-Full Data'!F1638,\",\",'Inverter-Full Data'!H1638,\"'\")","v":"'Ningbo Ginlong Technologies Co.,Ltd.     GCI-3K-2G-H-US [208V],Y,96.5,N'"}]
[{"$f":"CONCATENATE(\"'\",'Inverter-Full Data'!A1639,\"     \",'Inverter-Full Data'!B1639,\",\",'Inverter-Full Data'!G1639,\",\",'Inverter-Full Data'!F1639,\",\",'Inverter-Full Data'!H1639,\"'\")","v":"'Ningbo Ginlong Technologies Co.,Ltd.     GCI-3K-2G-H-US [240V],Y,97,N'"}]
[{"$f":"CONCATENATE(\"'\",'Inverter-Full Data'!A1640,\"     \",'Inverter-Full Data'!B1640,\",\",'Inverter-Full Data'!G1640,\",\",'Inverter-Full Data'!F1640,\",\",'Inverter-Full Data'!H1640,\"'\")","v":"'Ningbo Ginlong Technologies Co.,Ltd.     GCI-3K-2G-W-US [208V],Y,96.5,N'"}]
[{"$f":"CONCATENATE(\"'\",'Inverter-Full Data'!A1641,\"     \",'Inverter-Full Data'!B1641,\",\",'Inverter-Full Data'!G1641,\",\",'Inverter-Full Data'!F1641,\",\",'Inverter-Full Data'!H1641,\"'\")","v":"'Ningbo Ginlong Technologies Co.,Ltd.     GCI-3K-2G-W-US [240V],Y,97,N'"}]
[{"$f":"CONCATENATE(\"'\",'Inverter-Full Data'!A1642,\"     \",'Inverter-Full Data'!B1642,\",\",'Inverter-Full Data'!G1642,\",\",'Inverter-Full Data'!F1642,\",\",'Inverter-Full Data'!H1642,\"'\")","v":"'Ningbo Ginlong Technologies Co.,Ltd.     Solis-3K-2G-US [208V],Y,96.5,N'"}]
[{"$f":"CONCATENATE(\"'\",'Inverter-Full Data'!#REF!,\"     \",'Inverter-Full Data'!#REF!,\",\",'Inverter-Full Data'!#REF!,\",\",'Inverter-Full Data'!#REF!,\",\",'Inverter-Full Data'!#REF!,\"'\")","v":{"$error":"#REF!"}}]
[{"$f":"CONCATENATE(\"'\",'Inverter-Full Data'!#REF!,\"     \",'Inverter-Full Data'!#REF!,\",\",'Inverter-Full Data'!#REF!,\",\",'Inverter-Full Data'!#REF!,\",\",'Inverter-Full Data'!#REF!,\"'\")","v":{"$error":"#REF!"}}]
[{"$f":"CONCATENATE(\"'\",'Inverter-Full Data'!A1643,\"     \",'Inverter-Full Data'!B1643,\",\",'Inverter-Full Data'!G1643,\",\",'Inverter-Full Data'!F1643,\",\",'Inverter-Full Data'!H1643,\"'\")","v":"'Ningbo Ginlong Technologies Co.,Ltd.     Solis-3K-2G-US [240V],Y,97,N'"}]
[{"$f":"CONCATENATE(\"'\",'Inverter-Full Data'!A1644,\"     \",'Inverter-Full Data'!B1644,\",\",'Inverter-Full Data'!G1644,\",\",'Inverter-Full Data'!F1644,\",\",'Inverter-Full Data'!H1644,\"'\")","v":"'Ningbo Ginlong Technologies Co.,Ltd.     Solis-1P3K-4G-US [240V],N,97,N'"}]
[{"$f":"CONCATENATE(\"'\",'Inverter-Full Data'!#REF!,\"     \",'Inverter-Full Data'!#REF!,\",\",'Inverter-Full Data'!#REF!,\",\",'Inverter-Full Data'!#REF!,\",\",'Inverter-Full Data'!#REF!,\"'\")","v":{"$error":"#REF!"}}]
[{"$f":"CONCATENATE(\"'\",'Inverter-Full Data'!#REF!,\"     \",'Inverter-Full Data'!#REF!,\",\",'Inverter-Full Data'!#REF!,\",\",'Inverter-Full Data'!#REF!,\",\",'Inverter-Full Data'!#REF!,\"'\")","v":{"$error":"#REF!"}}]
[{"$f":"CONCATENATE(\"'\",'Inverter-Full Data'!#REF!,\"     \",'Inverter-Full Data'!#REF!,\",\",'Inverter-Full Data'!#REF!,\",\",'Inverter-Full Data'!#REF!,\",\",'Inverter-Full Data'!#REF!,\"'\")","v":{"$error":"#REF!"}}]
[{"$f":"CONCATENATE(\"'\",'Inverter-Full Data'!A1645,\"     \",'Inverter-Full Data'!B1645,\",\",'Inverter-Full Data'!G1645,\",\",'Inverter-Full Data'!F1645,\",\",'Inverter-Full Data'!H1645,\"'\")","v":"'Ningbo Ginlong Technologies Co.,Ltd.     GCI-3.6K-2G-H-US [208V],Y,96.5,N'"}]
[{"$f":"CONCATENATE(\"'\",'Inverter-Full Data'!#REF!,\"     \",'Inverter-Full Data'!#REF!,\",\",'Inverter-Full Data'!#REF!,\",\",'Inverter-Full Data'!#REF!,\",\",'Inverter-Full Data'!#REF!,\"'\")","v":{"$error":"#REF!"}}]
[{"$f":"CONCATENATE(\"'\",'Inverter-Full Data'!#REF!,\"     \",'Inverter-Full Data'!#REF!,\",\",'Inverter-Full Data'!#REF!,\",\",'Inverter-Full Data'!#REF!,\",\",'Inverter-Full Data'!#REF!,\"'\")","v":{"$error":"#REF!"}}]
[{"$f":"CONCATENATE(\"'\",'Inverter-Full Data'!A1646,\"     \",'Inverter-Full Data'!B1646,\",\",'Inverter-Full Data'!G1646,\",\",'Inverter-Full Data'!F1646,\",\",'Inverter-Full Data'!H1646,\"'\")","v":"'Ningbo Ginlong Technologies Co.,Ltd.     GCI-3.6K-2G-H-US [240V],Y,96.5,N'"}]
[{"$f":"CONCATENATE(\"'\",'Inverter-Full Data'!#REF!,\"     \",'Inverter-Full Data'!#REF!,\",\",'Inverter-Full Data'!#REF!,\",\",'Inverter-Full Data'!#REF!,\",\",'Inverter-Full Data'!#REF!,\"'\")","v":{"$error":"#REF!"}}]
[{"$f":"CONCATENATE(\"'\",'Inverter-Full Data'!A1647,\"     \",'Inverter-Full Data'!B1647,\",\",'Inverter-Full Data'!G1647,\",\",'Inverter-Full Data'!F1647,\",\",'Inverter-Full Data'!H1647,\"'\")","v":"'Ningbo Ginlong Technologies Co.,Ltd.     GCI-3.6K-2G-W-US [208V],Y,96.5,N'"}]
[{"$f":"CONCATENATE(\"'\",'Inverter-Full Data'!A1648,\"     \",'Inverter-Full Data'!B1648,\",\",'Inverter-Full Data'!G1648,\",\",'Inverter-Full Data'!F1648,\",\",'Inverter-Full Data'!H1648,\"'\")","v":"'Ningbo Ginlong Technologies Co.,Ltd.     GCI-3.6K-2G-W-US [240V],Y,96.5,N'"}]
[{"$f":"CONCATENATE(\"'\",'Inverter-Full Data'!A1649,\"     \",'Inverter-Full Data'!B1649,\",\",'Inverter-Full Data'!G1649,\",\",'Inverter-Full Data'!F1649,\",\",'Inverter-Full Data'!H1649,\"'\")","v":"'Ningbo Ginlong Technologies Co.,Ltd.     Solis-3.6K-2G-US [208V],Y,96.5,N'"}]
[{"$f":"CONCATENATE(\"'\",'Inverter-Full Data'!A1650,\"     \",'Inverter-Full Data'!B1650,\",\",'Inverter-Full Data'!G1650,\",\",'Inverter-Full Data'!F1650,\",\",'Inverter-Full Data'!H1650,\"'\")","v":"'Ningbo Ginlong Technologies Co.,Ltd.     Solis-3.6K-2G-US [240V],Y,96.5,N'"}]
[{"$f":"CONCATENATE(\"'\",'Inverter-Full Data'!#REF!,\"     \",'Inverter-Full Data'!#REF!,\",\",'Inverter-Full Data'!#REF!,\",\",'Inverter-Full Data'!#REF!,\",\",'Inverter-Full Data'!#REF!,\"'\")","v":{"$error":"#REF!"}}]
[{"$f":"CONCATENATE(\"'\",'Inverter-Full Data'!A1651,\"     \",'Inverter-Full Data'!B1651,\",\",'Inverter-Full Data'!G1651,\",\",'Inverter-Full Data'!F1651,\",\",'Inverter-Full Data'!H1651,\"'\")","v":"'Ningbo Ginlong Technologies Co.,Ltd.     Solis-1P3.6K-4G-US [240V],N,97,N'"}]
[{"$f":"CONCATENATE(\"'\",'Inverter-Full Data'!A1652,\"     \",'Inverter-Full Data'!B1652,\",\",'Inverter-Full Data'!G1652,\",\",'Inverter-Full Data'!F1652,\",\",'Inverter-Full Data'!H1652,\"'\")","v":"'Ningbo Ginlong Technologies Co.,Ltd.     GCI-4K-2G-H-US [208V],Y,97,N'"}]
[{"$f":"CONCATENATE(\"'\",'Inverter-Full Data'!#REF!,\"     \",'Inverter-Full Data'!#REF!,\",\",'Inverter-Full Data'!#REF!,\",\",'Inverter-Full Data'!#REF!,\",\",'Inverter-Full Data'!#REF!,\"'\")","v":{"$error":"#REF!"}}]
[{"$f":"CONCATENATE(\"'\",'Inverter-Full Data'!A1653,\"     \",'Inverter-Full Data'!B1653,\",\",'Inverter-Full Data'!G1653,\",\",'Inverter-Full Data'!F1653,\",\",'Inverter-Full Data'!H1653,\"'\")","v":"'Ningbo Ginlong Technologies Co.,Ltd.     GCI-4K-2G-H-US [240V],Y,97,N'"}]
[{"$f":"CONCATENATE(\"'\",'Inverter-Full Data'!A1654,\"     \",'Inverter-Full Data'!B1654,\",\",'Inverter-Full Data'!G1654,\",\",'Inverter-Full Data'!F1654,\",\",'Inverter-Full Data'!H1654,\"'\")","v":"'Ningbo Ginlong Technologies Co.,Ltd.     GCI-4K-2G-W-US [208V],Y,97,N'"}]
[{"$f":"CONCATENATE(\"'\",'Inverter-Full Data'!A1655,\"     \",'Inverter-Full Data'!B1655,\",\",'Inverter-Full Data'!G1655,\",\",'Inverter-Full Data'!F1655,\",\",'Inverter-Full Data'!H1655,\"'\")","v":"'Ningbo Ginlong Technologies Co.,Ltd.     GCI-4K-2G-W-US [240V],Y,97,N'"}]
[{"$f":"CONCATENATE(\"'\",'Inverter-Full Data'!A1656,\"     \",'Inverter-Full Data'!B1656,\",\",'Inverter-Full Data'!G1656,\",\",'Inverter-Full Data'!F1656,\",\",'Inverter-Full Data'!H1656,\"'\")","v":"'Ningbo Ginlong Technologies Co.,Ltd.     Solis-4K-2G-US [208V],Y,97,N'"}]
[{"$f":"CONCATENATE(\"'\",'Inverter-Full Data'!A1657,\"     \",'Inverter-Full Data'!B1657,\",\",'Inverter-Full Data'!G1657,\",\",'Inverter-Full Data'!F1657,\",\",'Inverter-Full Data'!H1657,\"'\")","v":"'Ningbo Ginlong Technologies Co.,Ltd.     Solis-4K-2G-US [240V],Y,97,N'"}]
[{"$f":"CONCATENATE(\"'\",'Inverter-Full Data'!A1658,\"     \",'Inverter-Full Data'!B1658,\",\",'Inverter-Full Data'!G1658,\",\",'Inverter-Full Data'!F1658,\",\",'Inverter-Full Data'!H1658,\"'\")","v":"'Ningbo Ginlong Technologies Co.,Ltd.     Solis-1P4K-4G-US [240V],N,97,N'"}]
[{"$f":"CONCATENATE(\"'\",'Inverter-Full Data'!A1659,\"     \",'Inverter-Full Data'!B1659,\",\",'Inverter-Full Data'!G1659,\",\",'Inverter-Full Data'!F1659,\",\",'Inverter-Full Data'!H1659,\"'\")","v":"'Ningbo Ginlong Technologies Co.,Ltd.     GCI-4.6K-2G-H-US [208V],Y,97,N'"}]
[{"$f":"CONCATENATE(\"'\",'Inverter-Full Data'!#REF!,\"     \",'Inverter-Full Data'!#REF!,\",\",'Inverter-Full Data'!#REF!,\",\",'Inverter-Full Data'!#REF!,\",\",'Inverter-Full Data'!#REF!,\"'\")","v":{"$error":"#REF!"}}]
[{"$f":"CONCATENATE(\"'\",'Inverter-Full Data'!A1660,\"     \",'Inverter-Full Data'!B1660,\",\",'Inverter-Full Data'!G1660,\",\",'Inverter-Full Data'!F1660,\",\",'Inverter-Full Data'!H1660,\"'\")","v":"'Ningbo Ginlong Technologies Co.,Ltd.     GCI-4.6K-2G-H-US [240V],Y,97,N'"}]
[{"$f":"CONCATENATE(\"'\",'Inverter-Full Data'!#REF!,\"     \",'Inverter-Full Data'!#REF!,\",\",'Inverter-Full Data'!#REF!,\",\",'Inverter-Full Data'!#REF!,\",\",'Inverter-Full Data'!#REF!,\"'\")","v":{"$error":"#REF!"}}]
[{"$f":"CONCATENATE(\"'\",'Inverter-Full Data'!A1661,\"     \",'Inverter-Full Data'!B1661,\",\",'Inverter-Full Data'!G1661,\",\",'Inverter-Full Data'!F1661,\",\",'Inverter-Full Data'!H1661,\"'\")","v":"'Ningbo Ginlong Technologies Co.,Ltd.     GCI-4.6K-2G-W-US [208V],Y,97,N'"}]
[{"$f":"CONCATENATE(\"'\",'Inverter-Full Data'!A1662,\"     \",'Inverter-Full Data'!B1662,\",\",'Inverter-Full Data'!G1662,\",\",'Inverter-Full Data'!F1662,\",\",'Inverter-Full Data'!H1662,\"'\")","v":"'Ningbo Ginlong Technologies Co.,Ltd.     GCI-4.6K-2G-W-US [240V],Y,97,N'"}]
[{"$f":"CONCATENATE(\"'\",'Inverter-Full Data'!A1663,\"     \",'Inverter-Full Data'!B1663,\",\",'Inverter-Full Data'!G1663,\",\",'Inverter-Full Data'!F1663,\",\",'Inverter-Full Data'!H1663,\"'\")","v":"'Ningbo Ginlong Technologies Co.,Ltd.     Solis-4.6K-2G-US [208V],Y,97,N'"}]
[{"$f":"CONCATENATE(\"'\",'Inverter-Full Data'!A1664,\"     \",'Inverter-Full Data'!B1664,\",\",'Inverter-Full Data'!G1664,\",\",'Inverter-Full Data'!F1664,\",\",'Inverter-Full Data'!H1664,\"'\")","v":"'Ningbo Ginlong Technologies Co.,Ltd.     Solis-4.6K-2G-US [240V],Y,97,N'"}]
[{"$f":"CONCATENATE(\"'\",'Inverter-Full Data'!#REF!,\"     \",'Inverter-Full Data'!#REF!,\",\",'Inverter-Full Data'!#REF!,\",\",'Inverter-Full Data'!#REF!,\",\",'Inverter-Full Data'!#REF!,\"'\")","v":{"$error":"#REF!"}}]
[{"$f":"CONCATENATE(\"'\",'Inverter-Full Data'!A1665,\"     \",'Inverter-Full Data'!B1665,\",\",'Inverter-Full Data'!G1665,\",\",'Inverter-Full Data'!F1665,\",\",'Inverter-Full Data'!H1665,\"'\")","v":"'Ningbo Ginlong Technologies Co.,Ltd.     Solis-1P4.6K-4G-US [240V],N,97,N'"}]
[{"$f":"CONCATENATE(\"'\",'Inverter-Full Data'!A1666,\"     \",'Inverter-Full Data'!B1666,\",\",'Inverter-Full Data'!G1666,\",\",'Inverter-Full Data'!F1666,\",\",'Inverter-Full Data'!H1666,\"'\")","v":"'Ningbo Ginlong Technologies Co.,Ltd.     GCI-5K-2G-H-US [208V],Y,97,N'"}]
[{"$f":"CONCATENATE(\"'\",'Inverter-Full Data'!A1667,\"     \",'Inverter-Full Data'!B1667,\",\",'Inverter-Full Data'!G1667,\",\",'Inverter-Full Data'!F1667,\",\",'Inverter-Full Data'!H1667,\"'\")","v":"'Ningbo Ginlong Technologies Co.,Ltd.     GCI-5K-2G-H-US [240V],Y,97,N'"}]
[{"$f":"CONCATENATE(\"'\",'Inverter-Full Data'!A1668,\"     \",'Inverter-Full Data'!B1668,\",\",'Inverter-Full Data'!G1668,\",\",'Inverter-Full Data'!F1668,\",\",'Inverter-Full Data'!H1668,\"'\")","v":"'Ningbo Ginlong Technologies Co.,Ltd.     GCI-5K-2G-W-US [208V],Y,97,N'"}]
[{"$f":"CONCATENATE(\"'\",'Inverter-Full Data'!#REF!,\"     \",'Inverter-Full Data'!#REF!,\",\",'Inverter-Full Data'!#REF!,\",\",'Inverter-Full Data'!#REF!,\",\",'Inverter-Full Data'!#REF!,\"'\")","v":{"$error":"#REF!"}}]
[{"$f":"CONCATENATE(\"'\",'Inverter-Full Data'!A1669,\"     \",'Inverter-Full Data'!B1669,\",\",'Inverter-Full Data'!G1669,\",\",'Inverter-Full Data'!F1669,\",\",'Inverter-Full Data'!H1669,\"'\")","v":"'Ningbo Ginlong Technologies Co.,Ltd.     GCI-5K-2G-W-US [240V],Y,97,N'"}]
[{"$f":"CONCATENATE(\"'\",'Inverter-Full Data'!A1670,\"     \",'Inverter-Full Data'!B1670,\",\",'Inverter-Full Data'!G1670,\",\",'Inverter-Full Data'!F1670,\",\",'Inverter-Full Data'!H1670,\"'\")","v":"'Ningbo Ginlong Technologies Co.,Ltd.     Solis-5K-2G-US [208V],Y,97,N'"}]
[{"$f":"CONCATENATE(\"'\",'Inverter-Full Data'!A1671,\"     \",'Inverter-Full Data'!B1671,\",\",'Inverter-Full Data'!G1671,\",\",'Inverter-Full Data'!F1671,\",\",'Inverter-Full Data'!H1671,\"'\")","v":"'Ningbo Ginlong Technologies Co.,Ltd.     Solis-5K-2G-US [240V],Y,97,N'"}]
[{"$f":"CONCATENATE(\"'\",'Inverter-Full Data'!#REF!,\"     \",'Inverter-Full Data'!#REF!,\",\",'Inverter-Full Data'!#REF!,\",\",'Inverter-Full Data'!#REF!,\",\",'Inverter-Full Data'!#REF!,\"'\")","v":{"$error":"#REF!"}}]
[{"$f":"CONCATENATE(\"'\",'Inverter-Full Data'!A1672,\"     \",'Inverter-Full Data'!B1672,\",\",'Inverter-Full Data'!G1672,\",\",'Inverter-Full Data'!F1672,\",\",'Inverter-Full Data'!H1672,\"'\")","v":"'Ningbo Ginlong Technologies Co.,Ltd.     GCI-5K-DB [240V],Y,95.5,N'"}]
[{"$f":"CONCATENATE(\"'\",'Inverter-Full Data'!A1673,\"     \",'Inverter-Full Data'!B1673,\",\",'Inverter-Full Data'!G1673,\",\",'Inverter-Full Data'!F1673,\",\",'Inverter-Full Data'!H1673,\"'\")","v":"'Ningbo Ginlong Technologies Co.,Ltd.     GCI-5K-W [240V],Y,95.5,N'"}]
[{"$f":"CONCATENATE(\"'\",'Inverter-Full Data'!#REF!,\"     \",'Inverter-Full Data'!#REF!,\",\",'Inverter-Full Data'!#REF!,\",\",'Inverter-Full Data'!#REF!,\",\",'Inverter-Full Data'!#REF!,\"'\")","v":{"$error":"#REF!"}}]
[{"$f":"CONCATENATE(\"'\",'Inverter-Full Data'!#REF!,\"     \",'Inverter-Full Data'!#REF!,\",\",'Inverter-Full Data'!#REF!,\",\",'Inverter-Full Data'!#REF!,\",\",'Inverter-Full Data'!#REF!,\"'\")","v":{"$error":"#REF!"}}]
[{"$f":"CONCATENATE(\"'\",'Inverter-Full Data'!A1674,\"     \",'Inverter-Full Data'!B1674,\",\",'Inverter-Full Data'!G1674,\",\",'Inverter-Full Data'!F1674,\",\",'Inverter-Full Data'!H1674,\"'\")","v":"'Ningbo Ginlong Technologies Co.,Ltd.     Solis 5000-DB [240V],Y,95.5,N'"}]
[{"$f":"CONCATENATE(\"'\",'Inverter-Full Data'!#REF!,\"     \",'Inverter-Full Data'!#REF!,\",\",'Inverter-Full Data'!#REF!,\",\",'Inverter-Full Data'!#REF!,\",\",'Inverter-Full Data'!#REF!,\"'\")","v":{"$error":"#REF!"}}]
[{"$f":"CONCATENATE(\"'\",'Inverter-Full Data'!#REF!,\"     \",'Inverter-Full Data'!#REF!,\",\",'Inverter-Full Data'!#REF!,\",\",'Inverter-Full Data'!#REF!,\",\",'Inverter-Full Data'!#REF!,\"'\")","v":{"$error":"#REF!"}}]
[{"$f":"CONCATENATE(\"'\",'Inverter-Full Data'!#REF!,\"     \",'Inverter-Full Data'!#REF!,\",\",'Inverter-Full Data'!#REF!,\",\",'Inverter-Full Data'!#REF!,\",\",'Inverter-Full Data'!#REF!,\"'\")","v":{"$error":"#REF!"}}]
[{"$f":"CONCATENATE(\"'\",'Inverter-Full Data'!A1675,\"     \",'Inverter-Full Data'!B1675,\",\",'Inverter-Full Data'!G1675,\",\",'Inverter-Full Data'!F1675,\",\",'Inverter-Full Data'!H1675,\"'\")","v":"'Ningbo Ginlong Technologies Co.,Ltd.     Solis-1P5K-4G-US [240V],N,97,N'"}]
[{"$f":"CONCATENATE(\"'\",'Inverter-Full Data'!A1676,\"     \",'Inverter-Full Data'!B1676,\",\",'Inverter-Full Data'!G1676,\",\",'Inverter-Full Data'!F1676,\",\",'Inverter-Full Data'!H1676,\"'\")","v":"'Ningbo Ginlong Technologies Co.,Ltd.     Solis-1P6K2-4G-US [240V],N,97,N'"}]
[{"$f":"CONCATENATE(\"'\",'Inverter-Full Data'!#REF!,\"     \",'Inverter-Full Data'!#REF!,\",\",'Inverter-Full Data'!#REF!,\",\",'Inverter-Full Data'!#REF!,\",\",'Inverter-Full Data'!#REF!,\"'\")","v":{"$error":"#REF!"}}]
[{"$f":"CONCATENATE(\"'\",'Inverter-Full Data'!#REF!,\"     \",'Inverter-Full Data'!#REF!,\",\",'Inverter-Full Data'!#REF!,\",\",'Inverter-Full Data'!#REF!,\",\",'Inverter-Full Data'!#REF!,\"'\")","v":{"$error":"#REF!"}}]
[{"$f":"CONCATENATE(\"'\",'Inverter-Full Data'!A1677,\"     \",'Inverter-Full Data'!B1677,\",\",'Inverter-Full Data'!G1677,\",\",'Inverter-Full Data'!F1677,\",\",'Inverter-Full Data'!H1677,\"'\")","v":"'Ningbo Ginlong Technologies Co.,Ltd.     Solis-1P6K-4G-US,Y,97.5,N'"}]
[{"$f":"CONCATENATE(\"'\",'Inverter-Full Data'!A1678,\"     \",'Inverter-Full Data'!B1678,\",\",'Inverter-Full Data'!G1678,\",\",'Inverter-Full Data'!F1678,\",\",'Inverter-Full Data'!H1678,\"'\")","v":"'Ningbo Ginlong Technologies Co.,Ltd.     Solis-6K-US 480 Vac [480V],Y,97,N'"}]
[{"$f":"CONCATENATE(\"'\",'Inverter-Full Data'!#REF!,\"     \",'Inverter-Full Data'!#REF!,\",\",'Inverter-Full Data'!#REF!,\",\",'Inverter-Full Data'!#REF!,\",\",'Inverter-Full Data'!#REF!,\"'\")","v":{"$error":"#REF!"}}]
[{"$f":"CONCATENATE(\"'\",'Inverter-Full Data'!A1679,\"     \",'Inverter-Full Data'!B1679,\",\",'Inverter-Full Data'!G1679,\",\",'Inverter-Full Data'!F1679,\",\",'Inverter-Full Data'!H1679,\"'\")","v":"'Ningbo Ginlong Technologies Co.,Ltd.     Solis-1P7K-4G-US [240V],Y,97.5,N'"}]
[{"$f":"CONCATENATE(\"'\",'Inverter-Full Data'!A1680,\"     \",'Inverter-Full Data'!B1680,\",\",'Inverter-Full Data'!G1680,\",\",'Inverter-Full Data'!F1680,\",\",'Inverter-Full Data'!H1680,\"'\")","v":"'Ningbo Ginlong Technologies Co.,Ltd.     Solis-1P7.6K-4G-US,Y,97.5,N'"}]
[{"$f":"CONCATENATE(\"'\",'Inverter-Full Data'!A1681,\"     \",'Inverter-Full Data'!B1681,\",\",'Inverter-Full Data'!G1681,\",\",'Inverter-Full Data'!F1681,\",\",'Inverter-Full Data'!H1681,\"'\")","v":"'Ningbo Ginlong Technologies Co.,Ltd.     Solis-1P8K-4G-US,Y,97.5,N'"}]
[{"$f":"CONCATENATE(\"'\",'Inverter-Full Data'!A1682,\"     \",'Inverter-Full Data'!B1682,\",\",'Inverter-Full Data'!G1682,\",\",'Inverter-Full Data'!F1682,\",\",'Inverter-Full Data'!H1682,\"'\")","v":"'Ningbo Ginlong Technologies Co.,Ltd.     Solis-1P9K-4G-US,Y,97.5,N'"}]
[{"$f":"CONCATENATE(\"'\",'Inverter-Full Data'!#REF!,\"     \",'Inverter-Full Data'!#REF!,\",\",'Inverter-Full Data'!#REF!,\",\",'Inverter-Full Data'!#REF!,\",\",'Inverter-Full Data'!#REF!,\"'\")","v":{"$error":"#REF!"}}]
[{"$f":"CONCATENATE(\"'\",'Inverter-Full Data'!A1683,\"     \",'Inverter-Full Data'!B1683,\",\",'Inverter-Full Data'!G1683,\",\",'Inverter-Full Data'!F1683,\",\",'Inverter-Full Data'!H1683,\"'\")","v":"'Ningbo Ginlong Technologies Co.,Ltd.     Solis-10K-US [480V],Y,97.5,N'"}]
[{"$f":"CONCATENATE(\"'\",'Inverter-Full Data'!A1684,\"     \",'Inverter-Full Data'!B1684,\",\",'Inverter-Full Data'!G1684,\",\",'Inverter-Full Data'!F1684,\",\",'Inverter-Full Data'!H1684,\"'\")","v":"'Ningbo Ginlong Technologies Co.,Ltd.     Solis-1P10K-4G-US,Y,97.5,N'"}]
[{"$f":"CONCATENATE(\"'\",'Inverter-Full Data'!#REF!,\"     \",'Inverter-Full Data'!#REF!,\",\",'Inverter-Full Data'!#REF!,\",\",'Inverter-Full Data'!#REF!,\",\",'Inverter-Full Data'!#REF!,\"'\")","v":{"$error":"#REF!"}}]
[{"$f":"CONCATENATE(\"'\",'Inverter-Full Data'!A1685,\"     \",'Inverter-Full Data'!B1685,\",\",'Inverter-Full Data'!G1685,\",\",'Inverter-Full Data'!F1685,\",\",'Inverter-Full Data'!H1685,\"'\")","v":"'Ningbo Ginlong Technologies Co.,Ltd.     Solis-15K-US [480V],Y,97.5,N'"}]
[{"$f":"CONCATENATE(\"'\",'Inverter-Full Data'!A1686,\"     \",'Inverter-Full Data'!B1686,\",\",'Inverter-Full Data'!G1686,\",\",'Inverter-Full Data'!F1686,\",\",'Inverter-Full Data'!H1686,\"'\")","v":"'Ningbo Ginlong Technologies Co.,Ltd.     Solis-20K-US [480V],Y,97.5,N'"}]
[{"$f":"CONCATENATE(\"'\",'Inverter-Full Data'!A1687,\"     \",'Inverter-Full Data'!B1687,\",\",'Inverter-Full Data'!G1687,\",\",'Inverter-Full Data'!F1687,\",\",'Inverter-Full Data'!H1687,\"'\")","v":"'Ningbo Ginlong Technologies Co.,Ltd.     Solis-25K-US [480V],N,98,N'"}]
[{"$f":"CONCATENATE(\"'\",'Inverter-Full Data'!A1688,\"     \",'Inverter-Full Data'!B1688,\",\",'Inverter-Full Data'!G1688,\",\",'Inverter-Full Data'!F1688,\",\",'Inverter-Full Data'!H1688,\"'\")","v":"'Ningbo Ginlong Technologies Co.,Ltd.     Solis-30K-US [480V],N,98,N'"}]
[{"$f":"CONCATENATE(\"'\",'Inverter-Full Data'!A1689,\"     \",'Inverter-Full Data'!B1689,\",\",'Inverter-Full Data'!G1689,\",\",'Inverter-Full Data'!F1689,\",\",'Inverter-Full Data'!H1689,\"'\")","v":"'Ningbo Ginlong Technologies Co.,Ltd.     Solis-36K-US [480V],N,98,N'"}]
[{"$f":"CONCATENATE(\"'\",'Inverter-Full Data'!A1690,\"     \",'Inverter-Full Data'!B1690,\",\",'Inverter-Full Data'!G1690,\",\",'Inverter-Full Data'!F1690,\",\",'Inverter-Full Data'!H1690,\"'\")","v":"'Ningbo Ginlong Technologies Co.,Ltd.     Solis-40K-US [480V],N,98.5,N'"}]
[{"$f":"CONCATENATE(\"'\",'Inverter-Full Data'!A1691,\"     \",'Inverter-Full Data'!B1691,\",\",'Inverter-Full Data'!G1691,\",\",'Inverter-Full Data'!F1691,\",\",'Inverter-Full Data'!H1691,\"'\")","v":"'Ningbo Ginlong Technologies Co.,Ltd.     Solis-40K-US-F [480V],N,98.5,N'"}]
[{"$f":"CONCATENATE(\"'\",'Inverter-Full Data'!A1692,\"     \",'Inverter-Full Data'!B1692,\",\",'Inverter-Full Data'!G1692,\",\",'Inverter-Full Data'!F1692,\",\",'Inverter-Full Data'!H1692,\"'\")","v":"'Ningbo Ginlong Technologies Co.,Ltd.     Solis-50K-US [480V],N,98.5,N'"}]
[{"$f":"CONCATENATE(\"'\",'Inverter-Full Data'!A1693,\"     \",'Inverter-Full Data'!B1693,\",\",'Inverter-Full Data'!G1693,\",\",'Inverter-Full Data'!F1693,\",\",'Inverter-Full Data'!H1693,\"'\")","v":"'Ningbo Ginlong Technologies Co.,Ltd.     Solis-50K-US-F [480V],N,98.5,N'"}]
[{"$f":"CONCATENATE(\"'\",'Inverter-Full Data'!A1694,\"     \",'Inverter-Full Data'!B1694,\",\",'Inverter-Full Data'!G1694,\",\",'Inverter-Full Data'!F1694,\",\",'Inverter-Full Data'!H1694,\"'\")","v":"'Ningbo Ginlong Technologies Co.,Ltd.     Solis-60K-US-F [480V],N,98.5,N'"}]
[{"$f":"CONCATENATE(\"'\",'Inverter-Full Data'!A1695,\"     \",'Inverter-Full Data'!B1695,\",\",'Inverter-Full Data'!G1695,\",\",'Inverter-Full Data'!F1695,\",\",'Inverter-Full Data'!H1695,\"'\")","v":"'Ningbo Ginlong Technologies Co.,Ltd.     Solis-66K-US-F [480V],N,98.5,N'"}]
[{"$f":"CONCATENATE(\"'\",'Inverter-Full Data'!A1696,\"     \",'Inverter-Full Data'!B1696,\",\",'Inverter-Full Data'!G1696,\",\",'Inverter-Full Data'!F1696,\",\",'Inverter-Full Data'!H1696,\"'\")","v":"'Northern Electric     BDM-300X2-208A [208V],N,95.5,Y'"}]
[{"$f":"CONCATENATE(\"'\",'Inverter-Full Data'!A1697,\"     \",'Inverter-Full Data'!B1697,\",\",'Inverter-Full Data'!G1697,\",\",'Inverter-Full Data'!F1697,\",\",'Inverter-Full Data'!H1697,\"'\")","v":"'Northern Electric     BDM-300X2-240A [240V],N,95.5,Y'"}]
[{"$f":"CONCATENATE(\"'\",'Inverter-Full Data'!A1698,\"     \",'Inverter-Full Data'!B1698,\",\",'Inverter-Full Data'!G1698,\",\",'Inverter-Full Data'!F1698,\",\",'Inverter-Full Data'!H1698,\"'\")","v":"'Northern Electric & Power     BDM-250-208A [208V],N,95,Y'"}]
[{"$f":"CONCATENATE(\"'\",'Inverter-Full Data'!A1699,\"     \",'Inverter-Full Data'!B1699,\",\",'Inverter-Full Data'!G1699,\",\",'Inverter-Full Data'!F1699,\",\",'Inverter-Full Data'!H1699,\"'\")","v":"'Northern Electric & Power     BDM-250-240A [240V],N,95,Y'"}]
[{"$f":"CONCATENATE(\"'\",'Inverter-Full Data'!A1700,\"     \",'Inverter-Full Data'!B1700,\",\",'Inverter-Full Data'!G1700,\",\",'Inverter-Full Data'!F1700,\",\",'Inverter-Full Data'!H1700,\"'\")","v":"'Northern Electric & Power Co., Ltd     BDM-300-208A [208V],N,95.5,Y'"}]
[{"$f":"CONCATENATE(\"'\",'Inverter-Full Data'!A1701,\"     \",'Inverter-Full Data'!B1701,\",\",'Inverter-Full Data'!G1701,\",\",'Inverter-Full Data'!F1701,\",\",'Inverter-Full Data'!H1701,\"'\")","v":"'Northern Electric & Power Co., Ltd     BDM-300-240A [240V],N,95.5,Y'"}]
[{"$f":"CONCATENATE(\"'\",'Inverter-Full Data'!A1702,\"     \",'Inverter-Full Data'!B1702,\",\",'Inverter-Full Data'!G1702,\",\",'Inverter-Full Data'!F1702,\",\",'Inverter-Full Data'!H1702,\"'\")","v":"'Open Energy     Solar Save 1100 [240V],Y,90.5,N'"}]
[{"$f":"CONCATENATE(\"'\",'Inverter-Full Data'!A1703,\"     \",'Inverter-Full Data'!B1703,\",\",'Inverter-Full Data'!G1703,\",\",'Inverter-Full Data'!F1703,\",\",'Inverter-Full Data'!H1703,\"'\")","v":"'Open Energy     Solar Save 2000 [240V],Y,92,N'"}]
[{"$f":"CONCATENATE(\"'\",'Inverter-Full Data'!A1704,\"     \",'Inverter-Full Data'!B1704,\",\",'Inverter-Full Data'!G1704,\",\",'Inverter-Full Data'!F1704,\",\",'Inverter-Full Data'!H1704,\"'\")","v":"'Open Energy     Solar Save 2500 [240V],Y,94.5,N'"}]
[{"$f":"CONCATENATE(\"'\",'Inverter-Full Data'!A1705,\"     \",'Inverter-Full Data'!B1705,\",\",'Inverter-Full Data'!G1705,\",\",'Inverter-Full Data'!F1705,\",\",'Inverter-Full Data'!H1705,\"'\")","v":"'Open Energy     Solar Save 3500 [240V],Y,95.5,N'"}]
[{"$f":"CONCATENATE(\"'\",'Inverter-Full Data'!A1706,\"     \",'Inverter-Full Data'!B1706,\",\",'Inverter-Full Data'!G1706,\",\",'Inverter-Full Data'!F1706,\",\",'Inverter-Full Data'!H1706,\"'\")","v":"'Open Energy     Solar Save 4600 [208V],Y,95.5,N'"}]
[{"$f":"CONCATENATE(\"'\",'Inverter-Full Data'!A1707,\"     \",'Inverter-Full Data'!B1707,\",\",'Inverter-Full Data'!G1707,\",\",'Inverter-Full Data'!F1707,\",\",'Inverter-Full Data'!H1707,\"'\")","v":"'Open Energy     Solar Save 4800 [240V],Y,96,N'"}]
[{"$f":"CONCATENATE(\"'\",'Inverter-Full Data'!A1708,\"     \",'Inverter-Full Data'!B1708,\",\",'Inverter-Full Data'!G1708,\",\",'Inverter-Full Data'!F1708,\",\",'Inverter-Full Data'!H1708,\"'\")","v":"'Open Energy     Solar Save 5200 [240V],Y,96,N'"}]
[{"$f":"CONCATENATE(\"'\",'Inverter-Full Data'!A1709,\"     \",'Inverter-Full Data'!B1709,\",\",'Inverter-Full Data'!G1709,\",\",'Inverter-Full Data'!F1709,\",\",'Inverter-Full Data'!H1709,\"'\")","v":"'OPTI International     GT 1500 [208V],Y,94.5,N'"}]
[{"$f":"CONCATENATE(\"'\",'Inverter-Full Data'!A1710,\"     \",'Inverter-Full Data'!B1710,\",\",'Inverter-Full Data'!G1710,\",\",'Inverter-Full Data'!F1710,\",\",'Inverter-Full Data'!H1710,\"'\")","v":"'OPTI International     GT 1500 [240V],Y,94.5,N'"}]
[{"$f":"CONCATENATE(\"'\",'Inverter-Full Data'!A1711,\"     \",'Inverter-Full Data'!B1711,\",\",'Inverter-Full Data'!G1711,\",\",'Inverter-Full Data'!F1711,\",\",'Inverter-Full Data'!H1711,\"'\")","v":"'OPTI International     GT 2000 [208V],Y,95.5,N'"}]
[{"$f":"CONCATENATE(\"'\",'Inverter-Full Data'!A1712,\"     \",'Inverter-Full Data'!B1712,\",\",'Inverter-Full Data'!G1712,\",\",'Inverter-Full Data'!F1712,\",\",'Inverter-Full Data'!H1712,\"'\")","v":"'OPTI International     GT 2000 [240V],Y,95,N'"}]
[{"$f":"CONCATENATE(\"'\",'Inverter-Full Data'!A1713,\"     \",'Inverter-Full Data'!B1713,\",\",'Inverter-Full Data'!G1713,\",\",'Inverter-Full Data'!F1713,\",\",'Inverter-Full Data'!H1713,\"'\")","v":"'OPTI International     GT 3000 [208V],Y,95.5,N'"}]
[{"$f":"CONCATENATE(\"'\",'Inverter-Full Data'!A1714,\"     \",'Inverter-Full Data'!B1714,\",\",'Inverter-Full Data'!G1714,\",\",'Inverter-Full Data'!F1714,\",\",'Inverter-Full Data'!H1714,\"'\")","v":"'OPTI International     GT 3000 [240V],Y,95.5,N'"}]
[{"$f":"CONCATENATE(\"'\",'Inverter-Full Data'!A1715,\"     \",'Inverter-Full Data'!B1715,\",\",'Inverter-Full Data'!G1715,\",\",'Inverter-Full Data'!F1715,\",\",'Inverter-Full Data'!H1715,\"'\")","v":"'OPTI-Solar     GT-4000 [208V],Y,95.5,N'"}]
[{"$f":"CONCATENATE(\"'\",'Inverter-Full Data'!A1716,\"     \",'Inverter-Full Data'!B1716,\",\",'Inverter-Full Data'!G1716,\",\",'Inverter-Full Data'!F1716,\",\",'Inverter-Full Data'!H1716,\"'\")","v":"'OPTI-Solar     GT-4000 [240V],Y,96,N'"}]
[{"$f":"CONCATENATE(\"'\",'Inverter-Full Data'!A1717,\"     \",'Inverter-Full Data'!B1717,\",\",'Inverter-Full Data'!G1717,\",\",'Inverter-Full Data'!F1717,\",\",'Inverter-Full Data'!H1717,\"'\")","v":"'OutBack Power Technologies, Inc.     FXR3048A,Y,91,N'"}]
[{"$f":"CONCATENATE(\"'\",'Inverter-Full Data'!A1718,\"     \",'Inverter-Full Data'!B1718,\",\",'Inverter-Full Data'!G1718,\",\",'Inverter-Full Data'!F1718,\",\",'Inverter-Full Data'!H1718,\"'\")","v":"'OutBack Power Technologies, Inc.     GTFX3048,N,91,N'"}]
[{"$f":"CONCATENATE(\"'\",'Inverter-Full Data'!#REF!,\"     \",'Inverter-Full Data'!#REF!,\",\",'Inverter-Full Data'!#REF!,\",\",'Inverter-Full Data'!#REF!,\",\",'Inverter-Full Data'!#REF!,\"'\")","v":{"$error":"#REF!"}}]
[{"$f":"CONCATENATE(\"'\",'Inverter-Full Data'!A1719,\"     \",'Inverter-Full Data'!B1719,\",\",'Inverter-Full Data'!G1719,\",\",'Inverter-Full Data'!F1719,\",\",'Inverter-Full Data'!H1719,\"'\")","v":"'OutBack Power Technologies, Inc.     GVFX3524,Y,90.5,N'"}]
[{"$f":"CONCATENATE(\"'\",'Inverter-Full Data'!A1720,\"     \",'Inverter-Full Data'!B1720,\",\",'Inverter-Full Data'!G1720,\",\",'Inverter-Full Data'!F1720,\",\",'Inverter-Full Data'!H1720,\"'\")","v":"'OutBack Power Technologies, Inc.     VFXR3524A,Y,90.5,N'"}]
[{"$f":"CONCATENATE(\"'\",'Inverter-Full Data'!A1721,\"     \",'Inverter-Full Data'!B1721,\",\",'Inverter-Full Data'!G1721,\",\",'Inverter-Full Data'!F1721,\",\",'Inverter-Full Data'!H1721,\"'\")","v":"'OutBack Power Technologies, Inc.     GVFX3648,N,91,N'"}]
[{"$f":"CONCATENATE(\"'\",'Inverter-Full Data'!A1722,\"     \",'Inverter-Full Data'!B1722,\",\",'Inverter-Full Data'!G1722,\",\",'Inverter-Full Data'!F1722,\",\",'Inverter-Full Data'!H1722,\"'\")","v":"'OutBack Power Technologies, Inc.     VFXR3648A,Y,91,N'"}]
[{"$f":"CONCATENATE(\"'\",'Inverter-Full Data'!A1723,\"     \",'Inverter-Full Data'!B1723,\",\",'Inverter-Full Data'!G1723,\",\",'Inverter-Full Data'!F1723,\",\",'Inverter-Full Data'!H1723,\"'\")","v":"'OutBack Power Technologies, Inc.     GS4048A,Y,92.5,N'"}]
[{"$f":"CONCATENATE(\"'\",'Inverter-Full Data'!A1724,\"     \",'Inverter-Full Data'!B1724,\",\",'Inverter-Full Data'!G1724,\",\",'Inverter-Full Data'!F1724,\",\",'Inverter-Full Data'!H1724,\"'\")","v":"'OutBack Power Technologies, Inc.     SBX5048-120/240 [240V],Y,94,N'"}]
[{"$f":"CONCATENATE(\"'\",'Inverter-Full Data'!A1725,\"     \",'Inverter-Full Data'!B1725,\",\",'Inverter-Full Data'!G1725,\",\",'Inverter-Full Data'!F1725,\",\",'Inverter-Full Data'!H1725,\"'\")","v":"'OutBack Power Technologies, Inc.     GS8048A,Y,92.5,N'"}]
[{"$f":"CONCATENATE(\"'\",'Inverter-Full Data'!A1726,\"     \",'Inverter-Full Data'!B1726,\",\",'Inverter-Full Data'!G1726,\",\",'Inverter-Full Data'!F1726,\",\",'Inverter-Full Data'!H1726,\"'\")","v":"'OutBack Power Technologies, Inc.     GS8048,N,90,N'"}]
[{"$f":"CONCATENATE(\"'\",'Inverter-Full Data'!A1727,\"     \",'Inverter-Full Data'!B1727,\",\",'Inverter-Full Data'!G1727,\",\",'Inverter-Full Data'!F1727,\",\",'Inverter-Full Data'!H1727,\"'\")","v":"'OutBack Power Technologies, Inc.     PHXL480-10k [480V],N,97.5,N'"}]
[{"$f":"CONCATENATE(\"'\",'Inverter-Full Data'!A1728,\"     \",'Inverter-Full Data'!B1728,\",\",'Inverter-Full Data'!G1728,\",\",'Inverter-Full Data'!F1728,\",\",'Inverter-Full Data'!H1728,\"'\")","v":"'Perfect Galaxy     AE-30-60-PV-A [480V],Y,93,N'"}]
[{"$f":"CONCATENATE(\"'\",'Inverter-Full Data'!A1729,\"     \",'Inverter-Full Data'!B1729,\",\",'Inverter-Full Data'!G1729,\",\",'Inverter-Full Data'!F1729,\",\",'Inverter-Full Data'!H1729,\"'\")","v":"'Perfect Galaxy     AE-30-60-PV-D [208V],Y,92.5,N'"}]
[{"$f":"CONCATENATE(\"'\",'Inverter-Full Data'!A1730,\"     \",'Inverter-Full Data'!B1730,\",\",'Inverter-Full Data'!G1730,\",\",'Inverter-Full Data'!F1730,\",\",'Inverter-Full Data'!H1730,\"'\")","v":"'Perfect Galaxy     AE-30-60-PV-E [240V],Y,93,N'"}]
[{"$f":"CONCATENATE(\"'\",'Inverter-Full Data'!A1731,\"     \",'Inverter-Full Data'!B1731,\",\",'Inverter-Full Data'!G1731,\",\",'Inverter-Full Data'!F1731,\",\",'Inverter-Full Data'!H1731,\"'\")","v":"'Perfect Galaxy     AE-30-60-PV-F [240V],Y,94.5,N'"}]
[{"$f":"CONCATENATE(\"'\",'Inverter-Full Data'!A1732,\"     \",'Inverter-Full Data'!B1732,\",\",'Inverter-Full Data'!G1732,\",\",'Inverter-Full Data'!F1732,\",\",'Inverter-Full Data'!H1732,\"'\")","v":"'Perfect Galaxy     PVS-30 [208V],Y,95,N'"}]
[{"$f":"CONCATENATE(\"'\",'Inverter-Full Data'!A1733,\"     \",'Inverter-Full Data'!B1733,\",\",'Inverter-Full Data'!G1733,\",\",'Inverter-Full Data'!F1733,\",\",'Inverter-Full Data'!H1733,\"'\")","v":"'Perfect Galaxy     PVS-30 [240V],Y,95,N'"}]
[{"$f":"CONCATENATE(\"'\",'Inverter-Full Data'!A1734,\"     \",'Inverter-Full Data'!B1734,\",\",'Inverter-Full Data'!G1734,\",\",'Inverter-Full Data'!F1734,\",\",'Inverter-Full Data'!H1734,\"'\")","v":"'Perfect Galaxy     PVS-30 [480V],Y,95,N'"}]
[{"$f":"CONCATENATE(\"'\",'Inverter-Full Data'!A1735,\"     \",'Inverter-Full Data'!B1735,\",\",'Inverter-Full Data'!G1735,\",\",'Inverter-Full Data'!F1735,\",\",'Inverter-Full Data'!H1735,\"'\")","v":"'Perfect Galaxy     AE-50-60-PV-D [208V],Y,94.5,N'"}]
[{"$f":"CONCATENATE(\"'\",'Inverter-Full Data'!A1736,\"     \",'Inverter-Full Data'!B1736,\",\",'Inverter-Full Data'!G1736,\",\",'Inverter-Full Data'!F1736,\",\",'Inverter-Full Data'!H1736,\"'\")","v":"'Perfect Galaxy     AE-50-60-PV-F [240V],Y,93,N'"}]
[{"$f":"CONCATENATE(\"'\",'Inverter-Full Data'!A1737,\"     \",'Inverter-Full Data'!B1737,\",\",'Inverter-Full Data'!G1737,\",\",'Inverter-Full Data'!F1737,\",\",'Inverter-Full Data'!H1737,\"'\")","v":"'Perfect Galaxy     PVS-50 [208V],Y,95.5,N'"}]
[{"$f":"CONCATENATE(\"'\",'Inverter-Full Data'!A1738,\"     \",'Inverter-Full Data'!B1738,\",\",'Inverter-Full Data'!G1738,\",\",'Inverter-Full Data'!F1738,\",\",'Inverter-Full Data'!H1738,\"'\")","v":"'Perfect Galaxy     PVS-50 [240V],Y,95.5,N'"}]
[{"$f":"CONCATENATE(\"'\",'Inverter-Full Data'!A1739,\"     \",'Inverter-Full Data'!B1739,\",\",'Inverter-Full Data'!G1739,\",\",'Inverter-Full Data'!F1739,\",\",'Inverter-Full Data'!H1739,\"'\")","v":"'Perfect Galaxy     PVS-50 [480V],Y,95.5,N'"}]
[{"$f":"CONCATENATE(\"'\",'Inverter-Full Data'!A1740,\"     \",'Inverter-Full Data'!B1740,\",\",'Inverter-Full Data'!G1740,\",\",'Inverter-Full Data'!F1740,\",\",'Inverter-Full Data'!H1740,\"'\")","v":"'Perfect Galaxy     PVS-50-S-MT [208V],Y,95.5,N'"}]
[{"$f":"CONCATENATE(\"'\",'Inverter-Full Data'!A1741,\"     \",'Inverter-Full Data'!B1741,\",\",'Inverter-Full Data'!G1741,\",\",'Inverter-Full Data'!F1741,\",\",'Inverter-Full Data'!H1741,\"'\")","v":"'Perfect Galaxy     PVS-50-S-MT [240V],Y,95.5,N'"}]
[{"$f":"CONCATENATE(\"'\",'Inverter-Full Data'!A1742,\"     \",'Inverter-Full Data'!B1742,\",\",'Inverter-Full Data'!G1742,\",\",'Inverter-Full Data'!F1742,\",\",'Inverter-Full Data'!H1742,\"'\")","v":"'Perfect Galaxy     PVS-50-S-MT [480V],Y,95.5,N'"}]
[{"$f":"CONCATENATE(\"'\",'Inverter-Full Data'!A1743,\"     \",'Inverter-Full Data'!B1743,\",\",'Inverter-Full Data'!G1743,\",\",'Inverter-Full Data'!F1743,\",\",'Inverter-Full Data'!H1743,\"'\")","v":"'Perfect Galaxy     AE-50-60-PV-A [480V],Y,93,N'"}]
[{"$f":"CONCATENATE(\"'\",'Inverter-Full Data'!A1744,\"     \",'Inverter-Full Data'!B1744,\",\",'Inverter-Full Data'!G1744,\",\",'Inverter-Full Data'!F1744,\",\",'Inverter-Full Data'!H1744,\"'\")","v":"'Perfect Galaxy     AE-75-60-PV-A [480V],Y,95.5,N'"}]
[{"$f":"CONCATENATE(\"'\",'Inverter-Full Data'!A1745,\"     \",'Inverter-Full Data'!B1745,\",\",'Inverter-Full Data'!G1745,\",\",'Inverter-Full Data'!F1745,\",\",'Inverter-Full Data'!H1745,\"'\")","v":"'Perfect Galaxy     AE-75-60-PV-D [208V],Y,95.5,N'"}]
[{"$f":"CONCATENATE(\"'\",'Inverter-Full Data'!A1746,\"     \",'Inverter-Full Data'!B1746,\",\",'Inverter-Full Data'!G1746,\",\",'Inverter-Full Data'!F1746,\",\",'Inverter-Full Data'!H1746,\"'\")","v":"'Perfect Galaxy     PVS-75 [208V],Y,96,N'"}]
[{"$f":"CONCATENATE(\"'\",'Inverter-Full Data'!A1747,\"     \",'Inverter-Full Data'!B1747,\",\",'Inverter-Full Data'!G1747,\",\",'Inverter-Full Data'!F1747,\",\",'Inverter-Full Data'!H1747,\"'\")","v":"'Perfect Galaxy     PVS-75 [240V],Y,96,N'"}]
[{"$f":"CONCATENATE(\"'\",'Inverter-Full Data'!A1748,\"     \",'Inverter-Full Data'!B1748,\",\",'Inverter-Full Data'!G1748,\",\",'Inverter-Full Data'!F1748,\",\",'Inverter-Full Data'!H1748,\"'\")","v":"'Perfect Galaxy     PVS-75 [480V],Y,96,N'"}]
[{"$f":"CONCATENATE(\"'\",'Inverter-Full Data'!A1749,\"     \",'Inverter-Full Data'!B1749,\",\",'Inverter-Full Data'!G1749,\",\",'Inverter-Full Data'!F1749,\",\",'Inverter-Full Data'!H1749,\"'\")","v":"'Perfect Galaxy     AE-100-60-PV-A [480V],Y,94.5,N'"}]
[{"$f":"CONCATENATE(\"'\",'Inverter-Full Data'!A1750,\"     \",'Inverter-Full Data'!B1750,\",\",'Inverter-Full Data'!G1750,\",\",'Inverter-Full Data'!F1750,\",\",'Inverter-Full Data'!H1750,\"'\")","v":"'Perfect Galaxy     AE-100-60-PV-A-HE [480V],Y,95.5,N'"}]
[{"$f":"CONCATENATE(\"'\",'Inverter-Full Data'!A1751,\"     \",'Inverter-Full Data'!B1751,\",\",'Inverter-Full Data'!G1751,\",\",'Inverter-Full Data'!F1751,\",\",'Inverter-Full Data'!H1751,\"'\")","v":"'Perfect Galaxy     AE-100-60-PV-D [208V],Y,94.5,N'"}]
[{"$f":"CONCATENATE(\"'\",'Inverter-Full Data'!A1752,\"     \",'Inverter-Full Data'!B1752,\",\",'Inverter-Full Data'!G1752,\",\",'Inverter-Full Data'!F1752,\",\",'Inverter-Full Data'!H1752,\"'\")","v":"'Perfect Galaxy     AE-100-60-PV-F [240V],Y,95,N'"}]
[{"$f":"CONCATENATE(\"'\",'Inverter-Full Data'!A1753,\"     \",'Inverter-Full Data'!B1753,\",\",'Inverter-Full Data'!G1753,\",\",'Inverter-Full Data'!F1753,\",\",'Inverter-Full Data'!H1753,\"'\")","v":"'Perfect Galaxy     PVS-100 [208V],Y,96,N'"}]
[{"$f":"CONCATENATE(\"'\",'Inverter-Full Data'!A1754,\"     \",'Inverter-Full Data'!B1754,\",\",'Inverter-Full Data'!G1754,\",\",'Inverter-Full Data'!F1754,\",\",'Inverter-Full Data'!H1754,\"'\")","v":"'Perfect Galaxy     PVS-100 [240V],Y,96,N'"}]
[{"$f":"CONCATENATE(\"'\",'Inverter-Full Data'!A1755,\"     \",'Inverter-Full Data'!B1755,\",\",'Inverter-Full Data'!G1755,\",\",'Inverter-Full Data'!F1755,\",\",'Inverter-Full Data'!H1755,\"'\")","v":"'Perfect Galaxy     PVS-100 [480V],Y,96,N'"}]
[{"$f":"CONCATENATE(\"'\",'Inverter-Full Data'!A1756,\"     \",'Inverter-Full Data'!B1756,\",\",'Inverter-Full Data'!G1756,\",\",'Inverter-Full Data'!F1756,\",\",'Inverter-Full Data'!H1756,\"'\")","v":"'Perfect Galaxy     SDMS0100208LNIU [208V],Y,95,N'"}]
[{"$f":"CONCATENATE(\"'\",'Inverter-Full Data'!A1757,\"     \",'Inverter-Full Data'!B1757,\",\",'Inverter-Full Data'!G1757,\",\",'Inverter-Full Data'!F1757,\",\",'Inverter-Full Data'!H1757,\"'\")","v":"'Perfect Galaxy     SDMS0100240LNIU [240V],Y,95,N'"}]
[{"$f":"CONCATENATE(\"'\",'Inverter-Full Data'!A1758,\"     \",'Inverter-Full Data'!B1758,\",\",'Inverter-Full Data'!G1758,\",\",'Inverter-Full Data'!F1758,\",\",'Inverter-Full Data'!H1758,\"'\")","v":"'Perfect Galaxy     SDMS0100480LNIU [480V],Y,95,N'"}]
[{"$f":"CONCATENATE(\"'\",'Inverter-Full Data'!A1759,\"     \",'Inverter-Full Data'!B1759,\",\",'Inverter-Full Data'!G1759,\",\",'Inverter-Full Data'!F1759,\",\",'Inverter-Full Data'!H1759,\"'\")","v":"'Perfect Galaxy     PVS-110-S-MT [208V],Y,95,N'"}]
[{"$f":"CONCATENATE(\"'\",'Inverter-Full Data'!A1760,\"     \",'Inverter-Full Data'!B1760,\",\",'Inverter-Full Data'!G1760,\",\",'Inverter-Full Data'!F1760,\",\",'Inverter-Full Data'!H1760,\"'\")","v":"'Perfect Galaxy     PVS-110-S-MT [240V],Y,95.5,N'"}]
[{"$f":"CONCATENATE(\"'\",'Inverter-Full Data'!A1761,\"     \",'Inverter-Full Data'!B1761,\",\",'Inverter-Full Data'!G1761,\",\",'Inverter-Full Data'!F1761,\",\",'Inverter-Full Data'!H1761,\"'\")","v":"'Perfect Galaxy     PVS-110-S-MT [480V],Y,95.5,N'"}]
[{"$f":"CONCATENATE(\"'\",'Inverter-Full Data'!A1762,\"     \",'Inverter-Full Data'!B1762,\",\",'Inverter-Full Data'!G1762,\",\",'Inverter-Full Data'!F1762,\",\",'Inverter-Full Data'!H1762,\"'\")","v":"'Perfect Galaxy     AE-135-60-PV-A [480V],Y,95.5,N'"}]
[{"$f":"CONCATENATE(\"'\",'Inverter-Full Data'!A1763,\"     \",'Inverter-Full Data'!B1763,\",\",'Inverter-Full Data'!G1763,\",\",'Inverter-Full Data'!F1763,\",\",'Inverter-Full Data'!H1763,\"'\")","v":"'Perfect Galaxy     AE-135-60-PV-D [208V],Y,95,N'"}]
[{"$f":"CONCATENATE(\"'\",'Inverter-Full Data'!A1764,\"     \",'Inverter-Full Data'!B1764,\",\",'Inverter-Full Data'!G1764,\",\",'Inverter-Full Data'!F1764,\",\",'Inverter-Full Data'!H1764,\"'\")","v":"'Perfect Galaxy     PVS-135 [208V],Y,96,N'"}]
[{"$f":"CONCATENATE(\"'\",'Inverter-Full Data'!A1765,\"     \",'Inverter-Full Data'!B1765,\",\",'Inverter-Full Data'!G1765,\",\",'Inverter-Full Data'!F1765,\",\",'Inverter-Full Data'!H1765,\"'\")","v":"'Perfect Galaxy     PVS-135 [240V],Y,96,N'"}]
[{"$f":"CONCATENATE(\"'\",'Inverter-Full Data'!A1766,\"     \",'Inverter-Full Data'!B1766,\",\",'Inverter-Full Data'!G1766,\",\",'Inverter-Full Data'!F1766,\",\",'Inverter-Full Data'!H1766,\"'\")","v":"'Perfect Galaxy     PVS-135 [480V],Y,96,N'"}]
[{"$f":"CONCATENATE(\"'\",'Inverter-Full Data'!A1767,\"     \",'Inverter-Full Data'!B1767,\",\",'Inverter-Full Data'!G1767,\",\",'Inverter-Full Data'!F1767,\",\",'Inverter-Full Data'!H1767,\"'\")","v":"'Perfect Galaxy     PVS-210-S [208V],Y,95.5,N'"}]
[{"$f":"CONCATENATE(\"'\",'Inverter-Full Data'!A1768,\"     \",'Inverter-Full Data'!B1768,\",\",'Inverter-Full Data'!G1768,\",\",'Inverter-Full Data'!F1768,\",\",'Inverter-Full Data'!H1768,\"'\")","v":"'Perfect Galaxy     PVS-210-S [240V],Y,95.5,N'"}]
[{"$f":"CONCATENATE(\"'\",'Inverter-Full Data'!A1769,\"     \",'Inverter-Full Data'!B1769,\",\",'Inverter-Full Data'!G1769,\",\",'Inverter-Full Data'!F1769,\",\",'Inverter-Full Data'!H1769,\"'\")","v":"'Perfect Galaxy     PVS-210-S [480V],Y,95.5,N'"}]
[{"$f":"CONCATENATE(\"'\",'Inverter-Full Data'!A1770,\"     \",'Inverter-Full Data'!B1770,\",\",'Inverter-Full Data'!G1770,\",\",'Inverter-Full Data'!F1770,\",\",'Inverter-Full Data'!H1770,\"'\")","v":"'Perfect Galaxy     AE-225-60-PV-A [480V],Y,94.5,N'"}]
[{"$f":"CONCATENATE(\"'\",'Inverter-Full Data'!A1771,\"     \",'Inverter-Full Data'!B1771,\",\",'Inverter-Full Data'!G1771,\",\",'Inverter-Full Data'!F1771,\",\",'Inverter-Full Data'!H1771,\"'\")","v":"'Perfect Galaxy     AE-225-60-PV-D [208V],Y,95.5,N'"}]
[{"$f":"CONCATENATE(\"'\",'Inverter-Full Data'!A1772,\"     \",'Inverter-Full Data'!B1772,\",\",'Inverter-Full Data'!G1772,\",\",'Inverter-Full Data'!F1772,\",\",'Inverter-Full Data'!H1772,\"'\")","v":"'Perfect Galaxy     EQX0250UV480TN (P),Y,96.5,N'"}]
[{"$f":"CONCATENATE(\"'\",'Inverter-Full Data'!A1773,\"     \",'Inverter-Full Data'!B1773,\",\",'Inverter-Full Data'!G1773,\",\",'Inverter-Full Data'!F1773,\",\",'Inverter-Full Data'!H1773,\"'\")","v":"'Perfect Galaxy     PVS-250,Y,95.5,N'"}]
[{"$f":"CONCATENATE(\"'\",'Inverter-Full Data'!A1774,\"     \",'Inverter-Full Data'!B1774,\",\",'Inverter-Full Data'!G1774,\",\",'Inverter-Full Data'!F1774,\",\",'Inverter-Full Data'!H1774,\"'\")","v":"'Perfect Galaxy     PVS-250 [208V],Y,96,N'"}]
[{"$f":"CONCATENATE(\"'\",'Inverter-Full Data'!#REF!,\"     \",'Inverter-Full Data'!#REF!,\",\",'Inverter-Full Data'!#REF!,\",\",'Inverter-Full Data'!#REF!,\",\",'Inverter-Full Data'!#REF!,\"'\")","v":{"$error":"#REF!"}}]
[{"$f":"CONCATENATE(\"'\",'Inverter-Full Data'!A1775,\"     \",'Inverter-Full Data'!B1775,\",\",'Inverter-Full Data'!G1775,\",\",'Inverter-Full Data'!F1775,\",\",'Inverter-Full Data'!H1775,\"'\")","v":"'Perfect Galaxy     PVS-250 [240V],Y,96,N'"}]
[{"$f":"CONCATENATE(\"'\",'Inverter-Full Data'!A1776,\"     \",'Inverter-Full Data'!B1776,\",\",'Inverter-Full Data'!G1776,\",\",'Inverter-Full Data'!F1776,\",\",'Inverter-Full Data'!H1776,\"'\")","v":"'Perfect Galaxy     PVS-250 [480V],Y,96,N'"}]
[{"$f":"CONCATENATE(\"'\",'Inverter-Full Data'!A1777,\"     \",'Inverter-Full Data'!B1777,\",\",'Inverter-Full Data'!G1777,\",\",'Inverter-Full Data'!F1777,\",\",'Inverter-Full Data'!H1777,\"'\")","v":"'Perfect Galaxy     PVS-375 [480V],Y,95.5,N'"}]
[{"$f":"CONCATENATE(\"'\",'Inverter-Full Data'!A1778,\"     \",'Inverter-Full Data'!B1778,\",\",'Inverter-Full Data'!G1778,\",\",'Inverter-Full Data'!F1778,\",\",'Inverter-Full Data'!H1778,\"'\")","v":"'Perfect Galaxy     AE-500-60-PV-A [480V],Y,95,N'"}]
[{"$f":"CONCATENATE(\"'\",'Inverter-Full Data'!A1779,\"     \",'Inverter-Full Data'!B1779,\",\",'Inverter-Full Data'!G1779,\",\",'Inverter-Full Data'!F1779,\",\",'Inverter-Full Data'!H1779,\"'\")","v":"'Perfect Galaxy     EQX0500US200X-N,Y,96,N'"}]
[{"$f":"CONCATENATE(\"'\",'Inverter-Full Data'!A1780,\"     \",'Inverter-Full Data'!B1780,\",\",'Inverter-Full Data'!G1780,\",\",'Inverter-Full Data'!F1780,\",\",'Inverter-Full Data'!H1780,\"'\")","v":"'Perfect Galaxy     EQX0500US200X-P,Y,96,N'"}]
[{"$f":"CONCATENATE(\"'\",'Inverter-Full Data'!A1781,\"     \",'Inverter-Full Data'!B1781,\",\",'Inverter-Full Data'!G1781,\",\",'Inverter-Full Data'!F1781,\",\",'Inverter-Full Data'!H1781,\"'\")","v":"'Perfect Galaxy     EQX0500US480T-N,Y,96,N'"}]
[{"$f":"CONCATENATE(\"'\",'Inverter-Full Data'!A1782,\"     \",'Inverter-Full Data'!B1782,\",\",'Inverter-Full Data'!G1782,\",\",'Inverter-Full Data'!F1782,\",\",'Inverter-Full Data'!H1782,\"'\")","v":"'Perfect Galaxy     EQX0500US480T-P,Y,96,N'"}]
[{"$f":"CONCATENATE(\"'\",'Inverter-Full Data'!A1783,\"     \",'Inverter-Full Data'!B1783,\",\",'Inverter-Full Data'!G1783,\",\",'Inverter-Full Data'!F1783,\",\",'Inverter-Full Data'!H1783,\"'\")","v":"'Perfect Galaxy     EQX0500UV320XP(N),Y,97,N'"}]
[{"$f":"CONCATENATE(\"'\",'Inverter-Full Data'!A1784,\"     \",'Inverter-Full Data'!B1784,\",\",'Inverter-Full Data'!G1784,\",\",'Inverter-Full Data'!F1784,\",\",'Inverter-Full Data'!H1784,\"'\")","v":"'Perfect Galaxy     PVS-500,Y,95.5,N'"}]
[{"$f":"CONCATENATE(\"'\",'Inverter-Full Data'!A1785,\"     \",'Inverter-Full Data'!B1785,\",\",'Inverter-Full Data'!G1785,\",\",'Inverter-Full Data'!F1785,\",\",'Inverter-Full Data'!H1785,\"'\")","v":"'Perfect Galaxy     PVS-500 [480V],Y,96,N'"}]
[{"$f":"CONCATENATE(\"'\",'Inverter-Full Data'!A1786,\"     \",'Inverter-Full Data'!B1786,\",\",'Inverter-Full Data'!G1786,\",\",'Inverter-Full Data'!F1786,\",\",'Inverter-Full Data'!H1786,\"'\")","v":"'Perfect Galaxy     SDMS0500UL320XN,Y,95.5,N'"}]
[{"$f":"CONCATENATE(\"'\",'Inverter-Full Data'!A1787,\"     \",'Inverter-Full Data'!B1787,\",\",'Inverter-Full Data'!G1787,\",\",'Inverter-Full Data'!F1787,\",\",'Inverter-Full Data'!H1787,\"'\")","v":"'Perfect Galaxy     SDMS0500UL320XP,Y,95.5,N'"}]
[{"$f":"CONCATENATE(\"'\",'Inverter-Full Data'!A1788,\"     \",'Inverter-Full Data'!B1788,\",\",'Inverter-Full Data'!G1788,\",\",'Inverter-Full Data'!F1788,\",\",'Inverter-Full Data'!H1788,\"'\")","v":"'Perfect Galaxy     SDMS0500UL480TN,Y,96,N'"}]
[{"$f":"CONCATENATE(\"'\",'Inverter-Full Data'!A1789,\"     \",'Inverter-Full Data'!B1789,\",\",'Inverter-Full Data'!G1789,\",\",'Inverter-Full Data'!F1789,\",\",'Inverter-Full Data'!H1789,\"'\")","v":"'Perfect Galaxy     SDMS0500UL480TP,Y,96,N'"}]
[{"$f":"CONCATENATE(\"'\",'Inverter-Full Data'!A1790,\"     \",'Inverter-Full Data'!B1790,\",\",'Inverter-Full Data'!G1790,\",\",'Inverter-Full Data'!F1790,\",\",'Inverter-Full Data'!H1790,\"'\")","v":"'Perfect Galaxy     PV-625-XRLS-VV-RVG,Y,96.5,N'"}]
[{"$f":"CONCATENATE(\"'\",'Inverter-Full Data'!A1791,\"     \",'Inverter-Full Data'!B1791,\",\",'Inverter-Full Data'!G1791,\",\",'Inverter-Full Data'!F1791,\",\",'Inverter-Full Data'!H1791,\"'\")","v":"'Perfect Galaxy     PV-625-XRLS-VV-STG,Y,96.5,N'"}]
[{"$f":"CONCATENATE(\"'\",'Inverter-Full Data'!A1792,\"     \",'Inverter-Full Data'!B1792,\",\",'Inverter-Full Data'!G1792,\",\",'Inverter-Full Data'!F1792,\",\",'Inverter-Full Data'!H1792,\"'\")","v":"'Perfect Galaxy     EQX0630UV360XP(N),Y,97,N'"}]
[{"$f":"CONCATENATE(\"'\",'Inverter-Full Data'!A1793,\"     \",'Inverter-Full Data'!B1793,\",\",'Inverter-Full Data'!G1793,\",\",'Inverter-Full Data'!F1793,\",\",'Inverter-Full Data'!H1793,\"'\")","v":"'Perfect Galaxy     PV-680-XRLS-VV-RVG,Y,96.5,N'"}]
[{"$f":"CONCATENATE(\"'\",'Inverter-Full Data'!A1794,\"     \",'Inverter-Full Data'!B1794,\",\",'Inverter-Full Data'!G1794,\",\",'Inverter-Full Data'!F1794,\",\",'Inverter-Full Data'!H1794,\"'\")","v":"'Perfect Galaxy     PV-680-XRLS-VV-STG,Y,96.5,N'"}]
[{"$f":"CONCATENATE(\"'\",'Inverter-Full Data'!A1795,\"     \",'Inverter-Full Data'!B1795,\",\",'Inverter-Full Data'!G1795,\",\",'Inverter-Full Data'!F1795,\",\",'Inverter-Full Data'!H1795,\"'\")","v":"'Perfect Galaxy     EQX0750UV320XP(N),Y,97,N'"}]
[{"$f":"CONCATENATE(\"'\",'Inverter-Full Data'!A1796,\"     \",'Inverter-Full Data'!B1796,\",\",'Inverter-Full Data'!G1796,\",\",'Inverter-Full Data'!F1796,\",\",'Inverter-Full Data'!H1796,\"'\")","v":"'Perfect Galaxy     EPP-1000-0600-32060-200X-U-N,Y,96.5,N'"}]
[{"$f":"CONCATENATE(\"'\",'Inverter-Full Data'!A1797,\"     \",'Inverter-Full Data'!B1797,\",\",'Inverter-Full Data'!G1797,\",\",'Inverter-Full Data'!F1797,\",\",'Inverter-Full Data'!H1797,\"'\")","v":"'Perfect Galaxy     EPP-1000-0600-32060-200X-U-P,Y,96.5,N'"}]
[{"$f":"CONCATENATE(\"'\",'Inverter-Full Data'!A1798,\"     \",'Inverter-Full Data'!B1798,\",\",'Inverter-Full Data'!G1798,\",\",'Inverter-Full Data'!F1798,\",\",'Inverter-Full Data'!H1798,\"'\")","v":"'Perfect Galaxy     EQX1000UV400XP(N),Y,97.5,N'"}]
[{"$f":"CONCATENATE(\"'\",'Inverter-Full Data'!A1799,\"     \",'Inverter-Full Data'!B1799,\",\",'Inverter-Full Data'!G1799,\",\",'Inverter-Full Data'!F1799,\",\",'Inverter-Full Data'!H1799,\"'\")","v":"'Perfect Galaxy     PVS-1000,Y,96,N'"}]
[{"$f":"CONCATENATE(\"'\",'Inverter-Full Data'!A1800,\"     \",'Inverter-Full Data'!B1800,\",\",'Inverter-Full Data'!G1800,\",\",'Inverter-Full Data'!F1800,\",\",'Inverter-Full Data'!H1800,\"'\")","v":"'Perfect Galaxy     EPP-1250-1000-52085-320X-U-N,Y,97,N'"}]
[{"$f":"CONCATENATE(\"'\",'Inverter-Full Data'!A1801,\"     \",'Inverter-Full Data'!B1801,\",\",'Inverter-Full Data'!G1801,\",\",'Inverter-Full Data'!F1801,\",\",'Inverter-Full Data'!H1801,\"'\")","v":"'Perfect Galaxy     EPP-1250-1000-52085-320X-U-P,Y,97,N'"}]
[{"$f":"CONCATENATE(\"'\",'Inverter-Full Data'!A1802,\"     \",'Inverter-Full Data'!B1802,\",\",'Inverter-Full Data'!G1802,\",\",'Inverter-Full Data'!F1802,\",\",'Inverter-Full Data'!H1802,\"'\")","v":"'Perfect Galaxy International Ltd     EQMX0500UV320XN [320V],N,97.5,N'"}]
[{"$f":"CONCATENATE(\"'\",'Inverter-Full Data'!A1803,\"     \",'Inverter-Full Data'!B1803,\",\",'Inverter-Full Data'!G1803,\",\",'Inverter-Full Data'!F1803,\",\",'Inverter-Full Data'!H1803,\"'\")","v":"'Perfect Galaxy International Ltd     EQMX0500UV320XP [320V],N,97.5,N'"}]
[{"$f":"CONCATENATE(\"'\",'Inverter-Full Data'!A1804,\"     \",'Inverter-Full Data'!B1804,\",\",'Inverter-Full Data'!G1804,\",\",'Inverter-Full Data'!F1804,\",\",'Inverter-Full Data'!H1804,\"'\")","v":"'Perfect Galaxy International Ltd     EQMX0630UV400XN [400V],N,97.5,N'"}]
[{"$f":"CONCATENATE(\"'\",'Inverter-Full Data'!A1805,\"     \",'Inverter-Full Data'!B1805,\",\",'Inverter-Full Data'!G1805,\",\",'Inverter-Full Data'!F1805,\",\",'Inverter-Full Data'!H1805,\"'\")","v":"'Perfect Galaxy International Ltd     EQMX0630UV400XP [400V],N,97.5,N'"}]
[{"$f":"CONCATENATE(\"'\",'Inverter-Full Data'!A1806,\"     \",'Inverter-Full Data'!B1806,\",\",'Inverter-Full Data'!G1806,\",\",'Inverter-Full Data'!F1806,\",\",'Inverter-Full Data'!H1806,\"'\")","v":"'Perfect Galaxy International Ltd.     EQX0500UV320XP(N),Y,97,N'"}]
[{"$f":"CONCATENATE(\"'\",'Inverter-Full Data'!A1807,\"     \",'Inverter-Full Data'!B1807,\",\",'Inverter-Full Data'!G1807,\",\",'Inverter-Full Data'!F1807,\",\",'Inverter-Full Data'!H1807,\"'\")","v":"'Petra Solar     103.10866.500x [120V],N,93,Y'"}]
[{"$f":"CONCATENATE(\"'\",'Inverter-Full Data'!#REF!,\"     \",'Inverter-Full Data'!#REF!,\",\",'Inverter-Full Data'!#REF!,\",\",'Inverter-Full Data'!#REF!,\",\",'Inverter-Full Data'!#REF!,\"'\")","v":{"$error":"#REF!"}}]
[{"$f":"CONCATENATE(\"'\",'Inverter-Full Data'!A1808,\"     \",'Inverter-Full Data'!B1808,\",\",'Inverter-Full Data'!G1808,\",\",'Inverter-Full Data'!F1808,\",\",'Inverter-Full Data'!H1808,\"'\")","v":"'Petra Systems     103.10400.0002 [240V],N,96,Y'"}]
[{"$f":"CONCATENATE(\"'\",'Inverter-Full Data'!A1809,\"     \",'Inverter-Full Data'!B1809,\",\",'Inverter-Full Data'!G1809,\",\",'Inverter-Full Data'!F1809,\",\",'Inverter-Full Data'!H1809,\"'\")","v":"'Petra Systems     103.10400.0001 [120V],N,96,Y'"}]
[{"$f":"CONCATENATE(\"'\",'Inverter-Full Data'!#REF!,\"     \",'Inverter-Full Data'!#REF!,\",\",'Inverter-Full Data'!#REF!,\",\",'Inverter-Full Data'!#REF!,\",\",'Inverter-Full Data'!#REF!,\"'\")","v":{"$error":"#REF!"}}]
[{"$f":"CONCATENATE(\"'\",'Inverter-Full Data'!A1810,\"     \",'Inverter-Full Data'!B1810,\",\",'Inverter-Full Data'!G1810,\",\",'Inverter-Full Data'!F1810,\",\",'Inverter-Full Data'!H1810,\"'\")","v":"'Phoenixtec Power     PS240US3R [208V],Y,95.5,N'"}]
[{"$f":"CONCATENATE(\"'\",'Inverter-Full Data'!A1811,\"     \",'Inverter-Full Data'!B1811,\",\",'Inverter-Full Data'!G1811,\",\",'Inverter-Full Data'!F1811,\",\",'Inverter-Full Data'!H1811,\"'\")","v":"'Phoenixtec Power     PS240US3R [240V],Y,95.5,N'"}]
[{"$f":"CONCATENATE(\"'\",'Inverter-Full Data'!#REF!,\"     \",'Inverter-Full Data'!#REF!,\",\",'Inverter-Full Data'!#REF!,\",\",'Inverter-Full Data'!#REF!,\",\",'Inverter-Full Data'!#REF!,\"'\")","v":{"$error":"#REF!"}}]
[{"$f":"CONCATENATE(\"'\",'Inverter-Full Data'!A1812,\"     \",'Inverter-Full Data'!B1812,\",\",'Inverter-Full Data'!G1812,\",\",'Inverter-Full Data'!F1812,\",\",'Inverter-Full Data'!H1812,\"'\")","v":"'Phono Solar Technology     PS240M-20/U-AC,N,94.5,Y'"}]
[{"$f":"CONCATENATE(\"'\",'Inverter-Full Data'!A1813,\"     \",'Inverter-Full Data'!B1813,\",\",'Inverter-Full Data'!G1813,\",\",'Inverter-Full Data'!F1813,\",\",'Inverter-Full Data'!H1813,\"'\")","v":"'Phono Solar Technology     PS240P-20/U-AC,N,94.5,Y'"}]
[{"$f":"CONCATENATE(\"'\",'Inverter-Full Data'!#REF!,\"     \",'Inverter-Full Data'!#REF!,\",\",'Inverter-Full Data'!#REF!,\",\",'Inverter-Full Data'!#REF!,\",\",'Inverter-Full Data'!#REF!,\"'\")","v":{"$error":"#REF!"}}]
[{"$f":"CONCATENATE(\"'\",'Inverter-Full Data'!A1814,\"     \",'Inverter-Full Data'!B1814,\",\",'Inverter-Full Data'!G1814,\",\",'Inverter-Full Data'!F1814,\",\",'Inverter-Full Data'!H1814,\"'\")","v":"'Phono Solar Technology     PS245M-20/U-AC,N,94.5,Y'"}]
[{"$f":"CONCATENATE(\"'\",'Inverter-Full Data'!#REF!,\"     \",'Inverter-Full Data'!#REF!,\",\",'Inverter-Full Data'!#REF!,\",\",'Inverter-Full Data'!#REF!,\",\",'Inverter-Full Data'!#REF!,\"'\")","v":{"$error":"#REF!"}}]
[{"$f":"CONCATENATE(\"'\",'Inverter-Full Data'!A1815,\"     \",'Inverter-Full Data'!B1815,\",\",'Inverter-Full Data'!G1815,\",\",'Inverter-Full Data'!F1815,\",\",'Inverter-Full Data'!H1815,\"'\")","v":"'Phono Solar Technology     PS245P-20/U-AC,N,94.5,Y'"}]
[{"$f":"CONCATENATE(\"'\",'Inverter-Full Data'!A1816,\"     \",'Inverter-Full Data'!B1816,\",\",'Inverter-Full Data'!G1816,\",\",'Inverter-Full Data'!F1816,\",\",'Inverter-Full Data'!H1816,\"'\")","v":"'Phono Solar Technology     PS250M-20/U-AC,N,94.5,Y'"}]
[{"$f":"CONCATENATE(\"'\",'Inverter-Full Data'!A1817,\"     \",'Inverter-Full Data'!B1817,\",\",'Inverter-Full Data'!G1817,\",\",'Inverter-Full Data'!F1817,\",\",'Inverter-Full Data'!H1817,\"'\")","v":"'Phono Solar Technology     PS250P-20/U-AC,N,94.5,Y'"}]
[{"$f":"CONCATENATE(\"'\",'Inverter-Full Data'!#REF!,\"     \",'Inverter-Full Data'!#REF!,\",\",'Inverter-Full Data'!#REF!,\",\",'Inverter-Full Data'!#REF!,\",\",'Inverter-Full Data'!#REF!,\"'\")","v":{"$error":"#REF!"}}]
[{"$f":"CONCATENATE(\"'\",'Inverter-Full Data'!A1818,\"     \",'Inverter-Full Data'!B1818,\",\",'Inverter-Full Data'!G1818,\",\",'Inverter-Full Data'!F1818,\",\",'Inverter-Full Data'!H1818,\"'\")","v":"'Phono Solar Technology     PS255M-20/U-AC,N,94.5,Y'"}]
[{"$f":"CONCATENATE(\"'\",'Inverter-Full Data'!#REF!,\"     \",'Inverter-Full Data'!#REF!,\",\",'Inverter-Full Data'!#REF!,\",\",'Inverter-Full Data'!#REF!,\",\",'Inverter-Full Data'!#REF!,\"'\")","v":{"$error":"#REF!"}}]
[{"$f":"CONCATENATE(\"'\",'Inverter-Full Data'!A1819,\"     \",'Inverter-Full Data'!B1819,\",\",'Inverter-Full Data'!G1819,\",\",'Inverter-Full Data'!F1819,\",\",'Inverter-Full Data'!H1819,\"'\")","v":"'Phono Solar Technology     PS255P-20/U-AC,N,94.5,Y'"}]
[{"$f":"CONCATENATE(\"'\",'Inverter-Full Data'!#REF!,\"     \",'Inverter-Full Data'!#REF!,\",\",'Inverter-Full Data'!#REF!,\",\",'Inverter-Full Data'!#REF!,\",\",'Inverter-Full Data'!#REF!,\"'\")","v":{"$error":"#REF!"}}]
[{"$f":"CONCATENATE(\"'\",'Inverter-Full Data'!A1820,\"     \",'Inverter-Full Data'!B1820,\",\",'Inverter-Full Data'!G1820,\",\",'Inverter-Full Data'!F1820,\",\",'Inverter-Full Data'!H1820,\"'\")","v":"'Phono Solar Technology     PS260M-20/U-AC,N,94.5,Y'"}]
[{"$f":"CONCATENATE(\"'\",'Inverter-Full Data'!#REF!,\"     \",'Inverter-Full Data'!#REF!,\",\",'Inverter-Full Data'!#REF!,\",\",'Inverter-Full Data'!#REF!,\",\",'Inverter-Full Data'!#REF!,\"'\")","v":{"$error":"#REF!"}}]
[{"$f":"CONCATENATE(\"'\",'Inverter-Full Data'!A1821,\"     \",'Inverter-Full Data'!B1821,\",\",'Inverter-Full Data'!G1821,\",\",'Inverter-Full Data'!F1821,\",\",'Inverter-Full Data'!H1821,\"'\")","v":"'Phono Solar Technology     PS260P-20/U-AC,N,94.5,Y'"}]
[{"$f":"CONCATENATE(\"'\",'Inverter-Full Data'!#REF!,\"     \",'Inverter-Full Data'!#REF!,\",\",'Inverter-Full Data'!#REF!,\",\",'Inverter-Full Data'!#REF!,\",\",'Inverter-Full Data'!#REF!,\"'\")","v":{"$error":"#REF!"}}]
[{"$f":"CONCATENATE(\"'\",'Inverter-Full Data'!A1822,\"     \",'Inverter-Full Data'!B1822,\",\",'Inverter-Full Data'!G1822,\",\",'Inverter-Full Data'!F1822,\",\",'Inverter-Full Data'!H1822,\"'\")","v":"'Pika Energy     X3001-NA,Y,96,N'"}]
[{"$f":"CONCATENATE(\"'\",'Inverter-Full Data'!A1823,\"     \",'Inverter-Full Data'!B1823,\",\",'Inverter-Full Data'!G1823,\",\",'Inverter-Full Data'!F1823,\",\",'Inverter-Full Data'!H1823,\"'\")","v":"'Pika Energy     X7603 [240V],N,96.5,N'"}]
[{"$f":"CONCATENATE(\"'\",'Inverter-Full Data'!A1824,\"     \",'Inverter-Full Data'!B1824,\",\",'Inverter-Full Data'!G1824,\",\",'Inverter-Full Data'!F1824,\",\",'Inverter-Full Data'!H1824,\"'\")","v":"'Pika Energy     X7601 [240V],Y,96.5,N'"}]
[{"$f":"CONCATENATE(\"'\",'Inverter-Full Data'!A1825,\"     \",'Inverter-Full Data'!B1825,\",\",'Inverter-Full Data'!G1825,\",\",'Inverter-Full Data'!F1825,\",\",'Inverter-Full Data'!H1825,\"'\")","v":"'Pika Energy     X7602 [240V],Y,96.5,N'"}]
[{"$f":"CONCATENATE(\"'\",'Inverter-Full Data'!A1826,\"     \",'Inverter-Full Data'!B1826,\",\",'Inverter-Full Data'!G1826,\",\",'Inverter-Full Data'!F1826,\",\",'Inverter-Full Data'!H1826,\"'\")","v":"'Pika Energy     X11403 [208V],N,97.5,N'"}]
[{"$f":"CONCATENATE(\"'\",'Inverter-Full Data'!A1827,\"     \",'Inverter-Full Data'!B1827,\",\",'Inverter-Full Data'!G1827,\",\",'Inverter-Full Data'!F1827,\",\",'Inverter-Full Data'!H1827,\"'\")","v":"'Pika Energy     X11402 [208V],Y,97.5,N'"}]
[{"$f":"CONCATENATE(\"'\",'Inverter-Full Data'!A1828,\"     \",'Inverter-Full Data'!B1828,\",\",'Inverter-Full Data'!G1828,\",\",'Inverter-Full Data'!F1828,\",\",'Inverter-Full Data'!H1828,\"'\")","v":"'Power Electronics     FS0300CU,Y,96.5,N'"}]
[{"$f":"CONCATENATE(\"'\",'Inverter-Full Data'!A1829,\"     \",'Inverter-Full Data'!B1829,\",\",'Inverter-Full Data'!G1829,\",\",'Inverter-Full Data'!F1829,\",\",'Inverter-Full Data'!H1829,\"'\")","v":"'Power Electronics     FS0300PU,Y,96.5,N'"}]
[{"$f":"CONCATENATE(\"'\",'Inverter-Full Data'!A1830,\"     \",'Inverter-Full Data'!B1830,\",\",'Inverter-Full Data'!G1830,\",\",'Inverter-Full Data'!F1830,\",\",'Inverter-Full Data'!H1830,\"'\")","v":"'Power Electronics     FS0450CU,Y,97,N'"}]
[{"$f":"CONCATENATE(\"'\",'Inverter-Full Data'!A1831,\"     \",'Inverter-Full Data'!B1831,\",\",'Inverter-Full Data'!G1831,\",\",'Inverter-Full Data'!F1831,\",\",'Inverter-Full Data'!H1831,\"'\")","v":"'Power Electronics     FS0450PU,Y,97,N'"}]
[{"$f":"CONCATENATE(\"'\",'Inverter-Full Data'!A1832,\"     \",'Inverter-Full Data'!B1832,\",\",'Inverter-Full Data'!G1832,\",\",'Inverter-Full Data'!F1832,\",\",'Inverter-Full Data'!H1832,\"'\")","v":"'Power Electronics     FS0501CU,Y,96.5,N'"}]
[{"$f":"CONCATENATE(\"'\",'Inverter-Full Data'!A1833,\"     \",'Inverter-Full Data'!B1833,\",\",'Inverter-Full Data'!G1833,\",\",'Inverter-Full Data'!F1833,\",\",'Inverter-Full Data'!H1833,\"'\")","v":"'Power Electronics     FS0560CU,Y,96,N'"}]
[{"$f":"CONCATENATE(\"'\",'Inverter-Full Data'!A1834,\"     \",'Inverter-Full Data'!B1834,\",\",'Inverter-Full Data'!G1834,\",\",'Inverter-Full Data'!F1834,\",\",'Inverter-Full Data'!H1834,\"'\")","v":"'Power Electronics     FS0560PU,Y,96,N'"}]
[{"$f":"CONCATENATE(\"'\",'Inverter-Full Data'!A1835,\"     \",'Inverter-Full Data'!B1835,\",\",'Inverter-Full Data'!G1835,\",\",'Inverter-Full Data'!F1835,\",\",'Inverter-Full Data'!H1835,\"'\")","v":"'Power Electronics     FS0600PU,Y,97,N'"}]
[{"$f":"CONCATENATE(\"'\",'Inverter-Full Data'!A1836,\"     \",'Inverter-Full Data'!B1836,\",\",'Inverter-Full Data'!G1836,\",\",'Inverter-Full Data'!F1836,\",\",'Inverter-Full Data'!H1836,\"'\")","v":"'Power Electronics     FS0640CU,Y,96,N'"}]
[{"$f":"CONCATENATE(\"'\",'Inverter-Full Data'!A1837,\"     \",'Inverter-Full Data'!B1837,\",\",'Inverter-Full Data'!G1837,\",\",'Inverter-Full Data'!F1837,\",\",'Inverter-Full Data'!H1837,\"'\")","v":"'Power Electronics     FS0640PU,Y,96,N'"}]
[{"$f":"CONCATENATE(\"'\",'Inverter-Full Data'!A1838,\"     \",'Inverter-Full Data'!B1838,\",\",'Inverter-Full Data'!G1838,\",\",'Inverter-Full Data'!F1838,\",\",'Inverter-Full Data'!H1838,\"'\")","v":"'Power Electronics     FS0600CU,Y,97,N'"}]
[{"$f":"CONCATENATE(\"'\",'Inverter-Full Data'!A1839,\"     \",'Inverter-Full Data'!B1839,\",\",'Inverter-Full Data'!G1839,\",\",'Inverter-Full Data'!F1839,\",\",'Inverter-Full Data'!H1839,\"'\")","v":"'Power Electronics     FS0750CU,Y,96.5,N'"}]
[{"$f":"CONCATENATE(\"'\",'Inverter-Full Data'!A1840,\"     \",'Inverter-Full Data'!B1840,\",\",'Inverter-Full Data'!G1840,\",\",'Inverter-Full Data'!F1840,\",\",'Inverter-Full Data'!H1840,\"'\")","v":"'Power Electronics     FS0751PU,Y,97,N'"}]
[{"$f":"CONCATENATE(\"'\",'Inverter-Full Data'!A1841,\"     \",'Inverter-Full Data'!B1841,\",\",'Inverter-Full Data'!G1841,\",\",'Inverter-Full Data'!F1841,\",\",'Inverter-Full Data'!H1841,\"'\")","v":"'Power Electronics     FS0701CU [360V],Y,97,N'"}]
[{"$f":"CONCATENATE(\"'\",'Inverter-Full Data'!A1842,\"     \",'Inverter-Full Data'!B1842,\",\",'Inverter-Full Data'!G1842,\",\",'Inverter-Full Data'!F1842,\",\",'Inverter-Full Data'!H1842,\"'\")","v":"'Power Electronics     FS0830PU,Y,97,N'"}]
[{"$f":"CONCATENATE(\"'\",'Inverter-Full Data'!A1843,\"     \",'Inverter-Full Data'!B1843,\",\",'Inverter-Full Data'!G1843,\",\",'Inverter-Full Data'!F1843,\",\",'Inverter-Full Data'!H1843,\"'\")","v":"'Power Electronics     FS0751CU,N,97,N'"}]
[{"$f":"CONCATENATE(\"'\",'Inverter-Full Data'!A1844,\"     \",'Inverter-Full Data'!B1844,\",\",'Inverter-Full Data'!G1844,\",\",'Inverter-Full Data'!F1844,\",\",'Inverter-Full Data'!H1844,\"'\")","v":"'Power Electronics     FS0900PU,Y,97,N'"}]
[{"$f":"CONCATENATE(\"'\",'Inverter-Full Data'!A1845,\"     \",'Inverter-Full Data'!B1845,\",\",'Inverter-Full Data'!G1845,\",\",'Inverter-Full Data'!F1845,\",\",'Inverter-Full Data'!H1845,\"'\")","v":"'Power Electronics     FS0830CU,Y,97,N'"}]
[{"$f":"CONCATENATE(\"'\",'Inverter-Full Data'!A1846,\"     \",'Inverter-Full Data'!B1846,\",\",'Inverter-Full Data'!G1846,\",\",'Inverter-Full Data'!F1846,\",\",'Inverter-Full Data'!H1846,\"'\")","v":"'Power Electronics     FS0970CU,Y,97,N'"}]
[{"$f":"CONCATENATE(\"'\",'Inverter-Full Data'!A1847,\"     \",'Inverter-Full Data'!B1847,\",\",'Inverter-Full Data'!G1847,\",\",'Inverter-Full Data'!F1847,\",\",'Inverter-Full Data'!H1847,\"'\")","v":"'Power Electronics     FS0970PU,Y,97,N'"}]
[{"$f":"CONCATENATE(\"'\",'Inverter-Full Data'!A1848,\"     \",'Inverter-Full Data'!B1848,\",\",'Inverter-Full Data'!G1848,\",\",'Inverter-Full Data'!F1848,\",\",'Inverter-Full Data'!H1848,\"'\")","v":"'Power Electronics     FS0901CU,N,97,N'"}]
[{"$f":"CONCATENATE(\"'\",'Inverter-Full Data'!A1849,\"     \",'Inverter-Full Data'!B1849,\",\",'Inverter-Full Data'!G1849,\",\",'Inverter-Full Data'!F1849,\",\",'Inverter-Full Data'!H1849,\"'\")","v":"'Power Electronics     FS1001CU,Y,97,N'"}]
[{"$f":"CONCATENATE(\"'\",'Inverter-Full Data'!A1850,\"     \",'Inverter-Full Data'!B1850,\",\",'Inverter-Full Data'!G1850,\",\",'Inverter-Full Data'!F1850,\",\",'Inverter-Full Data'!H1850,\"'\")","v":"'Power Electronics     FS1004CU,N,97,N'"}]
[{"$f":"CONCATENATE(\"'\",'Inverter-Full Data'!A1851,\"     \",'Inverter-Full Data'!B1851,\",\",'Inverter-Full Data'!G1851,\",\",'Inverter-Full Data'!F1851,\",\",'Inverter-Full Data'!H1851,\"'\")","v":"'Power Electronics     FS0900CU,Y,97.5,N'"}]
[{"$f":"CONCATENATE(\"'\",'Inverter-Full Data'!A1852,\"     \",'Inverter-Full Data'!B1852,\",\",'Inverter-Full Data'!G1852,\",\",'Inverter-Full Data'!F1852,\",\",'Inverter-Full Data'!H1852,\"'\")","v":"'Power Electronics     FS0940CU,N,97,N'"}]
[{"$f":"CONCATENATE(\"'\",'Inverter-Full Data'!A1853,\"     \",'Inverter-Full Data'!B1853,\",\",'Inverter-Full Data'!G1853,\",\",'Inverter-Full Data'!F1853,\",\",'Inverter-Full Data'!H1853,\"'\")","v":"'Power Electronics     FS1050PU,Y,97,N'"}]
[{"$f":"CONCATENATE(\"'\",'Inverter-Full Data'!#REF!,\"     \",'Inverter-Full Data'!#REF!,\",\",'Inverter-Full Data'!#REF!,\",\",'Inverter-Full Data'!#REF!,\",\",'Inverter-Full Data'!#REF!,\"'\")","v":{"$error":"#REF!"}}]
[{"$f":"CONCATENATE(\"'\",'Inverter-Full Data'!A1854,\"     \",'Inverter-Full Data'!B1854,\",\",'Inverter-Full Data'!G1854,\",\",'Inverter-Full Data'!F1854,\",\",'Inverter-Full Data'!H1854,\"'\")","v":"'Power Electronics     FS1051CU,N,97,N'"}]
[{"$f":"CONCATENATE(\"'\",'Inverter-Full Data'!#REF!,\"     \",'Inverter-Full Data'!#REF!,\",\",'Inverter-Full Data'!#REF!,\",\",'Inverter-Full Data'!#REF!,\",\",'Inverter-Full Data'!#REF!,\"'\")","v":{"$error":"#REF!"}}]
[{"$f":"CONCATENATE(\"'\",'Inverter-Full Data'!A1855,\"     \",'Inverter-Full Data'!B1855,\",\",'Inverter-Full Data'!G1855,\",\",'Inverter-Full Data'!F1855,\",\",'Inverter-Full Data'!H1855,\"'\")","v":"'Power Electronics     FS1003CU,Y,97,N'"}]
[{"$f":"CONCATENATE(\"'\",'Inverter-Full Data'!A1856,\"     \",'Inverter-Full Data'!B1856,\",\",'Inverter-Full Data'!G1856,\",\",'Inverter-Full Data'!F1856,\",\",'Inverter-Full Data'!H1856,\"'\")","v":"'Power Electronics     FS01110PU,Y,97,N'"}]
[{"$f":"CONCATENATE(\"'\",'Inverter-Full Data'!A1857,\"     \",'Inverter-Full Data'!B1857,\",\",'Inverter-Full Data'!G1857,\",\",'Inverter-Full Data'!F1857,\",\",'Inverter-Full Data'!H1857,\"'\")","v":"'Power Electronics     FS1000CU [440V],N,97,N'"}]
[{"$f":"CONCATENATE(\"'\",'Inverter-Full Data'!A1858,\"     \",'Inverter-Full Data'!B1858,\",\",'Inverter-Full Data'!G1858,\",\",'Inverter-Full Data'!F1858,\",\",'Inverter-Full Data'!H1858,\"'\")","v":"'Power Electronics     FS1112CU [440V],N,97,N'"}]
[{"$f":"CONCATENATE(\"'\",'Inverter-Full Data'!A1859,\"     \",'Inverter-Full Data'!B1859,\",\",'Inverter-Full Data'!G1859,\",\",'Inverter-Full Data'!F1859,\",\",'Inverter-Full Data'!H1859,\"'\")","v":"'Power Electronics     FS1050CU15 [565V],N,97,N'"}]
[{"$f":"CONCATENATE(\"'\",'Inverter-Full Data'!A1860,\"     \",'Inverter-Full Data'!B1860,\",\",'Inverter-Full Data'!G1860,\",\",'Inverter-Full Data'!F1860,\",\",'Inverter-Full Data'!H1860,\"'\")","v":"'Power Electronics     FS1100CU15O3 [600V],N,98,N'"}]
[{"$f":"CONCATENATE(\"'\",'Inverter-Full Data'!#REF!,\"     \",'Inverter-Full Data'!#REF!,\",\",'Inverter-Full Data'!#REF!,\",\",'Inverter-Full Data'!#REF!,\",\",'Inverter-Full Data'!#REF!,\"'\")","v":{"$error":"#REF!"}}]
[{"$f":"CONCATENATE(\"'\",'Inverter-Full Data'!A1861,\"     \",'Inverter-Full Data'!B1861,\",\",'Inverter-Full Data'!G1861,\",\",'Inverter-Full Data'!F1861,\",\",'Inverter-Full Data'!H1861,\"'\")","v":"'Power Electronics     FS1050CU,Y,97,N'"}]
[{"$f":"CONCATENATE(\"'\",'Inverter-Full Data'!A1862,\"     \",'Inverter-Full Data'!B1862,\",\",'Inverter-Full Data'!G1862,\",\",'Inverter-Full Data'!F1862,\",\",'Inverter-Full Data'!H1862,\"'\")","v":"'Power Electronics     FS1080CU [400V],N,97,N'"}]
[{"$f":"CONCATENATE(\"'\",'Inverter-Full Data'!A1863,\"     \",'Inverter-Full Data'!B1863,\",\",'Inverter-Full Data'!G1863,\",\",'Inverter-Full Data'!F1863,\",\",'Inverter-Full Data'!H1863,\"'\")","v":"'Power Electronics     FS1200CU,Y,97,N'"}]
[{"$f":"CONCATENATE(\"'\",'Inverter-Full Data'!A1864,\"     \",'Inverter-Full Data'!B1864,\",\",'Inverter-Full Data'!G1864,\",\",'Inverter-Full Data'!F1864,\",\",'Inverter-Full Data'!H1864,\"'\")","v":"'Power Electronics     FS1200PU,Y,97,N'"}]
[{"$f":"CONCATENATE(\"'\",'Inverter-Full Data'!A1865,\"     \",'Inverter-Full Data'!B1865,\",\",'Inverter-Full Data'!G1865,\",\",'Inverter-Full Data'!F1865,\",\",'Inverter-Full Data'!H1865,\"'\")","v":"'Power Electronics     FS1201CU [400V],N,98,N'"}]
[{"$f":"CONCATENATE(\"'\",'Inverter-Full Data'!A1866,\"     \",'Inverter-Full Data'!B1866,\",\",'Inverter-Full Data'!G1866,\",\",'Inverter-Full Data'!F1866,\",\",'Inverter-Full Data'!H1866,\"'\")","v":"'Power Electronics     FS1100CU15 [600V],N,97,N'"}]
[{"$f":"CONCATENATE(\"'\",'Inverter-Full Data'!#REF!,\"     \",'Inverter-Full Data'!#REF!,\",\",'Inverter-Full Data'!#REF!,\",\",'Inverter-Full Data'!#REF!,\",\",'Inverter-Full Data'!#REF!,\"'\")","v":{"$error":"#REF!"}}]
[{"$f":"CONCATENATE(\"'\",'Inverter-Full Data'!A1867,\"     \",'Inverter-Full Data'!B1867,\",\",'Inverter-Full Data'!G1867,\",\",'Inverter-Full Data'!F1867,\",\",'Inverter-Full Data'!H1867,\"'\")","v":"'Power Electronics     FS01110CU,Y,97,N'"}]
[{"$f":"CONCATENATE(\"'\",'Inverter-Full Data'!A1868,\"     \",'Inverter-Full Data'!B1868,\",\",'Inverter-Full Data'!G1868,\",\",'Inverter-Full Data'!F1868,\",\",'Inverter-Full Data'!H1868,\"'\")","v":"'Power Electronics     FS1250PU,Y,97,N'"}]
[{"$f":"CONCATENATE(\"'\",'Inverter-Full Data'!A1869,\"     \",'Inverter-Full Data'!B1869,\",\",'Inverter-Full Data'!G1869,\",\",'Inverter-Full Data'!F1869,\",\",'Inverter-Full Data'!H1869,\"'\")","v":"'Power Electronics     FS1140CU [420V],N,97,N'"}]
[{"$f":"CONCATENATE(\"'\",'Inverter-Full Data'!A1870,\"     \",'Inverter-Full Data'!B1870,\",\",'Inverter-Full Data'!G1870,\",\",'Inverter-Full Data'!F1870,\",\",'Inverter-Full Data'!H1870,\"'\")","v":"'Power Electronics     FS1271CU [420V],N,98,N'"}]
[{"$f":"CONCATENATE(\"'\",'Inverter-Full Data'!#REF!,\"     \",'Inverter-Full Data'!#REF!,\",\",'Inverter-Full Data'!#REF!,\",\",'Inverter-Full Data'!#REF!,\",\",'Inverter-Full Data'!#REF!,\"'\")","v":{"$error":"#REF!"}}]
[{"$f":"CONCATENATE(\"'\",'Inverter-Full Data'!A1871,\"     \",'Inverter-Full Data'!B1871,\",\",'Inverter-Full Data'!G1871,\",\",'Inverter-Full Data'!F1871,\",\",'Inverter-Full Data'!H1871,\"'\")","v":"'Power Electronics     FS1290CU [330V],Y,97,N'"}]
[{"$f":"CONCATENATE(\"'\",'Inverter-Full Data'!A1872,\"     \",'Inverter-Full Data'!B1872,\",\",'Inverter-Full Data'!G1872,\",\",'Inverter-Full Data'!F1872,\",\",'Inverter-Full Data'!H1872,\"'\")","v":"'Power Electronics     FS1200CU15 [645V],N,97.5,N'"}]
[{"$f":"CONCATENATE(\"'\",'Inverter-Full Data'!A1873,\"     \",'Inverter-Full Data'!B1873,\",\",'Inverter-Full Data'!G1873,\",\",'Inverter-Full Data'!F1873,\",\",'Inverter-Full Data'!H1873,\"'\")","v":"'Power Electronics     FS1190CU [440V],N,97,N'"}]
[{"$f":"CONCATENATE(\"'\",'Inverter-Full Data'!A1874,\"     \",'Inverter-Full Data'!B1874,\",\",'Inverter-Full Data'!G1874,\",\",'Inverter-Full Data'!F1874,\",\",'Inverter-Full Data'!H1874,\"'\")","v":"'Power Electronics     FS1331CU [440V],N,97,N'"}]
[{"$f":"CONCATENATE(\"'\",'Inverter-Full Data'!A1875,\"     \",'Inverter-Full Data'!B1875,\",\",'Inverter-Full Data'!G1875,\",\",'Inverter-Full Data'!F1875,\",\",'Inverter-Full Data'!H1875,\"'\")","v":"'Power Electronics     FS1250CU,Y,97.5,N'"}]
[{"$f":"CONCATENATE(\"'\",'Inverter-Full Data'!A1876,\"     \",'Inverter-Full Data'!B1876,\",\",'Inverter-Full Data'!G1876,\",\",'Inverter-Full Data'!F1876,\",\",'Inverter-Full Data'!H1876,\"'\")","v":"'Power Electronics     FS1275CU15 [690V],N,97,N'"}]
[{"$f":"CONCATENATE(\"'\",'Inverter-Full Data'!#REF!,\"     \",'Inverter-Full Data'!#REF!,\",\",'Inverter-Full Data'!#REF!,\",\",'Inverter-Full Data'!#REF!,\",\",'Inverter-Full Data'!#REF!,\"'\")","v":{"$error":"#REF!"}}]
[{"$f":"CONCATENATE(\"'\",'Inverter-Full Data'!A1877,\"     \",'Inverter-Full Data'!B1877,\",\",'Inverter-Full Data'!G1877,\",\",'Inverter-Full Data'!F1877,\",\",'Inverter-Full Data'!H1877,\"'\")","v":"'Power Electronics     FS1260CU [400V],N,97,N'"}]
[{"$f":"CONCATENATE(\"'\",'Inverter-Full Data'!A1878,\"     \",'Inverter-Full Data'!B1878,\",\",'Inverter-Full Data'!G1878,\",\",'Inverter-Full Data'!F1878,\",\",'Inverter-Full Data'!H1878,\"'\")","v":"'Power Electronics     FS1401CU [400V],Y,97,N'"}]
[{"$f":"CONCATENATE(\"'\",'Inverter-Full Data'!A1879,\"     \",'Inverter-Full Data'!B1879,\",\",'Inverter-Full Data'!G1879,\",\",'Inverter-Full Data'!F1879,\",\",'Inverter-Full Data'!H1879,\"'\")","v":"'Power Electronics     FS1430CU [330V],Y,97,N'"}]
[{"$f":"CONCATENATE(\"'\",'Inverter-Full Data'!A1880,\"     \",'Inverter-Full Data'!B1880,\",\",'Inverter-Full Data'!G1880,\",\",'Inverter-Full Data'!F1880,\",\",'Inverter-Full Data'!H1880,\"'\")","v":"'Power Electronics     FS1330CU [420V],N,97,N'"}]
[{"$f":"CONCATENATE(\"'\",'Inverter-Full Data'!#REF!,\"     \",'Inverter-Full Data'!#REF!,\",\",'Inverter-Full Data'!#REF!,\",\",'Inverter-Full Data'!#REF!,\",\",'Inverter-Full Data'!#REF!,\"'\")","v":{"$error":"#REF!"}}]
[{"$f":"CONCATENATE(\"'\",'Inverter-Full Data'!A1881,\"     \",'Inverter-Full Data'!B1881,\",\",'Inverter-Full Data'!G1881,\",\",'Inverter-Full Data'!F1881,\",\",'Inverter-Full Data'!H1881,\"'\")","v":"'Power Electronics     FS1480CU [420V],N,97,N'"}]
[{"$f":"CONCATENATE(\"'\",'Inverter-Full Data'!A1882,\"     \",'Inverter-Full Data'!B1882,\",\",'Inverter-Full Data'!G1882,\",\",'Inverter-Full Data'!F1882,\",\",'Inverter-Full Data'!H1882,\"'\")","v":"'Power Electronics     FS1400CU15 [565V],N,97.5,N'"}]
[{"$f":"CONCATENATE(\"'\",'Inverter-Full Data'!A1883,\"     \",'Inverter-Full Data'!B1883,\",\",'Inverter-Full Data'!G1883,\",\",'Inverter-Full Data'!F1883,\",\",'Inverter-Full Data'!H1883,\"'\")","v":"'Power Electronics     FS1530CU [390V],Y,97,N'"}]
[{"$f":"CONCATENATE(\"'\",'Inverter-Full Data'!#REF!,\"     \",'Inverter-Full Data'!#REF!,\",\",'Inverter-Full Data'!#REF!,\",\",'Inverter-Full Data'!#REF!,\",\",'Inverter-Full Data'!#REF!,\"'\")","v":{"$error":"#REF!"}}]
[{"$f":"CONCATENATE(\"'\",'Inverter-Full Data'!A1884,\"     \",'Inverter-Full Data'!B1884,\",\",'Inverter-Full Data'!G1884,\",\",'Inverter-Full Data'!F1884,\",\",'Inverter-Full Data'!H1884,\"'\")","v":"'Power Electronics     FS1390CU [440V],N,97,N'"}]
[{"$f":"CONCATENATE(\"'\",'Inverter-Full Data'!A1885,\"     \",'Inverter-Full Data'!B1885,\",\",'Inverter-Full Data'!G1885,\",\",'Inverter-Full Data'!F1885,\",\",'Inverter-Full Data'!H1885,\"'\")","v":"'Power Electronics     FS1550CU [440V],Y,97,N'"}]
[{"$f":"CONCATENATE(\"'\",'Inverter-Full Data'!A1886,\"     \",'Inverter-Full Data'!B1886,\",\",'Inverter-Full Data'!G1886,\",\",'Inverter-Full Data'!F1886,\",\",'Inverter-Full Data'!H1886,\"'\")","v":"'Power Electronics     FS1500CU15O3 [600V],N,98,N'"}]
[{"$f":"CONCATENATE(\"'\",'Inverter-Full Data'!A1887,\"     \",'Inverter-Full Data'!B1887,\",\",'Inverter-Full Data'!G1887,\",\",'Inverter-Full Data'!F1887,\",\",'Inverter-Full Data'!H1887,\"'\")","v":"'Power Electronics     FS1440CU [400V],N,97,N'"}]
[{"$f":"CONCATENATE(\"'\",'Inverter-Full Data'!A1888,\"     \",'Inverter-Full Data'!B1888,\",\",'Inverter-Full Data'!G1888,\",\",'Inverter-Full Data'!F1888,\",\",'Inverter-Full Data'!H1888,\"'\")","v":"'Power Electronics     FS1600CU [400V],N,97,N'"}]
[{"$f":"CONCATENATE(\"'\",'Inverter-Full Data'!#REF!,\"     \",'Inverter-Full Data'!#REF!,\",\",'Inverter-Full Data'!#REF!,\",\",'Inverter-Full Data'!#REF!,\",\",'Inverter-Full Data'!#REF!,\"'\")","v":{"$error":"#REF!"}}]
[{"$f":"CONCATENATE(\"'\",'Inverter-Full Data'!A1889,\"     \",'Inverter-Full Data'!B1889,\",\",'Inverter-Full Data'!G1889,\",\",'Inverter-Full Data'!F1889,\",\",'Inverter-Full Data'!H1889,\"'\")","v":"'Power Electronics     FS1475CU15 [600V],N,97.5,N'"}]
[{"$f":"CONCATENATE(\"'\",'Inverter-Full Data'!A1890,\"     \",'Inverter-Full Data'!B1890,\",\",'Inverter-Full Data'!G1890,\",\",'Inverter-Full Data'!F1890,\",\",'Inverter-Full Data'!H1890,\"'\")","v":"'Power Electronics     FS1590CU [440V],N,97,N'"}]
[{"$f":"CONCATENATE(\"'\",'Inverter-Full Data'!A1891,\"     \",'Inverter-Full Data'!B1891,\",\",'Inverter-Full Data'!G1891,\",\",'Inverter-Full Data'!F1891,\",\",'Inverter-Full Data'!H1891,\"'\")","v":"'Power Electronics     FS1520CU [420V],N,97,N'"}]
[{"$f":"CONCATENATE(\"'\",'Inverter-Full Data'!A1892,\"     \",'Inverter-Full Data'!B1892,\",\",'Inverter-Full Data'!G1892,\",\",'Inverter-Full Data'!F1892,\",\",'Inverter-Full Data'!H1892,\"'\")","v":"'Power Electronics     FS1690CU [420V],N,97,N'"}]
[{"$f":"CONCATENATE(\"'\",'Inverter-Full Data'!#REF!,\"     \",'Inverter-Full Data'!#REF!,\",\",'Inverter-Full Data'!#REF!,\",\",'Inverter-Full Data'!#REF!,\",\",'Inverter-Full Data'!#REF!,\"'\")","v":{"$error":"#REF!"}}]
[{"$f":"CONCATENATE(\"'\",'Inverter-Full Data'!A1893,\"     \",'Inverter-Full Data'!B1893,\",\",'Inverter-Full Data'!G1893,\",\",'Inverter-Full Data'!F1893,\",\",'Inverter-Full Data'!H1893,\"'\")","v":"'Power Electronics     FS1700CU [390V],Y,97,N'"}]
[{"$f":"CONCATENATE(\"'\",'Inverter-Full Data'!#REF!,\"     \",'Inverter-Full Data'!#REF!,\",\",'Inverter-Full Data'!#REF!,\",\",'Inverter-Full Data'!#REF!,\",\",'Inverter-Full Data'!#REF!,\"'\")","v":{"$error":"#REF!"}}]
[{"$f":"CONCATENATE(\"'\",'Inverter-Full Data'!A1894,\"     \",'Inverter-Full Data'!B1894,\",\",'Inverter-Full Data'!G1894,\",\",'Inverter-Full Data'!F1894,\",\",'Inverter-Full Data'!H1894,\"'\")","v":"'Power Electronics     FS1600CU15 [645V],N,97.5,N'"}]
[{"$f":"CONCATENATE(\"'\",'Inverter-Full Data'!A1895,\"     \",'Inverter-Full Data'!B1895,\",\",'Inverter-Full Data'!G1895,\",\",'Inverter-Full Data'!F1895,\",\",'Inverter-Full Data'!H1895,\"'\")","v":"'Power Electronics     FS1770CU [440V],N,97,N'"}]
[{"$f":"CONCATENATE(\"'\",'Inverter-Full Data'!A1896,\"     \",'Inverter-Full Data'!B1896,\",\",'Inverter-Full Data'!G1896,\",\",'Inverter-Full Data'!F1896,\",\",'Inverter-Full Data'!H1896,\"'\")","v":"'Power Electronics     FS1620CU [400V],N,97,N'"}]
[{"$f":"CONCATENATE(\"'\",'Inverter-Full Data'!#REF!,\"     \",'Inverter-Full Data'!#REF!,\",\",'Inverter-Full Data'!#REF!,\",\",'Inverter-Full Data'!#REF!,\",\",'Inverter-Full Data'!#REF!,\"'\")","v":{"$error":"#REF!"}}]
[{"$f":"CONCATENATE(\"'\",'Inverter-Full Data'!A1897,\"     \",'Inverter-Full Data'!B1897,\",\",'Inverter-Full Data'!G1897,\",\",'Inverter-Full Data'!F1897,\",\",'Inverter-Full Data'!H1897,\"'\")","v":"'Power Electronics     FS1801CU [400V],N,97,N'"}]
[{"$f":"CONCATENATE(\"'\",'Inverter-Full Data'!A1898,\"     \",'Inverter-Full Data'!B1898,\",\",'Inverter-Full Data'!G1898,\",\",'Inverter-Full Data'!F1898,\",\",'Inverter-Full Data'!H1898,\"'\")","v":"'Power Electronics     FS1700CU15 [690V],N,98,N'"}]
[{"$f":"CONCATENATE(\"'\",'Inverter-Full Data'!A1899,\"     \",'Inverter-Full Data'!B1899,\",\",'Inverter-Full Data'!G1899,\",\",'Inverter-Full Data'!F1899,\",\",'Inverter-Full Data'!H1899,\"'\")","v":"'Power Electronics     FS1750CU15 [565V],N,97.5,N'"}]
[{"$f":"CONCATENATE(\"'\",'Inverter-Full Data'!A1900,\"     \",'Inverter-Full Data'!B1900,\",\",'Inverter-Full Data'!G1900,\",\",'Inverter-Full Data'!F1900,\",\",'Inverter-Full Data'!H1900,\"'\")","v":"'Power Electronics     FS1710CU [420V],N,97,N'"}]
[{"$f":"CONCATENATE(\"'\",'Inverter-Full Data'!A1901,\"     \",'Inverter-Full Data'!B1901,\",\",'Inverter-Full Data'!G1901,\",\",'Inverter-Full Data'!F1901,\",\",'Inverter-Full Data'!H1901,\"'\")","v":"'Power Electronics     FS1901CU [420V],N,97,N'"}]
[{"$f":"CONCATENATE(\"'\",'Inverter-Full Data'!#REF!,\"     \",'Inverter-Full Data'!#REF!,\",\",'Inverter-Full Data'!#REF!,\",\",'Inverter-Full Data'!#REF!,\",\",'Inverter-Full Data'!#REF!,\"'\")","v":{"$error":"#REF!"}}]
[{"$f":"CONCATENATE(\"'\",'Inverter-Full Data'!A1902,\"     \",'Inverter-Full Data'!B1902,\",\",'Inverter-Full Data'!G1902,\",\",'Inverter-Full Data'!F1902,\",\",'Inverter-Full Data'!H1902,\"'\")","v":"'Power Electronics     FS1850CU15O3 [600V],N,98,N'"}]
[{"$f":"CONCATENATE(\"'\",'Inverter-Full Data'!A1903,\"     \",'Inverter-Full Data'!B1903,\",\",'Inverter-Full Data'!G1903,\",\",'Inverter-Full Data'!F1903,\",\",'Inverter-Full Data'!H1903,\"'\")","v":"'Power Electronics     FS1790CU [440V],N,97,N'"}]
[{"$f":"CONCATENATE(\"'\",'Inverter-Full Data'!A1904,\"     \",'Inverter-Full Data'!B1904,\",\",'Inverter-Full Data'!G1904,\",\",'Inverter-Full Data'!F1904,\",\",'Inverter-Full Data'!H1904,\"'\")","v":"'Power Electronics     FS1991CU [440V],N,97,N'"}]
[{"$f":"CONCATENATE(\"'\",'Inverter-Full Data'!#REF!,\"     \",'Inverter-Full Data'!#REF!,\",\",'Inverter-Full Data'!#REF!,\",\",'Inverter-Full Data'!#REF!,\",\",'Inverter-Full Data'!#REF!,\"'\")","v":{"$error":"#REF!"}}]
[{"$f":"CONCATENATE(\"'\",'Inverter-Full Data'!A1905,\"     \",'Inverter-Full Data'!B1905,\",\",'Inverter-Full Data'!G1905,\",\",'Inverter-Full Data'!F1905,\",\",'Inverter-Full Data'!H1905,\"'\")","v":"'Power Electronics     FS1800CU [400V],N,97,N'"}]
[{"$f":"CONCATENATE(\"'\",'Inverter-Full Data'!A1906,\"     \",'Inverter-Full Data'!B1906,\",\",'Inverter-Full Data'!G1906,\",\",'Inverter-Full Data'!F1906,\",\",'Inverter-Full Data'!H1906,\"'\")","v":"'Power Electronics     FS2000CU [400V],N,97,N'"}]
[{"$f":"CONCATENATE(\"'\",'Inverter-Full Data'!A1907,\"     \",'Inverter-Full Data'!B1907,\",\",'Inverter-Full Data'!G1907,\",\",'Inverter-Full Data'!F1907,\",\",'Inverter-Full Data'!H1907,\"'\")","v":"'Power Electronics     FS1850CU15 [600V],N,97.5,N'"}]
[{"$f":"CONCATENATE(\"'\",'Inverter-Full Data'!#REF!,\"     \",'Inverter-Full Data'!#REF!,\",\",'Inverter-Full Data'!#REF!,\",\",'Inverter-Full Data'!#REF!,\",\",'Inverter-Full Data'!#REF!,\"'\")","v":{"$error":"#REF!"}}]
[{"$f":"CONCATENATE(\"'\",'Inverter-Full Data'!A1908,\"     \",'Inverter-Full Data'!B1908,\",\",'Inverter-Full Data'!G1908,\",\",'Inverter-Full Data'!F1908,\",\",'Inverter-Full Data'!H1908,\"'\")","v":"'Power Electronics     FS2000K [600V],N,98,N'"}]
[{"$f":"CONCATENATE(\"'\",'Inverter-Full Data'!#REF!,\"     \",'Inverter-Full Data'!#REF!,\",\",'Inverter-Full Data'!#REF!,\",\",'Inverter-Full Data'!#REF!,\",\",'Inverter-Full Data'!#REF!,\"'\")","v":{"$error":"#REF!"}}]
[{"$f":"CONCATENATE(\"'\",'Inverter-Full Data'!A1909,\"     \",'Inverter-Full Data'!B1909,\",\",'Inverter-Full Data'!G1909,\",\",'Inverter-Full Data'!F1909,\",\",'Inverter-Full Data'!H1909,\"'\")","v":"'Power Electronics     FS1900CU [420V],N,97,N'"}]
[{"$f":"CONCATENATE(\"'\",'Inverter-Full Data'!#REF!,\"     \",'Inverter-Full Data'!#REF!,\",\",'Inverter-Full Data'!#REF!,\",\",'Inverter-Full Data'!#REF!,\",\",'Inverter-Full Data'!#REF!,\"'\")","v":{"$error":"#REF!"}}]
[{"$f":"CONCATENATE(\"'\",'Inverter-Full Data'!A1910,\"     \",'Inverter-Full Data'!B1910,\",\",'Inverter-Full Data'!G1910,\",\",'Inverter-Full Data'!F1910,\",\",'Inverter-Full Data'!H1910,\"'\")","v":"'Power Electronics     FS2110CU [420V],N,97,N'"}]
[{"$f":"CONCATENATE(\"'\",'Inverter-Full Data'!#REF!,\"     \",'Inverter-Full Data'!#REF!,\",\",'Inverter-Full Data'!#REF!,\",\",'Inverter-Full Data'!#REF!,\",\",'Inverter-Full Data'!#REF!,\"'\")","v":{"$error":"#REF!"}}]
[{"$f":"CONCATENATE(\"'\",'Inverter-Full Data'!A1911,\"     \",'Inverter-Full Data'!B1911,\",\",'Inverter-Full Data'!G1911,\",\",'Inverter-Full Data'!F1911,\",\",'Inverter-Full Data'!H1911,\"'\")","v":"'Power Electronics     FS2000CU15 [645V],N,98,N'"}]
[{"$f":"CONCATENATE(\"'\",'Inverter-Full Data'!#REF!,\"     \",'Inverter-Full Data'!#REF!,\",\",'Inverter-Full Data'!#REF!,\",\",'Inverter-Full Data'!#REF!,\",\",'Inverter-Full Data'!#REF!,\"'\")","v":{"$error":"#REF!"}}]
[{"$f":"CONCATENATE(\"'\",'Inverter-Full Data'!A1912,\"     \",'Inverter-Full Data'!B1912,\",\",'Inverter-Full Data'!G1912,\",\",'Inverter-Full Data'!F1912,\",\",'Inverter-Full Data'!H1912,\"'\")","v":"'Power Electronics     FS2000M [34000V],N,97,N'"}]
[{"$f":"CONCATENATE(\"'\",'Inverter-Full Data'!#REF!,\"     \",'Inverter-Full Data'!#REF!,\",\",'Inverter-Full Data'!#REF!,\",\",'Inverter-Full Data'!#REF!,\",\",'Inverter-Full Data'!#REF!,\"'\")","v":{"$error":"#REF!"}}]
[{"$f":"CONCATENATE(\"'\",'Inverter-Full Data'!A1913,\"     \",'Inverter-Full Data'!B1913,\",\",'Inverter-Full Data'!G1913,\",\",'Inverter-Full Data'!F1913,\",\",'Inverter-Full Data'!H1913,\"'\")","v":"'Power Electronics     FS1980CU [440V],N,97,N'"}]
[{"$f":"CONCATENATE(\"'\",'Inverter-Full Data'!#REF!,\"     \",'Inverter-Full Data'!#REF!,\",\",'Inverter-Full Data'!#REF!,\",\",'Inverter-Full Data'!#REF!,\",\",'Inverter-Full Data'!#REF!,\"'\")","v":{"$error":"#REF!"}}]
[{"$f":"CONCATENATE(\"'\",'Inverter-Full Data'!A1914,\"     \",'Inverter-Full Data'!B1914,\",\",'Inverter-Full Data'!G1914,\",\",'Inverter-Full Data'!F1914,\",\",'Inverter-Full Data'!H1914,\"'\")","v":"'Power Electronics     FS2200CU [440V],N,97,N'"}]
[{"$f":"CONCATENATE(\"'\",'Inverter-Full Data'!#REF!,\"     \",'Inverter-Full Data'!#REF!,\",\",'Inverter-Full Data'!#REF!,\",\",'Inverter-Full Data'!#REF!,\",\",'Inverter-Full Data'!#REF!,\"'\")","v":{"$error":"#REF!"}}]
[{"$f":"CONCATENATE(\"'\",'Inverter-Full Data'!A1915,\"     \",'Inverter-Full Data'!B1915,\",\",'Inverter-Full Data'!G1915,\",\",'Inverter-Full Data'!F1915,\",\",'Inverter-Full Data'!H1915,\"'\")","v":"'Power Electronics     FS2100CU15 [565V],N,97.5,N'"}]
[{"$f":"CONCATENATE(\"'\",'Inverter-Full Data'!#REF!,\"     \",'Inverter-Full Data'!#REF!,\",\",'Inverter-Full Data'!#REF!,\",\",'Inverter-Full Data'!#REF!,\",\",'Inverter-Full Data'!#REF!,\"'\")","v":{"$error":"#REF!"}}]
[{"$f":"CONCATENATE(\"'\",'Inverter-Full Data'!A1916,\"     \",'Inverter-Full Data'!B1916,\",\",'Inverter-Full Data'!G1916,\",\",'Inverter-Full Data'!F1916,\",\",'Inverter-Full Data'!H1916,\"'\")","v":"'Power Electronics     FS2125CU15 [690V],N,98,N'"}]
[{"$f":"CONCATENATE(\"'\",'Inverter-Full Data'!#REF!,\"     \",'Inverter-Full Data'!#REF!,\",\",'Inverter-Full Data'!#REF!,\",\",'Inverter-Full Data'!#REF!,\",\",'Inverter-Full Data'!#REF!,\"'\")","v":{"$error":"#REF!"}}]
[{"$f":"CONCATENATE(\"'\",'Inverter-Full Data'!A1917,\"     \",'Inverter-Full Data'!B1917,\",\",'Inverter-Full Data'!G1917,\",\",'Inverter-Full Data'!F1917,\",\",'Inverter-Full Data'!H1917,\"'\")","v":"'Power Electronics     FS2225CU15 [600V],N,97.5,N'"}]
[{"$f":"CONCATENATE(\"'\",'Inverter-Full Data'!#REF!,\"     \",'Inverter-Full Data'!#REF!,\",\",'Inverter-Full Data'!#REF!,\",\",'Inverter-Full Data'!#REF!,\",\",'Inverter-Full Data'!#REF!,\"'\")","v":{"$error":"#REF!"}}]
[{"$f":"CONCATENATE(\"'\",'Inverter-Full Data'!A1918,\"     \",'Inverter-Full Data'!B1918,\",\",'Inverter-Full Data'!G1918,\",\",'Inverter-Full Data'!F1918,\",\",'Inverter-Full Data'!H1918,\"'\")","v":"'Power Electronics     FS2250CU15O3 [600V],N,98,N'"}]
[{"$f":"CONCATENATE(\"'\",'Inverter-Full Data'!#REF!,\"     \",'Inverter-Full Data'!#REF!,\",\",'Inverter-Full Data'!#REF!,\",\",'Inverter-Full Data'!#REF!,\",\",'Inverter-Full Data'!#REF!,\"'\")","v":{"$error":"#REF!"}}]
[{"$f":"CONCATENATE(\"'\",'Inverter-Full Data'!A1919,\"     \",'Inverter-Full Data'!B1919,\",\",'Inverter-Full Data'!G1919,\",\",'Inverter-Full Data'!F1919,\",\",'Inverter-Full Data'!H1919,\"'\")","v":"'Power Electronics     FS2150CU15 [645V],N,98,N'"}]
[{"$f":"CONCATENATE(\"'\",'Inverter-Full Data'!#REF!,\"     \",'Inverter-Full Data'!#REF!,\",\",'Inverter-Full Data'!#REF!,\",\",'Inverter-Full Data'!#REF!,\",\",'Inverter-Full Data'!#REF!,\"'\")","v":{"$error":"#REF!"}}]
[{"$f":"CONCATENATE(\"'\",'Inverter-Full Data'!A1920,\"     \",'Inverter-Full Data'!B1920,\",\",'Inverter-Full Data'!G1920,\",\",'Inverter-Full Data'!F1920,\",\",'Inverter-Full Data'!H1920,\"'\")","v":"'Power Electronics     FS2400CU15 [645V],N,98,N'"}]
[{"$f":"CONCATENATE(\"'\",'Inverter-Full Data'!A1921,\"     \",'Inverter-Full Data'!B1921,\",\",'Inverter-Full Data'!G1921,\",\",'Inverter-Full Data'!F1921,\",\",'Inverter-Full Data'!H1921,\"'\")","v":"'Power Electronics     FS2450CU15 [565V],N,97.5,N'"}]
[{"$f":"CONCATENATE(\"'\",'Inverter-Full Data'!A1922,\"     \",'Inverter-Full Data'!B1922,\",\",'Inverter-Full Data'!G1922,\",\",'Inverter-Full Data'!F1922,\",\",'Inverter-Full Data'!H1922,\"'\")","v":"'Power Electronics     FS2550CU15 [690V],N,98,N'"}]
[{"$f":"CONCATENATE(\"'\",'Inverter-Full Data'!A1923,\"     \",'Inverter-Full Data'!B1923,\",\",'Inverter-Full Data'!G1923,\",\",'Inverter-Full Data'!F1923,\",\",'Inverter-Full Data'!H1923,\"'\")","v":"'Power Electronics     FS2300CU15 [690V],N,98,N'"}]
[{"$f":"CONCATENATE(\"'\",'Inverter-Full Data'!A1924,\"     \",'Inverter-Full Data'!B1924,\",\",'Inverter-Full Data'!G1924,\",\",'Inverter-Full Data'!F1924,\",\",'Inverter-Full Data'!H1924,\"'\")","v":"'Power Electronics     FS2600CU15O3 [600V],N,98,N'"}]
[{"$f":"CONCATENATE(\"'\",'Inverter-Full Data'!A1925,\"     \",'Inverter-Full Data'!B1925,\",\",'Inverter-Full Data'!G1925,\",\",'Inverter-Full Data'!F1925,\",\",'Inverter-Full Data'!H1925,\"'\")","v":"'Power Electronics     FS2600CU15 [600V],N,98,N'"}]
[{"$f":"CONCATENATE(\"'\",'Inverter-Full Data'!A1926,\"     \",'Inverter-Full Data'!B1926,\",\",'Inverter-Full Data'!G1926,\",\",'Inverter-Full Data'!F1926,\",\",'Inverter-Full Data'!H1926,\"'\")","v":"'Power Electronics     FS2840M [34000V],N,97.5,N'"}]
[{"$f":"CONCATENATE(\"'\",'Inverter-Full Data'!A1927,\"     \",'Inverter-Full Data'!B1927,\",\",'Inverter-Full Data'!G1927,\",\",'Inverter-Full Data'!F1927,\",\",'Inverter-Full Data'!H1927,\"'\")","v":"'Power Electronics     FS3001M [34000V],N,97.5,N'"}]
[{"$f":"CONCATENATE(\"'\",'Inverter-Full Data'!A1928,\"     \",'Inverter-Full Data'!B1928,\",\",'Inverter-Full Data'!G1928,\",\",'Inverter-Full Data'!F1928,\",\",'Inverter-Full Data'!H1928,\"'\")","v":"'Power Electronics     FS2800CU15 [645V],N,98,N'"}]
[{"$f":"CONCATENATE(\"'\",'Inverter-Full Data'!A1929,\"     \",'Inverter-Full Data'!B1929,\",\",'Inverter-Full Data'!G1929,\",\",'Inverter-Full Data'!F1929,\",\",'Inverter-Full Data'!H1929,\"'\")","v":"'Power Electronics     FS3000M [34000V],N,97.5,N'"}]
[{"$f":"CONCATENATE(\"'\",'Inverter-Full Data'!A1930,\"     \",'Inverter-Full Data'!B1930,\",\",'Inverter-Full Data'!G1930,\",\",'Inverter-Full Data'!F1930,\",\",'Inverter-Full Data'!H1930,\"'\")","v":"'Power Electronics     FS3000CU15 [690V],N,98,N'"}]
[{"$f":"CONCATENATE(\"'\",'Inverter-Full Data'!A1931,\"     \",'Inverter-Full Data'!B1931,\",\",'Inverter-Full Data'!G1931,\",\",'Inverter-Full Data'!F1931,\",\",'Inverter-Full Data'!H1931,\"'\")","v":"'Power Electronics     FS3150M [34000V],N,97.5,N'"}]
[{"$f":"CONCATENATE(\"'\",'Inverter-Full Data'!A1932,\"     \",'Inverter-Full Data'!B1932,\",\",'Inverter-Full Data'!G1932,\",\",'Inverter-Full Data'!F1932,\",\",'Inverter-Full Data'!H1932,\"'\")","v":"'Power Electronics     FS3225M [34000V],N,97.5,N'"}]
[{"$f":"CONCATENATE(\"'\",'Inverter-Full Data'!A1933,\"     \",'Inverter-Full Data'!B1933,\",\",'Inverter-Full Data'!G1933,\",\",'Inverter-Full Data'!F1933,\",\",'Inverter-Full Data'!H1933,\"'\")","v":"'Powercom     SLK-1500 [208V],Y,94.5,N'"}]
[{"$f":"CONCATENATE(\"'\",'Inverter-Full Data'!A1934,\"     \",'Inverter-Full Data'!B1934,\",\",'Inverter-Full Data'!G1934,\",\",'Inverter-Full Data'!F1934,\",\",'Inverter-Full Data'!H1934,\"'\")","v":"'Powercom     SLK-1500 [240V],Y,94.5,N'"}]
[{"$f":"CONCATENATE(\"'\",'Inverter-Full Data'!A1935,\"     \",'Inverter-Full Data'!B1935,\",\",'Inverter-Full Data'!G1935,\",\",'Inverter-Full Data'!F1935,\",\",'Inverter-Full Data'!H1935,\"'\")","v":"'Powercom     SLK-2000 [208V],Y,95.5,N'"}]
[{"$f":"CONCATENATE(\"'\",'Inverter-Full Data'!A1936,\"     \",'Inverter-Full Data'!B1936,\",\",'Inverter-Full Data'!G1936,\",\",'Inverter-Full Data'!F1936,\",\",'Inverter-Full Data'!H1936,\"'\")","v":"'Powercom     SLK-2000 [240V],Y,95,N'"}]
[{"$f":"CONCATENATE(\"'\",'Inverter-Full Data'!A1937,\"     \",'Inverter-Full Data'!B1937,\",\",'Inverter-Full Data'!G1937,\",\",'Inverter-Full Data'!F1937,\",\",'Inverter-Full Data'!H1937,\"'\")","v":"'Powercom     SLK-3000 [208V],Y,95.5,N'"}]
[{"$f":"CONCATENATE(\"'\",'Inverter-Full Data'!A1938,\"     \",'Inverter-Full Data'!B1938,\",\",'Inverter-Full Data'!G1938,\",\",'Inverter-Full Data'!F1938,\",\",'Inverter-Full Data'!H1938,\"'\")","v":"'Powercom     SLK-3000 [240V],Y,95.5,N'"}]
[{"$f":"CONCATENATE(\"'\",'Inverter-Full Data'!A1939,\"     \",'Inverter-Full Data'!B1939,\",\",'Inverter-Full Data'!G1939,\",\",'Inverter-Full Data'!F1939,\",\",'Inverter-Full Data'!H1939,\"'\")","v":"'Powercom     SLK-4000 [208V],Y,95.5,N'"}]
[{"$f":"CONCATENATE(\"'\",'Inverter-Full Data'!A1940,\"     \",'Inverter-Full Data'!B1940,\",\",'Inverter-Full Data'!G1940,\",\",'Inverter-Full Data'!F1940,\",\",'Inverter-Full Data'!H1940,\"'\")","v":"'Powercom     SLK-4000 [240V],Y,96,N'"}]
[{"$f":"CONCATENATE(\"'\",'Inverter-Full Data'!A1941,\"     \",'Inverter-Full Data'!B1941,\",\",'Inverter-Full Data'!G1941,\",\",'Inverter-Full Data'!F1941,\",\",'Inverter-Full Data'!H1941,\"'\")","v":"'Powercom     SLK-4000 [277V],Y,95.5,N'"}]
[{"$f":"CONCATENATE(\"'\",'Inverter-Full Data'!A1942,\"     \",'Inverter-Full Data'!B1942,\",\",'Inverter-Full Data'!G1942,\",\",'Inverter-Full Data'!F1942,\",\",'Inverter-Full Data'!H1942,\"'\")","v":"'Power-One     MICRO-0.25-I-OUTD-US-208 [208V],N,96,Y'"}]
[{"$f":"CONCATENATE(\"'\",'Inverter-Full Data'!A1943,\"     \",'Inverter-Full Data'!B1943,\",\",'Inverter-Full Data'!G1943,\",\",'Inverter-Full Data'!F1943,\",\",'Inverter-Full Data'!H1943,\"'\")","v":"'Power-One     MICRO-0.25-I-OUTD-US-240 [240V],N,96,Y'"}]
[{"$f":"CONCATENATE(\"'\",'Inverter-Full Data'!A1944,\"     \",'Inverter-Full Data'!B1944,\",\",'Inverter-Full Data'!G1944,\",\",'Inverter-Full Data'!F1944,\",\",'Inverter-Full Data'!H1944,\"'\")","v":"'Power-One     MICRO-0.3HV-I-OUTD-US-208 [208V],N,96,Y'"}]
[{"$f":"CONCATENATE(\"'\",'Inverter-Full Data'!A1945,\"     \",'Inverter-Full Data'!B1945,\",\",'Inverter-Full Data'!G1945,\",\",'Inverter-Full Data'!F1945,\",\",'Inverter-Full Data'!H1945,\"'\")","v":"'Power-One     MICRO-0.3HV-I-OUTD-US-240 [240V],N,96,Y'"}]
[{"$f":"CONCATENATE(\"'\",'Inverter-Full Data'!A1946,\"     \",'Inverter-Full Data'!B1946,\",\",'Inverter-Full Data'!G1946,\",\",'Inverter-Full Data'!F1946,\",\",'Inverter-Full Data'!H1946,\"'\")","v":"'Power-One     MICRO-0.3-I-OUTD-US-208 [208V],N,96,Y'"}]
[{"$f":"CONCATENATE(\"'\",'Inverter-Full Data'!A1947,\"     \",'Inverter-Full Data'!B1947,\",\",'Inverter-Full Data'!G1947,\",\",'Inverter-Full Data'!F1947,\",\",'Inverter-Full Data'!H1947,\"'\")","v":"'Power-One     MICRO-0.3-I-OUTD-US-240 [240V],N,96,Y'"}]
[{"$f":"CONCATENATE(\"'\",'Inverter-Full Data'!A1948,\"     \",'Inverter-Full Data'!B1948,\",\",'Inverter-Full Data'!G1948,\",\",'Inverter-Full Data'!F1948,\",\",'Inverter-Full Data'!H1948,\"'\")","v":"'Power-One     UNO-2.0-I-OUTD-S-US [208V],Y,95.5,N'"}]
[{"$f":"CONCATENATE(\"'\",'Inverter-Full Data'!A1949,\"     \",'Inverter-Full Data'!B1949,\",\",'Inverter-Full Data'!G1949,\",\",'Inverter-Full Data'!F1949,\",\",'Inverter-Full Data'!H1949,\"'\")","v":"'Power-One     UNO-2.0-I-OUTD-S-US [240V],Y,95.5,N'"}]
[{"$f":"CONCATENATE(\"'\",'Inverter-Full Data'!A1950,\"     \",'Inverter-Full Data'!B1950,\",\",'Inverter-Full Data'!G1950,\",\",'Inverter-Full Data'!F1950,\",\",'Inverter-Full Data'!H1950,\"'\")","v":"'Power-One     UNO-2.0-I-OUTD-S-US [277V],Y,95.5,N'"}]
[{"$f":"CONCATENATE(\"'\",'Inverter-Full Data'!A1951,\"     \",'Inverter-Full Data'!B1951,\",\",'Inverter-Full Data'!G1951,\",\",'Inverter-Full Data'!F1951,\",\",'Inverter-Full Data'!H1951,\"'\")","v":"'Power-One     UNO-2.5-I-OUTD-S-US [208V],Y,95.5,N'"}]
[{"$f":"CONCATENATE(\"'\",'Inverter-Full Data'!A1952,\"     \",'Inverter-Full Data'!B1952,\",\",'Inverter-Full Data'!G1952,\",\",'Inverter-Full Data'!F1952,\",\",'Inverter-Full Data'!H1952,\"'\")","v":"'Power-One     UNO-2.5-I-OUTD-S-US [240V],Y,96,N'"}]
[{"$f":"CONCATENATE(\"'\",'Inverter-Full Data'!A1953,\"     \",'Inverter-Full Data'!B1953,\",\",'Inverter-Full Data'!G1953,\",\",'Inverter-Full Data'!F1953,\",\",'Inverter-Full Data'!H1953,\"'\")","v":"'Power-One     UNO-2.5-I-OUTD-S-US [277V],Y,96,N'"}]
[{"$f":"CONCATENATE(\"'\",'Inverter-Full Data'!A1954,\"     \",'Inverter-Full Data'!B1954,\",\",'Inverter-Full Data'!G1954,\",\",'Inverter-Full Data'!F1954,\",\",'Inverter-Full Data'!H1954,\"'\")","v":"'Power-One     PVI-3000-I-OUTD-US [208V],Y,90.5,N'"}]
[{"$f":"CONCATENATE(\"'\",'Inverter-Full Data'!A1955,\"     \",'Inverter-Full Data'!B1955,\",\",'Inverter-Full Data'!G1955,\",\",'Inverter-Full Data'!F1955,\",\",'Inverter-Full Data'!H1955,\"'\")","v":"'Power-One     PVI-3000-I-OUTD-US-F [208V],Y,90.5,N'"}]
[{"$f":"CONCATENATE(\"'\",'Inverter-Full Data'!A1956,\"     \",'Inverter-Full Data'!B1956,\",\",'Inverter-Full Data'!G1956,\",\",'Inverter-Full Data'!F1956,\",\",'Inverter-Full Data'!H1956,\"'\")","v":"'Power-One     PVI-3.0-OUTD-S-US [208V],Y,96,N'"}]
[{"$f":"CONCATENATE(\"'\",'Inverter-Full Data'!A1957,\"     \",'Inverter-Full Data'!B1957,\",\",'Inverter-Full Data'!G1957,\",\",'Inverter-Full Data'!F1957,\",\",'Inverter-Full Data'!H1957,\"'\")","v":"'Power-One     PVI-3.0-OUTD-S-US [240V],Y,96,N'"}]
[{"$f":"CONCATENATE(\"'\",'Inverter-Full Data'!A1958,\"     \",'Inverter-Full Data'!B1958,\",\",'Inverter-Full Data'!G1958,\",\",'Inverter-Full Data'!F1958,\",\",'Inverter-Full Data'!H1958,\"'\")","v":"'Power-One     PVI-3.0-OUTD-S-US [277V],Y,96,N'"}]
[{"$f":"CONCATENATE(\"'\",'Inverter-Full Data'!A1959,\"     \",'Inverter-Full Data'!B1959,\",\",'Inverter-Full Data'!G1959,\",\",'Inverter-Full Data'!F1959,\",\",'Inverter-Full Data'!H1959,\"'\")","v":"'Power-One     PVI-3.0-OUTD-S-US-A [208V],Y,96,N'"}]
[{"$f":"CONCATENATE(\"'\",'Inverter-Full Data'!A1960,\"     \",'Inverter-Full Data'!B1960,\",\",'Inverter-Full Data'!G1960,\",\",'Inverter-Full Data'!F1960,\",\",'Inverter-Full Data'!H1960,\"'\")","v":"'Power-One     PVI-3.0-OUTD-S-US-A [240V],Y,96,N'"}]
[{"$f":"CONCATENATE(\"'\",'Inverter-Full Data'!A1961,\"     \",'Inverter-Full Data'!B1961,\",\",'Inverter-Full Data'!G1961,\",\",'Inverter-Full Data'!F1961,\",\",'Inverter-Full Data'!H1961,\"'\")","v":"'Power-One     PVI-3.0-OUTD-S-US-A [277V],Y,96,N'"}]
[{"$f":"CONCATENATE(\"'\",'Inverter-Full Data'!A1962,\"     \",'Inverter-Full Data'!B1962,\",\",'Inverter-Full Data'!G1962,\",\",'Inverter-Full Data'!F1962,\",\",'Inverter-Full Data'!H1962,\"'\")","v":"'Power-One     PVI-3.0-OUTD-S-US-Z [208V],Y,96,N'"}]
[{"$f":"CONCATENATE(\"'\",'Inverter-Full Data'!A1963,\"     \",'Inverter-Full Data'!B1963,\",\",'Inverter-Full Data'!G1963,\",\",'Inverter-Full Data'!F1963,\",\",'Inverter-Full Data'!H1963,\"'\")","v":"'Power-One     PVI-3.0-OUTD-S-US-Z [240V],Y,96,N'"}]
[{"$f":"CONCATENATE(\"'\",'Inverter-Full Data'!A1964,\"     \",'Inverter-Full Data'!B1964,\",\",'Inverter-Full Data'!G1964,\",\",'Inverter-Full Data'!F1964,\",\",'Inverter-Full Data'!H1964,\"'\")","v":"'Power-One     PVI-3.0-OUTD-S-US-Z [277V],Y,96,N'"}]
[{"$f":"CONCATENATE(\"'\",'Inverter-Full Data'!A1965,\"     \",'Inverter-Full Data'!B1965,\",\",'Inverter-Full Data'!G1965,\",\",'Inverter-Full Data'!F1965,\",\",'Inverter-Full Data'!H1965,\"'\")","v":"'Power-One     PVI-3.0-OUTD-S-US-Z-A [208V],Y,96,N'"}]
[{"$f":"CONCATENATE(\"'\",'Inverter-Full Data'!A1966,\"     \",'Inverter-Full Data'!B1966,\",\",'Inverter-Full Data'!G1966,\",\",'Inverter-Full Data'!F1966,\",\",'Inverter-Full Data'!H1966,\"'\")","v":"'Power-One     PVI-3.0-OUTD-S-US-Z-A [240V],Y,96,N'"}]
[{"$f":"CONCATENATE(\"'\",'Inverter-Full Data'!A1967,\"     \",'Inverter-Full Data'!B1967,\",\",'Inverter-Full Data'!G1967,\",\",'Inverter-Full Data'!F1967,\",\",'Inverter-Full Data'!H1967,\"'\")","v":"'Power-One     PVI-3.0-OUTD-S-US-Z-A [277V],Y,96,N'"}]
[{"$f":"CONCATENATE(\"'\",'Inverter-Full Data'!A1968,\"     \",'Inverter-Full Data'!B1968,\",\",'Inverter-Full Data'!G1968,\",\",'Inverter-Full Data'!F1968,\",\",'Inverter-Full Data'!H1968,\"'\")","v":"'Power-One     PVI-3.0-OUTD-US [208V],Y,96,N'"}]
[{"$f":"CONCATENATE(\"'\",'Inverter-Full Data'!A1969,\"     \",'Inverter-Full Data'!B1969,\",\",'Inverter-Full Data'!G1969,\",\",'Inverter-Full Data'!F1969,\",\",'Inverter-Full Data'!H1969,\"'\")","v":"'Power-One     PVI-3.0-OUTD-US [240V],Y,96,N'"}]
[{"$f":"CONCATENATE(\"'\",'Inverter-Full Data'!A1970,\"     \",'Inverter-Full Data'!B1970,\",\",'Inverter-Full Data'!G1970,\",\",'Inverter-Full Data'!F1970,\",\",'Inverter-Full Data'!H1970,\"'\")","v":"'Power-One     PVI-3.0-OUTD-US [277V],Y,96,N'"}]
[{"$f":"CONCATENATE(\"'\",'Inverter-Full Data'!A1971,\"     \",'Inverter-Full Data'!B1971,\",\",'Inverter-Full Data'!G1971,\",\",'Inverter-Full Data'!F1971,\",\",'Inverter-Full Data'!H1971,\"'\")","v":"'Power-One     PVI-3000-I-OUTD-US [240V],Y,92,N'"}]
[{"$f":"CONCATENATE(\"'\",'Inverter-Full Data'!A1972,\"     \",'Inverter-Full Data'!B1972,\",\",'Inverter-Full Data'!G1972,\",\",'Inverter-Full Data'!F1972,\",\",'Inverter-Full Data'!H1972,\"'\")","v":"'Power-One     PVI-3000-I-OUTD-US-F [240V],Y,91,N'"}]
[{"$f":"CONCATENATE(\"'\",'Inverter-Full Data'!A1973,\"     \",'Inverter-Full Data'!B1973,\",\",'Inverter-Full Data'!G1973,\",\",'Inverter-Full Data'!F1973,\",\",'Inverter-Full Data'!H1973,\"'\")","v":"'Power-One     PVI-3.8-1-OUTD-x-US-y [208V],Y,96,N'"}]
[{"$f":"CONCATENATE(\"'\",'Inverter-Full Data'!A1974,\"     \",'Inverter-Full Data'!B1974,\",\",'Inverter-Full Data'!G1974,\",\",'Inverter-Full Data'!F1974,\",\",'Inverter-Full Data'!H1974,\"'\")","v":"'Power-One     PVI-3600-OUTD-US-F [208V],Y,94.5,N'"}]
[{"$f":"CONCATENATE(\"'\",'Inverter-Full Data'!A1975,\"     \",'Inverter-Full Data'!B1975,\",\",'Inverter-Full Data'!G1975,\",\",'Inverter-Full Data'!F1975,\",\",'Inverter-Full Data'!H1975,\"'\")","v":"'Power-One     PVI-3600-US [208V],Y,94,N'"}]
[{"$f":"CONCATENATE(\"'\",'Inverter-Full Data'!A1976,\"     \",'Inverter-Full Data'!B1976,\",\",'Inverter-Full Data'!G1976,\",\",'Inverter-Full Data'!F1976,\",\",'Inverter-Full Data'!H1976,\"'\")","v":"'Power-One     PVI-3.6-OUTD-S-US [208V],Y,96,N'"}]
[{"$f":"CONCATENATE(\"'\",'Inverter-Full Data'!A1977,\"     \",'Inverter-Full Data'!B1977,\",\",'Inverter-Full Data'!G1977,\",\",'Inverter-Full Data'!F1977,\",\",'Inverter-Full Data'!H1977,\"'\")","v":"'Power-One     PVI-3.6-OUTD-S-US [240V],Y,96,N'"}]
[{"$f":"CONCATENATE(\"'\",'Inverter-Full Data'!A1978,\"     \",'Inverter-Full Data'!B1978,\",\",'Inverter-Full Data'!G1978,\",\",'Inverter-Full Data'!F1978,\",\",'Inverter-Full Data'!H1978,\"'\")","v":"'Power-One     PVI-3.6-OUTD-S-US [277V],Y,96,N'"}]
[{"$f":"CONCATENATE(\"'\",'Inverter-Full Data'!A1979,\"     \",'Inverter-Full Data'!B1979,\",\",'Inverter-Full Data'!G1979,\",\",'Inverter-Full Data'!F1979,\",\",'Inverter-Full Data'!H1979,\"'\")","v":"'Power-One     PVI-3.6-OUTD-S-US-A [208V],Y,96,N'"}]
[{"$f":"CONCATENATE(\"'\",'Inverter-Full Data'!A1980,\"     \",'Inverter-Full Data'!B1980,\",\",'Inverter-Full Data'!G1980,\",\",'Inverter-Full Data'!F1980,\",\",'Inverter-Full Data'!H1980,\"'\")","v":"'Power-One     PVI-3.6-OUTD-S-US-A [240V],Y,96,N'"}]
[{"$f":"CONCATENATE(\"'\",'Inverter-Full Data'!A1981,\"     \",'Inverter-Full Data'!B1981,\",\",'Inverter-Full Data'!G1981,\",\",'Inverter-Full Data'!F1981,\",\",'Inverter-Full Data'!H1981,\"'\")","v":"'Power-One     PVI-3.6-OUTD-S-US-A [277V],Y,96,N'"}]
[{"$f":"CONCATENATE(\"'\",'Inverter-Full Data'!A1982,\"     \",'Inverter-Full Data'!B1982,\",\",'Inverter-Full Data'!G1982,\",\",'Inverter-Full Data'!F1982,\",\",'Inverter-Full Data'!H1982,\"'\")","v":"'Power-One     PVI-3.6-OUTD-S-US-Z [208V],Y,96,N'"}]
[{"$f":"CONCATENATE(\"'\",'Inverter-Full Data'!A1983,\"     \",'Inverter-Full Data'!B1983,\",\",'Inverter-Full Data'!G1983,\",\",'Inverter-Full Data'!F1983,\",\",'Inverter-Full Data'!H1983,\"'\")","v":"'Power-One     PVI-3.6-OUTD-S-US-Z [240V],Y,96,N'"}]
[{"$f":"CONCATENATE(\"'\",'Inverter-Full Data'!A1984,\"     \",'Inverter-Full Data'!B1984,\",\",'Inverter-Full Data'!G1984,\",\",'Inverter-Full Data'!F1984,\",\",'Inverter-Full Data'!H1984,\"'\")","v":"'Power-One     PVI-3.6-OUTD-S-US-Z [277V],Y,96,N'"}]
[{"$f":"CONCATENATE(\"'\",'Inverter-Full Data'!A1985,\"     \",'Inverter-Full Data'!B1985,\",\",'Inverter-Full Data'!G1985,\",\",'Inverter-Full Data'!F1985,\",\",'Inverter-Full Data'!H1985,\"'\")","v":"'Power-One     PVI-3.6-OUTD-S-US-Z-A [208V],Y,96,N'"}]
[{"$f":"CONCATENATE(\"'\",'Inverter-Full Data'!A1986,\"     \",'Inverter-Full Data'!B1986,\",\",'Inverter-Full Data'!G1986,\",\",'Inverter-Full Data'!F1986,\",\",'Inverter-Full Data'!H1986,\"'\")","v":"'Power-One     PVI-3.6-OUTD-S-US-Z-A [240V],Y,96,N'"}]
[{"$f":"CONCATENATE(\"'\",'Inverter-Full Data'!A1987,\"     \",'Inverter-Full Data'!B1987,\",\",'Inverter-Full Data'!G1987,\",\",'Inverter-Full Data'!F1987,\",\",'Inverter-Full Data'!H1987,\"'\")","v":"'Power-One     PVI-3.6-OUTD-S-US-Z-A [277V],Y,96,N'"}]
[{"$f":"CONCATENATE(\"'\",'Inverter-Full Data'!A1988,\"     \",'Inverter-Full Data'!B1988,\",\",'Inverter-Full Data'!G1988,\",\",'Inverter-Full Data'!F1988,\",\",'Inverter-Full Data'!H1988,\"'\")","v":"'Power-One     PVI-3.6-OUTD-US [208V],Y,96,N'"}]
[{"$f":"CONCATENATE(\"'\",'Inverter-Full Data'!A1989,\"     \",'Inverter-Full Data'!B1989,\",\",'Inverter-Full Data'!G1989,\",\",'Inverter-Full Data'!F1989,\",\",'Inverter-Full Data'!H1989,\"'\")","v":"'Power-One     PVI-3.6-OUTD-US [240V],Y,96,N'"}]
[{"$f":"CONCATENATE(\"'\",'Inverter-Full Data'!A1990,\"     \",'Inverter-Full Data'!B1990,\",\",'Inverter-Full Data'!G1990,\",\",'Inverter-Full Data'!F1990,\",\",'Inverter-Full Data'!H1990,\"'\")","v":"'Power-One     PVI-3.6-OUTD-US [277V],Y,96,N'"}]
[{"$f":"CONCATENATE(\"'\",'Inverter-Full Data'!A1991,\"     \",'Inverter-Full Data'!B1991,\",\",'Inverter-Full Data'!G1991,\",\",'Inverter-Full Data'!F1991,\",\",'Inverter-Full Data'!H1991,\"'\")","v":"'Power-One     PVI-3600-OUTD-US-F [240V],Y,95,N'"}]
[{"$f":"CONCATENATE(\"'\",'Inverter-Full Data'!A1992,\"     \",'Inverter-Full Data'!B1992,\",\",'Inverter-Full Data'!G1992,\",\",'Inverter-Full Data'!F1992,\",\",'Inverter-Full Data'!H1992,\"'\")","v":"'Power-One     PVI-3600-US [240V],Y,94.5,N'"}]
[{"$f":"CONCATENATE(\"'\",'Inverter-Full Data'!A1993,\"     \",'Inverter-Full Data'!B1993,\",\",'Inverter-Full Data'!G1993,\",\",'Inverter-Full Data'!F1993,\",\",'Inverter-Full Data'!H1993,\"'\")","v":"'Power-One     PVI-3.8-1-OUTD-x-US-y [240V],Y,96.5,N'"}]
[{"$f":"CONCATENATE(\"'\",'Inverter-Full Data'!A1994,\"     \",'Inverter-Full Data'!B1994,\",\",'Inverter-Full Data'!G1994,\",\",'Inverter-Full Data'!F1994,\",\",'Inverter-Full Data'!H1994,\"'\")","v":"'Power-One     PVI-3.8-1-OUTD-x-US-y [277V],Y,96.5,N'"}]
[{"$f":"CONCATENATE(\"'\",'Inverter-Full Data'!A1995,\"     \",'Inverter-Full Data'!B1995,\",\",'Inverter-Full Data'!G1995,\",\",'Inverter-Full Data'!F1995,\",\",'Inverter-Full Data'!H1995,\"'\")","v":"'Power-One     PVI-3.8-OUTD-S-US [208V],Y,95.5,N'"}]
[{"$f":"CONCATENATE(\"'\",'Inverter-Full Data'!A1996,\"     \",'Inverter-Full Data'!B1996,\",\",'Inverter-Full Data'!G1996,\",\",'Inverter-Full Data'!F1996,\",\",'Inverter-Full Data'!H1996,\"'\")","v":"'Power-One     PVI-3.8-OUTD-S-US [240V],Y,96,N'"}]
[{"$f":"CONCATENATE(\"'\",'Inverter-Full Data'!A1997,\"     \",'Inverter-Full Data'!B1997,\",\",'Inverter-Full Data'!G1997,\",\",'Inverter-Full Data'!F1997,\",\",'Inverter-Full Data'!H1997,\"'\")","v":"'Power-One     PVI-3.8-OUTD-S-US [277V],Y,96,N'"}]
[{"$f":"CONCATENATE(\"'\",'Inverter-Full Data'!A1998,\"     \",'Inverter-Full Data'!B1998,\",\",'Inverter-Full Data'!G1998,\",\",'Inverter-Full Data'!F1998,\",\",'Inverter-Full Data'!H1998,\"'\")","v":"'Power-One     PVI-3.8-OUTD-S-US-A [208V],Y,95.5,N'"}]
[{"$f":"CONCATENATE(\"'\",'Inverter-Full Data'!A1999,\"     \",'Inverter-Full Data'!B1999,\",\",'Inverter-Full Data'!G1999,\",\",'Inverter-Full Data'!F1999,\",\",'Inverter-Full Data'!H1999,\"'\")","v":"'Power-One     PVI-3.8-OUTD-S-US-A [240V],Y,96,N'"}]
[{"$f":"CONCATENATE(\"'\",'Inverter-Full Data'!A2000,\"     \",'Inverter-Full Data'!B2000,\",\",'Inverter-Full Data'!G2000,\",\",'Inverter-Full Data'!F2000,\",\",'Inverter-Full Data'!H2000,\"'\")","v":"'Power-One     PVI-3.8-OUTD-S-US-A [277V],Y,96,N'"}]
[{"$f":"CONCATENATE(\"'\",'Inverter-Full Data'!A2001,\"     \",'Inverter-Full Data'!B2001,\",\",'Inverter-Full Data'!G2001,\",\",'Inverter-Full Data'!F2001,\",\",'Inverter-Full Data'!H2001,\"'\")","v":"'Power-One     PVI-3.8-OUTD-S-US-Z [208V],Y,95.5,N'"}]
[{"$f":"CONCATENATE(\"'\",'Inverter-Full Data'!A2002,\"     \",'Inverter-Full Data'!B2002,\",\",'Inverter-Full Data'!G2002,\",\",'Inverter-Full Data'!F2002,\",\",'Inverter-Full Data'!H2002,\"'\")","v":"'Power-One     PVI-3.8-OUTD-S-US-Z [240V],Y,96,N'"}]
[{"$f":"CONCATENATE(\"'\",'Inverter-Full Data'!A2003,\"     \",'Inverter-Full Data'!B2003,\",\",'Inverter-Full Data'!G2003,\",\",'Inverter-Full Data'!F2003,\",\",'Inverter-Full Data'!H2003,\"'\")","v":"'Power-One     PVI-3.8-OUTD-S-US-Z [277V],Y,96,N'"}]
[{"$f":"CONCATENATE(\"'\",'Inverter-Full Data'!A2004,\"     \",'Inverter-Full Data'!B2004,\",\",'Inverter-Full Data'!G2004,\",\",'Inverter-Full Data'!F2004,\",\",'Inverter-Full Data'!H2004,\"'\")","v":"'Power-One     PVI-3.8-OUTD-S-US-Z-A [208V],Y,95.5,N'"}]
[{"$f":"CONCATENATE(\"'\",'Inverter-Full Data'!A2005,\"     \",'Inverter-Full Data'!B2005,\",\",'Inverter-Full Data'!G2005,\",\",'Inverter-Full Data'!F2005,\",\",'Inverter-Full Data'!H2005,\"'\")","v":"'Power-One     PVI-3.8-OUTD-S-US-Z-A [240V],Y,96,N'"}]
[{"$f":"CONCATENATE(\"'\",'Inverter-Full Data'!A2006,\"     \",'Inverter-Full Data'!B2006,\",\",'Inverter-Full Data'!G2006,\",\",'Inverter-Full Data'!F2006,\",\",'Inverter-Full Data'!H2006,\"'\")","v":"'Power-One     PVI-3.8-OUTD-S-US-Z-A [277V],Y,96,N'"}]
[{"$f":"CONCATENATE(\"'\",'Inverter-Full Data'!A2007,\"     \",'Inverter-Full Data'!B2007,\",\",'Inverter-Full Data'!G2007,\",\",'Inverter-Full Data'!F2007,\",\",'Inverter-Full Data'!H2007,\"'\")","v":"'Power-One     PVI-3.8-OUTD-US [208V],Y,95.5,N'"}]
[{"$f":"CONCATENATE(\"'\",'Inverter-Full Data'!A2008,\"     \",'Inverter-Full Data'!B2008,\",\",'Inverter-Full Data'!G2008,\",\",'Inverter-Full Data'!F2008,\",\",'Inverter-Full Data'!H2008,\"'\")","v":"'Power-One     PVI-3.8-OUTD-US [240V],Y,96,N'"}]
[{"$f":"CONCATENATE(\"'\",'Inverter-Full Data'!A2009,\"     \",'Inverter-Full Data'!B2009,\",\",'Inverter-Full Data'!G2009,\",\",'Inverter-Full Data'!F2009,\",\",'Inverter-Full Data'!H2009,\"'\")","v":"'Power-One     PVI-3.8-OUTD-US [277V],Y,96,N'"}]
[{"$f":"CONCATENATE(\"'\",'Inverter-Full Data'!A2010,\"     \",'Inverter-Full Data'!B2010,\",\",'Inverter-Full Data'!G2010,\",\",'Inverter-Full Data'!F2010,\",\",'Inverter-Full Data'!H2010,\"'\")","v":"'Power-One     PVI-4.2-OUTD-S-US [208V],Y,96,N'"}]
[{"$f":"CONCATENATE(\"'\",'Inverter-Full Data'!A2011,\"     \",'Inverter-Full Data'!B2011,\",\",'Inverter-Full Data'!G2011,\",\",'Inverter-Full Data'!F2011,\",\",'Inverter-Full Data'!H2011,\"'\")","v":"'Power-One     PVI-4.2-OUTD-S-US [240V],Y,96,N'"}]
[{"$f":"CONCATENATE(\"'\",'Inverter-Full Data'!A2012,\"     \",'Inverter-Full Data'!B2012,\",\",'Inverter-Full Data'!G2012,\",\",'Inverter-Full Data'!F2012,\",\",'Inverter-Full Data'!H2012,\"'\")","v":"'Power-One     PVI-4.2-OUTD-S-US [277V],Y,96,N'"}]
[{"$f":"CONCATENATE(\"'\",'Inverter-Full Data'!A2013,\"     \",'Inverter-Full Data'!B2013,\",\",'Inverter-Full Data'!G2013,\",\",'Inverter-Full Data'!F2013,\",\",'Inverter-Full Data'!H2013,\"'\")","v":"'Power-One     PVI-4.2-OUTD-S-US-A [208V],Y,96,N'"}]
[{"$f":"CONCATENATE(\"'\",'Inverter-Full Data'!A2014,\"     \",'Inverter-Full Data'!B2014,\",\",'Inverter-Full Data'!G2014,\",\",'Inverter-Full Data'!F2014,\",\",'Inverter-Full Data'!H2014,\"'\")","v":"'Power-One     PVI-4.2-OUTD-S-US-A [240V],Y,96,N'"}]
[{"$f":"CONCATENATE(\"'\",'Inverter-Full Data'!A2015,\"     \",'Inverter-Full Data'!B2015,\",\",'Inverter-Full Data'!G2015,\",\",'Inverter-Full Data'!F2015,\",\",'Inverter-Full Data'!H2015,\"'\")","v":"'Power-One     PVI-4.2-OUTD-S-US-A [277V],Y,96,N'"}]
[{"$f":"CONCATENATE(\"'\",'Inverter-Full Data'!A2016,\"     \",'Inverter-Full Data'!B2016,\",\",'Inverter-Full Data'!G2016,\",\",'Inverter-Full Data'!F2016,\",\",'Inverter-Full Data'!H2016,\"'\")","v":"'Power-One     PVI-4.2-OUTD-S-US-Z [208V],Y,96,N'"}]
[{"$f":"CONCATENATE(\"'\",'Inverter-Full Data'!A2017,\"     \",'Inverter-Full Data'!B2017,\",\",'Inverter-Full Data'!G2017,\",\",'Inverter-Full Data'!F2017,\",\",'Inverter-Full Data'!H2017,\"'\")","v":"'Power-One     PVI-4.2-OUTD-S-US-Z [240V],Y,96,N'"}]
[{"$f":"CONCATENATE(\"'\",'Inverter-Full Data'!A2018,\"     \",'Inverter-Full Data'!B2018,\",\",'Inverter-Full Data'!G2018,\",\",'Inverter-Full Data'!F2018,\",\",'Inverter-Full Data'!H2018,\"'\")","v":"'Power-One     PVI-4.2-OUTD-S-US-Z [277V],Y,96,N'"}]
[{"$f":"CONCATENATE(\"'\",'Inverter-Full Data'!A2019,\"     \",'Inverter-Full Data'!B2019,\",\",'Inverter-Full Data'!G2019,\",\",'Inverter-Full Data'!F2019,\",\",'Inverter-Full Data'!H2019,\"'\")","v":"'Power-One     PVI-4.2-OUTD-S-US-Z-A [208V],Y,96,N'"}]
[{"$f":"CONCATENATE(\"'\",'Inverter-Full Data'!A2020,\"     \",'Inverter-Full Data'!B2020,\",\",'Inverter-Full Data'!G2020,\",\",'Inverter-Full Data'!F2020,\",\",'Inverter-Full Data'!H2020,\"'\")","v":"'Power-One     PVI-4.2-OUTD-S-US-Z-A [240V],Y,96,N'"}]
[{"$f":"CONCATENATE(\"'\",'Inverter-Full Data'!A2021,\"     \",'Inverter-Full Data'!B2021,\",\",'Inverter-Full Data'!G2021,\",\",'Inverter-Full Data'!F2021,\",\",'Inverter-Full Data'!H2021,\"'\")","v":"'Power-One     PVI-4.2-OUTD-S-US-Z-A [277V],Y,96,N'"}]
[{"$f":"CONCATENATE(\"'\",'Inverter-Full Data'!A2022,\"     \",'Inverter-Full Data'!B2022,\",\",'Inverter-Full Data'!G2022,\",\",'Inverter-Full Data'!F2022,\",\",'Inverter-Full Data'!H2022,\"'\")","v":"'Power-One     PVI-4.2-OUTD-US [208V],Y,96,N'"}]
[{"$f":"CONCATENATE(\"'\",'Inverter-Full Data'!A2023,\"     \",'Inverter-Full Data'!B2023,\",\",'Inverter-Full Data'!G2023,\",\",'Inverter-Full Data'!F2023,\",\",'Inverter-Full Data'!H2023,\"'\")","v":"'Power-One     PVI-4.2-OUTD-US [240V],Y,96,N'"}]
[{"$f":"CONCATENATE(\"'\",'Inverter-Full Data'!A2024,\"     \",'Inverter-Full Data'!B2024,\",\",'Inverter-Full Data'!G2024,\",\",'Inverter-Full Data'!F2024,\",\",'Inverter-Full Data'!H2024,\"'\")","v":"'Power-One     PVI-4.2-OUTD-US [277V],Y,96,N'"}]
[{"$f":"CONCATENATE(\"'\",'Inverter-Full Data'!A2025,\"     \",'Inverter-Full Data'!B2025,\",\",'Inverter-Full Data'!G2025,\",\",'Inverter-Full Data'!F2025,\",\",'Inverter-Full Data'!H2025,\"'\")","v":"'Power-One     PVI-4.6-1-OUTD-x-US-y [208V],Y,96,N'"}]
[{"$f":"CONCATENATE(\"'\",'Inverter-Full Data'!A2026,\"     \",'Inverter-Full Data'!B2026,\",\",'Inverter-Full Data'!G2026,\",\",'Inverter-Full Data'!F2026,\",\",'Inverter-Full Data'!H2026,\"'\")","v":"'Power-One     PVI-4.6-1-OUTD-x-US-y [240V],Y,96.5,N'"}]
[{"$f":"CONCATENATE(\"'\",'Inverter-Full Data'!A2027,\"     \",'Inverter-Full Data'!B2027,\",\",'Inverter-Full Data'!G2027,\",\",'Inverter-Full Data'!F2027,\",\",'Inverter-Full Data'!H2027,\"'\")","v":"'Power-One     PVI-4.6-1-OUTD-x-US-y [277V],Y,96.5,N'"}]
[{"$f":"CONCATENATE(\"'\",'Inverter-Full Data'!A2028,\"     \",'Inverter-Full Data'!B2028,\",\",'Inverter-Full Data'!G2028,\",\",'Inverter-Full Data'!F2028,\",\",'Inverter-Full Data'!H2028,\"'\")","v":"'Power-One     PVI-5000-OUTD-S-US-Z [208V],Y,96,N'"}]
[{"$f":"CONCATENATE(\"'\",'Inverter-Full Data'!A2029,\"     \",'Inverter-Full Data'!B2029,\",\",'Inverter-Full Data'!G2029,\",\",'Inverter-Full Data'!F2029,\",\",'Inverter-Full Data'!H2029,\"'\")","v":"'Power-One     PVI-5000-OUTD-S-US-Z [240V],Y,96.5,N'"}]
[{"$f":"CONCATENATE(\"'\",'Inverter-Full Data'!A2030,\"     \",'Inverter-Full Data'!B2030,\",\",'Inverter-Full Data'!G2030,\",\",'Inverter-Full Data'!F2030,\",\",'Inverter-Full Data'!H2030,\"'\")","v":"'Power-One     PVI-5000-OUTD-S-US-Z [277V],Y,96.5,N'"}]
[{"$f":"CONCATENATE(\"'\",'Inverter-Full Data'!A2031,\"     \",'Inverter-Full Data'!B2031,\",\",'Inverter-Full Data'!G2031,\",\",'Inverter-Full Data'!F2031,\",\",'Inverter-Full Data'!H2031,\"'\")","v":"'Power-One     PVI-5000-OUTD-S-US-Z-A [208V],Y,96,N'"}]
[{"$f":"CONCATENATE(\"'\",'Inverter-Full Data'!A2032,\"     \",'Inverter-Full Data'!B2032,\",\",'Inverter-Full Data'!G2032,\",\",'Inverter-Full Data'!F2032,\",\",'Inverter-Full Data'!H2032,\"'\")","v":"'Power-One     PVI-5000-OUTD-S-US-Z-A [240V],Y,96.5,N'"}]
[{"$f":"CONCATENATE(\"'\",'Inverter-Full Data'!A2033,\"     \",'Inverter-Full Data'!B2033,\",\",'Inverter-Full Data'!G2033,\",\",'Inverter-Full Data'!F2033,\",\",'Inverter-Full Data'!H2033,\"'\")","v":"'Power-One     PVI-5000-OUTD-S-US-Z-A [277V],Y,96.5,N'"}]
[{"$f":"CONCATENATE(\"'\",'Inverter-Full Data'!#REF!,\"     \",'Inverter-Full Data'!#REF!,\",\",'Inverter-Full Data'!#REF!,\",\",'Inverter-Full Data'!#REF!,\",\",'Inverter-Full Data'!#REF!,\"'\")","v":{"$error":"#REF!"}}]
[{"$f":"CONCATENATE(\"'\",'Inverter-Full Data'!#REF!,\"     \",'Inverter-Full Data'!#REF!,\",\",'Inverter-Full Data'!#REF!,\",\",'Inverter-Full Data'!#REF!,\",\",'Inverter-Full Data'!#REF!,\"'\")","v":{"$error":"#REF!"}}]
[{"$f":"CONCATENATE(\"'\",'Inverter-Full Data'!A2034,\"     \",'Inverter-Full Data'!B2034,\",\",'Inverter-Full Data'!G2034,\",\",'Inverter-Full Data'!F2034,\",\",'Inverter-Full Data'!H2034,\"'\")","v":"'Power-One     PVI-5000-OUTD-US [208V],Y,96,N'"}]
[{"$f":"CONCATENATE(\"'\",'Inverter-Full Data'!A2035,\"     \",'Inverter-Full Data'!B2035,\",\",'Inverter-Full Data'!G2035,\",\",'Inverter-Full Data'!F2035,\",\",'Inverter-Full Data'!H2035,\"'\")","v":"'Power-One     PVI-5000-OUTD-US [240V],Y,96.5,N'"}]
[{"$f":"CONCATENATE(\"'\",'Inverter-Full Data'!A2036,\"     \",'Inverter-Full Data'!B2036,\",\",'Inverter-Full Data'!G2036,\",\",'Inverter-Full Data'!F2036,\",\",'Inverter-Full Data'!H2036,\"'\")","v":"'Power-One     PVI-5000-OUTD-US [277V],Y,96.5,N'"}]
[{"$f":"CONCATENATE(\"'\",'Inverter-Full Data'!A2037,\"     \",'Inverter-Full Data'!B2037,\",\",'Inverter-Full Data'!G2037,\",\",'Inverter-Full Data'!F2037,\",\",'Inverter-Full Data'!H2037,\"'\")","v":"'Power-One     PVI-5000-OUTD-US-A [208V],Y,96,N'"}]
[{"$f":"CONCATENATE(\"'\",'Inverter-Full Data'!A2038,\"     \",'Inverter-Full Data'!B2038,\",\",'Inverter-Full Data'!G2038,\",\",'Inverter-Full Data'!F2038,\",\",'Inverter-Full Data'!H2038,\"'\")","v":"'Power-One     PVI-5000-OUTD-US-A [240V],Y,96.5,N'"}]
[{"$f":"CONCATENATE(\"'\",'Inverter-Full Data'!A2039,\"     \",'Inverter-Full Data'!B2039,\",\",'Inverter-Full Data'!G2039,\",\",'Inverter-Full Data'!F2039,\",\",'Inverter-Full Data'!H2039,\"'\")","v":"'Power-One     PVI-5000-OUTD-US-A [277V],Y,96.5,N'"}]
[{"$f":"CONCATENATE(\"'\",'Inverter-Full Data'!A2040,\"     \",'Inverter-Full Data'!B2040,\",\",'Inverter-Full Data'!G2040,\",\",'Inverter-Full Data'!F2040,\",\",'Inverter-Full Data'!H2040,\"'\")","v":"'Power-One     PVI-5000-OUTD-US-Z [208V],Y,96,N'"}]
[{"$f":"CONCATENATE(\"'\",'Inverter-Full Data'!A2041,\"     \",'Inverter-Full Data'!B2041,\",\",'Inverter-Full Data'!G2041,\",\",'Inverter-Full Data'!F2041,\",\",'Inverter-Full Data'!H2041,\"'\")","v":"'Power-One     PVI-5000-OUTD-US-Z [240V],Y,96.5,N'"}]
[{"$f":"CONCATENATE(\"'\",'Inverter-Full Data'!A2042,\"     \",'Inverter-Full Data'!B2042,\",\",'Inverter-Full Data'!G2042,\",\",'Inverter-Full Data'!F2042,\",\",'Inverter-Full Data'!H2042,\"'\")","v":"'Power-One     PVI-5000-OUTD-US-Z [277V],Y,96.5,N'"}]
[{"$f":"CONCATENATE(\"'\",'Inverter-Full Data'!A2043,\"     \",'Inverter-Full Data'!B2043,\",\",'Inverter-Full Data'!G2043,\",\",'Inverter-Full Data'!F2043,\",\",'Inverter-Full Data'!H2043,\"'\")","v":"'Power-One     PVI-5000-OUTD-US-Z-A [208V],Y,96,N'"}]
[{"$f":"CONCATENATE(\"'\",'Inverter-Full Data'!A2044,\"     \",'Inverter-Full Data'!B2044,\",\",'Inverter-Full Data'!G2044,\",\",'Inverter-Full Data'!F2044,\",\",'Inverter-Full Data'!H2044,\"'\")","v":"'Power-One     PVI-5000-OUTD-US-Z-A [240V],Y,96.5,N'"}]
[{"$f":"CONCATENATE(\"'\",'Inverter-Full Data'!A2045,\"     \",'Inverter-Full Data'!B2045,\",\",'Inverter-Full Data'!G2045,\",\",'Inverter-Full Data'!F2045,\",\",'Inverter-Full Data'!H2045,\"'\")","v":"'Power-One     PVI-5000-OUTD-US-Z-A [277V],Y,96.5,N'"}]
[{"$f":"CONCATENATE(\"'\",'Inverter-Full Data'!A2046,\"     \",'Inverter-Full Data'!B2046,\",\",'Inverter-Full Data'!G2046,\",\",'Inverter-Full Data'!F2046,\",\",'Inverter-Full Data'!H2046,\"'\")","v":"'Power-One     PVI-6000-OUTD-S-US-A [208V],Y,96,N'"}]
[{"$f":"CONCATENATE(\"'\",'Inverter-Full Data'!A2047,\"     \",'Inverter-Full Data'!B2047,\",\",'Inverter-Full Data'!G2047,\",\",'Inverter-Full Data'!F2047,\",\",'Inverter-Full Data'!H2047,\"'\")","v":"'Power-One     PVI-6000-OUTD-S-US-A [240V],Y,96.5,N'"}]
[{"$f":"CONCATENATE(\"'\",'Inverter-Full Data'!A2048,\"     \",'Inverter-Full Data'!B2048,\",\",'Inverter-Full Data'!G2048,\",\",'Inverter-Full Data'!F2048,\",\",'Inverter-Full Data'!H2048,\"'\")","v":"'Power-One     PVI-6000-OUTD-S-US-A [277V],Y,96.5,N'"}]
[{"$f":"CONCATENATE(\"'\",'Inverter-Full Data'!A2049,\"     \",'Inverter-Full Data'!B2049,\",\",'Inverter-Full Data'!G2049,\",\",'Inverter-Full Data'!F2049,\",\",'Inverter-Full Data'!H2049,\"'\")","v":"'Power-One     PVI-6000-OUTD-S-US-Z [208V],Y,96,N'"}]
[{"$f":"CONCATENATE(\"'\",'Inverter-Full Data'!A2050,\"     \",'Inverter-Full Data'!B2050,\",\",'Inverter-Full Data'!G2050,\",\",'Inverter-Full Data'!F2050,\",\",'Inverter-Full Data'!H2050,\"'\")","v":"'Power-One     PVI-6000-OUTD-S-US-Z [240V],Y,96.5,N'"}]
[{"$f":"CONCATENATE(\"'\",'Inverter-Full Data'!A2051,\"     \",'Inverter-Full Data'!B2051,\",\",'Inverter-Full Data'!G2051,\",\",'Inverter-Full Data'!F2051,\",\",'Inverter-Full Data'!H2051,\"'\")","v":"'Power-One     PVI-6000-OUTD-S-US-Z [277V],Y,96.5,N'"}]
[{"$f":"CONCATENATE(\"'\",'Inverter-Full Data'!A2052,\"     \",'Inverter-Full Data'!B2052,\",\",'Inverter-Full Data'!G2052,\",\",'Inverter-Full Data'!F2052,\",\",'Inverter-Full Data'!H2052,\"'\")","v":"'Power-One     PVI-6000-OUTD-S-US-Z-A [208V],Y,96,N'"}]
[{"$f":"CONCATENATE(\"'\",'Inverter-Full Data'!A2053,\"     \",'Inverter-Full Data'!B2053,\",\",'Inverter-Full Data'!G2053,\",\",'Inverter-Full Data'!F2053,\",\",'Inverter-Full Data'!H2053,\"'\")","v":"'Power-One     PVI-6000-OUTD-S-US-Z-A [240V],Y,96.5,N'"}]
[{"$f":"CONCATENATE(\"'\",'Inverter-Full Data'!A2054,\"     \",'Inverter-Full Data'!B2054,\",\",'Inverter-Full Data'!G2054,\",\",'Inverter-Full Data'!F2054,\",\",'Inverter-Full Data'!H2054,\"'\")","v":"'Power-One     PVI-6000-OUTD-S-US-Z-A [277V],Y,96.5,N'"}]
[{"$f":"CONCATENATE(\"'\",'Inverter-Full Data'!A2055,\"     \",'Inverter-Full Data'!B2055,\",\",'Inverter-Full Data'!G2055,\",\",'Inverter-Full Data'!F2055,\",\",'Inverter-Full Data'!H2055,\"'\")","v":"'Power-One     PVI-6000-OUTD-US [208V],Y,96,N'"}]
[{"$f":"CONCATENATE(\"'\",'Inverter-Full Data'!A2056,\"     \",'Inverter-Full Data'!B2056,\",\",'Inverter-Full Data'!G2056,\",\",'Inverter-Full Data'!F2056,\",\",'Inverter-Full Data'!H2056,\"'\")","v":"'Power-One     PVI-6000-OUTD-US [240V],Y,96.5,N'"}]
[{"$f":"CONCATENATE(\"'\",'Inverter-Full Data'!A2057,\"     \",'Inverter-Full Data'!B2057,\",\",'Inverter-Full Data'!G2057,\",\",'Inverter-Full Data'!F2057,\",\",'Inverter-Full Data'!H2057,\"'\")","v":"'Power-One     PVI-6000-OUTD-US [277V],Y,96.5,N'"}]
[{"$f":"CONCATENATE(\"'\",'Inverter-Full Data'!A2058,\"     \",'Inverter-Full Data'!B2058,\",\",'Inverter-Full Data'!G2058,\",\",'Inverter-Full Data'!F2058,\",\",'Inverter-Full Data'!H2058,\"'\")","v":"'Power-One     PVI-6000-OUTD-US-A [208V],Y,96,N'"}]
[{"$f":"CONCATENATE(\"'\",'Inverter-Full Data'!A2059,\"     \",'Inverter-Full Data'!B2059,\",\",'Inverter-Full Data'!G2059,\",\",'Inverter-Full Data'!F2059,\",\",'Inverter-Full Data'!H2059,\"'\")","v":"'Power-One     PVI-6000-OUTD-US-A [240V],Y,96.5,N'"}]
[{"$f":"CONCATENATE(\"'\",'Inverter-Full Data'!A2060,\"     \",'Inverter-Full Data'!B2060,\",\",'Inverter-Full Data'!G2060,\",\",'Inverter-Full Data'!F2060,\",\",'Inverter-Full Data'!H2060,\"'\")","v":"'Power-One     PVI-6000-OUTD-US-A [277V],Y,96.5,N'"}]
[{"$f":"CONCATENATE(\"'\",'Inverter-Full Data'!A2061,\"     \",'Inverter-Full Data'!B2061,\",\",'Inverter-Full Data'!G2061,\",\",'Inverter-Full Data'!F2061,\",\",'Inverter-Full Data'!H2061,\"'\")","v":"'Power-One     PVI-6000-OUTD-US-Z [208V],Y,96,N'"}]
[{"$f":"CONCATENATE(\"'\",'Inverter-Full Data'!A2062,\"     \",'Inverter-Full Data'!B2062,\",\",'Inverter-Full Data'!G2062,\",\",'Inverter-Full Data'!F2062,\",\",'Inverter-Full Data'!H2062,\"'\")","v":"'Power-One     PVI-6000-OUTD-US-Z [240V],Y,96.5,N'"}]
[{"$f":"CONCATENATE(\"'\",'Inverter-Full Data'!A2063,\"     \",'Inverter-Full Data'!B2063,\",\",'Inverter-Full Data'!G2063,\",\",'Inverter-Full Data'!F2063,\",\",'Inverter-Full Data'!H2063,\"'\")","v":"'Power-One     PVI-6000-OUTD-US-Z [277V],Y,96.5,N'"}]
[{"$f":"CONCATENATE(\"'\",'Inverter-Full Data'!A2064,\"     \",'Inverter-Full Data'!B2064,\",\",'Inverter-Full Data'!G2064,\",\",'Inverter-Full Data'!F2064,\",\",'Inverter-Full Data'!H2064,\"'\")","v":"'Power-One     PVI-6000-OUTD-US-Z-A [208V],Y,96,N'"}]
[{"$f":"CONCATENATE(\"'\",'Inverter-Full Data'!A2065,\"     \",'Inverter-Full Data'!B2065,\",\",'Inverter-Full Data'!G2065,\",\",'Inverter-Full Data'!F2065,\",\",'Inverter-Full Data'!H2065,\"'\")","v":"'Power-One     PVI-6000-OUTD-US-Z-A [240V],Y,96.5,N'"}]
[{"$f":"CONCATENATE(\"'\",'Inverter-Full Data'!A2066,\"     \",'Inverter-Full Data'!B2066,\",\",'Inverter-Full Data'!G2066,\",\",'Inverter-Full Data'!F2066,\",\",'Inverter-Full Data'!H2066,\"'\")","v":"'Power-One     PVI-6000-OUTD-US-Z-A [277V],Y,96.5,N'"}]
[{"$f":"CONCATENATE(\"'\",'Inverter-Full Data'!A2067,\"     \",'Inverter-Full Data'!B2067,\",\",'Inverter-Full Data'!G2067,\",\",'Inverter-Full Data'!F2067,\",\",'Inverter-Full Data'!H2067,\"'\")","v":"'Power-One     UNO-7.6-TL-OUTD-S-US-A [208V],Y,96.5,N'"}]
[{"$f":"CONCATENATE(\"'\",'Inverter-Full Data'!A2068,\"     \",'Inverter-Full Data'!B2068,\",\",'Inverter-Full Data'!G2068,\",\",'Inverter-Full Data'!F2068,\",\",'Inverter-Full Data'!H2068,\"'\")","v":"'Power-One     UNO-7.6-TL-OUTD-S-US-A [240V],Y,96.5,N'"}]
[{"$f":"CONCATENATE(\"'\",'Inverter-Full Data'!A2069,\"     \",'Inverter-Full Data'!B2069,\",\",'Inverter-Full Data'!G2069,\",\",'Inverter-Full Data'!F2069,\",\",'Inverter-Full Data'!H2069,\"'\")","v":"'Power-One     UNO-7.6-TL-OUTD-S-US-A [277V],Y,96.5,N'"}]
[{"$f":"CONCATENATE(\"'\",'Inverter-Full Data'!A2070,\"     \",'Inverter-Full Data'!B2070,\",\",'Inverter-Full Data'!G2070,\",\",'Inverter-Full Data'!F2070,\",\",'Inverter-Full Data'!H2070,\"'\")","v":"'Power-One     UNO-7.6-TL-OUTD-S-US-Z-A [208V],Y,96.5,N'"}]
[{"$f":"CONCATENATE(\"'\",'Inverter-Full Data'!A2071,\"     \",'Inverter-Full Data'!B2071,\",\",'Inverter-Full Data'!G2071,\",\",'Inverter-Full Data'!F2071,\",\",'Inverter-Full Data'!H2071,\"'\")","v":"'Power-One     UNO-7.6-TL-OUTD-S-US-Z-A [240V],Y,96.5,N'"}]
[{"$f":"CONCATENATE(\"'\",'Inverter-Full Data'!A2072,\"     \",'Inverter-Full Data'!B2072,\",\",'Inverter-Full Data'!G2072,\",\",'Inverter-Full Data'!F2072,\",\",'Inverter-Full Data'!H2072,\"'\")","v":"'Power-One     UNO-7.6-TL-OUTD-S-US-Z-A [277V],Y,96.5,N'"}]
[{"$f":"CONCATENATE(\"'\",'Inverter-Full Data'!A2073,\"     \",'Inverter-Full Data'!B2073,\",\",'Inverter-Full Data'!G2073,\",\",'Inverter-Full Data'!F2073,\",\",'Inverter-Full Data'!H2073,\"'\")","v":"'Power-One     UNO-8.6-TL-OUTD-S-US-A [240V],Y,96.5,N'"}]
[{"$f":"CONCATENATE(\"'\",'Inverter-Full Data'!A2074,\"     \",'Inverter-Full Data'!B2074,\",\",'Inverter-Full Data'!G2074,\",\",'Inverter-Full Data'!F2074,\",\",'Inverter-Full Data'!H2074,\"'\")","v":"'Power-One     UNO-8.6-TL-OUTD-S-US-A [277V],Y,96.5,N'"}]
[{"$f":"CONCATENATE(\"'\",'Inverter-Full Data'!A2075,\"     \",'Inverter-Full Data'!B2075,\",\",'Inverter-Full Data'!G2075,\",\",'Inverter-Full Data'!F2075,\",\",'Inverter-Full Data'!H2075,\"'\")","v":"'Power-One     UNO-8.6-TL-OUTD-S-US-Z-A [240V],Y,96.5,N'"}]
[{"$f":"CONCATENATE(\"'\",'Inverter-Full Data'!A2076,\"     \",'Inverter-Full Data'!B2076,\",\",'Inverter-Full Data'!G2076,\",\",'Inverter-Full Data'!F2076,\",\",'Inverter-Full Data'!H2076,\"'\")","v":"'Power-One     UNO-8.6-TL-OUTD-S-US-Z-A [277V],Y,96.5,N'"}]
[{"$f":"CONCATENATE(\"'\",'Inverter-Full Data'!A2077,\"     \",'Inverter-Full Data'!B2077,\",\",'Inverter-Full Data'!G2077,\",\",'Inverter-Full Data'!F2077,\",\",'Inverter-Full Data'!H2077,\"'\")","v":"'Power-One     PVI-10.0-I-OUTD-x-US-208-y [208V],Y,96,N'"}]
[{"$f":"CONCATENATE(\"'\",'Inverter-Full Data'!A2078,\"     \",'Inverter-Full Data'!B2078,\",\",'Inverter-Full Data'!G2078,\",\",'Inverter-Full Data'!F2078,\",\",'Inverter-Full Data'!H2078,\"'\")","v":"'Power-One     PVI-10.0-I-OUTD-x-US-480-y-z [480V],Y,97,N'"}]
[{"$f":"CONCATENATE(\"'\",'Inverter-Full Data'!A2079,\"     \",'Inverter-Full Data'!B2079,\",\",'Inverter-Full Data'!G2079,\",\",'Inverter-Full Data'!F2079,\",\",'Inverter-Full Data'!H2079,\"'\")","v":"'Power-One     PVI-12.0-I-OUTD-x-US-480-y [480V],Y,97,N'"}]
[{"$f":"CONCATENATE(\"'\",'Inverter-Full Data'!A2080,\"     \",'Inverter-Full Data'!B2080,\",\",'Inverter-Full Data'!G2080,\",\",'Inverter-Full Data'!F2080,\",\",'Inverter-Full Data'!H2080,\"'\")","v":"'Power-One     TRIO-20.0-TL-OUTD-S1-480-A [480V],Y,97.5,N'"}]
[{"$f":"CONCATENATE(\"'\",'Inverter-Full Data'!A2081,\"     \",'Inverter-Full Data'!B2081,\",\",'Inverter-Full Data'!G2081,\",\",'Inverter-Full Data'!F2081,\",\",'Inverter-Full Data'!H2081,\"'\")","v":"'Power-One     TRIO-20.0-TL-OUTD-S1A-480-A [480V],Y,97.5,N'"}]
[{"$f":"CONCATENATE(\"'\",'Inverter-Full Data'!A2082,\"     \",'Inverter-Full Data'!B2082,\",\",'Inverter-Full Data'!G2082,\",\",'Inverter-Full Data'!F2082,\",\",'Inverter-Full Data'!H2082,\"'\")","v":"'Power-One     TRIO-20.0-TL-OUTD-S1A-US-480 [480V],Y,97.5,N'"}]
[{"$f":"CONCATENATE(\"'\",'Inverter-Full Data'!A2083,\"     \",'Inverter-Full Data'!B2083,\",\",'Inverter-Full Data'!G2083,\",\",'Inverter-Full Data'!F2083,\",\",'Inverter-Full Data'!H2083,\"'\")","v":"'Power-One     TRIO-20.0-TL-OUTD-S1B-480-A [480V],Y,97.5,N'"}]
[{"$f":"CONCATENATE(\"'\",'Inverter-Full Data'!A2084,\"     \",'Inverter-Full Data'!B2084,\",\",'Inverter-Full Data'!G2084,\",\",'Inverter-Full Data'!F2084,\",\",'Inverter-Full Data'!H2084,\"'\")","v":"'Power-One     TRIO-20.0-TL-OUTD-S1B-US-480 [480V],Y,97.5,N'"}]
[{"$f":"CONCATENATE(\"'\",'Inverter-Full Data'!A2085,\"     \",'Inverter-Full Data'!B2085,\",\",'Inverter-Full Data'!G2085,\",\",'Inverter-Full Data'!F2085,\",\",'Inverter-Full Data'!H2085,\"'\")","v":"'Power-One     TRIO-20.0-TL-OUTD-S1-US-480 [480V],Y,97.5,N'"}]
[{"$f":"CONCATENATE(\"'\",'Inverter-Full Data'!A2086,\"     \",'Inverter-Full Data'!B2086,\",\",'Inverter-Full Data'!G2086,\",\",'Inverter-Full Data'!F2086,\",\",'Inverter-Full Data'!H2086,\"'\")","v":"'Power-One     TRIO-20.0-TL-OUTD-S-480-A [480V],Y,97.5,N'"}]
[{"$f":"CONCATENATE(\"'\",'Inverter-Full Data'!A2087,\"     \",'Inverter-Full Data'!B2087,\",\",'Inverter-Full Data'!G2087,\",\",'Inverter-Full Data'!F2087,\",\",'Inverter-Full Data'!H2087,\"'\")","v":"'Power-One     TRIO-20.0-TL-OUTD-S-US-480 [480V],Y,97.5,N'"}]
[{"$f":"CONCATENATE(\"'\",'Inverter-Full Data'!A2088,\"     \",'Inverter-Full Data'!B2088,\",\",'Inverter-Full Data'!G2088,\",\",'Inverter-Full Data'!F2088,\",\",'Inverter-Full Data'!H2088,\"'\")","v":"'Power-One     TRIO-27.6-TL-OUTD-S1-480-A [480V],Y,97.5,N'"}]
[{"$f":"CONCATENATE(\"'\",'Inverter-Full Data'!A2089,\"     \",'Inverter-Full Data'!B2089,\",\",'Inverter-Full Data'!G2089,\",\",'Inverter-Full Data'!F2089,\",\",'Inverter-Full Data'!H2089,\"'\")","v":"'Power-One     TRIO-27.6-TL-OUTD-S1A-480-A [480V],Y,97.5,N'"}]
[{"$f":"CONCATENATE(\"'\",'Inverter-Full Data'!A2090,\"     \",'Inverter-Full Data'!B2090,\",\",'Inverter-Full Data'!G2090,\",\",'Inverter-Full Data'!F2090,\",\",'Inverter-Full Data'!H2090,\"'\")","v":"'Power-One     TRIO-27.6-TL-OUTD-S1A-US-480 [480V],Y,97.5,N'"}]
[{"$f":"CONCATENATE(\"'\",'Inverter-Full Data'!A2091,\"     \",'Inverter-Full Data'!B2091,\",\",'Inverter-Full Data'!G2091,\",\",'Inverter-Full Data'!F2091,\",\",'Inverter-Full Data'!H2091,\"'\")","v":"'Power-One     TRIO-27.6-TL-OUTD-S1B-480-A [480V],Y,97.5,N'"}]
[{"$f":"CONCATENATE(\"'\",'Inverter-Full Data'!A2092,\"     \",'Inverter-Full Data'!B2092,\",\",'Inverter-Full Data'!G2092,\",\",'Inverter-Full Data'!F2092,\",\",'Inverter-Full Data'!H2092,\"'\")","v":"'Power-One     TRIO-27.6-TL-OUTD-S1B-US-480 [480V],Y,97.5,N'"}]
[{"$f":"CONCATENATE(\"'\",'Inverter-Full Data'!A2093,\"     \",'Inverter-Full Data'!B2093,\",\",'Inverter-Full Data'!G2093,\",\",'Inverter-Full Data'!F2093,\",\",'Inverter-Full Data'!H2093,\"'\")","v":"'Power-One     TRIO-27.6-TL-OUTD-S1-US-480 [480V],Y,97.5,N'"}]
[{"$f":"CONCATENATE(\"'\",'Inverter-Full Data'!A2094,\"     \",'Inverter-Full Data'!B2094,\",\",'Inverter-Full Data'!G2094,\",\",'Inverter-Full Data'!F2094,\",\",'Inverter-Full Data'!H2094,\"'\")","v":"'Power-One     TRIO-27.6-TL-OUTD-S-480-A [480V],Y,97.5,N'"}]
[{"$f":"CONCATENATE(\"'\",'Inverter-Full Data'!A2095,\"     \",'Inverter-Full Data'!B2095,\",\",'Inverter-Full Data'!G2095,\",\",'Inverter-Full Data'!F2095,\",\",'Inverter-Full Data'!H2095,\"'\")","v":"'Power-One     TRIO-27.6-TL-OUTD-S-US-480 [480V],Y,97.5,N'"}]
[{"$f":"CONCATENATE(\"'\",'Inverter-Full Data'!A2096,\"     \",'Inverter-Full Data'!B2096,\",\",'Inverter-Full Data'!G2096,\",\",'Inverter-Full Data'!F2096,\",\",'Inverter-Full Data'!H2096,\"'\")","v":"'Power-One     PVI-CENTRAL-50-US [208V],Y,95,N'"}]
[{"$f":"CONCATENATE(\"'\",'Inverter-Full Data'!A2097,\"     \",'Inverter-Full Data'!B2097,\",\",'Inverter-Full Data'!G2097,\",\",'Inverter-Full Data'!F2097,\",\",'Inverter-Full Data'!H2097,\"'\")","v":"'Power-One     PVI-CENTRAL-50-US [480V],Y,95,N'"}]
[{"$f":"CONCATENATE(\"'\",'Inverter-Full Data'!A2098,\"     \",'Inverter-Full Data'!B2098,\",\",'Inverter-Full Data'!G2098,\",\",'Inverter-Full Data'!F2098,\",\",'Inverter-Full Data'!H2098,\"'\")","v":"'Power-One     PVI-CENTRAL-100-US [208V],Y,95,N'"}]
[{"$f":"CONCATENATE(\"'\",'Inverter-Full Data'!A2099,\"     \",'Inverter-Full Data'!B2099,\",\",'Inverter-Full Data'!G2099,\",\",'Inverter-Full Data'!F2099,\",\",'Inverter-Full Data'!H2099,\"'\")","v":"'Power-One     PVI-CENTRAL-100-US [480V],Y,95,N'"}]
[{"$f":"CONCATENATE(\"'\",'Inverter-Full Data'!A2100,\"     \",'Inverter-Full Data'!B2100,\",\",'Inverter-Full Data'!G2100,\",\",'Inverter-Full Data'!F2100,\",\",'Inverter-Full Data'!H2100,\"'\")","v":"'Power-One     PVI-CENTRAL-250-US [480V],Y,97,N'"}]
[{"$f":"CONCATENATE(\"'\",'Inverter-Full Data'!A2101,\"     \",'Inverter-Full Data'!B2101,\",\",'Inverter-Full Data'!G2101,\",\",'Inverter-Full Data'!F2101,\",\",'Inverter-Full Data'!H2101,\"'\")","v":"'Power-One     PVI-CENTRAL-300-US [480V],Y,97,N'"}]
[{"$f":"CONCATENATE(\"'\",'Inverter-Full Data'!A2102,\"     \",'Inverter-Full Data'!B2102,\",\",'Inverter-Full Data'!G2102,\",\",'Inverter-Full Data'!F2102,\",\",'Inverter-Full Data'!H2102,\"'\")","v":"'Power-One     ULTRA-750-TL-OUTD-2-US-690-x-y-z [690V],Y,96.5,N'"}]
[{"$f":"CONCATENATE(\"'\",'Inverter-Full Data'!A2103,\"     \",'Inverter-Full Data'!B2103,\",\",'Inverter-Full Data'!G2103,\",\",'Inverter-Full Data'!F2103,\",\",'Inverter-Full Data'!H2103,\"'\")","v":"'Power-One     ULTRA-750-TL-OUTD-4-US-690-x-y-z [690V],Y,96.5,N'"}]
[{"$f":"CONCATENATE(\"'\",'Inverter-Full Data'!A2104,\"     \",'Inverter-Full Data'!B2104,\",\",'Inverter-Full Data'!G2104,\",\",'Inverter-Full Data'!F2104,\",\",'Inverter-Full Data'!H2104,\"'\")","v":"'Power-One     ULTRA-750-TL-OUTD-1-US-690-x-y-z [690V],Y,96.5,N'"}]
[{"$f":"CONCATENATE(\"'\",'Inverter-Full Data'!A2105,\"     \",'Inverter-Full Data'!B2105,\",\",'Inverter-Full Data'!G2105,\",\",'Inverter-Full Data'!F2105,\",\",'Inverter-Full Data'!H2105,\"'\")","v":"'Power-One     ULTRA-750-TL-OUTD-3-US-690-x-y-z [690V],Y,96.5,N'"}]
[{"$f":"CONCATENATE(\"'\",'Inverter-Full Data'!A2106,\"     \",'Inverter-Full Data'!B2106,\",\",'Inverter-Full Data'!G2106,\",\",'Inverter-Full Data'!F2106,\",\",'Inverter-Full Data'!H2106,\"'\")","v":"'Power-One     ULTRA-1100-TL-OUTD-2-US-690-x-y-z [690V],Y,96.5,N'"}]
[{"$f":"CONCATENATE(\"'\",'Inverter-Full Data'!A2107,\"     \",'Inverter-Full Data'!B2107,\",\",'Inverter-Full Data'!G2107,\",\",'Inverter-Full Data'!F2107,\",\",'Inverter-Full Data'!H2107,\"'\")","v":"'Power-One     ULTRA-1100-TL-OUTD-4-US-690-x-y-z [690V],Y,97,N'"}]
[{"$f":"CONCATENATE(\"'\",'Inverter-Full Data'!A2108,\"     \",'Inverter-Full Data'!B2108,\",\",'Inverter-Full Data'!G2108,\",\",'Inverter-Full Data'!F2108,\",\",'Inverter-Full Data'!H2108,\"'\")","v":"'Power-One     ULTRA-1100-TL-OUTD-1-US-690-x-y-z [690V],Y,96.5,N'"}]
[{"$f":"CONCATENATE(\"'\",'Inverter-Full Data'!A2109,\"     \",'Inverter-Full Data'!B2109,\",\",'Inverter-Full Data'!G2109,\",\",'Inverter-Full Data'!F2109,\",\",'Inverter-Full Data'!H2109,\"'\")","v":"'Power-One     ULTRA-1100-TL-OUTD-3-US-690-x-y-z [690V],Y,97,N'"}]
[{"$f":"CONCATENATE(\"'\",'Inverter-Full Data'!A2110,\"     \",'Inverter-Full Data'!B2110,\",\",'Inverter-Full Data'!G2110,\",\",'Inverter-Full Data'!F2110,\",\",'Inverter-Full Data'!H2110,\"'\")","v":"'Power-One     ULTRA-1500-TL-OUTD-2-US-690-x-y-z [690V],Y,96.5,N'"}]
[{"$f":"CONCATENATE(\"'\",'Inverter-Full Data'!A2111,\"     \",'Inverter-Full Data'!B2111,\",\",'Inverter-Full Data'!G2111,\",\",'Inverter-Full Data'!F2111,\",\",'Inverter-Full Data'!H2111,\"'\")","v":"'Power-One     ULTRA-1500-TL-OUTD-4-US-690-x-y-z [690V],Y,97,N'"}]
[{"$f":"CONCATENATE(\"'\",'Inverter-Full Data'!A2112,\"     \",'Inverter-Full Data'!B2112,\",\",'Inverter-Full Data'!G2112,\",\",'Inverter-Full Data'!F2112,\",\",'Inverter-Full Data'!H2112,\"'\")","v":"'Power-One     ULTRA-1500-TL-OUTD-1-US-690-x-y-z [690V],Y,96.5,N'"}]
[{"$f":"CONCATENATE(\"'\",'Inverter-Full Data'!A2113,\"     \",'Inverter-Full Data'!B2113,\",\",'Inverter-Full Data'!G2113,\",\",'Inverter-Full Data'!F2113,\",\",'Inverter-Full Data'!H2113,\"'\")","v":"'Power-One     ULTRA-1500-TL-OUTD-3-US-690-x-y-z [690V],Y,97,N'"}]
[{"$f":"CONCATENATE(\"'\",'Inverter-Full Data'!A2114,\"     \",'Inverter-Full Data'!B2114,\",\",'Inverter-Full Data'!G2114,\",\",'Inverter-Full Data'!F2114,\",\",'Inverter-Full Data'!H2114,\"'\")","v":"'Princeton Power Systems, Inc.     GTIB-480-30-WZZZZZZ-G1.3 [480V],N,93.5,N'"}]
[{"$f":"CONCATENATE(\"'\",'Inverter-Full Data'!A2115,\"     \",'Inverter-Full Data'!B2115,\",\",'Inverter-Full Data'!G2115,\",\",'Inverter-Full Data'!F2115,\",\",'Inverter-Full Data'!H2115,\"'\")","v":"'Princeton Power Systems, Inc.     GTIB-480-30-ZZZZZZ-G1.3 [480V],N,97,N'"}]
[{"$f":"CONCATENATE(\"'\",'Inverter-Full Data'!A2116,\"     \",'Inverter-Full Data'!B2116,\",\",'Inverter-Full Data'!G2116,\",\",'Inverter-Full Data'!F2116,\",\",'Inverter-Full Data'!H2116,\"'\")","v":"'Princeton Power Systems, Inc.     GTIB-208-30WYYYYYY [208V],N,93,N'"}]
[{"$f":"CONCATENATE(\"'\",'Inverter-Full Data'!A2117,\"     \",'Inverter-Full Data'!B2117,\",\",'Inverter-Full Data'!G2117,\",\",'Inverter-Full Data'!F2117,\",\",'Inverter-Full Data'!H2117,\"'\")","v":"'Princeton Power Systems, Inc.     GTIB30-480BGNSC [480V],Y,92.5,N'"}]
[{"$f":"CONCATENATE(\"'\",'Inverter-Full Data'!A2118,\"     \",'Inverter-Full Data'!B2118,\",\",'Inverter-Full Data'!G2118,\",\",'Inverter-Full Data'!F2118,\",\",'Inverter-Full Data'!H2118,\"'\")","v":"'Princeton Power Systems, Inc.     GTIB-480-30-WZZZZZZ [480V],N,92.5,N'"}]
[{"$f":"CONCATENATE(\"'\",'Inverter-Full Data'!A2119,\"     \",'Inverter-Full Data'!B2119,\",\",'Inverter-Full Data'!G2119,\",\",'Inverter-Full Data'!F2119,\",\",'Inverter-Full Data'!H2119,\"'\")","v":"'Princeton Power Systems, Inc.     GTIB-480-30-ZZZZZZZ [480V],N,95.5,N'"}]
[{"$f":"CONCATENATE(\"'\",'Inverter-Full Data'!A2120,\"     \",'Inverter-Full Data'!B2120,\",\",'Inverter-Full Data'!G2120,\",\",'Inverter-Full Data'!F2120,\",\",'Inverter-Full Data'!H2120,\"'\")","v":"'Princeton Power Systems, Inc.     GTIB-480-100-xxxx [480V] [480Vdc],N,94.5,N'"}]
[{"$f":"CONCATENATE(\"'\",'Inverter-Full Data'!A2121,\"     \",'Inverter-Full Data'!B2121,\",\",'Inverter-Full Data'!G2121,\",\",'Inverter-Full Data'!F2121,\",\",'Inverter-Full Data'!H2121,\"'\")","v":"'Princeton Power Systems, Inc.     GTIB-480-100-xxxx [480V] [600Vdc],N,95,N'"}]
[{"$f":"CONCATENATE(\"'\",'Inverter-Full Data'!A2122,\"     \",'Inverter-Full Data'!B2122,\",\",'Inverter-Full Data'!G2122,\",\",'Inverter-Full Data'!F2122,\",\",'Inverter-Full Data'!H2122,\"'\")","v":"'Princeton Power Systems, Inc.     GTIB-480-100X-YYYYYYYY-Z-G1.2 [480V],Y,94.5,N'"}]
[{"$f":"CONCATENATE(\"'\",'Inverter-Full Data'!A2123,\"     \",'Inverter-Full Data'!B2123,\",\",'Inverter-Full Data'!G2123,\",\",'Inverter-Full Data'!F2123,\",\",'Inverter-Full Data'!H2123,\"'\")","v":"'Princeton Power Systems, Inc.     GTIB-480-125XXXXXX-G1.5 [480V],N,96,N'"}]
[{"$f":"CONCATENATE(\"'\",'Inverter-Full Data'!A2124,\"     \",'Inverter-Full Data'!B2124,\",\",'Inverter-Full Data'!G2124,\",\",'Inverter-Full Data'!F2124,\",\",'Inverter-Full Data'!H2124,\"'\")","v":"'Princeton Power Systems, Inc.     GTIB-480-125XXXXXX-W-G1.5 [480V],N,94.5,N'"}]
[{"$f":"CONCATENATE(\"'\",'Inverter-Full Data'!A2125,\"     \",'Inverter-Full Data'!B2125,\",\",'Inverter-Full Data'!G2125,\",\",'Inverter-Full Data'!F2125,\",\",'Inverter-Full Data'!H2125,\"'\")","v":"'Princeton Power Systems, Inc.     GTIB-480-125-XXXXXX-W-G1.3 [480V],N,94,N'"}]
[{"$f":"CONCATENATE(\"'\",'Inverter-Full Data'!A2126,\"     \",'Inverter-Full Data'!B2126,\",\",'Inverter-Full Data'!G2126,\",\",'Inverter-Full Data'!F2126,\",\",'Inverter-Full Data'!H2126,\"'\")","v":"'Princeton Power Systems, Inc.     GTIB-480-125-XXXXXX-Y-G1.3 [480V],N,96,N'"}]
[{"$f":"CONCATENATE(\"'\",'Inverter-Full Data'!A2127,\"     \",'Inverter-Full Data'!B2127,\",\",'Inverter-Full Data'!G2127,\",\",'Inverter-Full Data'!F2127,\",\",'Inverter-Full Data'!H2127,\"'\")","v":"'Princeton Power Systems, Inc.     BIGI-250-X48GNMNR [480V],Y,94.5,N'"}]
[{"$f":"CONCATENATE(\"'\",'Inverter-Full Data'!A2128,\"     \",'Inverter-Full Data'!B2128,\",\",'Inverter-Full Data'!G2128,\",\",'Inverter-Full Data'!F2128,\",\",'Inverter-Full Data'!H2128,\"'\")","v":"'Princeton Power Systems, Inc.     BIGI-250-X48GNNR [480V],N,94.5,N'"}]
[{"$f":"CONCATENATE(\"'\",'Inverter-Full Data'!A2129,\"     \",'Inverter-Full Data'!B2129,\",\",'Inverter-Full Data'!G2129,\",\",'Inverter-Full Data'!F2129,\",\",'Inverter-Full Data'!H2129,\"'\")","v":"'PV Powered     PVP1100,Y,91.5,N'"}]
[{"$f":"CONCATENATE(\"'\",'Inverter-Full Data'!A2130,\"     \",'Inverter-Full Data'!B2130,\",\",'Inverter-Full Data'!G2130,\",\",'Inverter-Full Data'!F2130,\",\",'Inverter-Full Data'!H2130,\"'\")","v":"'PV Powered     PVP1100EVR [120V],Y,90.5,N'"}]
[{"$f":"CONCATENATE(\"'\",'Inverter-Full Data'!A2131,\"     \",'Inverter-Full Data'!B2131,\",\",'Inverter-Full Data'!G2131,\",\",'Inverter-Full Data'!F2131,\",\",'Inverter-Full Data'!H2131,\"'\")","v":"'PV Powered     PVP2000 [120V],Y,92.5,N'"}]
[{"$f":"CONCATENATE(\"'\",'Inverter-Full Data'!A2132,\"     \",'Inverter-Full Data'!B2132,\",\",'Inverter-Full Data'!G2132,\",\",'Inverter-Full Data'!F2132,\",\",'Inverter-Full Data'!H2132,\"'\")","v":"'PV Powered     PVP2000EVR [240V],Y,92,N'"}]
[{"$f":"CONCATENATE(\"'\",'Inverter-Full Data'!A2133,\"     \",'Inverter-Full Data'!B2133,\",\",'Inverter-Full Data'!G2133,\",\",'Inverter-Full Data'!F2133,\",\",'Inverter-Full Data'!H2133,\"'\")","v":"'PV Powered     PVP2500 [240V],Y,94.5,N'"}]
[{"$f":"CONCATENATE(\"'\",'Inverter-Full Data'!A2134,\"     \",'Inverter-Full Data'!B2134,\",\",'Inverter-Full Data'!G2134,\",\",'Inverter-Full Data'!F2134,\",\",'Inverter-Full Data'!H2134,\"'\")","v":"'PV Powered     PVP2800-208 [208V],Y,92,N'"}]
[{"$f":"CONCATENATE(\"'\",'Inverter-Full Data'!A2135,\"     \",'Inverter-Full Data'!B2135,\",\",'Inverter-Full Data'!G2135,\",\",'Inverter-Full Data'!F2135,\",\",'Inverter-Full Data'!H2135,\"'\")","v":"'PV Powered     PVP3000 [240V],Y,93.5,N'"}]
[{"$f":"CONCATENATE(\"'\",'Inverter-Full Data'!A2136,\"     \",'Inverter-Full Data'!B2136,\",\",'Inverter-Full Data'!G2136,\",\",'Inverter-Full Data'!F2136,\",\",'Inverter-Full Data'!H2136,\"'\")","v":"'PV Powered     PVP3500 [240V],Y,95.5,N'"}]
[{"$f":"CONCATENATE(\"'\",'Inverter-Full Data'!A2137,\"     \",'Inverter-Full Data'!B2137,\",\",'Inverter-Full Data'!G2137,\",\",'Inverter-Full Data'!F2137,\",\",'Inverter-Full Data'!H2137,\"'\")","v":"'PV Powered     PVP4600 [240V],Y,95.5,N'"}]
[{"$f":"CONCATENATE(\"'\",'Inverter-Full Data'!A2138,\"     \",'Inverter-Full Data'!B2138,\",\",'Inverter-Full Data'!G2138,\",\",'Inverter-Full Data'!F2138,\",\",'Inverter-Full Data'!H2138,\"'\")","v":"'PV Powered     PVP4800 [240V],Y,96,N'"}]
[{"$f":"CONCATENATE(\"'\",'Inverter-Full Data'!A2139,\"     \",'Inverter-Full Data'!B2139,\",\",'Inverter-Full Data'!G2139,\",\",'Inverter-Full Data'!F2139,\",\",'Inverter-Full Data'!H2139,\"'\")","v":"'PV Powered     PVP5200 [240V],Y,96,N'"}]
[{"$f":"CONCATENATE(\"'\",'Inverter-Full Data'!A2140,\"     \",'Inverter-Full Data'!B2140,\",\",'Inverter-Full Data'!G2140,\",\",'Inverter-Full Data'!F2140,\",\",'Inverter-Full Data'!H2140,\"'\")","v":"'PV Powered     PVP30KW-208 [208V],Y,94,N'"}]
[{"$f":"CONCATENATE(\"'\",'Inverter-Full Data'!A2141,\"     \",'Inverter-Full Data'!B2141,\",\",'Inverter-Full Data'!G2141,\",\",'Inverter-Full Data'!F2141,\",\",'Inverter-Full Data'!H2141,\"'\")","v":"'PV Powered     PVP30KW-480 [480V],Y,94,N'"}]
[{"$f":"CONCATENATE(\"'\",'Inverter-Full Data'!A2142,\"     \",'Inverter-Full Data'!B2142,\",\",'Inverter-Full Data'!G2142,\",\",'Inverter-Full Data'!F2142,\",\",'Inverter-Full Data'!H2142,\"'\")","v":"'PV Powered     PVP30KW-LV-208 [208V],Y,93,N'"}]
[{"$f":"CONCATENATE(\"'\",'Inverter-Full Data'!A2143,\"     \",'Inverter-Full Data'!B2143,\",\",'Inverter-Full Data'!G2143,\",\",'Inverter-Full Data'!F2143,\",\",'Inverter-Full Data'!H2143,\"'\")","v":"'PV Powered     PVP30KW-LV-480 [480V],Y,93.5,N'"}]
[{"$f":"CONCATENATE(\"'\",'Inverter-Full Data'!A2144,\"     \",'Inverter-Full Data'!B2144,\",\",'Inverter-Full Data'!G2144,\",\",'Inverter-Full Data'!F2144,\",\",'Inverter-Full Data'!H2144,\"'\")","v":"'PV Powered     PVP35 kW-208 [208V],Y,95.5,N'"}]
[{"$f":"CONCATENATE(\"'\",'Inverter-Full Data'!A2145,\"     \",'Inverter-Full Data'!B2145,\",\",'Inverter-Full Data'!G2145,\",\",'Inverter-Full Data'!F2145,\",\",'Inverter-Full Data'!H2145,\"'\")","v":"'PV Powered     PVP35 kW-480 [480V],Y,96,N'"}]
[{"$f":"CONCATENATE(\"'\",'Inverter-Full Data'!A2146,\"     \",'Inverter-Full Data'!B2146,\",\",'Inverter-Full Data'!G2146,\",\",'Inverter-Full Data'!F2146,\",\",'Inverter-Full Data'!H2146,\"'\")","v":"'PV Powered     PVP35 kW-600 [600V],Y,95.5,N'"}]
[{"$f":"CONCATENATE(\"'\",'Inverter-Full Data'!A2147,\"     \",'Inverter-Full Data'!B2147,\",\",'Inverter-Full Data'!G2147,\",\",'Inverter-Full Data'!F2147,\",\",'Inverter-Full Data'!H2147,\"'\")","v":"'PV Powered     PVP50KW-208 [208V],Y,96,N'"}]
[{"$f":"CONCATENATE(\"'\",'Inverter-Full Data'!A2148,\"     \",'Inverter-Full Data'!B2148,\",\",'Inverter-Full Data'!G2148,\",\",'Inverter-Full Data'!F2148,\",\",'Inverter-Full Data'!H2148,\"'\")","v":"'PV Powered     PVP50KW-480 [480V],Y,96,N'"}]
[{"$f":"CONCATENATE(\"'\",'Inverter-Full Data'!A2149,\"     \",'Inverter-Full Data'!B2149,\",\",'Inverter-Full Data'!G2149,\",\",'Inverter-Full Data'!F2149,\",\",'Inverter-Full Data'!H2149,\"'\")","v":"'PV Powered     PVP50KW-600 [600V],Y,96,N'"}]
[{"$f":"CONCATENATE(\"'\",'Inverter-Full Data'!A2150,\"     \",'Inverter-Full Data'!B2150,\",\",'Inverter-Full Data'!G2150,\",\",'Inverter-Full Data'!F2150,\",\",'Inverter-Full Data'!H2150,\"'\")","v":"'PV Powered     PVP75KW-208 [208V],Y,95.5,N'"}]
[{"$f":"CONCATENATE(\"'\",'Inverter-Full Data'!A2151,\"     \",'Inverter-Full Data'!B2151,\",\",'Inverter-Full Data'!G2151,\",\",'Inverter-Full Data'!F2151,\",\",'Inverter-Full Data'!H2151,\"'\")","v":"'PV Powered     PVP75KW-480 [480V],Y,95.5,N'"}]
[{"$f":"CONCATENATE(\"'\",'Inverter-Full Data'!A2152,\"     \",'Inverter-Full Data'!B2152,\",\",'Inverter-Full Data'!G2152,\",\",'Inverter-Full Data'!F2152,\",\",'Inverter-Full Data'!H2152,\"'\")","v":"'PV Powered     PVP75KW-600 [600V],Y,96,N'"}]
[{"$f":"CONCATENATE(\"'\",'Inverter-Full Data'!A2153,\"     \",'Inverter-Full Data'!B2153,\",\",'Inverter-Full Data'!G2153,\",\",'Inverter-Full Data'!F2153,\",\",'Inverter-Full Data'!H2153,\"'\")","v":"'PV Powered     PVP100 kW-208 [208V],Y,95.5,N'"}]
[{"$f":"CONCATENATE(\"'\",'Inverter-Full Data'!A2154,\"     \",'Inverter-Full Data'!B2154,\",\",'Inverter-Full Data'!G2154,\",\",'Inverter-Full Data'!F2154,\",\",'Inverter-Full Data'!H2154,\"'\")","v":"'PV Powered     PVP100 kW-480 [480V],Y,96,N'"}]
[{"$f":"CONCATENATE(\"'\",'Inverter-Full Data'!A2155,\"     \",'Inverter-Full Data'!B2155,\",\",'Inverter-Full Data'!G2155,\",\",'Inverter-Full Data'!F2155,\",\",'Inverter-Full Data'!H2155,\"'\")","v":"'PV Powered     PVP100KW-600 [600V],Y,96,N'"}]
[{"$f":"CONCATENATE(\"'\",'Inverter-Full Data'!A2156,\"     \",'Inverter-Full Data'!B2156,\",\",'Inverter-Full Data'!G2156,\",\",'Inverter-Full Data'!F2156,\",\",'Inverter-Full Data'!H2156,\"'\")","v":"'PV Powered     PVP250KW-480 [480V],Y,96.5,N'"}]
[{"$f":"CONCATENATE(\"'\",'Inverter-Full Data'!A2157,\"     \",'Inverter-Full Data'!B2157,\",\",'Inverter-Full Data'!G2157,\",\",'Inverter-Full Data'!F2157,\",\",'Inverter-Full Data'!H2157,\"'\")","v":"'PV Powered     PVP250KW-600 [600V],Y,96.5,N'"}]
[{"$f":"CONCATENATE(\"'\",'Inverter-Full Data'!A2158,\"     \",'Inverter-Full Data'!B2158,\",\",'Inverter-Full Data'!G2158,\",\",'Inverter-Full Data'!F2158,\",\",'Inverter-Full Data'!H2158,\"'\")","v":"'PV Powered     PVP260KW [480V],Y,97,N'"}]
[{"$f":"CONCATENATE(\"'\",'Inverter-Full Data'!A2159,\"     \",'Inverter-Full Data'!B2159,\",\",'Inverter-Full Data'!G2159,\",\",'Inverter-Full Data'!F2159,\",\",'Inverter-Full Data'!H2159,\"'\")","v":"'PV Powered     PVP260KW-LV [480V],Y,96.5,N'"}]
[{"$f":"CONCATENATE(\"'\",'Inverter-Full Data'!A2160,\"     \",'Inverter-Full Data'!B2160,\",\",'Inverter-Full Data'!G2160,\",\",'Inverter-Full Data'!F2160,\",\",'Inverter-Full Data'!H2160,\"'\")","v":"'REFU Elektronik     REFUsol 24K-UL [480V],N,98,N'"}]
[{"$f":"CONCATENATE(\"'\",'Inverter-Full Data'!A2161,\"     \",'Inverter-Full Data'!B2161,\",\",'Inverter-Full Data'!G2161,\",\",'Inverter-Full Data'!F2161,\",\",'Inverter-Full Data'!H2161,\"'\")","v":"'REFU Elektronik     REFUsol 24K-UL-AFCI [480V],N,98,N'"}]
[{"$f":"CONCATENATE(\"'\",'Inverter-Full Data'!A2162,\"     \",'Inverter-Full Data'!B2162,\",\",'Inverter-Full Data'!G2162,\",\",'Inverter-Full Data'!F2162,\",\",'Inverter-Full Data'!H2162,\"'\")","v":"'REFU Elektronik     REFUsol 48K-UL [480V],N,98,N'"}]
[{"$f":"CONCATENATE(\"'\",'Inverter-Full Data'!A2163,\"     \",'Inverter-Full Data'!B2163,\",\",'Inverter-Full Data'!G2163,\",\",'Inverter-Full Data'!F2163,\",\",'Inverter-Full Data'!H2163,\"'\")","v":"'REFU Elektronik     REFUsol 48K-UL-AFCI [480V],N,98,N'"}]
[{"$f":"CONCATENATE(\"'\",'Inverter-Full Data'!A2164,\"     \",'Inverter-Full Data'!B2164,\",\",'Inverter-Full Data'!G2164,\",\",'Inverter-Full Data'!F2164,\",\",'Inverter-Full Data'!H2164,\"'\")","v":"'Refusol     804R012 [480V],Y,97.5,N'"}]
[{"$f":"CONCATENATE(\"'\",'Inverter-Full Data'!A2165,\"     \",'Inverter-Full Data'!B2165,\",\",'Inverter-Full Data'!G2165,\",\",'Inverter-Full Data'!F2165,\",\",'Inverter-Full Data'!H2165,\"'\")","v":"'Refusol     804R016 [480V],Y,97.5,N'"}]
[{"$f":"CONCATENATE(\"'\",'Inverter-Full Data'!A2166,\"     \",'Inverter-Full Data'!B2166,\",\",'Inverter-Full Data'!G2166,\",\",'Inverter-Full Data'!F2166,\",\",'Inverter-Full Data'!H2166,\"'\")","v":"'Refusol     804R020 [480V],Y,97.5,N'"}]
[{"$f":"CONCATENATE(\"'\",'Inverter-Full Data'!A2167,\"     \",'Inverter-Full Data'!B2167,\",\",'Inverter-Full Data'!G2167,\",\",'Inverter-Full Data'!F2167,\",\",'Inverter-Full Data'!H2167,\"'\")","v":"'Refusol     804R024 [480V],Y,98,N'"}]
[{"$f":"CONCATENATE(\"'\",'Inverter-Full Data'!A2168,\"     \",'Inverter-Full Data'!B2168,\",\",'Inverter-Full Data'!G2168,\",\",'Inverter-Full Data'!F2168,\",\",'Inverter-Full Data'!H2168,\"'\")","v":"'Renergy     RS-1500 [208V],Y,94.5,N'"}]
[{"$f":"CONCATENATE(\"'\",'Inverter-Full Data'!A2169,\"     \",'Inverter-Full Data'!B2169,\",\",'Inverter-Full Data'!G2169,\",\",'Inverter-Full Data'!F2169,\",\",'Inverter-Full Data'!H2169,\"'\")","v":"'Renergy     RS-1500 [240V],Y,94.5,N'"}]
[{"$f":"CONCATENATE(\"'\",'Inverter-Full Data'!A2170,\"     \",'Inverter-Full Data'!B2170,\",\",'Inverter-Full Data'!G2170,\",\",'Inverter-Full Data'!F2170,\",\",'Inverter-Full Data'!H2170,\"'\")","v":"'Renergy     RS-2000 [208V],Y,95.5,N'"}]
[{"$f":"CONCATENATE(\"'\",'Inverter-Full Data'!A2171,\"     \",'Inverter-Full Data'!B2171,\",\",'Inverter-Full Data'!G2171,\",\",'Inverter-Full Data'!F2171,\",\",'Inverter-Full Data'!H2171,\"'\")","v":"'Renergy     RS-2000 [240V],Y,95,N'"}]
[{"$f":"CONCATENATE(\"'\",'Inverter-Full Data'!A2172,\"     \",'Inverter-Full Data'!B2172,\",\",'Inverter-Full Data'!G2172,\",\",'Inverter-Full Data'!F2172,\",\",'Inverter-Full Data'!H2172,\"'\")","v":"'Renergy     RS-3000 [208V],Y,95.5,N'"}]
[{"$f":"CONCATENATE(\"'\",'Inverter-Full Data'!A2173,\"     \",'Inverter-Full Data'!B2173,\",\",'Inverter-Full Data'!G2173,\",\",'Inverter-Full Data'!F2173,\",\",'Inverter-Full Data'!H2173,\"'\")","v":"'Renergy     RS-3000 [240V],Y,95.5,N'"}]
[{"$f":"CONCATENATE(\"'\",'Inverter-Full Data'!A2174,\"     \",'Inverter-Full Data'!B2174,\",\",'Inverter-Full Data'!G2174,\",\",'Inverter-Full Data'!F2174,\",\",'Inverter-Full Data'!H2174,\"'\")","v":"'Renergy     RS-4000 [208V],Y,95.5,N'"}]
[{"$f":"CONCATENATE(\"'\",'Inverter-Full Data'!A2175,\"     \",'Inverter-Full Data'!B2175,\",\",'Inverter-Full Data'!G2175,\",\",'Inverter-Full Data'!F2175,\",\",'Inverter-Full Data'!H2175,\"'\")","v":"'Renergy     RS-4000 [240V],Y,96,N'"}]
[{"$f":"CONCATENATE(\"'\",'Inverter-Full Data'!A2176,\"     \",'Inverter-Full Data'!B2176,\",\",'Inverter-Full Data'!G2176,\",\",'Inverter-Full Data'!F2176,\",\",'Inverter-Full Data'!H2176,\"'\")","v":"'Renergy     RS-5000 [240V],Y,95.5,N'"}]
[{"$f":"CONCATENATE(\"'\",'Inverter-Full Data'!A2177,\"     \",'Inverter-Full Data'!B2177,\",\",'Inverter-Full Data'!G2177,\",\",'Inverter-Full Data'!F2177,\",\",'Inverter-Full Data'!H2177,\"'\")","v":"'Renesola Zhejiang     Replus-250A [240V],N,95,Y'"}]
[{"$f":"CONCATENATE(\"'\",'Inverter-Full Data'!A2178,\"     \",'Inverter-Full Data'!B2178,\",\",'Inverter-Full Data'!G2178,\",\",'Inverter-Full Data'!F2178,\",\",'Inverter-Full Data'!H2178,\"'\")","v":"'Renesola Zhejiang     Replus-250B [208V],N,95,Y'"}]
[{"$f":"CONCATENATE(\"'\",'Inverter-Full Data'!A2179,\"     \",'Inverter-Full Data'!B2179,\",\",'Inverter-Full Data'!G2179,\",\",'Inverter-Full Data'!F2179,\",\",'Inverter-Full Data'!H2179,\"'\")","v":"'Renesola Zhejiang     Replus-300-208A,N,95.5,Y'"}]
[{"$f":"CONCATENATE(\"'\",'Inverter-Full Data'!A2180,\"     \",'Inverter-Full Data'!B2180,\",\",'Inverter-Full Data'!G2180,\",\",'Inverter-Full Data'!F2180,\",\",'Inverter-Full Data'!H2180,\"'\")","v":"'Renesola Zhejiang     Replus-300-240A,N,95.5,Y'"}]
[{"$f":"CONCATENATE(\"'\",'Inverter-Full Data'!A2181,\"     \",'Inverter-Full Data'!B2181,\",\",'Inverter-Full Data'!G2181,\",\",'Inverter-Full Data'!F2181,\",\",'Inverter-Full Data'!H2181,\"'\")","v":"'Renesola Zhejiang     MU300SAP3 [240V],N,96,Y'"}]
[{"$f":"CONCATENATE(\"'\",'Inverter-Full Data'!A2182,\"     \",'Inverter-Full Data'!B2182,\",\",'Inverter-Full Data'!G2182,\",\",'Inverter-Full Data'!F2182,\",\",'Inverter-Full Data'!H2182,\"'\")","v":"'Renesola Zhejiang     Replus 3600MTLB-US [208V],Y,97,N'"}]
[{"$f":"CONCATENATE(\"'\",'Inverter-Full Data'!A2183,\"     \",'Inverter-Full Data'!B2183,\",\",'Inverter-Full Data'!G2183,\",\",'Inverter-Full Data'!F2183,\",\",'Inverter-Full Data'!H2183,\"'\")","v":"'Renesola Zhejiang     Replus 3600MTLB-US [240V],Y,97,N'"}]
[{"$f":"CONCATENATE(\"'\",'Inverter-Full Data'!A2184,\"     \",'Inverter-Full Data'!B2184,\",\",'Inverter-Full Data'!G2184,\",\",'Inverter-Full Data'!F2184,\",\",'Inverter-Full Data'!H2184,\"'\")","v":"'Renesola Zhejiang     Replus 3600MTLB-US [277V],Y,97,N'"}]
[{"$f":"CONCATENATE(\"'\",'Inverter-Full Data'!A2185,\"     \",'Inverter-Full Data'!B2185,\",\",'Inverter-Full Data'!G2185,\",\",'Inverter-Full Data'!F2185,\",\",'Inverter-Full Data'!H2185,\"'\")","v":"'Renesola Zhejiang     Replus 4200MTLB-US [208V],Y,97,N'"}]
[{"$f":"CONCATENATE(\"'\",'Inverter-Full Data'!A2186,\"     \",'Inverter-Full Data'!B2186,\",\",'Inverter-Full Data'!G2186,\",\",'Inverter-Full Data'!F2186,\",\",'Inverter-Full Data'!H2186,\"'\")","v":"'Renesola Zhejiang     Replus 4200MTLB-US [240V],Y,97,N'"}]
[{"$f":"CONCATENATE(\"'\",'Inverter-Full Data'!A2187,\"     \",'Inverter-Full Data'!B2187,\",\",'Inverter-Full Data'!G2187,\",\",'Inverter-Full Data'!F2187,\",\",'Inverter-Full Data'!H2187,\"'\")","v":"'Renesola Zhejiang     Replus 4200MTLB-US [277V],Y,97,N'"}]
[{"$f":"CONCATENATE(\"'\",'Inverter-Full Data'!A2188,\"     \",'Inverter-Full Data'!B2188,\",\",'Inverter-Full Data'!G2188,\",\",'Inverter-Full Data'!F2188,\",\",'Inverter-Full Data'!H2188,\"'\")","v":"'Renesola Zhejiang     Replus 5000MTLB-US [208V],Y,97,N'"}]
[{"$f":"CONCATENATE(\"'\",'Inverter-Full Data'!A2189,\"     \",'Inverter-Full Data'!B2189,\",\",'Inverter-Full Data'!G2189,\",\",'Inverter-Full Data'!F2189,\",\",'Inverter-Full Data'!H2189,\"'\")","v":"'Renesola Zhejiang     Replus 5000MTLB-US [240V],Y,97,N'"}]
[{"$f":"CONCATENATE(\"'\",'Inverter-Full Data'!A2190,\"     \",'Inverter-Full Data'!B2190,\",\",'Inverter-Full Data'!G2190,\",\",'Inverter-Full Data'!F2190,\",\",'Inverter-Full Data'!H2190,\"'\")","v":"'Renesola Zhejiang     Replus 5000MTLB-US [277V],Y,97,N'"}]
[{"$f":"CONCATENATE(\"'\",'Inverter-Full Data'!A2191,\"     \",'Inverter-Full Data'!B2191,\",\",'Inverter-Full Data'!G2191,\",\",'Inverter-Full Data'!F2191,\",\",'Inverter-Full Data'!H2191,\"'\")","v":"'Renesola Zhejiang     Replus 8000TLB-US [208V],Y,96.5,N'"}]
[{"$f":"CONCATENATE(\"'\",'Inverter-Full Data'!A2192,\"     \",'Inverter-Full Data'!B2192,\",\",'Inverter-Full Data'!G2192,\",\",'Inverter-Full Data'!F2192,\",\",'Inverter-Full Data'!H2192,\"'\")","v":"'Renesola Zhejiang     Replus 8000TLB-US [240V],Y,97,N'"}]
[{"$f":"CONCATENATE(\"'\",'Inverter-Full Data'!A2193,\"     \",'Inverter-Full Data'!B2193,\",\",'Inverter-Full Data'!G2193,\",\",'Inverter-Full Data'!F2193,\",\",'Inverter-Full Data'!H2193,\"'\")","v":"'Renesola Zhejiang     Replus 9000TLB-US [208V],Y,96.5,N'"}]
[{"$f":"CONCATENATE(\"'\",'Inverter-Full Data'!A2194,\"     \",'Inverter-Full Data'!B2194,\",\",'Inverter-Full Data'!G2194,\",\",'Inverter-Full Data'!F2194,\",\",'Inverter-Full Data'!H2194,\"'\")","v":"'Renesola Zhejiang     Replus 9000TLB-US [240V],Y,96.5,N'"}]
[{"$f":"CONCATENATE(\"'\",'Inverter-Full Data'!A2195,\"     \",'Inverter-Full Data'!B2195,\",\",'Inverter-Full Data'!G2195,\",\",'Inverter-Full Data'!F2195,\",\",'Inverter-Full Data'!H2195,\"'\")","v":"'Renesola Zhejiang     Replus 10000TLB-US [208V],Y,96.5,N'"}]
[{"$f":"CONCATENATE(\"'\",'Inverter-Full Data'!#REF!,\"     \",'Inverter-Full Data'!#REF!,\",\",'Inverter-Full Data'!#REF!,\",\",'Inverter-Full Data'!#REF!,\",\",'Inverter-Full Data'!#REF!,\"'\")","v":{"$error":"#REF!"}}]
[{"$f":"CONCATENATE(\"'\",'Inverter-Full Data'!A2196,\"     \",'Inverter-Full Data'!B2196,\",\",'Inverter-Full Data'!G2196,\",\",'Inverter-Full Data'!F2196,\",\",'Inverter-Full Data'!H2196,\"'\")","v":"'Renesola Zhejiang     Replus 10000TLB-US [240V],Y,97,N'"}]
[{"$f":"CONCATENATE(\"'\",'Inverter-Full Data'!#REF!,\"     \",'Inverter-Full Data'!#REF!,\",\",'Inverter-Full Data'!#REF!,\",\",'Inverter-Full Data'!#REF!,\",\",'Inverter-Full Data'!#REF!,\"'\")","v":{"$error":"#REF!"}}]
[{"$f":"CONCATENATE(\"'\",'Inverter-Full Data'!A2197,\"     \",'Inverter-Full Data'!B2197,\",\",'Inverter-Full Data'!G2197,\",\",'Inverter-Full Data'!F2197,\",\",'Inverter-Full Data'!H2197,\"'\")","v":"'Renesola Zhejiang     Replus 10000TL3B-US [277V],Y,95.5,N'"}]
[{"$f":"CONCATENATE(\"'\",'Inverter-Full Data'!A2198,\"     \",'Inverter-Full Data'!B2198,\",\",'Inverter-Full Data'!G2198,\",\",'Inverter-Full Data'!F2198,\",\",'Inverter-Full Data'!H2198,\"'\")","v":"'Renesola Zhejiang     Replus 12000TL3B-US [277V],Y,95.5,N'"}]
[{"$f":"CONCATENATE(\"'\",'Inverter-Full Data'!A2199,\"     \",'Inverter-Full Data'!B2199,\",\",'Inverter-Full Data'!G2199,\",\",'Inverter-Full Data'!F2199,\",\",'Inverter-Full Data'!H2199,\"'\")","v":"'Renesola Zhejiang     Replus 11000TLB-US [240V],Y,97,N'"}]
[{"$f":"CONCATENATE(\"'\",'Inverter-Full Data'!A2200,\"     \",'Inverter-Full Data'!B2200,\",\",'Inverter-Full Data'!G2200,\",\",'Inverter-Full Data'!F2200,\",\",'Inverter-Full Data'!H2200,\"'\")","v":"'Renesola Zhejiang     Replus 18000TL3B-US [277V],Y,96,N'"}]
[{"$f":"CONCATENATE(\"'\",'Inverter-Full Data'!A2201,\"     \",'Inverter-Full Data'!B2201,\",\",'Inverter-Full Data'!G2201,\",\",'Inverter-Full Data'!F2201,\",\",'Inverter-Full Data'!H2201,\"'\")","v":"'Renesola Zhejiang     Replus 20000TL3B-US [277V],Y,96.5,N'"}]
[{"$f":"CONCATENATE(\"'\",'Inverter-Full Data'!A2202,\"     \",'Inverter-Full Data'!B2202,\",\",'Inverter-Full Data'!G2202,\",\",'Inverter-Full Data'!F2202,\",\",'Inverter-Full Data'!H2202,\"'\")","v":"'Renovo Power Systems     RN3000US,Y,96.5,N'"}]
[{"$f":"CONCATENATE(\"'\",'Inverter-Full Data'!A2203,\"     \",'Inverter-Full Data'!B2203,\",\",'Inverter-Full Data'!G2203,\",\",'Inverter-Full Data'!F2203,\",\",'Inverter-Full Data'!H2203,\"'\")","v":"'Renovo Power Systems     RN5000US,Y,94.5,N'"}]
[{"$f":"CONCATENATE(\"'\",'Inverter-Full Data'!A2204,\"     \",'Inverter-Full Data'!B2204,\",\",'Inverter-Full Data'!G2204,\",\",'Inverter-Full Data'!F2204,\",\",'Inverter-Full Data'!H2204,\"'\")","v":"'Resonix     EVSK1750WG [208V],Y,94.5,N'"}]
[{"$f":"CONCATENATE(\"'\",'Inverter-Full Data'!A2205,\"     \",'Inverter-Full Data'!B2205,\",\",'Inverter-Full Data'!G2205,\",\",'Inverter-Full Data'!F2205,\",\",'Inverter-Full Data'!H2205,\"'\")","v":"'Resonix     EVSK1750WG [240V],Y,94.5,N'"}]
[{"$f":"CONCATENATE(\"'\",'Inverter-Full Data'!A2206,\"     \",'Inverter-Full Data'!B2206,\",\",'Inverter-Full Data'!G2206,\",\",'Inverter-Full Data'!F2206,\",\",'Inverter-Full Data'!H2206,\"'\")","v":"'Resonix     EVSK2340WG [208V],Y,95.5,N'"}]
[{"$f":"CONCATENATE(\"'\",'Inverter-Full Data'!A2207,\"     \",'Inverter-Full Data'!B2207,\",\",'Inverter-Full Data'!G2207,\",\",'Inverter-Full Data'!F2207,\",\",'Inverter-Full Data'!H2207,\"'\")","v":"'Resonix     EVSK2340WG [240V],Y,95,N'"}]
[{"$f":"CONCATENATE(\"'\",'Inverter-Full Data'!A2208,\"     \",'Inverter-Full Data'!B2208,\",\",'Inverter-Full Data'!G2208,\",\",'Inverter-Full Data'!F2208,\",\",'Inverter-Full Data'!H2208,\"'\")","v":"'Resonix     EVSK3510WG [208V],Y,95.5,N'"}]
[{"$f":"CONCATENATE(\"'\",'Inverter-Full Data'!A2209,\"     \",'Inverter-Full Data'!B2209,\",\",'Inverter-Full Data'!G2209,\",\",'Inverter-Full Data'!F2209,\",\",'Inverter-Full Data'!H2209,\"'\")","v":"'Resonix     EVSK3510WG [240V],Y,95.5,N'"}]
[{"$f":"CONCATENATE(\"'\",'Inverter-Full Data'!A2210,\"     \",'Inverter-Full Data'!B2210,\",\",'Inverter-Full Data'!G2210,\",\",'Inverter-Full Data'!F2210,\",\",'Inverter-Full Data'!H2210,\"'\")","v":"'Resonix     EVSK4700WG [208V],Y,95.5,N'"}]
[{"$f":"CONCATENATE(\"'\",'Inverter-Full Data'!A2211,\"     \",'Inverter-Full Data'!B2211,\",\",'Inverter-Full Data'!G2211,\",\",'Inverter-Full Data'!F2211,\",\",'Inverter-Full Data'!H2211,\"'\")","v":"'Resonix     EVSK4700WG [240V],Y,96,N'"}]
[{"$f":"CONCATENATE(\"'\",'Inverter-Full Data'!A2212,\"     \",'Inverter-Full Data'!B2212,\",\",'Inverter-Full Data'!G2212,\",\",'Inverter-Full Data'!F2212,\",\",'Inverter-Full Data'!H2212,\"'\")","v":"'Rhombus Energy Solutions     BESI-50kW-480 [480V],N,94,N'"}]
[{"$f":"CONCATENATE(\"'\",'Inverter-Full Data'!A2213,\"     \",'Inverter-Full Data'!B2213,\",\",'Inverter-Full Data'!G2213,\",\",'Inverter-Full Data'!F2213,\",\",'Inverter-Full Data'!H2213,\"'\")","v":"'Rhombus Energy Solutions     BESS-50kW-480 [480V],N,94,N'"}]
[{"$f":"CONCATENATE(\"'\",'Inverter-Full Data'!A2214,\"     \",'Inverter-Full Data'!B2214,\",\",'Inverter-Full Data'!G2214,\",\",'Inverter-Full Data'!F2214,\",\",'Inverter-Full Data'!H2214,\"'\")","v":"'Ritek     RTMU300SAP2 [240V],N,96,Y'"}]
[{"$f":"CONCATENATE(\"'\",'Inverter-Full Data'!A2215,\"     \",'Inverter-Full Data'!B2215,\",\",'Inverter-Full Data'!G2215,\",\",'Inverter-Full Data'!F2215,\",\",'Inverter-Full Data'!H2215,\"'\")","v":"'Sainty Solar     SSI-2K2U [240V],Y,94.5,N'"}]
[{"$f":"CONCATENATE(\"'\",'Inverter-Full Data'!A2216,\"     \",'Inverter-Full Data'!B2216,\",\",'Inverter-Full Data'!G2216,\",\",'Inverter-Full Data'!F2216,\",\",'Inverter-Full Data'!H2216,\"'\")","v":"'Sainty Solar     SSI-3K3U [240V],Y,95,N'"}]
[{"$f":"CONCATENATE(\"'\",'Inverter-Full Data'!A2217,\"     \",'Inverter-Full Data'!B2217,\",\",'Inverter-Full Data'!G2217,\",\",'Inverter-Full Data'!F2217,\",\",'Inverter-Full Data'!H2217,\"'\")","v":"'Sainty Solar     SSI-4K4U [240V],Y,95.5,N'"}]
[{"$f":"CONCATENATE(\"'\",'Inverter-Full Data'!A2218,\"     \",'Inverter-Full Data'!B2218,\",\",'Inverter-Full Data'!G2218,\",\",'Inverter-Full Data'!F2218,\",\",'Inverter-Full Data'!H2218,\"'\")","v":"'Sainty Solar     SSI-5K5U [240V],Y,95.5,N'"}]
[{"$f":"CONCATENATE(\"'\",'Inverter-Full Data'!A2219,\"     \",'Inverter-Full Data'!B2219,\",\",'Inverter-Full Data'!G2219,\",\",'Inverter-Full Data'!F2219,\",\",'Inverter-Full Data'!H2219,\"'\")","v":"'Samil Power     SolarPond 240HF-US [208V],N,95.5,Y'"}]
[{"$f":"CONCATENATE(\"'\",'Inverter-Full Data'!A2220,\"     \",'Inverter-Full Data'!B2220,\",\",'Inverter-Full Data'!G2220,\",\",'Inverter-Full Data'!F2220,\",\",'Inverter-Full Data'!H2220,\"'\")","v":"'Samil Power     SolarPond 240HF-US [240V],N,95,Y'"}]
[{"$f":"CONCATENATE(\"'\",'Inverter-Full Data'!A2221,\"     \",'Inverter-Full Data'!B2221,\",\",'Inverter-Full Data'!G2221,\",\",'Inverter-Full Data'!F2221,\",\",'Inverter-Full Data'!H2221,\"'\")","v":"'Samil Power     SolarRiver3000TL-US [208V],Y,96.5,N'"}]
[{"$f":"CONCATENATE(\"'\",'Inverter-Full Data'!A2222,\"     \",'Inverter-Full Data'!B2222,\",\",'Inverter-Full Data'!G2222,\",\",'Inverter-Full Data'!F2222,\",\",'Inverter-Full Data'!H2222,\"'\")","v":"'Samil Power     SolarRiver3000TL-US [240V],Y,97,N'"}]
[{"$f":"CONCATENATE(\"'\",'Inverter-Full Data'!A2223,\"     \",'Inverter-Full Data'!B2223,\",\",'Inverter-Full Data'!G2223,\",\",'Inverter-Full Data'!F2223,\",\",'Inverter-Full Data'!H2223,\"'\")","v":"'Samil Power     SolarRiver4000TL-US [208V],Y,97,N'"}]
[{"$f":"CONCATENATE(\"'\",'Inverter-Full Data'!A2224,\"     \",'Inverter-Full Data'!B2224,\",\",'Inverter-Full Data'!G2224,\",\",'Inverter-Full Data'!F2224,\",\",'Inverter-Full Data'!H2224,\"'\")","v":"'Samil Power     SolarRiver4000TL-US [240V],Y,97,N'"}]
[{"$f":"CONCATENATE(\"'\",'Inverter-Full Data'!A2225,\"     \",'Inverter-Full Data'!B2225,\",\",'Inverter-Full Data'!G2225,\",\",'Inverter-Full Data'!F2225,\",\",'Inverter-Full Data'!H2225,\"'\")","v":"'Samil Power     SolarRiver5000TL-US [208V],Y,97,N'"}]
[{"$f":"CONCATENATE(\"'\",'Inverter-Full Data'!A2226,\"     \",'Inverter-Full Data'!B2226,\",\",'Inverter-Full Data'!G2226,\",\",'Inverter-Full Data'!F2226,\",\",'Inverter-Full Data'!H2226,\"'\")","v":"'Samil Power     SolarRiver5000TL-US [240V],Y,97,N'"}]
[{"$f":"CONCATENATE(\"'\",'Inverter-Full Data'!A2227,\"     \",'Inverter-Full Data'!B2227,\",\",'Inverter-Full Data'!G2227,\",\",'Inverter-Full Data'!F2227,\",\",'Inverter-Full Data'!H2227,\"'\")","v":"'Samil Power     SolarRiver6000TL-US [208V],Y,97,N'"}]
[{"$f":"CONCATENATE(\"'\",'Inverter-Full Data'!A2228,\"     \",'Inverter-Full Data'!B2228,\",\",'Inverter-Full Data'!G2228,\",\",'Inverter-Full Data'!F2228,\",\",'Inverter-Full Data'!H2228,\"'\")","v":"'Samil Power     SolarRiver6000TL-US [240V],Y,97,N'"}]
[{"$f":"CONCATENATE(\"'\",'Inverter-Full Data'!A2229,\"     \",'Inverter-Full Data'!B2229,\",\",'Inverter-Full Data'!G2229,\",\",'Inverter-Full Data'!F2229,\",\",'Inverter-Full Data'!H2229,\"'\")","v":"'Samil Power     SolarRiver6000TL-US [277V],Y,97,N'"}]
[{"$f":"CONCATENATE(\"'\",'Inverter-Full Data'!A2230,\"     \",'Inverter-Full Data'!B2230,\",\",'Inverter-Full Data'!G2230,\",\",'Inverter-Full Data'!F2230,\",\",'Inverter-Full Data'!H2230,\"'\")","v":"'Samil Power     SolarRiver7000TL-US [208V],Y,97,N'"}]
[{"$f":"CONCATENATE(\"'\",'Inverter-Full Data'!A2231,\"     \",'Inverter-Full Data'!B2231,\",\",'Inverter-Full Data'!G2231,\",\",'Inverter-Full Data'!F2231,\",\",'Inverter-Full Data'!H2231,\"'\")","v":"'Samil Power     SolarRiver7000TL-US [240V],Y,97.5,N'"}]
[{"$f":"CONCATENATE(\"'\",'Inverter-Full Data'!A2232,\"     \",'Inverter-Full Data'!B2232,\",\",'Inverter-Full Data'!G2232,\",\",'Inverter-Full Data'!F2232,\",\",'Inverter-Full Data'!H2232,\"'\")","v":"'Samil Power     SolarRiver7000TL-US [277V],Y,97,N'"}]
[{"$f":"CONCATENATE(\"'\",'Inverter-Full Data'!A2233,\"     \",'Inverter-Full Data'!B2233,\",\",'Inverter-Full Data'!G2233,\",\",'Inverter-Full Data'!F2233,\",\",'Inverter-Full Data'!H2233,\"'\")","v":"'Samil Power     SolarRiver8000TL-US [208V],Y,97,N'"}]
[{"$f":"CONCATENATE(\"'\",'Inverter-Full Data'!A2234,\"     \",'Inverter-Full Data'!B2234,\",\",'Inverter-Full Data'!G2234,\",\",'Inverter-Full Data'!F2234,\",\",'Inverter-Full Data'!H2234,\"'\")","v":"'Samil Power     SolarRiver8000TL-US [240V],Y,97.5,N'"}]
[{"$f":"CONCATENATE(\"'\",'Inverter-Full Data'!A2235,\"     \",'Inverter-Full Data'!B2235,\",\",'Inverter-Full Data'!G2235,\",\",'Inverter-Full Data'!F2235,\",\",'Inverter-Full Data'!H2235,\"'\")","v":"'Samil Power     SolarRiver8000TL-US [277V],Y,97,N'"}]
[{"$f":"CONCATENATE(\"'\",'Inverter-Full Data'!A2236,\"     \",'Inverter-Full Data'!B2236,\",\",'Inverter-Full Data'!G2236,\",\",'Inverter-Full Data'!F2236,\",\",'Inverter-Full Data'!H2236,\"'\")","v":"'Samil Power     SolarRiver9000TL-US [208V],Y,97,N'"}]
[{"$f":"CONCATENATE(\"'\",'Inverter-Full Data'!A2237,\"     \",'Inverter-Full Data'!B2237,\",\",'Inverter-Full Data'!G2237,\",\",'Inverter-Full Data'!F2237,\",\",'Inverter-Full Data'!H2237,\"'\")","v":"'Samil Power     SolarRiver9000TL-US [240V],Y,97.5,N'"}]
[{"$f":"CONCATENATE(\"'\",'Inverter-Full Data'!A2238,\"     \",'Inverter-Full Data'!B2238,\",\",'Inverter-Full Data'!G2238,\",\",'Inverter-Full Data'!F2238,\",\",'Inverter-Full Data'!H2238,\"'\")","v":"'Samil Power     SolarRiver9000TL-US [277V],Y,97.5,N'"}]
[{"$f":"CONCATENATE(\"'\",'Inverter-Full Data'!A2239,\"     \",'Inverter-Full Data'!B2239,\",\",'Inverter-Full Data'!G2239,\",\",'Inverter-Full Data'!F2239,\",\",'Inverter-Full Data'!H2239,\"'\")","v":"'Samil Power     SolarRiver10000TL-US [208V],Y,97,N'"}]
[{"$f":"CONCATENATE(\"'\",'Inverter-Full Data'!A2240,\"     \",'Inverter-Full Data'!B2240,\",\",'Inverter-Full Data'!G2240,\",\",'Inverter-Full Data'!F2240,\",\",'Inverter-Full Data'!H2240,\"'\")","v":"'Samil Power     SolarRiver10000TL-US [240V],Y,97.5,N'"}]
[{"$f":"CONCATENATE(\"'\",'Inverter-Full Data'!A2241,\"     \",'Inverter-Full Data'!B2241,\",\",'Inverter-Full Data'!G2241,\",\",'Inverter-Full Data'!F2241,\",\",'Inverter-Full Data'!H2241,\"'\")","v":"'Samil Power     SolarRiver10000TL-US [277V],Y,97.5,N'"}]
[{"$f":"CONCATENATE(\"'\",'Inverter-Full Data'!A2242,\"     \",'Inverter-Full Data'!B2242,\",\",'Inverter-Full Data'!G2242,\",\",'Inverter-Full Data'!F2242,\",\",'Inverter-Full Data'!H2242,\"'\")","v":"'SanRex     PV-100K-48T-13,Y,94.5,N'"}]
[{"$f":"CONCATENATE(\"'\",'Inverter-Full Data'!A2243,\"     \",'Inverter-Full Data'!B2243,\",\",'Inverter-Full Data'!G2243,\",\",'Inverter-Full Data'!F2243,\",\",'Inverter-Full Data'!H2243,\"'\")","v":"'SanRex     PV-250K-48T-13,Y,95,N'"}]
[{"$f":"CONCATENATE(\"'\",'Inverter-Full Data'!A2244,\"     \",'Inverter-Full Data'!B2244,\",\",'Inverter-Full Data'!G2244,\",\",'Inverter-Full Data'!F2244,\",\",'Inverter-Full Data'!H2244,\"'\")","v":"'SanRex     PV-500K-48T-13,N,95.5,N'"}]
[{"$f":"CONCATENATE(\"'\",'Inverter-Full Data'!A2245,\"     \",'Inverter-Full Data'!B2245,\",\",'Inverter-Full Data'!G2245,\",\",'Inverter-Full Data'!F2245,\",\",'Inverter-Full Data'!H2245,\"'\")","v":"'SANYO ELECTRIC CO LTD OF PANASONIC GROUP     VBHN325SA17E [240V],N,97.5,Y'"}]
[{"$f":"CONCATENATE(\"'\",'Inverter-Full Data'!A2246,\"     \",'Inverter-Full Data'!B2246,\",\",'Inverter-Full Data'!G2246,\",\",'Inverter-Full Data'!F2246,\",\",'Inverter-Full Data'!H2246,\"'\")","v":"'SANYO ELECTRIC CO LTD OF PANASONIC GROUP     VBHN330SA17E [240V],N,97.5,Y'"}]
[{"$f":"CONCATENATE(\"'\",'Inverter-Full Data'!A2247,\"     \",'Inverter-Full Data'!B2247,\",\",'Inverter-Full Data'!G2247,\",\",'Inverter-Full Data'!F2247,\",\",'Inverter-Full Data'!H2247,\"'\")","v":"'Satcon Technology     AE-30-60-PV-A [480V],Y,93,N'"}]
[{"$f":"CONCATENATE(\"'\",'Inverter-Full Data'!A2248,\"     \",'Inverter-Full Data'!B2248,\",\",'Inverter-Full Data'!G2248,\",\",'Inverter-Full Data'!F2248,\",\",'Inverter-Full Data'!H2248,\"'\")","v":"'Satcon Technology     AE-30-60-PV-D [208V],Y,92.5,N'"}]
[{"$f":"CONCATENATE(\"'\",'Inverter-Full Data'!A2249,\"     \",'Inverter-Full Data'!B2249,\",\",'Inverter-Full Data'!G2249,\",\",'Inverter-Full Data'!F2249,\",\",'Inverter-Full Data'!H2249,\"'\")","v":"'Satcon Technology     AE-30-60-PV-E [240V],Y,93,N'"}]
[{"$f":"CONCATENATE(\"'\",'Inverter-Full Data'!A2250,\"     \",'Inverter-Full Data'!B2250,\",\",'Inverter-Full Data'!G2250,\",\",'Inverter-Full Data'!F2250,\",\",'Inverter-Full Data'!H2250,\"'\")","v":"'Satcon Technology     AE-30-60-PV-F [240V],Y,94.5,N'"}]
[{"$f":"CONCATENATE(\"'\",'Inverter-Full Data'!A2251,\"     \",'Inverter-Full Data'!B2251,\",\",'Inverter-Full Data'!G2251,\",\",'Inverter-Full Data'!F2251,\",\",'Inverter-Full Data'!H2251,\"'\")","v":"'Satcon Technology     PVS-30 [208V],Y,95,N'"}]
[{"$f":"CONCATENATE(\"'\",'Inverter-Full Data'!A2252,\"     \",'Inverter-Full Data'!B2252,\",\",'Inverter-Full Data'!G2252,\",\",'Inverter-Full Data'!F2252,\",\",'Inverter-Full Data'!H2252,\"'\")","v":"'Satcon Technology     PVS-30 [240V],Y,95,N'"}]
[{"$f":"CONCATENATE(\"'\",'Inverter-Full Data'!A2253,\"     \",'Inverter-Full Data'!B2253,\",\",'Inverter-Full Data'!G2253,\",\",'Inverter-Full Data'!F2253,\",\",'Inverter-Full Data'!H2253,\"'\")","v":"'Satcon Technology     PVS-30 [480V],Y,95,N'"}]
[{"$f":"CONCATENATE(\"'\",'Inverter-Full Data'!A2254,\"     \",'Inverter-Full Data'!B2254,\",\",'Inverter-Full Data'!G2254,\",\",'Inverter-Full Data'!F2254,\",\",'Inverter-Full Data'!H2254,\"'\")","v":"'Satcon Technology     AE-50-60-PV-D [208V],Y,94.5,N'"}]
[{"$f":"CONCATENATE(\"'\",'Inverter-Full Data'!A2255,\"     \",'Inverter-Full Data'!B2255,\",\",'Inverter-Full Data'!G2255,\",\",'Inverter-Full Data'!F2255,\",\",'Inverter-Full Data'!H2255,\"'\")","v":"'Satcon Technology     AE-50-60-PV-F [240V],Y,93,N'"}]
[{"$f":"CONCATENATE(\"'\",'Inverter-Full Data'!A2256,\"     \",'Inverter-Full Data'!B2256,\",\",'Inverter-Full Data'!G2256,\",\",'Inverter-Full Data'!F2256,\",\",'Inverter-Full Data'!H2256,\"'\")","v":"'Satcon Technology     PVS-50 [208V],Y,95.5,N'"}]
[{"$f":"CONCATENATE(\"'\",'Inverter-Full Data'!A2257,\"     \",'Inverter-Full Data'!B2257,\",\",'Inverter-Full Data'!G2257,\",\",'Inverter-Full Data'!F2257,\",\",'Inverter-Full Data'!H2257,\"'\")","v":"'Satcon Technology     PVS-50 [240V],Y,95.5,N'"}]
[{"$f":"CONCATENATE(\"'\",'Inverter-Full Data'!A2258,\"     \",'Inverter-Full Data'!B2258,\",\",'Inverter-Full Data'!G2258,\",\",'Inverter-Full Data'!F2258,\",\",'Inverter-Full Data'!H2258,\"'\")","v":"'Satcon Technology     PVS-50 [480V],Y,95.5,N'"}]
[{"$f":"CONCATENATE(\"'\",'Inverter-Full Data'!A2259,\"     \",'Inverter-Full Data'!B2259,\",\",'Inverter-Full Data'!G2259,\",\",'Inverter-Full Data'!F2259,\",\",'Inverter-Full Data'!H2259,\"'\")","v":"'Satcon Technology     PVS-50-S-MT [208V],Y,95.5,N'"}]
[{"$f":"CONCATENATE(\"'\",'Inverter-Full Data'!A2260,\"     \",'Inverter-Full Data'!B2260,\",\",'Inverter-Full Data'!G2260,\",\",'Inverter-Full Data'!F2260,\",\",'Inverter-Full Data'!H2260,\"'\")","v":"'Satcon Technology     PVS-50-S-MT [240V],Y,95.5,N'"}]
[{"$f":"CONCATENATE(\"'\",'Inverter-Full Data'!A2261,\"     \",'Inverter-Full Data'!B2261,\",\",'Inverter-Full Data'!G2261,\",\",'Inverter-Full Data'!F2261,\",\",'Inverter-Full Data'!H2261,\"'\")","v":"'Satcon Technology     PVS-50-S-MT [480V],Y,95.5,N'"}]
[{"$f":"CONCATENATE(\"'\",'Inverter-Full Data'!A2262,\"     \",'Inverter-Full Data'!B2262,\",\",'Inverter-Full Data'!G2262,\",\",'Inverter-Full Data'!F2262,\",\",'Inverter-Full Data'!H2262,\"'\")","v":"'Satcon Technology     AE-50-60-PV-A [480V],Y,93,N'"}]
[{"$f":"CONCATENATE(\"'\",'Inverter-Full Data'!A2263,\"     \",'Inverter-Full Data'!B2263,\",\",'Inverter-Full Data'!G2263,\",\",'Inverter-Full Data'!F2263,\",\",'Inverter-Full Data'!H2263,\"'\")","v":"'Satcon Technology     AE-75-60-PV-A [480V],Y,95.5,N'"}]
[{"$f":"CONCATENATE(\"'\",'Inverter-Full Data'!A2264,\"     \",'Inverter-Full Data'!B2264,\",\",'Inverter-Full Data'!G2264,\",\",'Inverter-Full Data'!F2264,\",\",'Inverter-Full Data'!H2264,\"'\")","v":"'Satcon Technology     AE-75-60-PV-D [208V],Y,95.5,N'"}]
[{"$f":"CONCATENATE(\"'\",'Inverter-Full Data'!A2265,\"     \",'Inverter-Full Data'!B2265,\",\",'Inverter-Full Data'!G2265,\",\",'Inverter-Full Data'!F2265,\",\",'Inverter-Full Data'!H2265,\"'\")","v":"'Satcon Technology     PVS-75 [208V],Y,96,N'"}]
[{"$f":"CONCATENATE(\"'\",'Inverter-Full Data'!A2266,\"     \",'Inverter-Full Data'!B2266,\",\",'Inverter-Full Data'!G2266,\",\",'Inverter-Full Data'!F2266,\",\",'Inverter-Full Data'!H2266,\"'\")","v":"'Satcon Technology     PVS-75 [240V],Y,96,N'"}]
[{"$f":"CONCATENATE(\"'\",'Inverter-Full Data'!A2267,\"     \",'Inverter-Full Data'!B2267,\",\",'Inverter-Full Data'!G2267,\",\",'Inverter-Full Data'!F2267,\",\",'Inverter-Full Data'!H2267,\"'\")","v":"'Satcon Technology     PVS-75 [480V],Y,96,N'"}]
[{"$f":"CONCATENATE(\"'\",'Inverter-Full Data'!A2268,\"     \",'Inverter-Full Data'!B2268,\",\",'Inverter-Full Data'!G2268,\",\",'Inverter-Full Data'!F2268,\",\",'Inverter-Full Data'!H2268,\"'\")","v":"'Satcon Technology     AE-100-60-PV-A [480V],Y,94.5,N'"}]
[{"$f":"CONCATENATE(\"'\",'Inverter-Full Data'!A2269,\"     \",'Inverter-Full Data'!B2269,\",\",'Inverter-Full Data'!G2269,\",\",'Inverter-Full Data'!F2269,\",\",'Inverter-Full Data'!H2269,\"'\")","v":"'Satcon Technology     AE-100-60-PV-A-HE [480V],Y,95.5,N'"}]
[{"$f":"CONCATENATE(\"'\",'Inverter-Full Data'!A2270,\"     \",'Inverter-Full Data'!B2270,\",\",'Inverter-Full Data'!G2270,\",\",'Inverter-Full Data'!F2270,\",\",'Inverter-Full Data'!H2270,\"'\")","v":"'Satcon Technology     AE-100-60-PV-D [208V],Y,94.5,N'"}]
[{"$f":"CONCATENATE(\"'\",'Inverter-Full Data'!A2271,\"     \",'Inverter-Full Data'!B2271,\",\",'Inverter-Full Data'!G2271,\",\",'Inverter-Full Data'!F2271,\",\",'Inverter-Full Data'!H2271,\"'\")","v":"'Satcon Technology     AE-100-60-PV-F [240V],Y,95,N'"}]
[{"$f":"CONCATENATE(\"'\",'Inverter-Full Data'!A2272,\"     \",'Inverter-Full Data'!B2272,\",\",'Inverter-Full Data'!G2272,\",\",'Inverter-Full Data'!F2272,\",\",'Inverter-Full Data'!H2272,\"'\")","v":"'Satcon Technology     PVS-100 [208V],Y,96,N'"}]
[{"$f":"CONCATENATE(\"'\",'Inverter-Full Data'!A2273,\"     \",'Inverter-Full Data'!B2273,\",\",'Inverter-Full Data'!G2273,\",\",'Inverter-Full Data'!F2273,\",\",'Inverter-Full Data'!H2273,\"'\")","v":"'Satcon Technology     PVS-100 [240V],Y,96,N'"}]
[{"$f":"CONCATENATE(\"'\",'Inverter-Full Data'!#REF!,\"     \",'Inverter-Full Data'!#REF!,\",\",'Inverter-Full Data'!#REF!,\",\",'Inverter-Full Data'!#REF!,\",\",'Inverter-Full Data'!#REF!,\"'\")","v":{"$error":"#REF!"}}]
[{"$f":"CONCATENATE(\"'\",'Inverter-Full Data'!A2274,\"     \",'Inverter-Full Data'!B2274,\",\",'Inverter-Full Data'!G2274,\",\",'Inverter-Full Data'!F2274,\",\",'Inverter-Full Data'!H2274,\"'\")","v":"'Satcon Technology     PVS-100 [480V],Y,96,N'"}]
[{"$f":"CONCATENATE(\"'\",'Inverter-Full Data'!#REF!,\"     \",'Inverter-Full Data'!#REF!,\",\",'Inverter-Full Data'!#REF!,\",\",'Inverter-Full Data'!#REF!,\",\",'Inverter-Full Data'!#REF!,\"'\")","v":{"$error":"#REF!"}}]
[{"$f":"CONCATENATE(\"'\",'Inverter-Full Data'!#REF!,\"     \",'Inverter-Full Data'!#REF!,\",\",'Inverter-Full Data'!#REF!,\",\",'Inverter-Full Data'!#REF!,\",\",'Inverter-Full Data'!#REF!,\"'\")","v":{"$error":"#REF!"}}]
[{"$f":"CONCATENATE(\"'\",'Inverter-Full Data'!A2275,\"     \",'Inverter-Full Data'!B2275,\",\",'Inverter-Full Data'!G2275,\",\",'Inverter-Full Data'!F2275,\",\",'Inverter-Full Data'!H2275,\"'\")","v":"'Satcon Technology     SDMS0100208LNIU [208V],Y,95,N'"}]
[{"$f":"CONCATENATE(\"'\",'Inverter-Full Data'!A2276,\"     \",'Inverter-Full Data'!B2276,\",\",'Inverter-Full Data'!G2276,\",\",'Inverter-Full Data'!F2276,\",\",'Inverter-Full Data'!H2276,\"'\")","v":"'Satcon Technology     SDMS0100240LNIU [240V],Y,95,N'"}]
[{"$f":"CONCATENATE(\"'\",'Inverter-Full Data'!A2277,\"     \",'Inverter-Full Data'!B2277,\",\",'Inverter-Full Data'!G2277,\",\",'Inverter-Full Data'!F2277,\",\",'Inverter-Full Data'!H2277,\"'\")","v":"'Satcon Technology     SDMS0100480LNIU [480V],Y,95,N'"}]
[{"$f":"CONCATENATE(\"'\",'Inverter-Full Data'!A2278,\"     \",'Inverter-Full Data'!B2278,\",\",'Inverter-Full Data'!G2278,\",\",'Inverter-Full Data'!F2278,\",\",'Inverter-Full Data'!H2278,\"'\")","v":"'Satcon Technology     PVS-110-S-MT [208V],Y,95,N'"}]
[{"$f":"CONCATENATE(\"'\",'Inverter-Full Data'!A2279,\"     \",'Inverter-Full Data'!B2279,\",\",'Inverter-Full Data'!G2279,\",\",'Inverter-Full Data'!F2279,\",\",'Inverter-Full Data'!H2279,\"'\")","v":"'Satcon Technology     PVS-110-S-MT [240V],Y,95.5,N'"}]
[{"$f":"CONCATENATE(\"'\",'Inverter-Full Data'!A2280,\"     \",'Inverter-Full Data'!B2280,\",\",'Inverter-Full Data'!G2280,\",\",'Inverter-Full Data'!F2280,\",\",'Inverter-Full Data'!H2280,\"'\")","v":"'Satcon Technology     PVS-110-S-MT [480V],Y,95.5,N'"}]
[{"$f":"CONCATENATE(\"'\",'Inverter-Full Data'!A2281,\"     \",'Inverter-Full Data'!B2281,\",\",'Inverter-Full Data'!G2281,\",\",'Inverter-Full Data'!F2281,\",\",'Inverter-Full Data'!H2281,\"'\")","v":"'Satcon Technology     AE-135-60-PV-A [480V],Y,95.5,N'"}]
[{"$f":"CONCATENATE(\"'\",'Inverter-Full Data'!A2282,\"     \",'Inverter-Full Data'!B2282,\",\",'Inverter-Full Data'!G2282,\",\",'Inverter-Full Data'!F2282,\",\",'Inverter-Full Data'!H2282,\"'\")","v":"'Satcon Technology     AE-135-60-PV-D [208V],Y,95,N'"}]
[{"$f":"CONCATENATE(\"'\",'Inverter-Full Data'!A2283,\"     \",'Inverter-Full Data'!B2283,\",\",'Inverter-Full Data'!G2283,\",\",'Inverter-Full Data'!F2283,\",\",'Inverter-Full Data'!H2283,\"'\")","v":"'Satcon Technology     PVS-135 [208V],Y,96,N'"}]
[{"$f":"CONCATENATE(\"'\",'Inverter-Full Data'!#REF!,\"     \",'Inverter-Full Data'!#REF!,\",\",'Inverter-Full Data'!#REF!,\",\",'Inverter-Full Data'!#REF!,\",\",'Inverter-Full Data'!#REF!,\"'\")","v":{"$error":"#REF!"}}]
[{"$f":"CONCATENATE(\"'\",'Inverter-Full Data'!A2284,\"     \",'Inverter-Full Data'!B2284,\",\",'Inverter-Full Data'!G2284,\",\",'Inverter-Full Data'!F2284,\",\",'Inverter-Full Data'!H2284,\"'\")","v":"'Satcon Technology     PVS-135 [240V],Y,96,N'"}]
[{"$f":"CONCATENATE(\"'\",'Inverter-Full Data'!A2285,\"     \",'Inverter-Full Data'!B2285,\",\",'Inverter-Full Data'!G2285,\",\",'Inverter-Full Data'!F2285,\",\",'Inverter-Full Data'!H2285,\"'\")","v":"'Satcon Technology     PVS-135 [480V],Y,96,N'"}]
[{"$f":"CONCATENATE(\"'\",'Inverter-Full Data'!A2286,\"     \",'Inverter-Full Data'!B2286,\",\",'Inverter-Full Data'!G2286,\",\",'Inverter-Full Data'!F2286,\",\",'Inverter-Full Data'!H2286,\"'\")","v":"'Satcon Technology     PVS-210-S [208V],Y,95.5,N'"}]
[{"$f":"CONCATENATE(\"'\",'Inverter-Full Data'!A2287,\"     \",'Inverter-Full Data'!B2287,\",\",'Inverter-Full Data'!G2287,\",\",'Inverter-Full Data'!F2287,\",\",'Inverter-Full Data'!H2287,\"'\")","v":"'Satcon Technology     PVS-210-S [240V],Y,95.5,N'"}]
[{"$f":"CONCATENATE(\"'\",'Inverter-Full Data'!A2288,\"     \",'Inverter-Full Data'!B2288,\",\",'Inverter-Full Data'!G2288,\",\",'Inverter-Full Data'!F2288,\",\",'Inverter-Full Data'!H2288,\"'\")","v":"'Satcon Technology     PVS-210-S [480V],Y,95.5,N'"}]
[{"$f":"CONCATENATE(\"'\",'Inverter-Full Data'!A2289,\"     \",'Inverter-Full Data'!B2289,\",\",'Inverter-Full Data'!G2289,\",\",'Inverter-Full Data'!F2289,\",\",'Inverter-Full Data'!H2289,\"'\")","v":"'Satcon Technology     AE-225-60-PV-A [480V],Y,94.5,N'"}]
[{"$f":"CONCATENATE(\"'\",'Inverter-Full Data'!A2290,\"     \",'Inverter-Full Data'!B2290,\",\",'Inverter-Full Data'!G2290,\",\",'Inverter-Full Data'!F2290,\",\",'Inverter-Full Data'!H2290,\"'\")","v":"'Satcon Technology     AE-225-60-PV-D [208V],Y,95.5,N'"}]
[{"$f":"CONCATENATE(\"'\",'Inverter-Full Data'!A2291,\"     \",'Inverter-Full Data'!B2291,\",\",'Inverter-Full Data'!G2291,\",\",'Inverter-Full Data'!F2291,\",\",'Inverter-Full Data'!H2291,\"'\")","v":"'Satcon Technology     PVS-250,Y,95.5,N'"}]
[{"$f":"CONCATENATE(\"'\",'Inverter-Full Data'!A2293,\"     \",'Inverter-Full Data'!B2293,\",\",'Inverter-Full Data'!G2293,\",\",'Inverter-Full Data'!F2293,\",\",'Inverter-Full Data'!H2293,\"'\")","v":"'Satcon Technology     PVS-250 [240V],Y,96,N'"}]
[{"$f":"CONCATENATE(\"'\",'Inverter-Full Data'!A2294,\"     \",'Inverter-Full Data'!B2294,\",\",'Inverter-Full Data'!G2294,\",\",'Inverter-Full Data'!F2294,\",\",'Inverter-Full Data'!H2294,\"'\")","v":"'Satcon Technology     PVS-250 [480V],Y,96,N'"}]
[{"$f":"CONCATENATE(\"'\",'Inverter-Full Data'!A2295,\"     \",'Inverter-Full Data'!B2295,\",\",'Inverter-Full Data'!G2295,\",\",'Inverter-Full Data'!F2295,\",\",'Inverter-Full Data'!H2295,\"'\")","v":"'Satcon Technology     PVS-375 [480V],Y,95.5,N'"}]
[{"$f":"CONCATENATE(\"'\",'Inverter-Full Data'!A2296,\"     \",'Inverter-Full Data'!B2296,\",\",'Inverter-Full Data'!G2296,\",\",'Inverter-Full Data'!F2296,\",\",'Inverter-Full Data'!H2296,\"'\")","v":"'Satcon Technology     AE-500-60-PV-A [480V],Y,95,N'"}]
[{"$f":"CONCATENATE(\"'\",'Inverter-Full Data'!A2297,\"     \",'Inverter-Full Data'!B2297,\",\",'Inverter-Full Data'!G2297,\",\",'Inverter-Full Data'!F2297,\",\",'Inverter-Full Data'!H2297,\"'\")","v":"'Satcon Technology     EQX0500US200X-N,Y,96,N'"}]
[{"$f":"CONCATENATE(\"'\",'Inverter-Full Data'!A2298,\"     \",'Inverter-Full Data'!B2298,\",\",'Inverter-Full Data'!G2298,\",\",'Inverter-Full Data'!F2298,\",\",'Inverter-Full Data'!H2298,\"'\")","v":"'Satcon Technology     EQX0500US200X-P,Y,96,N'"}]
[{"$f":"CONCATENATE(\"'\",'Inverter-Full Data'!A2299,\"     \",'Inverter-Full Data'!B2299,\",\",'Inverter-Full Data'!G2299,\",\",'Inverter-Full Data'!F2299,\",\",'Inverter-Full Data'!H2299,\"'\")","v":"'Satcon Technology     EQX0500US480T-N,Y,96,N'"}]
[{"$f":"CONCATENATE(\"'\",'Inverter-Full Data'!A2300,\"     \",'Inverter-Full Data'!B2300,\",\",'Inverter-Full Data'!G2300,\",\",'Inverter-Full Data'!F2300,\",\",'Inverter-Full Data'!H2300,\"'\")","v":"'Satcon Technology     EQX0500US480T-P,Y,96,N'"}]
[{"$f":"CONCATENATE(\"'\",'Inverter-Full Data'!A2301,\"     \",'Inverter-Full Data'!B2301,\",\",'Inverter-Full Data'!G2301,\",\",'Inverter-Full Data'!F2301,\",\",'Inverter-Full Data'!H2301,\"'\")","v":"'Satcon Technology     PVS-500,Y,95.5,N'"}]
[{"$f":"CONCATENATE(\"'\",'Inverter-Full Data'!A2302,\"     \",'Inverter-Full Data'!B2302,\",\",'Inverter-Full Data'!G2302,\",\",'Inverter-Full Data'!F2302,\",\",'Inverter-Full Data'!H2302,\"'\")","v":"'Satcon Technology     PVS-500 [480V],Y,96,N'"}]
[{"$f":"CONCATENATE(\"'\",'Inverter-Full Data'!A2303,\"     \",'Inverter-Full Data'!B2303,\",\",'Inverter-Full Data'!G2303,\",\",'Inverter-Full Data'!F2303,\",\",'Inverter-Full Data'!H2303,\"'\")","v":"'Satcon Technology     SDMS0500UL320XN [320V],Y,95.5,N'"}]
[{"$f":"CONCATENATE(\"'\",'Inverter-Full Data'!A2304,\"     \",'Inverter-Full Data'!B2304,\",\",'Inverter-Full Data'!G2304,\",\",'Inverter-Full Data'!F2304,\",\",'Inverter-Full Data'!H2304,\"'\")","v":"'Satcon Technology     SDMS0500UL320XP [320V],Y,95.5,N'"}]
[{"$f":"CONCATENATE(\"'\",'Inverter-Full Data'!#REF!,\"     \",'Inverter-Full Data'!#REF!,\",\",'Inverter-Full Data'!#REF!,\",\",'Inverter-Full Data'!#REF!,\",\",'Inverter-Full Data'!#REF!,\"'\")","v":{"$error":"#REF!"}}]
[{"$f":"CONCATENATE(\"'\",'Inverter-Full Data'!A2305,\"     \",'Inverter-Full Data'!B2305,\",\",'Inverter-Full Data'!G2305,\",\",'Inverter-Full Data'!F2305,\",\",'Inverter-Full Data'!H2305,\"'\")","v":"'Satcon Technology     SDMS0500UL480TN [480V],Y,96,N'"}]
[{"$f":"CONCATENATE(\"'\",'Inverter-Full Data'!A2306,\"     \",'Inverter-Full Data'!B2306,\",\",'Inverter-Full Data'!G2306,\",\",'Inverter-Full Data'!F2306,\",\",'Inverter-Full Data'!H2306,\"'\")","v":"'Satcon Technology     SDMS0500UL480TP [480V],Y,96,N'"}]
[{"$f":"CONCATENATE(\"'\",'Inverter-Full Data'!A2307,\"     \",'Inverter-Full Data'!B2307,\",\",'Inverter-Full Data'!G2307,\",\",'Inverter-Full Data'!F2307,\",\",'Inverter-Full Data'!H2307,\"'\")","v":"'Satcon Technology     EPP-1000-0600-32060-200X-U-N,Y,96.5,N'"}]
[{"$f":"CONCATENATE(\"'\",'Inverter-Full Data'!A2308,\"     \",'Inverter-Full Data'!B2308,\",\",'Inverter-Full Data'!G2308,\",\",'Inverter-Full Data'!F2308,\",\",'Inverter-Full Data'!H2308,\"'\")","v":"'Satcon Technology     EPP-1000-0600-32060-200X-U-P,Y,96.5,N'"}]
[{"$f":"CONCATENATE(\"'\",'Inverter-Full Data'!A2309,\"     \",'Inverter-Full Data'!B2309,\",\",'Inverter-Full Data'!G2309,\",\",'Inverter-Full Data'!F2309,\",\",'Inverter-Full Data'!H2309,\"'\")","v":"'Satcon Technology     PVS-1000,Y,96,N'"}]
[{"$f":"CONCATENATE(\"'\",'Inverter-Full Data'!A2310,\"     \",'Inverter-Full Data'!B2310,\",\",'Inverter-Full Data'!G2310,\",\",'Inverter-Full Data'!F2310,\",\",'Inverter-Full Data'!H2310,\"'\")","v":"'Satcon Technology     EPP-1250-1000-52085-320X-U-N,Y,97,N'"}]
[{"$f":"CONCATENATE(\"'\",'Inverter-Full Data'!A2311,\"     \",'Inverter-Full Data'!B2311,\",\",'Inverter-Full Data'!G2311,\",\",'Inverter-Full Data'!F2311,\",\",'Inverter-Full Data'!H2311,\"'\")","v":"'Satcon Technology     EPP-1250-1000-52085-320X-U-P,Y,97,N'"}]
[{"$f":"CONCATENATE(\"'\",'Inverter-Full Data'!A2312,\"     \",'Inverter-Full Data'!B2312,\",\",'Inverter-Full Data'!G2312,\",\",'Inverter-Full Data'!F2312,\",\",'Inverter-Full Data'!H2312,\"'\")","v":"'Schneider Electric Solar Inverters USA, Inc.     Conext TX 2800 NA [208V],Y,94.5,N'"}]
[{"$f":"CONCATENATE(\"'\",'Inverter-Full Data'!A2313,\"     \",'Inverter-Full Data'!B2313,\",\",'Inverter-Full Data'!G2313,\",\",'Inverter-Full Data'!F2313,\",\",'Inverter-Full Data'!H2313,\"'\")","v":"'Schneider Electric Solar Inverters USA, Inc.     Conext TX 2800 NA [240V],Y,94.5,N'"}]
[{"$f":"CONCATENATE(\"'\",'Inverter-Full Data'!A2314,\"     \",'Inverter-Full Data'!B2314,\",\",'Inverter-Full Data'!G2314,\",\",'Inverter-Full Data'!F2314,\",\",'Inverter-Full Data'!H2314,\"'\")","v":"'Schneider Electric Solar Inverters USA, Inc.     Conext TX 3300 NA [208V],Y,94.5,N'"}]
[{"$f":"CONCATENATE(\"'\",'Inverter-Full Data'!A2315,\"     \",'Inverter-Full Data'!B2315,\",\",'Inverter-Full Data'!G2315,\",\",'Inverter-Full Data'!F2315,\",\",'Inverter-Full Data'!H2315,\"'\")","v":"'Schneider Electric Solar Inverters USA, Inc.     Conext TX 3300 NA [240V],Y,95,N'"}]
[{"$f":"CONCATENATE(\"'\",'Inverter-Full Data'!A2316,\"     \",'Inverter-Full Data'!B2316,\",\",'Inverter-Full Data'!G2316,\",\",'Inverter-Full Data'!F2316,\",\",'Inverter-Full Data'!H2316,\"'\")","v":"'Schneider Electric Solar Inverters USA, Inc.     Conext TX 3800 NA [208V],Y,95.5,N'"}]
[{"$f":"CONCATENATE(\"'\",'Inverter-Full Data'!A2317,\"     \",'Inverter-Full Data'!B2317,\",\",'Inverter-Full Data'!G2317,\",\",'Inverter-Full Data'!F2317,\",\",'Inverter-Full Data'!H2317,\"'\")","v":"'Schneider Electric Solar Inverters USA, Inc.     Conext TX 3800 NA [240V],Y,95.5,N'"}]
[{"$f":"CONCATENATE(\"'\",'Inverter-Full Data'!A2318,\"     \",'Inverter-Full Data'!B2318,\",\",'Inverter-Full Data'!G2318,\",\",'Inverter-Full Data'!F2318,\",\",'Inverter-Full Data'!H2318,\"'\")","v":"'Schneider Electric Solar Inverters USA, Inc.     XW4024-120/240-60 [120V],Y,91.5,N'"}]
[{"$f":"CONCATENATE(\"'\",'Inverter-Full Data'!A2319,\"     \",'Inverter-Full Data'!B2319,\",\",'Inverter-Full Data'!G2319,\",\",'Inverter-Full Data'!F2319,\",\",'Inverter-Full Data'!H2319,\"'\")","v":"'Schneider Electric Solar Inverters USA, Inc.     XW4024-120/240-60,Y,91,N'"}]
[{"$f":"CONCATENATE(\"'\",'Inverter-Full Data'!A2320,\"     \",'Inverter-Full Data'!B2320,\",\",'Inverter-Full Data'!G2320,\",\",'Inverter-Full Data'!F2320,\",\",'Inverter-Full Data'!H2320,\"'\")","v":"'Schneider Electric Solar Inverters USA, Inc.     XW4548-120/240-60,Y,93,N'"}]
[{"$f":"CONCATENATE(\"'\",'Inverter-Full Data'!A2321,\"     \",'Inverter-Full Data'!B2321,\",\",'Inverter-Full Data'!G2321,\",\",'Inverter-Full Data'!F2321,\",\",'Inverter-Full Data'!H2321,\"'\")","v":"'Schneider Electric Solar Inverters USA, Inc.     Conext TX 5000 NA [208V],Y,95.5,N'"}]
[{"$f":"CONCATENATE(\"'\",'Inverter-Full Data'!A2322,\"     \",'Inverter-Full Data'!B2322,\",\",'Inverter-Full Data'!G2322,\",\",'Inverter-Full Data'!F2322,\",\",'Inverter-Full Data'!H2322,\"'\")","v":"'Schneider Electric Solar Inverters USA, Inc.     XW+5548-NA,Y,93.5,N'"}]
[{"$f":"CONCATENATE(\"'\",'Inverter-Full Data'!A2323,\"     \",'Inverter-Full Data'!B2323,\",\",'Inverter-Full Data'!G2323,\",\",'Inverter-Full Data'!F2323,\",\",'Inverter-Full Data'!H2323,\"'\")","v":"'Schneider Electric Solar Inverters USA, Inc.     XW+5548-NA [120V],Y,93,N'"}]
[{"$f":"CONCATENATE(\"'\",'Inverter-Full Data'!A2324,\"     \",'Inverter-Full Data'!B2324,\",\",'Inverter-Full Data'!G2324,\",\",'Inverter-Full Data'!F2324,\",\",'Inverter-Full Data'!H2324,\"'\")","v":"'Schneider Electric Solar Inverters USA, Inc.     Conext TX 5000 NA [240V],Y,96,N'"}]
[{"$f":"CONCATENATE(\"'\",'Inverter-Full Data'!A2325,\"     \",'Inverter-Full Data'!B2325,\",\",'Inverter-Full Data'!G2325,\",\",'Inverter-Full Data'!F2325,\",\",'Inverter-Full Data'!H2325,\"'\")","v":"'Schneider Electric Solar Inverters USA, Inc.     XW6048-120-60 [120V],Y,92.5,N'"}]
[{"$f":"CONCATENATE(\"'\",'Inverter-Full Data'!A2326,\"     \",'Inverter-Full Data'!B2326,\",\",'Inverter-Full Data'!G2326,\",\",'Inverter-Full Data'!F2326,\",\",'Inverter-Full Data'!H2326,\"'\")","v":"'Schneider Electric Solar Inverters USA, Inc.     XW+6848-NA,Y,92.5,N'"}]
[{"$f":"CONCATENATE(\"'\",'Inverter-Full Data'!A2327,\"     \",'Inverter-Full Data'!B2327,\",\",'Inverter-Full Data'!G2327,\",\",'Inverter-Full Data'!F2327,\",\",'Inverter-Full Data'!H2327,\"'\")","v":"'Schneider Electric Solar Inverters USA, Inc.     XW+6848-NA [120V],Y,92.5,N'"}]
[{"$f":"CONCATENATE(\"'\",'Inverter-Full Data'!A2328,\"     \",'Inverter-Full Data'!B2328,\",\",'Inverter-Full Data'!G2328,\",\",'Inverter-Full Data'!F2328,\",\",'Inverter-Full Data'!H2328,\"'\")","v":"'Schneider Electric Solar Inverters USA, Inc.     XW6048-120/240,Y,92.5,N'"}]
[{"$f":"CONCATENATE(\"'\",'Inverter-Full Data'!#REF!,\"     \",'Inverter-Full Data'!#REF!,\",\",'Inverter-Full Data'!#REF!,\",\",'Inverter-Full Data'!#REF!,\",\",'Inverter-Full Data'!#REF!,\"'\")","v":{"$error":"#REF!"}}]
[{"$f":"CONCATENATE(\"'\",'Inverter-Full Data'!A2329,\"     \",'Inverter-Full Data'!B2329,\",\",'Inverter-Full Data'!G2329,\",\",'Inverter-Full Data'!F2329,\",\",'Inverter-Full Data'!H2329,\"'\")","v":"'Schneider Electric Solar Inverters USA, Inc.     Conext CL 18000NA,Y,97,N'"}]
[{"$f":"CONCATENATE(\"'\",'Inverter-Full Data'!#REF!,\"     \",'Inverter-Full Data'!#REF!,\",\",'Inverter-Full Data'!#REF!,\",\",'Inverter-Full Data'!#REF!,\",\",'Inverter-Full Data'!#REF!,\"'\")","v":{"$error":"#REF!"}}]
[{"$f":"CONCATENATE(\"'\",'Inverter-Full Data'!A2330,\"     \",'Inverter-Full Data'!B2330,\",\",'Inverter-Full Data'!G2330,\",\",'Inverter-Full Data'!F2330,\",\",'Inverter-Full Data'!H2330,\"'\")","v":"'Schneider Electric Solar Inverters USA, Inc.     Conext CL 25000NA,Y,98,N'"}]
[{"$f":"CONCATENATE(\"'\",'Inverter-Full Data'!#REF!,\"     \",'Inverter-Full Data'!#REF!,\",\",'Inverter-Full Data'!#REF!,\",\",'Inverter-Full Data'!#REF!,\",\",'Inverter-Full Data'!#REF!,\"'\")","v":{"$error":"#REF!"}}]
[{"$f":"CONCATENATE(\"'\",'Inverter-Full Data'!A2331,\"     \",'Inverter-Full Data'!B2331,\",\",'Inverter-Full Data'!G2331,\",\",'Inverter-Full Data'!F2331,\",\",'Inverter-Full Data'!H2331,\"'\")","v":"'Schneider Electric Solar Inverters USA, Inc.     GT30-208 [208V],Y,96,N'"}]
[{"$f":"CONCATENATE(\"'\",'Inverter-Full Data'!#REF!,\"     \",'Inverter-Full Data'!#REF!,\",\",'Inverter-Full Data'!#REF!,\",\",'Inverter-Full Data'!#REF!,\",\",'Inverter-Full Data'!#REF!,\"'\")","v":{"$error":"#REF!"}}]
[{"$f":"CONCATENATE(\"'\",'Inverter-Full Data'!A2332,\"     \",'Inverter-Full Data'!B2332,\",\",'Inverter-Full Data'!G2332,\",\",'Inverter-Full Data'!F2332,\",\",'Inverter-Full Data'!H2332,\"'\")","v":"'Schneider Electric Solar Inverters USA, Inc.     Conext CL-60A,Y,98,N'"}]
[{"$f":"CONCATENATE(\"'\",'Inverter-Full Data'!#REF!,\"     \",'Inverter-Full Data'!#REF!,\",\",'Inverter-Full Data'!#REF!,\",\",'Inverter-Full Data'!#REF!,\",\",'Inverter-Full Data'!#REF!,\"'\")","v":{"$error":"#REF!"}}]
[{"$f":"CONCATENATE(\"'\",'Inverter-Full Data'!A2333,\"     \",'Inverter-Full Data'!B2333,\",\",'Inverter-Full Data'!G2333,\",\",'Inverter-Full Data'!F2333,\",\",'Inverter-Full Data'!H2333,\"'\")","v":"'Schneider Electric Solar Inverters USA, Inc.     GT100-208 [208V],Y,95,N'"}]
[{"$f":"CONCATENATE(\"'\",'Inverter-Full Data'!#REF!,\"     \",'Inverter-Full Data'!#REF!,\",\",'Inverter-Full Data'!#REF!,\",\",'Inverter-Full Data'!#REF!,\",\",'Inverter-Full Data'!#REF!,\"'\")","v":{"$error":"#REF!"}}]
[{"$f":"CONCATENATE(\"'\",'Inverter-Full Data'!A2334,\"     \",'Inverter-Full Data'!B2334,\",\",'Inverter-Full Data'!G2334,\",\",'Inverter-Full Data'!F2334,\",\",'Inverter-Full Data'!H2334,\"'\")","v":"'Schneider Electric Solar Inverters USA, Inc.     GT100-208-PG [208V],Y,95,N'"}]
[{"$f":"CONCATENATE(\"'\",'Inverter-Full Data'!A2335,\"     \",'Inverter-Full Data'!B2335,\",\",'Inverter-Full Data'!G2335,\",\",'Inverter-Full Data'!F2335,\",\",'Inverter-Full Data'!H2335,\"'\")","v":"'Schneider Electric Solar Inverters USA, Inc.     GT100-480 [480V],Y,96,N'"}]
[{"$f":"CONCATENATE(\"'\",'Inverter-Full Data'!A2336,\"     \",'Inverter-Full Data'!B2336,\",\",'Inverter-Full Data'!G2336,\",\",'Inverter-Full Data'!F2336,\",\",'Inverter-Full Data'!H2336,\"'\")","v":"'Schneider Electric Solar Inverters USA, Inc.     GT100-480-PG [480V],Y,96,N'"}]
[{"$f":"CONCATENATE(\"'\",'Inverter-Full Data'!A2337,\"     \",'Inverter-Full Data'!B2337,\",\",'Inverter-Full Data'!G2337,\",\",'Inverter-Full Data'!F2337,\",\",'Inverter-Full Data'!H2337,\"'\")","v":"'Schneider Electric Solar Inverters USA, Inc.     GT250-480 [480V],Y,96,N'"}]
[{"$f":"CONCATENATE(\"'\",'Inverter-Full Data'!A2338,\"     \",'Inverter-Full Data'!B2338,\",\",'Inverter-Full Data'!G2338,\",\",'Inverter-Full Data'!F2338,\",\",'Inverter-Full Data'!H2338,\"'\")","v":"'Schneider Electric Solar Inverters USA, Inc.     GT250-480-PG [480V],Y,96,N'"}]
[{"$f":"CONCATENATE(\"'\",'Inverter-Full Data'!A2339,\"     \",'Inverter-Full Data'!B2339,\",\",'Inverter-Full Data'!G2339,\",\",'Inverter-Full Data'!F2339,\",\",'Inverter-Full Data'!H2339,\"'\")","v":"'Schneider Electric Solar Inverters USA, Inc.     GT500-480 [480V],Y,96,N'"}]
[{"$f":"CONCATENATE(\"'\",'Inverter-Full Data'!A2340,\"     \",'Inverter-Full Data'!B2340,\",\",'Inverter-Full Data'!G2340,\",\",'Inverter-Full Data'!F2340,\",\",'Inverter-Full Data'!H2340,\"'\")","v":"'Schneider Electric Solar Inverters USA, Inc.     GT500-480-PG [480V],Y,96,N'"}]
[{"$f":"CONCATENATE(\"'\",'Inverter-Full Data'!A2341,\"     \",'Inverter-Full Data'!B2341,\",\",'Inverter-Full Data'!G2341,\",\",'Inverter-Full Data'!F2341,\",\",'Inverter-Full Data'!H2341,\"'\")","v":"'Schneider Electric Solar Inverters USA, Inc.     GT500-MVX,Y,95.5,N'"}]
[{"$f":"CONCATENATE(\"'\",'Inverter-Full Data'!A2342,\"     \",'Inverter-Full Data'!B2342,\",\",'Inverter-Full Data'!G2342,\",\",'Inverter-Full Data'!F2342,\",\",'Inverter-Full Data'!H2342,\"'\")","v":"'Schneider Electric Solar Inverters USA, Inc.     GT500-MVX-PG,Y,95.5,N'"}]
[{"$f":"CONCATENATE(\"'\",'Inverter-Full Data'!A2343,\"     \",'Inverter-Full Data'!B2343,\",\",'Inverter-Full Data'!G2343,\",\",'Inverter-Full Data'!F2343,\",\",'Inverter-Full Data'!H2343,\"'\")","v":"'Schneider Electric Solar Inverters USA, Inc.     Conext Core XC540-NA,N,97,N'"}]
[{"$f":"CONCATENATE(\"'\",'Inverter-Full Data'!A2344,\"     \",'Inverter-Full Data'!B2344,\",\",'Inverter-Full Data'!G2344,\",\",'Inverter-Full Data'!F2344,\",\",'Inverter-Full Data'!H2344,\"'\")","v":"'Schneider Electric Solar Inverters USA, Inc.     Conext Core XC630-NA,N,97.5,N'"}]
[{"$f":"CONCATENATE(\"'\",'Inverter-Full Data'!#REF!,\"     \",'Inverter-Full Data'!#REF!,\",\",'Inverter-Full Data'!#REF!,\",\",'Inverter-Full Data'!#REF!,\",\",'Inverter-Full Data'!#REF!,\"'\")","v":{"$error":"#REF!"}}]
[{"$f":"CONCATENATE(\"'\",'Inverter-Full Data'!A2345,\"     \",'Inverter-Full Data'!B2345,\",\",'Inverter-Full Data'!G2345,\",\",'Inverter-Full Data'!F2345,\",\",'Inverter-Full Data'!H2345,\"'\")","v":"'Schneider Electric Solar Inverters USA, Inc.     Conext Core XC680-NA,N,97.5,N'"}]
[{"$f":"CONCATENATE(\"'\",'Inverter-Full Data'!#REF!,\"     \",'Inverter-Full Data'!#REF!,\",\",'Inverter-Full Data'!#REF!,\",\",'Inverter-Full Data'!#REF!,\",\",'Inverter-Full Data'!#REF!,\"'\")","v":{"$error":"#REF!"}}]
[{"$f":"CONCATENATE(\"'\",'Inverter-Full Data'!A2346,\"     \",'Inverter-Full Data'!B2346,\",\",'Inverter-Full Data'!G2346,\",\",'Inverter-Full Data'!F2346,\",\",'Inverter-Full Data'!H2346,\"'\")","v":"'Schneider Electric Solar Inverters USA, Inc.     Conext Core XC733-NA,N,97.5,N'"}]
[{"$f":"CONCATENATE(\"'\",'Inverter-Full Data'!#REF!,\"     \",'Inverter-Full Data'!#REF!,\",\",'Inverter-Full Data'!#REF!,\",\",'Inverter-Full Data'!#REF!,\",\",'Inverter-Full Data'!#REF!,\"'\")","v":{"$error":"#REF!"}}]
[{"$f":"CONCATENATE(\"'\",'Inverter-Full Data'!A2347,\"     \",'Inverter-Full Data'!B2347,\",\",'Inverter-Full Data'!G2347,\",\",'Inverter-Full Data'!F2347,\",\",'Inverter-Full Data'!H2347,\"'\")","v":"'Schneider Electric Solar Inverters USA, Inc.     CS1666-1-NA [575V],N,98,N'"}]
[{"$f":"CONCATENATE(\"'\",'Inverter-Full Data'!A2348,\"     \",'Inverter-Full Data'!B2348,\",\",'Inverter-Full Data'!G2348,\",\",'Inverter-Full Data'!F2348,\",\",'Inverter-Full Data'!H2348,\"'\")","v":"'Schneider Electric Solar Inverters USA, Inc.     CS1666-2-NA [575V],N,98,N'"}]
[{"$f":"CONCATENATE(\"'\",'Inverter-Full Data'!A2349,\"     \",'Inverter-Full Data'!B2349,\",\",'Inverter-Full Data'!G2349,\",\",'Inverter-Full Data'!F2349,\",\",'Inverter-Full Data'!H2349,\"'\")","v":"'Schneider Electric Solar Inverters USA, Inc.     CS1666-3-NA [575V],N,98,N'"}]
[{"$f":"CONCATENATE(\"'\",'Inverter-Full Data'!A2350,\"     \",'Inverter-Full Data'!B2350,\",\",'Inverter-Full Data'!G2350,\",\",'Inverter-Full Data'!F2350,\",\",'Inverter-Full Data'!H2350,\"'\")","v":"'Schneider Electric Solar Inverters USA, Inc.     CS1800-NA [575V],N,98,N'"}]
[{"$f":"CONCATENATE(\"'\",'Inverter-Full Data'!#REF!,\"     \",'Inverter-Full Data'!#REF!,\",\",'Inverter-Full Data'!#REF!,\",\",'Inverter-Full Data'!#REF!,\",\",'Inverter-Full Data'!#REF!,\"'\")","v":{"$error":"#REF!"}}]
[{"$f":"CONCATENATE(\"'\",'Inverter-Full Data'!A2351,\"     \",'Inverter-Full Data'!B2351,\",\",'Inverter-Full Data'!G2351,\",\",'Inverter-Full Data'!F2351,\",\",'Inverter-Full Data'!H2351,\"'\")","v":"'Schneider Electric Solar Inverters USA, Inc.     CS2000-NA [575V],N,97.5,N'"}]
[{"$f":"CONCATENATE(\"'\",'Inverter-Full Data'!A2352,\"     \",'Inverter-Full Data'!B2352,\",\",'Inverter-Full Data'!G2352,\",\",'Inverter-Full Data'!F2352,\",\",'Inverter-Full Data'!H2352,\"'\")","v":"'Schneider Electric Solar Inverters USA, Inc.     CS2200-NA [600V],N,98,N'"}]
[{"$f":"CONCATENATE(\"'\",'Inverter-Full Data'!A2353,\"     \",'Inverter-Full Data'!B2353,\",\",'Inverter-Full Data'!G2353,\",\",'Inverter-Full Data'!F2353,\",\",'Inverter-Full Data'!H2353,\"'\")","v":"'Schneider Electric Solar Inverters USA, Inc.     CS2400-NA [600V],N,98,N'"}]
[{"$f":"CONCATENATE(\"'\",'Inverter-Full Data'!A2354,\"     \",'Inverter-Full Data'!B2354,\",\",'Inverter-Full Data'!G2354,\",\",'Inverter-Full Data'!F2354,\",\",'Inverter-Full Data'!H2354,\"'\")","v":"'Schuco USA     SB700U [120V],Y,91.5,N'"}]
[{"$f":"CONCATENATE(\"'\",'Inverter-Full Data'!#REF!,\"     \",'Inverter-Full Data'!#REF!,\",\",'Inverter-Full Data'!#REF!,\",\",'Inverter-Full Data'!#REF!,\",\",'Inverter-Full Data'!#REF!,\"'\")","v":{"$error":"#REF!"}}]
[{"$f":"CONCATENATE(\"'\",'Inverter-Full Data'!A2355,\"     \",'Inverter-Full Data'!B2355,\",\",'Inverter-Full Data'!G2355,\",\",'Inverter-Full Data'!F2355,\",\",'Inverter-Full Data'!H2355,\"'\")","v":"'Schuco USA     SB700U-SBD [120V],Y,91.5,N'"}]
[{"$f":"CONCATENATE(\"'\",'Inverter-Full Data'!#REF!,\"     \",'Inverter-Full Data'!#REF!,\",\",'Inverter-Full Data'!#REF!,\",\",'Inverter-Full Data'!#REF!,\",\",'Inverter-Full Data'!#REF!,\"'\")","v":{"$error":"#REF!"}}]
[{"$f":"CONCATENATE(\"'\",'Inverter-Full Data'!A2356,\"     \",'Inverter-Full Data'!B2356,\",\",'Inverter-Full Data'!G2356,\",\",'Inverter-Full Data'!F2356,\",\",'Inverter-Full Data'!H2356,\"'\")","v":"'Schuco USA     SWR1800U [120V],Y,91.5,N'"}]
[{"$f":"CONCATENATE(\"'\",'Inverter-Full Data'!#REF!,\"     \",'Inverter-Full Data'!#REF!,\",\",'Inverter-Full Data'!#REF!,\",\",'Inverter-Full Data'!#REF!,\",\",'Inverter-Full Data'!#REF!,\"'\")","v":{"$error":"#REF!"}}]
[{"$f":"CONCATENATE(\"'\",'Inverter-Full Data'!A14,\"     \",'Inverter-Full Data'!B14,\",\",'Inverter-Full Data'!G14,\",\",'Inverter-Full Data'!F14,\",\",'Inverter-Full Data'!H14,\"'\")","v":"'     ,,(%),'"}]