## Energy Storage System
Energy Storage System List (Full Data)
Data has not changed since October 21, 2021
This list contains an extensive amount of equipment information. If you require any assistance, please reach out to us at SolarEquipment@energy.ca.gov or 916-654-4120.
Energy Storage System List Notes
Intentionally Left Blank
Note: Any text in brackets at the end of the Model Number is not part of the Manufacturer's Model Number. Part of the text in brackets indicates the specified voltage option for that model number, if provided; models with multiple voltage options will have multiple row entries, with one for each eligible option.
(1) This information references the 2019 Building Energy Efficiency Standards' Reference Joint Appendix 12. This appendix outlines requirements for energy storage systems to qualify for battery storage compliance credit. For more information, contact the Title 24 Hotline at (916) 654-5106 or Title24@energy.ca.gov.
(2) RPP: UL 1741 SA13 tested with reactive power priority (when operating at apparent power capacity, inverter will reduce active power as needed to ensure curve-required reactive power is provided)
(3) A Y* notes the inverter has not been certified according to CSIP, but instead NRTL reported inverter was connected to a gateway during compatibility testing.
(4) Maximum continuous discharge rate as stated by the manufacturer on the spec sheet.
(5) The listed Firmware Version is the version that was used during the inverter's UL 1741 Supplement SA testing and was certified on the listed Certificate Date; multiple firmware versions may be listed for a single certificate date if all are required to comply with Supplement SA. Multiple certificate dates with different firmware versions may be listed if new firmware versions were certified under Supplement SA and reported by the manufacturer. Additional firmware versions may be certified but not reported. Check with NRTL for the most current information.
(6) Inverter CSIP conformance information refers to the entity responsible for the documentation provided to the manufacturer. If the inverter is certified to CSIP, then the information refers to the certifying entity and the certificate date. Otherwise, the information refers to the NRTL that issued the compatibility report and the date of the report.
Guidelines for California's Solar Electric Incentive Programs (Senate Bill 1)
Blue colored text indicates that the model number occurs multiple times on the list under different manufacturer names.
Intentionally Left Blank
Manufacturer Name | Brand1 | Model Number | Technology | UL 9540 Certification |  |  | UL 1741 Supplement SA Testing | UL 1741 SA13 Volt-Var | UL 1741 SA Freq-Watt Volt-Watt | UL 1741 SA Disable Permit Service Limit Active Power | Common Smart Inverter Profile Conformance | Monitor Key Data Scheduling | Description | Nameplate Energy Capacity | Nameplate Power | Nominal Voltage | Maximum Continuous Discharge Rate4 | UL 1741 Supplement SA Certification (SA8-SA13)5 |  |  | UL 1741 SA Freq-Watt Volt-Watt | UL 1741 SA Disable Permit Service Limit Active Power | Inverter CSIP Conformance6 |  | Monitor Key Data Scheduling Attestation | Manufacturer Declared Roundtrip Efficiency | Certified JA12 Control Strategies1 | Declaration for JA12 Submitted1 | Notes | CEC Listing Date | Last Update
|  |  |  | Certifying Entity | Certificate Date (mm/dd/yyyy) | Edition of UL 9540 | SA8-SA13 | RPP2 | SA14-SA15 | SA17-SA18 | CSIP3 | Attestation |  | (kWh) | (kW) | (Vac) | (kW) | Certifying Entity | Certificate Date [mo/day/yr] | Firmware Version(s) Tested | Certificate Date [mo/day/yr] | Listing Date (mo/day/yr) | Issuing Entity | Document Date (mo/day/yr) | Listing Date | (%, AC-AC)1 |  |  |  | (mm/dd/yyyy) | (mm/dd/yyyy)
Alpha ESS Co., Ltd. |  | SMILE-SP9.6 | Lithium Iron Phosphate | SGS | 2021-06-02 | Ed. 1 : 2016 | N | N | N | N | N | N | 9.6 kW, 16.4 kWh, 240 Vac LFP energy storage system | 16.4 | 9.6 | 240 | 9.6 | No Information Submitted | No Information Submitted | No Information Submitted | No Information Submitted | No Information Submitted | No Information Submitted | No Information Submitted | No Information Submitted | No Information Submitted | No Information Submitted | N |  | 2021-08-02
Blue Planet Energy Systems LLC |  | Blue Ion HI [8kWh] | Lithium Iron Phosphate | Intertek | 2021-01-29 | Ed. 1 : 2016 | N | N | N | N | N | N | 8kW, 8 kWh (scalable), 50 Vdc LFP battery system | 8 | 8 | Not Applicable | 8 | No Information Submitted | No Information Submitted | No Information Submitted | No Information Submitted | No Information Submitted | No Information Submitted | No Information Submitted | No Information Submitted | No Information Submitted | No Information Submitted | N |  | 2021-03-22
Blue Planet Energy Systems LLC |  | Blue Ion HI [12 kWh] | Lithium Iron Phosphate | Intertek | 2021-01-29 | Ed. 1 : 2016 | N | N | N | N | N | N | 8kW, 12 kWh (scalable), 50 Vdc LFP battery system | 12 | 8 | Not Applicable | 8 | No Information Submitted | No Information Submitted | No Information Submitted | No Information Submitted | No Information Submitted | No Information Submitted | No Information Submitted | No Information Submitted | No Information Submitted | No Information Submitted | N |  | 2021-03-22
Blue Planet Energy Systems LLC |  | Blue Ion HI [16 kWh] | Lithium Iron Phosphate | Intertek | 2021-01-29 | Ed. 1 : 2016 | N | N | N | N | N | N | 8kW, 16 kWh (scalable), 50 Vdc LFP battery system | 16 | 8 | Not Applicable | 8 | No Information Submitted | No Information Submitted | No Information Submitted | No Information Submitted | No Information Submitted | No Information Submitted | No Information Submitted | No Information Submitted | No Information Submitted | No Information Submitted | N |  | 2021-03-22
Blue Planet Energy Systems LLC |  | Blue Ion LXHV | Lithium Iron Phosphate | Intertek | 2020-09-28 | Ed. 1 : 2016 | N | N | N | N | N | N | 125 kW, 64 kWh (scalable in 32kWh increments), 480 Vac lithium iron phosphate energy storage system | 64 | 125 | 480 | 67.2 | No Information Submitted | No Information Submitted | No Information Submitted | No Information Submitted | No Information Submitted | No Information Submitted | No Information Submitted | No Information Submitted | No Information Submitted | No Information Submitted | N |  | 2021-05-21
Delta Electronics |  | E4 [208V] | Lithium Ion | CSA Group | 2020-09-28 | Ed. 1 : 2016 | Y | Y | Y | Y | Y* | Y | 3.3 kW, 9.8 kWh, 208 Vac lithium ion energy storage system | 9.8 | 3.328 | 208 | 3.648 | CSA Group | [07/07/2020] | [1.5.4] | [07/07/2020] | 2021-05-03 | CSA Group | 2020-05-27 | 2021-05-03 | No Information Submitted | No Information Submitted | N |  | 2021-05-03
Delta Electronics |  | E4 [240V] | Lithium Ion | CSA Group | 2020-09-28 | Ed. 1 : 2016 | Y | Y | Y | Y | Y* | Y | 3.8 kW, 9.8 kWh, 240 Vac lithium ion energy storage system | 9.8 | 3.84 | 240 | 4 | CSA Group | [07/07/2020] | [1.5.4] | [07/07/2020] | 2021-05-03 | CSA Group | 2020-05-27 | 2021-05-03 | No Information Submitted | No Information Submitted | N |  | 2021-05-03
Delta Electronics |  | E6 [208V] | Lithium Ion | CSA Group | 2020-09-28 | Ed. 1 : 2016 | Y | Y | Y | Y | Y* | Y | 5 kW, 9.8 kWh, 208 Vac lithium ion energy storage system | 9.8 | 4.992 | 208 | 5.472 | CSA Group | [07/07/2020] | [1.5.4] | [07/07/2020] | 2021-05-03 | CSA Group | 2020-01-16 | 2021-05-03 | No Information Submitted | No Information Submitted | N |  | 2021-05-03
Delta Electronics |  | E6 [240V] | Lithium Ion | CSA Group | 2020-09-28 | Ed. 1 : 2016 | Y | Y | Y | Y | Y* | Y | 5.8 kW, 9.8 kWh, 240 Vac lithium ion energy storage system | 9.8 | 5.76 | 240 | 6 | CSA Group | [07/07/2020] | [1.5.4] | [07/07/2020] | 2021-05-03 | CSA Group | 2020-01-16 | 2021-05-03 | No Information Submitted | No Information Submitted | N |  | 2021-05-03
Delta Electronics |  | E8 [208V] | Lithium Ion | CSA Group | 2020-09-28 | Ed. 1 : 2016 | Y | Y | Y | Y | Y* | Y | 6.7 kW, 9.8 kWh, 208 Vac lithium ion energy storage system | 9.8 | 6.656 | 208 | 7.296 | CSA Group | [07/07/2020] | [1.5.4] | [07/07/2020] | 2021-05-03 | CSA Group | 2020-01-16 | 2021-05-03 | No Information Submitted | No Information Submitted | N |  | 2021-05-03
Delta Electronics |  | E8 [240V] | Lithium Ion | CSA Group | 2020-09-28 | Ed. 1 : 2016 | Y | Y | Y | Y | Y* | Y | 7.7 kW, 9.8 kWh, 240 Vac lithium ion energy storage system | 9.8 | 7.68 | 240 | 8 | CSA Group | [07/07/2020] | [1.5.4] | [07/07/2020] | 2021-05-03 | CSA Group | 2020-01-16 | 2021-05-03 | No Information Submitted | No Information Submitted | N |  | 2021-05-03
Eguana Technologies Inc. |  | Evolve ESS [13kWh] | Lithium Ion | Intertek | 2020-07-13 | Ed. 1 : 2016 | Y | Y | Y | Y | Y* | Y | 5 kW, 13 kWh lithium ion energy storage system | 13 | 5 | 240 | 5 | CSA Group | [07/15/2020] | [V6.200611] | [07/15/2020] | 2020-11-12 | PCTEST | 2020-09-11 | 2020-11-12 | No Information Submitted | No Information Submitted | N |  | 2020-02-11 | 2020-11-12
Eguana Technologies Inc. |  | Evolve LFP [14kWh] | Lithium Ion | Intertek | 2021-03-10 | Ed. 1 : 2016 | Y | Y | Y | Y | Y* | Y | 5.0 kW, 14 kWh, 240 Vac lithium battery storage system | 14 | 5 | 240 | 5 | CSA Group | [7/15/2020] | [V6.200611] | [7/15/2020] | 2021-06-11 | PCTEST | 2020-09-11 | 2021-06-11 | No Information Submitted | No Information Submitted | N |  | 2021-06-11
Eguana Technologies Inc. |  | Evolve ESS [26kWh] | Lithium Ion | Intertek | 2020-07-13 | Ed. 1 : 2016 | Y | Y | Y | Y | Y* | Y | 5 kW, 26 kWh lithium ion energy storage system | 26 | 5 | 240 | 5 | CSA Group | [07/15/2020] | [V6.200611] | [07/15/2020] | 2020-11-12 | PCTEST | 2020-09-11 | 2020-11-12 | No Information Submitted | No Information Submitted | N |  | 2020-02-11 | 2020-11-12
Eguana Technologies Inc. |  | Evolve LFP [28kWh] | Lithium Ion | Intertek | 2021-03-10 | Ed. 1 : 2016 | Y | Y | Y | Y | Y* | Y | 5.0 kW, 28 kWh, 240 Vac lithium battery storage system | 28 | 5 | 240 | 5 | CSA Group | [7/15/2020] | [V6.200611] | [7/15/2020] | 2021-06-11 | PCTEST | 2020-09-11 | 2021-06-11 | No Information Submitted | No Information Submitted | N |  | 2021-06-11
Eguana Technologies Inc. |  | Evolve ESS [39kWh] | Lithium Ion | Intertek | 2020-07-13 | Ed. 1 : 2016 | Y | Y | Y | Y | Y* | Y | 5 kW, 39 kWh lithium ion energy storage system | 39 | 5 | 240 | 5 | CSA Group | [07/15/2020] | [V6.200611] | [07/15/2020] | 2020-11-12 | PCTEST | 2020-09-11 | 2020-11-12 | No Information Submitted | No Information Submitted | N |  | 2020-02-11 | 2020-11-12
Eguana Technologies Inc. |  | Evolve LFP [42kWh] | Lithium Ion | Intertek | 2021-03-10 | Ed. 1 : 2016 | Y | Y | Y | Y | Y* | Y | 5.0 kW, 42 kWh, 240 Vac lithium battery storage system | 42 | 5 | 240 | 5 | CSA Group | [7/15/2020] | [V6.200611] | [7/15/2020] | 2021-06-11 | PCTEST | 2020-09-11 | 2021-06-11 | No Information Submitted | No Information Submitted | N |  | 2021-06-11
Energport Inc. |  | L3060 | Lithium Iron Phosphate | Intertek | 2020-02-18 | Ed. 1 : 2016 | N | N | N | N | N | N | 29 kW, 60 kWh, 480 Vac lithium iron phosphate energy storage system | 60 | 29 | 480 | 29 | No Information Submitted | No Information Submitted | No Information Submitted | No Information Submitted | No Information Submitted | No Information Submitted | No Information Submitted | No Information Submitted | No Information Submitted | No Information Submitted | N |  | 2020-09-11
Enphase Energy Inc. |  | ENCHARGE-3-1P-NA | Lithium Iron Phosphate | UL | 2020-05-18 | Ed. 1 : 2016 | Y | Y | Y | Y | Y* | Y | 1.28 kW, 3.36 kWh, 240 Vac lithium iron phosphate energy storage system with PCS functionality. | 3.36 | 1.28 | 240 | 1.28 | UL | [06/11/2020];[11/17/2020];[11/17/2020];[08/26/2021] | [v01.27.01];[v01.30.01];[v01.31.1];[V3.11.01] | [06/11/2020] | 2020-09-01 | UL | 2020-06-11 | 2020-09-01 | No Information Submitted | No Information Submitted | N | ENCHARGE-3-1P-NA consists of a LiFePO4 cell module, charge controller, four IQ8X-BAT microinverters and supporting electronics on a wall mounting bracket with a cover. | 2020-09-01 | 2021-10-01
Enphase Energy Inc. |  | ENCHARGE-3T-1P-NA | Lithium Iron Phosphate | UL | 2020-11-24 | Ed. 2: 2020 | Y | Y | Y | Y | Y* | Y | 1.28 kW, 3.36 kWh, 240 Vac lithium iron phosphate energy storage system with PCS functionality. | 3.36 | 1.28 | 240 | 1.28 | UL | [11/17/2020];[11/17/2020];[08/26/2021] | [v01.30.01];[v01.31.1];[V3.11.01] | [11/17/2020];[11/17/2020] | 2021-01-21 | UL | 2020-12-14 | 2021-01-21 | No Information Submitted | No Information Submitted | N | ENCHARGE-3T-1P-NA consists of a LiFePO4 cell module, charge controller, four IQ8X-BAT microinverters and supporting electronics on a wall mounting bracket with a cover. | 2021-01-21 | 2021-10-01
Enphase Energy Inc. |  | ENCHARGE-10-1P-NA | Lithium Iron Phosphate | UL | 2020-05-18 | Ed. 1 : 2016 | Y | Y | Y | Y | Y* | Y | 3.84 kW, 10.08 kWh, 240 Vac lithium iron phosphate energy storage system with PCS functionality. | 10.08 | 3.84 | 240 | 3.84 | UL | [06/11/2020];[11/17/2020];[11/17/2020];[08/26/2021] | [v01.27.01];[v01.30.01];[v01.31.1];[V3.11.01] | [06/11/2020] | 2020-09-01 | UL | 2020-06-11 | 2020-09-01 | No Information Submitted | No Information Submitted | N | ENCHARGE-10-1P-NA consists of three ENCHARGE-3-1P-NA on a common wall mounting bracket with a unifying cover. | 2020-09-01 | 2021-10-01
Enphase Energy Inc. |  | ENCHARGE-10T-1P-NA | Lithium Iron Phosphate | UL | 2020-11-24 | Ed. 2: 2020 | Y | Y | Y | Y | Y* | Y | 3.84 kW, 10.08 kWh, 240 Vac lithium iron phosphate energy storage system with PCS functionality. | 10.08 | 3.84 | 240 | 3.84 | UL | [11/17/2020];[11/17/2020];[08/26/2021] | [v01.30.01];[v01.31.1];[V3.11.01] | [11/17/2020];[11/17/2020] | 2021-01-21 | UL | 2020-12-14 | 2021-01-21 | No Information Submitted | No Information Submitted | N | ENCHARGE-10T-1P-NA consists of three ENCHARGE-3T-1P-NA on a common wall mounting bracket with a unifying cover. | 2021-01-21 | 2021-10-01
Fortress Power LLC |  | eFlex 5.4 | Lithium Iron Phosphate | Intertek | 2021-04-26 | Ed. 1 : 2016 | N | N | N | N | N | N | 5 kW, 5.4 kWh, lithium iron phospahte battery storage system | 5.374 | 5 | Not Applicable | 5 | No Information Submitted | No Information Submitted | No Information Submitted | No Information Submitted | No Information Submitted | No Information Submitted | No Information Submitted | No Information Submitted | No Information Submitted | No Information Submitted | N |  | 2021-06-21
Fortress Power LLC |  | eVaultMax | Lithium Iron Phosphate | Intertek | 2021-06-18 | Ed. 1 : 2016 | N | N | N | N | N | N | 9.2 kW, 18.5 kWh, lithium iron phosphate energy storage system | 18.43 | 9.2 | Not Applicable | 9.2 | No Information Submitted | No Information Submitted | No Information Submitted | No Information Submitted | No Information Submitted | No Information Submitted | No Information Submitted | No Information Submitted | No Information Submitted | No Information Submitted | N |  | 2021-09-01
Generac Power Systems |  | PWRcell 9 | Lithium Ion | Intertek | 2019-10-29 | Ed. 1 : 2016 | N | N | N | N | N | N | 5.0 kW, 8.6 kWh, 3 Battery Module Energy Storage System | 8.6 | 5 | Not Applicable | 3.4 | No Information Submitted | No Information Submitted | No Information Submitted | No Information Submitted | No Information Submitted | No Information Submitted | No Information Submitted | No Information Submitted | No Information Submitted | No Information Submitted | N |  | 2020-04-21 | 2021-01-04
Generac Power Systems |  | PWRcell x M3 DCB [8.6kWh] | Lithium Ion | Intertek | 2020-10-26 | Ed. 1 : 2016 | N | N | N | N | N | N | PWRcell with three 2.85 kWh DCB Modules, where x="IR" or "OR". | 8.6 | 3.4 | Not Applicable | 3.4 | No Information Submitted | No Information Submitted | No Information Submitted | No Information Submitted | No Information Submitted | No Information Submitted | No Information Submitted | No Information Submitted | No Information Submitted | No Information Submitted | N |  | 2021-01-04
Generac Power Systems |  | PWRcell x M3 DCB [9kWh] | Lithium Ion | Intertek | 2020-10-26 | Ed. 1 : 2016 | N | N | N | N | N | N | PWRcell with three 3.0 kWh DCB Modules, where x="IR" or "OR". | 9 | 4.5 | Not Applicable | 4.5 | No Information Submitted | No Information Submitted | No Information Submitted | No Information Submitted | No Information Submitted | No Information Submitted | No Information Submitted | No Information Submitted | No Information Submitted | No Information Submitted | N |  | 2021-01-04
Generac Power Systems |  | PWRcell x M3 EX | Lithium Ion | Intertek | 2020-10-26 | Ed. 1 : 2016 | N | N | N | N | N | N | 4.5 kW, 9 kWh, three EX battery module energy storage system, where x="IR" or "OR" | 9 | 4.5 | Not Applicable | 4.5 | No Information Submitted | No Information Submitted | No Information Submitted | No Information Submitted | No Information Submitted | No Information Submitted | No Information Submitted | No Information Submitted | No Information Submitted | No Information Submitted | N |  | 2021-03-22
Generac Power Systems |  | PWRcell 12 | Lithium Ion | Intertek | 2019-10-29 | Ed. 1 : 2016 | N | N | N | N | N | N | 6.7 kW, 11.4 kWh, 4 Battery Module Energy Storage System | 11.4 | 6.7 | Not Applicable | 4.5 | No Information Submitted | No Information Submitted | No Information Submitted | No Information Submitted | No Information Submitted | No Information Submitted | No Information Submitted | No Information Submitted | No Information Submitted | No Information Submitted | N |  | 2020-04-21 | 2021-01-04
Generac Power Systems |  | PWRcell x M4 DCB [11.4kWh] | Lithium Ion | Intertek | 2020-10-26 | Ed. 1 : 2016 | N | N | N | N | N | N | PWRcell with four 2.85 kWh DCB Modules, where x="IR" or "OR". | 11.4 | 4.5 | Not Applicable | 4.5 | No Information Submitted | No Information Submitted | No Information Submitted | No Information Submitted | No Information Submitted | No Information Submitted | No Information Submitted | No Information Submitted | No Information Submitted | No Information Submitted | N |  | 2021-01-04
Generac Power Systems |  | PWRcell x M4 DCB [12kWh] | Lithium Ion | Intertek | 2020-10-26 | Ed. 1 : 2016 | N | N | N | N | N | N | PWRcell with four 3.0 kWh DCB Modules, where x="IR" or "OR". | 12 | 6 | Not Applicable | 6 | No Information Submitted | No Information Submitted | No Information Submitted | No Information Submitted | No Information Submitted | No Information Submitted | No Information Submitted | No Information Submitted | No Information Submitted | No Information Submitted | N |  | 2021-01-04
Generac Power Systems |  | PWRcell x M4 EX | Lithium Ion | Intertek | 2020-10-26 | Ed. 1 : 2016 | N | N | N | N | N | N | 6 kW, 12 kWh, four EX battery module energy storage system, where x="IR" or "OR" | 12 | 6 | Not Applicable | 6 | No Information Submitted | No Information Submitted | No Information Submitted | No Information Submitted | No Information Submitted | No Information Submitted | No Information Submitted | No Information Submitted | No Information Submitted | No Information Submitted | N |  | 2021-03-22
Generac Power Systems |  | PWRcell 15 | Lithium Ion | Intertek | 2019-10-29 | Ed. 1 : 2016 | N | N | N | N | N | N | 8.4 kW, 14.3 kWh, 5 Battery Module Energy Storage System | 14.3 | 8.4 | Not Applicable | 5.6 | No Information Submitted | No Information Submitted | No Information Submitted | No Information Submitted | No Information Submitted | No Information Submitted | No Information Submitted | No Information Submitted | No Information Submitted | No Information Submitted | N |  | 2020-04-21 | 2021-01-04
Generac Power Systems |  | PWRcell x M5 DCB [14.3kWh] | Lithium Ion | Intertek | 2020-10-26 | Ed. 1 : 2016 | N | N | N | N | N | N | PWRcell with five 2.85 kWh DCB Modules, where x="IR" or "OR". | 14.3 | 5.6 | Not Applicable | 5.6 | No Information Submitted | No Information Submitted | No Information Submitted | No Information Submitted | No Information Submitted | No Information Submitted | No Information Submitted | No Information Submitted | No Information Submitted | No Information Submitted | N |  | 2021-01-04
Generac Power Systems |  | PWRcell x M5 DCB [15kWh] | Lithium Ion | Intertek | 2020-10-26 | Ed. 1 : 2016 | N | N | N | N | N | N | PWRcell with five 3.0 kWh DCB Modules, where x="IR" or "OR". | 15 | 7.5 | Not Applicable | 7.5 | No Information Submitted | No Information Submitted | No Information Submitted | No Information Submitted | No Information Submitted | No Information Submitted | No Information Submitted | No Information Submitted | No Information Submitted | No Information Submitted | N |  | 2021-01-04
Generac Power Systems |  | PWRcell x M5 EX | Lithium Ion | Intertek | 2020-10-26 | Ed. 1 : 2016 | N | N | N | N | N | N | 7.5 kW, 15 kWh, five EX battery module energy storage system, where x="IR" or "OR" | 15 | 7.5 | Not Applicable | 7.5 | No Information Submitted | No Information Submitted | No Information Submitted | No Information Submitted | No Information Submitted | No Information Submitted | No Information Submitted | No Information Submitted | No Information Submitted | No Information Submitted | N |  | 2021-03-22
Generac Power Systems |  | PWRcell 17 | Lithium Ion | Intertek | 2019-10-29 | Ed. 1 : 2016 | N | N | N | N | N | N | 10.0 kW, 17.1 kWh, 6 Battery Module Energy Storage System | 17.1 | 10 | Not Applicable | 6.7 | No Information Submitted | No Information Submitted | No Information Submitted | No Information Submitted | No Information Submitted | No Information Submitted | No Information Submitted | No Information Submitted | No Information Submitted | No Information Submitted | N |  | 2020-04-21 | 2021-01-04
Generac Power Systems |  | PWRcell x M6 DCB [17.1kWh] | Lithium Ion | Intertek | 2020-10-26 | Ed. 1 : 2016 | N | N | N | N | N | N | PWRcell with six 2.85 kWh DCB Modules, where x="IR" or "OR". | 17.1 | 6.7 | Not Applicable | 6.7 | No Information Submitted | No Information Submitted | No Information Submitted | No Information Submitted | No Information Submitted | No Information Submitted | No Information Submitted | No Information Submitted | No Information Submitted | No Information Submitted | N |  | 2021-01-04
Generac Power Systems |  | PWRcell x M6 DCB [18kWh] | Lithium Ion | Intertek | 2020-10-26 | Ed. 1 : 2016 | N | N | N | N | N | N | PWRcell with six 3.0 kWh DCB Modules, where x="IR" or "OR". | 18 | 9 | Not Applicable | 9 | No Information Submitted | No Information Submitted | No Information Submitted | No Information Submitted | No Information Submitted | No Information Submitted | No Information Submitted | No Information Submitted | No Information Submitted | No Information Submitted | N |  | 2021-01-04
Generac Power Systems |  | PWRcell x M6 EX | Lithium Ion | Intertek | 2020-10-26 | Ed. 1 : 2016 | N | N | N | N | N | N | 12 kW, 18 kWh, six EX battery module energy storage system, where x="IR" or "OR" | 18 | 9 | Not Applicable | 9 | No Information Submitted | No Information Submitted | No Information Submitted | No Information Submitted | No Information Submitted | No Information Submitted | No Information Submitted | No Information Submitted | No Information Submitted | No Information Submitted | N |  | 2021-03-22
Jiangsu GoodWe Power Supply Technology Co., Ltd. |  | A-BP5000 [9.8kWh] | Lithium Ion | SGS | 2020-12-23 | Ed. 1 : 2016 | Y | Y | Y | Y | Y* | Y | 5 kW, 9.8 kWh, 240 Vac lithium ion energy storage system | 9.8 | 5 | 240 | 5 | CSA Group | [11/17/2020] | [00] | [11/17/2020] | 2021-02-11 | CSA Group | 2020-11-17 | 2021-02-11 | No Information Submitted | No Information Submitted | N |  | 2021-02-11
Jiangsu GoodWe Power Supply Technology Co., Ltd. |  | A-BP6000 [9.8kWh] | Lithium Ion | SGS | 2020-12-23 | Ed. 1 : 2016 | Y | Y | Y | Y | Y* | Y | 6 kW, 9.8 kWh, 240 Vac lithium ion energy storage system | 9.8 | 6 | 240 | 5 | CSA Group | [11/17/2020] | [00] | [11/17/2020] | 2021-02-11 | CSA Group | 2020-11-17 | 2021-02-11 | No Information Submitted | No Information Submitted | N |  | 2021-02-11
Jiangsu GoodWe Power Supply Technology Co., Ltd. |  | A-BP7000 [9.8kWh] | Lithium Ion | SGS | 2020-12-23 | Ed. 1 : 2016 | Y | Y | Y | Y | Y* | Y | 7 kW, 9.8 kWh, 240 Vac lithium ion energy storage system | 9.8 | 7 | 240 | 5 | CSA Group | [11/17/2020] | [00] | [11/17/2020] | 2021-02-11 | CSA Group | 2020-11-17 | 2021-02-11 | No Information Submitted | No Information Submitted | N |  | 2021-02-11
Jiangsu GoodWe Power Supply Technology Co., Ltd. |  | A-BP7600 [9.8kWh] | Lithium Ion | SGS | 2020-12-23 | Ed. 1 : 2016 | Y | Y | Y | Y | Y* | Y | 7.6 kW, 9.8 kWh, 240 Vac lithium ion energy storage system | 9.8 | 7.6 | 240 | 5 | CSA Group | [11/17/2020] | [00] | [11/17/2020] | 2021-02-11 | CSA Group | 2020-11-17 | 2021-02-11 | No Information Submitted | No Information Submitted | N |  | 2021-02-11
Jiangsu GoodWe Power Supply Technology Co., Ltd. |  | A-BP8600 [9.8kWh] | Lithium Ion | SGS | 2020-12-23 | Ed. 1 : 2016 | Y | Y | Y | Y | Y* | Y | 8.6 kW, 9.8 kWh, 240 Vac lithium ion energy storage system | 9.8 | 8.6 | 240 | 5 | CSA Group | [11/17/2020] | [00] | [11/17/2020] | 2021-02-11 | CSA Group | 2020-11-17 | 2021-02-11 | No Information Submitted | No Information Submitted | N |  | 2021-02-11
Jiangsu GoodWe Power Supply Technology Co., Ltd. |  | A-BP9600 [9.8kWh] | Lithium Ion | SGS | 2020-12-23 | Ed. 1 : 2016 | Y | Y | Y | Y | Y* | Y | 9.6 kW, 9.8 kWh, 240 Vac lithium ion energy storage system | 9.8 | 9.6 | 240 | 5 | CSA Group | [11/17/2020] | [00] | [11/17/2020] | 2021-02-11 | CSA Group | 2020-11-17 | 2021-02-11 | No Information Submitted | No Information Submitted | N |  | 2021-02-11
Jiangsu GoodWe Power Supply Technology Co., Ltd. |  | A-ES5000 [9.8kWh] | Lithium Ion | SGS | 2020-12-23 | Ed. 1 : 2016 | Y | Y | Y | Y | Y* | Y | 5 kW, 9.8 kWh, 240 Vac lithium ion energy storage system | 9.8 | 5 | 240 | 5 | CSA Group | [11/17/2020] | [00] | [11/17/2020] | 2021-02-11 | CSA Group | 2020-11-17 | 2021-02-11 | No Information Submitted | No Information Submitted | N |  | 2021-02-11
Jiangsu GoodWe Power Supply Technology Co., Ltd. |  | A-ES6000 [9.8kWh] | Lithium Ion | SGS | 2020-12-23 | Ed. 1 : 2016 | Y | Y | Y | Y | Y* | Y | 6 kW, 9.8 kWh, 240 Vac lithium ion energy storage system | 9.8 | 6 | 240 | 5 | CSA Group | [11/17/2020] | [00] | [11/17/2020] | 2021-02-11 | CSA Group | 2020-11-17 | 2021-02-11 | No Information Submitted | No Information Submitted | N |  | 2021-02-11
Jiangsu GoodWe Power Supply Technology Co., Ltd. |  | A-ES7000 [9.8kWh] | Lithium Ion | SGS | 2020-12-23 | Ed. 1 : 2016 | Y | Y | Y | Y | Y* | Y | 7 kW, 9.8 kWh, 240 Vac lithium ion energy storage system | 9.8 | 7 | 240 | 5 | CSA Group | [11/17/2020] | [00] | [11/17/2020] | 2021-02-11 | CSA Group | 2020-11-17 | 2021-02-11 | No Information Submitted | No Information Submitted | N |  | 2021-02-11
Jiangsu GoodWe Power Supply Technology Co., Ltd. |  | A-ES7600 [9.8kWh] | Lithium Ion | SGS | 2020-12-23 | Ed. 1 : 2016 | Y | Y | Y | Y | Y* | Y | 7.6 kW, 9.8 kWh, 240 Vac lithium ion energy storage system | 9.8 | 7.6 | 240 | 5 | CSA Group | [11/17/2020] | [00] | [11/17/2020] | 2021-02-11 | CSA Group | 2020-11-17 | 2021-02-11 | No Information Submitted | No Information Submitted | N |  | 2021-02-11
Jiangsu GoodWe Power Supply Technology Co., Ltd. |  | A-ES8600 [9.8kWh] | Lithium Ion | SGS | 2020-12-23 | Ed. 1 : 2016 | Y | Y | Y | Y | Y* | Y | 8.6 kW, 9.8 kWh, 240 Vac lithium ion energy storage system | 9.8 | 8.6 | 240 | 5 | CSA Group | [11/17/2020] | [00] | [11/17/2020] | 2021-02-11 | CSA Group | 2020-11-17 | 2021-02-11 | No Information Submitted | No Information Submitted | N |  | 2021-02-11
Jiangsu GoodWe Power Supply Technology Co., Ltd. |  | A-ES9600 [9.8kWh] | Lithium Ion | SGS | 2020-12-23 | Ed. 1 : 2016 | Y | Y | Y | Y | Y* | Y | 9.6 kW, 9.8 kWh, 240 Vac lithium ion energy storage system | 9.8 | 9.6 | 240 | 5 | CSA Group | [11/17/2020] | [00] | [11/17/2020] | 2021-02-11 | CSA Group | 2020-11-17 | 2021-02-11 | No Information Submitted | No Information Submitted | N |  | 2021-02-11
Jiangsu GoodWe Power Supply Technology Co., Ltd. |  | H-DS5000 [9.8kWh] | Lithium Ion | SGS | 2020-12-23 | Ed. 1 : 2016 | Y | Y | Y | Y | Y* | Y | 5 kW, 9.8 kWh, 240 Vac lithium ion energy storage system | 9.8 | 5 | 240 | 5 | CSA Group | [11/17/2020] | [00] | [11/17/2020] | 2021-02-11 | CSA Group | 2020-11-17 | 2021-02-11 | No Information Submitted | No Information Submitted | N |  | 2021-02-11
Jiangsu GoodWe Power Supply Technology Co., Ltd. |  | H-DS6000 [9.8kWh] | Lithium Ion | SGS | 2020-12-23 | Ed. 1 : 2016 | Y | Y | Y | Y | Y* | Y | 6 kW, 9.8 kWh, 240 Vac lithium ion energy storage system | 9.8 | 6 | 240 | 5 | CSA Group | [11/17/2020] | [00] | [11/17/2020] | 2021-02-11 | CSA Group | 2020-11-17 | 2021-02-11 | No Information Submitted | No Information Submitted | N |  | 2021-02-11
Jiangsu GoodWe Power Supply Technology Co., Ltd. |  | H-DS7000 [9.8kWh] | Lithium Ion | SGS | 2020-12-23 | Ed. 1 : 2016 | Y | Y | Y | Y | Y* | Y | 7 kW, 9.8 kWh, 240 Vac lithium ion energy storage system | 9.8 | 7 | 240 | 5 | CSA Group | [11/17/2020] | [00] | [11/17/2020] | 2021-02-11 | CSA Group | 2020-11-17 | 2021-02-11 | No Information Submitted | No Information Submitted | N |  | 2021-02-11
Jiangsu GoodWe Power Supply Technology Co., Ltd. |  | H-DS7600 [9.8kWh] | Lithium Ion | SGS | 2020-12-23 | Ed. 1 : 2016 | Y | Y | Y | Y | Y* | Y | 7.6 kW, 9.8 kWh, 240 Vac lithium ion energy storage system | 9.8 | 7.6 | 240 | 5 | CSA Group | [11/17/2020] | [00] | [11/17/2020] | 2021-02-11 | CSA Group | 2020-11-17 | 2021-02-11 | No Information Submitted | No Information Submitted | N |  | 2021-02-11
Jiangsu GoodWe Power Supply Technology Co., Ltd. |  | H-DS8600 [9.8kWh] | Lithium Ion | SGS | 2020-12-23 | Ed. 1 : 2016 | Y | Y | Y | Y | Y* | Y | 8.6 kW, 9.8 kWh, 240 Vac lithium ion energy storage system | 9.8 | 8.6 | 240 | 5 | CSA Group | [11/17/2020] | [00] | [11/17/2020] | 2021-02-11 | CSA Group | 2020-11-17 | 2021-02-11 | No Information Submitted | No Information Submitted | N |  | 2021-02-11
Jiangsu GoodWe Power Supply Technology Co., Ltd. |  | H-DS9600 [9.8kWh] | Lithium Ion | SGS | 2020-12-23 | Ed. 1 : 2016 | Y | Y | Y | Y | Y* | Y | 9.6 kW, 9.8 kWh, 240 Vac lithium ion energy storage system | 9.8 | 9.6 | 240 | 5 | CSA Group | [11/17/2020] | [00] | [11/17/2020] | 2021-02-11 | CSA Group | 2020-11-17 | 2021-02-11 | No Information Submitted | No Information Submitted | N |  | 2021-02-11
Jiangsu GoodWe Power Supply Technology Co., Ltd. |  | A-BP5000 [20kWh] | Lithium Ion | SGS | 2020-12-23 | Ed. 1 : 2016 | Y | Y | Y | Y | Y* | Y | 5 kW, 20 kWh, 240 Vac lithium ion energy storage system | 20 | 5 | 240 | 5 | CSA Group | [11/17/2020] | [00] | [11/17/2020] | 2021-02-11 | CSA Group | 2020-11-17 | 2021-02-11 | No Information Submitted | No Information Submitted | N |  | 2021-02-11
Jiangsu GoodWe Power Supply Technology Co., Ltd. |  | A-BP6000 [20kWh] | Lithium Ion | SGS | 2020-12-23 | Ed. 1 : 2016 | Y | Y | Y | Y | Y* | Y | 6 kW, 20 kWh, 240 Vac lithium ion energy storage system | 20 | 6 | 240 | 5 | CSA Group | [11/17/2020] | [00] | [11/17/2020] | 2021-02-11 | CSA Group | 2020-11-17 | 2021-02-11 | No Information Submitted | No Information Submitted | N |  | 2021-02-11
Jiangsu GoodWe Power Supply Technology Co., Ltd. |  | A-BP7000 [20kWh] | Lithium Ion | SGS | 2020-12-23 | Ed. 1 : 2016 | Y | Y | Y | Y | Y* | Y | 7 kW, 20 kWh, 240 Vac lithium ion energy storage system | 20 | 7 | 240 | 7 | CSA Group | [11/17/2020] | [00] | [11/17/2020] | 2021-02-11 | CSA Group | 2020-11-17 | 2021-02-11 | No Information Submitted | No Information Submitted | N |  | 2021-02-11
Jiangsu GoodWe Power Supply Technology Co., Ltd. |  | A-BP7600 [20kWh] | Lithium Ion | SGS | 2020-12-23 | Ed. 1 : 2016 | Y | Y | Y | Y | Y* | Y | 7.6 kW, 20 kWh, 240 Vac lithium ion energy storage system | 20 | 7.6 | 240 | 7.6 | CSA Group | [11/17/2020] | [00] | [11/17/2020] | 2021-02-11 | CSA Group | 2020-11-17 | 2021-02-11 | No Information Submitted | No Information Submitted | N |  | 2021-02-11
Jiangsu GoodWe Power Supply Technology Co., Ltd. |  | A-BP8600 [20kWh] | Lithium Ion | SGS | 2020-12-23 | Ed. 1 : 2016 | Y | Y | Y | Y | Y* | Y | 8.6 kW, 20 kWh, 240 Vac lithium ion energy storage system | 20 | 8.6 | 240 | 8.6 | CSA Group | [11/17/2020] | [00] | [11/17/2020] | 2021-02-11 | CSA Group | 2020-11-17 | 2021-02-11 | No Information Submitted | No Information Submitted | N |  | 2021-02-11
Jiangsu GoodWe Power Supply Technology Co., Ltd. |  | A-BP9600 [20kWh] | Lithium Ion | SGS | 2020-12-23 | Ed. 1 : 2016 | Y | Y | Y | Y | Y* | Y | 9.6 kW, 20 kWh, 240 Vac lithium ion energy storage system | 20 | 9.6 | 240 | 9.6 | CSA Group | [11/17/2020] | [00] | [11/17/2020] | 2021-02-11 | CSA Group | 2020-11-17 | 2021-02-11 | No Information Submitted | No Information Submitted | N |  | 2021-02-11
Jiangsu GoodWe Power Supply Technology Co., Ltd. |  | A-ES5000 [20kWh] | Lithium Ion | SGS | 2020-12-23 | Ed. 1 : 2016 | Y | Y | Y | Y | Y* | Y | 5 kW, 20 kWh, 240 Vac lithium ion energy storage system | 20 | 5 | 240 | 5 | CSA Group | [11/17/2020] | [00] | [11/17/2020] | 2021-02-11 | CSA Group | 2020-11-17 | 2021-02-11 | No Information Submitted | No Information Submitted | N |  | 2021-02-11
Jiangsu GoodWe Power Supply Technology Co., Ltd. |  | A-ES6000 [20kWh] | Lithium Ion | SGS | 2020-12-23 | Ed. 1 : 2016 | Y | Y | Y | Y | Y* | Y | 6 kW, 20 kWh, 240 Vac lithium ion energy storage system | 20 | 6 | 240 | 6 | CSA Group | [11/17/2020] | [00] | [11/17/2020] | 2021-02-11 | CSA Group | 2020-11-17 | 2021-02-11 | No Information Submitted | No Information Submitted | N |  | 2021-02-11
Jiangsu GoodWe Power Supply Technology Co., Ltd. |  | A-ES7000 [20kWh] | Lithium Ion | SGS | 2020-12-23 | Ed. 1 : 2016 | Y | Y | Y | Y | Y* | Y | 7 kW, 20 kWh, 240 Vac lithium ion energy storage system | 20 | 7 | 240 | 7 | CSA Group | [11/17/2020] | [00] | [11/17/2020] | 2021-02-11 | CSA Group | 2020-11-17 | 2021-02-11 | No Information Submitted | No Information Submitted | N |  | 2021-02-11
Jiangsu GoodWe Power Supply Technology Co., Ltd. |  | A-ES7600 [20kWh] | Lithium Ion | SGS | 2020-12-23 | Ed. 1 : 2016 | Y | Y | Y | Y | Y* | Y | 7.6 kW, 20 kWh, 240 Vac lithium ion energy storage system | 20 | 7.6 | 240 | 7.6 | CSA Group | [11/17/2020] | [00] | [11/17/2020] | 2021-02-11 | CSA Group | 2020-11-17 | 2021-02-11 | No Information Submitted | No Information Submitted | N |  | 2021-02-11
Jiangsu GoodWe Power Supply Technology Co., Ltd. |  | A-ES8600 [20kWh] | Lithium Ion | SGS | 2020-12-23 | Ed. 1 : 2016 | Y | Y | Y | Y | Y* | Y | 8.6 kW, 20 kWh, 240 Vac lithium ion energy storage system | 20 | 8.6 | 240 | 8.6 | CSA Group | [11/17/2020] | [00] | [11/17/2020] | 2021-02-11 | CSA Group | 2020-11-17 | 2021-02-11 | No Information Submitted | No Information Submitted | N |  | 2021-02-11
Jiangsu GoodWe Power Supply Technology Co., Ltd. |  | A-ES9600 [20kWh] | Lithium Ion | SGS | 2020-12-23 | Ed. 1 : 2016 | Y | Y | Y | Y | Y* | Y | 9.6 kW, 20 kWh, 240 Vac lithium ion energy storage system | 20 | 9.6 | 240 | 9.6 | CSA Group | [11/17/2020] | [00] | [11/17/2020] | 2021-02-11 | CSA Group | 2020-11-17 | 2021-02-11 | No Information Submitted | No Information Submitted | N |  | 2021-02-11
Jiangsu GoodWe Power Supply Technology Co., Ltd. |  | H-DS5000 [20kWh] | Lithium Ion | SGS | 2020-12-23 | Ed. 1 : 2016 | Y | Y | Y | Y | Y* | Y | 5 kW, 20 kWh, 240 Vac lithium ion energy storage system | 20 | 5 | 240 | 5 | CSA Group | [11/17/2020] | [00] | [11/17/2020] | 2021-02-11 | CSA Group | 2020-11-17 | 2021-02-11 | No Information Submitted | No Information Submitted | N |  | 2021-02-11
Jiangsu GoodWe Power Supply Technology Co., Ltd. |  | H-DS6000 [20kWh] | Lithium Ion | SGS | 2020-12-23 | Ed. 1 : 2016 | Y | Y | Y | Y | Y* | Y | 6 kW, 20 kWh, 240 Vac lithium ion energy storage system | 20 | 6 | 240 | 6 | CSA Group | [11/17/2020] | [00] | [11/17/2020] | 2021-02-11 | CSA Group | 2020-11-17 | 2021-02-11 | No Information Submitted | No Information Submitted | N |  | 2021-02-11
Jiangsu GoodWe Power Supply Technology Co., Ltd. |  | H-DS7000 [20kWh] | Lithium Ion | SGS | 2020-12-23 | Ed. 1 : 2016 | Y | Y | Y | Y | Y* | Y | 7 kW, 20 kWh, 240 Vac lithium ion energy storage system | 20 | 7 | 240 | 7 | CSA Group | [11/17/2020] | [00] | [11/17/2020] | 2021-02-11 | CSA Group | 2020-11-17 | 2021-02-11 | No Information Submitted | No Information Submitted | N |  | 2021-02-11
Jiangsu GoodWe Power Supply Technology Co., Ltd. |  | H-DS7600 [20kWh] | Lithium Ion | SGS | 2020-12-23 | Ed. 1 : 2016 | Y | Y | Y | Y | Y* | Y | 7.6 kW, 20 kWh, 240 Vac lithium ion energy storage system | 20 | 7.6 | 240 | 7.6 | CSA Group | [11/17/2020] | [00] | [11/17/2020] | 2021-02-11 | CSA Group | 2020-11-17 | 2021-02-11 | No Information Submitted | No Information Submitted | N |  | 2021-02-11
Jiangsu GoodWe Power Supply Technology Co., Ltd. |  | H-DS8600 [20kWh] | Lithium Ion | SGS | 2020-12-23 | Ed. 1 : 2016 | Y | Y | Y | Y | Y* | Y | 8.6 kW, 20 kWh, 240 Vac lithium ion energy storage system | 20 | 8.6 | 240 | 8.6 | CSA Group | [11/17/2020] | [00] | [11/17/2020] | 2021-02-11 | CSA Group | 2020-11-17 | 2021-02-11 | No Information Submitted | No Information Submitted | N |  | 2021-02-11
Jiangsu GoodWe Power Supply Technology Co., Ltd. |  | H-DS9600 [20kWh] | Lithium Ion | SGS | 2020-12-23 | Ed. 1 : 2016 | Y | Y | Y | Y | Y* | Y | 9.6 kW, 20 kWh, 240 Vac lithium ion energy storage system | 20 | 9.6 | 240 | 9.6 | CSA Group | [11/17/2020] | [00] | [11/17/2020] | 2021-02-11 | CSA Group | 2020-11-17 | 2021-02-11 | No Information Submitted | No Information Submitted | N |  | 2021-02-11
Jiangsu GoodWe Power Supply Technology Co., Ltd. |  | A-BP5000 [32kWh] | Lithium Ion | SGS | 2020-12-23 | Ed. 1 : 2016 | Y | Y | Y | Y | Y* | Y | 5 kW, 32 kWh, 240 Vac lithium ion energy storage system | 32 | 5 | 240 | 5 | CSA Group | [11/17/2020] | [00] | [11/17/2020] | 2021-02-11 | CSA Group | 2020-11-17 | 2021-02-11 | No Information Submitted | No Information Submitted | N |  | 2021-02-11
Jiangsu GoodWe Power Supply Technology Co., Ltd. |  | A-BP6000 [32kWh] | Lithium Ion | SGS | 2020-12-23 | Ed. 1 : 2016 | Y | Y | Y | Y | Y* | Y | 6 kW, 32 kWh, 240 Vac lithium ion energy storage system | 32 | 6 | 240 | 6 | CSA Group | [11/17/2020] | [00] | [11/17/2020] | 2021-02-11 | CSA Group | 2020-11-17 | 2021-02-11 | No Information Submitted | No Information Submitted | N |  | 2021-02-11
Jiangsu GoodWe Power Supply Technology Co., Ltd. |  | A-BP7000 [32kWh] | Lithium Ion | SGS | 2020-12-23 | Ed. 1 : 2016 | Y | Y | Y | Y | Y* | Y | 7 kW, 32 kWh, 240 Vac lithium ion energy storage system | 32 | 7 | 240 | 7 | CSA Group | [11/17/2020] | [00] | [11/17/2020] | 2021-02-11 | CSA Group | 2020-11-17 | 2021-02-11 | No Information Submitted | No Information Submitted | N |  | 2021-02-11
Jiangsu GoodWe Power Supply Technology Co., Ltd. |  | A-BP7600 [32kWh] | Lithium Ion | SGS | 2020-12-23 | Ed. 1 : 2016 | Y | Y | Y | Y | Y* | Y | 7.6 kW, 32 kWh, 240 Vac lithium ion energy storage system | 32 | 7.6 | 240 | 7.6 | CSA Group | [11/17/2020] | [00] | [11/17/2020] | 2021-02-11 | CSA Group | 2020-11-17 | 2021-02-11 | No Information Submitted | No Information Submitted | N |  | 2021-02-11
Jiangsu GoodWe Power Supply Technology Co., Ltd. |  | A-BP8600 [32kWh] | Lithium Ion | SGS | 2020-12-23 | Ed. 1 : 2016 | Y | Y | Y | Y | Y* | Y | 8.6 kW, 32 kWh, 240 Vac lithium ion energy storage system | 32 | 8.6 | 240 | 8.6 | CSA Group | [11/17/2020] | [00] | [11/17/2020] | 2021-02-11 | CSA Group | 2020-11-17 | 2021-02-11 | No Information Submitted | No Information Submitted | N |  | 2021-02-11
Jiangsu GoodWe Power Supply Technology Co., Ltd. |  | A-BP9600 [32kWh] | Lithium Ion | SGS | 2020-12-23 | Ed. 1 : 2016 | Y | Y | Y | Y | Y* | Y | 9.6 kW, 32 kWh, 240 Vac lithium ion energy storage system | 32 | 9.6 | 240 | 9.6 | CSA Group | [11/17/2020] | [00] | [11/17/2020] | 2021-02-11 | CSA Group | 2020-11-17 | 2021-02-11 | No Information Submitted | No Information Submitted | N |  | 2021-02-11
Jiangsu GoodWe Power Supply Technology Co., Ltd. |  | A-ES5000 [32kWh] | Lithium Ion | SGS | 2020-12-23 | Ed. 1 : 2016 | Y | Y | Y | Y | Y* | Y | 5 kW, 32 kWh, 240 Vac lithium ion energy storage system | 32 | 5 | 240 | 5 | CSA Group | [11/17/2020] | [00] | [11/17/2020] | 2021-02-11 | CSA Group | 2020-11-17 | 2021-02-11 | No Information Submitted | No Information Submitted | N |  | 2021-02-11
Jiangsu GoodWe Power Supply Technology Co., Ltd. |  | A-ES6000 [32kWh] | Lithium Ion | SGS | 2020-12-23 | Ed. 1 : 2016 | Y | Y | Y | Y | Y* | Y | 6 kW, 32 kWh, 240 Vac lithium ion energy storage system | 32 | 6 | 240 | 6 | CSA Group | [11/17/2020] | [00] | [11/17/2020] | 2021-02-11 | CSA Group | 2020-11-17 | 2021-02-11 | No Information Submitted | No Information Submitted | N |  | 2021-02-11
Jiangsu GoodWe Power Supply Technology Co., Ltd. |  | A-ES7000 [32kWh] | Lithium Ion | SGS | 2020-12-23 | Ed. 1 : 2016 | Y | Y | Y | Y | Y* | Y | 7 kW, 32 kWh, 240 Vac lithium ion energy storage system | 32 | 7 | 240 | 7 | CSA Group | [11/17/2020] | [00] | [11/17/2020] | 2021-02-11 | CSA Group | 2020-11-17 | 2021-02-11 | No Information Submitted | No Information Submitted | N |  | 2021-02-11
Jiangsu GoodWe Power Supply Technology Co., Ltd. |  | A-ES7600 [32kWh] | Lithium Ion | SGS | 2020-12-23 | Ed. 1 : 2016 | Y | Y | Y | Y | Y* | Y | 7.6 kW, 32 kWh, 240 Vac lithium ion energy storage system | 32 | 7.6 | 240 | 7.6 | CSA Group | [11/17/2020] | [00] | [11/17/2020] | 2021-02-11 | CSA Group | 2020-11-17 | 2021-02-11 | No Information Submitted | No Information Submitted | N |  | 2021-02-11
Jiangsu GoodWe Power Supply Technology Co., Ltd. |  | A-ES8600 [32kWh] | Lithium Ion | SGS | 2020-12-23 | Ed. 1 : 2016 | Y | Y | Y | Y | Y* | Y | 8.6 kW, 32 kWh, 240 Vac lithium ion energy storage system | 32 | 8.6 | 240 | 8.6 | CSA Group | [11/17/2020] | [00] | [11/17/2020] | 2021-02-11 | CSA Group | 2020-11-17 | 2021-02-11 | No Information Submitted | No Information Submitted | N |  | 2021-02-11
Jiangsu GoodWe Power Supply Technology Co., Ltd. |  | A-ES9600 [32kWh] | Lithium Ion | SGS | 2020-12-23 | Ed. 1 : 2016 | Y | Y | Y | Y | Y* | Y | 9.6 kW, 32 kWh, 240 Vac lithium ion energy storage system | 32 | 9.6 | 240 | 9.6 | CSA Group | [11/17/2020] | [00] | [11/17/2020] | 2021-02-11 | CSA Group | 2020-11-17 | 2021-02-11 | No Information Submitted | No Information Submitted | N |  | 2021-02-11
Jiangsu GoodWe Power Supply Technology Co., Ltd. |  | H-DS5000 [32kWh] | Lithium Ion | SGS | 2020-12-23 | Ed. 1 : 2016 | Y | Y | Y | Y | Y* | Y | 5 kW, 32 kWh, 240 Vac lithium ion energy storage system | 32 | 5 | 240 | 5 | CSA Group | [11/17/2020] | [00] | [11/17/2020] | 2021-02-11 | CSA Group | 2020-11-17 | 2021-02-11 | No Information Submitted | No Information Submitted | N |  | 2021-02-11
Jiangsu GoodWe Power Supply Technology Co., Ltd. |  | H-DS6000 [32kWh] | Lithium Ion | SGS | 2020-12-23 | Ed. 1 : 2016 | Y | Y | Y | Y | Y* | Y | 6 kW, 32 kWh, 240 Vac lithium ion energy storage system | 32 | 6 | 240 | 6 | CSA Group | [11/17/2020] | [00] | [11/17/2020] | 2021-02-11 | CSA Group | 2020-11-17 | 2021-02-11 | No Information Submitted | No Information Submitted | N |  | 2021-02-11
Jiangsu GoodWe Power Supply Technology Co., Ltd. |  | H-DS7000 [32kWh] | Lithium Ion | SGS | 2020-12-23 | Ed. 1 : 2016 | Y | Y | Y | Y | Y* | Y | 7 kW, 32 kWh, 240 Vac lithium ion energy storage system | 32 | 7 | 240 | 7 | CSA Group | [11/17/2020] | [00] | [11/17/2020] | 2021-02-11 | CSA Group | 2020-11-17 | 2021-02-11 | No Information Submitted | No Information Submitted | N |  | 2021-02-11
Jiangsu GoodWe Power Supply Technology Co., Ltd. |  | H-DS7600 [32kWh] | Lithium Ion | SGS | 2020-12-23 | Ed. 1 : 2016 | Y | Y | Y | Y | Y* | Y | 7.6 kW, 32 kWh, 240 Vac lithium ion energy storage system | 32 | 7.6 | 240 | 7.6 | CSA Group | [11/17/2020] | [00] | [11/17/2020] | 2021-02-11 | CSA Group | 2020-11-17 | 2021-02-11 | No Information Submitted | No Information Submitted | N |  | 2021-02-11
Jiangsu GoodWe Power Supply Technology Co., Ltd. |  | H-DS8600 [32kWh] | Lithium Ion | SGS | 2020-12-23 | Ed. 1 : 2016 | Y | Y | Y | Y | Y* | Y | 8.6 kW, 32 kWh, 240 Vac lithium ion energy storage system | 32 | 8.6 | 240 | 8.6 | CSA Group | [11/17/2020] | [00] | [11/17/2020] | 2021-02-11 | CSA Group | 2020-11-17 | 2021-02-11 | No Information Submitted | No Information Submitted | N |  | 2021-02-11
Jiangsu GoodWe Power Supply Technology Co., Ltd. |  | H-DS9600 [32kWh] | Lithium Ion | SGS | 2020-12-23 | Ed. 1 : 2016 | Y | Y | Y | Y | Y* | Y | 9.6 kW, 32 kWh, 240 Vac lithium ion energy storage system | 32 | 9.6 | 240 | 9.6 | CSA Group | [11/17/2020] | [00] | [11/17/2020] | 2021-02-11 | CSA Group | 2020-11-17 | 2021-02-11 | No Information Submitted | No Information Submitted | N |  | 2021-02-11
Lion Energy |  | Model #99990514 - 13.5kWh Sanctuary ESS | Lithium Iron Phosphate | SGS | 2021-06-09 | Ed. 2 : 2020 | N | N | N | N | N | N | 8 kW, 13.5 kWh, 240 Vac LFP energy storage system | 13.5 | 8 | 240 | 8 | No Information Submitted | No Information Submitted | No Information Submitted | No Information Submitted | No Information Submitted | No Information Submitted | No Information Submitted | No Information Submitted | No Information Submitted | No Information Submitted | N |  | 2021-07-01
Lion Energy |  | Model #99990516 - 27.0kWh Sanctuary ESS | Lithium Iron Phosphate | SGS | 2021-06-09 | Ed. 2 : 2020 | N | N | N | N | N | N | 8 kW, 27 kWh, 240 Vac LFP energy storage system | 27 | 8 | 240 | 8 | No Information Submitted | No Information Submitted | No Information Submitted | No Information Submitted | No Information Submitted | No Information Submitted | No Information Submitted | No Information Submitted | No Information Submitted | No Information Submitted | N |  | 2021-07-01
Lion Energy |  | Model #99990517 - 40.5kWh Sanctuary ESS | Lithium Iron Phosphate | SGS | 2021-06-09 | Ed. 2 : 2020 | N | N | N | N | N | N | 8 kW, 40.5 kWh, 240 Vac LFP energy storage system | 40.5 | 8 | 240 | 8 | No Information Submitted | No Information Submitted | No Information Submitted | No Information Submitted | No Information Submitted | No Information Submitted | No Information Submitted | No Information Submitted | No Information Submitted | No Information Submitted | N |  | 2021-07-01
NeoVolta Inc. |  | NV14 [208V] | Lithium Iron Phosphate | Intertek | 2019-10-30 | Ed. 1 : 2016 | Y | Y | Y | Y | Y* | Y | 7.680 kW, 14.4 kWh, 208 Vac lithium ion energy storage system, three LiFePO4 batteries into one NEMA Type 3R cabinet | 14.4 | 7.68 | 208 | 7.4473 | SGS | [2/18/2019] | [Ver1585] | [2/18/2019] | 2020-08-21 | CSA Group | 2020-06-22 | 2020-08-21 | No Information Submitted | No Information Submitted | N |  | 2019-11-01 | 2020-08-21
NeoVolta Inc. |  | NV14 [240V] | Lithium Iron Phosphate | Intertek | 2019-10-30 | Ed. 1 : 2016 | Y | Y | Y | Y | Y* | Y | 7.680 kW, 14.4 kWh, 240 Vac lithium ion energy storage system, three LiFePO4 batteries into one NEMA Type 3R cabinet | 14.4 | 7.68 | 240 | 7.657 | SGS | [2/18/2019] | [Ver1585] | [2/18/2019] | 2020-08-21 | CSA Group | 2020-06-22 | 2020-08-21 | No Information Submitted | No Information Submitted | N |  | 2019-11-01 | 2020-08-21
OutBack Power Technologies, Inc. |  | IBR-2-48-175-LI | Lithium Iron Phosphate | Intertek | 2019-10-17 | Ed. 1 : 2016 | N | N | N | N | N | N | 7.68 kW, 15.2 kWh, 48 Vdc LFP battery system | 15.2 | 7.68 | Not Applicable | 7.68 | No Information Submitted | No Information Submitted | No Information Submitted | No Information Submitted | No Information Submitted | No Information Submitted | No Information Submitted | No Information Submitted | No Information Submitted | No Information Submitted | N |  | 2020-10-01
OutBack Power Technologies, Inc. |  | IBR-3-48-175-LI | Lithium Ferro Phosphate | Intertek | 2019-10-17 | Ed. 1 : 2016 | N | N | N | N | N | N | 11.52 kW, 22.8 kWh, 48 Vdc LFP battery system | 22.8 | 11.52 | Not Applicable | 11.52 | No Information Submitted | No Information Submitted | No Information Submitted | No Information Submitted | No Information Submitted | No Information Submitted | No Information Submitted | No Information Submitted | No Information Submitted | No Information Submitted | N |  | 2020-10-01
POMCube Inc. |  | PNZ-10K120.0N-NA0 | Lithium Iron Phosphate | Intertek | 2020-07-27 | Ed. 1 : 2016 | Y | Y | Y | Y | Y | Y | 10 kW, 240 Vac, 20 kWh lithium iron phosphate energy storage system | 20 | 10 | 240 | 10 | Intertek | [04/14/2021] | [UPCS-PV/V10039, UPCS-DCAC/V32011, UPCS-ARM/V32030] | [04/14/2021] | 2021-06-01 | SunSpec Alliance | 2021-03-23 | 2021-06-01 | No Information Submitted | No Information Submitted | N |  | 2021-06-01
POMCube Inc. |  | PNZ-11K120.0N-NA0 | Lithium Iron Phosphate | Intertek | 2020-07-27 | Ed. 1 : 2016 | Y | Y | Y | Y | Y | Y | 11 kW, 240 Vac, 20 kWh lithium iron phosphate energy storage system | 20 | 11 | 240 | 11 | Intertek | [04/14/2021] | [UPCS-PV/V10039, UPCS-DCAC/V32011, UPCS-ARM/V32030] | [04/14/2021] | 2021-06-01 | SunSpec Alliance | 2021-03-23 | 2021-06-01 | No Information Submitted | No Information Submitted | N |  | 2021-06-01
POMCube Inc. |  | PNZ-12.5K120.0N-NA0 | Lithium Iron Phosphate | Intertek | 2020-07-27 | Ed. 1 : 2016 | Y | Y | Y | Y | Y | Y | 12.5 kW, 240 Vac, 20 kWh lithium iron phosphate energy storage system | 20 | 12.5 | 240 | 12.5 | Intertek | [04/14/2021] | [UPCS-PV/V10039, UPCS-DCAC/V32011, UPCS-ARM/V32030] | [04/14/2021] | 2021-06-01 | SunSpec Alliance | 2021-03-23 | 2021-06-01 | No Information Submitted | No Information Submitted | N |  | 2020-08-21 | 2021-06-01
POMCube Inc. |  | PNZ-7.5K120.0N-NA0 | Lithium Iron Phosphate | Intertek | 2020-07-27 | Ed. 1 : 2016 | Y | Y | Y | Y | Y | Y | 7.5 kW, 240 Vac, 20 kWh lithium iron phosphate energy storage system | 20 | 7.5 | 240 | 7.5 | Intertek | [04/14/2021] | [UPCS-PV/V10039, UPCS-DCAC/V32011, UPCS-ARM/V32030] | [04/14/2021] | 2021-06-01 | SunSpec Alliance | 2021-03-23 | 2021-06-01 | No Information Submitted | No Information Submitted | N |  | 2021-06-01
SMA America |  | SMA-ESS-SBS3.8-BYDH5.0 | Lithium Ion | TUV Rheinland of North America | 2019-07-23 | Ed. 1 : 2016 | Y | Y | Y | Y | Y* | Y | 3.8 kW, 5 kWh, 240 Vac lithium-ion energy storage system | 5 | 3.8 | 240 | 3.8 | UL | [12/14/2017] | [1.00.04.R] | [12/14/2017] | 2020-02-11 | UL | 2019-12-16 | 2019-12-16 | No Information Submitted | No Information Submitted | N |  | 2019-11-01 | 2020-02-11
SMA America |  | SMA-ESS-SBS5.0-BYDH5.0 | Lithium Ion | TUV Rheinland of North America | 2019-07-23 | Ed. 1 : 2016 | Y | Y | Y | Y | Y* | Y | 5 kW, 5 kWh, 240 Vac lithium-ion energy storage system | 5 | 5 | 240 | 5 | UL | [12/14/2017] | [1.00.04.R] | [12/14/2017] | 2020-02-11 | UL | 2019-12-16 | 2019-12-16 | No Information Submitted | No Information Submitted | N |  | 2019-11-01 | 2020-02-11
SMA America |  | SMA-ESS-SBS6.0-BYDH5.0 | Lithium Ion | TUV Rheinland of North America | 2019-07-23 | Ed. 1 : 2016 | Y | Y | Y | Y | Y* | Y | 6 kW, 5 kWh, 240 Vac lithium-ion energy storage system | 5 | 6 | 240 | 6 | UL | [12/14/2017] | [1.00.04.R] | [12/14/2017] | 2020-02-11 | UL | 2019-12-16 | 2019-12-16 | No Information Submitted | No Information Submitted | N |  | 2019-11-01 | 2020-02-11
SMA America |  | SMA-ESS-SBS3.8-BYDH7.5 | Lithium Ion | TUV Rheinland of North America | 2019-07-23 | Ed. 1 : 2016 | Y | Y | Y | Y | Y* | Y | 3.8 kW, 7.5 kWh, 240 Vac lithium-ion energy storage system | 7.5 | 3.8 | 240 | 3.8 | UL | [12/14/2017] | [1.00.04.R] | [12/14/2017] | 2020-02-11 | UL | 2019-12-16 | 2019-12-16 | No Information Submitted | No Information Submitted | N |  | 2019-11-01 | 2020-02-11
SMA America |  | SMA-ESS-SBS5.0-BYDH7.5 | Lithium Ion | TUV Rheinland of North America | 2019-07-23 | Ed. 1 : 2016 | Y | Y | Y | Y | Y* | Y | 5 kW, 7.5 kWh, 240 Vac lithium-ion energy storage system | 7.5 | 5 | 240 | 5 | UL | [12/14/2017] | [1.00.04.R] | [12/14/2017] | 2020-02-11 | UL | 2019-12-16 | 2019-12-16 | No Information Submitted | No Information Submitted | N |  | 2019-11-01 | 2020-02-11
SMA America |  | SMA-ESS-SBS6.0-BYDH7.5 | Lithium Ion | TUV Rheinland of North America | 2019-07-23 | Ed. 1 : 2016 | Y | Y | Y | Y | Y* | Y | 6 kW, 7.5 kWh, 240 Vac lithium-ion energy storage system | 7.5 | 6 | 240 | 6 | UL | [12/14/2017] | [1.00.04.R] | [12/14/2017] | 2020-02-11 | UL | 2019-12-16 | 2019-12-16 | No Information Submitted | No Information Submitted | N |  | 2019-11-01 | 2020-02-11
SMA America |  | SMA-ESS-SBS-3.8-RESU10H | Lithium Ion | TUV Rheinland of North America | 2019-07-23 | Ed. 1 : 2016 | Y | Y | Y | Y | Y* | Y | 3.8 kW, 9.8 kWh, 240 Vac lithium-ion storage system | 9.8 | 3.8 | 240 | 3.8 | UL | [12/14/2017] | [1.00.04.R] | [12/14/2017] | 2020-02-11 | UL | 2019-12-16 | 2019-12-16 | No Information Submitted | No Information Submitted | N |  | 2019-11-01 | 2020-02-11
SMA America |  | SMA-ESS-SBS-5.0-RESU10H | Lithium Ion | TUV Rheinland of North America | 2019-07-23 | Ed. 1 : 2016 | Y | Y | Y | Y | Y* | Y | 5 kW, 9.8 kWh, 240 Vac lithium-ion storage system | 9.8 | 5 | 240 | 5 | UL | [12/14/2017] | [1.00.04.R] | [12/14/2017] | 2020-02-11 | UL | 2019-12-16 | 2019-12-16 | No Information Submitted | No Information Submitted | N |  | 2019-11-01 | 2020-02-11
SMA America |  | SMA-ESS-SBS-6.0-RESU10H | Lithium Ion | TUV Rheinland of North America | 2019-07-23 | Ed. 1 : 2016 | Y | Y | Y | Y | Y* | Y | 6 kW, 9.8 kWh, 240 Vac lithium-ion storage system | 9.8 | 6 | 240 | 6 | UL | [12/14/2017] | [1.00.04.R] | [12/14/2017] | 2020-02-11 | UL | 2019-12-16 | 2019-12-16 | No Information Submitted | No Information Submitted | N |  | 2019-11-01 | 2020-02-11
SMA America |  | SMA-ESS-SBS3.8-BYDH10.0 | Lithium Ion | TUV Rheinland of North America | 2019-07-23 | Ed. 1 : 2016 | Y | Y | Y | Y | Y* | Y | 3.8 kW, 10 kWh, 240 Vac lithium-ion energy storage system | 10 | 3.8 | 240 | 3.8 | UL | [12/14/2017] | [1.00.04.R] | [12/14/2017] | 2020-02-11 | UL | 2019-12-16 | 2019-12-16 | No Information Submitted | No Information Submitted | N |  | 2019-11-01 | 2020-02-11
SMA America |  | SMA-ESS-SBS5.0-BYDH10.0 | Lithium Ion | TUV Rheinland of North America | 2019-07-23 | Ed. 1 : 2016 | Y | Y | Y | Y | Y* | Y | 5 kW, 10 kWh, 240 Vac lithium-ion energy storage system | 10 | 5 | 240 | 5 | UL | [12/14/2017] | [1.00.04.R] | [12/14/2017] | 2020-02-11 | UL | 2019-12-16 | 2019-12-16 | No Information Submitted | No Information Submitted | N |  | 2019-11-01 | 2020-02-11
SMA America |  | SMA-ESS-SBS6.0-BYDH10.0 | Lithium Ion | TUV Rheinland of North America | 2019-07-23 | Ed. 1 : 2016 | Y | Y | Y | Y | Y* | Y | 6 kW, 10 kWh, 240 Vac lithium-ion energy storage system | 10 | 6 | 240 | 6 | UL | [12/14/2017] | [1.00.04.R] | [12/14/2017] | 2020-02-11 | UL | 2019-12-16 | 2019-12-16 | No Information Submitted | No Information Submitted | N |  | 2019-11-01 | 2020-02-11
SolarJuice American Inc. |  | S4A-A60 [5.8kWh] | Lithium Iron Phosphate | CSA Group | 2021-07-09 | Ed. 1 : 2016 | Y | Y | Y | Y | Y* | Y | 6 kW, 5.8 kWh, 240 Vac, LFP Energy Storage System | 5.8 | 6 | 240 | 6 | CSA Group | [05/14/2021] | [V1.07] | [05/14/2021] |  | CSA Group | 2021-06-22 |  | No Information Submitted | No Information Submitted | N |  | 2021-08-02
SolarJuice American Inc. |  | S4A-A70 [5.8kWh] | Lithium Iron Phosphate | CSA Group | 2021-07-09 | Ed. 1 : 2016 | Y | Y | Y | Y | Y* | Y | 7 kW, 5.8 kWh, 240 Vac, LFP Energy Storage System | 5.8 | 7 | 240 | 7 | CSA Group | [05/14/2021] | [V1.07] | [05/14/2021] |  | CSA Group | 2021-06-22 |  | No Information Submitted | No Information Submitted | N |  | 2021-08-02
SolarJuice American Inc. |  | S4A-A76 [5.8kWh] | Lithium Iron Phosphate | CSA Group | 2021-07-09 | Ed. 1 : 2016 | Y | Y | Y | Y | Y* | Y | 7.6 kW, 5.8 kWh, 240 Vac, LFP Energy Storage System | 5.8 | 7.6 | 240 | 7.6 | CSA Group | [05/14/2021] | [V1.07] | [05/14/2021] |  | CSA Group | 2021-06-22 |  | No Information Submitted | No Information Submitted | N |  | 2021-08-02
SolarJuice American Inc. |  | S4A-A86 [5.8kWh] | Lithium Iron Phosphate | CSA Group | 2021-07-09 | Ed. 1 : 2016 | Y | Y | Y | Y | Y* | Y | 8.6 kW, 11.5 kWh, 240 Vac, LFP Energy Storage System | 5.8 | 8.6 | 240 | 8.6 | CSA Group | [05/14/2021] | [V1.07] | [05/14/2021] |  | CSA Group | 2021-06-22 |  | No Information Submitted | No Information Submitted | N |  | 2021-08-02
SolarJuice American Inc. |  | S4A-H60 [5.8kWh] | Lithium Iron Phosphate | CSA Group | 2021-07-09 | Ed. 1 : 2016 | Y | Y | Y | Y | Y* | Y | 6 kW, 5.8 kWh, 240 Vac, LFP Energy Storage System | 5.8 | 6 | 240 | 6 | CSA Group | [05/14/2021] | [V1.07] | [05/14/2021] |  | CSA Group | 2021-06-22 |  | No Information Submitted | No Information Submitted | N |  | 2021-08-02
SolarJuice American Inc. |  | S4A-H70 [5.8kWh] | Lithium Iron Phosphate | CSA Group | 2021-07-09 | Ed. 1 : 2016 | Y | Y | Y | Y | Y* | Y | 7 kW, 5.8 kWh, 240 Vac, LFP Energy Storage System | 5.8 | 7 | 240 | 7 | CSA Group | [05/14/2021] | [V1.07] | [05/14/2021] |  | CSA Group | 2021-06-22 |  | No Information Submitted | No Information Submitted | N |  | 2021-08-02
SolarJuice American Inc. |  | S4A-H76 [5.8kWh] | Lithium Iron Phosphate | CSA Group | 2021-07-09 | Ed. 1 : 2016 | Y | Y | Y | Y | Y* | Y | 7.6 kW, 5.8 kWh, 240 Vac, LFP Energy Storage System | 5.8 | 7.6 | 240 | 7.6 | CSA Group | [05/14/2021] | [V1.07] | [05/14/2021] |  | CSA Group | 2021-06-22 |  | No Information Submitted | No Information Submitted | N |  | 2021-08-02
SolarJuice American Inc. |  | S4A-H86 [5.8kWh] | Lithium Iron Phosphate | CSA Group | 2021-07-09 | Ed. 1 : 2016 | Y | Y | Y | Y | Y* | Y | 8.6 kW, 11.5 kWh, 240 Vac, LFP Energy Storage System | 5.8 | 8.6 | 240 | 8.6 | CSA Group | [05/14/2021] | [V1.07] | [05/14/2021] |  | CSA Group | 2021-06-22 |  | No Information Submitted | No Information Submitted | N |  | 2021-08-02
SolarJuice American Inc. |  | S4A-A60 [11.5kWh] | Lithium Iron Phosphate | CSA Group | 2021-07-09 | Ed. 1 : 2016 | Y | Y | Y | Y | Y* | Y | 6 kW, 11.5 kWh, 240 Vac, LFP Energy Storage System | 11.5 | 6 | 240 | 6 | CSA Group | [05/14/2021] | [V1.07] | [05/14/2021] |  | CSA Group | 2021-06-22 |  | No Information Submitted | No Information Submitted | N |  | 2021-08-02
SolarJuice American Inc. |  | S4A-A70 [11.5kWh] | Lithium Iron Phosphate | CSA Group | 2021-07-09 | Ed. 1 : 2016 | Y | Y | Y | Y | Y* | Y | 7 kW, 11.5 kWh, 240 Vac, LFP Energy Storage System | 11.5 | 7 | 240 | 7 | CSA Group | [05/14/2021] | [V1.07] | [05/14/2021] |  | CSA Group | 2021-06-22 |  | No Information Submitted | No Information Submitted | N |  | 2021-08-02
SolarJuice American Inc. |  | S4A-A76 [11.5kWh] | Lithium Iron Phosphate | CSA Group | 2021-07-09 | Ed. 1 : 2016 | Y | Y | Y | Y | Y* | Y | 7.6 kW, 11.5 kWh, 240 Vac, LFP Energy Storage System | 11.5 | 7.6 | 240 | 7.6 | CSA Group | [05/14/2021] | [V1.07] | [05/14/2021] |  | CSA Group | 2021-06-22 |  | No Information Submitted | No Information Submitted | N |  | 2021-08-02
SolarJuice American Inc. |  | S4A-A86 [11.5kWh] | Lithium Iron Phosphate | CSA Group | 2021-07-09 | Ed. 1 : 2016 | Y | Y | Y | Y | Y* | Y | 8.6 kW, 17.3 kWh, 240 Vac, LFP Energy Storage System | 11.5 | 8.6 | 240 | 8.6 | CSA Group | [05/14/2021] | [V1.07] | [05/14/2021] |  | CSA Group | 2021-06-22 |  | No Information Submitted | No Information Submitted | N |  | 2021-08-02
SolarJuice American Inc. |  | S4A-H60 [11.5kWh] | Lithium Iron Phosphate | CSA Group | 2021-07-09 | Ed. 1 : 2016 | Y | Y | Y | Y | Y* | Y | 6 kW, 11.5 kWh, 240 Vac, LFP Energy Storage System | 11.5 | 6 | 240 | 6 | CSA Group | [05/14/2021] | [V1.07] | [05/14/2021] |  | CSA Group | 2021-06-22 |  | No Information Submitted | No Information Submitted | N |  | 2021-08-02
SolarJuice American Inc. |  | S4A-H70 [11.5kWh] | Lithium Iron Phosphate | CSA Group | 2021-07-09 | Ed. 1 : 2016 | Y | Y | Y | Y | Y* | Y | 7 kW, 11.5 kWh, 240 Vac, LFP Energy Storage System | 11.5 | 7 | 240 | 7 | CSA Group | [05/14/2021] | [V1.07] | [05/14/2021] |  | CSA Group | 2021-06-22 |  | No Information Submitted | No Information Submitted | N |  | 2021-08-02
SolarJuice American Inc. |  | S4A-H76 [11.5kWh] | Lithium Iron Phosphate | CSA Group | 2021-07-09 | Ed. 1 : 2016 | Y | Y | Y | Y | Y* | Y | 7.6 kW, 11.5 kWh, 240 Vac, LFP Energy Storage System | 11.5 | 7.6 | 240 | 7.6 | CSA Group | [05/14/2021] | [V1.07] | [05/14/2021] |  | CSA Group | 2021-06-22 |  | No Information Submitted | No Information Submitted | N |  | 2021-08-02
SolarJuice American Inc. |  | S4A-H86 [11.5kWh] | Lithium Iron Phosphate | CSA Group | 2021-07-09 | Ed. 1 : 2016 | Y | Y | Y | Y | Y* | Y | 8.6 kW, 17.3 kWh, 240 Vac, LFP Energy Storage System | 11.5 | 8.6 | 240 | 8.6 | CSA Group | [05/14/2021] | [V1.07] | [05/14/2021] |  | CSA Group | 2021-06-22 |  | No Information Submitted | No Information Submitted | N |  | 2021-08-02
SolarJuice American Inc. |  | S4A-A60 [17.3kWh] | Lithium Iron Phosphate | CSA Group | 2021-07-09 | Ed. 1 : 2016 | Y | Y | Y | Y | Y* | Y | 6 kW, 17.3 kWh, 240 Vac, LFP Energy Storage System | 17.3 | 6 | 240 | 6 | CSA Group | [05/14/2021] | [V1.07] | [05/14/2021] |  | CSA Group | 2021-06-22 |  | No Information Submitted | No Information Submitted | N |  | 2021-08-02
SolarJuice American Inc. |  | S4A-A70 [17.3kWh] | Lithium Iron Phosphate | CSA Group | 2021-07-09 | Ed. 1 : 2016 | Y | Y | Y | Y | Y* | Y | 7 kW, 17.3 kWh, 240 Vac, LFP Energy Storage System | 17.3 | 7 | 240 | 7 | CSA Group | [05/14/2021] | [V1.07] | [05/14/2021] |  | CSA Group | 2021-06-22 |  | No Information Submitted | No Information Submitted | N |  | 2021-08-02
SolarJuice American Inc. |  | S4A-A76 [17.3kWh] | Lithium Iron Phosphate | CSA Group | 2021-07-09 | Ed. 1 : 2016 | Y | Y | Y | Y | Y* | Y | 7.6 kW, 17.3 kWh, 240 Vac, LFP Energy Storage System | 17.3 | 7.6 | 240 | 7.6 | CSA Group | [05/14/2021] | [V1.07] | [05/14/2021] |  | CSA Group | 2021-06-22 |  | No Information Submitted | No Information Submitted | N |  | 2021-08-02
SolarJuice American Inc. |  | S4A-A86 [17.3kWh] | Lithium Iron Phosphate | CSA Group | 2021-07-09 | Ed. 1 : 2016 | Y | Y | Y | Y | Y* | Y | 8.6 kW, 5.8 kWh, 240 Vac, LFP Energy Storage System | 17.3 | 8.6 | 240 | 8.6 | CSA Group | [05/14/2021] | [V1.07] | [05/14/2021] |  | CSA Group | 2021-06-22 |  | No Information Submitted | No Information Submitted | N |  | 2021-08-02
SolarJuice American Inc. |  | S4A-H60 [17.3kWh] | Lithium Iron Phosphate | CSA Group | 2021-07-09 | Ed. 1 : 2016 | Y | Y | Y | Y | Y* | Y | 6 kW, 17.3 kWh, 240 Vac, LFP Energy Storage System | 17.3 | 6 | 240 | 6 | CSA Group | [05/14/2021] | [V1.07] | [05/14/2021] |  | CSA Group | 2021-06-22 |  | No Information Submitted | No Information Submitted | N |  | 2021-08-02
SolarJuice American Inc. |  | S4A-H70 [17.3kWh] | Lithium Iron Phosphate | CSA Group | 2021-07-09 | Ed. 1 : 2016 | Y | Y | Y | Y | Y* | Y | 7 kW, 17.3 kWh, 240 Vac, LFP Energy Storage System | 17.3 | 7 | 240 | 7 | CSA Group | [05/14/2021] | [V1.07] | [05/14/2021] |  | CSA Group | 2021-06-22 |  | No Information Submitted | No Information Submitted | N |  | 2021-08-02
SolarJuice American Inc. |  | S4A-H76 [17.3kWh] | Lithium Iron Phosphate | CSA Group | 2021-07-09 | Ed. 1 : 2016 | Y | Y | Y | Y | Y* | Y | 7.6 kW, 17.3 kWh, 240 Vac, LFP Energy Storage System | 17.3 | 7.6 | 240 | 7.6 | CSA Group | [05/14/2021] | [V1.07] | [05/14/2021] |  | CSA Group | 2021-06-22 |  | No Information Submitted | No Information Submitted | N |  | 2021-08-02
SolarJuice American Inc. |  | S4A-H86 [17.3kWh] | Lithium Iron Phosphate | CSA Group | 2021-07-09 | Ed. 1 : 2016 | Y | Y | Y | Y | Y* | Y | 8.6 kW, 5.8 kWh, 240 Vac, LFP Energy Storage System | 17.3 | 8.6 | 240 | 8.6 | CSA Group | [05/14/2021] | [V1.07] | [05/14/2021] |  | CSA Group | 2021-06-22 |  | No Information Submitted | No Information Submitted | N |  | 2021-08-02
SolaX Power Network Technology (Zhe jiang) Co., Ltd. |  | A1-ESS-Fit [6kW, 4.5kWh] | Lithium Iron Phosphate | CSA Group | 2020-09-22 | Ed. 1 : 2016 | Y | Y | Y | Y | Y* | Y | 6.0 kW, 4.5 kWh, 240 Vac, LFP Energy Storage System | 4.5 | 6 | 240 | No Information Submitted | CSA Group | [10/21/2020] | [V1.07, V1.03] | [10/21/2020] | 2021-02-11 | Intertek | 2020-09-11 | 2021-02-11 | No Information Submitted | No Information Submitted | N |  | 2021-02-11
SolaX Power Network Technology (Zhe jiang) Co., Ltd. |  | A1-ESS-Fit [7.6kW, 4.5kWh] | Lithium Iron Phosphate | CSA Group | 2020-09-22 | Ed. 1 : 2016 | Y | Y | Y | Y | Y* | Y | 7.6 kW, 4.5 kWh, 240 Vac, LFP Energy Storage System | 4.5 | 7.6 | 240 | No Information Submitted | CSA Group | [10/21/2020] | [V1.07, V1.03] | [10/21/2020] | 2021-02-11 | Intertek | 2020-09-11 | 2021-02-11 | No Information Submitted | No Information Submitted | N |  | 2021-02-11
SolaX Power Network Technology (Zhe jiang) Co., Ltd. |  | A1-ESS-Fit [7kW, 4.5kWh] | Lithium Iron Phosphate | CSA Group | 2020-09-22 | Ed. 1 : 2016 | Y | Y | Y | Y | Y* | Y | 7.0 kW, 4.5 kWh, 240 Vac, LFP Energy Storage System | 4.5 | 7 | 240 | No Information Submitted | CSA Group | [10/21/2020] | [V1.07, V1.03] | [10/21/2020] | 2021-02-11 | Intertek | 2020-09-11 | 2021-02-11 | No Information Submitted | No Information Submitted | N |  | 2021-02-11
SolaX Power Network Technology (Zhe jiang) Co., Ltd. |  | A1-ESS-Fit [8.6kW, 4.5kWh] | Lithium Iron Phosphate | CSA Group | 2020-09-22 | Ed. 1 : 2016 | Y | Y | Y | Y | Y* | Y | 8.6 kW, 4.5 kWh, 240 Vac, LFP Energy Storage System | 4.5 | 8.6 | 240 | No Information Submitted | CSA Group | [10/21/2020] | [V1.07, V1.03] | [10/21/2020] | 2021-02-11 | Intertek | 2020-09-11 | 2021-02-11 | No Information Submitted | No Information Submitted | N |  | 2021-02-11
SolaX Power Network Technology (Zhe jiang) Co., Ltd. |  | A1-ESS-Hybrid [6kW, 4.5kWh] | Lithium Iron Phosphate | CSA Group | 2020-09-22 | Ed. 1 : 2016 | Y | Y | Y | Y | Y* | Y | 6.0 kW, 4.5 kWh, 240 Vac, LFP Energy Storage System | 4.5 | 6 | 240 | No Information Submitted | CSA Group | [10/21/2020] | [V1.07, V1.03] | [10/21/2020] | 2021-02-11 | Intertek | 2020-09-11 | 2021-02-11 | No Information Submitted | No Information Submitted | N |  | 2021-02-11
SolaX Power Network Technology (Zhe jiang) Co., Ltd. |  | A1-ESS-Hybrid [7.6kW, 4.5kWh] | Lithium Iron Phosphate | CSA Group | 2020-09-22 | Ed. 1 : 2016 | Y | Y | Y | Y | Y* | Y | 7.6 kW, 4.5 kWh, 240 Vac, LFP Energy Storage System | 4.5 | 7.6 | 240 | No Information Submitted | CSA Group | [10/21/2020] | [V1.07, V1.03] | [10/21/2020] | 2021-02-11 | Intertek | 2020-09-11 | 2021-02-11 | No Information Submitted | No Information Submitted | N |  | 2021-02-11
SolaX Power Network Technology (Zhe jiang) Co., Ltd. |  | A1-ESS-Hybrid [7kW, 4.5kWh] | Lithium Iron Phosphate | CSA Group | 2020-09-22 | Ed. 1 : 2016 | Y | Y | Y | Y | Y* | Y | 7.0 kW, 4.5 kWh, 240 Vac, LFP Energy Storage System | 4.5 | 7 | 240 | No Information Submitted | CSA Group | [10/21/2020] | [V1.07, V1.03] | [10/21/2020] | 2021-02-11 | Intertek | 2020-09-11 | 2021-02-11 | No Information Submitted | No Information Submitted | N |  | 2021-02-11
SolaX Power Network Technology (Zhe jiang) Co., Ltd. |  | A1-ESS-Hybrid [8.6kW, 4.5kWh] | Lithium Iron Phosphate | CSA Group | 2020-09-22 | Ed. 1 : 2016 | Y | Y | Y | Y | Y* | Y | 8.6 kW, 4.5 kWh, 240 Vac, LFP Energy Storage System | 4.5 | 8.6 | 240 | No Information Submitted | CSA Group | [10/21/2020] | [V1.07, V1.03] | [10/21/2020] | 2021-02-11 | Intertek | 2020-09-11 | 2021-02-11 | No Information Submitted | No Information Submitted | N |  | 2021-02-11
SolaX Power Network Technology (Zhe jiang) Co., Ltd. |  | A1-ESS-Fit [6kW, 5.8kWh] | Lithium Iron Phosphate | CSA Group | 2020-09-22 | Ed. 1 : 2016 | Y | Y | Y | Y | Y* | Y | 6.0 kW, 5.8 kWh, 240 Vac, LFP Energy Storage System | 5.8 | 6 | 240 | No Information Submitted | CSA Group | [10/21/2020] | [V1.07, V1.03] | [10/21/2020] | 2021-02-11 | Intertek | 2020-09-11 | 2021-02-11 | No Information Submitted | No Information Submitted | N |  | 2021-02-11
SolaX Power Network Technology (Zhe jiang) Co., Ltd. |  | A1-ESS-Fit [7.6kW, 5.8kWh] | Lithium Iron Phosphate | CSA Group | 2020-09-22 | Ed. 1 : 2016 | Y | Y | Y | Y | Y* | Y | 7.6 kW, 5.8 kWh, 240 Vac, LFP Energy Storage System | 5.8 | 7.6 | 240 | No Information Submitted | CSA Group | [10/21/2020] | [V1.07, V1.03] | [10/21/2020] | 2021-02-11 | Intertek | 2020-09-11 | 2021-02-11 | No Information Submitted | No Information Submitted | N |  | 2021-02-11
SolaX Power Network Technology (Zhe jiang) Co., Ltd. |  | A1-ESS-Fit [7kW, 5.8kWh] | Lithium Iron Phosphate | CSA Group | 2020-09-22 | Ed. 1 : 2016 | Y | Y | Y | Y | Y* | Y | 7.0 kW, 5.8 kWh, 240 Vac, LFP Energy Storage System | 5.8 | 7 | 240 | No Information Submitted | CSA Group | [10/21/2020] | [V1.07, V1.03] | [10/21/2020] | 2021-02-11 | Intertek | 2020-09-11 | 2021-02-11 | No Information Submitted | No Information Submitted | N |  | 2021-02-11
SolaX Power Network Technology (Zhe jiang) Co., Ltd. |  | A1-ESS-Fit [8.6kW, 5.8kWh] | Lithium Iron Phosphate | CSA Group | 2020-09-22 | Ed. 1 : 2016 | Y | Y | Y | Y | Y* | Y | 8.6 kW, 5.8 kWh, 240 Vac, LFP Energy Storage System | 5.8 | 8.6 | 240 | No Information Submitted | CSA Group | [10/21/2020] | [V1.07, V1.03] | [10/21/2020] | 2021-02-11 | Intertek | 2020-09-11 | 2021-02-11 | No Information Submitted | No Information Submitted | N |  | 2021-02-11
SolaX Power Network Technology (Zhe jiang) Co., Ltd. |  | A1-ESS-Hybrid [6kW, 5.8kWh] | Lithium Iron Phosphate | CSA Group | 2020-09-22 | Ed. 1 : 2016 | Y | Y | Y | Y | Y* | Y | 6.0 kW, 5.8 kWh, 240 Vac, LFP Energy Storage System | 5.8 | 6 | 240 | No Information Submitted | CSA Group | [10/21/2020] | [V1.07, V1.03] | [10/21/2020] | 2021-02-11 | Intertek | 2020-09-11 | 2021-02-11 | No Information Submitted | No Information Submitted | N |  | 2021-02-11
SolaX Power Network Technology (Zhe jiang) Co., Ltd. |  | A1-ESS-Hybrid [7.6kW, 5.8kWh] | Lithium Iron Phosphate | CSA Group | 2020-09-22 | Ed. 1 : 2016 | Y | Y | Y | Y | Y* | Y | 7.6 kW, 5.8 kWh, 240 Vac, LFP Energy Storage System | 5.8 | 7.6 | 240 | No Information Submitted | CSA Group | [10/21/2020] | [V1.07, V1.03] | [10/21/2020] | 2021-02-11 | Intertek | 2020-09-11 | 2021-02-11 | No Information Submitted | No Information Submitted | N |  | 2021-02-11
SolaX Power Network Technology (Zhe jiang) Co., Ltd. |  | A1-ESS-Hybrid [7kW, 5.8kWh] | Lithium Iron Phosphate | CSA Group | 2020-09-22 | Ed. 1 : 2016 | Y | Y | Y | Y | Y* | Y | 7.0 kW, 5.8 kWh, 240 Vac, LFP Energy Storage System | 5.8 | 7 | 240 | No Information Submitted | CSA Group | [10/21/2020] | [V1.07, V1.03] | [10/21/2020] | 2021-02-11 | Intertek | 2020-09-11 | 2021-02-11 | No Information Submitted | No Information Submitted | N |  | 2021-02-11
SolaX Power Network Technology (Zhe jiang) Co., Ltd. |  | A1-ESS-Hybrid [8.6kW, 5.8kWh] | Lithium Iron Phosphate | CSA Group | 2020-09-22 | Ed. 1 : 2016 | Y | Y | Y | Y | Y* | Y | 8.6 kW, 5.8 kWh, 240 Vac, LFP Energy Storage System | 5.8 | 8.6 | 240 | No Information Submitted | CSA Group | [10/21/2020] | [V1.07, V1.03] | [10/21/2020] | 2021-02-11 | Intertek | 2020-09-11 | 2021-02-11 | No Information Submitted | No Information Submitted | N |  | 2021-02-11
SolaX Power Network Technology (Zhe jiang) Co., Ltd. |  | A1-ESS-Fit [6kW, 6.3kWh] | Lithium Iron Phosphate | CSA Group | 2020-09-22 | Ed. 1 : 2016 | Y | Y | Y | Y | Y* | Y | 6.0 kW, 6.3 kWh, 240 Vac, LFP Energy Storage System | 6.3 | 6 | 240 | No Information Submitted | CSA Group | [10/21/2020] | [V1.07, V1.03] | [10/21/2020] | 2021-02-11 | Intertek | 2020-09-11 | 2021-02-11 | No Information Submitted | No Information Submitted | N |  | 2021-02-11
SolaX Power Network Technology (Zhe jiang) Co., Ltd. |  | A1-ESS-Fit [7.6kW, 6.3kWh] | Lithium Iron Phosphate | CSA Group | 2020-09-22 | Ed. 1 : 2016 | Y | Y | Y | Y | Y* | Y | 7.6 kW, 6.3 kWh, 240 Vac, LFP Energy Storage System | 6.3 | 7.6 | 240 | No Information Submitted | CSA Group | [10/21/2020] | [V1.07, V1.03] | [10/21/2020] | 2021-02-11 | Intertek | 2020-09-11 | 2021-02-11 | No Information Submitted | No Information Submitted | N |  | 2021-02-11
SolaX Power Network Technology (Zhe jiang) Co., Ltd. |  | A1-ESS-Fit [7kW, 6.3kWh] | Lithium Iron Phosphate | CSA Group | 2020-09-22 | Ed. 1 : 2016 | Y | Y | Y | Y | Y* | Y | 7.0 kW, 6.3 kWh, 240 Vac, LFP Energy Storage System | 6.3 | 7 | 240 | No Information Submitted | CSA Group | [10/21/2020] | [V1.07, V1.03] | [10/21/2020] | 2021-02-11 | Intertek | 2020-09-11 | 2021-02-11 | No Information Submitted | No Information Submitted | N |  | 2021-02-11
SolaX Power Network Technology (Zhe jiang) Co., Ltd. |  | A1-ESS-Fit [8.6kW, 6.3kWh] | Lithium Iron Phosphate | CSA Group | 2020-09-22 | Ed. 1 : 2016 | Y | Y | Y | Y | Y* | Y | 8.6 kW, 6.3 kWh, 240 Vac, LFP Energy Storage System | 6.3 | 8.6 | 240 | No Information Submitted | CSA Group | [10/21/2020] | [V1.07, V1.03] | [10/21/2020] | 2021-02-11 | Intertek | 2020-09-11 | 2021-02-11 | No Information Submitted | No Information Submitted | N |  | 2021-02-11
SolaX Power Network Technology (Zhe jiang) Co., Ltd. |  | A1-ESS-Hybrid [6kW, 6.3kWh] | Lithium Iron Phosphate | CSA Group | 2020-09-22 | Ed. 1 : 2016 | Y | Y | Y | Y | Y* | Y | 6.0 kW, 6.3 kWh, 240 Vac, LFP Energy Storage System | 6.3 | 6 | 240 | No Information Submitted | CSA Group | [10/21/2020] | [V1.07, V1.03] | [10/21/2020] | 2021-02-11 | Intertek | 2020-09-11 | 2021-02-11 | No Information Submitted | No Information Submitted | N |  | 2021-02-11
SolaX Power Network Technology (Zhe jiang) Co., Ltd. |  | A1-ESS-Hybrid [7.6kW, 6.3kWh] | Lithium Iron Phosphate | CSA Group | 2020-09-22 | Ed. 1 : 2016 | Y | Y | Y | Y | Y* | Y | 7.6 kW, 6.3 kWh, 240 Vac, LFP Energy Storage System | 6.3 | 7.6 | 240 | No Information Submitted | CSA Group | [10/21/2020] | [V1.07, V1.03] | [10/21/2020] | 2021-02-11 | Intertek | 2020-09-11 | 2021-02-11 | No Information Submitted | No Information Submitted | N |  | 2021-02-11
SolaX Power Network Technology (Zhe jiang) Co., Ltd. |  | A1-ESS-Hybrid [7kW, 6.3kWh] | Lithium Iron Phosphate | CSA Group | 2020-09-22 | Ed. 1 : 2016 | Y | Y | Y | Y | Y* | Y | 7.0 kW, 6.3 kWh, 240 Vac, LFP Energy Storage System | 6.3 | 7 | 240 | No Information Submitted | CSA Group | [10/21/2020] | [V1.07, V1.03] | [10/21/2020] | 2021-02-11 | Intertek | 2020-09-11 | 2021-02-11 | No Information Submitted | No Information Submitted | N |  | 2021-02-11
SolaX Power Network Technology (Zhe jiang) Co., Ltd. |  | A1-ESS-Hybrid [8.6kW, 6.3kWh] | Lithium Iron Phosphate | CSA Group | 2020-09-22 | Ed. 1 : 2016 | Y | Y | Y | Y | Y* | Y | 8.6 kW, 6.3 kWh, 240 Vac, LFP Energy Storage System | 6.3 | 8.6 | 240 | No Information Submitted | CSA Group | [10/21/2020] | [V1.07, V1.03] | [10/21/2020] | 2021-02-11 | Intertek | 2020-09-11 | 2021-02-11 | No Information Submitted | No Information Submitted | N |  | 2021-02-11
SolaX Power Network Technology (Zhe jiang) Co., Ltd. |  | A1-ESS-Fit [6kW, 9kWh] | Lithium Iron Phosphate | CSA Group | 2020-09-22 | Ed. 1 : 2016 | Y | Y | Y | Y | Y* | Y | 6.0 kW, 9.0 kWh, 240 Vac, LFP Energy Storage System | 9 | 6 | 240 | No Information Submitted | CSA Group | [10/21/2020] | [V1.07, V1.03] | [10/21/2020] | 2021-02-11 | Intertek | 2020-09-11 | 2021-02-11 | No Information Submitted | No Information Submitted | N |  | 2021-02-11
SolaX Power Network Technology (Zhe jiang) Co., Ltd. |  | A1-ESS-Fit [7.6kW, 9kWh] | Lithium Iron Phosphate | CSA Group | 2020-09-22 | Ed. 1 : 2016 | Y | Y | Y | Y | Y* | Y | 7.6 kW, 9.0 kWh, 240 Vac, LFP Energy Storage System | 9 | 7.6 | 240 | No Information Submitted | CSA Group | [10/21/2020] | [V1.07, V1.03] | [10/21/2020] | 2021-02-11 | Intertek | 2020-09-11 | 2021-02-11 | No Information Submitted | No Information Submitted | N |  | 2021-02-11
SolaX Power Network Technology (Zhe jiang) Co., Ltd. |  | A1-ESS-Fit [7kW, 9kWh] | Lithium Iron Phosphate | CSA Group | 2020-09-22 | Ed. 1 : 2016 | Y | Y | Y | Y | Y* | Y | 7.0 kW, 9.0 kWh, 240 Vac, LFP Energy Storage System | 9 | 7 | 240 | No Information Submitted | CSA Group | [10/21/2020] | [V1.07, V1.03] | [10/21/2020] | 2021-02-11 | Intertek | 2020-09-11 | 2021-02-11 | No Information Submitted | No Information Submitted | N |  | 2021-02-11
SolaX Power Network Technology (Zhe jiang) Co., Ltd. |  | A1-ESS-Fit [8.6kW, 9kWh] | Lithium Iron Phosphate | CSA Group | 2020-09-22 | Ed. 1 : 2016 | Y | Y | Y | Y | Y* | Y | 8.6 kW, 9.0 kWh, 240 Vac, LFP Energy Storage System | 9 | 8.6 | 240 | No Information Submitted | CSA Group | [10/21/2020] | [V1.07, V1.03] | [10/21/2020] | 2021-02-11 | Intertek | 2020-09-11 | 2021-02-11 | No Information Submitted | No Information Submitted | N |  | 2021-02-11
SolaX Power Network Technology (Zhe jiang) Co., Ltd. |  | A1-ESS-Hybrid [6kW, 9kWh] | Lithium Iron Phosphate | CSA Group | 2020-09-22 | Ed. 1 : 2016 | Y | Y | Y | Y | Y* | Y | 6.0 kW, 9.0 kWh, 240 Vac, LFP Energy Storage System | 9 | 6 | 240 | No Information Submitted | CSA Group | [10/21/2020] | [V1.07, V1.03] | [10/21/2020] | 2021-02-11 | Intertek | 2020-09-11 | 2021-02-11 | No Information Submitted | No Information Submitted | N |  | 2021-02-11
SolaX Power Network Technology (Zhe jiang) Co., Ltd. |  | A1-ESS-Hybrid [7.6kW, 9kWh] | Lithium Iron Phosphate | CSA Group | 2020-09-22 | Ed. 1 : 2016 | Y | Y | Y | Y | Y* | Y | 7.6 kW, 9.0 kWh, 240 Vac, LFP Energy Storage System | 9 | 7.6 | 240 | No Information Submitted | CSA Group | [10/21/2020] | [V1.07, V1.03] | [10/21/2020] | 2021-02-11 | Intertek | 2020-09-11 | 2021-02-11 | No Information Submitted | No Information Submitted | N |  | 2021-02-11
SolaX Power Network Technology (Zhe jiang) Co., Ltd. |  | A1-ESS-Hybrid [7kW, 9kWh] | Lithium Iron Phosphate | CSA Group | 2020-09-22 | Ed. 1 : 2016 | Y | Y | Y | Y | Y* | Y | 7.0 kW, 9.0 kWh, 240 Vac, LFP Energy Storage System | 9 | 7 | 240 | No Information Submitted | CSA Group | [10/21/2020] | [V1.07, V1.03] | [10/21/2020] | 2021-02-11 | Intertek | 2020-09-11 | 2021-02-11 | No Information Submitted | No Information Submitted | N |  | 2021-02-11
SolaX Power Network Technology (Zhe jiang) Co., Ltd. |  | A1-ESS-Hybrid [8.6kW, 9kWh] | Lithium Iron Phosphate | CSA Group | 2020-09-22 | Ed. 1 : 2016 | Y | Y | Y | Y | Y* | Y | 8.6 kW, 9.0 kWh, 240 Vac, LFP Energy Storage System | 9 | 8.6 | 240 | No Information Submitted | CSA Group | [10/21/2020] | [V1.07, V1.03] | [10/21/2020] | 2021-02-11 | Intertek | 2020-09-11 | 2021-02-11 | No Information Submitted | No Information Submitted | N |  | 2021-02-11
SolaX Power Network Technology (Zhe jiang) Co., Ltd. |  | A1-ESS-Fit [6kW, 11.5kWh] | Lithium Iron Phosphate | CSA Group | 2020-09-22 | Ed. 1 : 2016 | Y | Y | Y | Y | Y* | Y | 6.0 kW, 11.5 kWh, 240 Vac, LFP Energy Storage System | 11.5 | 6 | 240 | No Information Submitted | CSA Group | [10/21/2020] | [V1.07, V1.03] | [10/21/2020] | 2021-02-11 | Intertek | 2020-09-11 | 2021-02-11 | No Information Submitted | No Information Submitted | N |  | 2021-02-11
SolaX Power Network Technology (Zhe jiang) Co., Ltd. |  | A1-ESS-Fit [7.6kW, 11.5kWh] | Lithium Iron Phosphate | CSA Group | 2020-09-22 | Ed. 1 : 2016 | Y | Y | Y | Y | Y* | Y | 7.6 kW, 11.5 kWh, 240 Vac, LFP Energy Storage System | 11.5 | 7.6 | 240 | No Information Submitted | CSA Group | [10/21/2020] | [V1.07, V1.03] | [10/21/2020] | 2021-02-11 | Intertek | 2020-09-11 | 2021-02-11 | No Information Submitted | No Information Submitted | N |  | 2021-02-11
SolaX Power Network Technology (Zhe jiang) Co., Ltd. |  | A1-ESS-Fit [7kW, 11.5kWh] | Lithium Iron Phosphate | CSA Group | 2020-09-22 | Ed. 1 : 2016 | Y | Y | Y | Y | Y* | Y | 7.0 kW, 11.5 kWh, 240 Vac, LFP Energy Storage System | 11.5 | 7 | 240 | No Information Submitted | CSA Group | [10/21/2020] | [V1.07, V1.03] | [10/21/2020] | 2021-02-11 | Intertek | 2020-09-11 | 2021-02-11 | No Information Submitted | No Information Submitted | N |  | 2021-02-11
SolaX Power Network Technology (Zhe jiang) Co., Ltd. |  | A1-ESS-Fit [8.6kW, 11.5kWh] | Lithium Iron Phosphate | CSA Group | 2020-09-22 | Ed. 1 : 2016 | Y | Y | Y | Y | Y* | Y | 8.6 kW, 11.5 kWh, 240 Vac, LFP Energy Storage System | 11.5 | 8.6 | 240 | No Information Submitted | CSA Group | [10/21/2020] | [V1.07, V1.03] | [10/21/2020] | 2021-02-11 | Intertek | 2020-09-11 | 2021-02-11 | No Information Submitted | No Information Submitted | N |  | 2021-02-11
SolaX Power Network Technology (Zhe jiang) Co., Ltd. |  | A1-ESS-Hybrid [6kW, 11.5kWh] | Lithium Iron Phosphate | CSA Group | 2020-09-22 | Ed. 1 : 2016 | Y | Y | Y | Y | Y* | Y | 6.0 kW, 11.5 kWh, 240 Vac, LFP Energy Storage System | 11.5 | 6 | 240 | No Information Submitted | CSA Group | [10/21/2020] | [V1.07, V1.03] | [10/21/2020] | 2021-02-11 | Intertek | 2020-09-11 | 2021-02-11 | No Information Submitted | No Information Submitted | N |  | 2021-02-11
SolaX Power Network Technology (Zhe jiang) Co., Ltd. |  | A1-ESS-Hybrid [7.6kW, 11.5kWh] | Lithium Iron Phosphate | CSA Group | 2020-09-22 | Ed. 1 : 2016 | Y | Y | Y | Y | Y* | Y | 7.6 kW, 11.5 kWh, 240 Vac, LFP Energy Storage System | 11.5 | 7.6 | 240 | No Information Submitted | CSA Group | [10/21/2020] | [V1.07, V1.03] | [10/21/2020] | 2021-02-11 | Intertek | 2020-09-11 | 2021-02-11 | No Information Submitted | No Information Submitted | N |  | 2021-02-11
SolaX Power Network Technology (Zhe jiang) Co., Ltd. |  | A1-ESS-Hybrid [7kW, 11.5kWh] | Lithium Iron Phosphate | CSA Group | 2020-09-22 | Ed. 1 : 2016 | Y | Y | Y | Y | Y* | Y | 7.0 kW, 11.5 kWh, 240 Vac, LFP Energy Storage System | 11.5 | 7 | 240 | No Information Submitted | CSA Group | [10/21/2020] | [V1.07, V1.03] | [10/21/2020] | 2021-02-11 | Intertek | 2020-09-11 | 2021-02-11 | No Information Submitted | No Information Submitted | N |  | 2021-02-11
SolaX Power Network Technology (Zhe jiang) Co., Ltd. |  | A1-ESS-Hybrid [8.6kW, 11.5kWh] | Lithium Iron Phosphate | CSA Group | 2020-09-22 | Ed. 1 : 2016 | Y | Y | Y | Y | Y* | Y | 8.6 kW, 11.5 kWh, 240 Vac, LFP Energy Storage System | 11.5 | 8.6 | 240 | No Information Submitted | CSA Group | [10/21/2020] | [V1.07, V1.03] | [10/21/2020] | 2021-02-11 | Intertek | 2020-09-11 | 2021-02-11 | No Information Submitted | No Information Submitted | N |  | 2021-02-11
SolaX Power Network Technology (Zhe jiang) Co., Ltd. |  | A1-ESS-Fit [6kW, 12.6kWh] | Lithium Iron Phosphate | CSA Group | 2020-09-22 | Ed. 1 : 2016 | Y | Y | Y | Y | Y* | Y | 6.0 kW, 12.6 kWh, 240 Vac, LFP Energy Storage System | 12.6 | 6 | 240 | No Information Submitted | CSA Group | [10/21/2020] | [V1.07, V1.03] | [10/21/2020] | 2021-02-11 | Intertek | 2020-09-11 | 2021-02-11 | No Information Submitted | No Information Submitted | N |  | 2021-02-11
SolaX Power Network Technology (Zhe jiang) Co., Ltd. |  | A1-ESS-Fit [7.6kW, 12.6kWh] | Lithium Iron Phosphate | CSA Group | 2020-09-22 | Ed. 1 : 2016 | Y | Y | Y | Y | Y* | Y | 7.6 kW, 12.6 kWh, 240 Vac, LFP Energy Storage System | 12.6 | 7.6 | 240 | No Information Submitted | CSA Group | [10/21/2020] | [V1.07, V1.03] | [10/21/2020] | 2021-02-11 | Intertek | 2020-09-11 | 2021-02-11 | No Information Submitted | No Information Submitted | N |  | 2021-02-11
SolaX Power Network Technology (Zhe jiang) Co., Ltd. |  | A1-ESS-Fit [7kW, 12.6kWh] | Lithium Iron Phosphate | CSA Group | 2020-09-22 | Ed. 1 : 2016 | Y | Y | Y | Y | Y* | Y | 7.0 kW, 12.6 kWh, 240 Vac, LFP Energy Storage System | 12.6 | 7 | 240 | No Information Submitted | CSA Group | [10/21/2020] | [V1.07, V1.03] | [10/21/2020] | 2021-02-11 | Intertek | 2020-09-11 | 2021-02-11 | No Information Submitted | No Information Submitted | N |  | 2021-02-11
SolaX Power Network Technology (Zhe jiang) Co., Ltd. |  | A1-ESS-Fit [8.6kW, 12.6kWh] | Lithium Iron Phosphate | CSA Group | 2020-09-22 | Ed. 1 : 2016 | Y | Y | Y | Y | Y* | Y | 8.6 kW, 12.6 kWh, 240 Vac, LFP Energy Storage System | 12.6 | 8.6 | 240 | No Information Submitted | CSA Group | [10/21/2020] | [V1.07, V1.03] | [10/21/2020] | 2021-02-11 | Intertek | 2020-09-11 | 2021-02-11 | No Information Submitted | No Information Submitted | N |  | 2021-02-11
SolaX Power Network Technology (Zhe jiang) Co., Ltd. |  | A1-ESS-Hybrid [6kW, 12.6kWh] | Lithium Iron Phosphate | CSA Group | 2020-09-22 | Ed. 1 : 2016 | Y | Y | Y | Y | Y* | Y | 6.0 kW, 12.6 kWh, 240 Vac, LFP Energy Storage System | 12.6 | 6 | 240 | No Information Submitted | CSA Group | [10/21/2020] | [V1.07, V1.03] | [10/21/2020] | 2021-02-11 | Intertek | 2020-09-11 | 2021-02-11 | No Information Submitted | No Information Submitted | N |  | 2021-02-11
SolaX Power Network Technology (Zhe jiang) Co., Ltd. |  | A1-ESS-Hybrid [7.6kW, 12.6kWh] | Lithium Iron Phosphate | CSA Group | 2020-09-22 | Ed. 1 : 2016 | Y | Y | Y | Y | Y* | Y | 7.6 kW, 12.6 kWh, 240 Vac, LFP Energy Storage System | 12.6 | 7.6 | 240 | No Information Submitted | CSA Group | [10/21/2020] | [V1.07, V1.03] | [10/21/2020] | 2021-02-11 | Intertek | 2020-09-11 | 2021-02-11 | No Information Submitted | No Information Submitted | N |  | 2021-02-11
SolaX Power Network Technology (Zhe jiang) Co., Ltd. |  | A1-ESS-Hybrid [7kW, 12.6kWh] | Lithium Iron Phosphate | CSA Group | 2020-09-22 | Ed. 1 : 2016 | Y | Y | Y | Y | Y* | Y | 7.0 kW, 12.6 kWh, 240 Vac, LFP Energy Storage System | 12.6 | 7 | 240 | No Information Submitted | CSA Group | [10/21/2020] | [V1.07, V1.03] | [10/21/2020] | 2021-02-11 | Intertek | 2020-09-11 | 2021-02-11 | No Information Submitted | No Information Submitted | N |  | 2021-02-11
SolaX Power Network Technology (Zhe jiang) Co., Ltd. |  | A1-ESS-Hybrid [8.6kW, 12.6kWh] | Lithium Iron Phosphate | CSA Group | 2020-09-22 | Ed. 1 : 2016 | Y | Y | Y | Y | Y* | Y | 8.6 kW, 12.6 kWh, 240 Vac, LFP Energy Storage System | 12.6 | 8.6 | 240 | No Information Submitted | CSA Group | [10/21/2020] | [V1.07, V1.03] | [10/21/2020] | 2021-02-11 | Intertek | 2020-09-11 | 2021-02-11 | No Information Submitted | No Information Submitted | N |  | 2021-02-11
SolaX Power Network Technology (Zhe jiang) Co., Ltd. |  | A1-ESS-Fit [6kW, 13.5kWh] | Lithium Iron Phosphate | CSA Group | 2020-09-22 | Ed. 1 : 2016 | Y | Y | Y | Y | Y* | Y | 6.0 kW, 13.5 kWh, 240 Vac, LFP Energy Storage System | 13.5 | 6 | 240 | No Information Submitted | CSA Group | [10/21/2020] | [V1.07, V1.03] | [10/21/2020] | 2021-02-11 | Intertek | 2020-09-11 | 2021-02-11 | No Information Submitted | No Information Submitted | N |  | 2021-02-11
SolaX Power Network Technology (Zhe jiang) Co., Ltd. |  | A1-ESS-Fit [7.6kW, 13.5kWh] | Lithium Iron Phosphate | CSA Group | 2020-09-22 | Ed. 1 : 2016 | Y | Y | Y | Y | Y* | Y | 7.6 kW, 13.5 kWh, 240 Vac, LFP Energy Storage System | 13.5 | 7.6 | 240 | No Information Submitted | CSA Group | [10/21/2020] | [V1.07, V1.03] | [10/21/2020] | 2021-02-11 | Intertek | 2020-09-11 | 2021-02-11 | No Information Submitted | No Information Submitted | N |  | 2021-02-11
SolaX Power Network Technology (Zhe jiang) Co., Ltd. |  | A1-ESS-Fit [7kW, 13.5kWh] | Lithium Iron Phosphate | CSA Group | 2020-09-22 | Ed. 1 : 2016 | Y | Y | Y | Y | Y* | Y | 7.0 kW, 13.5 kWh, 240 Vac, LFP Energy Storage System | 13.5 | 7 | 240 | No Information Submitted | CSA Group | [10/21/2020] | [V1.07, V1.03] | [10/21/2020] | 2021-02-11 | Intertek | 2020-09-11 | 2021-02-11 | No Information Submitted | No Information Submitted | N |  | 2021-02-11
SolaX Power Network Technology (Zhe jiang) Co., Ltd. |  | A1-ESS-Fit [8.6kW, 13.5kWh] | Lithium Iron Phosphate | CSA Group | 2020-09-22 | Ed. 1 : 2016 | Y | Y | Y | Y | Y* | Y | 8.6 kW, 13.5 kWh, 240 Vac, LFP Energy Storage System | 13.5 | 8.6 | 240 | No Information Submitted | CSA Group | [10/21/2020] | [V1.07, V1.03] | [10/21/2020] | 2021-02-11 | Intertek | 2020-09-11 | 2021-02-11 | No Information Submitted | No Information Submitted | N |  | 2021-02-11
SolaX Power Network Technology (Zhe jiang) Co., Ltd. |  | A1-ESS-Hybrid [6kW, 13.5kWh] | Lithium Iron Phosphate | CSA Group | 2020-09-22 | Ed. 1 : 2016 | Y | Y | Y | Y | Y* | Y | 6.0 kW, 13.5 kWh, 240 Vac, LFP Energy Storage System | 13.5 | 6 | 240 | No Information Submitted | CSA Group | [10/21/2020] | [V1.07, V1.03] | [10/21/2020] | 2021-02-11 | Intertek | 2020-09-11 | 2021-02-11 | No Information Submitted | No Information Submitted | N |  | 2021-02-11
SolaX Power Network Technology (Zhe jiang) Co., Ltd. |  | A1-ESS-Hybrid [7.6kW, 13.5kWh] | Lithium Iron Phosphate | CSA Group | 2020-09-22 | Ed. 1 : 2016 | Y | Y | Y | Y | Y* | Y | 7.6 kW, 13.5 kWh, 240 Vac, LFP Energy Storage System | 13.5 | 7.6 | 240 | No Information Submitted | CSA Group | [10/21/2020] | [V1.07, V1.03] | [10/21/2020] | 2021-02-11 | Intertek | 2020-09-11 | 2021-02-11 | No Information Submitted | No Information Submitted | N |  | 2021-02-11
SolaX Power Network Technology (Zhe jiang) Co., Ltd. |  | A1-ESS-Hybrid [7kW, 13.5kWh] | Lithium Iron Phosphate | CSA Group | 2020-09-22 | Ed. 1 : 2016 | Y | Y | Y | Y | Y* | Y | 7.0 kW, 13.5 kWh, 240 Vac, LFP Energy Storage System | 13.5 | 7 | 240 | No Information Submitted | CSA Group | [10/21/2020] | [V1.07, V1.03] | [10/21/2020] | 2021-02-11 | Intertek | 2020-09-11 | 2021-02-11 | No Information Submitted | No Information Submitted | N |  | 2021-02-11
SolaX Power Network Technology (Zhe jiang) Co., Ltd. |  | A1-ESS-Hybrid [8.6kW, 13.5kWh] | Lithium Iron Phosphate | CSA Group | 2020-09-22 | Ed. 1 : 2016 | Y | Y | Y | Y | Y* | Y | 8.6 kW, 13.5 kWh, 240 Vac, LFP Energy Storage System | 13.5 | 8.6 | 240 | No Information Submitted | CSA Group | [10/21/2020] | [V1.07, V1.03] | [10/21/2020] | 2021-02-11 | Intertek | 2020-09-11 | 2021-02-11 | No Information Submitted | No Information Submitted | N |  | 2021-02-11
SolaX Power Network Technology (Zhe jiang) Co., Ltd. |  | A1-ESS-Fit [6kW, 17.3kWh] | Lithium Iron Phosphate | CSA Group | 2020-09-22 | Ed. 1 : 2016 | Y | Y | Y | Y | Y* | Y | 6.0 kW, 17.3 kWh, 240 Vac, LFP Energy Storage System | 17.3 | 6 | 240 | No Information Submitted | CSA Group | [10/21/2020] | [V1.07, V1.03] | [10/21/2020] | 2021-02-11 | Intertek | 2020-09-11 | 2021-02-11 | No Information Submitted | No Information Submitted | N |  | 2021-02-11
SolaX Power Network Technology (Zhe jiang) Co., Ltd. |  | A1-ESS-Fit [7.6kW, 17.3kWh] | Lithium Iron Phosphate | CSA Group | 2020-09-22 | Ed. 1 : 2016 | Y | Y | Y | Y | Y* | Y | 7.6 kW, 17.3 kWh, 240 Vac, LFP Energy Storage System | 17.3 | 7.6 | 240 | No Information Submitted | CSA Group | [10/21/2020] | [V1.07, V1.03] | [10/21/2020] | 2021-02-11 | Intertek | 2020-09-11 | 2021-02-11 | No Information Submitted | No Information Submitted | N |  | 2021-02-11
SolaX Power Network Technology (Zhe jiang) Co., Ltd. |  | A1-ESS-Fit [7kW, 17.3kWh] | Lithium Iron Phosphate | CSA Group | 2020-09-22 | Ed. 1 : 2016 | Y | Y | Y | Y | Y* | Y | 7.0 kW, 17.3 kWh, 240 Vac, LFP Energy Storage System | 17.3 | 7 | 240 | No Information Submitted | CSA Group | [10/21/2020] | [V1.07, V1.03] | [10/21/2020] | 2021-02-11 | Intertek | 2020-09-11 | 2021-02-11 | No Information Submitted | No Information Submitted | N |  | 2021-02-11
SolaX Power Network Technology (Zhe jiang) Co., Ltd. |  | A1-ESS-Fit [8.6kW, 17.3kWh] | Lithium Iron Phosphate | CSA Group | 2020-09-22 | Ed. 1 : 2016 | Y | Y | Y | Y | Y* | Y | 8.6 kW, 17.3 kWh, 240 Vac, LFP Energy Storage System | 17.3 | 8.6 | 240 | No Information Submitted | CSA Group | [10/21/2020] | [V1.07, V1.03] | [10/21/2020] | 2021-02-11 | Intertek | 2020-09-11 | 2021-02-11 | No Information Submitted | No Information Submitted | N |  | 2021-02-11
SolaX Power Network Technology (Zhe jiang) Co., Ltd. |  | A1-ESS-Hybrid [6kW, 17.3kWh] | Lithium Iron Phosphate | CSA Group | 2020-09-22 | Ed. 1 : 2016 | Y | Y | Y | Y | Y* | Y | 6.0 kW, 17.3 kWh, 240 Vac, LFP Energy Storage System | 17.3 | 6 | 240 | No Information Submitted | CSA Group | [10/21/2020] | [V1.07, V1.03] | [10/21/2020] | 2021-02-11 | Intertek | 2020-09-11 | 2021-02-11 | No Information Submitted | No Information Submitted | N |  | 2021-02-11
SolaX Power Network Technology (Zhe jiang) Co., Ltd. |  | A1-ESS-Hybrid [7.6kW, 17.3kWh] | Lithium Iron Phosphate | CSA Group | 2020-09-22 | Ed. 1 : 2016 | Y | Y | Y | Y | Y* | Y | 7.6 kW, 17.3 kWh, 240 Vac, LFP Energy Storage System | 17.3 | 7.6 | 240 | No Information Submitted | CSA Group | [10/21/2020] | [V1.07, V1.03] | [10/21/2020] | 2021-02-11 | Intertek | 2020-09-11 | 2021-02-11 | No Information Submitted | No Information Submitted | N |  | 2021-02-11
SolaX Power Network Technology (Zhe jiang) Co., Ltd. |  | A1-ESS-Hybrid [7kW, 17.3kWh] | Lithium Iron Phosphate | CSA Group | 2020-09-22 | Ed. 1 : 2016 | Y | Y | Y | Y | Y* | Y | 7.0 kW, 17.3 kWh, 240 Vac, LFP Energy Storage System | 17.3 | 7 | 240 | No Information Submitted | CSA Group | [10/21/2020] | [V1.07, V1.03] | [10/21/2020] | 2021-02-11 | Intertek | 2020-09-11 | 2021-02-11 | No Information Submitted | No Information Submitted | N |  | 2021-02-11
SolaX Power Network Technology (Zhe jiang) Co., Ltd. |  | A1-ESS-Hybrid [8.6kW, 17.3kWh] | Lithium Iron Phosphate | CSA Group | 2020-09-22 | Ed. 1 : 2016 | Y | Y | Y | Y | Y* | Y | 8.6 kW, 17.3 kWh, 240 Vac, LFP Energy Storage System | 17.3 | 8.6 | 240 | No Information Submitted | CSA Group | [10/21/2020] | [V1.07, V1.03] | [10/21/2020] | 2021-02-11 | Intertek | 2020-09-11 | 2021-02-11 | No Information Submitted | No Information Submitted | N |  | 2021-02-11
SolaX Power Network Technology (Zhe jiang) Co., Ltd. |  | A1-ESS-Fit [6kW, 18.9kWh] | Lithium Iron Phosphate | CSA Group | 2020-09-22 | Ed. 1 : 2016 | Y | Y | Y | Y | Y* | Y | 6.0 kW, 18.9 kWh, 240 Vac, LFP Energy Storage System | 18.9 | 6 | 240 | No Information Submitted | CSA Group | [10/21/2020] | [V1.07, V1.03] | [10/21/2020] | 2021-02-11 | Intertek | 2020-09-11 | 2021-02-11 | No Information Submitted | No Information Submitted | N |  | 2021-02-11
SolaX Power Network Technology (Zhe jiang) Co., Ltd. |  | A1-ESS-Fit [7.6kW, 18.9kWh] | Lithium Iron Phosphate | CSA Group | 2020-09-22 | Ed. 1 : 2016 | Y | Y | Y | Y | Y* | Y | 7.6 kW, 18.9 kWh, 240 Vac, LFP Energy Storage System | 18.9 | 7.6 | 240 | No Information Submitted | CSA Group | [10/21/2020] | [V1.07, V1.03] | [10/21/2020] | 2021-02-11 | Intertek | 2020-09-11 | 2021-02-11 | No Information Submitted | No Information Submitted | N |  | 2021-02-11
SolaX Power Network Technology (Zhe jiang) Co., Ltd. |  | A1-ESS-Fit [7kW, 18.9kWh] | Lithium Iron Phosphate | CSA Group | 2020-09-22 | Ed. 1 : 2016 | Y | Y | Y | Y | Y* | Y | 7.0 kW, 18.9 kWh, 240 Vac, LFP Energy Storage System | 18.9 | 7 | 240 | No Information Submitted | CSA Group | [10/21/2020] | [V1.07, V1.03] | [10/21/2020] | 2021-02-11 | Intertek | 2020-09-11 | 2021-02-11 | No Information Submitted | No Information Submitted | N |  | 2021-02-11
SolaX Power Network Technology (Zhe jiang) Co., Ltd. |  | A1-ESS-Fit [8.6kW, 18.9kWh] | Lithium Iron Phosphate | CSA Group | 2020-09-22 | Ed. 1 : 2016 | Y | Y | Y | Y | Y* | Y | 8.6 kW, 18.9 kWh, 240 Vac, LFP Energy Storage System | 18.9 | 8.6 | 240 | No Information Submitted | CSA Group | [10/21/2020] | [V1.07, V1.03] | [10/21/2020] | 2021-02-11 | Intertek | 2020-09-11 | 2021-02-11 | No Information Submitted | No Information Submitted | N |  | 2021-02-11
SolaX Power Network Technology (Zhe jiang) Co., Ltd. |  | A1-ESS-Hybrid [6kW, 18.9kWh] | Lithium Iron Phosphate | CSA Group | 2020-09-22 | Ed. 1 : 2016 | Y | Y | Y | Y | Y* | Y | 6.0 kW, 18.9 kWh, 240 Vac, LFP Energy Storage System | 18.9 | 6 | 240 | No Information Submitted | CSA Group | [10/21/2020] | [V1.07, V1.03] | [10/21/2020] | 2021-02-11 | Intertek | 2020-09-11 | 2021-02-11 | No Information Submitted | No Information Submitted | N |  | 2021-02-11
SolaX Power Network Technology (Zhe jiang) Co., Ltd. |  | A1-ESS-Hybrid [7.6kW, 18.9kWh] | Lithium Iron Phosphate | CSA Group | 2020-09-22 | Ed. 1 : 2016 | Y | Y | Y | Y | Y* | Y | 7.6 kW, 18.9 kWh, 240 Vac, LFP Energy Storage System | 18.9 | 7.6 | 240 | No Information Submitted | CSA Group | [10/21/2020] | [V1.07, V1.03] | [10/21/2020] | 2021-02-11 | Intertek | 2020-09-11 | 2021-02-11 | No Information Submitted | No Information Submitted | N |  | 2021-02-11
SolaX Power Network Technology (Zhe jiang) Co., Ltd. |  | A1-ESS-Hybrid [7kW, 18.9kWh] | Lithium Iron Phosphate | CSA Group | 2020-09-22 | Ed. 1 : 2016 | Y | Y | Y | Y | Y* | Y | 7.0 kW, 18.9 kWh, 240 Vac, LFP Energy Storage System | 18.9 | 7 | 240 | No Information Submitted | CSA Group | [10/21/2020] | [V1.07, V1.03] | [10/21/2020] | 2021-02-11 | Intertek | 2020-09-11 | 2021-02-11 | No Information Submitted | No Information Submitted | N |  | 2021-02-11
SolaX Power Network Technology (Zhe jiang) Co., Ltd. |  | A1-ESS-Hybrid [8.6kW, 18.9kWh] | Lithium Iron Phosphate | CSA Group | 2020-09-22 | Ed. 1 : 2016 | Y | Y | Y | Y | Y* | Y | 8.6 kW, 18.9 kWh, 240 Vac, LFP Energy Storage System | 18.9 | 8.6 | 240 | No Information Submitted | CSA Group | [10/21/2020] | [V1.07, V1.03] | [10/21/2020] | 2021-02-11 | Intertek | 2020-09-11 | 2021-02-11 | No Information Submitted | No Information Submitted | N |  | 2021-02-11
Sonnen Inc. |  | ECO5 [4 kWh] | Lithium Iron Phosphate | Intertek | 2020-06-16 | Ed. 1 : 2016 | Y | Y | Y | Y | Y | Y | 3.6 kW, 4 kWh, 240 Vac LFP Energy Storage System with PCS Functionality | 4 | 3.6 | 240 | 3 | Intertek | [11/7/2017] | [001.006.063] | [11/7/2017] | 2020-10-12 | SunSpec Alliance | 2020-08-18 | 2020-10-12 | No Information Submitted | No Information Submitted | N |  | 2020-10-12 | 2020-11-12
Sonnen Inc. |  | ECO5 [5 kWh] | Lithium Iron Phosphate | Intertek | 2020-06-16 | Ed. 1 : 2016 | Y | Y | Y | Y | Y | Y | 3.6 kW, 5 kWh, 240 Vac LFP Energy Storage System with PCS Functionality | 5 | 3.6 | 240 | 3 | Intertek | [11/7/2017] | [001.006.063] | [11/7/2017] | 2020-10-12 | SunSpec Alliance | 2020-08-18 | 2020-10-12 | No Information Submitted | No Information Submitted | N |  | 2020-10-12 | 2020-11-12
Sonnen Inc. |  | ECO5 [6 kWh] | Lithium Iron Phosphate | Intertek | 2020-06-16 | Ed. 1 : 2016 | Y | Y | Y | Y | Y | Y | 3.6 kW, 6 kWh, 240 Vac LFP Energy Storage System with PCS Functionality | 6 | 3.6 | 240 | 3.6 | Intertek | [11/7/2017] | [001.006.063] | [11/7/2017] | 2020-10-12 | SunSpec Alliance | 2020-08-18 | 2020-10-12 | No Information Submitted | No Information Submitted | N |  | 2020-10-12 | 2020-11-12
Sonnen Inc. |  | ECO5 [7.5 kWh] | Lithium Iron Phosphate | Intertek | 2020-06-16 | Ed. 1 : 2016 | Y | Y | Y | Y | Y | Y | 3.6 kW, 7.5 kWh, 240 Vac LFP Energy Storage System with PCS Functionality | 7.5 | 3.6 | 240 | 3.6 | Intertek | [11/7/2017] | [001.006.063] | [11/7/2017] | 2020-10-12 | SunSpec Alliance | 2020-08-18 | 2020-10-12 | No Information Submitted | No Information Submitted | N |  | 2020-10-12 | 2020-11-12
Sonnen Inc. |  | ECO5 [8 kWh] | Lithium Iron Phosphate | Intertek | 2020-06-16 | Ed. 1 : 2016 | Y | Y | Y | Y | Y | Y | 3.6 kW, 8 kWh, 240 Vac LFP Enerrgy Storage System with PCS Functionality | 8 | 3.6 | 240 | 3.6 | Intertek | [11/7/2017] | [001.006.063] | [11/7/2017] | 2020-10-12 | SunSpec Alliance | 2020-08-18 | 2020-10-12 | No Information Submitted | No Information Submitted | N |  | 2020-10-12 | 2020-11-12
Sonnen Inc. |  | ECO10 [10 kWh] | Lithium Iron Phosphate | Intertek | 2020-06-16 | Ed. 1 : 2016 | Y | Y | Y | Y | Y | Y | 7.2 kW, 10 kWh, 240 Vac LFP Energy Storage System with PCS Functionality | 10 | 7.2 | 240 | 7 | Intertek | [11/7/2017] | [001.006.063] | [11/7/2017] | 2020-10-12 | SunSpec Alliance | 2020-08-18 | 2020-10-12 | No Information Submitted | No Information Submitted | N |  | 2020-10-12 | 2020-11-12
Sonnen Inc. |  | ECOLX10 [10 kWh] | Lithium Iron Phosphate | Intertek | 2020-06-16 | Ed. 1 : 2016 | Y | Y | Y | Y | Y | Y | 7.2 kW, 10 kWh, 240 Vac LFP Energy Storage System with PCS Functionality | 10 | 7.2 | 240 | 7 | Intertek | [11/7/2017] | [001.006.063] | [11/7/2017] | 2020-10-12 | SunSpec Alliance | 2020-08-18 | 2020-10-12 | No Information Submitted | No Information Submitted | N |  | 2020-10-12 | 2020-11-12
Sonnen Inc. |  | SCORE10 | Lithium Iron Phosphate | Intertek | 2021-02-10 | Ed. 1 : 2016 | Y | Y | Y | Y | Y* | Y | 4.8 kW, 10 kWh, 240 Vac, lithium iron phosphate energy storage system with PCS functionality | 10 | 4.8 | 240 | 4.8 | Intertek | [02/25/2021] | [v1.5.1] | [02/25/2021] | 2021-04-21 | Intertek | 2021-03-18 | 2021-04-21 | No Information Submitted | No Information Submitted | N |  | 2020-12-11 | 2021-04-21
Sonnen Inc. |  | ECO10 [12 kWh] | Lithium Iron Phosphate | Intertek | 2020-06-16 | Ed. 1 : 2016 | Y | Y | Y | Y | Y | Y | 7.2 kW, 12 kWh, 240 Vac LFP Energy Storage System with PCS Functionality | 12 | 7.2 | 240 | 7 | Intertek | [11/7/2017] | [001.006.063] | [11/7/2017] | 2020-10-12 | SunSpec Alliance | 2020-08-18 | 2020-10-12 | No Information Submitted | No Information Submitted | N |  | 2020-10-12 | 2020-11-12
Sonnen Inc. |  | ECOLX10 [12 kWh] | Lithium Iron Phosphate | Intertek | 2020-06-16 | Ed. 1 : 2016 | Y | Y | Y | Y | Y | Y | 7.2 kW, 12 kWh, 240 Vac LFP Energy Storage System with PCS Functionality | 12 | 7.2 | 240 | 7 | Intertek | [11/7/2017] | [001.006.063] | [11/7/2017] | 2020-10-12 | SunSpec Alliance | 2020-08-18 | 2020-10-12 | No Information Submitted | No Information Submitted | N |  | 2020-10-12 | 2020-11-12
Sonnen Inc. |  | ECO10 [12.5 kWh] | Lithium Iron Phosphate | Intertek | 2020-06-16 | Ed. 1 : 2016 | Y | Y | Y | Y | Y | Y | 7.2 kW, 12.5 kWh, 240 Vac LFP Energy Storage System with PCS Functionality | 12.5 | 7.2 | 240 | 7 | Intertek | [11/7/2017] | [001.006.063] | [11/7/2017] | 2020-10-12 | SunSpec Alliance | 2020-08-18 | 2020-10-12 | No Information Submitted | No Information Submitted | N |  | 2020-10-12 | 2020-11-12
Sonnen Inc. |  | ECO10 [14 kWh] | Lithium Iron Phosphate | Intertek | 2020-06-16 | Ed. 1 : 2016 | Y | Y | Y | Y | Y | Y | 7.2 kW, 14 kWh, 240 Vac LFP Energy Storage System with PCS Functionality | 14 | 7.2 | 240 | 7 | Intertek | [11/7/2017] | [001.006.063] | [11/7/2017] | 2020-10-12 | SunSpec Alliance | 2020-08-18 | 2020-10-12 | No Information Submitted | No Information Submitted | N |  | 2020-10-12 | 2020-11-12
Sonnen Inc. |  | ECOLX10 [14 kWh] | Lithium Iron Phosphate | Intertek | 2020-06-16 | Ed. 1 : 2016 | Y | Y | Y | Y | Y | Y | 7.2 kW, 14 kWh, 240 Vac LFP Energy Storage System with PCS Functionality | 14 | 7.2 | 240 | 7 | Intertek | [11/7/2017] | [001.006.063] | [11/7/2017] | 2020-10-12 | SunSpec Alliance | 2020-08-18 | 2020-10-12 | No Information Submitted | No Information Submitted | N |  | 2020-10-12 | 2020-11-12
Sonnen Inc. |  | ECO10 [15 kWh] | Lithium Iron Phosphate | Intertek | 2020-06-16 | Ed. 1 : 2016 | Y | Y | Y | Y | Y | Y | 7.2 kW, 15 kWh, 240 Vac LFP Energy Storage System with PCS Functionality | 15 | 7.2 | 240 | 7 | Intertek | [11/7/2017] | [001.006.063] | [11/7/2017] | 2020-10-12 | SunSpec Alliance | 2020-08-18 | 2020-10-12 | No Information Submitted | No Information Submitted | N |  | 2020-10-12 | 2020-11-12
Sonnen Inc. |  | ECO10 [16 kWh] | Lithium Iron Phosphate | Intertek | 2020-06-16 | Ed. 1 : 2016 | Y | Y | Y | Y | Y | Y | 7.2 kW, 16 kWh, 240 Vac LFP Energy Storage System with PCS Functionality | 16 | 7.2 | 240 | 7 | Intertek | [11/7/2017] | [001.006.063] | [11/7/2017] | 2020-10-12 | SunSpec Alliance | 2020-08-18 | 2020-10-12 | No Information Submitted | No Information Submitted | N |  | 2020-10-12 | 2020-11-12
Sonnen Inc. |  | ECOLX10 [16 kWh] | Lithium Iron Phosphate | Intertek | 2020-06-16 | Ed. 1 : 2016 | Y | Y | Y | Y | Y | Y | 7.2 kW, 16 kWh, 240 Vac LFP Energy Storage System with PCS Functionality | 16 | 7.2 | 240 | 7 | Intertek | [11/7/2017] | [001.006.063] | [11/7/2017] | 2020-10-12 | SunSpec Alliance | 2020-08-18 | 2020-10-12 | No Information Submitted | No Information Submitted | N |  | 2020-10-12 | 2020-11-12
Sonnen Inc. |  | ECO10 [17.5 kWh] | Lithium Iron Phosphate | Intertek | 2020-06-16 | Ed. 1 : 2016 | Y | Y | Y | Y | Y | Y | 7.2 kW, 17.5 kWh, 240 Vac LFP Energy Storage System with PCS Functionality | 17.5 | 7.2 | 240 | 7 | Intertek | [11/7/2017] | [001.006.063] | [11/7/2017] | 2020-10-12 | SunSpec Alliance | 2020-08-18 | 2020-10-12 | No Information Submitted | No Information Submitted | N |  | 2020-10-12 | 2020-11-12
Sonnen Inc. |  | ECOLX10 [18 kWh] | Lithium Iron Phosphate | Intertek | 2020-06-16 | Ed. 1 : 2016 | Y | Y | Y | Y | Y | Y | 7.2 kW, 18 kWh, 240 Vac LFP Energy Storage System with PCS Functionality | 18 | 7.2 | 240 | 7 | Intertek | [11/7/2017] | [001.006.063] | [11/7/2017] | 2020-10-12 | SunSpec Alliance | 2020-08-18 | 2020-10-12 | No Information Submitted | No Information Submitted | N |  | 2020-10-12 | 2020-11-12
Sonnen Inc. |  | ECO10 [20 kWh] | Lithium Iron Phosphate | Intertek | 2020-06-16 | Ed. 1 : 2016 | Y | Y | Y | Y | Y | Y | 7.2 kW, 20 kWh, 240 Vac LFP Energy Storage System with PCS Functionality | 20 | 7.2 | 240 | 7 | Intertek | [11/7/2017] | [001.006.063] | [11/7/2017] | 2020-10-12 | SunSpec Alliance | 2020-08-18 | 2020-10-12 | No Information Submitted | No Information Submitted | N |  | 2020-10-12 | 2020-11-12
Sonnen Inc. |  | ECOLX10 [20 kWh] | Lithium Iron Phosphate | Intertek | 2020-06-16 | Ed. 1 : 2016 | Y | Y | Y | Y | Y | Y | 7.2 kW, 20 kWh, 240 Vac LFP Energy Storage System with PCS Functionality | 20 | 7.2 | 240 | 7 | Intertek | [11/7/2017] | [001.006.063] | [11/7/2017] | 2020-10-12 | SunSpec Alliance | 2020-08-18 | 2020-10-12 | No Information Submitted | No Information Submitted | N |  | 2020-10-12 | 2020-11-12
Sonnen Inc. |  | ECOLX22 [30 kWh] | Lithium Iron Phosphate | Intertek | 2020-06-16 | Ed. 1 : 2016 | Y | Y | Y | Y | Y | Y | 7.2 kW, 30 kWh, 240 Vac LFP Energy Storage System with PCS Functionality | 30 | 7.2 | 240 | 7 | Intertek | [11/7/2017] | [001.006.063] | [11/7/2017] | 2020-10-12 | SunSpec Alliance | 2020-08-18 | 2020-10-12 | No Information Submitted | No Information Submitted | N |  | 2020-10-12 | 2020-11-12
Sonnen Inc. |  | ECOLX100 | Lithium Iron Phosphate | Intertek | 2021-03-10 | Ed. 1 : 2016 | Y | Y | Y | Y | Y* | Y | 30 kW, 90 kWh, 480 Vac, LFP Energy Storage System | 90 | 30 | 480 | 30 | Intertek | [9/18/2017] | [V126] | [9/18/2017] | 2021-08-02 | Intertek | 2021-05-21 | 2021-08-02 | No Information Submitted | No Information Submitted | N |  | 2021-08-02
Sungrow Power Supply Co., Ltd. |  | ST548KWH-250 | Lithium Ion | TUV Rheinland of North America | 2018-08-30 | Ed. 1 : 2016 | Y | Y | Y | N | N | N | 250 kW, 548 kWh, 480 Vac lithium-ion energy storage system | 548 | 250 | 480 | 250 | CSA Group | [05/11/2018];[04/29/2019] | [DSP_SC250-V13_V1_B_M];[DSP_SC250-V13_V1_C_M] | [04/29/2019] | No Information Submitted | No Information Submitted | No Information Submitted | No Information Submitted | No Information Submitted | No Information Submitted | N |  | 2019-09-27
Sungrow Power Supply Co., Ltd. |  | ST548KWH-250A | Lithium Ion | TUV Rheinland of North America | 2018-08-30 | Ed. 1 : 2016 | Y | Y | Y | N | N | N | 250 kW, 548 kWh, 480 Vac lithium-ion energy storage system | 548 | 250 | 480 | 250 | CSA Group | [05/11/2018];[04/29/2019] | [DSP_SC250-V13_V1_B_M];[DSP_SC250-V13_V1_C_M] | [04/29/2019] | No Information Submitted | No Information Submitted | No Information Submitted | No Information Submitted | No Information Submitted | No Information Submitted | N |  | 2019-09-27
Sungrow Power Supply Co., Ltd. |  | ST556KWH-250UD | Lithium Nickel Manganese Cobalt | TUV Rheinland of North America | 2020-05-14 | Ed. 1 : 2016 | Y | Y | Y | Y | Y* | Y | 250 kW, 556 kWh, 480 Vac lithium nickel manganese cobalt (NMC) energy storage system | 556 | 250 | 480 | 250 | CSA Group | [06/14/2019] | [MDSP_AGATE-S_V11_V01_A] | [06/14/2019] | 2021-01-21 | CSA Group | 2020-07-22 | 2021-01-21 | No Information Submitted | No Information Submitted | N |  | 2021-01-21
Sungrow Power Supply Co., Ltd. |  | ST1096KWH-250 | Lithium Ion | TUV Rheinland of North America | 2019-02-11 | Ed. 1 : 2016 | Y | Y | Y | N | N | N | 250 kW, 1096 kWh, 480 Vac lithium-ion energy storage system | 1096 | 250 | 480 | 250 | CSA Group | [05/11/2018];[04/29/2019] | [DSP_SC250-V13_V1_B_M];[DSP_SC250-V13_V1_C_M] | [04/29/2019] | No Information Submitted | No Information Submitted | No Information Submitted | No Information Submitted | No Information Submitted | No Information Submitted | N |  | 2019-09-27
SunPower | SunPower | EQS-BASE 13-11-A | Lithium Iron Phosphate | Intertek | 2020-06-15 | Ed.1:2016 | Y | Y | Y | Y | Y* | Y | 6.8 kW, 13 kWh, 240 Vac lithium iron phosphate energy storage system | 13 | 6.8 | 240 | 6.8 | CSA Group | [03/15/2020] | [V1.06 BN386] | [03/15/2020] | 2020-07-21 | CSA Group | 2019-12-18 | 2020-07-21 | 87 | Basic, TOU, Advanced DR | Y |  | 2020-07-21 | 2021-03-11
SunPower | SunPower | SV-BASE13-12-0 | Lithium Iron Phosphate | Intertek | 2020-08-26 | Ed. 1 : 2016 | Y | Y | Y | Y | Y* | Y | 6 kW, 13 kWh, 240 Vac lithium iron phosphate energy storage system | 13 | 6 | 240 | 6 | CSA Group | [03/15/2020] | [V1.06 BN386] | [03/15/2020] | 2020-09-21 | CSA Group | 2019-12-18 | 2020-09-21 | 87 | Basic, TOU, Advanced DR | Y |  | 2020-09-21 | 2020-10-12
SunPower | SunPower | SV-BASE13-12-A | Lithium Iron Phosphate | Intertek | 2020-10-19 | Ed.1:2016 | Y | Y | Y | Y | Y* | Y | 6 kW, 13 kWh, 240 Vac lithium iron phosphate energy storage system | 13 | 6 | 240 | 6 | CSA Group | [03/15/2020];[09/18/2020] | [V1.06 BN386];[V1.09BN09] | [03/15/2020];[09/18/2020] | 2021-03-01 | CSA Group | 2019-12-18 | 2021-03-01 | 87 | Basic, TOU, Advanced DR | Y |  | 2021-03-01 | 2021-04-01
SunPower | SunPower | SV-ENERGY13-12-A | Lithium Iron Phosphate | Intertek | 2020-12-02 | Ed. 1 : 2016 | N | N | N | N | N | N | 6 kW, 13 kWh, XX Vdc lithium ion energy storage system. This system is an energy capacity expansion for the base model SV-BASE13-12-A. This system consists of two batteries, fan, terminal block and breaker. | 13 | 6 | Not Applicable | 6 | No Information Submitted | No Information Submitted | No Information Submitted | No Information Submitted | No Information Submitted | No Information Submitted | No Information Submitted | No Information Submitted | 87 | Basic, TOU, Advanced DR | Y | This system is only used with SunVault ALL-in-One energy storage system SV-BASE13-12-A. | 2021-01-21 | 2021-04-01
Tesla Inc. |  | 1850000-XX-Y | Lithium Ion | TUV Rheinland of North America | 2021-03-23 | Ed.1:2016 | Y | Y | Y | Y | Y* | Y | 7.6 kW, 13.5 kWh, 240 Vac split phase, Lithium-Ion Energy Storage System capable of PCS functionality; 9.6 kW off-grid. The PV inverter 1538000-XX-Y is a component of this system. | 13.5 | 7.6 | 240 | 5 | Intertek | [10/26/2020] | [3700b98cf516d8d8421d23891e9ad8d5, 1217B43E9B859EAB26ECB10B5FBECC64/D85CAB80] | [10/26/2020] | 2021-05-03 | Intertek | 2020-10-22 | 2021-05-03 | No Information Submitted | No Information Submitted | N |  | 2021-05-03 | 2021-10-21
Tesla Inc. |  | AC Powerwall 1092170-xx-y | Lithium Ion | Intertek | 2018-07-17 | Ed. 1 : 2016 | Y | Y | Y | Y | Y* | Y | 5 kW, 13.5 kWh, 240 Vac Lithium-Ion Energy Storage System, where xx are numbers and y is a letter; capable of PCS functionality | 13.5 | 5 | 240 | 5 | Intertek | [7/17/2018] | [v2.32] | [7/17/2018] | 2020-07-13 | Intertek | 2020-03-20 | 2020-07-13 | No Information Submitted | No Information Submitted | N |  | 2020-07-13 | 2021-02-22
Tesla Inc. |  | AC Powerwall 2012170-xx-y | Lithium Ion | Intertek | 2018-07-17 | Ed. 1 : 2016 | Y | Y | Y | Y | Y* | Y | 5 kW, 13.5 kWh, 240 Vac Lithium-Ion Energy Storage System, where xx are numbers and y is a letter; capable of PCS functionality | 13.5 | 5 | 240 | 5 | Intertek | [7/17/2018] | [v2.32] | [7/17/2018] | 2020-07-13 | Intertek | 2020-03-20 | 2020-07-13 | No Information Submitted | No Information Submitted | N |  | 2020-07-13 | 2021-02-22
Tesla Inc. |  | AC Powerwall 3012170-xx-y | Lithium Ion | Intertek | 2020-10-26 | Ed. 1 : 2016 | Y | Y | Y | Y | Y* | Y | 5 kW, 13.5 kWh, 240 Vac Lithium-Ion Energy Storage System, where xx are numbers and y is a letter; capable of PCS functionality | 13.5 | 5 | 240 | 5 | Intertek | [10/26/2020] | [3700b98cf516d8d8421d23891e9ad8d5] | [10/26/2020] | 2021-03-11 | Intertek | 2020-10-22 | 2021-03-11 | No Information Submitted | No Information Submitted | N |  | 2021-03-11 | 2021-05-11
Tesla Inc. |  | 1462965-XX-Y [480V, 2hr] | Lithium Ion | TUV Rheinland of North America | 2020-06-26 | Ed.1:2016 | Y | Y | Y | Y | Y* | Y | 71.5 kW, 168.6 kWh, 480 Vac Lithium-Ion Energy Storage System, where xx are numbers and y is a letter. 2 hour system based on 168.6 kWh energy capacity and 84.3 kW max discharge rate. | 168.6 | 71.5 | 480 | 84.3 | Intertek | [07/22/2020] | [1217B43E9B859EAB26ECB10B5FBECC64] | [07/22/2020] | 2020-11-12 | Intertek | 2020-03-20 | 2020-11-12 | No Information Submitted | No Information Submitted | N | The Megapack System scales up to 2.5 MWh+. A single 2 hour Megapack can consist from 1 to 22 inverters and from 1 to 15 battery pods. | 2020-11-12 | 2021-01-21
Tesla Inc. |  | 1462965-XX-Y [505V, 2hr] | Lithium Ion | TUV Rheinland of North America | 2020-07-28 | Ed.1:2016 | Y | Y | Y | Y | Y* | Y | 75.224 kW, 168.6 kWh, 505 Vac Lithium-Ion Energy Storage System, where xx are numbers and y is a letter. 2 hour system based on 168.6 kWh energy capacity and 84.3 kW max discharge rate. | 168.6 | 75.224 | 505 | 84.3 | Intertek | [07/22/2020] | [1217B43E9B859EAB26ECB10B5FBECC64] | [07/22/2020] | 2020-11-12 | Intertek | 2020-03-20 | 2020-11-12 | No Information Submitted | No Information Submitted | N | The Megapack System scales up to 2.5 MWh+. A single 2 hour Megapack can consist from 1 to 22 inverters and from 1 to 15 battery pods. | 2020-11-12 | 2021-01-21
Tesla Inc. |  | 1462965-XX-Y [480V, 4hr] | Lithium Ion | TUV Rheinland of North America | 2020-06-26 | Ed.1:2016 | Y | Y | Y | Y | Y* | Y | 71.5 kW, 174.4 kWh, 480 Vac Lithium-Ion Energy Storage System, where xx are numbers and y is a letter. 4 hour system based on 174.4 kWh energy capacity and 43.6 kW max discharge rate. | 174.4 | 71.5 | 480 | 43.6 | Intertek | [07/22/2020] | [1217B43E9B859EAB26ECB10B5FBECC64] | [07/22/2020] | 2020-11-12 | Intertek | 2020-03-20 | 2020-11-12 | No Information Submitted | No Information Submitted | N | The Megapack System scales up to 2.5 MWh+. A single 4 hour Megapack can consist from 1 to 22 inverters and from 1 to 17 battery pods. | 2020-11-12 | 2021-01-21
Tesla Inc. |  | 1462965-XX-Y [505V, 4hr] | Lithium Ion | TUV Rheinland of North America | 2020-07-28 | Ed.1:2016 | Y | Y | Y | Y | Y* | Y | 75.224 kW, 174.4 kWh, 505 Vac Lithium-Ion Energy Storage System, where xx are numbers and y is a letter. 4 hour system based on 174.4 kWh energy capacity and 43.6 kW max discharge rate. | 174.4 | 75.224 | 505 | 43.6 | Intertek | [07/22/2020] | [1217B43E9B859EAB26ECB10B5FBECC64] | [07/22/2020] | 2020-11-12 | Intertek | 2020-03-20 | 2020-11-12 | No Information Submitted | No Information Submitted | N | The Megapack System scales up to 2.5 MWh+. A single 4 hour Megapack can consist from 1 to 22 inverters and from 1 to 17 battery pods. | 2020-11-12 | 2021-01-21
Tesla Inc. |  | Powerpack 2 system [2hr] | Lithium Ion | TUV Rheinland of North America | 2018-01-30 | Ed. 1 : 2016 | Y | Y | Y | Y | Y* | Y | 70 kW, 223 kWh, 480 Vac Lithium-Ion Energy Storage System with PCS functionality. 2 hour system based on 223 kWh energy capacity and 111.5 kW max discharge rate. | 223 | 70 | 480 | 111.5 | Intertek | [1/4/2019] | [1217B43E9B859EAB26ECB10B5FBECC64] | [1/4/2019] | 2020-07-13 | Intertek | 2020-03-20 | 2020-07-13 | No Information Submitted | No Information Submitted | N | The Powerpack System scales from 100 kWh+ to 100 MWh+. A single Powerpack can consist from 1 to 10 inverters and from 1 to 20 battery pods. | 2020-07-13 | 2020-12-21
Tesla Inc. |  | Powerpack 2 system [4hr] | Lithium Ion | TUV Rheinland of North America | 2018-01-30 | Ed. 1 : 2016 | Y | Y | Y | Y | Y* | Y | 70 kW, 232 kWh, 480 Vac Lithium-Ion Energy Storage System with PCS functionality. 4 hour system based on 232 kWh energy capacity and 58 kW max discharge rate. | 232 | 70 | 480 | 58 | Intertek | [1/4/2019] | [1217B43E9B859EAB26ECB10B5FBECC64] | [1/4/2019] | 2020-07-13 | Intertek | 2020-03-20 | 2020-07-13 | No Information Submitted | No Information Submitted | N | The Powerpack System scales from 100 kWh+ to 100 MWh+. A single Powerpack can consist from 1 to 10 inverters and from 1 to 20 battery pods. | 2020-07-13 | 2020-12-21
Villara Energy Systems, LLC | VillaGrid | VES20BC22S5P-S12K | Lithium Titanate Oxide | Intertek | 2021-01-29 | Ed. 1 : 2016 | N | N | N | N | N | N | 8 kW, 5.75 kWh, LTO energy storage system | 5.75 | 8 | 240 | 8 | No Information Submitted | No Information Submitted | No Information Submitted | No Information Submitted | No Information Submitted | No Information Submitted | No Information Submitted | No Information Submitted | 92.4 | Basic, TOU, Advanced Control | Y |  | 2021-10-01 | 2021-10-11
Villara Energy Systems, LLC | VillaGrid | VES20BC22S5P-S8K | Lithium Titanate Oxide | Intertek | 2021-01-29 | Ed. 1 : 2016 | N | N | N | N | N | N | 8 kW, 5.75 kWh, LTO energy storage system | 5.75 | 8 | 240 | 8 | No Information Submitted | No Information Submitted | No Information Submitted | No Information Submitted | No Information Submitted | No Information Submitted | No Information Submitted | No Information Submitted | 92.4 | Basic, TOU, Advanced Control | Y |  | 2021-10-01 | 2021-10-11
Villara Energy Systems, LLC | VillaGrid | VES20BC22S10P-S12K | Lithium Titanate Oxide | Intertek | 2021-01-29 | Ed. 1 : 2016 | N | N | N | N | N | N | 8 kW, 11.5 kWh, LTO energy storage system | 11.5 | 8 | 240 | 8 | No Information Submitted | No Information Submitted | No Information Submitted | No Information Submitted | No Information Submitted | No Information Submitted | No Information Submitted | No Information Submitted | 91.7 | Basic, TOU, Advanced Control | Y |  | 2021-10-01 | 2021-10-11
Villara Energy Systems, LLC | VillaGrid | VES20BC22S10P-S8K | Lithium Titanate Oxide | Intertek | 2021-01-29 | Ed. 1 : 2016 | N | N | N | N | N | N | 8 kW, 11.5 kWh, LTO energy storage system | 11.5 | 8 | 240 | 8 | No Information Submitted | No Information Submitted | No Information Submitted | No Information Submitted | No Information Submitted | No Information Submitted | No Information Submitted | No Information Submitted | 91.7 | Basic, TOU, Advanced Control | Y |  | 2021-10-01 | 2021-10-11