## Status (hidden)
91.46%
23621
Section | Have Read | Tables Updated | Notes | Status
EXECUTIVE SUMMARY |  |  |  | 100%
Introduction | 1 | 1 |  | 100% | Initial Surveys Completed | 24220 |  | 24220
Overview | 1 | 1 | footnote says chapter 6 discusses site accounting - also need to update future research topics or remove | 100% | Consolidation Survey-sites | 23556 |  | 22957 | surveys
Background | 1 | 1 |  | 100% | Remove Non-Commercial Sites | 23251 | 2.742% | 664 | combined sites
Project Objectives | 1 | 1 |  | 100% | Remove Unusable Pretest Sites and Sites that Failed Quality Control | 23031 | 1.259% | 305 | 212 from Make working data set (notok.xlsx) and 74 from QC.R (noncommercials.csv), and 23 from frame/ag remap noncommercial(memory or official frame file) - 18 were 115x NAICS codes which were part of frame but CEC decided to remove at the end of the survey, based on survey results. Nearly half were cellular phone stores that, upon review, had the main source of revenue from celling plans rather than cell phones or accessories, thus were deemed to be TCU, the other half are sites that have legitimate commercial and manufacturing activities on site. In these cases, the manufacturing process took most of site energy so the sites were deemed manufacturing. Oh, the 1 is the wastewater plant in SMUD that was accidentally marked commercial.
Summary of the Project Scope and Methods | 1 | 1 | check that final count is over 24000 | 100% | Remove Online Surveys that Fail Quality Control | 22957 | 0.4624% | 112 | online surveys that didn't pass QC
Survey Design | 1 | 1 |  | 100% | Final Survey Count | 22957 | 0.3675% | 89 | pretest sites that could not be used in final sample | 69 form Rosy's review and 3 sites dropped from Sasha in QC.R, 2 with final qc score under 85 in make working dataset
Collection of Survey Data | 1 | 1 |  | 100% |  |  | 0.3055% | 74 | fail quality control and cannot be remediated
Analysis of Segment-Level End-Use Energy Consumption | 1 | 1 |  | 100% |  |  | 0.07845% | 19 | could not complete entire survey and customer was not available to follow-up to complete survey (notoks.xlsx in make working dataset)
Overview of Statewide Energy Usage | 1 | 1 |  | 100%
Definitions | 1 | 1 |  | 100% |  |  |  | 212 | 74 | 286 | 0.011808
Results | 1 | 1 |  | 100%
Recommendations | 1 | 1 |  | 75%
Lessons Learned | 1 | 1 |  | 50% |  |  |  | 609 | total completed online surveys
Recommendations for Additional Commercial Sector Research | 1 | 1 |  | 25% |  |  |  | 497 | total usable
CHAPTER 1: Introduction |  |  |  | 100% |  |  |  | 112 | online surveys that didn't pass QC
Overview | 1 | 1 |  | 100% |  |  |  | 0.18391
Background | 1 | 1 |  | 100%
Project Objectives | 1 | 1 |  | 100%
Summary of Study | 1 | 1 |  | 100%
Survey Design | 1 | 1 |  | 100%
Sample Design | 1 | 1 |  | 100%
Survey Implementation | 1 | 1 |  | 100%
On-Site Data Collection | 1 | 1 |  | 100%
Data Validation | 1 | 1 |  | 100%
Survey Data Analysis | 1 | 1 |  | 100%
Sector-Level Results | 1 | 1 |  | 100%
Report Organization | 1 | 1 |  | 100%
CEUS Report Structure | 1 | 1 |  | 100%
CEUS Report Appendices | 1 | 1 |  | 100%
Affiliated Reports | 1 | 1 |  | 100%
CHAPTER 2: Sample Design |  |  |  | 100%
Introduction | 1 | 1 |  | 100%
Sampling Unit | 1 | 1 |  | 100%
Sample Frame for the Survey | 1 | 1 |  | 100%
Geographical Areas Covered by CEUS | 1 | 1 |  | 100%
Geographical Strata in Energy Commission Forecast Model | 1 | 1 |  | 100%
Building-types in Energy Commission Forecast Model | 1 | 1 |  | 100%
Vintages in Energy Commission Forecast Model | 1 | 1 |  | 100%
Sample Frame Stratification | 1 | 1 |  | 100%
Considerations for Sample Frame Stratification | 1 | 1 |  | 100%
Stratification Design | 1 | 1 |  | 100%
Alternative Stratifications Considered | 1 | 1 |  | 100%
Overall Sample Size | 1 | 1 |  | 100%
Sample Point Allocation | 1 | 1 |  | 100%
Post-Stratification Considerations | 1 | 1 |  | 100%
Sample Execution Considerations | 1 | 1 |  | 100%
Allocation Methodology | 1 | 1 |  | 100%
Sampling Algorithm | 1 | 1 |  | 100%
Allocation Among Utilities | 1 | 1 |  | 100%
Sample Allocation | 1 | 1 |  | 100%
Expansion Methodology and Post-Stratification | 1 | 1 |  | 100%
Sample Modifications in Response to Pandemic-Induces Stresses | 1 | 1 |  | 100%
CHAPTER 3: Survey Design and Implementation |  |  |  | 100%
Overview | 1 | 1 |  | 100%
Survey Instrument Design | 1 | 1 |  | 100%
Contact Information | 1 | 1 |  | 100%
Interview | 1 | 1 |  | 100%
Utility Meters | 1 | 1 |  | 100%
Other Energy / Service Accounts | 1 | 1 |  | 100%
Partition Drawing | 1 | 1 |  | 100%
Square Footage | 1 | 1 |  | 100%
End-Use by Whole Survey-Site | 1 | 1 |  | 100%
Photos and Notes | 1 | 1 |  | 100%
Submitting the Survey | 1 | 1 |  | 100%
Operations | 1 | 1 |  | 100%
Utility Engagement | 1 | 1 |  | 100%
Customer Recruitment Methodology | 1 | 1 |  | 100%
Integration with Sample Frame | 1 | 1 |  | 100%
Integration with Operations | 1 | 1 |  | 100%
Training | 1 | 1 |  | 100%
Field Staff Training | 1 | 1 |  | 100%
Call Center Training | 1 | 1 |  | 100%
The Pretest | 1 | 1 |  | 100%
Pretest Results | 1 | 1 |  | 100%
Tracking and Improvement Group | 1 | 1 |  | 100%
Survey Data Validation | 1 | 1 |  | 100%
CHAPTER 4: Electric and Natural Gas Consumption Data |  |  |  | 100%
Overview | 1 | 1 |  | 100%
Initial Assignment of Electric Consumption Data to Survey-Sites | 1 | 1 |  | 100%
Meter Reconciliation | 1 | 1 |  | 100%
Assignment of Gas Consumption Data to Survey Sites | 1 | 1 |  | 100%
Interval Meter Data Request | 1 | 1 |  | 100%
Weather Normalization | 1 | 1 |  | 100%
CHAPTER 5: Analysis of Commercial Data - Key Concepts |  |  |  | 100%
Overview | 1 | 1 |  | 100%
Definitions and Concepts | 1 | 1 |  | 100%
Expansion Weights | 1 | 1 |  | 100%
Building-Type | 1 | 1 |  | 100%
Forecast Zone | 1 | 1 |  | 100%
Total Floor Stock | 1 | 1 |  | 100%
Annual Energy Intensity | 1 | 1 |  | 100%
Annual Energy Consumption | 1 | 1 |  | 100%
End-Uses | 1 | 1 |  | 100%
End-Use Saturation and Penetration at the Survey-Site Level | 1 | 1 |  | 100%
End-Use Saturation and Penetration at Aggregated Levels | 1 | 1 |  | 100%
Fuel Shares | 1 | 1 |  | 100%
CHAPTER 6: Results |  |  |  | 100%
Introduction | 1 | 1 |  | 100%
Statewide Floor Stock and Electric Energy Usage | 1 | 1 |  | 100%
PG&E Floor Stock and Electric Energy Usage | 1 | 1 |  | 100%
SCE Floor Stock and Electric Energy Usage | 1 | 1 |  | 100%
SDG&E Floor Stock and Electric Energy Usage | 1 | 1 |  | 100%
LADWP Floor Stock and Electric Energy Usage | 1 | 1 |  | 100%
SMUD Floor Stock and Electric Energy Usage | 1 | 1 |  | 100%
Final Survey Count and Statistical Precision | 1 | 1 |  | 100%
Consolidating Survey-Sites | 1 | 1 |  | 100%
Noncommercial Survey-Sites | 1 | 1 |  | 100%
On-Site or Remote Surveys that Failed Quality Control | 1 | 1 |  | 100%
Online Surveys thar Failed Quality Control | 1 | 1 |  | 100%
Final Survey Count and Achieved Precision | 1 | 1 |  | 100%
Building-Type and End-Use Level Results | 1 | 1 |  | 100%
CHAPTER 7: Summary and Recommendations |  |  |  | 100%
Summary of Project Scope and Methods | 1 | 1 |  | 100%
Survey Design |  |  |  | 0%
Collection of On-Site Survey Data |  |  |  | 0%
Mining the 2018-2022 CEUS Dataset |  |  |  | 0%
Recommendations |  |  |  | 0%
Lessons Learned |  |  |  | 0%
Recommendations for Additional Research |  |  |  | 0%
CEUS APPENDICES |  |  |  | 0%
REFERENCES |  |  |  | 0%
ACRONYMS |  |  |  | 0%

## 2017 and 2022 Electric Usage2 (hidden)
| site_building_type_by_NAICS_1 | Ratio 2022 to 2017 | Official.GWh.2017 | Official.GWh.2022
2 | Restaurant | 0.67577 | 7995.4949 | 5403.1383
12 | Lodging | 0.70178 | 4137.721 | 2903.7903
4 | Retail | 0.72347 | 10406.285 | 7528.6257
3 | Miscellaneous | 0.76812 | 11529.1889 | 8855.8515
6 | Food Stores | 0.78825 | 8185.9331 | 6452.5874
8 | Health Care | 0.88021 | 6784.4183 | 5971.7423
7 | College | 0.88722 | 3227.8429 | 2863.8206
9 | School | 0.95089 | 4007.1676 | 3810.3918
10 | Office, Large | 0.95794 | 14675.3287 | 14058.1344
1 | Office, Small | 0.95794 | 6522.5608 | 6248.2441
11 | Ref. Warehouse | 0.99757 | 2000.0882 | 1995.2201
5 | Warehouse | 1.165 | 4938.8946 | 5753.648

## percent_surveyed_by_bldg_zone (hidden)
| site_forecast_zone_1 | site_building_type_by_NAICS_1 | Percent Surveyed | Surveyed_GWh | Total_GWh | Zone | NAICS-Classified GWh in Participating Utilities | Total GWh
1 | 13 | Office, Small | 0.99929 | 332.9938 | 333.2314 | 1 | 14510.7298 | 19436.9814 | 74.66%
2 | 13 | Restaurant | 0.99929 | 312.3273 | 312.5502 | 2 | 2246.4025 | 2418.3323 | 92.89%
3 | 13 | Miscellaneous | 0.99929 | 842.3465 | 842.9477 | 3 | 912.053 | 1022.6475 | 89.19%
4 | 13 | Retail | 0.99929 | 403.201 | 403.4887 | 4 | 5042.8984 | 8098.4077 | 62.27%
5 | 13 | Warehouse | 0.99929 | 140.7577 | 140.8581 | 5 | 5964.9839 | 6095.4612 | 97.86%
6 | 13 | Food Stores | 0.99929 | 321.5402 | 321.7697 | 6 | 2202.5579 | 2310.8104 | 95.32%
7 | 13 | College | 0.99929 | 77.3955 | 77.4507 | 7 | 14045.0782 | 17505.9914 | 80.23%
8 | 13 | Health Care | 0.99929 | 357.8574 | 358.1128 | 8 | 1725.5706 | 1909.3712 | 90.37%
9 | 13 | School | 0.99929 | 183.5861 | 183.7172 | 9 | 1160.9548 | 1295.8373 | 89.59%
10 | 4 | Retail | 0.93689 | 449.3783 | 479.6499 | 10 | 4287.0729 | 5234.9949 | 81.89%
11 | 13 | Office, Large | 0.99929 | 728.5893 | 729.1093 | 11 | 2491.9687 | 3938.9194 | 63.27%
12 | 7 | Restaurant | 0.84938 | 1231.5139 | 1449.8984 | 12c | 5903.6832 | 6057.3468 | 97.46%
13 | 13 | Refrigerated Warehouse | 0.99929 | 89.7761 | 89.8402 | 12i | 2301.6618 | 2361.5704 | 97.46%
14 | 13 | Lodging | 0.99929 | 72.8146 | 72.8666 | 16 | 4057.3295 | 5862.9753 | 69.2%
15 | 12c | College | 0.97463 | 303.6871 | 311.5916 | 17 | 1129.0637 | 1626.5936 | 69.41%
16 | 12i | Office, Large | 0.97463 | 258.8159 | 265.5524 |  | 67982.0089 | 85176.241 | 79.81%
17 | 12i | Lodging | 0.97463 | 147.254 | 151.0868 |  |  | 1.2529
18 | 12c | Office, Large | 0.97463 | 1544.444 | 1584.6435
19 | 12c | Lodging | 0.97463 | 349.0616 | 358.1472
20 | 12c | Health Care | 0.97463 | 500.2108 | 513.2305
21 | 12i | Health Care | 0.97463 | 405.0197 | 415.5617
22 | 12i | College | 0.97463 | 75.8086 | 77.7817
23 | 12c | Miscellaneous | 0.97463 | 600.0577 | 615.6763
24 | 12i | Refrigerated Warehouse | 0.97463 | 27.1929 | 27.9006
25 | 12i | Miscellaneous | 0.97463 | 242.4006 | 248.7099
26 | 12c | Refrigerated Warehouse | 0.97463 | 117.1939 | 120.2442
27 | 12i | School | 0.97463 | 187.0982 | 191.9681
28 | 12i | Retail | 0.97463 | 300.427 | 308.2466
29 | 12c | Food Stores | 0.97463 | 487.412 | 500.0986
30 | 12c | Retail | 0.97463 | 466.5164 | 478.6591
31 | 12c | Office, Small | 0.97463 | 771.6801 | 791.7657
32 | 12i | Food Stores | 0.97463 | 214.5328 | 220.1167
33 | 12c | Warehouse | 0.97463 | 188.0037 | 192.8972
34 | 12c | School | 0.97463 | 198.3206 | 203.4826
35 | 12i | Warehouse | 0.97463 | 41.3844 | 42.4615
36 | 12c | Restaurant | 0.97463 | 377.0953 | 386.9105
37 | 12i | Restaurant | 0.97463 | 171.7102 | 176.1796
38 | 12i | Office, Small | 0.97463 | 230.0176 | 236.0046
39 | 7 | Miscellaneous | 0.74959 | 1407.4337 | 1877.6139
40 | 8 | College | 0.90374 | 181.9832 | 201.3672
41 | 7 | Health Care | 0.83845 | 1241.0318 | 1480.156
42 | 7 | College | 0.8591 | 543.5624 | 632.7104
43 | 10 | Health Care | 0.75052 | 472.0641 | 628.9807
44 | 7 | Office, Large | 0.82227 | 2944.3415 | 3580.748
45 | 10 | Lodging | 0.83775 | 165.6048 | 197.6789
46 | 11 | Health Care | 0.65582 | 221.4515 | 337.6688
47 | 10 | College | 0.82925 | 72.8708 | 87.8757
48 | 8 | Health Care | 0.90374 | 128.7865 | 142.5043
49 | 11 | Lodging | 0.80169 | 91.9246 | 114.6637
50 | 8 | Office, Large | 0.90374 | 378.9839 | 419.3517
51 | 10 | Warehouse | 0.83368 | 1006.7676 | 1207.6217
52 | 7 | Lodging | 0.75148 | 421.9092 | 561.4406
53 | 9 | Health Care | 0.89591 | 110.1296 | 122.9247
54 | 11 | Warehouse | 0.52653 | 229.8401 | 436.5189
55 | 10 | Retail | 0.82681 | 664.4668 | 803.6512
56 | 7 | Retail | 0.83537 | 1502.9474 | 1799.1426
57 | 11 | Refrigerated Warehouse | 0.73638 | 77.8655 | 105.7403
58 | 7 | Warehouse | 0.76042 | 827.217 | 1087.8485
59 | 9 | Miscellaneous | 0.89591 | 199.507 | 222.6862
60 | 9 | Warehouse | 0.89591 | 83.8951 | 93.6423
61 | 9 | College | 0.89591 | 29.9021 | 33.3762
62 | 7 | Refrigerated Warehouse | 0.42546 | 270.3455 | 635.4203
63 | 10 | Miscellaneous | 0.82516 | 316.5668 | 383.6439
64 | 9 | Retail | 0.89591 | 186.7209 | 208.4145
65 | 11 | School | 0.72078 | 223.5993 | 310.2169
66 | 7 | Office, Small | 0.82227 | 1501.1635 | 1825.6333
67 | 10 | Food Stores | 0.82186 | 378.9339 | 461.0711
68 | 8 | Refrigerated Warehouse | 0.90374 | 32.669 | 36.1488
69 | 11 | College | 0.15238 | 32.1266 | 210.8323
70 | 8 | Miscellaneous | 0.90374 | 142.8634 | 158.0806
71 | 7 | Food Stores | 0.84322 | 1324.5016 | 1570.7694
72 | 11 | Miscellaneous | 0.77174 | 390.3109 | 505.754
73 | 10 | Office, Large | 0.83503 | 298.377 | 357.3232
74 | 7 | School | 0.82531 | 829.1106 | 1004.61
75 | 11 | Office, Large | 0.59289 | 150.2815 | 253.471
76 | 8 | Lodging | 0.90374 | 64.0583 | 70.8816
77 | 9 | Lodging | 0.89591 | 27.1845 | 30.3429
78 | 10 | Refrigerated Warehouse | 0.61137 | 35.3345 | 57.7953
79 | 9 | Refrigerated Warehouse | 0.89591 | 49.6451 | 55.4129
80 | 10 | School | 0.85953 | 341.3359 | 397.1177
81 | 9 | Food Stores | 0.89591 | 118.2384 | 131.9756
82 | 8 | Retail | 0.90374 | 160.3185 | 177.3949
83 | 11 | Food Stores | 0.65543 | 284.1994 | 433.6095
84 | 8 | Food Stores | 0.90374 | 163.307 | 180.7018
85 | 9 | Office, Large | 0.89591 | 12.1679 | 13.5816
86 | 9 | School | 0.89591 | 172.3011 | 192.3195
87 | 8 | Warehouse | 0.90374 | 50.5273 | 55.9093
88 | 8 | School | 0.90374 | 83.5727 | 92.4745
89 | 11 | Retail | 0.64482 | 345.1328 | 535.2367
90 | 8 | Office, Small | 0.90374 | 217.7769 | 240.9736
91 | 10 | Restaurant | 0.80615 | 275.9926 | 342.3581
92 | 10 | Office, Small | 0.83503 | 258.7582 | 309.8775
93 | 11 | Restaurant | 0.68885 | 237.2776 | 344.4552
94 | 8 | Restaurant | 0.90374 | 120.7239 | 133.5829
95 | 9 | Restaurant | 0.89591 | 80.8653 | 90.2604
96 | 9 | Office, Small | 0.89591 | 90.3978 | 100.9004
97 | 11 | Office, Small | 0.59289 | 207.9588 | 350.752
98 | 1 | Food Stores | 0.93636 | 1019.1545 | 1088.4186
99 | 4 | Warehouse | 0.92181 | 1056.6716 | 1146.3042
100 | 4 | Food Stores | 0.92747 | 495.6472 | 534.4052
101 | 4 | Refrigerated Warehouse | 0.96941 | 134.2174 | 138.452
102 | 4 | Lodging | 0.96123 | 162.5033 | 169.0585
103 | 1 | Health Care | 0.8153 | 1073.6712 | 1316.9096
104 | 4 | Miscellaneous | 0.81923 | 813.2262 | 992.666
105 | 1 | Office, Small | 0.8061 | 928.3511 | 1151.6635
106 | 4 | Restaurant | 0.94561 | 355.155 | 375.5847
107 | 1 | Lodging | 0.91988 | 396.8782 | 431.444
108 | 1 | Miscellaneous | 0.41167 | 1838.8472 | 4466.8273
109 | 1 | Restaurant | 0.94329 | 1027.798 | 1089.5901
110 | 1 | School | 0.84877 | 345.386 | 406.9265
111 | 4 | Office, Small | 0.82686 | 338.5454 | 409.4348
112 | 1 | College | 0.80747 | 520.6422 | 644.7824
113 | 1 | Retail | 0.88547 | 1127.6528 | 1273.5095
114 | 2 | Restaurant | 0.93234 | 174.0286 | 186.6574
115 | 5 | Restaurant | 0.97888 | 416.8029 | 425.7976
116 | 3 | Food Stores | 0.92094 | 73.4173 | 79.7204
117 | 6 | Office, Large | 0.95923 | 95.5712 | 99.6337
118 | 6 | Miscellaneous | 0.96067 | 291.5605 | 303.496
119 | 1 | Warehouse | 0.89992 | 1019.8301 | 1133.2413
120 | 6 | Retail | 0.93191 | 234.3742 | 251.4987
121 | 5 | Retail | 0.97888 | 669.6356 | 684.0866
122 | 1 | Office, Large | 0.8061 | 5011.5209 | 6217.0288
123 | 2 | School | 0.90374 | 66.6155 | 73.7109
124 | 6 | College | 0.96205 | 91.5954 | 95.2082
125 | 5 | School | 0.97888 | 376.0104 | 384.1249
126 | 6 | Restaurant | 0.94821 | 207.312 | 218.635
127 | 2 | Miscellaneous | 0.95591 | 281.2649 | 294.239
128 | 2 | Lodging | 0.92818 | 435.7463 | 469.4656
129 | 2 | College | 0.9769 | 34.7836 | 35.6059
130 | 1 | Refrigerated Warehouse | 0.9278 | 200.9976 | 216.6397
131 | 4 | Health Care | 0.92435 | 345.8024 | 374.1014
132 | 4 | School | 0.85704 | 188.0582 | 219.4278
133 | 5 | Office, Small | 0.97696 | 381.2697 | 390.2617
134 | 5 | Miscellaneous | 0.97888 | 829.9388 | 847.8492
135 | 2 | Food Stores | 0.93009 | 296.4845 | 318.7682
136 | 5 | Lodging | 0.97888 | 161.4111 | 164.8944
137 | 5 | Food Stores | 0.97888 | 531.6615 | 543.1349
138 | 5 | Warehouse | 0.97888 | 605.5309 | 618.5985
139 | 5 | Office, Large | 0.97696 | 492.34 | 503.9516
140 | 4 | College | 0.16965 | 514.0291 | 3029.9443
141 | 5 | Health Care | 0.97888 | 557.7049 | 569.7404
142 | 4 | Office, Large | 0.82686 | 189.6643 | 229.3789
143 | 6 | Refrigerated Warehouse | 0.97431 | 162.6152 | 166.9024
144 | 3 | Warehouse | 0.94825 | 143.5664 | 151.4016
145 | 3 | Retail | 0.93463 | 247.7284 | 265.0537
146 | 3 | Health Care | 0.92847 | 33.9184 | 36.5316
147 | 3 | Miscellaneous | 0.67554 | 101.1592 | 149.7447
148 | 3 | Office, Small | 0.92509 | 76.0702 | 82.2304
149 | 2 | Office, Small | 0.92021 | 214.3426 | 232.9279
150 | 2 | Warehouse | 0.95044 | 89.8687 | 94.5553
151 | 6 | Office, Small | 0.95923 | 236.6678 | 246.7279
152 | 2 | Retail | 0.92146 | 216.8552 | 235.3378
153 | 2 | Health Care | 0.94341 | 214.1335 | 226.9773
154 | 6 | Lodging | 0.95448 | 211.2268 | 221.3011
155 | 5 | College | 0.97888 | 300.4119 | 306.8949
156 | 6 | Warehouse | 0.97413 | 143.2356 | 147.0395
157 | 3 | Restaurant | 0.91163 | 56.4149 | 61.8833
158 | 5 | Refrigerated Warehouse | 0.97888 | 642.2662 | 656.1266
159 | 3 | College | 0.88322 | 52.2318 | 59.1381
160 | 6 | Food Stores | 0.94196 | 280.9089 | 298.2165
161 | 2 | Office, Large | 0.92021 | 190.8765 | 207.427
162 | 2 | Refrigerated Warehouse | 0.73611 | 31.4025 | 42.6598
163 | 6 | Health Care | 0.9472 | 159.6957 | 168.5973
164 | 6 | School | 0.93844 | 87.7945 | 93.5541
165 | 3 | School | 0.94251 | 77.0577 | 81.7578
166 | 3 | Lodging | 0.91213 | 44.6932 | 48.9985
167 | 3 | Office, Large | 0.92509 | 3.3824 | 3.6563
168 | 3 | Refrigerated Warehouse | 0.95345 | 2.4132 | 2.531
169 | 16 | Office, Large | 0.69203 | 1562.2292 | 2257.4729
170 | 16 | Health Care | 0.69203 | 107.7319 | 155.6761
171 | 16 | School | 0.69203 | 340.236 | 491.6522
172 | 17 | Office, Large | 0.69413 | 196.5488 | 283.1594
173 | 16 | Lodging | 0.69203 | 142.5426 | 205.9788
174 | 16 | Refrigerated Warehouse | 0.69203 | 101.9631 | 147.3401
175 | 17 | Retail | 0.69413 | 200.714 | 289.1601
176 | 16 | Retail | 0.69203 | 352.5565 | 509.4558
177 | 17 | Health Care | 0.69413 | 42.5328 | 61.2752
178 | 16 | Miscellaneous | 0.69203 | 430.2612 | 621.7416
179 | 16 | Food Stores | 0.69203 | 306.2881 | 442.5964
180 | 17 | Refrigerated Warehouse | 0.69413 | 19.3225 | 27.837
181 | 17 | College | 0.69413 | 10.9515 | 15.7774
182 | 17 | Food Stores | 0.69413 | 156.36 | 225.2611
183 | 17 | Warehouse | 0.69413 | 53.3263 | 76.8249
184 | 16 | Office, Small | 0.69203 | 357.4321 | 516.5013
185 | 17 | School | 0.69413 | 110.309 | 158.9174
186 | 16 | Warehouse | 0.69203 | 73.2254 | 105.8131
187 | 17 | Lodging | 0.69413 | 8.9771 | 12.9329
188 | 16 | College | 0.69203 | 21.8389 | 31.558
189 | 17 | Miscellaneous | 0.69413 | 128.107 | 184.5582
190 | 17 | Office, Small | 0.69413 | 104.8184 | 151.0074
191 | 16 | Restaurant | 0.69203 | 261.0245 | 377.189
192 | 17 | Restaurant | 0.69413 | 97.0963 | 139.8824

## oldmap (hidden)
LADWP
SMUD

## Readme
This workbook contains presents results at the statewide level. The values form the original survey have been scaled to represent commercial entities that were not included in the sample frame for one of three reasons: 1) Utility customer databases do not have NAICS codes for 100% of nonresidential customers. Typically, a small portion of accounts will lack NAICS codes. 2) Some commercial facilities within the surveyed area receive electric service from utilities that did not participate in CEUS. 3) Forecast Zones 0, 14, 15, 18, 19, and 20 were not included in the CEUS sample frame. The values in this appendix represent floorspace, energy usage, and energy intensities that prevailed in year 2022.

## Statewide
Planning Area: | global scale factor | 1.0575 | Table 6-1: Overview of Energy Usage in Statewide Service Area | [5 empty] | Figure 6-1: Electricity Use by Building Type
Statewide |  |  | Building Type | Floor Stock (kft2) | Annual Electric Intensity (kWh/ft2) | Annual Electric Usage (GWh) | Annual Gas Intensity (kBTU/ft2) | Annual Gas Usage (MTherms) | Building Type | Percent
|  |  | College | 384439.5726 | 11.6427 | 4475.925 | 56.1741 | 202.4753 | College | 4.525%
|  |  | Food Stores | 241676.1967 | 36.6779 | 8864.1737 | 57.4196 | 138.7695 | Food Stores | 8.962%
motor large office | 78.53% |  | Health Care | 480001.5673 | 17.0393 | 8178.8987 | 61.7538 | 281.3485 | Health Care | 8.269%
motor restaurant | 6.218% |  | Lodging | 471705.9011 | 9.573 | 4515.6203 | 33.9061 | 159.1733 | Lodging | 4.565%
8.8 | billion sqft commercial floor space |  | Miscellaneous | 1704294.1057 | 9.8072 | 16714.3023 | 32.6754 | 551.2138 | Miscellaneous | 16.9%
19.35% | Miscellaneous | floorspace | Office, Large | 1321787.0615 | 12.5271 | 16558.179 | 18.0173 | 236.9313 | Office, Large | 16.74%
15% | Office, Large | floorspace | Office, Small | 771141.35 | 8.9108 | 6871.4758 | 18.4127 | 141.9876 | Office, Small | 6.947%
14.22% | Warehouse | floorspace | Ref. Warehouse | 145618.5192 | 18.0039 | 2621.7049 | 3.5625 | 5.1629 | Ref. Warehouse | 2.651%
16.9% | Miscellaneous | electric usage | Restaurant | 223830.7293 | 36.7653 | 8229.2113 | 206.7252 | 462.7145 | Restaurant | 8.32%
16.74% | Office, Large | electric usage | Retail | 1126373.4 | 9.4551 | 10649.982 | 7.1281 | 78.2666 | Retail | 10.77%
10.77% | Retail | electric usage | School | 686284.8173 | 6.9962 | 4801.3859 | 10.5015 | 72.0703 | School | 4.854%
23.16% | Miscellaneous | gas usage | Warehouse | 1252308.0076 | 5.1331 | 6428.2641 | 4.1031 | 49.5657 | Warehouse | 6.499%
19.44% | Restaurant | gas usage | All Commercial | 8809461.2283 | 11.2276 | 98909.123 | 27.4748 | 2379.6792
11.82% | Health Care | gas usage | All Office | 2092928.4115 | 11.1947 | 23429.6548 | 18.1635 | 378.9189
|  |  | All Warehouse | 1397926.5268 | 6.4739 | 9049.969 | 4.0452 | 54.7285
Table 6-2: All Commercial End-Use Penetration/Saturation and Fuel Share
|  | End-Use | End-Use | Percent Saturation | Electric | Gas | Other
All Commercial |  | Heating | Heating | 76.33% | 28.66% | 69.47% | 1.862%
All Commercial |  | Cooling | Cooling | 75.68% | 99.92% | 0.05966% | 0.01562%
All Commercial |  | Ventilation | Ventilation | 79.43% | 100% | 0% | 0%
All Commercial |  | Refrigerated Floor Space | Refrigerated Floor Space | 1.123% | 100% | 0% | 0%
All Commercial |  | Frozen Floor Space | Frozen Floor Space | 0.4959% | 100% | 0% | 0%
All Commercial |  | Cooking, Major | Commercial Cooking Space | 3.573% | 28.8% | 69.12% | 2.074%
All Commercial |  | Water Heating | Water Heating | 95.1% | 40.24% | 57.98% | 1.778%
All Commercial |  |  | End-Use | Percent Penetration | Electric | Gas | Other
All Commercial |  | Interior Lighting | Interior Lighting | 100% | 100% | 0% | 0%
All Commercial |  | Exterior Lighting | Exterior Lighting | 77.75% | 100% | 0% | 0%
All Commercial |  | Office Equipment | Office Equipment | 99.81% | 100% | 0% | 0%
All Commercial |  | Cooking, Minor | Residential-grade Cooking Equipment | 95.92% | 98.81% | 1.192% | 0%
All Commercial |  | Freezers, Commercial | Commercial-grade Freezers | 25.36% | 100% | 0% | 0% |  | Figure 6-1: Electricity Use by Building Type
All Commercial |  | Refrigerators, Commercial | Commercial-grade Refrigerators | 89.82% | 100% | 0% | 0% |  | Building Type | Percent
All Commercial |  | Refrigerators, Residential | Residential-grade Refrigerators | 84.77% | 100% | 0% | 0% |  | College | 8.509%
All Commercial |  | Miscellaneous | Miscellaneous Electric Equipment | 96.81% | 100% | 0% | 0% |  | Food Stores | 5.831%
All Commercial |  | Motors | Motors | 20.57% | 100% | 0% | 0% |  | Health Care | 11.82%
All Commercial |  | Air Compressors | Air Compressors | 22.36% | 100% | 0% | 0% |  | Lodging | 6.689%
[9 empty] | Miscellaneous | 23.16%
|  |  | Table 6-3: College End-Use Penetration/Saturation and Fuel Share | [5 empty] | Office, Large | 9.956%
|  | End-Use | End-Use | Percent Saturation | Electric | Gas | Other |  | Office, Small | 5.967%
College |  | Heating | Heating | 98.31% | 13.18% | 86.06% | 0.759% |  | Ref. Warehouse | 0.217%
College |  | Cooling | Cooling | 93.16% | 100% | 0% | 0% |  | Restaurant | 19.44%
College |  | Ventilation | Ventilation | 98.87% | 100% | 0% | 0% |  | Retail | 3.289%
College |  | Refrigerated Floor Space | Refrigerated Floor Space | 0% | 100% | 0% | 0% |  | School | 3.029%
College |  | Frozen Floor Space | Frozen Floor Space | 0% | 100% | 0% | 0% |  | Warehouse | 2.083%
College |  | Cooking, Major | Commercial Cooking Space | 1.284% | 25.9% | 74.04% | 0.05186%
College |  | Water Heating | Water Heating | 97.9% | 14.33% | 77.1% | 8.569%
College |  |  | End-Use | Percent Penetration | Electric | Gas | Other
College |  | Interior Lighting | Interior Lighting | 100% | 100% | 0% | 0%
College |  | Exterior Lighting | Exterior Lighting | 77.56% | 100% | 0% | 0%
College |  | Office Equipment | Office Equipment | 100% | 100% | 0% | 0%
College |  | Cooking, Minor | Residential-grade Cooking Equipment | 89.35% | 98.48% | 1.516% | 0%
College |  | Freezers, Commercial | Commercial-grade Freezers | 7.857% | 100% | 0% | 0%
College |  | Refrigerators, Commercial | Commercial-grade Refrigerators | 81.71% | 100% | 0% | 0%
College |  | Refrigerators, Residential | Residential-grade Refrigerators | 85.29% | 100% | 0% | 0%
College |  | Miscellaneous | Miscellaneous Electric Equipment | 96.72% | 100% | 0% | 0%
College |  | Motors | Motors | 10.67% | 100% | 0% | 0% |  | Table 6-3: College End-Use Penetration/Saturation and Fuel Share | 0% | 0%
College |  | Air Compressors | Air Compressors | 4.315% | 100% | 0% | 0% |  | Table 6-4: Food Stores End-Use Penetration/Saturation and Fuel Share | 4.065% | 3.836%
[9 empty] | Table 6-5: Health Care End-Use Penetration/Saturation and Fuel Share | 0% | 0%
|  |  | Table 6-4: Food Stores End-Use Penetration/Saturation and Fuel Share | [5 empty] | Table 6-6: Lodging End-Use Penetration/Saturation and Fuel Share | 0% | 0%
|  | End-Use | End-Use | Percent Saturation | Electric | Gas | Other |  | Table 6-7: Miscellaneous End-Use Penetration/Saturation and Fuel Share | 0.002079% | 0.00117%
Food Stores |  | Heating | Heating | 81.15% | 35.67% | 63.39% | 0.9381% |  | Table 6-8: Large Office End-Use Penetration/Saturation and Fuel Share | 0.08723% | 0.01653%
Food Stores |  | Cooling | Cooling | 82.72% | 100% | 0% | 0% |  | Table 6-9: Small Office End-Use Penetration/Saturation and Fuel Share | 0.009426% | 0.03089%
Food Stores |  | Ventilation | Ventilation | 84.83% | 100% | 0% | 0% |  | Table 6-10: Restaurant End-Use Penetration/Saturation and Fuel Share | 2.141% | 1.407%
Food Stores |  | Refrigerated Floor Space | Refrigerated Floor Space | 4.065% | 100% | 0% | 0% |  | Table 6-11: Retail End-Use Penetration/Saturation and Fuel Share | 0.005456% | 0%
Food Stores |  | Frozen Floor Space | Frozen Floor Space | 3.836% | 100% | 0% | 0% |  | Table 6-12: School End-Use Penetration/Saturation and Fuel Share | 0.0006289% | 0.0006289%
Food Stores |  | Cooking, Major | Commercial Cooking Space | 4.336% | 30.1% | 67.85% | 2.054% |  | Table 6-13: Refrigerated Warehouse End-Use Penetration/Saturation and Fuel Share | 41.94% | 15.72%
Food Stores |  | Water Heating | Water Heating | 98.57% | 30.89% | 66.89% | 2.215% |  | Table 6-14: Unrefrigerated Warehouse End-Use Penetration/Saturation and Fuel Share | 1.747% | 0.6301%
Food Stores |  |  | End-Use | Percent Penetration | Electric | Gas | Other
Food Stores |  | Interior Lighting | Interior Lighting | 100% | 100% | 0% | 0%
Food Stores |  | Exterior Lighting | Exterior Lighting | 89.7% | 100% | 0% | 0%
Food Stores |  | Office Equipment | Office Equipment | 100% | 100% | 0% | 0%
Food Stores |  | Cooking, Minor | Residential-grade Cooking Equipment | 100% | 99.32% | 0.6789% | 0%
Food Stores |  | Freezers, Commercial | Commercial-grade Freezers | 87.14% | 100% | 0% | 0%
Food Stores |  | Refrigerators, Commercial | Commercial-grade Refrigerators | 99.64% | 100% | 0% | 0%
Food Stores |  | Refrigerators, Residential | Residential-grade Refrigerators | 99.95% | 100% | 0% | 0%
Food Stores |  | Miscellaneous | Miscellaneous Electric Equipment | 98.47% | 100% | 0% | 0%
Food Stores |  | Motors | Motors | 24.09% | 100% | 0% | 0%
Food Stores |  | Air Compressors | Air Compressors | 30.63% | 100% | 0% | 0%
Table 6-5: Health Care End-Use Penetration/Saturation and Fuel Share
|  | End-Use | End-Use | Percent Saturation | Electric | Gas | Other
Health Care |  | Heating | Heating | 98.66% | 17.47% | 81.42% | 1.106%
Health Care |  | Cooling | Cooling | 97.85% | 99.87% | 0.1305% | 0%
Health Care |  | Ventilation | Ventilation | 99.14% | 100% | 0% | 0%
Health Care |  | Refrigerated Floor Space | Refrigerated Floor Space | 0% | 100% | 0% | 0%
Health Care |  | Frozen Floor Space | Frozen Floor Space | 0% | 100% | 0% | 0%
Health Care |  | Cooking, Major | Commercial Cooking Space | 1.931% | 26.24% | 71.69% | 2.069%
Health Care |  | Water Heating | Water Heating | 99.98% | 10.95% | 87.7% | 1.351%
Health Care |  |  | End-Use | Percent Penetration | Electric | Gas | Other
Health Care |  | Interior Lighting | Interior Lighting | 100% | 100% | 0% | 0%
Health Care |  | Exterior Lighting | Exterior Lighting | 87.29% | 100% | 0% | 0%
Health Care |  | Office Equipment | Office Equipment | 100% | 100% | 0% | 0%
Health Care |  | Cooking, Minor | Residential-grade Cooking Equipment | 99.81% | 98.33% | 1.675% | 0%
Health Care |  | Freezers, Commercial | Commercial-grade Freezers | 37.65% | 100% | 0% | 0%
Health Care |  | Refrigerators, Commercial | Commercial-grade Refrigerators | 96.92% | 100% | 0% | 0%
Health Care |  | Refrigerators, Residential | Residential-grade Refrigerators | 99.46% | 100% | 0% | 0%
Health Care |  | Miscellaneous | Miscellaneous Electric Equipment | 97.7% | 100% | 0% | 0%
Health Care |  | Motors | Motors | 29.85% | 100% | 0% | 0%
Health Care |  | Air Compressors | Air Compressors | 13.14% | 100% | 0% | 0%
Table 6-6: Lodging End-Use Penetration/Saturation and Fuel Share
|  | End-Use | End-Use | Percent Penetation/Saturation | Electric | Gas | Other
Lodging |  | Heating | Heating | 99.11% | 40.24% | 56.6% | 3.16%
Lodging |  | Cooling | Cooling | 97.51% | 100% | 0% | 0%
Lodging |  | Ventilation | Ventilation | 99.25% | 100% | 0% | 0%
Lodging |  | Refrigerated Floor Space | Refrigerated Floor Space | 0% | 100% | 0% | 0%
Lodging |  | Frozen Floor Space | Frozen Floor Space | 0% | 100% | 0% | 0%
Lodging |  | Cooking, Major | Commercial Cooking Space | 1.427% | 29.96% | 63.9% | 6.139%
Lodging |  | Water Heating | Water Heating | 100% | 5.074% | 90.43% | 4.501%
Lodging |  |  | End-Use | Percent Penetration | Electric | Gas | Other
Lodging |  | Interior Lighting | Interior Lighting | 100% | 100% | 0% | 0%
Lodging |  | Exterior Lighting | Exterior Lighting | 99.57% | 100% | 0% | 0%
Lodging |  | Office Equipment | Office Equipment | 100% | 100% | 0% | 0%
Lodging |  | Cooking, Minor | Residential-grade Cooking Equipment | 99.55% | 98.76% | 1.24% | 0%
Lodging |  | Freezers, Commercial | Commercial-grade Freezers | 66.38% | 100% | 0% | 0%
Lodging |  | Refrigerators, Commercial | Commercial-grade Refrigerators | 98.9% | 100% | 0% | 0%
Lodging |  | Refrigerators, Residential | Residential-grade Refrigerators | 99.47% | 100% | 0% | 0%
Lodging |  | Miscellaneous | Miscellaneous Electric Equipment | 99.5% | 100% | 0% | 0%
Lodging |  | Motors | Motors | 61.27% | 100% | 0% | 0%
Lodging |  | Air Compressors | Air Compressors | 11.23% | 100% | 0% | 0%
Table 6-7: Miscellaneous End-Use Penetration/Saturation and Fuel Share
|  | End-Use | End-Use | Percent Penetation/Saturation | Electric | Gas | Other
Miscellaneous |  | Heating | Heating | 67.47% | 25.64% | 70.33% | 4.034%
Miscellaneous |  | Cooling | Cooling | 65.42% | 99.99% | 0.005388% | 0.008014%
Miscellaneous |  | Ventilation | Ventilation | 72.04% | 100% | 0% | 0%
Miscellaneous |  | Refrigerated Floor Space | Refrigerated Floor Space | 0.002079% | 100% | 0% | 0%
Miscellaneous |  | Frozen Floor Space | Frozen Floor Space | 0.00117% | 100% | 0% | 0%
Miscellaneous |  | Cooking, Major | Commercial Cooking Space | 1.273% | 33.72% | 59.19% | 7.089%
Miscellaneous |  | Water Heating | Water Heating | 92.8% | 38.99% | 58.96% | 2.049%
Miscellaneous |  |  | End-Use | Percent Penetration | Electric | Gas | Other
Miscellaneous |  | Interior Lighting | Interior Lighting | 100% | 100% | 0% | 0%
Miscellaneous |  | Exterior Lighting | Exterior Lighting | 85.69% | 100% | 0% | 0%
Miscellaneous |  | Office Equipment | Office Equipment | 99% | 100% | 0% | 0%
Miscellaneous |  | Cooking, Minor | Residential-grade Cooking Equipment | 94.02% | 98% | 2.005% | 0%
Miscellaneous |  | Freezers, Commercial | Commercial-grade Freezers | 13.7% | 100% | 0% | 0%
Miscellaneous |  | Refrigerators, Commercial | Commercial-grade Refrigerators | 88.85% | 100% | 0% | 0%
Miscellaneous |  | Refrigerators, Residential | Residential-grade Refrigerators | 91.25% | 100% | 0% | 0%
Miscellaneous |  | Miscellaneous | Miscellaneous Electric Equipment | 98.13% | 100% | 0% | 0%
Miscellaneous |  | Motors | Motors | 40.82% | 100% | 0% | 0%
Miscellaneous |  | Air Compressors | Air Compressors | 48.04% | 100% | 0% | 0%
Table 6-8: Large Office End-Use Penetration/Saturation and Fuel Share
|  | End-Use | End-Use | Percent Penetation/Saturation | Electric | Gas | Other
Office, Large |  | Heating | Heating | 91.63% | 12.58% | 85.57% | 1.846%
Office, Large |  | Cooling | Cooling | 91.34% | 100% | 0% | 0%
Office, Large |  | Ventilation | Ventilation | 92.52% | 100% | 0% | 0%
Office, Large |  | Refrigerated Floor Space | Refrigerated Floor Space | 0.08723% | 100% | 0% | 0%
Office, Large |  | Frozen Floor Space | Frozen Floor Space | 0.01653% | 100% | 0% | 0%
Office, Large |  | Cooking, Major | Commercial Cooking Space | 0.5211% | 31.25% | 68.42% | 0.3335%
Office, Large |  | Water Heating | Water Heating | 99.87% | 36.6% | 61.66% | 1.739%
Office, Large |  |  | End-Use | Percent Penetration | Electric | Gas | Other
Office, Large |  | Interior Lighting | Interior Lighting | 100% | 100% | 0% | 0%
Office, Large |  | Exterior Lighting | Exterior Lighting | 96.52% | 100% | 0% | 0%
Office, Large |  | Office Equipment | Office Equipment | 100% | 100% | 0% | 0%
Office, Large |  | Cooking, Minor | Residential-grade Cooking Equipment | 99.39% | 98.69% | 1.307% | 0%
Office, Large |  | Freezers, Commercial | Commercial-grade Freezers | 34.47% | 100% | 0% | 0%
Office, Large |  | Refrigerators, Commercial | Commercial-grade Refrigerators | 95.46% | 100% | 0% | 0%
Office, Large |  | Refrigerators, Residential | Residential-grade Refrigerators | 99.28% | 100% | 0% | 0%
Office, Large |  | Miscellaneous | Miscellaneous Electric Equipment | 97.91% | 100% | 0% | 0%
Office, Large |  | Motors | Motors | 78.53% | 100% | 0% | 0%
Office, Large |  | Air Compressors | Air Compressors | 27.64% | 100% | 0% | 0%
Table 6-9: Small Office End-Use Penetration/Saturation and Fuel Share
|  | End-Use | End-Use | Percent Penetation/Saturation | Electric | Gas | Other
Office, Small |  | Heating | Heating | 91.16% | 43.38% | 55.53% | 1.095%
Office, Small |  | Cooling | Cooling | 89.97% | 99.95% | 0.03523% | 0.01201%
Office, Small |  | Ventilation | Ventilation | 93.07% | 100% | 0% | 0%
Office, Small |  | Refrigerated Floor Space | Refrigerated Floor Space | 0.009426% | 100% | 0% | 0%
Office, Small |  | Frozen Floor Space | Frozen Floor Space | 0.03089% | 100% | 0% | 0%
Office, Small |  | Cooking, Major | Commercial Cooking Space | 0.4289% | 37.36% | 62.22% | 0.4119%
Office, Small |  | Water Heating | Water Heating | 92.75% | 49.93% | 49.12% | 0.9491%
Office, Small |  |  | End-Use | Percent Penetration | Electric | Gas | Other
Office, Small |  | Interior Lighting | Interior Lighting | 100% | 100% | 0% | 0%
Office, Small |  | Exterior Lighting | Exterior Lighting | 66.3% | 100% | 0% | 0%
Office, Small |  | Office Equipment | Office Equipment | 100% | 100% | 0% | 0%
Office, Small |  | Cooking, Minor | Residential-grade Cooking Equipment | 94.91% | 99.06% | 0.9397% | 0%
Office, Small |  | Freezers, Commercial | Commercial-grade Freezers | 5.974% | 100% | 0% | 0%
Office, Small |  | Refrigerators, Commercial | Commercial-grade Refrigerators | 84.56% | 100% | 0% | 0%
Office, Small |  | Refrigerators, Residential | Residential-grade Refrigerators | 92.63% | 100% | 0% | 0%
Office, Small |  | Miscellaneous | Miscellaneous Electric Equipment | 93.41% | 100% | 0% | 0%
Office, Small |  | Motors | Motors | 12.78% | 100% | 0% | 0%
Office, Small |  | Air Compressors | Air Compressors | 15.53% | 100% | 0% | 0%
Table 6-10: Restaurant End-Use Penetration/Saturation and Fuel Share
|  | End-Use | End-Use | Percent Penetation/Saturation | Electric | Gas | Other
Restaurant |  | Heating | Heating | 89.71% | 33.53% | 64.84% | 1.625%
Restaurant |  | Cooling | Cooling | 91.04% | 99.58% | 0% | 0.417%
Restaurant |  | Ventilation | Ventilation | 92.96% | 100% | 0% | 0%
Restaurant |  | Refrigerated Floor Space | Refrigerated Floor Space | 2.141% | 100% | 0% | 0%
Restaurant |  | Frozen Floor Space | Frozen Floor Space | 1.407% | 100% | 0% | 0%
Restaurant |  | Cooking, Major | Commercial Cooking Space | 100% | 26.97% | 71.49% | 1.534%
Restaurant |  | Water Heating | Water Heating | 99.98% | 19.1% | 79.41% | 1.489%
Restaurant |  |  | End-Use | Percent Penetration | Electric | Gas | Other
Restaurant |  | Interior Lighting | Interior Lighting | 100% | 100% | 0% | 0%
Restaurant |  | Exterior Lighting | Exterior Lighting | 84.83% | 100% | 0% | 0%
Restaurant |  | Office Equipment | Office Equipment | 100% | 100% | 0% | 0%
Restaurant |  | Cooking, Major | Residential-grade Cooking Equipment | 100% | 26.97% | 71.49% | 1.534%
Restaurant |  | Freezers, Commercial | Commercial-grade Freezers | 91.62% | 100% | 0% | 0%
Restaurant |  | Refrigerators, Commercial | Commercial-grade Refrigerators | 99.43% | 100% | 0% | 0%
Restaurant |  | Refrigerators, Residential | Residential-grade Refrigerators | 25.05% | 100% | 0% | 0%
Restaurant |  | Miscellaneous | Miscellaneous Electric Equipment | 98.34% | 100% | 0% | 0%
Restaurant |  | Motors | Motors | 6.218% | 100% | 0% | 0%
Restaurant |  | Air Compressors | Air Compressors | 5.25% | 100% | 0% | 0%
Table 6-11: Retail End-Use Penetration/Saturation and Fuel Share
|  | End-Use | End-Use | Percent Penetation/Saturation | Electric | Gas | Other
Retail |  | Heating | Heating | 78.86% | 41.08% | 58.49% | 0.423%
Retail |  | Cooling | Cooling | 80.12% | 100% | 0% | 0.002077%
Retail |  | Ventilation | Ventilation | 83.43% | 100% | 0% | 0%
Retail |  | Refrigerated Floor Space | Refrigerated Floor Space | 0.005456% | 100% | 0% | 0%
Retail |  | Frozen Floor Space | Frozen Floor Space | 0% | 100% | 0% | 0%
Retail |  | Cooking, Major | Commercial Cooking Space | 0.09975% | 64.59% | 34.93% | 0.4765%
Retail |  | Water Heating | Water Heating | 89.38% | 59.02% | 40.71% | 0.2753%
Retail |  |  | End-Use | Percent Penetration | Electric | Gas | Other
Retail |  | Interior Lighting | Interior Lighting | 100% | 100% | 0% | 0%
Retail |  | Exterior Lighting | Exterior Lighting | 72.88% | 100% | 0% | 0%
Retail |  | Office Equipment | Office Equipment | 100% | 100% | 0% | 0%
Retail |  | Cooking, Minor | Residential-grade Cooking Equipment | 94.52% | 99.84% | 0.1621% | 0%
Retail |  | Freezers, Commercial | Commercial-grade Freezers | 7.401% | 100% | 0% | 0%
Retail |  | Refrigerators, Commercial | Commercial-grade Refrigerators | 87.06% | 100% | 0% | 0%
Retail |  | Refrigerators, Residential | Residential-grade Refrigerators | 90.96% | 100% | 0% | 0%
Retail |  | Miscellaneous | Miscellaneous Electric Equipment | 97.6% | 100% | 0% | 0%
Retail |  | Motors | Motors | 11.67% | 100% | 0% | 0%
Retail |  | Air Compressors | Air Compressors | 17.45% | 100% | 0% | 0%
Table 6-12: School End-Use Penetration/Saturation and Fuel Share
|  | End-Use | End-Use | Percent Penetation/Saturation | Electric | Gas | Other
School |  | Heating | Heating | 97.87% | 23.55% | 74.24% | 2.205%
School |  | Cooling | Cooling | 96.44% | 99.54% | 0.4623% | 0%
School |  | Ventilation | Ventilation | 98.26% | 100% | 0% | 0%
School |  | Refrigerated Floor Space | Refrigerated Floor Space | 0.0006289% | 100% | 0% | 0%
School |  | Frozen Floor Space | Frozen Floor Space | 0.0006289% | 100% | 0% | 0%
School |  | Cooking, Major | Commercial Cooking Space | 3.759% | 37.02% | 60.77% | 2.211%
School |  | Water Heating | Water Heating | 99.67% | 26.3% | 71.93% | 1.77%
School |  |  | End-Use | Percent Penetration | Electric | Gas | Other
School |  | Interior Lighting | Interior Lighting | 100% | 100% | 0% | 0%
School |  | Exterior Lighting | Exterior Lighting | 95.38% | 100% | 0% | 0%
School |  | Office Equipment | Office Equipment | 100% | 100% | 0% | 0%
School |  | Cooking, Minor | Residential-grade Cooking Equipment | 99.97% | 95.7% | 4.297% | 0%
School |  | Freezers, Commercial | Commercial-grade Freezers | 49.29% | 100% | 0% | 0%
School |  | Refrigerators, Commercial | Commercial-grade Refrigerators | 98.09% | 100% | 0% | 0%
School |  | Refrigerators, Residential | Residential-grade Refrigerators | 99.5% | 100% | 0% | 0%
School |  | Miscellaneous | Miscellaneous Electric Equipment | 98.67% | 100% | 0% | 0%
School |  | Motors | Motors | 22.41% | 100% | 0% | 0%
School |  | Air Compressors | Air Compressors | 8.422% | 100% | 0% | 0%
Table 6-13: Refrigerated Warehouse End-Use Penetration/Saturation and Fuel Share
|  | End-Use | End-Use | Percent Penetation/Saturation | Electric | Gas | Other
Ref. Warehouse |  | Heating | Heating | 18.37% | 73.88% | 22.56% | 3.557%
Ref. Warehouse |  | Cooling | Cooling | 20.39% | 100% | 0% | 0%
Ref. Warehouse |  | Ventilation | Ventilation | 33.38% | 100% | 0% | 0%
Ref. Warehouse |  | Refrigerated Floor Space | Refrigerated Floor Space | 41.94% | 100% | 0% | 0%
Ref. Warehouse |  | Frozen Floor Space | Frozen Floor Space | 15.72% | 100% | 0% | 0%
Ref. Warehouse |  | Cooking, Major | Commercial Cooking Space | 0.1332% | 33.92% | 62.77% | 3.31%
Ref. Warehouse |  | Water Heating | Water Heating | 96.08% | 67.14% | 32.14% | 0.7224%
Ref. Warehouse |  |  | End-Use | Percent Penetration | Electric | Gas | Other
Ref. Warehouse |  | Interior Lighting | Interior Lighting | 100% | 100% | 0% | 0%
Ref. Warehouse |  | Exterior Lighting | Exterior Lighting | 95.54% | 100% | 0% | 0%
Ref. Warehouse |  | Office Equipment | Office Equipment | 100% | 100% | 0% | 0%
Ref. Warehouse |  | Cooking, Minor | Residential-grade Cooking Equipment | 99.87% | 99.75% | 0.246% | 0%
Ref. Warehouse |  | Freezers, Commercial | Commercial-grade Freezers | 40.55% | 100% | 0% | 0%
Ref. Warehouse |  | Refrigerators, Commercial | Commercial-grade Refrigerators | 100% | 100% | 0% | 0%
Ref. Warehouse |  | Refrigerators, Residential | Residential-grade Refrigerators | 100% | 100% | 0% | 0%
Ref. Warehouse |  | Miscellaneous | Miscellaneous Electric Equipment | 97.37% | 100% | 0% | 0%
Ref. Warehouse |  | Motors | Motors | 46.62% | 100% | 0% | 0%
Ref. Warehouse |  | Air Compressors | Air Compressors | 34.28% | 100% | 0% | 0%
Table 6-14: Unrefrigerated Warehouse End-Use Penetration/Saturation and Fuel Share
|  | End-Use | End-Use | Percent Penetation/Saturation | Electric | Gas | Other
Warehouse |  | Heating | Heating | 28.58% | 48.77% | 50.88% | 0.3515%
Warehouse |  | Cooling | Cooling | 29.19% | 100% | 0% | 0%
Warehouse |  | Ventilation | Ventilation | 34.28% | 100% | 0% | 0%
Warehouse |  | Refrigerated Floor Space | Refrigerated Floor Space | 1.747% | 100% | 0% | 0%
Warehouse |  | Frozen Floor Space | Frozen Floor Space | 0.6301% | 100% | 0% | 0%
Warehouse |  | Cooking, Major | Commercial Cooking Space | 0.04175% | 24.33% | 67.26% | 8.41%
Warehouse |  | Water Heating | Water Heating | 91.02% | 70.11% | 29.68% | 0.2056%
Warehouse |  |  | End-Use | Percent Penetration | Electric | Gas | Other
Warehouse |  | Interior Lighting | Interior Lighting | 100% | 100% | 0% | 0%
Warehouse |  | Exterior Lighting | Exterior Lighting | 77.39% | 100% | 0% | 0%
Warehouse |  | Office Equipment | Office Equipment | 99.98% | 100% | 0% | 0%
Warehouse |  | Cooking, Minor | Residential-grade Cooking Equipment | 97.13% | 99.58% | 0.4214% | 0%
Warehouse |  | Freezers, Commercial | Commercial-grade Freezers | 7.784% | 100% | 0% | 0%
Warehouse |  | Refrigerators, Commercial | Commercial-grade Refrigerators | 91.85% | 100% | 0% | 0%
Warehouse |  | Refrigerators, Residential | Residential-grade Refrigerators | 94.95% | 100% | 0% | 0%
Warehouse |  | Miscellaneous | Miscellaneous Electric Equipment | 98.66% | 100% | 0% | 0%
Warehouse |  | Motors | Motors | 27.76% | 100% | 0% | 0%
Warehouse |  | Air Compressors | Air Compressors | 35.86% | 100% | 0% | 0%

## PGE
Planning Area: |  | Table 7-1: Overview of Energy Usage in PG&E Service Area | [5 empty] | Figure 7-1: Electricity Use by Building Type
PG&E |  | Building Type | Floor Stock (kft2) | Annual Electric Intensity (kWh/ft2) | Annual Electric Usage (GWh) | Annual Gas Intensity (kBTU/ft2) | Annual Gas Usage (MTherms) | Building Type | Percent
|  | College | 117737.411 | 13.4976 | 1589.1744 | 49.6469 | 55.2066 | College | 4.161%
|  | Food Stores | 79854.0532 | 38.5099 | 3075.1744 | 48.0237 | 38.3489 | Food Stores | 8.052%
|  | Health Care | 176672.1645 | 16.6591 | 2943.1968 | 48.1406 | 82.2552 | Health Care | 7.707%
|  | Lodging | 195565.7635 | 9.2648 | 1811.8865 | 30.5182 | 59.0332 | Lodging | 4.744%
|  | Miscellaneous | 746552.6986 | 11.1752 | 8342.8918 | 28.477 | 210.0281 | Miscellaneous | 21.85%
|  | Office, Large | 527219.7723 | 14.0213 | 7392.329 | 16.6647 | 87.3967 | Office, Large | 19.36%
|  | Office, Small | 285963.4864 | 9.2342 | 2640.6532 | 21.4014 | 61.2002 | Office, Small | 6.914%
|  | Ref. Warehouse | 51215.2053 | 20.842 | 1067.4268 | 4.892 | 2.4791 | Ref. Warehouse | 2.795%
|  | Restaurant | 70071.508 | 37.7471 | 2644.9934 | 177.9144 | 124.6673 | Restaurant | 6.926%
|  | Retail | 313137.3206 | 10.0818 | 3156.9768 | 11.2372 | 35.1878 | Retail | 8.266%
|  | School | 175130.4186 | 6.9025 | 1208.8442 | 11.5709 | 20.2642 | School | 3.165%
|  | Warehouse | 310538.0931 | 7.4627 | 2317.4681 | 5.934 | 17.7606 | Warehouse | 6.068%
|  | All Commercial | 3049657.8951 | 12.523 | 38191.0154 | 26.3589 | 793.8278
|  | All Office | 813183.2587 | 12.3379 | 10032.9823 | 18.3361 | 148.5969
|  | All Warehouse | 361753.2984 | 9.3569 | 3384.8949 | 5.7831 | 20.2396
Table 7-2: All Commercial End-Use Penetration/Saturation and Fuel Share
| End-Use | End-Use | Percent Saturation | Electric | Gas | Other
All Commercial | Heating | Heating | 80.63% | 17.81% | 77.97% | 4.217%
All Commercial | Cooling | Cooling | 77.75% | 99.95% | 0.01214% | 0.03289%
All Commercial | Ventilation | Ventilation | 83.88% | 100% | 0% | 0%
All Commercial | Refrigerated Floor Space | Refrigerated Floor Space | 1.306% | 100% | 0% | 0%
All Commercial | Frozen Floor Space | Frozen Floor Space | 0.5232% | 100% | 0% | 0%
All Commercial | Cooking, Major | Commercial Cooking Space | 3.468% | 33.87% | 62.48% | 3.645%
All Commercial | Water Heating | Water Heating | 96.51% | 36.5% | 60.22% | 3.277%
All Commercial |  | End-Use | Percent Penetration | Electric | Gas | Other
All Commercial | Interior Lighting | Interior Lighting | 100% | 100% | 0% | 0%
All Commercial | Exterior Lighting | Exterior Lighting | 78.52% | 100% | 0% | 0%
All Commercial | Office Equipment | Office Equipment | 99.84% | 100% | 0% | 0%
All Commercial | Cooking, Minor | Residential-grade Cooking Equipment | 95.19% | 98.6% | 1.395% | 0%
All Commercial | Freezers, Commercial | Commercial-grade Freezers | 26.08% | 100% | 0% | 0% |  | Figure 6-1: Electricity Use by Building Type
All Commercial | Refrigerators, Commercial | Commercial-grade Refrigerators | 88.41% | 100% | 0% | 0% |  | Building Type | Percent
All Commercial | Refrigerators, Residential | Residential-grade Refrigerators | 84.08% | 100% | 0% | 0% |  | College | 6.954%
All Commercial | Miscellaneous | Miscellaneous Electric Equipment | 95.99% | 100% | 0% | 0% |  | Food Stores | 4.831%
All Commercial | Motors | Motors | 21.54% | 100% | 0% | 0% |  | Health Care | 10.36%
All Commercial | Air Compressors | Air Compressors | 23.26% | 100% | 0% | 0% |  | Lodging | 7.437%
[8 empty] | Miscellaneous | 26.46%
|  | Table 7-3: College End-Use Penetration/Saturation and Fuel Share | [5 empty] | Office, Large | 11.01%
| End-Use | End-Use | Percent Saturation | Electric | Gas | Other |  | Office, Small | 7.71%
College | Heating | Heating | 98.21% | 9.752% | 87.9% | 2.346% |  | Ref. Warehouse | 0.3123%
College | Cooling | Cooling | 90.7% | 100% | 0% | 0% |  | Restaurant | 15.7%
College | Ventilation | Ventilation | 99.03% | 100% | 0% | 0% |  | Retail | 4.433%
College | Refrigerated Floor Space | Refrigerated Floor Space | 0% | 100% | 0% | 0% |  | School | 2.553%
College | Frozen Floor Space | Frozen Floor Space | 0% | 100% | 0% | 0% |  | Warehouse | 2.237%
College | Cooking, Major | Commercial Cooking Space | 1.609% | 25.69% | 74.18% | 0.1278%
College | Water Heating | Water Heating | 99.08% | 13.95% | 73.74% | 12.31%
College |  | End-Use | Percent Penetration | Electric | Gas | Other
College | Interior Lighting | Interior Lighting | 100% | 100% | 0% | 0%
College | Exterior Lighting | Exterior Lighting | 72.02% | 100% | 0% | 0%
College | Office Equipment | Office Equipment | 100% | 100% | 0% | 0%
College | Cooking, Minor | Residential-grade Cooking Equipment | 83.36% | 95.75% | 4.251% | 0%
College | Freezers, Commercial | Commercial-grade Freezers | 7.696% | 100% | 0% | 0%
College | Refrigerators, Commercial | Commercial-grade Refrigerators | 67.13% | 100% | 0% | 0%
College | Refrigerators, Residential | Residential-grade Refrigerators | 75.54% | 100% | 0% | 0%
College | Miscellaneous | Miscellaneous Electric Equipment | 94.89% | 100% | 0% | 0%
College | Motors | Motors | 12.93% | 100% | 0% | 0% |  | Table 7-3: College End-Use Penetration/Saturation and Fuel Share | 0% | 0%
College | Air Compressors | Air Compressors | 5.843% | 100% | 0% | 0% |  | Table 7-4: Food Stores End-Use Penetration/Saturation and Fuel Share | 4.007% | 3.692%
[8 empty] | Table 7-5: Health Care End-Use Penetration/Saturation and Fuel Share | 0% | 0%
|  | Table 7-4: Food Stores End-Use Penetration/Saturation and Fuel Share | [5 empty] | Table 7-6: Lodging End-Use Penetration/Saturation and Fuel Share | 0% | 0%
| End-Use | End-Use | Percent Saturation | Electric | Gas | Other |  | Table 7-7: Miscellaneous End-Use Penetration/Saturation and Fuel Share | 0.001962% | 0%
Food Stores | Heating | Heating | 77.81% | 27.04% | 70.51% | 2.456% |  | Table 7-8: Large Office End-Use Penetration/Saturation and Fuel Share | 0.1419% | 0.00526%
Food Stores | Cooling | Cooling | 78.86% | 100% | 0% | 0% |  | Table 7-9: Small Office End-Use Penetration/Saturation and Fuel Share | 0.01458% | 0.06082%
Food Stores | Ventilation | Ventilation | 83.09% | 100% | 0% | 0% |  | Table 7-10: Restaurant End-Use Penetration/Saturation and Fuel Share | 2.252% | 1.243%
Food Stores | Refrigerated Floor Space | Refrigerated Floor Space | 4.007% | 100% | 0% | 0% |  | Table 7-11: Retail End-Use Penetration/Saturation and Fuel Share | 0.01352% | 0%
Food Stores | Frozen Floor Space | Frozen Floor Space | 3.692% | 100% | 0% | 0% |  | Table 7-12: School End-Use Penetration/Saturation and Fuel Share | 0.002331% | 0.002331%
Food Stores | Cooking, Major | Commercial Cooking Space | 4.123% | 40.23% | 56.81% | 2.968% |  | Table 7-13: Refrigerated Warehouse End-Use Penetration/Saturation and Fuel Share | 44.05% | 13.02%
Food Stores | Water Heating | Water Heating | 98.9% | 30.36% | 66.71% | 2.934% |  | Table 7-14: Unrefrigerated Warehouse End-Use Penetration/Saturation and Fuel Share | 3.745% | 1.695%
Food Stores |  | End-Use | Percent Penetration | Electric | Gas | Other
Food Stores | Interior Lighting | Interior Lighting | 100% | 100% | 0% | 0%
Food Stores | Exterior Lighting | Exterior Lighting | 89.42% | 100% | 0% | 0%
Food Stores | Office Equipment | Office Equipment | 100% | 100% | 0% | 0%
Food Stores | Cooking, Minor | Residential-grade Cooking Equipment | 100% | 99% | 0.9996% | 0%
Food Stores | Freezers, Commercial | Commercial-grade Freezers | 84.2% | 100% | 0% | 0%
Food Stores | Refrigerators, Commercial | Commercial-grade Refrigerators | 99.28% | 100% | 0% | 0%
Food Stores | Refrigerators, Residential | Residential-grade Refrigerators | 99.86% | 100% | 0% | 0%
Food Stores | Miscellaneous | Miscellaneous Electric Equipment | 97.37% | 100% | 0% | 0%
Food Stores | Motors | Motors | 24.86% | 100% | 0% | 0%
Food Stores | Air Compressors | Air Compressors | 34.44% | 100% | 0% | 0%
Table 7-5: Health Care End-Use Penetration/Saturation and Fuel Share
| End-Use | End-Use | Percent Saturation | Electric | Gas | Other
Health Care | Heating | Heating | 99.03% | 13.68% | 84.74% | 1.579%
Health Care | Cooling | Cooling | 96.16% | 100% | 0% | 0%
Health Care | Ventilation | Ventilation | 99.21% | 100% | 0% | 0%
Health Care | Refrigerated Floor Space | Refrigerated Floor Space | 0% | 100% | 0% | 0%
Health Care | Frozen Floor Space | Frozen Floor Space | 0% | 100% | 0% | 0%
Health Care | Cooking, Major | Commercial Cooking Space | 1.878% | 26.84% | 70.95% | 2.206%
Health Care | Water Heating | Water Heating | 100% | 10.01% | 88.66% | 1.336%
Health Care |  | End-Use | Percent Penetration | Electric | Gas | Other
Health Care | Interior Lighting | Interior Lighting | 100% | 100% | 0% | 0%
Health Care | Exterior Lighting | Exterior Lighting | 86.72% | 100% | 0% | 0%
Health Care | Office Equipment | Office Equipment | 100% | 100% | 0% | 0%
Health Care | Cooking, Minor | Residential-grade Cooking Equipment | 99.68% | 97.72% | 2.285% | 0%
Health Care | Freezers, Commercial | Commercial-grade Freezers | 42.17% | 100% | 0% | 0%
Health Care | Refrigerators, Commercial | Commercial-grade Refrigerators | 96.61% | 100% | 0% | 0%
Health Care | Refrigerators, Residential | Residential-grade Refrigerators | 99.31% | 100% | 0% | 0%
Health Care | Miscellaneous | Miscellaneous Electric Equipment | 97.2% | 100% | 0% | 0%
Health Care | Motors | Motors | 31.09% | 100% | 0% | 0%
Health Care | Air Compressors | Air Compressors | 13.6% | 100% | 0% | 0%
Table 7-6: Lodging End-Use Penetration/Saturation and Fuel Share
| End-Use | End-Use | Percent Penetation/Saturation | Electric | Gas | Other
Lodging | Heating | Heating | 98.48% | 32.7% | 60.08% | 7.216%
Lodging | Cooling | Cooling | 95.4% | 100% | 0% | 0%
Lodging | Ventilation | Ventilation | 98.73% | 100% | 0% | 0%
Lodging | Refrigerated Floor Space | Refrigerated Floor Space | 0% | 100% | 0% | 0%
Lodging | Frozen Floor Space | Frozen Floor Space | 0% | 100% | 0% | 0%
Lodging | Cooking, Major | Commercial Cooking Space | 1.827% | 29.67% | 61.72% | 8.606%
Lodging | Water Heating | Water Heating | 100% | 7.272% | 84.12% | 8.608%
Lodging |  | End-Use | Percent Penetration | Electric | Gas | Other
Lodging | Interior Lighting | Interior Lighting | 100% | 100% | 0% | 0%
Lodging | Exterior Lighting | Exterior Lighting | 99.51% | 100% | 0% | 0%
Lodging | Office Equipment | Office Equipment | 100% | 100% | 0% | 0%
Lodging | Cooking, Minor | Residential-grade Cooking Equipment | 99.38% | 98.71% | 1.295% | 0%
Lodging | Freezers, Commercial | Commercial-grade Freezers | 62.11% | 100% | 0% | 0%
Lodging | Refrigerators, Commercial | Commercial-grade Refrigerators | 98.3% | 100% | 0% | 0%
Lodging | Refrigerators, Residential | Residential-grade Refrigerators | 99.2% | 100% | 0% | 0%
Lodging | Miscellaneous | Miscellaneous Electric Equipment | 99.63% | 100% | 0% | 0%
Lodging | Motors | Motors | 60.62% | 100% | 0% | 0%
Lodging | Air Compressors | Air Compressors | 11.19% | 100% | 0% | 0%
Table 7-7: Miscellaneous End-Use Penetration/Saturation and Fuel Share
| End-Use | End-Use | Percent Penetation/Saturation | Electric | Gas | Other
Miscellaneous | Heating | Heating | 74.87% | 17.23% | 76.16% | 6.61%
Miscellaneous | Cooling | Cooling | 69.78% | 99.97% | 0.0109% | 0.01622%
Miscellaneous | Ventilation | Ventilation | 80.16% | 100% | 0% | 0%
Miscellaneous | Refrigerated Floor Space | Refrigerated Floor Space | 0.001962% | 100% | 0% | 0%
Miscellaneous | Frozen Floor Space | Frozen Floor Space | 0% | 100% | 0% | 0%
Miscellaneous | Cooking, Major | Commercial Cooking Space | 1.524% | 36.42% | 56.03% | 7.553%
Miscellaneous | Water Heating | Water Heating | 93.18% | 37.22% | 59.5% | 3.274%
Miscellaneous |  | End-Use | Percent Penetration | Electric | Gas | Other
Miscellaneous | Interior Lighting | Interior Lighting | 100% | 100% | 0% | 0%
Miscellaneous | Exterior Lighting | Exterior Lighting | 86.87% | 100% | 0% | 0%
Miscellaneous | Office Equipment | Office Equipment | 99.29% | 100% | 0% | 0%
Miscellaneous | Cooking, Minor | Residential-grade Cooking Equipment | 93.9% | 97.32% | 2.683% | 0%
Miscellaneous | Freezers, Commercial | Commercial-grade Freezers | 16.74% | 100% | 0% | 0%
Miscellaneous | Refrigerators, Commercial | Commercial-grade Refrigerators | 88.9% | 100% | 0% | 0%
Miscellaneous | Refrigerators, Residential | Residential-grade Refrigerators | 91.22% | 100% | 0% | 0%
Miscellaneous | Miscellaneous | Miscellaneous Electric Equipment | 97.66% | 100% | 0% | 0%
Miscellaneous | Motors | Motors | 39.41% | 100% | 0% | 0%
Miscellaneous | Air Compressors | Air Compressors | 43.18% | 100% | 0% | 0%
Table 7-8: Large Office End-Use Penetration/Saturation and Fuel Share
| End-Use | End-Use | Percent Penetation/Saturation | Electric | Gas | Other
Office, Large | Heating | Heating | 92.93% | 2.437% | 93.65% | 3.916%
Office, Large | Cooling | Cooling | 92.1% | 100% | 0% | 0%
Office, Large | Ventilation | Ventilation | 93.62% | 100% | 0% | 0%
Office, Large | Refrigerated Floor Space | Refrigerated Floor Space | 0.1419% | 100% | 0% | 0%
Office, Large | Frozen Floor Space | Frozen Floor Space | 0.00526% | 100% | 0% | 0%
Office, Large | Cooking, Major | Commercial Cooking Space | 0.4181% | 34.27% | 64.94% | 0.7854%
Office, Large | Water Heating | Water Heating | 100% | 34.76% | 61.55% | 3.694%
Office, Large |  | End-Use | Percent Penetration | Electric | Gas | Other
Office, Large | Interior Lighting | Interior Lighting | 100% | 100% | 0% | 0%
Office, Large | Exterior Lighting | Exterior Lighting | 96.45% | 100% | 0% | 0%
Office, Large | Office Equipment | Office Equipment | 100% | 100% | 0% | 0%
Office, Large | Cooking, Minor | Residential-grade Cooking Equipment | 98.78% | 98.47% | 1.534% | 0%
Office, Large | Freezers, Commercial | Commercial-grade Freezers | 31.88% | 100% | 0% | 0%
Office, Large | Refrigerators, Commercial | Commercial-grade Refrigerators | 94.97% | 100% | 0% | 0%
Office, Large | Refrigerators, Residential | Residential-grade Refrigerators | 98.78% | 100% | 0% | 0%
Office, Large | Miscellaneous | Miscellaneous Electric Equipment | 96.69% | 100% | 0% | 0%
Office, Large | Motors | Motors | 79.38% | 100% | 0% | 0%
Office, Large | Air Compressors | Air Compressors | 32.78% | 100% | 0% | 0%
Table 7-9: Small Office End-Use Penetration/Saturation and Fuel Share
| End-Use | End-Use | Percent Penetation/Saturation | Electric | Gas | Other
Office, Small | Heating | Heating | 90.92% | 25.43% | 72.06% | 2.512%
Office, Small | Cooling | Cooling | 88.14% | 99.91% | 0.09171% | 0%
Office, Small | Ventilation | Ventilation | 92.14% | 100% | 0% | 0%
Office, Small | Refrigerated Floor Space | Refrigerated Floor Space | 0.01458% | 100% | 0% | 0%
Office, Small | Frozen Floor Space | Frozen Floor Space | 0.06082% | 100% | 0% | 0%
Office, Small | Cooking, Major | Commercial Cooking Space | 0.5066% | 45.28% | 53.91% | 0.8145%
Office, Small | Water Heating | Water Heating | 95.01% | 48.88% | 49.51% | 1.617%
Office, Small |  | End-Use | Percent Penetration | Electric | Gas | Other
Office, Small | Interior Lighting | Interior Lighting | 100% | 100% | 0% | 0%
Office, Small | Exterior Lighting | Exterior Lighting | 69.74% | 100% | 0% | 0%
Office, Small | Office Equipment | Office Equipment | 100% | 100% | 0% | 0%
Office, Small | Cooking, Minor | Residential-grade Cooking Equipment | 94.13% | 98.91% | 1.085% | 0%
Office, Small | Freezers, Commercial | Commercial-grade Freezers | 5.528% | 100% | 0% | 0%
Office, Small | Refrigerators, Commercial | Commercial-grade Refrigerators | 82.59% | 100% | 0% | 0%
Office, Small | Refrigerators, Residential | Residential-grade Refrigerators | 91.72% | 100% | 0% | 0%
Office, Small | Miscellaneous | Miscellaneous Electric Equipment | 92.15% | 100% | 0% | 0%
Office, Small | Motors | Motors | 11.95% | 100% | 0% | 0%
Office, Small | Air Compressors | Air Compressors | 16.08% | 100% | 0% | 0%
Table 7-10: Restaurant End-Use Penetration/Saturation and Fuel Share
| End-Use | End-Use | Percent Penetation/Saturation | Electric | Gas | Other
Restaurant | Heating | Heating | 87.98% | 22.83% | 73.4% | 3.766%
Restaurant | Cooling | Cooling | 88.19% | 98.9% | 0% | 1.096%
Restaurant | Ventilation | Ventilation | 92.65% | 100% | 0% | 0%
Restaurant | Refrigerated Floor Space | Refrigerated Floor Space | 2.252% | 100% | 0% | 0%
Restaurant | Frozen Floor Space | Frozen Floor Space | 1.243% | 100% | 0% | 0%
Restaurant | Cooking, Major | Commercial Cooking Space | 100% | 32.74% | 64.44% | 2.826%
Restaurant | Water Heating | Water Heating | 99.94% | 18.1% | 78.55% | 3.344%
Restaurant |  | End-Use | Percent Penetration | Electric | Gas | Other
Restaurant | Interior Lighting | Interior Lighting | 100% | 100% | 0% | 0%
Restaurant | Exterior Lighting | Exterior Lighting | 81.15% | 100% | 0% | 0%
Restaurant | Office Equipment | Office Equipment | 100% | 100% | 0% | 0%
Restaurant | Cooking, Minor | Residential-grade Cooking Equipment | 100% | 99.2% | 0.8018% | 0%
Restaurant | Freezers, Commercial | Commercial-grade Freezers | 91.26% | 100% | 0% | 0%
Restaurant | Refrigerators, Commercial | Commercial-grade Refrigerators | 99.45% | 100% | 0% | 0%
Restaurant | Refrigerators, Residential | Residential-grade Refrigerators | 22.7% | 100% | 0% | 0%
Restaurant | Miscellaneous | Miscellaneous Electric Equipment | 97.75% | 100% | 0% | 0%
Restaurant | Motors | Motors | 5.443% | 100% | 0% | 0%
Restaurant | Air Compressors | Air Compressors | 6.89% | 100% | 0% | 0%
Table 7-11: Retail End-Use Penetration/Saturation and Fuel Share
| End-Use | End-Use | Percent Penetation/Saturation | Electric | Gas | Other
Retail | Heating | Heating | 82.37% | 26.43% | 72.28% | 1.295%
Retail | Cooling | Cooling | 79.03% | 99.99% | 0% | 0.007163%
Retail | Ventilation | Ventilation | 85.68% | 100% | 0% | 0%
Retail | Refrigerated Floor Space | Refrigerated Floor Space | 0.01352% | 100% | 0% | 0%
Retail | Frozen Floor Space | Frozen Floor Space | 0% | 100% | 0% | 0%
Retail | Cooking, Major | Commercial Cooking Space | 0.09778% | 72.72% | 27.28% | 0%
Retail | Water Heating | Water Heating | 90.76% | 54.21% | 45.24% | 0.5549%
Retail |  | End-Use | Percent Penetration | Electric | Gas | Other
Retail | Interior Lighting | Interior Lighting | 100% | 100% | 0% | 0%
Retail | Exterior Lighting | Exterior Lighting | 70.07% | 100% | 0% | 0%
Retail | Office Equipment | Office Equipment | 100% | 100% | 0% | 0%
Retail | Cooking, Minor | Residential-grade Cooking Equipment | 92.87% | 99.55% | 0.451% | 0%
Retail | Freezers, Commercial | Commercial-grade Freezers | 7.847% | 100% | 0% | 0%
Retail | Refrigerators, Commercial | Commercial-grade Refrigerators | 84.26% | 100% | 0% | 0%
Retail | Refrigerators, Residential | Residential-grade Refrigerators | 88.66% | 100% | 0% | 0%
Retail | Miscellaneous | Miscellaneous Electric Equipment | 96.85% | 100% | 0% | 0%
Retail | Motors | Motors | 12.75% | 100% | 0% | 0%
Retail | Air Compressors | Air Compressors | 16.67% | 100% | 0% | 0%
Table 7-12: School End-Use Penetration/Saturation and Fuel Share
| End-Use | End-Use | Percent Penetation/Saturation | Electric | Gas | Other
School | Heating | Heating | 97.95% | 19.53% | 73.14% | 7.335%
School | Cooling | Cooling | 93.36% | 100% | 0% | 0%
School | Ventilation | Ventilation | 98.35% | 100% | 0% | 0%
School | Refrigerated Floor Space | Refrigerated Floor Space | 0.002331% | 100% | 0% | 0%
School | Frozen Floor Space | Frozen Floor Space | 0.002331% | 100% | 0% | 0%
School | Cooking, Major | Commercial Cooking Space | 4.542% | 40.29% | 54.37% | 5.343%
School | Water Heating | Water Heating | 99.86% | 29.47% | 66.2% | 4.336%
School |  | End-Use | Percent Penetration | Electric | Gas | Other
School | Interior Lighting | Interior Lighting | 100% | 100% | 0% | 0%
School | Exterior Lighting | Exterior Lighting | 97.59% | 100% | 0% | 0%
School | Office Equipment | Office Equipment | 100% | 100% | 0% | 0%
School | Cooking, Minor | Residential-grade Cooking Equipment | 100% | 95.95% | 4.052% | 0%
School | Freezers, Commercial | Commercial-grade Freezers | 50.59% | 100% | 0% | 0%
School | Refrigerators, Commercial | Commercial-grade Refrigerators | 96.63% | 100% | 0% | 0%
School | Refrigerators, Residential | Residential-grade Refrigerators | 99.46% | 100% | 0% | 0%
School | Miscellaneous | Miscellaneous Electric Equipment | 97.48% | 100% | 0% | 0%
School | Motors | Motors | 21.81% | 100% | 0% | 0%
School | Air Compressors | Air Compressors | 9.995% | 100% | 0% | 0%
Table 7-13: Refrigerated Warehouse End-Use Penetration/Saturation and Fuel Share
| End-Use | End-Use | Percent Penetation/Saturation | Electric | Gas | Other
Ref. Warehouse | Heating | Heating | 15.59% | 61.36% | 27.38% | 11.27%
Ref. Warehouse | Cooling | Cooling | 16.07% | 100% | 0% | 0%
Ref. Warehouse | Ventilation | Ventilation | 34.79% | 100% | 0% | 0%
Ref. Warehouse | Refrigerated Floor Space | Refrigerated Floor Space | 44.05% | 100% | 0% | 0%
Ref. Warehouse | Frozen Floor Space | Frozen Floor Space | 13.02% | 100% | 0% | 0%
Ref. Warehouse | Cooking, Major | Commercial Cooking Space | 0.2022% | 41.74% | 52.4% | 5.864%
Ref. Warehouse | Water Heating | Water Heating | 99.99% | 68.02% | 30.11% | 1.866%
Ref. Warehouse |  | End-Use | Percent Penetration | Electric | Gas | Other
Ref. Warehouse | Interior Lighting | Interior Lighting | 100% | 100% | 0% | 0%
Ref. Warehouse | Exterior Lighting | Exterior Lighting | 93.98% | 100% | 0% | 0%
Ref. Warehouse | Office Equipment | Office Equipment | 100% | 100% | 0% | 0%
Ref. Warehouse | Cooking, Minor | Residential-grade Cooking Equipment | 99.57% | 99.15% | 0.849% | 0%
Ref. Warehouse | Freezers, Commercial | Commercial-grade Freezers | 27.34% | 100% | 0% | 0%
Ref. Warehouse | Refrigerators, Commercial | Commercial-grade Refrigerators | 100% | 100% | 0% | 0%
Ref. Warehouse | Refrigerators, Residential | Residential-grade Refrigerators | 100% | 100% | 0% | 0%
Ref. Warehouse | Miscellaneous | Miscellaneous Electric Equipment | 100% | 100% | 0% | 0%
Ref. Warehouse | Motors | Motors | 43.67% | 100% | 0% | 0%
Ref. Warehouse | Air Compressors | Air Compressors | 45.97% | 100% | 0% | 0%
Table 7-14: Unrefrigerated Warehouse End-Use Penetration/Saturation and Fuel Share
| End-Use | End-Use | Percent Penetation/Saturation | Electric | Gas | Other
Warehouse | Heating | Heating | 34.03% | 26.49% | 72.57% | 0.94%
Warehouse | Cooling | Cooling | 33.94% | 100% | 0% | 0%
Warehouse | Ventilation | Ventilation | 41.15% | 100% | 0% | 0%
Warehouse | Refrigerated Floor Space | Refrigerated Floor Space | 3.745% | 100% | 0% | 0%
Warehouse | Frozen Floor Space | Frozen Floor Space | 1.695% | 100% | 0% | 0%
Warehouse | Cooking, Major | Commercial Cooking Space | 0.06942% | 23.43% | 57.28% | 19.29%
Warehouse | Water Heating | Water Heating | 96.79% | 57.96% | 41.54% | 0.4954%
Warehouse |  | End-Use | Percent Penetration | Electric | Gas | Other
Warehouse | Interior Lighting | Interior Lighting | 100% | 100% | 0% | 0%
Warehouse | Exterior Lighting | Exterior Lighting | 81.86% | 100% | 0% | 0%
Warehouse | Office Equipment | Office Equipment | 100% | 100% | 0% | 0%
Warehouse | Cooking, Minor | Residential-grade Cooking Equipment | 97.15% | 99.86% | 0.1395% | 0%
Warehouse | Freezers, Commercial | Commercial-grade Freezers | 12.62% | 100% | 0% | 0%
Warehouse | Refrigerators, Commercial | Commercial-grade Refrigerators | 92.1% | 100% | 0% | 0%
Warehouse | Refrigerators, Residential | Residential-grade Refrigerators | 95.6% | 100% | 0% | 0%
Warehouse | Miscellaneous | Miscellaneous Electric Equipment | 99.31% | 100% | 0% | 0%
Warehouse | Motors | Motors | 28.22% | 100% | 0% | 0%
Warehouse | Air Compressors | Air Compressors | 41.69% | 100% | 0% | 0%

## SCE
Planning Area: |  | Table 8-1: Overview of Energy Usage in SCE Service Area | [5 empty] | Figure 8-1: Electricity Use by Building Type
SCE |  | Building Type | Floor Stock (kft2) | Annual Electric Intensity (kWh/ft2) | Annual Electric Usage (GWh) | Annual Gas Intensity (kBTU/ft2) | Annual Gas Usage (MTherms) | Building Type | Percent
|  | College | 147194.8872 | 9.489 | 1396.7282 | 24.6007 | 33.4352 | College | 4.293%
|  | Food Stores | 95009.0746 | 34.8921 | 3315.0663 | 71.6973 | 68.1189 | Food Stores | 10.19%
|  | Health Care | 165733.6581 | 17.5624 | 2910.6785 | 83.3623 | 134.267 | Health Care | 8.945%
|  | Lodging | 148727.7236 | 8.9413 | 1329.8175 | 40.0074 | 59.5021 | Lodging | 4.087%
|  | Miscellaneous | 515637.8371 | 8.3809 | 4321.5281 | 36.7121 | 187.4919 | Miscellaneous | 13.28%
|  | Office, Large | 352516.523 | 10.187 | 3591.0689 | 14.8404 | 52.0168 | Office, Large | 11.04%
|  | Office, Small | 273302.6792 | 7.6699 | 2096.2159 | 10.6737 | 29.1714 | Office, Small | 6.442%
|  | Ref. Warehouse | 66050.4914 | 14.9531 | 987.6619 | 2.898 | 1.9141 | Ref. Warehouse | 3.035%
|  | Restaurant | 90692.6082 | 35.5394 | 3223.1651 | 224.9259 | 203.9912 | Restaurant | 9.906%
|  | Retail | 497662.7167 | 8.6619 | 4310.7281 | 5.3633 | 25.655 | Retail | 13.25%
|  | School | 305903.8473 | 6.1241 | 1873.3757 | 10.8132 | 33.078 | School | 5.757%
|  | Warehouse | 768862.9099 | 4.1387 | 3182.1295 | 3.5593 | 26.2939 | Warehouse | 9.78%
|  | All Commercial | 3427294.9564 | 9.4938 | 32538.1637 | 25.4827 | 854.9357
|  | All Office | 625819.2022 | 9.0877 | 5687.2848 | 13.0149 | 81.1882
|  | All Warehouse | 834913.4013 | 4.9943 | 4169.7914 | 3.505 | 28.208
Table 8-2: All Commercial End-Use Penetration/Saturation and Fuel Share
| End-Use | End-Use | Percent Saturation | Electric | Gas | Other
All Commercial | Heating | Heating | 70.05% | 40.8% | 58.78% | 0.4144%
All Commercial | Cooling | Cooling | 70.82% | 99.86% | 0.1431% | 0%
All Commercial | Ventilation | Ventilation | 73.04% | 100% | 0% | 0%
All Commercial | Refrigerated Floor Space | Refrigerated Floor Space | 1.064% | 100% | 0% | 0%
All Commercial | Frozen Floor Space | Frozen Floor Space | 0.5933% | 100% | 0% | 0%
All Commercial | Cooking, Major | Commercial Cooking Space | 3.512% | 23.76% | 75.18% | 1.062%
All Commercial | Water Heating | Water Heating | 93.64% | 45.46% | 53.78% | 0.7533%
All Commercial |  | End-Use | Percent Penetration | Electric | Gas | Other
All Commercial | Interior Lighting | Interior Lighting | 100% | 100% | 0% | 0%
All Commercial | Exterior Lighting | Exterior Lighting | 73.89% | 100% | 0% | 0%
All Commercial | Office Equipment | Office Equipment | 99.72% | 100% | 0% | 0%
All Commercial | Cooking, Minor | Residential-grade Cooking Equipment | 95.49% | 98.79% | 1.205% | 0%
All Commercial | Freezers, Commercial | Commercial-grade Freezers | 24.39% | 100% | 0% | 0% |  | Figure 6-1: Electricity Use by Building Type
All Commercial | Refrigerators, Commercial | Commercial-grade Refrigerators | 88.85% | 100% | 0% | 0% |  | Building Type | Percent
All Commercial | Refrigerators, Residential | Residential-grade Refrigerators | 84.38% | 100% | 0% | 0% |  | College | 3.911%
All Commercial | Miscellaneous | Miscellaneous Electric Equipment | 96.8% | 100% | 0% | 0% |  | Food Stores | 7.968%
All Commercial | Motors | Motors | 18.85% | 100% | 0% | 0% |  | Health Care | 15.7%
All Commercial | Air Compressors | Air Compressors | 20.31% | 100% | 0% | 0% |  | Lodging | 6.96%
[8 empty] | Miscellaneous | 21.93%
|  | Table 8-3: College End-Use Penetration/Saturation and Fuel Share | [5 empty] | Office, Large | 6.084%
| End-Use | End-Use | Percent Saturation | Electric | Gas | Other |  | Office, Small | 3.412%
College | Heating | Heating | 99.16% | 17.37% | 82.63% | 0% |  | Ref. Warehouse | 0.2239%
College | Cooling | Cooling | 97.69% | 100% | 0% | 0% |  | Restaurant | 23.86%
College | Ventilation | Ventilation | 99.31% | 100% | 0% | 0% |  | Retail | 3.001%
College | Refrigerated Floor Space | Refrigerated Floor Space | 0% | 100% | 0% | 0% |  | School | 3.869%
College | Frozen Floor Space | Frozen Floor Space | 0% | 100% | 0% | 0% |  | Warehouse | 3.076%
College | Cooking, Major | Commercial Cooking Space | 1.191% | 30.93% | 69.07% | 0%
College | Water Heating | Water Heating | 95.9% | 16.74% | 75.62% | 7.641%
College |  | End-Use | Percent Penetration | Electric | Gas | Other
College | Interior Lighting | Interior Lighting | 100% | 100% | 0% | 0%
College | Exterior Lighting | Exterior Lighting | 80.7% | 100% | 0% | 0%
College | Office Equipment | Office Equipment | 100% | 100% | 0% | 0%
College | Cooking, Minor | Residential-grade Cooking Equipment | 92.4% | 100% | 0% | 0%
College | Freezers, Commercial | Commercial-grade Freezers | 8.674% | 100% | 0% | 0%
College | Refrigerators, Commercial | Commercial-grade Refrigerators | 89% | 100% | 0% | 0%
College | Refrigerators, Residential | Residential-grade Refrigerators | 89.77% | 100% | 0% | 0%
College | Miscellaneous | Miscellaneous Electric Equipment | 97.67% | 100% | 0% | 0%
College | Motors | Motors | 6.013% | 100% | 0% | 0% |  | Table 8-3: College End-Use Penetration/Saturation and Fuel Share | 0% | 0%
College | Air Compressors | Air Compressors | 2.669% | 100% | 0% | 0% |  | Table 8-4: Food Stores End-Use Penetration/Saturation and Fuel Share | 4.106% | 3.895%
[8 empty] | Table 8-5: Health Care End-Use Penetration/Saturation and Fuel Share | 0% | 0%
|  | Table 8-4: Food Stores End-Use Penetration/Saturation and Fuel Share | [5 empty] | Table 8-6: Lodging End-Use Penetration/Saturation and Fuel Share | 0% | 0%
| End-Use | End-Use | Percent Saturation | Electric | Gas | Other |  | Table 8-7: Miscellaneous End-Use Penetration/Saturation and Fuel Share | 0.003658% | 0.003658%
Food Stores | Heating | Heating | 83.1% | 43.64% | 56.09% | 0.271% |  | Table 8-8: Large Office End-Use Penetration/Saturation and Fuel Share | 0% | 0%
Food Stores | Cooling | Cooling | 83.95% | 100% | 0% | 0% |  | Table 8-9: Small Office End-Use Penetration/Saturation and Fuel Share | 0.009897% | 0.01878%
Food Stores | Ventilation | Ventilation | 84.71% | 100% | 0% | 0% |  | Table 8-10: Restaurant End-Use Penetration/Saturation and Fuel Share | 2.068% | 1.482%
Food Stores | Refrigerated Floor Space | Refrigerated Floor Space | 4.106% | 100% | 0% | 0% |  | Table 8-11: Retail End-Use Penetration/Saturation and Fuel Share | 0.003168% | 0%
Food Stores | Frozen Floor Space | Frozen Floor Space | 3.895% | 100% | 0% | 0% |  | Table 8-12: School End-Use Penetration/Saturation and Fuel Share | 0% | 0%
Food Stores | Cooking, Major | Commercial Cooking Space | 4.966% | 24.76% | 75.21% | 0.03336% |  | Table 8-13: Refrigerated Warehouse End-Use Penetration/Saturation and Fuel Share | 34.12% | 20.19%
Food Stores | Water Heating | Water Heating | 97.78% | 27.71% | 69.55% | 2.742% |  | Table 8-14: Unrefrigerated Warehouse End-Use Penetration/Saturation and Fuel Share | 1.054% | 0.2449%
Food Stores |  | End-Use | Percent Penetration | Electric | Gas | Other
Food Stores | Interior Lighting | Interior Lighting | 100% | 100% | 0% | 0%
Food Stores | Exterior Lighting | Exterior Lighting | 87.77% | 100% | 0% | 0%
Food Stores | Office Equipment | Office Equipment | 100% | 100% | 0% | 0%
Food Stores | Cooking, Minor | Residential-grade Cooking Equipment | 100% | 99.34% | 0.6606% | 0%
Food Stores | Freezers, Commercial | Commercial-grade Freezers | 90.09% | 100% | 0% | 0%
Food Stores | Refrigerators, Commercial | Commercial-grade Refrigerators | 99.79% | 100% | 0% | 0%
Food Stores | Refrigerators, Residential | Residential-grade Refrigerators | 100% | 100% | 0% | 0%
Food Stores | Miscellaneous | Miscellaneous Electric Equipment | 99.05% | 100% | 0% | 0%
Food Stores | Motors | Motors | 26.12% | 100% | 0% | 0%
Food Stores | Air Compressors | Air Compressors | 31.29% | 100% | 0% | 0%
Table 8-5: Health Care End-Use Penetration/Saturation and Fuel Share
| End-Use | End-Use | Percent Saturation | Electric | Gas | Other
Health Care | Heating | Heating | 98.19% | 23.86% | 74.79% | 1.346%
Health Care | Cooling | Cooling | 99.13% | 99.65% | 0.3529% | 0%
Health Care | Ventilation | Ventilation | 99.3% | 100% | 0% | 0%
Health Care | Refrigerated Floor Space | Refrigerated Floor Space | 0% | 100% | 0% | 0%
Health Care | Frozen Floor Space | Frozen Floor Space | 0% | 100% | 0% | 0%
Health Care | Cooking, Major | Commercial Cooking Space | 1.694% | 25.16% | 71.98% | 2.858%
Health Care | Water Heating | Water Heating | 99.96% | 9.519% | 88.68% | 1.805%
Health Care |  | End-Use | Percent Penetration | Electric | Gas | Other
Health Care | Interior Lighting | Interior Lighting | 100% | 100% | 0% | 0%
Health Care | Exterior Lighting | Exterior Lighting | 85.29% | 100% | 0% | 0%
Health Care | Office Equipment | Office Equipment | 100% | 100% | 0% | 0%
Health Care | Cooking, Minor | Residential-grade Cooking Equipment | 99.83% | 98.82% | 1.183% | 0%
Health Care | Freezers, Commercial | Commercial-grade Freezers | 35.71% | 100% | 0% | 0%
Health Care | Refrigerators, Commercial | Commercial-grade Refrigerators | 95.92% | 100% | 0% | 0%
Health Care | Refrigerators, Residential | Residential-grade Refrigerators | 99.66% | 100% | 0% | 0%
Health Care | Miscellaneous | Miscellaneous Electric Equipment | 96.91% | 100% | 0% | 0%
Health Care | Motors | Motors | 25.58% | 100% | 0% | 0%
Health Care | Air Compressors | Air Compressors | 12.57% | 100% | 0% | 0%
Table 8-6: Lodging End-Use Penetration/Saturation and Fuel Share
| End-Use | End-Use | Percent Penetation/Saturation | Electric | Gas | Other
Lodging | Heating | Heating | 99.62% | 54.62% | 45.35% | 0.02852%
Lodging | Cooling | Cooling | 99.36% | 100% | 0% | 0%
Lodging | Ventilation | Ventilation | 99.71% | 100% | 0% | 0%
Lodging | Refrigerated Floor Space | Refrigerated Floor Space | 0% | 100% | 0% | 0%
Lodging | Frozen Floor Space | Frozen Floor Space | 0% | 100% | 0% | 0%
Lodging | Cooking, Major | Commercial Cooking Space | 0.9159% | 27.56% | 71.22% | 1.222%
Lodging | Water Heating | Water Heating | 100% | 2.034% | 97.57% | 0.3931%
Lodging |  | End-Use | Percent Penetration | Electric | Gas | Other
Lodging | Interior Lighting | Interior Lighting | 100% | 100% | 0% | 0%
Lodging | Exterior Lighting | Exterior Lighting | 99.56% | 100% | 0% | 0%
Lodging | Office Equipment | Office Equipment | 100% | 100% | 0% | 0%
Lodging | Cooking, Minor | Residential-grade Cooking Equipment | 99.56% | 98.53% | 1.473% | 0%
Lodging | Freezers, Commercial | Commercial-grade Freezers | 67.64% | 100% | 0% | 0%
Lodging | Refrigerators, Commercial | Commercial-grade Refrigerators | 99.11% | 100% | 0% | 0%
Lodging | Refrigerators, Residential | Residential-grade Refrigerators | 99.56% | 100% | 0% | 0%
Lodging | Miscellaneous | Miscellaneous Electric Equipment | 99.11% | 100% | 0% | 0%
Lodging | Motors | Motors | 54.61% | 100% | 0% | 0%
Lodging | Air Compressors | Air Compressors | 8.43% | 100% | 0% | 0%
Table 8-7: Miscellaneous End-Use Penetration/Saturation and Fuel Share
| End-Use | End-Use | Percent Penetation/Saturation | Electric | Gas | Other
Miscellaneous | Heating | Heating | 65.63% | 40.66% | 57.95% | 1.382%
Miscellaneous | Cooling | Cooling | 66.5% | 100% | 0% | 0%
Miscellaneous | Ventilation | Ventilation | 68.35% | 100% | 0% | 0%
Miscellaneous | Refrigerated Floor Space | Refrigerated Floor Space | 0.003658% | 100% | 0% | 0%
Miscellaneous | Frozen Floor Space | Frozen Floor Space | 0.003658% | 100% | 0% | 0%
Miscellaneous | Cooking, Major | Commercial Cooking Space | 1.002% | 26.48% | 67.63% | 5.889%
Miscellaneous | Water Heating | Water Heating | 91.72% | 36.49% | 62.55% | 0.9609%
Miscellaneous |  | End-Use | Percent Penetration | Electric | Gas | Other
Miscellaneous | Interior Lighting | Interior Lighting | 100% | 100% | 0% | 0%
Miscellaneous | Exterior Lighting | Exterior Lighting | 81.8% | 100% | 0% | 0%
Miscellaneous | Office Equipment | Office Equipment | 98.34% | 100% | 0% | 0%
Miscellaneous | Cooking, Minor | Residential-grade Cooking Equipment | 92.76% | 98.57% | 1.432% | 0%
Miscellaneous | Freezers, Commercial | Commercial-grade Freezers | 11.53% | 100% | 0% | 0%
Miscellaneous | Refrigerators, Commercial | Commercial-grade Refrigerators | 86.76% | 100% | 0% | 0%
Miscellaneous | Refrigerators, Residential | Residential-grade Refrigerators | 89.65% | 100% | 0% | 0%
Miscellaneous | Miscellaneous | Miscellaneous Electric Equipment | 98.03% | 100% | 0% | 0%
Miscellaneous | Motors | Motors | 37.92% | 100% | 0% | 0%
Miscellaneous | Air Compressors | Air Compressors | 49.42% | 100% | 0% | 0%
Table 8-8: Large Office End-Use Penetration/Saturation and Fuel Share
| End-Use | End-Use | Percent Penetation/Saturation | Electric | Gas | Other
Office, Large | Heating | Heating | 85.33% | 29.06% | 70.49% | 0.455%
Office, Large | Cooling | Cooling | 86.61% | 100% | 0% | 0%
Office, Large | Ventilation | Ventilation | 87.16% | 100% | 0% | 0%
Office, Large | Refrigerated Floor Space | Refrigerated Floor Space | 0% | 100% | 0% | 0%
Office, Large | Frozen Floor Space | Frozen Floor Space | 0% | 100% | 0% | 0%
Office, Large | Cooking, Major | Commercial Cooking Space | 0.4624% | 20.21% | 79.79% | 0%
Office, Large | Water Heating | Water Heating | 100% | 44.03% | 55.97% | 0%
Office, Large |  | End-Use | Percent Penetration | Electric | Gas | Other
Office, Large | Interior Lighting | Interior Lighting | 100% | 100% | 0% | 0%
Office, Large | Exterior Lighting | Exterior Lighting | 96.71% | 100% | 0% | 0%
Office, Large | Office Equipment | Office Equipment | 100% | 100% | 0% | 0%
Office, Large | Cooking, Minor | Residential-grade Cooking Equipment | 100% | 99.49% | 0.5141% | 0%
Office, Large | Freezers, Commercial | Commercial-grade Freezers | 28.86% | 100% | 0% | 0%
Office, Large | Refrigerators, Commercial | Commercial-grade Refrigerators | 95.43% | 100% | 0% | 0%
Office, Large | Refrigerators, Residential | Residential-grade Refrigerators | 100% | 100% | 0% | 0%
Office, Large | Miscellaneous | Miscellaneous Electric Equipment | 99.71% | 100% | 0% | 0%
Office, Large | Motors | Motors | 72.29% | 100% | 0% | 0%
Office, Large | Air Compressors | Air Compressors | 19.28% | 100% | 0% | 0%
Table 8-9: Small Office End-Use Penetration/Saturation and Fuel Share
| End-Use | End-Use | Percent Penetation/Saturation | Electric | Gas | Other
Office, Small | Heating | Heating | 94.9% | 58.45% | 41.33% | 0.221%
Office, Small | Cooling | Cooling | 93.58% | 100% | 0% | 0%
Office, Small | Ventilation | Ventilation | 95.91% | 100% | 0% | 0%
Office, Small | Refrigerated Floor Space | Refrigerated Floor Space | 0.009897% | 100% | 0% | 0%
Office, Small | Frozen Floor Space | Frozen Floor Space | 0.01878% | 100% | 0% | 0%
Office, Small | Cooking, Major | Commercial Cooking Space | 0.3938% | 25.07% | 74.93% | 0%
Office, Small | Water Heating | Water Heating | 91.16% | 50.59% | 48.89% | 0.5161%
Office, Small |  | End-Use | Percent Penetration | Electric | Gas | Other
Office, Small | Interior Lighting | Interior Lighting | 100% | 100% | 0% | 0%
Office, Small | Exterior Lighting | Exterior Lighting | 59.93% | 100% | 0% | 0%
Office, Small | Office Equipment | Office Equipment | 100% | 100% | 0% | 0%
Office, Small | Cooking, Minor | Residential-grade Cooking Equipment | 94.68% | 99.33% | 0.6659% | 0%
Office, Small | Freezers, Commercial | Commercial-grade Freezers | 6.374% | 100% | 0% | 0%
Office, Small | Refrigerators, Commercial | Commercial-grade Refrigerators | 84.01% | 100% | 0% | 0%
Office, Small | Refrigerators, Residential | Residential-grade Refrigerators | 92.34% | 100% | 0% | 0%
Office, Small | Miscellaneous | Miscellaneous Electric Equipment | 93.18% | 100% | 0% | 0%
Office, Small | Motors | Motors | 10.81% | 100% | 0% | 0%
Office, Small | Air Compressors | Air Compressors | 13.26% | 100% | 0% | 0%
Table 8-10: Restaurant End-Use Penetration/Saturation and Fuel Share
| End-Use | End-Use | Percent Penetation/Saturation | Electric | Gas | Other
Restaurant | Heating | Heating | 92.42% | 45.07% | 54.23% | 0.7089%
Restaurant | Cooling | Cooling | 93.18% | 100% | 0% | 0%
Restaurant | Ventilation | Ventilation | 93.86% | 100% | 0% | 0%
Restaurant | Refrigerated Floor Space | Refrigerated Floor Space | 2.068% | 100% | 0% | 0%
Restaurant | Frozen Floor Space | Frozen Floor Space | 1.482% | 100% | 0% | 0%
Restaurant | Cooking, Major | Commercial Cooking Space | 100% | 21.3% | 77.78% | 0.9213%
Restaurant | Water Heating | Water Heating | 100% | 17.66% | 81.62% | 0.7253%
Restaurant |  | End-Use | Percent Penetration | Electric | Gas | Other
Restaurant | Interior Lighting | Interior Lighting | 100% | 100% | 0% | 0%
Restaurant | Exterior Lighting | Exterior Lighting | 85.02% | 100% | 0% | 0%
Restaurant | Office Equipment | Office Equipment | 100% | 100% | 0% | 0%
Restaurant | Cooking, Minor | Residential-grade Cooking Equipment | 100% | 96% | 4.005% | 0%
Restaurant | Freezers, Commercial | Commercial-grade Freezers | 91.37% | 100% | 0% | 0%
Restaurant | Refrigerators, Commercial | Commercial-grade Refrigerators | 99.23% | 100% | 0% | 0%
Restaurant | Refrigerators, Residential | Residential-grade Refrigerators | 25.1% | 100% | 0% | 0%
Restaurant | Miscellaneous | Miscellaneous Electric Equipment | 98.04% | 100% | 0% | 0%
Restaurant | Motors | Motors | 8.429% | 100% | 0% | 0%
Restaurant | Air Compressors | Air Compressors | 4.323% | 100% | 0% | 0%
Table 8-11: Retail End-Use Penetration/Saturation and Fuel Share
| End-Use | End-Use | Percent Penetation/Saturation | Electric | Gas | Other
Retail | Heating | Heating | 76.5% | 49.03% | 50.96% | 0.01115%
Retail | Cooling | Cooling | 79.42% | 100% | 0% | 0%
Retail | Ventilation | Ventilation | 81.09% | 100% | 0% | 0%
Retail | Refrigerated Floor Space | Refrigerated Floor Space | 0.003168% | 100% | 0% | 0%
Retail | Frozen Floor Space | Frozen Floor Space | 0% | 100% | 0% | 0%
Retail | Cooking, Major | Commercial Cooking Space | 0.1323% | 59.93% | 39.3% | 0.7688%
Retail | Water Heating | Water Heating | 87.06% | 62.64% | 37.31% | 0.05801%
Retail |  | End-Use | Percent Penetration | Electric | Gas | Other
Retail | Interior Lighting | Interior Lighting | 100% | 100% | 0% | 0%
Retail | Exterior Lighting | Exterior Lighting | 68.48% | 100% | 0% | 0%
Retail | Office Equipment | Office Equipment | 100% | 100% | 0% | 0%
Retail | Cooking, Minor | Residential-grade Cooking Equipment | 93.67% | 99.94% | 0.06025% | 0%
Retail | Freezers, Commercial | Commercial-grade Freezers | 6.776% | 100% | 0% | 0%
Retail | Refrigerators, Commercial | Commercial-grade Refrigerators | 84.94% | 100% | 0% | 0%
Retail | Refrigerators, Residential | Residential-grade Refrigerators | 89.95% | 100% | 0% | 0%
Retail | Miscellaneous | Miscellaneous Electric Equipment | 97.55% | 100% | 0% | 0%
Retail | Motors | Motors | 11.26% | 100% | 0% | 0%
Retail | Air Compressors | Air Compressors | 13.61% | 100% | 0% | 0%
Table 8-12: School End-Use Penetration/Saturation and Fuel Share
| End-Use | End-Use | Percent Penetation/Saturation | Electric | Gas | Other
School | Heating | Heating | 97.14% | 25.69% | 74.23% | 0.08388%
School | Cooling | Cooling | 96.74% | 99.02% | 0.9777% | 0%
School | Ventilation | Ventilation | 97.67% | 100% | 0% | 0%
School | Refrigerated Floor Space | Refrigerated Floor Space | 0% | 100% | 0% | 0%
School | Frozen Floor Space | Frozen Floor Space | 0% | 100% | 0% | 0%
School | Cooking, Major | Commercial Cooking Space | 3.348% | 38.56% | 61.17% | 0.2698%
School | Water Heating | Water Heating | 99.59% | 28.34% | 71.66% | 0%
School |  | End-Use | Percent Penetration | Electric | Gas | Other
School | Interior Lighting | Interior Lighting | 100% | 100% | 0% | 0%
School | Exterior Lighting | Exterior Lighting | 92.3% | 100% | 0% | 0%
School | Office Equipment | Office Equipment | 100% | 100% | 0% | 0%
School | Cooking, Minor | Residential-grade Cooking Equipment | 100% | 94.31% | 5.691% | 0%
School | Freezers, Commercial | Commercial-grade Freezers | 46.3% | 100% | 0% | 0%
School | Refrigerators, Commercial | Commercial-grade Refrigerators | 98.34% | 100% | 0% | 0%
School | Refrigerators, Residential | Residential-grade Refrigerators | 99.35% | 100% | 0% | 0%
School | Miscellaneous | Miscellaneous Electric Equipment | 99.11% | 100% | 0% | 0%
School | Motors | Motors | 16.12% | 100% | 0% | 0%
School | Air Compressors | Air Compressors | 5.885% | 100% | 0% | 0%
Table 8-13: Refrigerated Warehouse End-Use Penetration/Saturation and Fuel Share
| End-Use | End-Use | Percent Penetation/Saturation | Electric | Gas | Other
Ref. Warehouse | Heating | Heating | 20.06% | 83.37% | 16.63% | 0%
Ref. Warehouse | Cooling | Cooling | 23.51% | 100% | 0% | 0%
Ref. Warehouse | Ventilation | Ventilation | 33.87% | 100% | 0% | 0%
Ref. Warehouse | Refrigerated Floor Space | Refrigerated Floor Space | 34.12% | 100% | 0% | 0%
Ref. Warehouse | Frozen Floor Space | Frozen Floor Space | 20.19% | 100% | 0% | 0%
Ref. Warehouse | Cooking, Major | Commercial Cooking Space | 0.09338% | 6.05% | 93.95% | 0%
Ref. Warehouse | Water Heating | Water Heating | 91.96% | 63.7% | 36.3% | 0%
Ref. Warehouse |  | End-Use | Percent Penetration | Electric | Gas | Other
Ref. Warehouse | Interior Lighting | Interior Lighting | 100% | 100% | 0% | 0%
Ref. Warehouse | Exterior Lighting | Exterior Lighting | 96.61% | 100% | 0% | 0%
Ref. Warehouse | Office Equipment | Office Equipment | 100% | 100% | 0% | 0%
Ref. Warehouse | Cooking, Minor | Residential-grade Cooking Equipment | 100% | 100% | 0% | 0%
Ref. Warehouse | Freezers, Commercial | Commercial-grade Freezers | 42.29% | 100% | 0% | 0%
Ref. Warehouse | Refrigerators, Commercial | Commercial-grade Refrigerators | 100% | 100% | 0% | 0%
Ref. Warehouse | Refrigerators, Residential | Residential-grade Refrigerators | 100% | 100% | 0% | 0%
Ref. Warehouse | Miscellaneous | Miscellaneous Electric Equipment | 100% | 100% | 0% | 0%
Ref. Warehouse | Motors | Motors | 49.92% | 100% | 0% | 0%
Ref. Warehouse | Air Compressors | Air Compressors | 28.94% | 100% | 0% | 0%
Table 8-14: Unrefrigerated Warehouse End-Use Penetration/Saturation and Fuel Share
| End-Use | End-Use | Percent Penetation/Saturation | Electric | Gas | Other
Warehouse | Heating | Heating | 24.91% | 58.27% | 41.73% | 0%
Warehouse | Cooling | Cooling | 25.56% | 100% | 0% | 0%
Warehouse | Ventilation | Ventilation | 30.18% | 100% | 0% | 0%
Warehouse | Refrigerated Floor Space | Refrigerated Floor Space | 1.054% | 100% | 0% | 0%
Warehouse | Frozen Floor Space | Frozen Floor Space | 0.2449% | 100% | 0% | 0%
Warehouse | Cooking, Major | Commercial Cooking Space | 0.02474% | 26.02% | 73.98% | 0%
Warehouse | Water Heating | Water Heating | 90.63% | 75.28% | 24.64% | 0.07578%
Warehouse |  | End-Use | Percent Penetration | Electric | Gas | Other
Warehouse | Interior Lighting | Interior Lighting | 100% | 100% | 0% | 0%
Warehouse | Exterior Lighting | Exterior Lighting | 73.62% | 100% | 0% | 0%
Warehouse | Office Equipment | Office Equipment | 99.96% | 100% | 0% | 0%
Warehouse | Cooking, Minor | Residential-grade Cooking Equipment | 96.85% | 99.38% | 0.6215% | 0%
Warehouse | Freezers, Commercial | Commercial-grade Freezers | 6.642% | 100% | 0% | 0%
Warehouse | Refrigerators, Commercial | Commercial-grade Refrigerators | 90.64% | 100% | 0% | 0%
Warehouse | Refrigerators, Residential | Residential-grade Refrigerators | 94.29% | 100% | 0% | 0%
Warehouse | Miscellaneous | Miscellaneous Electric Equipment | 98.45% | 100% | 0% | 0%
Warehouse | Motors | Motors | 28.91% | 100% | 0% | 0%
Warehouse | Air Compressors | Air Compressors | 35.8% | 100% | 0% | 0%

## SDGE
Planning Area: |  | Table 9-1: Overview of Energy Usage in SDG&E Service Area | [5 empty] | Figure 9-1: Electricity Use by Building Type
SDG&E |  | Building Type | Floor Stock (kft2) | Annual Electric Intensity (kWh/ft2) | Annual Electric Usage (GWh) | Annual Gas Intensity (kBTU/ft2) | Annual Gas Usage (MTherms) | Plot_Building_Type | Percent
|  | College | 47530.9637 | 11.3939 | 541.5637 | 54.8267 | 23.6131 | College | 5.624%
|  | Food Stores | 21647.8317 | 39.4403 | 853.7978 | 60.2731 | 13.0478 | Food Stores | 8.866%
|  | Health Care | 50557.5025 | 21.9354 | 1109.001 | 48.5405 | 22.9966 | Health Care | 11.52%
|  | Lodging | 59444.3176 | 11.6918 | 695.0139 | 30.6417 | 18.2148 | Lodging | 7.217%
|  | Miscellaneous | 168390.1777 | 6.7334 | 1133.8396 | 39.338 | 65.2711 | Miscellaneous | 11.77%
|  | Office, Large | 122134.7404 | 14.8341 | 1811.7632 | 32.3565 | 38.996 | Office, Large | 18.81%
|  | Office, Small | 87567.1322 | 10.614 | 929.4412 | 23.1979 | 20.3137 | Office, Small | 9.652%
|  | Ref. Warehouse | 4323.2016 | 32.7527 | 141.5967 | 7.1106 | 0.30139 | Ref. Warehouse | 1.47%
|  | Restaurant | 18269.7908 | 41.0103 | 749.2488 | 228.2801 | 41.7063 | Restaurant | 7.781%
|  | Retail | 101055.3166 | 10.2565 | 1036.4713 | 3.4248 | 3.2035 | Retail | 10.76%
|  | School | 55964.4234 | 7.2823 | 407.5524 | 6.97 | 3.9007 | School | 4.232%
|  | Warehouse | 34740.648 | 6.3463 | 220.4763 | 3.547 | 1.2322 | Warehouse | 2.29%
|  | All Commercial | 771626.0462 | 12.4798 | 9629.7659 | 33.6032 | 252.7975
|  | All Office | 209701.8727 | 13.0719 | 2741.2045 | 28.5024 | 59.3098
|  | All Warehouse | 39063.8495 | 9.2687 | 362.0729 | 3.9345 | 1.5336
Table 9-2: All Commercial End-Use Penetration/Saturation and Fuel Share
| End-Use | End-Use | Percent Saturation | Electric | Gas | Other
All Commercial | Heating | Heating | 80.33% | 28.73% | 70.56% | 0.7024%
All Commercial | Cooling | Cooling | 79.43% | 99.99% | 0% | 0.01285%
All Commercial | Ventilation | Ventilation | 81.78% | 100% | 0% | 0%
All Commercial | Refrigerated Floor Space | Refrigerated Floor Space | 0.5049% | 100% | 0% | 0%
All Commercial | Frozen Floor Space | Frozen Floor Space | 0.2207% | 100% | 0% | 0%
All Commercial | Cooking, Major | Commercial Cooking Space | 3.593% | 29.36% | 69.15% | 1.485%
All Commercial | Water Heating | Water Heating | 95.4% | 42.08% | 56.2% | 1.722%
All Commercial |  | End-Use | Percent Penetration | Electric | Gas | Other
All Commercial | Interior Lighting | Interior Lighting | 100% | 100% | 0% | 0%
All Commercial | Exterior Lighting | Exterior Lighting | 71.08% | 100% | 0% | 0%
All Commercial | Office Equipment | Office Equipment | 99.85% | 100% | 0% | 0%
All Commercial | Cooking, Minor | Residential-grade Cooking Equipment | 95.97% | 98.72% | 1.276% | 0%
All Commercial | Freezers, Commercial | Commercial-grade Freezers | 26.22% | 100% | 0% | 0% |  | Figure 6-1: Electricity Use by Building Type
All Commercial | Refrigerators, Commercial | Commercial-grade Refrigerators | 87.49% | 100% | 0% | 0% |  | Plot_Building_Type | Percent
All Commercial | Refrigerators, Residential | Residential-grade Refrigerators | 84.58% | 100% | 0% | 0% |  | College | 9.341%
All Commercial | Miscellaneous | Miscellaneous Electric Equipment | 95.05% | 100% | 0% | 0% |  | Food Stores | 5.161%
All Commercial | Motors | Motors | 24.7% | 100% | 0% | 0% |  | Health Care | 9.097%
All Commercial | Air Compressors | Air Compressors | 25.42% | 100% | 0% | 0% |  | Lodging | 7.205%
[8 empty] | Miscellaneous | 25.82%
|  | Table 9-3: College End-Use Penetration/Saturation and Fuel Share | [5 empty] | Office, Large | 15.43%
| End-Use | End-Use | Percent Saturation | Electric | Gas | Other |  | Office, Small | 8.036%
College | Heating | Heating | 98.21% | 16.53% | 83.47% | 0% |  | Ref. Warehouse | 0.1192%
College | Cooling | Cooling | 80.44% | 100% | 0% | 0% |  | Restaurant | 16.5%
College | Ventilation | Ventilation | 98.5% | 100% | 0% | 0% |  | Retail | 1.267%
College | Refrigerated Floor Space | Refrigerated Floor Space | 0% | 100% | 0% | 0% |  | School | 1.543%
College | Frozen Floor Space | Frozen Floor Space | 0% | 100% | 0% | 0% |  | Warehouse | 0.4874%
College | Cooking, Major | Commercial Cooking Space | 1.576% | 16.39% | 83.61% | 0%
College | Water Heating | Water Heating | 98.96% | 15.45% | 80.53% | 4.018%
College |  | End-Use | Percent Penetration | Electric | Gas | Other
College | Interior Lighting | Interior Lighting | 100% | 100% | 0% | 0%
College | Exterior Lighting | Exterior Lighting | 62.7% | 100% | 0% | 0%
College | Office Equipment | Office Equipment | 100% | 100% | 0% | 0%
College | Cooking, Minor | Residential-grade Cooking Equipment | 87.96% | 100% | 0% | 0%
College | Freezers, Commercial | Commercial-grade Freezers | 4.201% | 100% | 0% | 0%
College | Refrigerators, Commercial | Commercial-grade Refrigerators | 82.04% | 100% | 0% | 0%
College | Refrigerators, Residential | Residential-grade Refrigerators | 87.96% | 100% | 0% | 0%
College | Miscellaneous | Miscellaneous Electric Equipment | 94.44% | 100% | 0% | 0%
College | Motors | Motors | 19.35% | 100% | 0% | 0% |  | Table 9-3: College End-Use Penetration/Saturation and Fuel Share | 0% | 0%
College | Air Compressors | Air Compressors | 5.394% | 100% | 0% | 0% |  | Table 9-4: Food Stores End-Use Penetration/Saturation and Fuel Share | 4.149% | 3.915%
[8 empty] | Table 9-5: Health Care End-Use Penetration/Saturation and Fuel Share | 0% | 0%
|  | Table 9-4: Food Stores End-Use Penetration/Saturation and Fuel Share | [5 empty] | Table 9-6: Lodging End-Use Penetration/Saturation and Fuel Share | 0% | 0%
| End-Use | End-Use | Percent Saturation | Electric | Gas | Other |  | Table 9-7: Miscellaneous End-Use Penetration/Saturation and Fuel Share | 0% | 0%
Food Stores | Heating | Heating | 79.73% | 24.82% | 75.18% | 0% |  | Table 9-8: Large Office End-Use Penetration/Saturation and Fuel Share | 0.2128% | 0.1129%
Food Stores | Cooling | Cooling | 84.43% | 100% | 0% | 0% |  | Table 9-9: Small Office End-Use Penetration/Saturation and Fuel Share | 0% | 0%
Food Stores | Ventilation | Ventilation | 86.32% | 100% | 0% | 0% |  | Table 9-10: Restaurant End-Use Penetration/Saturation and Fuel Share | 2.218% | 1.396%
Food Stores | Refrigerated Floor Space | Refrigerated Floor Space | 4.149% | 100% | 0% | 0% |  | Table 9-11: Retail End-Use Penetration/Saturation and Fuel Share | 0% | 0%
Food Stores | Frozen Floor Space | Frozen Floor Space | 3.915% | 100% | 0% | 0% |  | Table 9-12: School End-Use Penetration/Saturation and Fuel Share | 0% | 0%
Food Stores | Cooking, Major | Commercial Cooking Space | 2.93% | 26.12% | 73.73% | 0.1521% |  | Table 9-13: Refrigerated Warehouse End-Use Penetration/Saturation and Fuel Share | 46.29% | 7.356%
Food Stores | Water Heating | Water Heating | 99.15% | 48.18% | 51.69% | 0.1264% |  | Table 9-14: Unrefrigerated Warehouse End-Use Penetration/Saturation and Fuel Share | 0.9549% | 0.4162%
Food Stores |  | End-Use | Percent Penetration | Electric | Gas | Other
Food Stores | Interior Lighting | Interior Lighting | 100% | 100% | 0% | 0%
Food Stores | Exterior Lighting | Exterior Lighting | 88.61% | 100% | 0% | 0%
Food Stores | Office Equipment | Office Equipment | 100% | 100% | 0% | 0%
Food Stores | Cooking, Minor | Residential-grade Cooking Equipment | 100% | 99.57% | 0.4293% | 0%
Food Stores | Freezers, Commercial | Commercial-grade Freezers | 91.98% | 100% | 0% | 0%
Food Stores | Refrigerators, Commercial | Commercial-grade Refrigerators | 100% | 100% | 0% | 0%
Food Stores | Refrigerators, Residential | Residential-grade Refrigerators | 100% | 100% | 0% | 0%
Food Stores | Miscellaneous | Miscellaneous Electric Equipment | 98.32% | 100% | 0% | 0%
Food Stores | Motors | Motors | 23.21% | 100% | 0% | 0%
Food Stores | Air Compressors | Air Compressors | 32.28% | 100% | 0% | 0%
Table 9-5: Health Care End-Use Penetration/Saturation and Fuel Share
| End-Use | End-Use | Percent Saturation | Electric | Gas | Other
Health Care | Heating | Heating | 99.19% | 15.67% | 84.33% | 0%
Health Care | Cooling | Cooling | 99.09% | 100% | 0% | 0%
Health Care | Ventilation | Ventilation | 99.24% | 100% | 0% | 0%
Health Care | Refrigerated Floor Space | Refrigerated Floor Space | 0% | 100% | 0% | 0%
Health Care | Frozen Floor Space | Frozen Floor Space | 0% | 100% | 0% | 0%
Health Care | Cooking, Major | Commercial Cooking Space | 2.789% | 30.04% | 68.24% | 1.713%
Health Care | Water Heating | Water Heating | 100% | 23.53% | 76.24% | 0.234%
Health Care |  | End-Use | Percent Penetration | Electric | Gas | Other
Health Care | Interior Lighting | Interior Lighting | 100% | 100% | 0% | 0%
Health Care | Exterior Lighting | Exterior Lighting | 86.22% | 100% | 0% | 0%
Health Care | Office Equipment | Office Equipment | 100% | 100% | 0% | 0%
Health Care | Cooking, Minor | Residential-grade Cooking Equipment | 100% | 98.39% | 1.611% | 0%
Health Care | Freezers, Commercial | Commercial-grade Freezers | 46.69% | 100% | 0% | 0%
Health Care | Refrigerators, Commercial | Commercial-grade Refrigerators | 100% | 100% | 0% | 0%
Health Care | Refrigerators, Residential | Residential-grade Refrigerators | 100% | 100% | 0% | 0%
Health Care | Miscellaneous | Miscellaneous Electric Equipment | 100% | 100% | 0% | 0%
Health Care | Motors | Motors | 39.98% | 100% | 0% | 0%
Health Care | Air Compressors | Air Compressors | 24.58% | 100% | 0% | 0%
Table 9-6: Lodging End-Use Penetration/Saturation and Fuel Share
| End-Use | End-Use | Percent Penetation/Saturation | Electric | Gas | Other
Lodging | Heating | Heating | 99.48% | 30.2% | 69.75% | 0.05073%
Lodging | Cooling | Cooling | 99.19% | 100% | 0% | 0%
Lodging | Ventilation | Ventilation | 99.49% | 100% | 0% | 0%
Lodging | Refrigerated Floor Space | Refrigerated Floor Space | 0% | 100% | 0% | 0%
Lodging | Frozen Floor Space | Frozen Floor Space | 0% | 100% | 0% | 0%
Lodging | Cooking, Major | Commercial Cooking Space | 1.779% | 26.75% | 66.95% | 6.301%
Lodging | Water Heating | Water Heating | 100% | 9.059% | 86.47% | 4.473%
Lodging |  | End-Use | Percent Penetration | Electric | Gas | Other
Lodging | Interior Lighting | Interior Lighting | 100% | 100% | 0% | 0%
Lodging | Exterior Lighting | Exterior Lighting | 99.5% | 100% | 0% | 0%
Lodging | Office Equipment | Office Equipment | 100% | 100% | 0% | 0%
Lodging | Cooking, Minor | Residential-grade Cooking Equipment | 100% | 99.15% | 0.8455% | 0%
Lodging | Freezers, Commercial | Commercial-grade Freezers | 71.35% | 100% | 0% | 0%
Lodging | Refrigerators, Commercial | Commercial-grade Refrigerators | 100% | 100% | 0% | 0%
Lodging | Refrigerators, Residential | Residential-grade Refrigerators | 100% | 100% | 0% | 0%
Lodging | Miscellaneous | Miscellaneous Electric Equipment | 100% | 100% | 0% | 0%
Lodging | Motors | Motors | 80.75% | 100% | 0% | 0%
Lodging | Air Compressors | Air Compressors | 22.25% | 100% | 0% | 0%
Table 9-7: Miscellaneous End-Use Penetration/Saturation and Fuel Share
| End-Use | End-Use | Percent Penetation/Saturation | Electric | Gas | Other
Miscellaneous | Heating | Heating | 50.69% | 24.41% | 73.03% | 2.561%
Miscellaneous | Cooling | Cooling | 50.86% | 100% | 0% | 0%
Miscellaneous | Ventilation | Ventilation | 53.25% | 100% | 0% | 0%
Miscellaneous | Refrigerated Floor Space | Refrigerated Floor Space | 0% | 100% | 0% | 0%
Miscellaneous | Frozen Floor Space | Frozen Floor Space | 0% | 100% | 0% | 0%
Miscellaneous | Cooking, Major | Commercial Cooking Space | 1.301% | 28.77% | 63.72% | 7.509%
Miscellaneous | Water Heating | Water Heating | 93.82% | 53.65% | 44.37% | 1.98%
Miscellaneous |  | End-Use | Percent Penetration | Electric | Gas | Other
Miscellaneous | Interior Lighting | Interior Lighting | 100% | 100% | 0% | 0%
Miscellaneous | Exterior Lighting | Exterior Lighting | 86.18% | 100% | 0% | 0%
Miscellaneous | Office Equipment | Office Equipment | 99% | 100% | 0% | 0%
Miscellaneous | Cooking, Minor | Residential-grade Cooking Equipment | 93.69% | 98.17% | 1.828% | 0%
Miscellaneous | Freezers, Commercial | Commercial-grade Freezers | 16.61% | 100% | 0% | 0%
Miscellaneous | Refrigerators, Commercial | Commercial-grade Refrigerators | 87.82% | 100% | 0% | 0%
Miscellaneous | Refrigerators, Residential | Residential-grade Refrigerators | 90.09% | 100% | 0% | 0%
Miscellaneous | Miscellaneous | Miscellaneous Electric Equipment | 98.38% | 100% | 0% | 0%
Miscellaneous | Motors | Motors | 45.24% | 100% | 0% | 0%
Miscellaneous | Air Compressors | Air Compressors | 42.5% | 100% | 0% | 0%
Table 9-8: Large Office End-Use Penetration/Saturation and Fuel Share
| End-Use | End-Use | Percent Penetation/Saturation | Electric | Gas | Other
Office, Large | Heating | Heating | 91.74% | 15.34% | 84.14% | 0.5258%
Office, Large | Cooling | Cooling | 91.71% | 100% | 0% | 0%
Office, Large | Ventilation | Ventilation | 92.02% | 100% | 0% | 0%
Office, Large | Refrigerated Floor Space | Refrigerated Floor Space | 0.2128% | 100% | 0% | 0%
Office, Large | Frozen Floor Space | Frozen Floor Space | 0.1129% | 100% | 0% | 0%
Office, Large | Cooking, Major | Commercial Cooking Space | 0.6616% | 25.53% | 73.93% | 0.5461%
Office, Large | Water Heating | Water Heating | 98.66% | 32.45% | 67.38% | 0.1758%
Office, Large |  | End-Use | Percent Penetration | Electric | Gas | Other
Office, Large | Interior Lighting | Interior Lighting | 100% | 100% | 0% | 0%
Office, Large | Exterior Lighting | Exterior Lighting | 92.05% | 100% | 0% | 0%
Office, Large | Office Equipment | Office Equipment | 100% | 100% | 0% | 0%
Office, Large | Cooking, Minor | Residential-grade Cooking Equipment | 98.84% | 99.46% | 0.5378% | 0%
Office, Large | Freezers, Commercial | Commercial-grade Freezers | 41.87% | 100% | 0% | 0%
Office, Large | Refrigerators, Commercial | Commercial-grade Refrigerators | 91.58% | 100% | 0% | 0%
Office, Large | Refrigerators, Residential | Residential-grade Refrigerators | 97.97% | 100% | 0% | 0%
Office, Large | Miscellaneous | Miscellaneous Electric Equipment | 94.22% | 100% | 0% | 0%
Office, Large | Motors | Motors | 74.12% | 100% | 0% | 0%
Office, Large | Air Compressors | Air Compressors | 30.39% | 100% | 0% | 0%
Table 9-9: Small Office End-Use Penetration/Saturation and Fuel Share
| End-Use | End-Use | Percent Penetation/Saturation | Electric | Gas | Other
Office, Small | Heating | Heating | 89.52% | 54.22% | 45.56% | 0.224%
Office, Small | Cooling | Cooling | 89.1% | 99.9% | 0% | 0.101%
Office, Small | Ventilation | Ventilation | 90.01% | 100% | 0% | 0%
Office, Small | Refrigerated Floor Space | Refrigerated Floor Space | 0% | 100% | 0% | 0%
Office, Small | Frozen Floor Space | Frozen Floor Space | 0% | 100% | 0% | 0%
Office, Small | Cooking, Major | Commercial Cooking Space | 0.4177% | 39.67% | 60.33% | 0%
Office, Small | Water Heating | Water Heating | 88.73% | 58.33% | 41.48% | 0.187%
Office, Small |  | End-Use | Percent Penetration | Electric | Gas | Other
Office, Small | Interior Lighting | Interior Lighting | 100% | 100% | 0% | 0%
Office, Small | Exterior Lighting | Exterior Lighting | 56.41% | 100% | 0% | 0%
Office, Small | Office Equipment | Office Equipment | 100% | 100% | 0% | 0%
Office, Small | Cooking, Minor | Residential-grade Cooking Equipment | 96% | 98.58% | 1.423% | 0%
Office, Small | Freezers, Commercial | Commercial-grade Freezers | 6.456% | 100% | 0% | 0%
Office, Small | Refrigerators, Commercial | Commercial-grade Refrigerators | 81.95% | 100% | 0% | 0%
Office, Small | Refrigerators, Residential | Residential-grade Refrigerators | 94.3% | 100% | 0% | 0%
Office, Small | Miscellaneous | Miscellaneous Electric Equipment | 91.34% | 100% | 0% | 0%
Office, Small | Motors | Motors | 20.84% | 100% | 0% | 0%
Office, Small | Air Compressors | Air Compressors | 18.54% | 100% | 0% | 0%
Table 9-10: Restaurant End-Use Penetration/Saturation and Fuel Share
| End-Use | End-Use | Percent Penetation/Saturation | Electric | Gas | Other
Restaurant | Heating | Heating | 88.1% | 21.99% | 77.93% | 0.08186%
Restaurant | Cooling | Cooling | 91.75% | 100% | 0% | 0%
Restaurant | Ventilation | Ventilation | 92.56% | 100% | 0% | 0%
Restaurant | Refrigerated Floor Space | Refrigerated Floor Space | 2.218% | 100% | 0% | 0%
Restaurant | Frozen Floor Space | Frozen Floor Space | 1.396% | 100% | 0% | 0%
Restaurant | Cooking, Major | Commercial Cooking Space | 100% | 30.36% | 69.44% | 0.2015%
Restaurant | Water Heating | Water Heating | 100% | 30.82% | 68.8% | 0.3825%
Restaurant |  | End-Use | Percent Penetration | Electric | Gas | Other
Restaurant | Interior Lighting | Interior Lighting | 100% | 100% | 0% | 0%
Restaurant | Exterior Lighting | Exterior Lighting | 80.07% | 100% | 0% | 0%
Restaurant | Office Equipment | Office Equipment | 100% | 100% | 0% | 0%
Restaurant | Cooking, Minor | Residential-grade Cooking Equipment | 100% | 97.01% | 2.993% | 0%
Restaurant | Freezers, Commercial | Commercial-grade Freezers | 91.94% | 100% | 0% | 0%
Restaurant | Refrigerators, Commercial | Commercial-grade Refrigerators | 99.5% | 100% | 0% | 0%
Restaurant | Refrigerators, Residential | Residential-grade Refrigerators | 24.5% | 100% | 0% | 0%
Restaurant | Miscellaneous | Miscellaneous Electric Equipment | 98.67% | 100% | 0% | 0%
Restaurant | Motors | Motors | 3.182% | 100% | 0% | 0%
Restaurant | Air Compressors | Air Compressors | 13.17% | 100% | 0% | 0%
Table 9-11: Retail End-Use Penetration/Saturation and Fuel Share
| End-Use | End-Use | Percent Penetation/Saturation | Electric | Gas | Other
Retail | Heating | Heating | 80.72% | 40.73% | 59.21% | 0.06229%
Retail | Cooling | Cooling | 81.53% | 100% | 0% | 0%
Retail | Ventilation | Ventilation | 83.22% | 100% | 0% | 0%
Retail | Refrigerated Floor Space | Refrigerated Floor Space | 0% | 100% | 0% | 0%
Retail | Frozen Floor Space | Frozen Floor Space | 0% | 100% | 0% | 0%
Retail | Cooking, Major | Commercial Cooking Space | 0.003592% | 40.68% | 59.32% | 0%
Retail | Water Heating | Water Heating | 91.27% | 67.65% | 31.96% | 0.3863%
Retail |  | End-Use | Percent Penetration | Electric | Gas | Other
Retail | Interior Lighting | Interior Lighting | 100% | 100% | 0% | 0%
Retail | Exterior Lighting | Exterior Lighting | 67.5% | 100% | 0% | 0%
Retail | Office Equipment | Office Equipment | 100% | 100% | 0% | 0%
Retail | Cooking, Minor | Residential-grade Cooking Equipment | 92.97% | 99.89% | 0.1108% | 0%
Retail | Freezers, Commercial | Commercial-grade Freezers | 8.297% | 100% | 0% | 0%
Retail | Refrigerators, Commercial | Commercial-grade Refrigerators | 82.84% | 100% | 0% | 0%
Retail | Refrigerators, Residential | Residential-grade Refrigerators | 86.81% | 100% | 0% | 0%
Retail | Miscellaneous | Miscellaneous Electric Equipment | 95.14% | 100% | 0% | 0%
Retail | Motors | Motors | 14.12% | 100% | 0% | 0%
Retail | Air Compressors | Air Compressors | 27.95% | 100% | 0% | 0%
Table 9-12: School End-Use Penetration/Saturation and Fuel Share
| End-Use | End-Use | Percent Penetation/Saturation | Electric | Gas | Other
School | Heating | Heating | 98.52% | 24.96% | 72.9% | 2.132%
School | Cooling | Cooling | 98.57% | 100% | 0% | 0%
School | Ventilation | Ventilation | 98.57% | 100% | 0% | 0%
School | Refrigerated Floor Space | Refrigerated Floor Space | 0% | 100% | 0% | 0%
School | Frozen Floor Space | Frozen Floor Space | 0% | 100% | 0% | 0%
School | Cooking, Major | Commercial Cooking Space | 3.928% | 28.09% | 67.97% | 3.94%
School | Water Heating | Water Heating | 98.81% | 25.04% | 67.97% | 6.993%
School |  | End-Use | Percent Penetration | Electric | Gas | Other
School | Interior Lighting | Interior Lighting | 100% | 100% | 0% | 0%
School | Exterior Lighting | Exterior Lighting | 97.83% | 100% | 0% | 0%
School | Office Equipment | Office Equipment | 100% | 100% | 0% | 0%
School | Cooking, Minor | Residential-grade Cooking Equipment | 99.66% | 98.95% | 1.046% | 0%
School | Freezers, Commercial | Commercial-grade Freezers | 49.44% | 100% | 0% | 0%
School | Refrigerators, Commercial | Commercial-grade Refrigerators | 98% | 100% | 0% | 0%
School | Refrigerators, Residential | Residential-grade Refrigerators | 99.66% | 100% | 0% | 0%
School | Miscellaneous | Miscellaneous Electric Equipment | 97.56% | 100% | 0% | 0%
School | Motors | Motors | 41.85% | 100% | 0% | 0%
School | Air Compressors | Air Compressors | 20.03% | 100% | 0% | 0%
Table 9-13: Refrigerated Warehouse End-Use Penetration/Saturation and Fuel Share
| End-Use | End-Use | Percent Penetation/Saturation | Electric | Gas | Other
Ref. Warehouse | Heating | Heating | 30.59% | 50.47% | 49.53% | 0%
Ref. Warehouse | Cooling | Cooling | 30.48% | 100% | 0% | 0%
Ref. Warehouse | Ventilation | Ventilation | 42.67% | 100% | 0% | 0%
Ref. Warehouse | Refrigerated Floor Space | Refrigerated Floor Space | 46.29% | 100% | 0% | 0%
Ref. Warehouse | Frozen Floor Space | Frozen Floor Space | 7.356% | 100% | 0% | 0%
Ref. Warehouse | Cooking, Major | Commercial Cooking Space | 0.3191% | 100% | 0% | 0%
Ref. Warehouse | Water Heating | Water Heating | 100% | 78.44% | 21.56% | 0%
Ref. Warehouse |  | End-Use | Percent Penetration | Electric | Gas | Other
Ref. Warehouse | Interior Lighting | Interior Lighting | 100% | 100% | 0% | 0%
Ref. Warehouse | Exterior Lighting | Exterior Lighting | 82.31% | 100% | 0% | 0%
Ref. Warehouse | Office Equipment | Office Equipment | 100% | 100% | 0% | 0%
Ref. Warehouse | Cooking, Minor | Residential-grade Cooking Equipment | 100% | 100% | 0% | 0%
Ref. Warehouse | Freezers, Commercial | Commercial-grade Freezers | 45.46% | 100% | 0% | 0%
Ref. Warehouse | Refrigerators, Commercial | Commercial-grade Refrigerators | 100% | 100% | 0% | 0%
Ref. Warehouse | Refrigerators, Residential | Residential-grade Refrigerators | 100% | 100% | 0% | 0%
Ref. Warehouse | Miscellaneous | Miscellaneous Electric Equipment | 100% | 100% | 0% | 0%
Ref. Warehouse | Motors | Motors | 56.86% | 100% | 0% | 0%
Ref. Warehouse | Air Compressors | Air Compressors | 70.69% | 100% | 0% | 0%
Table 9-14: Unrefrigerated Warehouse End-Use Penetration/Saturation and Fuel Share
| End-Use | End-Use | Percent Penetation/Saturation | Electric | Gas | Other
Warehouse | Heating | Heating | 48.12% | 51.92% | 47.28% | 0.8042%
Warehouse | Cooling | Cooling | 46.14% | 100% | 0% | 0%
Warehouse | Ventilation | Ventilation | 49.95% | 100% | 0% | 0%
Warehouse | Refrigerated Floor Space | Refrigerated Floor Space | 0.9549% | 100% | 0% | 0%
Warehouse | Frozen Floor Space | Frozen Floor Space | 0.4162% | 100% | 0% | 0%
Warehouse | Cooking, Major | Commercial Cooking Space | 0.07768% | 29.38% | 70.62% | 0%
Warehouse | Water Heating | Water Heating | 90.03% | 65.23% | 34.13% | 0.6387%
Warehouse |  | End-Use | Percent Penetration | Electric | Gas | Other
Warehouse | Interior Lighting | Interior Lighting | 100% | 100% | 0% | 0%
Warehouse | Exterior Lighting | Exterior Lighting | 70.79% | 100% | 0% | 0%
Warehouse | Office Equipment | Office Equipment | 100% | 100% | 0% | 0%
Warehouse | Cooking, Minor | Residential-grade Cooking Equipment | 96.07% | 99.64% | 0.3606% | 0%
Warehouse | Freezers, Commercial | Commercial-grade Freezers | 7.163% | 100% | 0% | 0%
Warehouse | Refrigerators, Commercial | Commercial-grade Refrigerators | 88.32% | 100% | 0% | 0%
Warehouse | Refrigerators, Residential | Residential-grade Refrigerators | 91.78% | 100% | 0% | 0%
Warehouse | Miscellaneous | Miscellaneous Electric Equipment | 95.34% | 100% | 0% | 0%
Warehouse | Motors | Motors | 29.4% | 100% | 0% | 0%
Warehouse | Air Compressors | Air Compressors | 42.03% | 100% | 0% | 0%

## LADWP
Planning Area: |  | Table 10-1: Overview of Energy Usage in LADWP Service Area | [5 empty] | Figure 9-1: Electricity Use by Building Type
LADWP |  | Building Type | Floor Stock (kft2) | Annual Electric Intensity (kWh/ft2) | Annual Electric Usage (GWh) | Annual Gas Intensity (kBTU/ft2) | Annual Gas Usage (MTherms) | Building Type | Percent
|  | College | 38888.1508 | 14.668 | 570.41 | 198.4524 | 76.3644 | College | 6.404%
|  | Food Stores | 22271.9189 | 35.1189 | 782.1664 | 33.212 | 7.397 | Food Stores | 8.782%
|  | Health Care | 40043.1924 | 9.6201 | 385.2189 | 66.6409 | 20.4081 | Health Care | 4.325%
|  | Lodging | 34136.1778 | 9.9803 | 340.6909 | 34.8494 | 11.8962 | Lodging | 3.825%
|  | Miscellaneous | 124486.9597 | 8.3874 | 1044.1182 | 30.9365 | 38.5119 | Miscellaneous | 11.72%
|  | Office, Large | 203859.7698 | 10.7608 | 2193.6989 | 14.8966 | 30.3682 | Office, Large | 24.63%
|  | Office, Small | 53287.0208 | 9.8945 | 527.2486 | 23.8498 | 12.7089 | Office, Small | 5.92%
|  | Ref. Warehouse | 12628.6074 | 15.6255 | 197.3284 | 0.51602 | 0.064989 | Ref. Warehouse | 2.215%
|  | Restaurant | 23625.7396 | 33.1779 | 783.8516 | 204.0564 | 48.2098 | Restaurant | 8.8%
|  | Retail | 104376.2161 | 10.1226 | 1056.5619 | 4.4662 | 4.6616 | Retail | 11.86%
|  | School | 85909.7487 | 9.6311 | 827.405 | 8.9006 | 7.6464 | School | 9.289%
|  | Warehouse | 44290.3847 | 4.4751 | 198.2026 | 2.3616 | 1.0335 | Warehouse | 2.225%
|  | All Commercial | 787803.8867 | 11.306 | 8906.9013 | 33.3504 | 259.271
|  | All Office | 257146.7906 | 10.5813 | 2720.9475 | 16.7519 | 43.077
|  | All Warehouse | 56918.9921 | 6.949 | 395.5309 | 1.9492 | 1.0985
Table 10-2: All Commercial End-Use Penetration/Saturation and Fuel Share
| End-Use | End-Use | Percent Saturation | Electric | Gas | Other
All Commercial | Heating | Heating | 82.62% | 24.14% | 75.85% | 0.009845%
All Commercial | Cooling | Cooling | 84.11% | 99.99% | 0% | 0.00967%
All Commercial | Ventilation | Ventilation | 87.71% | 100% | 0% | 0%
All Commercial | Refrigerated Floor Space | Refrigerated Floor Space | 1.455% | 100% | 0% | 0%
All Commercial | Frozen Floor Space | Frozen Floor Space | 0.224% | 100% | 0% | 0%
All Commercial | Cooking, Major | Commercial Cooking Space | 3.892% | 28.5% | 71.5% | 0.004506%
All Commercial | Water Heating | Water Heating | 95.32% | 31.28% | 68.15% | 0.571%
All Commercial |  | End-Use | Percent Penetration | Electric | Gas | Other
All Commercial | Interior Lighting | Interior Lighting | 100% | 100% | 0% | 0%
All Commercial | Exterior Lighting | Exterior Lighting | 91.71% | 100% | 0% | 0%
All Commercial | Office Equipment | Office Equipment | 100% | 100% | 0% | 0%
All Commercial | Cooking, Minor | Residential-grade Cooking Equipment | 99.28% | 99.61% | 0.3945% | 0%
All Commercial | Freezers, Commercial | Commercial-grade Freezers | 26.17% | 100% | 0% | 0% |  | Figure 6-1: Electricity Use by Building Type
All Commercial | Refrigerators, Commercial | Commercial-grade Refrigerators | 98.81% | 100% | 0% | 0% |  | Building Type | Percent
All Commercial | Refrigerators, Residential | Residential-grade Refrigerators | 88.77% | 100% | 0% | 0% |  | College | 29.45%
All Commercial | Miscellaneous | Miscellaneous Electric Equipment | 99.9% | 100% | 0% | 0% |  | Food Stores | 2.853%
All Commercial | Motors | Motors | 21.13% | 100% | 0% | 0% |  | Health Care | 7.871%
All Commercial | Air Compressors | Air Compressors | 24.33% | 100% | 0% | 0% |  | Lodging | 4.588%
[8 empty] | Miscellaneous | 14.85%
|  | Table 10-3: College End-Use Penetration/Saturation and Fuel Share | [5 empty] | Office, Large | 11.71%
| End-Use | End-Use | Percent Saturation | Electric | Gas | Other |  | Office, Small | 4.902%
College | Heating | Heating | 96.73% | 3.582% | 96.42% | 0% |  | Ref. Warehouse | 0.02507%
College | Cooling | Cooling | 97.57% | 100% | 0% | 0% |  | Restaurant | 18.59%
College | Ventilation | Ventilation | 97.57% | 100% | 0% | 0% |  | Retail | 1.798%
College | Refrigerated Floor Space | Refrigerated Floor Space | 0% | 100% | 0% | 0% |  | School | 2.949%
College | Frozen Floor Space | Frozen Floor Space | 0% | 100% | 0% | 0% |  | Warehouse | 0.3986%
College | Cooking, Major | Commercial Cooking Space | 0.3791% | 21.49% | 78.51% | 0%
College | Water Heating | Water Heating | 100% | 3.481% | 87.62% | 8.903%
College |  | End-Use | Percent Penetration | Electric | Gas | Other
College | Interior Lighting | Interior Lighting | 100% | 100% | 0% | 0%
College | Exterior Lighting | Exterior Lighting | 100% | 100% | 0% | 0%
College | Office Equipment | Office Equipment | 100% | 100% | 0% | 0%
College | Cooking, Minor | Residential-grade Cooking Equipment | 100% | 100% | 0% | 0%
College | Freezers, Commercial | Commercial-grade Freezers | 5.895% | 100% | 0% | 0%
College | Refrigerators, Commercial | Commercial-grade Refrigerators | 100% | 100% | 0% | 0%
College | Refrigerators, Residential | Residential-grade Refrigerators | 100% | 100% | 0% | 0%
College | Miscellaneous | Miscellaneous Electric Equipment | 100% | 100% | 0% | 0%
College | Motors | Motors | 52% | 100% | 0% | 0% |  | Table 10-3: College End-Use Penetration/Saturation and Fuel Share | 0% | 0%
College | Air Compressors | Air Compressors | 3.769% | 100% | 0% | 0% |  | Table 10-4: Food Stores End-Use Penetration/Saturation and Fuel Share | 4.075% | 4.069%
[8 empty] | Table 10-5: Health Care End-Use Penetration/Saturation and Fuel Share | 0% | 0%
|  | Table 10-4: Food Stores End-Use Penetration/Saturation and Fuel Share | [5 empty] | Table 10-6: Lodging End-Use Penetration/Saturation and Fuel Share | 0% | 0%
| End-Use | End-Use | Percent Saturation | Electric | Gas | Other |  | Table 10-7: Miscellaneous End-Use Penetration/Saturation and Fuel Share | 0% | 0%
Food Stores | Heating | Heating | 83.91% | 36.42% | 63.58% | 0% |  | Table 10-8: Large Office End-Use Penetration/Saturation and Fuel Share | 0% | 0%
Food Stores | Cooling | Cooling | 87.1% | 100% | 0% | 0% |  | Table 10-9: Small Office End-Use Penetration/Saturation and Fuel Share | 0% | 0%
Food Stores | Ventilation | Ventilation | 88.48% | 100% | 0% | 0% |  | Table 10-10: Restaurant End-Use Penetration/Saturation and Fuel Share | 2.086% | 1.657%
Food Stores | Refrigerated Floor Space | Refrigerated Floor Space | 4.075% | 100% | 0% | 0% |  | Table 10-11: Retail End-Use Penetration/Saturation and Fuel Share | 0% | 0%
Food Stores | Frozen Floor Space | Frozen Floor Space | 4.069% | 100% | 0% | 0% |  | Table 10-12: School End-Use Penetration/Saturation and Fuel Share | 0% | 0%
Food Stores | Cooking, Major | Commercial Cooking Space | 3.702% | 28.07% | 71.76% | 0.1645% |  | Table 10-13: Refrigerated Warehouse End-Use Penetration/Saturation and Fuel Share | 75.37% | 3.017%
Food Stores | Water Heating | Water Heating | 99.88% | 32.16% | 67.4% | 0.4415% |  | Table 10-14: Unrefrigerated Warehouse End-Use Penetration/Saturation and Fuel Share | 1.235% | 0.1936%
Food Stores |  | End-Use | Percent Penetration | Electric | Gas | Other
Food Stores | Interior Lighting | Interior Lighting | 100% | 100% | 0% | 0%
Food Stores | Exterior Lighting | Exterior Lighting | 98.86% | 100% | 0% | 0%
Food Stores | Office Equipment | Office Equipment | 100% | 100% | 0% | 0%
Food Stores | Cooking, Minor | Residential-grade Cooking Equipment | 100% | 100% | 0.001779% | 0%
Food Stores | Freezers, Commercial | Commercial-grade Freezers | 82.91% | 100% | 0% | 0%
Food Stores | Refrigerators, Commercial | Commercial-grade Refrigerators | 100% | 100% | 0% | 0%
Food Stores | Refrigerators, Residential | Residential-grade Refrigerators | 100% | 100% | 0% | 0%
Food Stores | Miscellaneous | Miscellaneous Electric Equipment | 100% | 100% | 0% | 0%
Food Stores | Motors | Motors | 17.81% | 100% | 0% | 0%
Food Stores | Air Compressors | Air Compressors | 14.21% | 100% | 0% | 0%
Table 10-5: Health Care End-Use Penetration/Saturation and Fuel Share
| End-Use | End-Use | Percent Saturation | Electric | Gas | Other
Health Care | Heating | Heating | 98.82% | 4.87% | 95.13% | 0%
Health Care | Cooling | Cooling | 98.53% | 100% | 0% | 0%
Health Care | Ventilation | Ventilation | 98.85% | 100% | 0% | 0%
Health Care | Refrigerated Floor Space | Refrigerated Floor Space | 0% | 100% | 0% | 0%
Health Care | Frozen Floor Space | Frozen Floor Space | 0% | 100% | 0% | 0%
Health Care | Cooking, Major | Commercial Cooking Space | 1.638% | 16.65% | 83.35% | 0%
Health Care | Water Heating | Water Heating | 100% | 3.185% | 95.51% | 1.305%
Health Care |  | End-Use | Percent Penetration | Electric | Gas | Other
Health Care | Interior Lighting | Interior Lighting | 100% | 100% | 0% | 0%
Health Care | Exterior Lighting | Exterior Lighting | 100% | 100% | 0% | 0%
Health Care | Office Equipment | Office Equipment | 100% | 100% | 0% | 0%
Health Care | Cooking, Minor | Residential-grade Cooking Equipment | 100% | 100% | 0% | 0%
Health Care | Freezers, Commercial | Commercial-grade Freezers | 16.69% | 100% | 0% | 0%
Health Care | Refrigerators, Commercial | Commercial-grade Refrigerators | 100% | 100% | 0% | 0%
Health Care | Refrigerators, Residential | Residential-grade Refrigerators | 100% | 100% | 0% | 0%
Health Care | Miscellaneous | Miscellaneous Electric Equipment | 100% | 100% | 0% | 0%
Health Care | Motors | Motors | 28.26% | 100% | 0% | 0%
Health Care | Air Compressors | Air Compressors | 2.432% | 100% | 0% | 0%
Table 10-6: Lodging End-Use Penetration/Saturation and Fuel Share
| End-Use | End-Use | Percent Penetation/Saturation | Electric | Gas | Other
Lodging | Heating | Heating | 99.67% | 36.46% | 63.54% | 0%
Lodging | Cooling | Cooling | 98.11% | 100% | 0% | 0%
Lodging | Ventilation | Ventilation | 99.67% | 100% | 0% | 0%
Lodging | Refrigerated Floor Space | Refrigerated Floor Space | 0% | 100% | 0% | 0%
Lodging | Frozen Floor Space | Frozen Floor Space | 0% | 100% | 0% | 0%
Lodging | Cooking, Major | Commercial Cooking Space | 0.8961% | 47.36% | 52.64% | 0%
Lodging | Water Heating | Water Heating | 100% | 0% | 100% | 0%
Lodging |  | End-Use | Percent Penetration | Electric | Gas | Other
Lodging | Interior Lighting | Interior Lighting | 100% | 100% | 0% | 0%
Lodging | Exterior Lighting | Exterior Lighting | 100% | 100% | 0% | 0%
Lodging | Office Equipment | Office Equipment | 100% | 100% | 0% | 0%
Lodging | Cooking, Minor | Residential-grade Cooking Equipment | 100% | 100% | 0% | 0%
Lodging | Freezers, Commercial | Commercial-grade Freezers | 80.36% | 100% | 0% | 0%
Lodging | Refrigerators, Commercial | Commercial-grade Refrigerators | 100% | 100% | 0% | 0%
Lodging | Refrigerators, Residential | Residential-grade Refrigerators | 100% | 100% | 0% | 0%
Lodging | Miscellaneous | Miscellaneous Electric Equipment | 100% | 100% | 0% | 0%
Lodging | Motors | Motors | 68.98% | 100% | 0% | 0%
Lodging | Air Compressors | Air Compressors | 8.417% | 100% | 0% | 0%
Table 10-7: Miscellaneous End-Use Penetration/Saturation and Fuel Share
| End-Use | End-Use | Percent Penetation/Saturation | Electric | Gas | Other
Miscellaneous | Heating | Heating | 58.35% | 23.1% | 76.9% | 0%
Miscellaneous | Cooling | Cooling | 56.32% | 100% | 0% | 0%
Miscellaneous | Ventilation | Ventilation | 68.17% | 100% | 0% | 0%
Miscellaneous | Refrigerated Floor Space | Refrigerated Floor Space | 0% | 100% | 0% | 0%
Miscellaneous | Frozen Floor Space | Frozen Floor Space | 0% | 100% | 0% | 0%
Miscellaneous | Cooking, Major | Commercial Cooking Space | 0.5142% | 30.45% | 69.55% | 0%
Miscellaneous | Water Heating | Water Heating | 92.9% | 39.86% | 60.14% | 0%
Miscellaneous |  | End-Use | Percent Penetration | Electric | Gas | Other
Miscellaneous | Interior Lighting | Interior Lighting | 100% | 100% | 0% | 0%
Miscellaneous | Exterior Lighting | Exterior Lighting | 92.73% | 100% | 0% | 0%
Miscellaneous | Office Equipment | Office Equipment | 100% | 100% | 0% | 0%
Miscellaneous | Cooking, Minor | Residential-grade Cooking Equipment | 98.92% | 98.7% | 1.304% | 0%
Miscellaneous | Freezers, Commercial | Commercial-grade Freezers | 6.212% | 100% | 0% | 0%
Miscellaneous | Refrigerators, Commercial | Commercial-grade Refrigerators | 96.83% | 100% | 0% | 0%
Miscellaneous | Refrigerators, Residential | Residential-grade Refrigerators | 98.08% | 100% | 0% | 0%
Miscellaneous | Miscellaneous | Miscellaneous Electric Equipment | 100% | 100% | 0% | 0%
Miscellaneous | Motors | Motors | 56.75% | 100% | 0% | 0%
Miscellaneous | Air Compressors | Air Compressors | 65.32% | 100% | 0% | 0%
Table 10-8: Large Office End-Use Penetration/Saturation and Fuel Share
| End-Use | End-Use | Percent Penetation/Saturation | Electric | Gas | Other
Office, Large | Heating | Heating | 98.81% | 7.899% | 92.1% | 0%
Office, Large | Cooling | Cooling | 96.92% | 100% | 0% | 0%
Office, Large | Ventilation | Ventilation | 99.04% | 100% | 0% | 0%
Office, Large | Refrigerated Floor Space | Refrigerated Floor Space | 0% | 100% | 0% | 0%
Office, Large | Frozen Floor Space | Frozen Floor Space | 0% | 100% | 0% | 0%
Office, Large | Cooking, Major | Commercial Cooking Space | 0.8497% | 39.63% | 60.37% | 0%
Office, Large | Water Heating | Water Heating | 100% | 28.96% | 71.04% | 0%
Office, Large |  | End-Use | Percent Penetration | Electric | Gas | Other
Office, Large | Interior Lighting | Interior Lighting | 100% | 100% | 0% | 0%
Office, Large | Exterior Lighting | Exterior Lighting | 100% | 100% | 0% | 0%
Office, Large | Office Equipment | Office Equipment | 100% | 100% | 0% | 0%
Office, Large | Cooking, Minor | Residential-grade Cooking Equipment | 100% | 95.53% | 4.467% | 0%
Office, Large | Freezers, Commercial | Commercial-grade Freezers | 51.85% | 100% | 0% | 0%
Office, Large | Refrigerators, Commercial | Commercial-grade Refrigerators | 100% | 100% | 0% | 0%
Office, Large | Refrigerators, Residential | Residential-grade Refrigerators | 100% | 100% | 0% | 0%
Office, Large | Miscellaneous | Miscellaneous Electric Equipment | 100% | 100% | 0% | 0%
Office, Large | Motors | Motors | 99.37% | 100% | 0% | 0%
Office, Large | Air Compressors | Air Compressors | 39.16% | 100% | 0% | 0%
Table 10-9: Small Office End-Use Penetration/Saturation and Fuel Share
| End-Use | End-Use | Percent Penetation/Saturation | Electric | Gas | Other
Office, Small | Heating | Heating | 78.29% | 44.08% | 55.92% | 0%
Office, Small | Cooling | Cooling | 84.9% | 100% | 0% | 0%
Office, Small | Ventilation | Ventilation | 91.74% | 100% | 0% | 0%
Office, Small | Refrigerated Floor Space | Refrigerated Floor Space | 0% | 100% | 0% | 0%
Office, Small | Frozen Floor Space | Frozen Floor Space | 0% | 100% | 0% | 0%
Office, Small | Cooking, Major | Commercial Cooking Space | 0.09702% | 16.88% | 83.12% | 0%
Office, Small | Water Heating | Water Heating | 95.01% | 41.45% | 58.55% | 0%
Office, Small |  | End-Use | Percent Penetration | Electric | Gas | Other
Office, Small | Interior Lighting | Interior Lighting | 100% | 100% | 0% | 0%
Office, Small | Exterior Lighting | Exterior Lighting | 86.59% | 100% | 0% | 0%
Office, Small | Office Equipment | Office Equipment | 100% | 100% | 0% | 0%
Office, Small | Cooking, Minor | Residential-grade Cooking Equipment | 97.28% | 99.74% | 0.2585% | 0%
Office, Small | Freezers, Commercial | Commercial-grade Freezers | 6.087% | 100% | 0% | 0%
Office, Small | Refrigerators, Commercial | Commercial-grade Refrigerators | 97.07% | 100% | 0% | 0%
Office, Small | Refrigerators, Residential | Residential-grade Refrigerators | 97.28% | 100% | 0% | 0%
Office, Small | Miscellaneous | Miscellaneous Electric Equipment | 100% | 100% | 0% | 0%
Office, Small | Motors | Motors | 12.13% | 100% | 0% | 0%
Office, Small | Air Compressors | Air Compressors | 18.78% | 100% | 0% | 0%
Table 10-10: Restaurant End-Use Penetration/Saturation and Fuel Share
| End-Use | End-Use | Percent Penetation/Saturation | Electric | Gas | Other
Restaurant | Heating | Heating | 83.92% | 30.09% | 69.58% | 0.3232%
Restaurant | Cooling | Cooling | 89.15% | 99.7% | 0% | 0.3043%
Restaurant | Ventilation | Ventilation | 89.84% | 100% | 0% | 0%
Restaurant | Refrigerated Floor Space | Refrigerated Floor Space | 2.086% | 100% | 0% | 0%
Restaurant | Frozen Floor Space | Frozen Floor Space | 1.657% | 100% | 0% | 0%
Restaurant | Cooking, Major | Commercial Cooking Space | 100% | 28.41% | 71.59% | 0%
Restaurant | Water Heating | Water Heating | 100% | 20.19% | 79.81% | 0%
Restaurant |  | End-Use | Percent Penetration | Electric | Gas | Other
Restaurant | Interior Lighting | Interior Lighting | 100% | 100% | 0% | 0%
Restaurant | Exterior Lighting | Exterior Lighting | 93.77% | 100% | 0% | 0%
Restaurant | Office Equipment | Office Equipment | 100% | 100% | 0% | 0%
Restaurant | Cooking, Minor | Residential-grade Cooking Equipment | 100% | 100% | 0% | 0%
Restaurant | Freezers, Commercial | Commercial-grade Freezers | 92.53% | 100% | 0% | 0%
Restaurant | Refrigerators, Commercial | Commercial-grade Refrigerators | 100% | 100% | 0% | 0%
Restaurant | Refrigerators, Residential | Residential-grade Refrigerators | 31.8% | 100% | 0% | 0%
Restaurant | Miscellaneous | Miscellaneous Electric Equipment | 100% | 100% | 0% | 0%
Restaurant | Motors | Motors | 3.696% | 100% | 0% | 0%
Restaurant | Air Compressors | Air Compressors | 0.3684% | 100% | 0% | 0%
Table 10-11: Retail End-Use Penetration/Saturation and Fuel Share
| End-Use | End-Use | Percent Penetation/Saturation | Electric | Gas | Other
Retail | Heating | Heating | 75.82% | 54.29% | 45.71% | 0%
Retail | Cooling | Cooling | 84.03% | 100% | 0% | 0%
Retail | Ventilation | Ventilation | 87.98% | 100% | 0% | 0%
Retail | Refrigerated Floor Space | Refrigerated Floor Space | 0% | 100% | 0% | 0%
Retail | Frozen Floor Space | Frozen Floor Space | 0% | 100% | 0% | 0%
Retail | Cooking, Major | Commercial Cooking Space | 0.03487% | 57.68% | 42.32% | 0%
Retail | Water Heating | Water Heating | 94.81% | 52.76% | 47.04% | 0.2068%
Retail |  | End-Use | Percent Penetration | Electric | Gas | Other
Retail | Interior Lighting | Interior Lighting | 100% | 100% | 0% | 0%
Retail | Exterior Lighting | Exterior Lighting | 91.52% | 100% | 0% | 0%
Retail | Office Equipment | Office Equipment | 100% | 100% | 0% | 0%
Retail | Cooking, Minor | Residential-grade Cooking Equipment | 100% | 100% | 0% | 0%
Retail | Freezers, Commercial | Commercial-grade Freezers | 8.041% | 100% | 0% | 0%
Retail | Refrigerators, Commercial | Commercial-grade Refrigerators | 99.72% | 100% | 0% | 0%
Retail | Refrigerators, Residential | Residential-grade Refrigerators | 99.72% | 100% | 0% | 0%
Retail | Miscellaneous | Miscellaneous Electric Equipment | 100% | 100% | 0% | 0%
Retail | Motors | Motors | 9.821% | 100% | 0% | 0%
Retail | Air Compressors | Air Compressors | 23.91% | 100% | 0% | 0%
Table 10-12: School End-Use Penetration/Saturation and Fuel Share
| End-Use | End-Use | Percent Penetation/Saturation | Electric | Gas | Other
School | Heating | Heating | 99.51% | 21.53% | 78.47% | 0%
School | Cooling | Cooling | 99.72% | 100% | 0% | 0%
School | Ventilation | Ventilation | 99.72% | 100% | 0% | 0%
School | Refrigerated Floor Space | Refrigerated Floor Space | 0% | 100% | 0% | 0%
School | Frozen Floor Space | Frozen Floor Space | 0% | 100% | 0% | 0%
School | Cooking, Major | Commercial Cooking Space | 3% | 22.69% | 77.31% | 0%
School | Water Heating | Water Heating | 100% | 15.19% | 84.81% | 0%
School |  | End-Use | Percent Penetration | Electric | Gas | Other
School | Interior Lighting | Interior Lighting | 100% | 100% | 0% | 0%
School | Exterior Lighting | Exterior Lighting | 100% | 100% | 0% | 0%
School | Office Equipment | Office Equipment | 100% | 100% | 0% | 0%
School | Cooking, Minor | Residential-grade Cooking Equipment | 100% | 97.57% | 2.43% | 0%
School | Freezers, Commercial | Commercial-grade Freezers | 56.6% | 100% | 0% | 0%
School | Refrigerators, Commercial | Commercial-grade Refrigerators | 100% | 100% | 0% | 0%
School | Refrigerators, Residential | Residential-grade Refrigerators | 100% | 100% | 0% | 0%
School | Miscellaneous | Miscellaneous Electric Equipment | 100% | 100% | 0% | 0%
School | Motors | Motors | 42.94% | 100% | 0% | 0%
School | Air Compressors | Air Compressors | 8.703% | 100% | 0% | 0%
Table 10-13: Refrigerated Warehouse End-Use Penetration/Saturation and Fuel Share
| End-Use | End-Use | Percent Penetation/Saturation | Electric | Gas | Other
Ref. Warehouse | Heating | Heating | 18.01% | 76.63% | 23.37% | 0%
Ref. Warehouse | Cooling | Cooling | 19.58% | 100% | 0% | 0%
Ref. Warehouse | Ventilation | Ventilation | 21.62% | 100% | 0% | 0%
Ref. Warehouse | Refrigerated Floor Space | Refrigerated Floor Space | 75.37% | 100% | 0% | 0%
Ref. Warehouse | Frozen Floor Space | Frozen Floor Space | 3.017% | 100% | 0% | 0%
Ref. Warehouse | Cooking, Major | Commercial Cooking Space | 0% | 0% | 0% | 0%
Ref. Warehouse | Water Heating | Water Heating | 99.29% | 78.45% | 21.55% | 0%
Ref. Warehouse |  | End-Use | Percent Penetration | Electric | Gas | Other
Ref. Warehouse | Interior Lighting | Interior Lighting | 100% | 100% | 0% | 0%
Ref. Warehouse | Exterior Lighting | Exterior Lighting | 100% | 100% | 0% | 0%
Ref. Warehouse | Office Equipment | Office Equipment | 100% | 100% | 0% | 0%
Ref. Warehouse | Cooking, Minor | Residential-grade Cooking Equipment | 100% | 100% | 0% | 0%
Ref. Warehouse | Freezers, Commercial | Commercial-grade Freezers | 64.45% | 100% | 0% | 0%
Ref. Warehouse | Refrigerators, Commercial | Commercial-grade Refrigerators | 100% | 100% | 0% | 0%
Ref. Warehouse | Refrigerators, Residential | Residential-grade Refrigerators | 100% | 100% | 0% | 0%
Ref. Warehouse | Miscellaneous | Miscellaneous Electric Equipment | 80.02% | 100% | 0% | 0%
Ref. Warehouse | Motors | Motors | 34.24% | 100% | 0% | 0%
Ref. Warehouse | Air Compressors | Air Compressors | 10.85% | 100% | 0% | 0%
Table 10-14: Unrefrigerated Warehouse End-Use Penetration/Saturation and Fuel Share
| End-Use | End-Use | Percent Penetation/Saturation | Electric | Gas | Other
Warehouse | Heating | Heating | 41.71% | 78.52% | 21.48% | 0%
Warehouse | Cooling | Cooling | 50.86% | 100% | 0% | 0%
Warehouse | Ventilation | Ventilation | 51.01% | 100% | 0% | 0%
Warehouse | Refrigerated Floor Space | Refrigerated Floor Space | 1.235% | 100% | 0% | 0%
Warehouse | Frozen Floor Space | Frozen Floor Space | 0.1936% | 100% | 0% | 0%
Warehouse | Cooking, Major | Commercial Cooking Space | 0.139% | 20% | 80% | 0%
Warehouse | Water Heating | Water Heating | 55.24% | 78.23% | 21.77% | 0%
Warehouse |  | End-Use | Percent Penetration | Electric | Gas | Other
Warehouse | Interior Lighting | Interior Lighting | 100% | 100% | 0% | 0%
Warehouse | Exterior Lighting | Exterior Lighting | 83.86% | 100% | 0% | 0%
Warehouse | Office Equipment | Office Equipment | 100% | 100% | 0% | 0%
Warehouse | Cooking, Minor | Residential-grade Cooking Equipment | 100% | 100% | 0% | 0%
Warehouse | Freezers, Commercial | Commercial-grade Freezers | 1.808% | 100% | 0% | 0%
Warehouse | Refrigerators, Commercial | Commercial-grade Refrigerators | 100% | 100% | 0% | 0%
Warehouse | Refrigerators, Residential | Residential-grade Refrigerators | 100% | 100% | 0% | 0%
Warehouse | Miscellaneous | Miscellaneous Electric Equipment | 100% | 100% | 0% | 0%
Warehouse | Motors | Motors | 19.58% | 100% | 0% | 0%
Warehouse | Air Compressors | Air Compressors | 13.72% | 100% | 0% | 0%

## SMUD
Planning Area: |  | Table 11-1: Overview of Energy Usage in SMUD Service Area | [5 empty] | Figure 9-1: Electricity Use by Building Type
SMUD |  | Building Type | Floor Stock (kft2) | Annual Electric Intensity (kWh/ft2) | Annual Electric Usage (GWh) | Annual Gas Intensity (kBTU/ft2) | Annual Gas Usage (MTherms) | Building Type | Percent
|  | College | 12189.2951 | 11.0531 | 134.729 | 23.3734 | 2.8491 | College | 3.158%
|  | Food Stores | 9755.3416 | 36.5026 | 356.0955 | 44.2135 | 4.3132 | Food Stores | 8.347%
|  | Health Care | 20901.2538 | 18.4765 | 386.183 | 29.3138 | 6.127 | Health Care | 9.052%
|  | Lodging | 8189.0907 | 11.3241 | 92.7338 | 22.8843 | 1.874 | Lodging | 2.174%
|  | Miscellaneous | 56577.7709 | 17.0262 | 963.3034 | 35.2536 | 19.9457 | Miscellaneous | 22.58%
|  | Office, Large | 44201.4032 | 15.1395 | 669.1849 | 34.5546 | 15.2736 | Office, Large | 15.69%
|  | Office, Small | 29100.3243 | 10.4593 | 304.3703 | 37.3694 | 10.8746 | Office, Small | 7.134%
|  | Ref. Warehouse | 3484.9146 | 24.4397 | 85.1703 | 3.5181 | 0.1226 | Ref. Warehouse | 1.996%
|  | Restaurant | 9003.2196 | 42.2734 | 380.597 | 210.8786 | 18.9859 | Restaurant | 8.921%
|  | Retail | 48910.0345 | 10.4332 | 510.2906 | 10.844 | 5.3038 | Retail | 11.96%
|  | School | 26068.6344 | 8.5619 | 223.1961 | 12.5171 | 3.263 | School | 5.231%
|  | Warehouse | 25798.1323 | 6.2227 | 160.535 | 2.1357 | 0.55097 | Warehouse | 3.763%
|  | All Commercial | 294179.4148 | 14.5027 | 4266.3891 | 30.418 | 89.4834
|  | All Office | 73301.7274 | 13.2815 | 973.5552 | 35.672 | 26.1482
|  | All Warehouse | 29283.0469 | 8.3907 | 245.7054 | 2.3002 | 0.67358
Table 11-2: All Commercial End-Use Penetration/Saturation and Fuel Share
| End-Use | End-Use | Percent Saturation | Electric | Gas | Other
All Commercial | Heating | Heating | 77.65% | 30.6% | 69.25% | 0.1453%
All Commercial | Cooling | Cooling | 78.34% | 99.97% | 0% | 0.02688%
All Commercial | Ventilation | Ventilation | 79.54% | 100% | 0% | 0%
All Commercial | Refrigerated Floor Space | Refrigerated Floor Space | 0.6338% | 100% | 0% | 0%
All Commercial | Frozen Floor Space | Frozen Floor Space | 0.5272% | 100% | 0% | 0%
All Commercial | Cooking, Major | Commercial Cooking Space | 4.469% | 33.67% | 61.54% | 4.785%
All Commercial | Water Heating | Water Heating | 96.01% | 38.82% | 60.02% | 1.157%
All Commercial |  | End-Use | Percent Penetration | Electric | Gas | Other
All Commercial | Interior Lighting | Interior Lighting | 100% | 100% | 0% | 0%
All Commercial | Exterior Lighting | Exterior Lighting | 87.37% | 100% | 0% | 0%
All Commercial | Office Equipment | Office Equipment | 100% | 100% | 0% | 0%
All Commercial | Cooking, Minor | Residential-grade Cooking Equipment | 97.63% | 98.62% | 1.377% | 0%
All Commercial | Freezers, Commercial | Commercial-grade Freezers | 25.25% | 100% | 0% | 0% |  | Figure 6-1: Electricity Use by Building Type
All Commercial | Refrigerators, Commercial | Commercial-grade Refrigerators | 92.61% | 100% | 0% | 0% |  | Building Type | Percent
All Commercial | Refrigerators, Residential | Residential-grade Refrigerators | 84.36% | 100% | 0% | 0% |  | College | 3.184%
All Commercial | Miscellaneous | Miscellaneous Electric Equipment | 99.31% | 100% | 0% | 0% |  | Food Stores | 4.82%
All Commercial | Motors | Motors | 20.46% | 100% | 0% | 0% |  | Health Care | 6.847%
All Commercial | Air Compressors | Air Compressors | 24.77% | 100% | 0% | 0% |  | Lodging | 2.094%
[8 empty] | Miscellaneous | 22.29%
|  | Table 11-3: College End-Use Penetration/Saturation and Fuel Share | [5 empty] | Office, Large | 17.07%
| End-Use | End-Use | Percent Saturation | Electric | Gas | Other |  | Office, Small | 12.15%
College | Heating | Heating | 94.5% | 12.47% | 87.53% | 0% |  | Ref. Warehouse | 0.137%
College | Cooling | Cooling | 97.6% | 100% | 0% | 0% |  | Restaurant | 21.22%
College | Ventilation | Ventilation | 97.6% | 100% | 0% | 0% |  | Retail | 5.927%
College | Refrigerated Floor Space | Refrigerated Floor Space | 0% | 100% | 0% | 0% |  | School | 3.647%
College | Frozen Floor Space | Frozen Floor Space | 0% | 100% | 0% | 0% |  | Warehouse | 0.6157%
College | Cooking, Major | Commercial Cooking Space | 1.002% | 20.69% | 79.31% | 0%
College | Water Heating | Water Heating | 99.65% | 20.32% | 79.68% | 0%
College |  | End-Use | Percent Penetration | Electric | Gas | Other
College | Interior Lighting | Interior Lighting | 100% | 100% | 0% | 0%
College | Exterior Lighting | Exterior Lighting | 86.56% | 100% | 0% | 0%
College | Office Equipment | Office Equipment | 100% | 100% | 0% | 0%
College | Cooking, Minor | Residential-grade Cooking Equipment | 93.78% | 96.37% | 3.631% | 0%
College | Freezers, Commercial | Commercial-grade Freezers | 4.639% | 100% | 0% | 0%
College | Refrigerators, Commercial | Commercial-grade Refrigerators | 93.78% | 100% | 0% | 0%
College | Refrigerators, Residential | Residential-grade Refrigerators | 93.78% | 100% | 0% | 0%
College | Miscellaneous | Miscellaneous Electric Equipment | 100% | 100% | 0% | 0%
College | Motors | Motors | 16.02% | 100% | 0% | 0% |  | Table 11-3: College End-Use Penetration/Saturation and Fuel Share | 0% | 0%
College | Air Compressors | Air Compressors | 11.59% | 100% | 0% | 0% |  | Table 11-4: Food Stores End-Use Penetration/Saturation and Fuel Share | 3.923% | 3.733%
[8 empty] | Table 11-5: Health Care End-Use Penetration/Saturation and Fuel Share | 0% | 0%
|  | Table 11-4: Food Stores End-Use Penetration/Saturation and Fuel Share | [5 empty] | Table 11-6: Lodging End-Use Penetration/Saturation and Fuel Share | 0% | 0%
| End-Use | End-Use | Percent Saturation | Electric | Gas | Other |  | Table 11-7: Miscellaneous End-Use Penetration/Saturation and Fuel Share | 0% | 0%
Food Stores | Heating | Heating | 86.39% | 45.27% | 54.73% | 0% |  | Table 11-8: Large Office End-Use Penetration/Saturation and Fuel Share | 0.186% | 0.09299%
Food Stores | Cooling | Cooling | 88.47% | 100% | 0% | 0% |  | Table 11-9: Small Office End-Use Penetration/Saturation and Fuel Share | 0% | 0%
Food Stores | Ventilation | Ventilation | 88.47% | 100% | 0% | 0% |  | Table 11-10: Restaurant End-Use Penetration/Saturation and Fuel Share | 1.998% | 1.306%
Food Stores | Refrigerated Floor Space | Refrigerated Floor Space | 3.923% | 100% | 0% | 0% |  | Table 11-11: Retail End-Use Penetration/Saturation and Fuel Share | 0% | 0%
Food Stores | Frozen Floor Space | Frozen Floor Space | 3.733% | 100% | 0% | 0% |  | Table 11-12: School End-Use Penetration/Saturation and Fuel Share | 0% | 0%
Food Stores | Cooking, Major | Commercial Cooking Space | 4.514% | 21.17% | 55.67% | 23.16% |  | Table 11-13: Refrigerated Warehouse End-Use Penetration/Saturation and Fuel Share | 32.74% | 27.07%
Food Stores | Water Heating | Water Heating | 99.27% | 24.64% | 75.36% | 0% |  | Table 11-14: Unrefrigerated Warehouse End-Use Penetration/Saturation and Fuel Share | 0.3056% | 0.3283%
Food Stores |  | End-Use | Percent Penetration | Electric | Gas | Other
Food Stores | Interior Lighting | Interior Lighting | 100% | 100% | 0% | 0%
Food Stores | Exterior Lighting | Exterior Lighting | 90.81% | 100% | 0% | 0%
Food Stores | Office Equipment | Office Equipment | 100% | 100% | 0% | 0%
Food Stores | Cooking, Minor | Residential-grade Cooking Equipment | 100% | 100% | 0% | 0%
Food Stores | Freezers, Commercial | Commercial-grade Freezers | 86.84% | 100% | 0% | 0%
Food Stores | Refrigerators, Commercial | Commercial-grade Refrigerators | 100% | 100% | 0% | 0%
Food Stores | Refrigerators, Residential | Residential-grade Refrigerators | 100% | 100% | 0% | 0%
Food Stores | Miscellaneous | Miscellaneous Electric Equipment | 99.51% | 100% | 0% | 0%
Food Stores | Motors | Motors | 13.47% | 100% | 0% | 0%
Food Stores | Air Compressors | Air Compressors | 26.12% | 100% | 0% | 0%
Table 11-5: Health Care End-Use Penetration/Saturation and Fuel Share
| End-Use | End-Use | Percent Saturation | Electric | Gas | Other
Health Care | Heating | Heating | 97.59% | 27.82% | 72.18% | 0%
Health Care | Cooling | Cooling | 97.6% | 100% | 0% | 0%
Health Care | Ventilation | Ventilation | 97.6% | 100% | 0% | 0%
Health Care | Refrigerated Floor Space | Refrigerated Floor Space | 0% | 100% | 0% | 0%
Health Care | Frozen Floor Space | Frozen Floor Space | 0% | 100% | 0% | 0%
Health Care | Cooking, Major | Commercial Cooking Space | 2.757% | 29.62% | 69.71% | 0.6667%
Health Care | Water Heating | Water Heating | 100% | 14.76% | 84.58% | 0.6644%
Health Care |  | End-Use | Percent Penetration | Electric | Gas | Other
Health Care | Interior Lighting | Interior Lighting | 100% | 100% | 0% | 0%
Health Care | Exterior Lighting | Exterior Lighting | 84.1% | 100% | 0% | 0%
Health Care | Office Equipment | Office Equipment | 100% | 100% | 0% | 0%
Health Care | Cooking, Minor | Residential-grade Cooking Equipment | 100% | 94.67% | 5.331% | 0%
Health Care | Freezers, Commercial | Commercial-grade Freezers | 50.7% | 100% | 0% | 0%
Health Care | Refrigerators, Commercial | Commercial-grade Refrigerators | 96.64% | 100% | 0% | 0%
Health Care | Refrigerators, Residential | Residential-grade Refrigerators | 96.64% | 100% | 0% | 0%
Health Care | Miscellaneous | Miscellaneous Electric Equipment | 100% | 100% | 0% | 0%
Health Care | Motors | Motors | 46.28% | 100% | 0% | 0%
Health Care | Air Compressors | Air Compressors | 18.83% | 100% | 0% | 0%
Table 11-6: Lodging End-Use Penetration/Saturation and Fuel Share
| End-Use | End-Use | Percent Penetation/Saturation | Electric | Gas | Other
Lodging | Heating | Heating | 100% | 45.24% | 54.76% | 0%
Lodging | Cooling | Cooling | 100% | 100% | 0% | 0%
Lodging | Ventilation | Ventilation | 100% | 100% | 0% | 0%
Lodging | Refrigerated Floor Space | Refrigerated Floor Space | 0% | 100% | 0% | 0%
Lodging | Frozen Floor Space | Frozen Floor Space | 0% | 100% | 0% | 0%
Lodging | Cooking, Major | Commercial Cooking Space | 0.8148% | 65.29% | 34.71% | 0%
Lodging | Water Heating | Water Heating | 100% | 0% | 100% | 0%
Lodging |  | End-Use | Percent Penetration | Electric | Gas | Other
Lodging | Interior Lighting | Interior Lighting | 100% | 100% | 0% | 0%
Lodging | Exterior Lighting | Exterior Lighting | 100% | 100% | 0% | 0%
Lodging | Office Equipment | Office Equipment | 100% | 100% | 0% | 0%
Lodging | Cooking, Minor | Residential-grade Cooking Equipment | 100% | 98.52% | 1.48% | 0%
Lodging | Freezers, Commercial | Commercial-grade Freezers | 74.33% | 100% | 0% | 0%
Lodging | Refrigerators, Commercial | Commercial-grade Refrigerators | 100% | 100% | 0% | 0%
Lodging | Refrigerators, Residential | Residential-grade Refrigerators | 100% | 100% | 0% | 0%
Lodging | Miscellaneous | Miscellaneous Electric Equipment | 100% | 100% | 0% | 0%
Lodging | Motors | Motors | 77.58% | 100% | 0% | 0%
Lodging | Air Compressors | Air Compressors | 16.19% | 100% | 0% | 0%
Table 11-7: Miscellaneous End-Use Penetration/Saturation and Fuel Share
| End-Use | End-Use | Percent Penetation/Saturation | Electric | Gas | Other
Miscellaneous | Heating | Heating | 56.75% | 22.71% | 77.11% | 0.1835%
Miscellaneous | Cooling | Cooling | 61.33% | 100% | 0% | 0%
Miscellaneous | Ventilation | Ventilation | 62.86% | 100% | 0% | 0%
Miscellaneous | Refrigerated Floor Space | Refrigerated Floor Space | 0% | 100% | 0% | 0%
Miscellaneous | Frozen Floor Space | Frozen Floor Space | 0% | 100% | 0% | 0%
Miscellaneous | Cooking, Major | Commercial Cooking Space | 2.001% | 51.09% | 37.8% | 11.1%
Miscellaneous | Water Heating | Water Heating | 94.43% | 39.02% | 60.59% | 0.3862%
Miscellaneous |  | End-Use | Percent Penetration | Electric | Gas | Other
Miscellaneous | Interior Lighting | Interior Lighting | 100% | 100% | 0% | 0%
Miscellaneous | Exterior Lighting | Exterior Lighting | 93.6% | 100% | 0% | 0%
Miscellaneous | Office Equipment | Office Equipment | 100% | 100% | 0% | 0%
Miscellaneous | Cooking, Minor | Residential-grade Cooking Equipment | 96.37% | 97.76% | 2.239% | 0%
Miscellaneous | Freezers, Commercial | Commercial-grade Freezers | 15.61% | 100% | 0% | 0%
Miscellaneous | Refrigerators, Commercial | Commercial-grade Refrigerators | 90.93% | 100% | 0% | 0%
Miscellaneous | Refrigerators, Residential | Residential-grade Refrigerators | 92.39% | 100% | 0% | 0%
Miscellaneous | Miscellaneous | Miscellaneous Electric Equipment | 99.39% | 100% | 0% | 0%
Miscellaneous | Motors | Motors | 37.87% | 100% | 0% | 0%
Miscellaneous | Air Compressors | Air Compressors | 54.96% | 100% | 0% | 0%
Table 11-8: Large Office End-Use Penetration/Saturation and Fuel Share
| End-Use | End-Use | Percent Penetation/Saturation | Electric | Gas | Other
Office, Large | Heating | Heating | 93.04% | 28.37% | 71.63% | 0%
Office, Large | Cooling | Cooling | 93.19% | 100% | 0% | 0%
Office, Large | Ventilation | Ventilation | 93.47% | 100% | 0% | 0%
Office, Large | Refrigerated Floor Space | Refrigerated Floor Space | 0.186% | 100% | 0% | 0%
Office, Large | Frozen Floor Space | Frozen Floor Space | 0.09299% | 100% | 0% | 0%
Office, Large | Cooking, Major | Commercial Cooking Space | 0.3145% | 41.3% | 58.7% | 0%
Office, Large | Water Heating | Water Heating | 100% | 45.89% | 49.56% | 4.556%
Office, Large |  | End-Use | Percent Penetration | Electric | Gas | Other
Office, Large | Interior Lighting | Interior Lighting | 100% | 100% | 0% | 0%
Office, Large | Exterior Lighting | Exterior Lighting | 100% | 100% | 0% | 0%
Office, Large | Office Equipment | Office Equipment | 100% | 100% | 0% | 0%
Office, Large | Cooking, Minor | Residential-grade Cooking Equipment | 100% | 100% | 0% | 0%
Office, Large | Freezers, Commercial | Commercial-grade Freezers | 35.43% | 100% | 0% | 0%
Office, Large | Refrigerators, Commercial | Commercial-grade Refrigerators | 100% | 100% | 0% | 0%
Office, Large | Refrigerators, Residential | Residential-grade Refrigerators | 100% | 100% | 0% | 0%
Office, Large | Miscellaneous | Miscellaneous Electric Equipment | 100% | 100% | 0% | 0%
Office, Large | Motors | Motors | 81.07% | 100% | 0% | 0%
Office, Large | Air Compressors | Air Compressors | 12.58% | 100% | 0% | 0%
Table 11-9: Small Office End-Use Penetration/Saturation and Fuel Share
| End-Use | End-Use | Percent Penetation/Saturation | Electric | Gas | Other
Office, Small | Heating | Heating | 86.85% | 38.55% | 61.45% | 0%
Office, Small | Cooling | Cooling | 85.9% | 100% | 0% | 0%
Office, Small | Ventilation | Ventilation | 87.25% | 100% | 0% | 0%
Office, Small | Refrigerated Floor Space | Refrigerated Floor Space | 0% | 100% | 0% | 0%
Office, Small | Frozen Floor Space | Frozen Floor Space | 0% | 100% | 0% | 0%
Office, Small | Cooking, Major | Commercial Cooking Space | 0.6377% | 48.03% | 51.38% | 0.5852%
Office, Small | Water Heating | Water Heating | 93.48% | 46.22% | 51.59% | 2.189%
Office, Small |  | End-Use | Percent Penetration | Electric | Gas | Other
Office, Small | Interior Lighting | Interior Lighting | 100% | 100% | 0% | 0%
Office, Small | Exterior Lighting | Exterior Lighting | 82.91% | 100% | 0% | 0%
Office, Small | Office Equipment | Office Equipment | 100% | 100% | 0% | 0%
Office, Small | Cooking, Minor | Residential-grade Cooking Equipment | 96.59% | 97.64% | 2.357% | 0%
Office, Small | Freezers, Commercial | Commercial-grade Freezers | 4.589% | 100% | 0% | 0%
Office, Small | Refrigerators, Commercial | Commercial-grade Refrigerators | 89.38% | 100% | 0% | 0%
Office, Small | Refrigerators, Residential | Residential-grade Refrigerators | 90.13% | 100% | 0% | 0%
Office, Small | Miscellaneous | Miscellaneous Electric Equipment | 99.07% | 100% | 0% | 0%
Office, Small | Motors | Motors | 19.66% | 100% | 0% | 0%
Office, Small | Air Compressors | Air Compressors | 18.42% | 100% | 0% | 0%
Table 11-10: Restaurant End-Use Penetration/Saturation and Fuel Share
| End-Use | End-Use | Percent Penetation/Saturation | Electric | Gas | Other
Restaurant | Heating | Heating | 94.27% | 27.25% | 71.66% | 1.086%
Restaurant | Cooling | Cooling | 95.19% | 99.28% | 0% | 0.7229%
Restaurant | Ventilation | Ventilation | 95.31% | 100% | 0% | 0%
Restaurant | Refrigerated Floor Space | Refrigerated Floor Space | 1.998% | 100% | 0% | 0%
Restaurant | Frozen Floor Space | Frozen Floor Space | 1.306% | 100% | 0% | 0%
Restaurant | Cooking, Major | Commercial Cooking Space | 100% | 29.12% | 66.5% | 4.38%
Restaurant | Water Heating | Water Heating | 100% | 14.81% | 84.29% | 0.8935%
Restaurant |  | End-Use | Percent Penetration | Electric | Gas | Other
Restaurant | Interior Lighting | Interior Lighting | 100% | 100% | 0% | 0%
Restaurant | Exterior Lighting | Exterior Lighting | 92.17% | 100% | 0% | 0%
Restaurant | Office Equipment | Office Equipment | 100% | 100% | 0% | 0%
Restaurant | Cooking, Minor | Residential-grade Cooking Equipment | 100% | 99.28% | 0.7216% | 0%
Restaurant | Freezers, Commercial | Commercial-grade Freezers | 93.55% | 100% | 0% | 0%
Restaurant | Refrigerators, Commercial | Commercial-grade Refrigerators | 99.25% | 100% | 0% | 0%
Restaurant | Refrigerators, Residential | Residential-grade Refrigerators | 21.9% | 100% | 0% | 0%
Restaurant | Miscellaneous | Miscellaneous Electric Equipment | 100% | 100% | 0% | 0%
Restaurant | Motors | Motors | 4.284% | 100% | 0% | 0%
Restaurant | Air Compressors | Air Compressors | 2.373% | 100% | 0% | 0%
Table 11-11: Retail End-Use Penetration/Saturation and Fuel Share
| End-Use | End-Use | Percent Penetation/Saturation | Electric | Gas | Other
Retail | Heating | Heating | 82.98% | 34.66% | 65.05% | 0.2929%
Retail | Cooling | Cooling | 82.89% | 100% | 0% | 0%
Retail | Ventilation | Ventilation | 83.46% | 100% | 0% | 0%
Retail | Refrigerated Floor Space | Refrigerated Floor Space | 0% | 100% | 0% | 0%
Retail | Frozen Floor Space | Frozen Floor Space | 0% | 100% | 0% | 0%
Retail | Cooking, Major | Commercial Cooking Space | 0.1179% | 80.52% | 19.48% | 0%
Retail | Water Heating | Water Heating | 88.6% | 50.32% | 49.14% | 0.5347%
Retail |  | End-Use | Percent Penetration | Electric | Gas | Other
Retail | Interior Lighting | Interior Lighting | 100% | 100% | 0% | 0%
Retail | Exterior Lighting | Exterior Lighting | 82% | 100% | 0% | 0%
Retail | Office Equipment | Office Equipment | 100% | 100% | 0% | 0%
Retail | Cooking, Minor | Residential-grade Cooking Equipment | 98.1% | 100% | 0% | 0%
Retail | Freezers, Commercial | Commercial-grade Freezers | 7.363% | 100% | 0% | 0%
Retail | Refrigerators, Commercial | Commercial-grade Refrigerators | 90.86% | 100% | 0% | 0%
Retail | Refrigerators, Residential | Residential-grade Refrigerators | 93.14% | 100% | 0% | 0%
Retail | Miscellaneous | Miscellaneous Electric Equipment | 98.86% | 100% | 0% | 0%
Retail | Motors | Motors | 11.21% | 100% | 0% | 0%
Retail | Air Compressors | Air Compressors | 24.44% | 100% | 0% | 0%
Table 11-12: School End-Use Penetration/Saturation and Fuel Share
| End-Use | End-Use | Percent Penetation/Saturation | Electric | Gas | Other
School | Heating | Heating | 99.01% | 29.41% | 70.59% | 0%
School | Cooling | Cooling | 98.34% | 100% | 0% | 0%
School | Ventilation | Ventilation | 99.01% | 100% | 0% | 0%
School | Refrigerated Floor Space | Refrigerated Floor Space | 0% | 100% | 0% | 0%
School | Frozen Floor Space | Frozen Floor Space | 0% | 100% | 0% | 0%
School | Cooking, Major | Commercial Cooking Space | 5.449% | 47.46% | 52.54% | 0%
School | Water Heating | Water Heating | 100% | 20.52% | 79.48% | 0%
School |  | End-Use | Percent Penetration | Electric | Gas | Other
School | Interior Lighting | Interior Lighting | 100% | 100% | 0% | 0%
School | Exterior Lighting | Exterior Lighting | 99.29% | 100% | 0% | 0%
School | Office Equipment | Office Equipment | 100% | 100% | 0% | 0%
School | Cooking, Minor | Residential-grade Cooking Equipment | 100% | 99.48% | 0.5197% | 0%
School | Freezers, Commercial | Commercial-grade Freezers | 55.27% | 100% | 0% | 0%
School | Refrigerators, Commercial | Commercial-grade Refrigerators | 100% | 100% | 0% | 0%
School | Refrigerators, Residential | Residential-grade Refrigerators | 100% | 100% | 0% | 0%
School | Miscellaneous | Miscellaneous Electric Equipment | 100% | 100% | 0% | 0%
School | Motors | Motors | 11.05% | 100% | 0% | 0%
School | Air Compressors | Air Compressors | 6.16% | 100% | 0% | 0%
Table 11-13: Refrigerated Warehouse End-Use Penetration/Saturation and Fuel Share
| End-Use | End-Use | Percent Penetation/Saturation | Electric | Gas | Other
Ref. Warehouse | Heating | Heating | 13.18% | 71.56% | 28.44% | 0%
Ref. Warehouse | Cooling | Cooling | 15.2% | 100% | 0% | 0%
Ref. Warehouse | Ventilation | Ventilation | 34.52% | 100% | 0% | 0%
Ref. Warehouse | Refrigerated Floor Space | Refrigerated Floor Space | 32.74% | 100% | 0% | 0%
Ref. Warehouse | Frozen Floor Space | Frozen Floor Space | 27.07% | 100% | 0% | 0%
Ref. Warehouse | Cooking, Major | Commercial Cooking Space | 0.1271% | 33.21% | 66.79% | 0%
Ref. Warehouse | Water Heating | Water Heating | 100% | 59.44% | 40.56% | 0%
Ref. Warehouse |  | End-Use | Percent Penetration | Electric | Gas | Other
Ref. Warehouse | Interior Lighting | Interior Lighting | 100% | 100% | 0% | 0%
Ref. Warehouse | Exterior Lighting | Exterior Lighting | 100% | 100% | 0% | 0%
Ref. Warehouse | Office Equipment | Office Equipment | 100% | 100% | 0% | 0%
Ref. Warehouse | Cooking, Minor | Residential-grade Cooking Equipment | 100% | 100% | 0% | 0%
Ref. Warehouse | Freezers, Commercial | Commercial-grade Freezers | 12.75% | 100% | 0% | 0%
Ref. Warehouse | Refrigerators, Commercial | Commercial-grade Refrigerators | 100% | 100% | 0% | 0%
Ref. Warehouse | Refrigerators, Residential | Residential-grade Refrigerators | 100% | 100% | 0% | 0%
Ref. Warehouse | Miscellaneous | Miscellaneous Electric Equipment | 100% | 100% | 0% | 0%
Ref. Warehouse | Motors | Motors | 61.22% | 100% | 0% | 0%
Ref. Warehouse | Air Compressors | Air Compressors | 53.46% | 100% | 0% | 0%
Table 11-14: Unrefrigerated Warehouse End-Use Penetration/Saturation and Fuel Share
| End-Use | End-Use | Percent Penetation/Saturation | Electric | Gas | Other
Warehouse | Heating | Heating | 23.48% | 37.61% | 61.36% | 1.022%
Warehouse | Cooling | Cooling | 20.04% | 100% | 0% | 0%
Warehouse | Ventilation | Ventilation | 23.96% | 100% | 0% | 0%
Warehouse | Refrigerated Floor Space | Refrigerated Floor Space | 0.3056% | 100% | 0% | 0%
Warehouse | Frozen Floor Space | Frozen Floor Space | 0.3283% | 100% | 0% | 0%
Warehouse | Cooking, Major | Commercial Cooking Space | 0% | 0% | 0% | 0%
Warehouse | Water Heating | Water Heating | 96.12% | 70.35% | 29.65% | 0%
Warehouse |  | End-Use | Percent Penetration | Electric | Gas | Other
Warehouse | Interior Lighting | Interior Lighting | 100% | 100% | 0% | 0%
Warehouse | Exterior Lighting | Exterior Lighting | 94.16% | 100% | 0% | 0%
Warehouse | Office Equipment | Office Equipment | 100% | 100% | 0% | 0%
Warehouse | Cooking, Minor | Residential-grade Cooking Equipment | 94.95% | 99.01% | 0.9912% | 0%
Warehouse | Freezers, Commercial | Commercial-grade Freezers | 5.59% | 100% | 0% | 0%
Warehouse | Refrigerators, Commercial | Commercial-grade Refrigerators | 91.75% | 100% | 0% | 0%
Warehouse | Refrigerators, Residential | Residential-grade Refrigerators | 91.75% | 100% | 0% | 0%
Warehouse | Miscellaneous | Miscellaneous Electric Equipment | 99.51% | 100% | 0% | 0%
Warehouse | Motors | Motors | 26.89% | 100% | 0% | 0%
Warehouse | Air Compressors | Air Compressors | 42.19% | 100% | 0% | 0%

## input_enduse
End Use | Planning Are | Sector | Percent Floorspace with End Use | Electric Fuel Share | Gas Fuel Share | Other Fuel Share | Saturation (Elect) | Saturations (Gas) | Saturations (Other Fuels) | <= The saturations here are the % of total floorspace with for each combination of end-use and fuel type.
Air Compressors | Statewide | All Commercial | 22.36% | NA | NA | NA | 22.36% | 0% | 0%
Cooking, Major | Statewide | All Commercial | 3.573% | 28.8% | 69.12% | 2.074% | 1.029% | 2.47% | 0.07409%
Cooking, Minor | Statewide | All Commercial | 95.92% | 98.81% | 1.192% | 0% | 94.78% | 1.144% | 0%
Cooling | Statewide | All Commercial | 75.68% | 99.92% | 0.05966% | 0.01562% | 75.62% | 0.04515% | 0.01182%
Exterior Lighting | Statewide | All Commercial | 77.75% | NA | NA | NA | 77.75% | 0% | 0%
Freezers, Commercial | Statewide | All Commercial | 25.36% | NA | NA | NA | 25.36% | 0% | 0%
Frozen Floor Space | Statewide | All Commercial | 0.4959% | NA | NA | NA | 0.4959% | 0% | 0%
Heating | Statewide | All Commercial | 76.33% | 28.66% | 69.47% | 1.862% | 21.88% | 53.03% | 1.421%
Miscellaneous | Statewide | All Commercial | 96.81% | NA | NA | NA | 96.81% | 0% | 0%
Motors | Statewide | All Commercial | 20.57% | NA | NA | NA | 20.57% | 0% | 0%
Office Equipment | Statewide | All Commercial | 99.81% | NA | NA | NA | 99.81% | 0% | 0%
Refrigerated Floor Space | Statewide | All Commercial | 1.123% | NA | NA | NA | 1.123% | 0% | 0%
Refrigerators, Commercial | Statewide | All Commercial | 89.82% | NA | NA | NA | 89.82% | 0% | 0%
Refrigerators, Residential | Statewide | All Commercial | 84.77% | NA | NA | NA | 84.77% | 0% | 0%
Ventilation | Statewide | All Commercial | 79.43% | NA | NA | NA | 79.43% | 0% | 0%
Water Heating | Statewide | All Commercial | 95.1% | 40.24% | 57.98% | 1.778% | 38.27% | 55.14% | 1.691%
Air Compressors | Statewide | College | 4.315% | NA | NA | NA | 4.315% | 0% | 0%
Cooking, Major | Statewide | College | 1.284% | 25.9% | 74.04% | 0.05186% | 0.3325% | 0.9504% | 0.0006657%
Cooking, Minor | Statewide | College | 89.35% | 98.48% | 1.516% | 0% | 88% | 1.355% | 0%
Cooling | Statewide | College | 93.16% | 100% | 0% | 0% | 93.16% | 0% | 0%
Exterior Lighting | Statewide | College | 77.56% | NA | NA | NA | 77.56% | 0% | 0%
Freezers, Commercial | Statewide | College | 7.857% | NA | NA | NA | 7.857% | 0% | 0%
Frozen Floor Space | Statewide | College | 0% | NA | NA | NA | 0% | 0% | 0%
Heating | Statewide | College | 98.31% | 13.18% | 86.06% | 0.759% | 12.96% | 84.6% | 0.7462%
Miscellaneous | Statewide | College | 96.72% | NA | NA | NA | 96.72% | 0% | 0%
Motors | Statewide | College | 10.67% | NA | NA | NA | 10.67% | 0% | 0%
Office Equipment | Statewide | College | 100% | NA | NA | NA | 100% | 0% | 0%
Refrigerated Floor Space | Statewide | College | 0% | NA | NA | NA | 0% | 0% | 0%
Refrigerators, Commercial | Statewide | College | 81.71% | NA | NA | NA | 81.71% | 0% | 0%
Refrigerators, Residential | Statewide | College | 85.29% | NA | NA | NA | 85.29% | 0% | 0%
Ventilation | Statewide | College | 98.87% | NA | NA | NA | 98.87% | 0% | 0%
Water Heating | Statewide | College | 97.9% | 14.33% | 77.1% | 8.569% | 14.03% | 75.48% | 8.389%
Air Compressors | Statewide | Food Stores | 30.63% | NA | NA | NA | 30.63% | 0% | 0%
Cooking, Major | Statewide | Food Stores | 4.336% | 30.1% | 67.85% | 2.054% | 1.305% | 2.942% | 0.08909%
Cooking, Minor | Statewide | Food Stores | 100% | 99.32% | 0.6789% | 0% | 99.32% | 0.6789% | 0%
Cooling | Statewide | Food Stores | 82.72% | 100% | 0% | 0% | 82.72% | 0% | 0%
Exterior Lighting | Statewide | Food Stores | 89.7% | NA | NA | NA | 89.7% | 0% | 0%
Freezers, Commercial | Statewide | Food Stores | 87.14% | NA | NA | NA | 87.14% | 0% | 0%
Frozen Floor Space | Statewide | Food Stores | 3.836% | NA | NA | NA | 3.836% | 0% | 0%
Heating | Statewide | Food Stores | 81.15% | 35.67% | 63.39% | 0.9381% | 28.95% | 51.44% | 0.7613%
Miscellaneous | Statewide | Food Stores | 98.47% | NA | NA | NA | 98.47% | 0% | 0%
Motors | Statewide | Food Stores | 24.09% | NA | NA | NA | 24.09% | 0% | 0%
Office Equipment | Statewide | Food Stores | 100% | NA | NA | NA | 100% | 0% | 0%
Refrigerated Floor Space | Statewide | Food Stores | 4.065% | NA | NA | NA | 4.065% | 0% | 0%
Refrigerators, Commercial | Statewide | Food Stores | 99.64% | NA | NA | NA | 99.64% | 0% | 0%
Refrigerators, Residential | Statewide | Food Stores | 99.95% | NA | NA | NA | 99.95% | 0% | 0%
Ventilation | Statewide | Food Stores | 84.83% | NA | NA | NA | 84.83% | 0% | 0%
Water Heating | Statewide | Food Stores | 98.57% | 30.89% | 66.89% | 2.215% | 30.45% | 65.93% | 2.183%
Air Compressors | Statewide | Health Care | 13.14% | NA | NA | NA | 13.14% | 0% | 0%
Cooking, Major | Statewide | Health Care | 1.931% | 26.24% | 71.69% | 2.069% | 0.5068% | 1.385% | 0.03996%
Cooking, Minor | Statewide | Health Care | 99.81% | 98.33% | 1.675% | 0% | 98.14% | 1.672% | 0%
Cooling | Statewide | Health Care | 97.85% | 99.87% | 0.1305% | 0% | 97.72% | 0.1277% | 0%
Exterior Lighting | Statewide | Health Care | 87.29% | NA | NA | NA | 87.29% | 0% | 0%
Freezers, Commercial | Statewide | Health Care | 37.65% | NA | NA | NA | 37.65% | 0% | 0%
Frozen Floor Space | Statewide | Health Care | 0% | NA | NA | NA | 0% | 0% | 0%
Heating | Statewide | Health Care | 98.66% | 17.47% | 81.42% | 1.106% | 17.24% | 80.33% | 1.091%
Miscellaneous | Statewide | Health Care | 97.7% | NA | NA | NA | 97.7% | 0% | 0%
Motors | Statewide | Health Care | 29.85% | NA | NA | NA | 29.85% | 0% | 0%
Office Equipment | Statewide | Health Care | 100% | NA | NA | NA | 100% | 0% | 0%
Refrigerated Floor Space | Statewide | Health Care | 0% | NA | NA | NA | 0% | 0% | 0%
Refrigerators, Commercial | Statewide | Health Care | 96.92% | NA | NA | NA | 96.92% | 0% | 0%
Refrigerators, Residential | Statewide | Health Care | 99.46% | NA | NA | NA | 99.46% | 0% | 0%
Ventilation | Statewide | Health Care | 99.14% | NA | NA | NA | 99.14% | 0% | 0%
Water Heating | Statewide | Health Care | 99.98% | 10.95% | 87.7% | 1.351% | 10.95% | 87.68% | 1.35%
Air Compressors | Statewide | Lodging | 11.23% | NA | NA | NA | 11.23% | 0% | 0%
Cooking, Major | Statewide | Lodging | 1.427% | 29.96% | 63.9% | 6.139% | 0.4275% | 0.9119% | 0.0876%
Cooking, Minor | Statewide | Lodging | 99.55% | 98.76% | 1.24% | 0% | 98.32% | 1.234% | 0%
Cooling | Statewide | Lodging | 97.51% | 100% | 0% | 0% | 97.51% | 0% | 0%
Exterior Lighting | Statewide | Lodging | 99.57% | NA | NA | NA | 99.57% | 0% | 0%
Freezers, Commercial | Statewide | Lodging | 66.38% | NA | NA | NA | 66.38% | 0% | 0%
Frozen Floor Space | Statewide | Lodging | 0% | NA | NA | NA | 0% | 0% | 0%
Heating | Statewide | Lodging | 99.11% | 40.24% | 56.6% | 3.16% | 39.88% | 56.1% | 3.132%
Miscellaneous | Statewide | Lodging | 99.5% | NA | NA | NA | 99.5% | 0% | 0%
Motors | Statewide | Lodging | 61.27% | NA | NA | NA | 61.27% | 0% | 0%
Office Equipment | Statewide | Lodging | 100% | NA | NA | NA | 100% | 0% | 0%
Refrigerated Floor Space | Statewide | Lodging | 0% | NA | NA | NA | 0% | 0% | 0%
Refrigerators, Commercial | Statewide | Lodging | 98.9% | NA | NA | NA | 98.9% | 0% | 0%
Refrigerators, Residential | Statewide | Lodging | 99.47% | NA | NA | NA | 99.47% | 0% | 0%
Ventilation | Statewide | Lodging | 99.25% | NA | NA | NA | 99.25% | 0% | 0%
Water Heating | Statewide | Lodging | 100% | 5.074% | 90.43% | 4.501% | 5.074% | 90.43% | 4.501%
Air Compressors | Statewide | Miscellaneous | 48.04% | NA | NA | NA | 48.04% | 0% | 0%
Cooking, Major | Statewide | Miscellaneous | 1.273% | 33.72% | 59.19% | 7.089% | 0.4291% | 0.7532% | 0.09022%
Cooking, Minor | Statewide | Miscellaneous | 94.02% | 98% | 2.005% | 0% | 92.14% | 1.885% | 0%
Cooling | Statewide | Miscellaneous | 65.42% | 99.99% | 0.005388% | 0.008014% | 65.41% | 0.003525% | 0.005242%
Exterior Lighting | Statewide | Miscellaneous | 85.69% | NA | NA | NA | 85.69% | 0% | 0%
Freezers, Commercial | Statewide | Miscellaneous | 13.7% | NA | NA | NA | 13.7% | 0% | 0%
Frozen Floor Space | Statewide | Miscellaneous | 0.00117% | NA | NA | NA | 0.00117% | 0% | 0%
Heating | Statewide | Miscellaneous | 67.47% | 25.64% | 70.33% | 4.034% | 17.3% | 47.45% | 2.722%
Miscellaneous | Statewide | Miscellaneous | 98.13% | NA | NA | NA | 98.13% | 0% | 0%
Motors | Statewide | Miscellaneous | 40.82% | NA | NA | NA | 40.82% | 0% | 0%
Office Equipment | Statewide | Miscellaneous | 99% | NA | NA | NA | 99% | 0% | 0%
Refrigerated Floor Space | Statewide | Miscellaneous | 0.002079% | NA | NA | NA | 0.002079% | 0% | 0%
Refrigerators, Commercial | Statewide | Miscellaneous | 88.85% | NA | NA | NA | 88.85% | 0% | 0%
Refrigerators, Residential | Statewide | Miscellaneous | 91.25% | NA | NA | NA | 91.25% | 0% | 0%
Ventilation | Statewide | Miscellaneous | 72.04% | NA | NA | NA | 72.04% | 0% | 0%
Water Heating | Statewide | Miscellaneous | 92.8% | 38.99% | 58.96% | 2.049% | 36.19% | 54.71% | 1.902%
Air Compressors | Statewide | Office, Large | 27.64% | NA | NA | NA | 27.64% | 0% | 0%
Cooking, Major | Statewide | Office, Large | 0.5211% | 31.25% | 68.42% | 0.3335% | 0.1628% | 0.3566% | 0.001738%
Cooking, Minor | Statewide | Office, Large | 99.39% | 98.69% | 1.307% | 0% | 98.09% | 1.299% | 0%
Cooling | Statewide | Office, Large | 91.34% | 100% | 0% | 0% | 91.34% | 0% | 0%
Exterior Lighting | Statewide | Office, Large | 96.52% | NA | NA | NA | 96.52% | 0% | 0%
Freezers, Commercial | Statewide | Office, Large | 34.47% | NA | NA | NA | 34.47% | 0% | 0%
Frozen Floor Space | Statewide | Office, Large | 0.01653% | NA | NA | NA | 0.01653% | 0% | 0%
Heating | Statewide | Office, Large | 91.63% | 12.58% | 85.57% | 1.846% | 11.53% | 78.41% | 1.692%
Miscellaneous | Statewide | Office, Large | 97.91% | NA | NA | NA | 97.91% | 0% | 0%
Motors | Statewide | Office, Large | 78.53% | NA | NA | NA | 78.53% | 0% | 0%
Office Equipment | Statewide | Office, Large | 100% | NA | NA | NA | 100% | 0% | 0%
Refrigerated Floor Space | Statewide | Office, Large | 0.08723% | NA | NA | NA | 0.08723% | 0% | 0%
Refrigerators, Commercial | Statewide | Office, Large | 95.46% | NA | NA | NA | 95.46% | 0% | 0%
Refrigerators, Residential | Statewide | Office, Large | 99.28% | NA | NA | NA | 99.28% | 0% | 0%
Ventilation | Statewide | Office, Large | 92.52% | NA | NA | NA | 92.52% | 0% | 0%
Water Heating | Statewide | Office, Large | 99.87% | 36.6% | 61.66% | 1.739% | 36.55% | 61.58% | 1.736%
Air Compressors | Statewide | Office, Small | 15.53% | NA | NA | NA | 15.53% | 0% | 0%
Cooking, Major | Statewide | Office, Small | 0.4289% | 37.36% | 62.22% | 0.4119% | 0.1603% | 0.2669% | 0.001767%
Cooking, Minor | Statewide | Office, Small | 94.91% | 99.06% | 0.9397% | 0% | 94.02% | 0.8919% | 0%
Cooling | Statewide | Office, Small | 89.97% | 99.95% | 0.03523% | 0.01201% | 89.93% | 0.0317% | 0.0108%
Exterior Lighting | Statewide | Office, Small | 66.3% | NA | NA | NA | 66.3% | 0% | 0%
Freezers, Commercial | Statewide | Office, Small | 5.974% | NA | NA | NA | 5.974% | 0% | 0%
Frozen Floor Space | Statewide | Office, Small | 0.03089% | NA | NA | NA | 0.03089% | 0% | 0%
Heating | Statewide | Office, Small | 91.16% | 43.38% | 55.53% | 1.095% | 39.54% | 50.62% | 0.9982%
Miscellaneous | Statewide | Office, Small | 93.41% | NA | NA | NA | 93.41% | 0% | 0%
Motors | Statewide | Office, Small | 12.78% | NA | NA | NA | 12.78% | 0% | 0%
Office Equipment | Statewide | Office, Small | 100% | NA | NA | NA | 100% | 0% | 0%
Refrigerated Floor Space | Statewide | Office, Small | 0.009426% | NA | NA | NA | 0.009426% | 0% | 0%
Refrigerators, Commercial | Statewide | Office, Small | 84.56% | NA | NA | NA | 84.56% | 0% | 0%
Refrigerators, Residential | Statewide | Office, Small | 92.63% | NA | NA | NA | 92.63% | 0% | 0%
Ventilation | Statewide | Office, Small | 93.07% | NA | NA | NA | 93.07% | 0% | 0%
Water Heating | Statewide | Office, Small | 92.75% | 49.93% | 49.12% | 0.9491% | 46.31% | 45.56% | 0.8803%
Air Compressors | Statewide | Ref. Warehouse | 34.28% | NA | NA | NA | 34.28% | 0% | 0%
Cooking, Major | Statewide | Ref. Warehouse | 0.1332% | 33.92% | 62.77% | 3.31% | 0.04519% | 0.08363% | 0.004409%
Cooking, Minor | Statewide | Ref. Warehouse | 99.87% | 99.75% | 0.246% | 0% | 99.63% | 0.2457% | 0%
Cooling | Statewide | Ref. Warehouse | 20.39% | 100% | 0% | 0% | 20.39% | 0% | 0%
Exterior Lighting | Statewide | Ref. Warehouse | 95.54% | NA | NA | NA | 95.54% | 0% | 0%
Freezers, Commercial | Statewide | Ref. Warehouse | 40.55% | NA | NA | NA | 40.55% | 0% | 0%
Frozen Floor Space | Statewide | Ref. Warehouse | 15.72% | NA | NA | NA | 15.72% | 0% | 0%
Heating | Statewide | Ref. Warehouse | 18.37% | 73.88% | 22.56% | 3.557% | 13.57% | 4.144% | 0.6533%
Miscellaneous | Statewide | Ref. Warehouse | 97.37% | NA | NA | NA | 97.37% | 0% | 0%
Motors | Statewide | Ref. Warehouse | 46.62% | NA | NA | NA | 46.62% | 0% | 0%
Office Equipment | Statewide | Ref. Warehouse | 100% | NA | NA | NA | 100% | 0% | 0%
Refrigerated Floor Space | Statewide | Ref. Warehouse | 41.94% | NA | NA | NA | 41.94% | 0% | 0%
Refrigerators, Commercial | Statewide | Ref. Warehouse | 100% | NA | NA | NA | 100% | 0% | 0%
Refrigerators, Residential | Statewide | Ref. Warehouse | 100% | NA | NA | NA | 100% | 0% | 0%
Ventilation | Statewide | Ref. Warehouse | 33.38% | NA | NA | NA | 33.38% | 0% | 0%
Water Heating | Statewide | Ref. Warehouse | 96.08% | 67.14% | 32.14% | 0.7224% | 64.5% | 30.88% | 0.694%
Air Compressors | Statewide | Restaurant | 5.25% | NA | NA | NA | 5.25% | 0% | 0%
Cooking, Major | Statewide | Restaurant | 100% | 26.97% | 71.49% | 1.534% | 26.97% | 71.49% | 1.534%
Cooking, Minor | Statewide | Restaurant | 100% | 97.81% | 2.188% | 0% | 97.81% | 2.188% | 0%
Cooling | Statewide | Restaurant | 91.04% | 99.58% | 0% | 0.417% | 90.66% | 0% | 0.3797%
Exterior Lighting | Statewide | Restaurant | 84.83% | NA | NA | NA | 84.83% | 0% | 0%
Freezers, Commercial | Statewide | Restaurant | 91.62% | NA | NA | NA | 91.62% | 0% | 0%
Frozen Floor Space | Statewide | Restaurant | 1.407% | NA | NA | NA | 1.407% | 0% | 0%
Heating | Statewide | Restaurant | 89.71% | 33.53% | 64.84% | 1.625% | 30.08% | 58.17% | 1.458%
Miscellaneous | Statewide | Restaurant | 98.34% | NA | NA | NA | 98.34% | 0% | 0%
Motors | Statewide | Restaurant | 6.218% | NA | NA | NA | 6.218% | 0% | 0%
Office Equipment | Statewide | Restaurant | 100% | NA | NA | NA | 100% | 0% | 0%
Refrigerated Floor Space | Statewide | Restaurant | 2.141% | NA | NA | NA | 2.141% | 0% | 0%
Refrigerators, Commercial | Statewide | Restaurant | 99.43% | NA | NA | NA | 99.43% | 0% | 0%
Refrigerators, Residential | Statewide | Restaurant | 25.05% | NA | NA | NA | 25.05% | 0% | 0%
Ventilation | Statewide | Restaurant | 92.96% | NA | NA | NA | 92.96% | 0% | 0%
Water Heating | Statewide | Restaurant | 99.98% | 19.1% | 79.41% | 1.489% | 19.1% | 79.39% | 1.488%
Air Compressors | Statewide | Retail | 17.45% | NA | NA | NA | 17.45% | 0% | 0%
Cooking, Major | Statewide | Retail | 0.09975% | 64.59% | 34.93% | 0.4765% | 0.06443% | 0.03484% | 0.0004754%
Cooking, Minor | Statewide | Retail | 94.52% | 99.84% | 0.1621% | 0% | 94.37% | 0.1532% | 0%
Cooling | Statewide | Retail | 80.12% | 100% | 0% | 0.002077% | 80.12% | 0% | 0.001664%
Exterior Lighting | Statewide | Retail | 72.88% | NA | NA | NA | 72.88% | 0% | 0%
Freezers, Commercial | Statewide | Retail | 7.401% | NA | NA | NA | 7.401% | 0% | 0%
Frozen Floor Space | Statewide | Retail | 0% | NA | NA | NA | 0% | 0% | 0%
Heating | Statewide | Retail | 78.86% | 41.08% | 58.49% | 0.423% | 32.4% | 46.13% | 0.3335%
Miscellaneous | Statewide | Retail | 97.6% | NA | NA | NA | 97.6% | 0% | 0%
Motors | Statewide | Retail | 11.67% | NA | NA | NA | 11.67% | 0% | 0%
Office Equipment | Statewide | Retail | 100% | NA | NA | NA | 100% | 0% | 0%
Refrigerated Floor Space | Statewide | Retail | 0.005456% | NA | NA | NA | 0.005456% | 0% | 0%
Refrigerators, Commercial | Statewide | Retail | 87.06% | NA | NA | NA | 87.06% | 0% | 0%
Refrigerators, Residential | Statewide | Retail | 90.96% | NA | NA | NA | 90.96% | 0% | 0%
Ventilation | Statewide | Retail | 83.43% | NA | NA | NA | 83.43% | 0% | 0%
Water Heating | Statewide | Retail | 89.38% | 59.02% | 40.71% | 0.2753% | 52.75% | 36.38% | 0.2461%
Air Compressors | Statewide | School | 8.422% | NA | NA | NA | 8.422% | 0% | 0%
Cooking, Major | Statewide | School | 3.759% | 37.02% | 60.77% | 2.211% | 1.391% | 2.284% | 0.0831%
Cooking, Minor | Statewide | School | 99.97% | 95.7% | 4.297% | 0% | 95.68% | 4.296% | 0%
Cooling | Statewide | School | 96.44% | 99.54% | 0.4623% | 0% | 96% | 0.4458% | 0%
Exterior Lighting | Statewide | School | 95.38% | NA | NA | NA | 95.38% | 0% | 0%
Freezers, Commercial | Statewide | School | 49.29% | NA | NA | NA | 49.29% | 0% | 0%
Frozen Floor Space | Statewide | School | 0.0006289% | NA | NA | NA | 0.0006289% | 0% | 0%
Heating | Statewide | School | 97.87% | 23.55% | 74.24% | 2.205% | 23.05% | 72.66% | 2.158%
Miscellaneous | Statewide | School | 98.67% | NA | NA | NA | 98.67% | 0% | 0%
Motors | Statewide | School | 22.41% | NA | NA | NA | 22.41% | 0% | 0%
Office Equipment | Statewide | School | 100% | NA | NA | NA | 100% | 0% | 0%
Refrigerated Floor Space | Statewide | School | 0.0006289% | NA | NA | NA | 0.0006289% | 0% | 0%
Refrigerators, Commercial | Statewide | School | 98.09% | NA | NA | NA | 98.09% | 0% | 0%
Refrigerators, Residential | Statewide | School | 99.5% | NA | NA | NA | 99.5% | 0% | 0%
Ventilation | Statewide | School | 98.26% | NA | NA | NA | 98.26% | 0% | 0%
Water Heating | Statewide | School | 99.67% | 26.3% | 71.93% | 1.77% | 26.21% | 71.69% | 1.764%
Air Compressors | Statewide | Warehouse | 35.86% | NA | NA | NA | 35.86% | 0% | 0%
Cooking, Major | Statewide | Warehouse | 0.04175% | 24.33% | 67.26% | 8.41% | 0.01016% | 0.02808% | 0.003511%
Cooking, Minor | Statewide | Warehouse | 97.13% | 99.58% | 0.4214% | 0% | 96.72% | 0.4093% | 0%
Cooling | Statewide | Warehouse | 29.19% | 100% | 0% | 0% | 29.19% | 0% | 0%
Exterior Lighting | Statewide | Warehouse | 77.39% | NA | NA | NA | 77.39% | 0% | 0%
Freezers, Commercial | Statewide | Warehouse | 7.784% | NA | NA | NA | 7.784% | 0% | 0%
Frozen Floor Space | Statewide | Warehouse | 0.6301% | NA | NA | NA | 0.6301% | 0% | 0%
Heating | Statewide | Warehouse | 28.58% | 48.77% | 50.88% | 0.3515% | 13.94% | 14.54% | 0.1005%
Miscellaneous | Statewide | Warehouse | 98.66% | NA | NA | NA | 98.66% | 0% | 0%
Motors | Statewide | Warehouse | 27.76% | NA | NA | NA | 27.76% | 0% | 0%
Office Equipment | Statewide | Warehouse | 99.98% | NA | NA | NA | 99.98% | 0% | 0%
Refrigerated Floor Space | Statewide | Warehouse | 1.747% | NA | NA | NA | 1.747% | 0% | 0%
Refrigerators, Commercial | Statewide | Warehouse | 91.85% | NA | NA | NA | 91.85% | 0% | 0%
Refrigerators, Residential | Statewide | Warehouse | 94.95% | NA | NA | NA | 94.95% | 0% | 0%
Ventilation | Statewide | Warehouse | 34.28% | NA | NA | NA | 34.28% | 0% | 0%
Water Heating | Statewide | Warehouse | 91.02% | 70.11% | 29.68% | 0.2056% | 63.82% | 27.02% | 0.1872%
Air Compressors | PG&E | All Commercial | 23.26% | NA | NA | NA | 23.26% | 0% | 0%
Cooking, Major | PG&E | All Commercial | 3.468% | 33.87% | 62.48% | 3.645% | 1.175% | 2.167% | 0.1264%
Cooking, Minor | PG&E | All Commercial | 95.19% | 98.6% | 1.395% | 0% | 93.86% | 1.328% | 0%
Cooling | PG&E | All Commercial | 77.75% | 99.95% | 0.01214% | 0.03289% | 77.72% | 0.009443% | 0.02557%
Exterior Lighting | PG&E | All Commercial | 78.52% | NA | NA | NA | 78.52% | 0% | 0%
Freezers, Commercial | PG&E | All Commercial | 26.08% | NA | NA | NA | 26.08% | 0% | 0%
Frozen Floor Space | PG&E | All Commercial | 0.5232% | NA | NA | NA | 0.5232% | 0% | 0%
Heating | PG&E | All Commercial | 80.63% | 17.81% | 77.97% | 4.217% | 14.36% | 62.87% | 3.4%
Miscellaneous | PG&E | All Commercial | 95.99% | NA | NA | NA | 95.99% | 0% | 0%
Motors | PG&E | All Commercial | 21.54% | NA | NA | NA | 21.54% | 0% | 0%
Office Equipment | PG&E | All Commercial | 99.84% | NA | NA | NA | 99.84% | 0% | 0%
Refrigerated Floor Space | PG&E | All Commercial | 1.306% | NA | NA | NA | 1.306% | 0% | 0%
Refrigerators, Commercial | PG&E | All Commercial | 88.41% | NA | NA | NA | 88.41% | 0% | 0%
Refrigerators, Residential | PG&E | All Commercial | 84.08% | NA | NA | NA | 84.08% | 0% | 0%
Ventilation | PG&E | All Commercial | 83.88% | NA | NA | NA | 83.88% | 0% | 0%
Water Heating | PG&E | All Commercial | 96.51% | 36.5% | 60.22% | 3.277% | 35.23% | 58.12% | 3.163%
Air Compressors | PG&E | College | 5.843% | NA | NA | NA | 5.843% | 0% | 0%
Cooking, Major | PG&E | College | 1.609% | 25.69% | 74.18% | 0.1278% | 0.4133% | 1.194% | 0.002055%
Cooking, Minor | PG&E | College | 83.36% | 95.75% | 4.251% | 0% | 79.81% | 3.544% | 0%
Cooling | PG&E | College | 90.7% | 100% | 0% | 0% | 90.7% | 0% | 0%
Exterior Lighting | PG&E | College | 72.02% | NA | NA | NA | 72.02% | 0% | 0%
Freezers, Commercial | PG&E | College | 7.696% | NA | NA | NA | 7.696% | 0% | 0%
Frozen Floor Space | PG&E | College | 0% | NA | NA | NA | 0% | 0% | 0%
Heating | PG&E | College | 98.21% | 9.752% | 87.9% | 2.346% | 9.578% | 86.33% | 2.304%
Miscellaneous | PG&E | College | 94.89% | NA | NA | NA | 94.89% | 0% | 0%
Motors | PG&E | College | 12.93% | NA | NA | NA | 12.93% | 0% | 0%
Office Equipment | PG&E | College | 100% | NA | NA | NA | 100% | 0% | 0%
Refrigerated Floor Space | PG&E | College | 0% | NA | NA | NA | 0% | 0% | 0%
Refrigerators, Commercial | PG&E | College | 67.13% | NA | NA | NA | 67.13% | 0% | 0%
Refrigerators, Residential | PG&E | College | 75.54% | NA | NA | NA | 75.54% | 0% | 0%
Ventilation | PG&E | College | 99.03% | NA | NA | NA | 99.03% | 0% | 0%
Water Heating | PG&E | College | 99.08% | 13.95% | 73.74% | 12.31% | 13.83% | 73.06% | 12.2%
Air Compressors | PG&E | Food Stores | 34.44% | NA | NA | NA | 34.44% | 0% | 0%
Cooking, Major | PG&E | Food Stores | 4.123% | 40.23% | 56.81% | 2.968% | 1.659% | 2.342% | 0.1224%
Cooking, Minor | PG&E | Food Stores | 100% | 99% | 0.9996% | 0% | 99% | 0.9996% | 0%
Cooling | PG&E | Food Stores | 78.86% | 100% | 0% | 0% | 78.86% | 0% | 0%
Exterior Lighting | PG&E | Food Stores | 89.42% | NA | NA | NA | 89.42% | 0% | 0%
Freezers, Commercial | PG&E | Food Stores | 84.2% | NA | NA | NA | 84.2% | 0% | 0%
Frozen Floor Space | PG&E | Food Stores | 3.692% | NA | NA | NA | 3.692% | 0% | 0%
Heating | PG&E | Food Stores | 77.81% | 27.04% | 70.51% | 2.456% | 21.04% | 54.86% | 1.911%
Miscellaneous | PG&E | Food Stores | 97.37% | NA | NA | NA | 97.37% | 0% | 0%
Motors | PG&E | Food Stores | 24.86% | NA | NA | NA | 24.86% | 0% | 0%
Office Equipment | PG&E | Food Stores | 100% | NA | NA | NA | 100% | 0% | 0%
Refrigerated Floor Space | PG&E | Food Stores | 4.007% | NA | NA | NA | 4.007% | 0% | 0%
Refrigerators, Commercial | PG&E | Food Stores | 99.28% | NA | NA | NA | 99.28% | 0% | 0%
Refrigerators, Residential | PG&E | Food Stores | 99.86% | NA | NA | NA | 99.86% | 0% | 0%
Ventilation | PG&E | Food Stores | 83.09% | NA | NA | NA | 83.09% | 0% | 0%
Water Heating | PG&E | Food Stores | 98.9% | 30.36% | 66.71% | 2.934% | 30.02% | 65.97% | 2.902%
Air Compressors | PG&E | Health Care | 13.6% | NA | NA | NA | 13.6% | 0% | 0%
Cooking, Major | PG&E | Health Care | 1.878% | 26.84% | 70.95% | 2.206% | 0.504% | 1.332% | 0.04142%
Cooking, Minor | PG&E | Health Care | 99.68% | 97.72% | 2.285% | 0% | 97.4% | 2.277% | 0%
Cooling | PG&E | Health Care | 96.16% | 100% | 0% | 0% | 96.16% | 0% | 0%
Exterior Lighting | PG&E | Health Care | 86.72% | NA | NA | NA | 86.72% | 0% | 0%
Freezers, Commercial | PG&E | Health Care | 42.17% | NA | NA | NA | 42.17% | 0% | 0%
Frozen Floor Space | PG&E | Health Care | 0% | NA | NA | NA | 0% | 0% | 0%
Heating | PG&E | Health Care | 99.03% | 13.68% | 84.74% | 1.579% | 13.55% | 83.91% | 1.564%
Miscellaneous | PG&E | Health Care | 97.2% | NA | NA | NA | 97.2% | 0% | 0%
Motors | PG&E | Health Care | 31.09% | NA | NA | NA | 31.09% | 0% | 0%
Office Equipment | PG&E | Health Care | 100% | NA | NA | NA | 100% | 0% | 0%
Refrigerated Floor Space | PG&E | Health Care | 0% | NA | NA | NA | 0% | 0% | 0%
Refrigerators, Commercial | PG&E | Health Care | 96.61% | NA | NA | NA | 96.61% | 0% | 0%
Refrigerators, Residential | PG&E | Health Care | 99.31% | NA | NA | NA | 99.31% | 0% | 0%
Ventilation | PG&E | Health Care | 99.21% | NA | NA | NA | 99.21% | 0% | 0%
Water Heating | PG&E | Health Care | 100% | 10.01% | 88.66% | 1.336% | 10.01% | 88.66% | 1.336%
Air Compressors | PG&E | Lodging | 11.19% | NA | NA | NA | 11.19% | 0% | 0%
Cooking, Major | PG&E | Lodging | 1.827% | 29.67% | 61.72% | 8.606% | 0.5421% | 1.128% | 0.1572%
Cooking, Minor | PG&E | Lodging | 99.38% | 98.71% | 1.295% | 0% | 98.09% | 1.286% | 0%
Cooling | PG&E | Lodging | 95.4% | 100% | 0% | 0% | 95.4% | 0% | 0%
Exterior Lighting | PG&E | Lodging | 99.51% | NA | NA | NA | 99.51% | 0% | 0%
Freezers, Commercial | PG&E | Lodging | 62.11% | NA | NA | NA | 62.11% | 0% | 0%
Frozen Floor Space | PG&E | Lodging | 0% | NA | NA | NA | 0% | 0% | 0%
Heating | PG&E | Lodging | 98.48% | 32.7% | 60.08% | 7.216% | 32.21% | 59.17% | 7.106%
Miscellaneous | PG&E | Lodging | 99.63% | NA | NA | NA | 99.63% | 0% | 0%
Motors | PG&E | Lodging | 60.62% | NA | NA | NA | 60.62% | 0% | 0%
Office Equipment | PG&E | Lodging | 100% | NA | NA | NA | 100% | 0% | 0%
Refrigerated Floor Space | PG&E | Lodging | 0% | NA | NA | NA | 0% | 0% | 0%
Refrigerators, Commercial | PG&E | Lodging | 98.3% | NA | NA | NA | 98.3% | 0% | 0%
Refrigerators, Residential | PG&E | Lodging | 99.2% | NA | NA | NA | 99.2% | 0% | 0%
Ventilation | PG&E | Lodging | 98.73% | NA | NA | NA | 98.73% | 0% | 0%
Water Heating | PG&E | Lodging | 100% | 7.272% | 84.12% | 8.608% | 7.272% | 84.12% | 8.608%
Air Compressors | PG&E | Miscellaneous | 43.18% | NA | NA | NA | 43.18% | 0% | 0%
Cooking, Major | PG&E | Miscellaneous | 1.524% | 36.42% | 56.03% | 7.553% | 0.5551% | 0.8539% | 0.1151%
Cooking, Minor | PG&E | Miscellaneous | 93.9% | 97.32% | 2.683% | 0% | 91.38% | 2.52% | 0%
Cooling | PG&E | Miscellaneous | 69.78% | 99.97% | 0.0109% | 0.01622% | 69.76% | 0.007609% | 0.01132%
Exterior Lighting | PG&E | Miscellaneous | 86.87% | NA | NA | NA | 86.87% | 0% | 0%
Freezers, Commercial | PG&E | Miscellaneous | 16.74% | NA | NA | NA | 16.74% | 0% | 0%
Frozen Floor Space | PG&E | Miscellaneous | 0% | NA | NA | NA | 0% | 0% | 0%
Heating | PG&E | Miscellaneous | 74.87% | 17.23% | 76.16% | 6.61% | 12.9% | 57.03% | 4.949%
Miscellaneous | PG&E | Miscellaneous | 97.66% | NA | NA | NA | 97.66% | 0% | 0%
Motors | PG&E | Miscellaneous | 39.41% | NA | NA | NA | 39.41% | 0% | 0%
Office Equipment | PG&E | Miscellaneous | 99.29% | NA | NA | NA | 99.29% | 0% | 0%
Refrigerated Floor Space | PG&E | Miscellaneous | 0.001962% | NA | NA | NA | 0.001962% | 0% | 0%
Refrigerators, Commercial | PG&E | Miscellaneous | 88.9% | NA | NA | NA | 88.9% | 0% | 0%
Refrigerators, Residential | PG&E | Miscellaneous | 91.22% | NA | NA | NA | 91.22% | 0% | 0%
Ventilation | PG&E | Miscellaneous | 80.16% | NA | NA | NA | 80.16% | 0% | 0%
Water Heating | PG&E | Miscellaneous | 93.18% | 37.22% | 59.5% | 3.274% | 34.68% | 55.45% | 3.051%
Air Compressors | PG&E | Office, Large | 32.78% | NA | NA | NA | 32.78% | 0% | 0%
Cooking, Major | PG&E | Office, Large | 0.4181% | 34.27% | 64.94% | 0.7854% | 0.1433% | 0.2715% | 0.003284%
Cooking, Minor | PG&E | Office, Large | 98.78% | 98.47% | 1.534% | 0% | 97.27% | 1.516% | 0%
Cooling | PG&E | Office, Large | 92.1% | 100% | 0% | 0% | 92.1% | 0% | 0%
Exterior Lighting | PG&E | Office, Large | 96.45% | NA | NA | NA | 96.45% | 0% | 0%
Freezers, Commercial | PG&E | Office, Large | 31.88% | NA | NA | NA | 31.88% | 0% | 0%
Frozen Floor Space | PG&E | Office, Large | 0.00526% | NA | NA | NA | 0.00526% | 0% | 0%
Heating | PG&E | Office, Large | 92.93% | 2.437% | 93.65% | 3.916% | 2.264% | 87.02% | 3.639%
Miscellaneous | PG&E | Office, Large | 96.69% | NA | NA | NA | 96.69% | 0% | 0%
Motors | PG&E | Office, Large | 79.38% | NA | NA | NA | 79.38% | 0% | 0%
Office Equipment | PG&E | Office, Large | 100% | NA | NA | NA | 100% | 0% | 0%
Refrigerated Floor Space | PG&E | Office, Large | 0.1419% | NA | NA | NA | 0.1419% | 0% | 0%
Refrigerators, Commercial | PG&E | Office, Large | 94.97% | NA | NA | NA | 94.97% | 0% | 0%
Refrigerators, Residential | PG&E | Office, Large | 98.78% | NA | NA | NA | 98.78% | 0% | 0%
Ventilation | PG&E | Office, Large | 93.62% | NA | NA | NA | 93.62% | 0% | 0%
Water Heating | PG&E | Office, Large | 100% | 34.76% | 61.55% | 3.694% | 34.76% | 61.55% | 3.694%
Air Compressors | PG&E | Office, Small | 16.08% | NA | NA | NA | 16.08% | 0% | 0%
Cooking, Major | PG&E | Office, Small | 0.5066% | 45.28% | 53.91% | 0.8145% | 0.2294% | 0.2731% | 0.004126%
Cooking, Minor | PG&E | Office, Small | 94.13% | 98.91% | 1.085% | 0% | 93.11% | 1.022% | 0%
Cooling | PG&E | Office, Small | 88.14% | 99.91% | 0.09171% | 0% | 88.06% | 0.08084% | 0%
Exterior Lighting | PG&E | Office, Small | 69.74% | NA | NA | NA | 69.74% | 0% | 0%
Freezers, Commercial | PG&E | Office, Small | 5.528% | NA | NA | NA | 5.528% | 0% | 0%
Frozen Floor Space | PG&E | Office, Small | 0.06082% | NA | NA | NA | 0.06082% | 0% | 0%
Heating | PG&E | Office, Small | 90.92% | 25.43% | 72.06% | 2.512% | 23.12% | 65.52% | 2.284%
Miscellaneous | PG&E | Office, Small | 92.15% | NA | NA | NA | 92.15% | 0% | 0%
Motors | PG&E | Office, Small | 11.95% | NA | NA | NA | 11.95% | 0% | 0%
Office Equipment | PG&E | Office, Small | 100% | NA | NA | NA | 100% | 0% | 0%
Refrigerated Floor Space | PG&E | Office, Small | 0.01458% | NA | NA | NA | 0.01458% | 0% | 0%
Refrigerators, Commercial | PG&E | Office, Small | 82.59% | NA | NA | NA | 82.59% | 0% | 0%
Refrigerators, Residential | PG&E | Office, Small | 91.72% | NA | NA | NA | 91.72% | 0% | 0%
Ventilation | PG&E | Office, Small | 92.14% | NA | NA | NA | 92.14% | 0% | 0%
Water Heating | PG&E | Office, Small | 95.01% | 48.88% | 49.51% | 1.617% | 46.44% | 47.03% | 1.536%
Air Compressors | PG&E | Ref. Warehouse | 45.97% | NA | NA | NA | 45.97% | 0% | 0%
Cooking, Major | PG&E | Ref. Warehouse | 0.2022% | 41.74% | 52.4% | 5.864% | 0.08439% | 0.1059% | 0.01186%
Cooking, Minor | PG&E | Ref. Warehouse | 99.57% | 99.15% | 0.849% | 0% | 98.72% | 0.8453% | 0%
Cooling | PG&E | Ref. Warehouse | 16.07% | 100% | 0% | 0% | 16.07% | 0% | 0%
Exterior Lighting | PG&E | Ref. Warehouse | 93.98% | NA | NA | NA | 93.98% | 0% | 0%
Freezers, Commercial | PG&E | Ref. Warehouse | 27.34% | NA | NA | NA | 27.34% | 0% | 0%
Frozen Floor Space | PG&E | Ref. Warehouse | 13.02% | NA | NA | NA | 13.02% | 0% | 0%
Heating | PG&E | Ref. Warehouse | 15.59% | 61.36% | 27.38% | 11.27% | 9.565% | 4.268% | 1.757%
Miscellaneous | PG&E | Ref. Warehouse | 100% | NA | NA | NA | 100% | 0% | 0%
Motors | PG&E | Ref. Warehouse | 43.67% | NA | NA | NA | 43.67% | 0% | 0%
Office Equipment | PG&E | Ref. Warehouse | 100% | NA | NA | NA | 100% | 0% | 0%
Refrigerated Floor Space | PG&E | Ref. Warehouse | 44.05% | NA | NA | NA | 44.05% | 0% | 0%
Refrigerators, Commercial | PG&E | Ref. Warehouse | 100% | NA | NA | NA | 100% | 0% | 0%
Refrigerators, Residential | PG&E | Ref. Warehouse | 100% | NA | NA | NA | 100% | 0% | 0%
Ventilation | PG&E | Ref. Warehouse | 34.79% | NA | NA | NA | 34.79% | 0% | 0%
Water Heating | PG&E | Ref. Warehouse | 99.99% | 68.02% | 30.11% | 1.866% | 68.01% | 30.11% | 1.866%
Air Compressors | PG&E | Restaurant | 6.89% | NA | NA | NA | 6.89% | 0% | 0%
Cooking, Major | PG&E | Restaurant | 100% | 32.74% | 64.44% | 2.826% | 32.74% | 64.44% | 2.826%
Cooking, Minor | PG&E | Restaurant | 100% | 99.2% | 0.8018% | 0% | 99.2% | 0.8018% | 0%
Cooling | PG&E | Restaurant | 88.19% | 98.9% | 0% | 1.096% | 87.22% | 0% | 0.967%
Exterior Lighting | PG&E | Restaurant | 81.15% | NA | NA | NA | 81.15% | 0% | 0%
Freezers, Commercial | PG&E | Restaurant | 91.26% | NA | NA | NA | 91.26% | 0% | 0%
Frozen Floor Space | PG&E | Restaurant | 1.243% | NA | NA | NA | 1.243% | 0% | 0%
Heating | PG&E | Restaurant | 87.98% | 22.83% | 73.4% | 3.766% | 20.09% | 64.58% | 3.313%
Miscellaneous | PG&E | Restaurant | 97.75% | NA | NA | NA | 97.75% | 0% | 0%
Motors | PG&E | Restaurant | 5.443% | NA | NA | NA | 5.443% | 0% | 0%
Office Equipment | PG&E | Restaurant | 100% | NA | NA | NA | 100% | 0% | 0%
Refrigerated Floor Space | PG&E | Restaurant | 2.252% | NA | NA | NA | 2.252% | 0% | 0%
Refrigerators, Commercial | PG&E | Restaurant | 99.45% | NA | NA | NA | 99.45% | 0% | 0%
Refrigerators, Residential | PG&E | Restaurant | 22.7% | NA | NA | NA | 22.7% | 0% | 0%
Ventilation | PG&E | Restaurant | 92.65% | NA | NA | NA | 92.65% | 0% | 0%
Water Heating | PG&E | Restaurant | 99.94% | 18.1% | 78.55% | 3.344% | 18.09% | 78.51% | 3.342%
Air Compressors | PG&E | Retail | 16.67% | NA | NA | NA | 16.67% | 0% | 0%
Cooking, Major | PG&E | Retail | 0.09778% | 72.72% | 27.28% | 0% | 0.07111% | 0.02667% | 0%
Cooking, Minor | PG&E | Retail | 92.87% | 99.55% | 0.451% | 0% | 92.45% | 0.4189% | 0%
Cooling | PG&E | Retail | 79.03% | 99.99% | 0% | 0.007163% | 79.03% | 0% | 0.005661%
Exterior Lighting | PG&E | Retail | 70.07% | NA | NA | NA | 70.07% | 0% | 0%
Freezers, Commercial | PG&E | Retail | 7.847% | NA | NA | NA | 7.847% | 0% | 0%
Frozen Floor Space | PG&E | Retail | 0% | NA | NA | NA | 0% | 0% | 0%
Heating | PG&E | Retail | 82.37% | 26.43% | 72.28% | 1.295% | 21.77% | 59.53% | 1.067%
Miscellaneous | PG&E | Retail | 96.85% | NA | NA | NA | 96.85% | 0% | 0%
Motors | PG&E | Retail | 12.75% | NA | NA | NA | 12.75% | 0% | 0%
Office Equipment | PG&E | Retail | 100% | NA | NA | NA | 100% | 0% | 0%
Refrigerated Floor Space | PG&E | Retail | 0.01352% | NA | NA | NA | 0.01352% | 0% | 0%
Refrigerators, Commercial | PG&E | Retail | 84.26% | NA | NA | NA | 84.26% | 0% | 0%
Refrigerators, Residential | PG&E | Retail | 88.66% | NA | NA | NA | 88.66% | 0% | 0%
Ventilation | PG&E | Retail | 85.68% | NA | NA | NA | 85.68% | 0% | 0%
Water Heating | PG&E | Retail | 90.76% | 54.21% | 45.24% | 0.5549% | 49.2% | 41.06% | 0.5036%
Air Compressors | PG&E | School | 9.995% | NA | NA | NA | 9.995% | 0% | 0%
Cooking, Major | PG&E | School | 4.542% | 40.29% | 54.37% | 5.343% | 1.83% | 2.47% | 0.2427%
Cooking, Minor | PG&E | School | 100% | 95.95% | 4.052% | 0% | 95.95% | 4.052% | 0%
Cooling | PG&E | School | 93.36% | 100% | 0% | 0% | 93.36% | 0% | 0%
Exterior Lighting | PG&E | School | 97.59% | NA | NA | NA | 97.59% | 0% | 0%
Freezers, Commercial | PG&E | School | 50.59% | NA | NA | NA | 50.59% | 0% | 0%
Frozen Floor Space | PG&E | School | 0.002331% | NA | NA | NA | 0.002331% | 0% | 0%
Heating | PG&E | School | 97.95% | 19.53% | 73.14% | 7.335% | 19.13% | 71.63% | 7.185%
Miscellaneous | PG&E | School | 97.48% | NA | NA | NA | 97.48% | 0% | 0%
Motors | PG&E | School | 21.81% | NA | NA | NA | 21.81% | 0% | 0%
Office Equipment | PG&E | School | 100% | NA | NA | NA | 100% | 0% | 0%
Refrigerated Floor Space | PG&E | School | 0.002331% | NA | NA | NA | 0.002331% | 0% | 0%
Refrigerators, Commercial | PG&E | School | 96.63% | NA | NA | NA | 96.63% | 0% | 0%
Refrigerators, Residential | PG&E | School | 99.46% | NA | NA | NA | 99.46% | 0% | 0%
Ventilation | PG&E | School | 98.35% | NA | NA | NA | 98.35% | 0% | 0%
Water Heating | PG&E | School | 99.86% | 29.47% | 66.2% | 4.336% | 29.43% | 66.11% | 4.33%
Air Compressors | PG&E | Warehouse | 41.69% | NA | NA | NA | 41.69% | 0% | 0%
Cooking, Major | PG&E | Warehouse | 0.06942% | 23.43% | 57.28% | 19.29% | 0.01627% | 0.03976% | 0.01339%
Cooking, Minor | PG&E | Warehouse | 97.15% | 99.86% | 0.1395% | 0% | 97.01% | 0.1356% | 0%
Cooling | PG&E | Warehouse | 33.94% | 100% | 0% | 0% | 33.94% | 0% | 0%
Exterior Lighting | PG&E | Warehouse | 81.86% | NA | NA | NA | 81.86% | 0% | 0%
Freezers, Commercial | PG&E | Warehouse | 12.62% | NA | NA | NA | 12.62% | 0% | 0%
Frozen Floor Space | PG&E | Warehouse | 1.695% | NA | NA | NA | 1.695% | 0% | 0%
Heating | PG&E | Warehouse | 34.03% | 26.49% | 72.57% | 0.94% | 9.016% | 24.69% | 0.3199%
Miscellaneous | PG&E | Warehouse | 99.31% | NA | NA | NA | 99.31% | 0% | 0%
Motors | PG&E | Warehouse | 28.22% | NA | NA | NA | 28.22% | 0% | 0%
Office Equipment | PG&E | Warehouse | 100% | NA | NA | NA | 100% | 0% | 0%
Refrigerated Floor Space | PG&E | Warehouse | 3.745% | NA | NA | NA | 3.745% | 0% | 0%
Refrigerators, Commercial | PG&E | Warehouse | 92.1% | NA | NA | NA | 92.1% | 0% | 0%
Refrigerators, Residential | PG&E | Warehouse | 95.6% | NA | NA | NA | 95.6% | 0% | 0%
Ventilation | PG&E | Warehouse | 41.15% | NA | NA | NA | 41.15% | 0% | 0%
Water Heating | PG&E | Warehouse | 96.79% | 57.96% | 41.54% | 0.4954% | 56.1% | 40.21% | 0.4795%
Air Compressors | SCE | All Commercial | 20.31% | NA | NA | NA | 20.31% | 0% | 0%
Cooking, Major | SCE | All Commercial | 3.512% | 23.76% | 75.18% | 1.062% | 0.8343% | 2.64% | 0.03729%
Cooking, Minor | SCE | All Commercial | 95.49% | 98.79% | 1.205% | 0% | 94.34% | 1.151% | 0%
Cooling | SCE | All Commercial | 70.82% | 99.86% | 0.1431% | 0% | 70.72% | 0.1013% | 0%
Exterior Lighting | SCE | All Commercial | 73.89% | NA | NA | NA | 73.89% | 0% | 0%
Freezers, Commercial | SCE | All Commercial | 24.39% | NA | NA | NA | 24.39% | 0% | 0%
Frozen Floor Space | SCE | All Commercial | 0.5933% | NA | NA | NA | 0.5933% | 0% | 0%
Heating | SCE | All Commercial | 70.05% | 40.8% | 58.78% | 0.4144% | 28.58% | 41.18% | 0.2903%
Miscellaneous | SCE | All Commercial | 96.8% | NA | NA | NA | 96.8% | 0% | 0%
Motors | SCE | All Commercial | 18.85% | NA | NA | NA | 18.85% | 0% | 0%
Office Equipment | SCE | All Commercial | 99.72% | NA | NA | NA | 99.72% | 0% | 0%
Refrigerated Floor Space | SCE | All Commercial | 1.064% | NA | NA | NA | 1.064% | 0% | 0%
Refrigerators, Commercial | SCE | All Commercial | 88.85% | NA | NA | NA | 88.85% | 0% | 0%
Refrigerators, Residential | SCE | All Commercial | 84.38% | NA | NA | NA | 84.38% | 0% | 0%
Ventilation | SCE | All Commercial | 73.04% | NA | NA | NA | 73.04% | 0% | 0%
Water Heating | SCE | All Commercial | 93.64% | 45.46% | 53.78% | 0.7533% | 42.57% | 50.36% | 0.7054%
Air Compressors | SCE | College | 2.669% | NA | NA | NA | 2.669% | 0% | 0%
Cooking, Major | SCE | College | 1.191% | 30.93% | 69.07% | 0% | 0.3685% | 0.8228% | 0%
Cooking, Minor | SCE | College | 92.4% | 100% | 0% | 0% | 92.4% | 0% | 0%
Cooling | SCE | College | 97.69% | 100% | 0% | 0% | 97.69% | 0% | 0%
Exterior Lighting | SCE | College | 80.7% | NA | NA | NA | 80.7% | 0% | 0%
Freezers, Commercial | SCE | College | 8.674% | NA | NA | NA | 8.674% | 0% | 0%
Frozen Floor Space | SCE | College | 0% | NA | NA | NA | 0% | 0% | 0%
Heating | SCE | College | 99.16% | 17.37% | 82.63% | 0% | 17.22% | 81.94% | 0%
Miscellaneous | SCE | College | 97.67% | NA | NA | NA | 97.67% | 0% | 0%
Motors | SCE | College | 6.013% | NA | NA | NA | 6.013% | 0% | 0%
Office Equipment | SCE | College | 100% | NA | NA | NA | 100% | 0% | 0%
Refrigerated Floor Space | SCE | College | 0% | NA | NA | NA | 0% | 0% | 0%
Refrigerators, Commercial | SCE | College | 89% | NA | NA | NA | 89% | 0% | 0%
Refrigerators, Residential | SCE | College | 89.77% | NA | NA | NA | 89.77% | 0% | 0%
Ventilation | SCE | College | 99.31% | NA | NA | NA | 99.31% | 0% | 0%
Water Heating | SCE | College | 95.9% | 16.74% | 75.62% | 7.641% | 16.05% | 72.52% | 7.328%
Air Compressors | SCE | Food Stores | 31.29% | NA | NA | NA | 31.29% | 0% | 0%
Cooking, Major | SCE | Food Stores | 4.966% | 24.76% | 75.21% | 0.03336% | 1.229% | 3.735% | 0.001657%
Cooking, Minor | SCE | Food Stores | 100% | 99.34% | 0.6606% | 0% | 99.34% | 0.6606% | 0%
Cooling | SCE | Food Stores | 83.95% | 100% | 0% | 0% | 83.95% | 0% | 0%
Exterior Lighting | SCE | Food Stores | 87.77% | NA | NA | NA | 87.77% | 0% | 0%
Freezers, Commercial | SCE | Food Stores | 90.09% | NA | NA | NA | 90.09% | 0% | 0%
Frozen Floor Space | SCE | Food Stores | 3.895% | NA | NA | NA | 3.895% | 0% | 0%
Heating | SCE | Food Stores | 83.1% | 43.64% | 56.09% | 0.271% | 36.27% | 46.61% | 0.2252%
Miscellaneous | SCE | Food Stores | 99.05% | NA | NA | NA | 99.05% | 0% | 0%
Motors | SCE | Food Stores | 26.12% | NA | NA | NA | 26.12% | 0% | 0%
Office Equipment | SCE | Food Stores | 100% | NA | NA | NA | 100% | 0% | 0%
Refrigerated Floor Space | SCE | Food Stores | 4.106% | NA | NA | NA | 4.106% | 0% | 0%
Refrigerators, Commercial | SCE | Food Stores | 99.79% | NA | NA | NA | 99.79% | 0% | 0%
Refrigerators, Residential | SCE | Food Stores | 100% | NA | NA | NA | 100% | 0% | 0%
Ventilation | SCE | Food Stores | 84.71% | NA | NA | NA | 84.71% | 0% | 0%
Water Heating | SCE | Food Stores | 97.78% | 27.71% | 69.55% | 2.742% | 27.09% | 68.01% | 2.681%
Air Compressors | SCE | Health Care | 12.57% | NA | NA | NA | 12.57% | 0% | 0%
Cooking, Major | SCE | Health Care | 1.694% | 25.16% | 71.98% | 2.858% | 0.4263% | 1.22% | 0.04842%
Cooking, Minor | SCE | Health Care | 99.83% | 98.82% | 1.183% | 0% | 98.65% | 1.181% | 0%
Cooling | SCE | Health Care | 99.13% | 99.65% | 0.3529% | 0% | 98.78% | 0.3498% | 0%
Exterior Lighting | SCE | Health Care | 85.29% | NA | NA | NA | 85.29% | 0% | 0%
Freezers, Commercial | SCE | Health Care | 35.71% | NA | NA | NA | 35.71% | 0% | 0%
Frozen Floor Space | SCE | Health Care | 0% | NA | NA | NA | 0% | 0% | 0%
Heating | SCE | Health Care | 98.19% | 23.86% | 74.79% | 1.346% | 23.43% | 73.44% | 1.322%
Miscellaneous | SCE | Health Care | 96.91% | NA | NA | NA | 96.91% | 0% | 0%
Motors | SCE | Health Care | 25.58% | NA | NA | NA | 25.58% | 0% | 0%
Office Equipment | SCE | Health Care | 100% | NA | NA | NA | 100% | 0% | 0%
Refrigerated Floor Space | SCE | Health Care | 0% | NA | NA | NA | 0% | 0% | 0%
Refrigerators, Commercial | SCE | Health Care | 95.92% | NA | NA | NA | 95.92% | 0% | 0%
Refrigerators, Residential | SCE | Health Care | 99.66% | NA | NA | NA | 99.66% | 0% | 0%
Ventilation | SCE | Health Care | 99.3% | NA | NA | NA | 99.3% | 0% | 0%
Water Heating | SCE | Health Care | 99.96% | 9.519% | 88.68% | 1.805% | 9.515% | 88.64% | 1.804%
Air Compressors | SCE | Lodging | 8.43% | NA | NA | NA | 8.43% | 0% | 0%
Cooking, Major | SCE | Lodging | 0.9159% | 27.56% | 71.22% | 1.222% | 0.2524% | 0.6523% | 0.01119%
Cooking, Minor | SCE | Lodging | 99.56% | 98.53% | 1.473% | 0% | 98.09% | 1.467% | 0%
Cooling | SCE | Lodging | 99.36% | 100% | 0% | 0% | 99.36% | 0% | 0%
Exterior Lighting | SCE | Lodging | 99.56% | NA | NA | NA | 99.56% | 0% | 0%
Freezers, Commercial | SCE | Lodging | 67.64% | NA | NA | NA | 67.64% | 0% | 0%
Frozen Floor Space | SCE | Lodging | 0% | NA | NA | NA | 0% | 0% | 0%
Heating | SCE | Lodging | 99.62% | 54.62% | 45.35% | 0.02852% | 54.42% | 45.17% | 0.02841%
Miscellaneous | SCE | Lodging | 99.11% | NA | NA | NA | 99.11% | 0% | 0%
Motors | SCE | Lodging | 54.61% | NA | NA | NA | 54.61% | 0% | 0%
Office Equipment | SCE | Lodging | 100% | NA | NA | NA | 100% | 0% | 0%
Refrigerated Floor Space | SCE | Lodging | 0% | NA | NA | NA | 0% | 0% | 0%
Refrigerators, Commercial | SCE | Lodging | 99.11% | NA | NA | NA | 99.11% | 0% | 0%
Refrigerators, Residential | SCE | Lodging | 99.56% | NA | NA | NA | 99.56% | 0% | 0%
Ventilation | SCE | Lodging | 99.71% | NA | NA | NA | 99.71% | 0% | 0%
Water Heating | SCE | Lodging | 100% | 2.034% | 97.57% | 0.3931% | 2.034% | 97.57% | 0.3931%
Air Compressors | SCE | Miscellaneous | 49.42% | NA | NA | NA | 49.42% | 0% | 0%
Cooking, Major | SCE | Miscellaneous | 1.002% | 26.48% | 67.63% | 5.889% | 0.2654% | 0.6778% | 0.05903%
Cooking, Minor | SCE | Miscellaneous | 92.76% | 98.57% | 1.432% | 0% | 91.44% | 1.329% | 0%
Cooling | SCE | Miscellaneous | 66.5% | 100% | 0% | 0% | 66.5% | 0% | 0%
Exterior Lighting | SCE | Miscellaneous | 81.8% | NA | NA | NA | 81.8% | 0% | 0%
Freezers, Commercial | SCE | Miscellaneous | 11.53% | NA | NA | NA | 11.53% | 0% | 0%
Frozen Floor Space | SCE | Miscellaneous | 0.003658% | NA | NA | NA | 0.003658% | 0% | 0%
Heating | SCE | Miscellaneous | 65.63% | 40.66% | 57.95% | 1.382% | 26.69% | 38.03% | 0.9068%
Miscellaneous | SCE | Miscellaneous | 98.03% | NA | NA | NA | 98.03% | 0% | 0%
Motors | SCE | Miscellaneous | 37.92% | NA | NA | NA | 37.92% | 0% | 0%
Office Equipment | SCE | Miscellaneous | 98.34% | NA | NA | NA | 98.34% | 0% | 0%
Refrigerated Floor Space | SCE | Miscellaneous | 0.003658% | NA | NA | NA | 0.003658% | 0% | 0%
Refrigerators, Commercial | SCE | Miscellaneous | 86.76% | NA | NA | NA | 86.76% | 0% | 0%
Refrigerators, Residential | SCE | Miscellaneous | 89.65% | NA | NA | NA | 89.65% | 0% | 0%
Ventilation | SCE | Miscellaneous | 68.35% | NA | NA | NA | 68.35% | 0% | 0%
Water Heating | SCE | Miscellaneous | 91.72% | 36.49% | 62.55% | 0.9609% | 33.47% | 57.37% | 0.8813%
Air Compressors | SCE | Office, Large | 19.28% | NA | NA | NA | 19.28% | 0% | 0%
Cooking, Major | SCE | Office, Large | 0.4624% | 20.21% | 79.79% | 0% | 0.09345% | 0.3689% | 0%
Cooking, Minor | SCE | Office, Large | 100% | 99.49% | 0.5141% | 0% | 99.49% | 0.5141% | 0%
Cooling | SCE | Office, Large | 86.61% | 100% | 0% | 0% | 86.61% | 0% | 0%
Exterior Lighting | SCE | Office, Large | 96.71% | NA | NA | NA | 96.71% | 0% | 0%
Freezers, Commercial | SCE | Office, Large | 28.86% | NA | NA | NA | 28.86% | 0% | 0%
Frozen Floor Space | SCE | Office, Large | 0% | NA | NA | NA | 0% | 0% | 0%
Heating | SCE | Office, Large | 85.33% | 29.06% | 70.49% | 0.455% | 24.8% | 60.15% | 0.3883%
Miscellaneous | SCE | Office, Large | 99.71% | NA | NA | NA | 99.71% | 0% | 0%
Motors | SCE | Office, Large | 72.29% | NA | NA | NA | 72.29% | 0% | 0%
Office Equipment | SCE | Office, Large | 100% | NA | NA | NA | 100% | 0% | 0%
Refrigerated Floor Space | SCE | Office, Large | 0% | NA | NA | NA | 0% | 0% | 0%
Refrigerators, Commercial | SCE | Office, Large | 95.43% | NA | NA | NA | 95.43% | 0% | 0%
Refrigerators, Residential | SCE | Office, Large | 100% | NA | NA | NA | 100% | 0% | 0%
Ventilation | SCE | Office, Large | 87.16% | NA | NA | NA | 87.16% | 0% | 0%
Water Heating | SCE | Office, Large | 100% | 44.03% | 55.97% | 0% | 44.03% | 55.97% | 0%
Air Compressors | SCE | Office, Small | 13.26% | NA | NA | NA | 13.26% | 0% | 0%
Cooking, Major | SCE | Office, Small | 0.3938% | 25.07% | 74.93% | 0% | 0.09873% | 0.2951% | 0%
Cooking, Minor | SCE | Office, Small | 94.68% | 99.33% | 0.6659% | 0% | 94.05% | 0.6305% | 0%
Cooling | SCE | Office, Small | 93.58% | 100% | 0% | 0% | 93.58% | 0% | 0%
Exterior Lighting | SCE | Office, Small | 59.93% | NA | NA | NA | 59.93% | 0% | 0%
Freezers, Commercial | SCE | Office, Small | 6.374% | NA | NA | NA | 6.374% | 0% | 0%
Frozen Floor Space | SCE | Office, Small | 0.01878% | NA | NA | NA | 0.01878% | 0% | 0%
Heating | SCE | Office, Small | 94.9% | 58.45% | 41.33% | 0.221% | 55.47% | 39.22% | 0.2097%
Miscellaneous | SCE | Office, Small | 93.18% | NA | NA | NA | 93.18% | 0% | 0%
Motors | SCE | Office, Small | 10.81% | NA | NA | NA | 10.81% | 0% | 0%
Office Equipment | SCE | Office, Small | 100% | NA | NA | NA | 100% | 0% | 0%
Refrigerated Floor Space | SCE | Office, Small | 0.009897% | NA | NA | NA | 0.009897% | 0% | 0%
Refrigerators, Commercial | SCE | Office, Small | 84.01% | NA | NA | NA | 84.01% | 0% | 0%
Refrigerators, Residential | SCE | Office, Small | 92.34% | NA | NA | NA | 92.34% | 0% | 0%
Ventilation | SCE | Office, Small | 95.91% | NA | NA | NA | 95.91% | 0% | 0%
Water Heating | SCE | Office, Small | 91.16% | 50.59% | 48.89% | 0.5161% | 46.12% | 44.57% | 0.4705%
Air Compressors | SCE | Ref. Warehouse | 28.94% | NA | NA | NA | 28.94% | 0% | 0%
Cooking, Major | SCE | Ref. Warehouse | 0.09338% | 6.05% | 93.95% | 0% | 0.005649% | 0.08773% | 0%
Cooking, Minor | SCE | Ref. Warehouse | 100% | 100% | 0% | 0% | 100% | 0% | 0%
Cooling | SCE | Ref. Warehouse | 23.51% | 100% | 0% | 0% | 23.51% | 0% | 0%
Exterior Lighting | SCE | Ref. Warehouse | 96.61% | NA | NA | NA | 96.61% | 0% | 0%
Freezers, Commercial | SCE | Ref. Warehouse | 42.29% | NA | NA | NA | 42.29% | 0% | 0%
Frozen Floor Space | SCE | Ref. Warehouse | 20.19% | NA | NA | NA | 20.19% | 0% | 0%
Heating | SCE | Ref. Warehouse | 20.06% | 83.37% | 16.63% | 0% | 16.73% | 3.336% | 0%
Miscellaneous | SCE | Ref. Warehouse | 100% | NA | NA | NA | 100% | 0% | 0%
Motors | SCE | Ref. Warehouse | 49.92% | NA | NA | NA | 49.92% | 0% | 0%
Office Equipment | SCE | Ref. Warehouse | 100% | NA | NA | NA | 100% | 0% | 0%
Refrigerated Floor Space | SCE | Ref. Warehouse | 34.12% | NA | NA | NA | 34.12% | 0% | 0%
Refrigerators, Commercial | SCE | Ref. Warehouse | 100% | NA | NA | NA | 100% | 0% | 0%
Refrigerators, Residential | SCE | Ref. Warehouse | 100% | NA | NA | NA | 100% | 0% | 0%
Ventilation | SCE | Ref. Warehouse | 33.87% | NA | NA | NA | 33.87% | 0% | 0%
Water Heating | SCE | Ref. Warehouse | 91.96% | 63.7% | 36.3% | 0% | 58.58% | 33.38% | 0%
Air Compressors | SCE | Restaurant | 4.323% | NA | NA | NA | 4.323% | 0% | 0%
Cooking, Major | SCE | Restaurant | 100% | 21.3% | 77.78% | 0.9213% | 21.3% | 77.78% | 0.9213%
Cooking, Minor | SCE | Restaurant | 100% | 96% | 4.005% | 0% | 96% | 4.005% | 0%
Cooling | SCE | Restaurant | 93.18% | 100% | 0% | 0% | 93.18% | 0% | 0%
Exterior Lighting | SCE | Restaurant | 85.02% | NA | NA | NA | 85.02% | 0% | 0%
Freezers, Commercial | SCE | Restaurant | 91.37% | NA | NA | NA | 91.37% | 0% | 0%
Frozen Floor Space | SCE | Restaurant | 1.482% | NA | NA | NA | 1.482% | 0% | 0%
Heating | SCE | Restaurant | 92.42% | 45.07% | 54.23% | 0.7089% | 41.65% | 50.12% | 0.6552%
Miscellaneous | SCE | Restaurant | 98.04% | NA | NA | NA | 98.04% | 0% | 0%
Motors | SCE | Restaurant | 8.429% | NA | NA | NA | 8.429% | 0% | 0%
Office Equipment | SCE | Restaurant | 100% | NA | NA | NA | 100% | 0% | 0%
Refrigerated Floor Space | SCE | Restaurant | 2.068% | NA | NA | NA | 2.068% | 0% | 0%
Refrigerators, Commercial | SCE | Restaurant | 99.23% | NA | NA | NA | 99.23% | 0% | 0%
Refrigerators, Residential | SCE | Restaurant | 25.1% | NA | NA | NA | 25.1% | 0% | 0%
Ventilation | SCE | Restaurant | 93.86% | NA | NA | NA | 93.86% | 0% | 0%
Water Heating | SCE | Restaurant | 100% | 17.66% | 81.62% | 0.7253% | 17.66% | 81.62% | 0.7253%
Air Compressors | SCE | Retail | 13.61% | NA | NA | NA | 13.61% | 0% | 0%
Cooking, Major | SCE | Retail | 0.1323% | 59.93% | 39.3% | 0.7688% | 0.07932% | 0.05201% | 0.001017%
Cooking, Minor | SCE | Retail | 93.67% | 99.94% | 0.06025% | 0% | 93.61% | 0.05643% | 0%
Cooling | SCE | Retail | 79.42% | 100% | 0% | 0% | 79.42% | 0% | 0%
Exterior Lighting | SCE | Retail | 68.48% | NA | NA | NA | 68.48% | 0% | 0%
Freezers, Commercial | SCE | Retail | 6.776% | NA | NA | NA | 6.776% | 0% | 0%
Frozen Floor Space | SCE | Retail | 0% | NA | NA | NA | 0% | 0% | 0%
Heating | SCE | Retail | 76.5% | 49.03% | 50.96% | 0.01115% | 37.51% | 38.99% | 0.008532%
Miscellaneous | SCE | Retail | 97.55% | NA | NA | NA | 97.55% | 0% | 0%
Motors | SCE | Retail | 11.26% | NA | NA | NA | 11.26% | 0% | 0%
Office Equipment | SCE | Retail | 100% | NA | NA | NA | 100% | 0% | 0%
Refrigerated Floor Space | SCE | Retail | 0.003168% | NA | NA | NA | 0.003168% | 0% | 0%
Refrigerators, Commercial | SCE | Retail | 84.94% | NA | NA | NA | 84.94% | 0% | 0%
Refrigerators, Residential | SCE | Retail | 89.95% | NA | NA | NA | 89.95% | 0% | 0%
Ventilation | SCE | Retail | 81.09% | NA | NA | NA | 81.09% | 0% | 0%
Water Heating | SCE | Retail | 87.06% | 62.64% | 37.31% | 0.05801% | 54.53% | 32.48% | 0.05051%
Air Compressors | SCE | School | 5.885% | NA | NA | NA | 5.885% | 0% | 0%
Cooking, Major | SCE | School | 3.348% | 38.56% | 61.17% | 0.2698% | 1.291% | 2.048% | 0.009033%
Cooking, Minor | SCE | School | 100% | 94.31% | 5.691% | 0% | 94.31% | 5.691% | 0%
Cooling | SCE | School | 96.74% | 99.02% | 0.9777% | 0% | 95.79% | 0.9458% | 0%
Exterior Lighting | SCE | School | 92.3% | NA | NA | NA | 92.3% | 0% | 0%
Freezers, Commercial | SCE | School | 46.3% | NA | NA | NA | 46.3% | 0% | 0%
Frozen Floor Space | SCE | School | 0% | NA | NA | NA | 0% | 0% | 0%
Heating | SCE | School | 97.14% | 25.69% | 74.23% | 0.08388% | 24.96% | 72.1% | 0.08148%
Miscellaneous | SCE | School | 99.11% | NA | NA | NA | 99.11% | 0% | 0%
Motors | SCE | School | 16.12% | NA | NA | NA | 16.12% | 0% | 0%
Office Equipment | SCE | School | 100% | NA | NA | NA | 100% | 0% | 0%
Refrigerated Floor Space | SCE | School | 0% | NA | NA | NA | 0% | 0% | 0%
Refrigerators, Commercial | SCE | School | 98.34% | NA | NA | NA | 98.34% | 0% | 0%
Refrigerators, Residential | SCE | School | 99.35% | NA | NA | NA | 99.35% | 0% | 0%
Ventilation | SCE | School | 97.67% | NA | NA | NA | 97.67% | 0% | 0%
Water Heating | SCE | School | 99.59% | 28.34% | 71.66% | 0% | 28.22% | 71.37% | 0%
Air Compressors | SCE | Warehouse | 35.8% | NA | NA | NA | 35.8% | 0% | 0%
Cooking, Major | SCE | Warehouse | 0.02474% | 26.02% | 73.98% | 0% | 0.006438% | 0.01831% | 0%
Cooking, Minor | SCE | Warehouse | 96.85% | 99.38% | 0.6215% | 0% | 96.25% | 0.602% | 0%
Cooling | SCE | Warehouse | 25.56% | 100% | 0% | 0% | 25.56% | 0% | 0%
Exterior Lighting | SCE | Warehouse | 73.62% | NA | NA | NA | 73.62% | 0% | 0%
Freezers, Commercial | SCE | Warehouse | 6.642% | NA | NA | NA | 6.642% | 0% | 0%
Frozen Floor Space | SCE | Warehouse | 0.2449% | NA | NA | NA | 0.2449% | 0% | 0%
Heating | SCE | Warehouse | 24.91% | 58.27% | 41.73% | 0% | 14.52% | 10.4% | 0%
Miscellaneous | SCE | Warehouse | 98.45% | NA | NA | NA | 98.45% | 0% | 0%
Motors | SCE | Warehouse | 28.91% | NA | NA | NA | 28.91% | 0% | 0%
Office Equipment | SCE | Warehouse | 99.96% | NA | NA | NA | 99.96% | 0% | 0%
Refrigerated Floor Space | SCE | Warehouse | 1.054% | NA | NA | NA | 1.054% | 0% | 0%
Refrigerators, Commercial | SCE | Warehouse | 90.64% | NA | NA | NA | 90.64% | 0% | 0%
Refrigerators, Residential | SCE | Warehouse | 94.29% | NA | NA | NA | 94.29% | 0% | 0%
Ventilation | SCE | Warehouse | 30.18% | NA | NA | NA | 30.18% | 0% | 0%
Water Heating | SCE | Warehouse | 90.63% | 75.28% | 24.64% | 0.07578% | 68.23% | 22.33% | 0.06868%
Air Compressors | SDG&E | All Commercial | 25.42% | NA | NA | NA | 25.42% | 0% | 0%
Cooking, Major | SDG&E | All Commercial | 3.593% | 29.36% | 69.15% | 1.485% | 1.055% | 2.485% | 0.05336%
Cooking, Minor | SDG&E | All Commercial | 95.97% | 98.72% | 1.276% | 0% | 94.74% | 1.224% | 0%
Cooling | SDG&E | All Commercial | 79.43% | 99.99% | 0% | 0.01285% | 79.42% | 0% | 0.01021%
Exterior Lighting | SDG&E | All Commercial | 71.08% | NA | NA | NA | 71.08% | 0% | 0%
Freezers, Commercial | SDG&E | All Commercial | 26.22% | NA | NA | NA | 26.22% | 0% | 0%
Frozen Floor Space | SDG&E | All Commercial | 0.2207% | NA | NA | NA | 0.2207% | 0% | 0%
Heating | SDG&E | All Commercial | 80.33% | 28.73% | 70.56% | 0.7024% | 23.08% | 56.68% | 0.5643%
Miscellaneous | SDG&E | All Commercial | 95.05% | NA | NA | NA | 95.05% | 0% | 0%
Motors | SDG&E | All Commercial | 24.7% | NA | NA | NA | 24.7% | 0% | 0%
Office Equipment | SDG&E | All Commercial | 99.85% | NA | NA | NA | 99.85% | 0% | 0%
Refrigerated Floor Space | SDG&E | All Commercial | 0.5049% | NA | NA | NA | 0.5049% | 0% | 0%
Refrigerators, Commercial | SDG&E | All Commercial | 87.49% | NA | NA | NA | 87.49% | 0% | 0%
Refrigerators, Residential | SDG&E | All Commercial | 84.58% | NA | NA | NA | 84.58% | 0% | 0%
Ventilation | SDG&E | All Commercial | 81.78% | NA | NA | NA | 81.78% | 0% | 0%
Water Heating | SDG&E | All Commercial | 95.4% | 42.08% | 56.2% | 1.722% | 40.14% | 53.61% | 1.642%
Air Compressors | SDG&E | College | 5.394% | NA | NA | NA | 5.394% | 0% | 0%
Cooking, Major | SDG&E | College | 1.576% | 16.39% | 83.61% | 0% | 0.2582% | 1.317% | 0%
Cooking, Minor | SDG&E | College | 87.96% | 100% | 0% | 0% | 87.96% | 0% | 0%
Cooling | SDG&E | College | 80.44% | 100% | 0% | 0% | 80.44% | 0% | 0%
Exterior Lighting | SDG&E | College | 62.7% | NA | NA | NA | 62.7% | 0% | 0%
Freezers, Commercial | SDG&E | College | 4.201% | NA | NA | NA | 4.201% | 0% | 0%
Frozen Floor Space | SDG&E | College | 0% | NA | NA | NA | 0% | 0% | 0%
Heating | SDG&E | College | 98.21% | 16.53% | 83.47% | 0% | 16.23% | 81.98% | 0%
Miscellaneous | SDG&E | College | 94.44% | NA | NA | NA | 94.44% | 0% | 0%
Motors | SDG&E | College | 19.35% | NA | NA | NA | 19.35% | 0% | 0%
Office Equipment | SDG&E | College | 100% | NA | NA | NA | 100% | 0% | 0%
Refrigerated Floor Space | SDG&E | College | 0% | NA | NA | NA | 0% | 0% | 0%
Refrigerators, Commercial | SDG&E | College | 82.04% | NA | NA | NA | 82.04% | 0% | 0%
Refrigerators, Residential | SDG&E | College | 87.96% | NA | NA | NA | 87.96% | 0% | 0%
Ventilation | SDG&E | College | 98.5% | NA | NA | NA | 98.5% | 0% | 0%
Water Heating | SDG&E | College | 98.96% | 15.45% | 80.53% | 4.018% | 15.29% | 79.69% | 3.976%
Air Compressors | SDG&E | Food Stores | 32.28% | NA | NA | NA | 32.28% | 0% | 0%
Cooking, Major | SDG&E | Food Stores | 2.93% | 26.12% | 73.73% | 0.1521% | 0.7653% | 2.16% | 0.004457%
Cooking, Minor | SDG&E | Food Stores | 100% | 99.57% | 0.4293% | 0% | 99.57% | 0.4293% | 0%
Cooling | SDG&E | Food Stores | 84.43% | 100% | 0% | 0% | 84.43% | 0% | 0%
Exterior Lighting | SDG&E | Food Stores | 88.61% | NA | NA | NA | 88.61% | 0% | 0%
Freezers, Commercial | SDG&E | Food Stores | 91.98% | NA | NA | NA | 91.98% | 0% | 0%
Frozen Floor Space | SDG&E | Food Stores | 3.915% | NA | NA | NA | 3.915% | 0% | 0%
Heating | SDG&E | Food Stores | 79.73% | 24.82% | 75.18% | 0% | 19.79% | 59.95% | 0%
Miscellaneous | SDG&E | Food Stores | 98.32% | NA | NA | NA | 98.32% | 0% | 0%
Motors | SDG&E | Food Stores | 23.21% | NA | NA | NA | 23.21% | 0% | 0%
Office Equipment | SDG&E | Food Stores | 100% | NA | NA | NA | 100% | 0% | 0%
Refrigerated Floor Space | SDG&E | Food Stores | 4.149% | NA | NA | NA | 4.149% | 0% | 0%
Refrigerators, Commercial | SDG&E | Food Stores | 100% | NA | NA | NA | 100% | 0% | 0%
Refrigerators, Residential | SDG&E | Food Stores | 100% | NA | NA | NA | 100% | 0% | 0%
Ventilation | SDG&E | Food Stores | 86.32% | NA | NA | NA | 86.32% | 0% | 0%
Water Heating | SDG&E | Food Stores | 99.15% | 48.18% | 51.69% | 0.1264% | 47.77% | 51.25% | 0.1253%
Air Compressors | SDG&E | Health Care | 24.58% | NA | NA | NA | 24.58% | 0% | 0%
Cooking, Major | SDG&E | Health Care | 2.789% | 30.04% | 68.24% | 1.713% | 0.8378% | 1.903% | 0.04776%
Cooking, Minor | SDG&E | Health Care | 100% | 98.39% | 1.611% | 0% | 98.39% | 1.611% | 0%
Cooling | SDG&E | Health Care | 99.09% | 100% | 0% | 0% | 99.09% | 0% | 0%
Exterior Lighting | SDG&E | Health Care | 86.22% | NA | NA | NA | 86.22% | 0% | 0%
Freezers, Commercial | SDG&E | Health Care | 46.69% | NA | NA | NA | 46.69% | 0% | 0%
Frozen Floor Space | SDG&E | Health Care | 0% | NA | NA | NA | 0% | 0% | 0%
Heating | SDG&E | Health Care | 99.19% | 15.67% | 84.33% | 0% | 15.54% | 83.65% | 0%
Miscellaneous | SDG&E | Health Care | 100% | NA | NA | NA | 100% | 0% | 0%
Motors | SDG&E | Health Care | 39.98% | NA | NA | NA | 39.98% | 0% | 0%
Office Equipment | SDG&E | Health Care | 100% | NA | NA | NA | 100% | 0% | 0%
Refrigerated Floor Space | SDG&E | Health Care | 0% | NA | NA | NA | 0% | 0% | 0%
Refrigerators, Commercial | SDG&E | Health Care | 100% | NA | NA | NA | 100% | 0% | 0%
Refrigerators, Residential | SDG&E | Health Care | 100% | NA | NA | NA | 100% | 0% | 0%
Ventilation | SDG&E | Health Care | 99.24% | NA | NA | NA | 99.24% | 0% | 0%
Water Heating | SDG&E | Health Care | 100% | 23.53% | 76.24% | 0.234% | 23.53% | 76.24% | 0.234%
Air Compressors | SDG&E | Lodging | 22.25% | NA | NA | NA | 22.25% | 0% | 0%
Cooking, Major | SDG&E | Lodging | 1.779% | 26.75% | 66.95% | 6.301% | 0.4759% | 1.191% | 0.1121%
Cooking, Minor | SDG&E | Lodging | 100% | 99.15% | 0.8455% | 0% | 99.15% | 0.8455% | 0%
Cooling | SDG&E | Lodging | 99.19% | 100% | 0% | 0% | 99.19% | 0% | 0%
Exterior Lighting | SDG&E | Lodging | 99.5% | NA | NA | NA | 99.5% | 0% | 0%
Freezers, Commercial | SDG&E | Lodging | 71.35% | NA | NA | NA | 71.35% | 0% | 0%
Frozen Floor Space | SDG&E | Lodging | 0% | NA | NA | NA | 0% | 0% | 0%
Heating | SDG&E | Lodging | 99.48% | 30.2% | 69.75% | 0.05073% | 30.05% | 69.38% | 0.05047%
Miscellaneous | SDG&E | Lodging | 100% | NA | NA | NA | 100% | 0% | 0%
Motors | SDG&E | Lodging | 80.75% | NA | NA | NA | 80.75% | 0% | 0%
Office Equipment | SDG&E | Lodging | 100% | NA | NA | NA | 100% | 0% | 0%
Refrigerated Floor Space | SDG&E | Lodging | 0% | NA | NA | NA | 0% | 0% | 0%
Refrigerators, Commercial | SDG&E | Lodging | 100% | NA | NA | NA | 100% | 0% | 0%
Refrigerators, Residential | SDG&E | Lodging | 100% | NA | NA | NA | 100% | 0% | 0%
Ventilation | SDG&E | Lodging | 99.49% | NA | NA | NA | 99.49% | 0% | 0%
Water Heating | SDG&E | Lodging | 100% | 9.059% | 86.47% | 4.473% | 9.059% | 86.47% | 4.473%
Air Compressors | SDG&E | Miscellaneous | 42.5% | NA | NA | NA | 42.5% | 0% | 0%
Cooking, Major | SDG&E | Miscellaneous | 1.301% | 28.77% | 63.72% | 7.509% | 0.3744% | 0.8291% | 0.09771%
Cooking, Minor | SDG&E | Miscellaneous | 93.69% | 98.17% | 1.828% | 0% | 91.98% | 1.713% | 0%
Cooling | SDG&E | Miscellaneous | 50.86% | 100% | 0% | 0% | 50.86% | 0% | 0%
Exterior Lighting | SDG&E | Miscellaneous | 86.18% | NA | NA | NA | 86.18% | 0% | 0%
Freezers, Commercial | SDG&E | Miscellaneous | 16.61% | NA | NA | NA | 16.61% | 0% | 0%
Frozen Floor Space | SDG&E | Miscellaneous | 0% | NA | NA | NA | 0% | 0% | 0%
Heating | SDG&E | Miscellaneous | 50.69% | 24.41% | 73.03% | 2.561% | 12.37% | 37.02% | 1.298%
Miscellaneous | SDG&E | Miscellaneous | 98.38% | NA | NA | NA | 98.38% | 0% | 0%
Motors | SDG&E | Miscellaneous | 45.24% | NA | NA | NA | 45.24% | 0% | 0%
Office Equipment | SDG&E | Miscellaneous | 99% | NA | NA | NA | 99% | 0% | 0%
Refrigerated Floor Space | SDG&E | Miscellaneous | 0% | NA | NA | NA | 0% | 0% | 0%
Refrigerators, Commercial | SDG&E | Miscellaneous | 87.82% | NA | NA | NA | 87.82% | 0% | 0%
Refrigerators, Residential | SDG&E | Miscellaneous | 90.09% | NA | NA | NA | 90.09% | 0% | 0%
Ventilation | SDG&E | Miscellaneous | 53.25% | NA | NA | NA | 53.25% | 0% | 0%
Water Heating | SDG&E | Miscellaneous | 93.82% | 53.65% | 44.37% | 1.98% | 50.34% | 41.63% | 1.857%
Air Compressors | SDG&E | Office, Large | 30.39% | NA | NA | NA | 30.39% | 0% | 0%
Cooking, Major | SDG&E | Office, Large | 0.6616% | 25.53% | 73.93% | 0.5461% | 0.1689% | 0.4891% | 0.003613%
Cooking, Minor | SDG&E | Office, Large | 98.84% | 99.46% | 0.5378% | 0% | 98.31% | 0.5316% | 0%
Cooling | SDG&E | Office, Large | 91.71% | 100% | 0% | 0% | 91.71% | 0% | 0%
Exterior Lighting | SDG&E | Office, Large | 92.05% | NA | NA | NA | 92.05% | 0% | 0%
Freezers, Commercial | SDG&E | Office, Large | 41.87% | NA | NA | NA | 41.87% | 0% | 0%
Frozen Floor Space | SDG&E | Office, Large | 0.1129% | NA | NA | NA | 0.1129% | 0% | 0%
Heating | SDG&E | Office, Large | 91.74% | 15.34% | 84.14% | 0.5258% | 14.07% | 77.18% | 0.4823%
Miscellaneous | SDG&E | Office, Large | 94.22% | NA | NA | NA | 94.22% | 0% | 0%
Motors | SDG&E | Office, Large | 74.12% | NA | NA | NA | 74.12% | 0% | 0%
Office Equipment | SDG&E | Office, Large | 100% | NA | NA | NA | 100% | 0% | 0%
Refrigerated Floor Space | SDG&E | Office, Large | 0.2128% | NA | NA | NA | 0.2128% | 0% | 0%
Refrigerators, Commercial | SDG&E | Office, Large | 91.58% | NA | NA | NA | 91.58% | 0% | 0%
Refrigerators, Residential | SDG&E | Office, Large | 97.97% | NA | NA | NA | 97.97% | 0% | 0%
Ventilation | SDG&E | Office, Large | 92.02% | NA | NA | NA | 92.02% | 0% | 0%
Water Heating | SDG&E | Office, Large | 98.66% | 32.45% | 67.38% | 0.1758% | 32.01% | 66.48% | 0.1735%
Air Compressors | SDG&E | Office, Small | 18.54% | NA | NA | NA | 18.54% | 0% | 0%
Cooking, Major | SDG&E | Office, Small | 0.4177% | 39.67% | 60.33% | 0% | 0.1657% | 0.252% | 0%
Cooking, Minor | SDG&E | Office, Small | 96% | 98.58% | 1.423% | 0% | 94.64% | 1.366% | 0%
Cooling | SDG&E | Office, Small | 89.1% | 99.9% | 0% | 0.101% | 89.01% | 0% | 0.08997%
Exterior Lighting | SDG&E | Office, Small | 56.41% | NA | NA | NA | 56.41% | 0% | 0%
Freezers, Commercial | SDG&E | Office, Small | 6.456% | NA | NA | NA | 6.456% | 0% | 0%
Frozen Floor Space | SDG&E | Office, Small | 0% | NA | NA | NA | 0% | 0% | 0%
Heating | SDG&E | Office, Small | 89.52% | 54.22% | 45.56% | 0.224% | 48.53% | 40.79% | 0.2005%
Miscellaneous | SDG&E | Office, Small | 91.34% | NA | NA | NA | 91.34% | 0% | 0%
Motors | SDG&E | Office, Small | 20.84% | NA | NA | NA | 20.84% | 0% | 0%
Office Equipment | SDG&E | Office, Small | 100% | NA | NA | NA | 100% | 0% | 0%
Refrigerated Floor Space | SDG&E | Office, Small | 0% | NA | NA | NA | 0% | 0% | 0%
Refrigerators, Commercial | SDG&E | Office, Small | 81.95% | NA | NA | NA | 81.95% | 0% | 0%
Refrigerators, Residential | SDG&E | Office, Small | 94.3% | NA | NA | NA | 94.3% | 0% | 0%
Ventilation | SDG&E | Office, Small | 90.01% | NA | NA | NA | 90.01% | 0% | 0%
Water Heating | SDG&E | Office, Small | 88.73% | 58.33% | 41.48% | 0.187% | 51.76% | 36.81% | 0.1659%
Air Compressors | SDG&E | Ref. Warehouse | 70.69% | NA | NA | NA | 70.69% | 0% | 0%
Cooking, Major | SDG&E | Ref. Warehouse | 0.3191% | 100% | 0% | 0% | 0.3191% | 0% | 0%
Cooking, Minor | SDG&E | Ref. Warehouse | 100% | 100% | 0% | 0% | 100% | 0% | 0%
Cooling | SDG&E | Ref. Warehouse | 30.48% | 100% | 0% | 0% | 30.48% | 0% | 0%
Exterior Lighting | SDG&E | Ref. Warehouse | 82.31% | NA | NA | NA | 82.31% | 0% | 0%
Freezers, Commercial | SDG&E | Ref. Warehouse | 45.46% | NA | NA | NA | 45.46% | 0% | 0%
Frozen Floor Space | SDG&E | Ref. Warehouse | 7.356% | NA | NA | NA | 7.356% | 0% | 0%
Heating | SDG&E | Ref. Warehouse | 30.59% | 50.47% | 49.53% | 0% | 15.44% | 15.15% | 0%
Miscellaneous | SDG&E | Ref. Warehouse | 100% | NA | NA | NA | 100% | 0% | 0%
Motors | SDG&E | Ref. Warehouse | 56.86% | NA | NA | NA | 56.86% | 0% | 0%
Office Equipment | SDG&E | Ref. Warehouse | 100% | NA | NA | NA | 100% | 0% | 0%
Refrigerated Floor Space | SDG&E | Ref. Warehouse | 46.29% | NA | NA | NA | 46.29% | 0% | 0%
Refrigerators, Commercial | SDG&E | Ref. Warehouse | 100% | NA | NA | NA | 100% | 0% | 0%
Refrigerators, Residential | SDG&E | Ref. Warehouse | 100% | NA | NA | NA | 100% | 0% | 0%
Ventilation | SDG&E | Ref. Warehouse | 42.67% | NA | NA | NA | 42.67% | 0% | 0%
Water Heating | SDG&E | Ref. Warehouse | 100% | 78.44% | 21.56% | 0% | 78.44% | 21.56% | 0%
Air Compressors | SDG&E | Restaurant | 13.17% | NA | NA | NA | 13.17% | 0% | 0%
Cooking, Major | SDG&E | Restaurant | 100% | 30.36% | 69.44% | 0.2015% | 30.36% | 69.44% | 0.2015%
Cooking, Minor | SDG&E | Restaurant | 100% | 97.01% | 2.993% | 0% | 97.01% | 2.993% | 0%
Cooling | SDG&E | Restaurant | 91.75% | 100% | 0% | 0% | 91.75% | 0% | 0%
Exterior Lighting | SDG&E | Restaurant | 80.07% | NA | NA | NA | 80.07% | 0% | 0%
Freezers, Commercial | SDG&E | Restaurant | 91.94% | NA | NA | NA | 91.94% | 0% | 0%
Frozen Floor Space | SDG&E | Restaurant | 1.396% | NA | NA | NA | 1.396% | 0% | 0%
Heating | SDG&E | Restaurant | 88.1% | 21.99% | 77.93% | 0.08186% | 19.37% | 68.66% | 0.07212%
Miscellaneous | SDG&E | Restaurant | 98.67% | NA | NA | NA | 98.67% | 0% | 0%
Motors | SDG&E | Restaurant | 3.182% | NA | NA | NA | 3.182% | 0% | 0%
Office Equipment | SDG&E | Restaurant | 100% | NA | NA | NA | 100% | 0% | 0%
Refrigerated Floor Space | SDG&E | Restaurant | 2.218% | NA | NA | NA | 2.218% | 0% | 0%
Refrigerators, Commercial | SDG&E | Restaurant | 99.5% | NA | NA | NA | 99.5% | 0% | 0%
Refrigerators, Residential | SDG&E | Restaurant | 24.5% | NA | NA | NA | 24.5% | 0% | 0%
Ventilation | SDG&E | Restaurant | 92.56% | NA | NA | NA | 92.56% | 0% | 0%
Water Heating | SDG&E | Restaurant | 100% | 30.82% | 68.8% | 0.3825% | 30.82% | 68.8% | 0.3825%
Air Compressors | SDG&E | Retail | 27.95% | NA | NA | NA | 27.95% | 0% | 0%
Cooking, Major | SDG&E | Retail | 0.003592% | 40.68% | 59.32% | 0% | 0.001461% | 0.002131% | 0%
Cooking, Minor | SDG&E | Retail | 92.97% | 99.89% | 0.1108% | 0% | 92.87% | 0.103% | 0%
Cooling | SDG&E | Retail | 81.53% | 100% | 0% | 0% | 81.53% | 0% | 0%
Exterior Lighting | SDG&E | Retail | 67.5% | NA | NA | NA | 67.5% | 0% | 0%
Freezers, Commercial | SDG&E | Retail | 8.297% | NA | NA | NA | 8.297% | 0% | 0%
Frozen Floor Space | SDG&E | Retail | 0% | NA | NA | NA | 0% | 0% | 0%
Heating | SDG&E | Retail | 80.72% | 40.73% | 59.21% | 0.06229% | 32.88% | 47.79% | 0.05028%
Miscellaneous | SDG&E | Retail | 95.14% | NA | NA | NA | 95.14% | 0% | 0%
Motors | SDG&E | Retail | 14.12% | NA | NA | NA | 14.12% | 0% | 0%
Office Equipment | SDG&E | Retail | 100% | NA | NA | NA | 100% | 0% | 0%
Refrigerated Floor Space | SDG&E | Retail | 0% | NA | NA | NA | 0% | 0% | 0%
Refrigerators, Commercial | SDG&E | Retail | 82.84% | NA | NA | NA | 82.84% | 0% | 0%
Refrigerators, Residential | SDG&E | Retail | 86.81% | NA | NA | NA | 86.81% | 0% | 0%
Ventilation | SDG&E | Retail | 83.22% | NA | NA | NA | 83.22% | 0% | 0%
Water Heating | SDG&E | Retail | 91.27% | 67.65% | 31.96% | 0.3863% | 61.75% | 29.17% | 0.3526%
Air Compressors | SDG&E | School | 20.03% | NA | NA | NA | 20.03% | 0% | 0%
Cooking, Major | SDG&E | School | 3.928% | 28.09% | 67.97% | 3.94% | 1.103% | 2.67% | 0.1548%
Cooking, Minor | SDG&E | School | 99.66% | 98.95% | 1.046% | 0% | 98.61% | 1.042% | 0%
Cooling | SDG&E | School | 98.57% | 100% | 0% | 0% | 98.57% | 0% | 0%
Exterior Lighting | SDG&E | School | 97.83% | NA | NA | NA | 97.83% | 0% | 0%
Freezers, Commercial | SDG&E | School | 49.44% | NA | NA | NA | 49.44% | 0% | 0%
Frozen Floor Space | SDG&E | School | 0% | NA | NA | NA | 0% | 0% | 0%
Heating | SDG&E | School | 98.52% | 24.96% | 72.9% | 2.132% | 24.59% | 71.83% | 2.1%
Miscellaneous | SDG&E | School | 97.56% | NA | NA | NA | 97.56% | 0% | 0%
Motors | SDG&E | School | 41.85% | NA | NA | NA | 41.85% | 0% | 0%
Office Equipment | SDG&E | School | 100% | NA | NA | NA | 100% | 0% | 0%
Refrigerated Floor Space | SDG&E | School | 0% | NA | NA | NA | 0% | 0% | 0%
Refrigerators, Commercial | SDG&E | School | 98% | NA | NA | NA | 98% | 0% | 0%
Refrigerators, Residential | SDG&E | School | 99.66% | NA | NA | NA | 99.66% | 0% | 0%
Ventilation | SDG&E | School | 98.57% | NA | NA | NA | 98.57% | 0% | 0%
Water Heating | SDG&E | School | 98.81% | 25.04% | 67.97% | 6.993% | 24.74% | 67.16% | 6.911%
Air Compressors | SDG&E | Warehouse | 42.03% | NA | NA | NA | 42.03% | 0% | 0%
Cooking, Major | SDG&E | Warehouse | 0.07768% | 29.38% | 70.62% | 0% | 0.02282% | 0.05486% | 0%
Cooking, Minor | SDG&E | Warehouse | 96.07% | 99.64% | 0.3606% | 0% | 95.73% | 0.3465% | 0%
Cooling | SDG&E | Warehouse | 46.14% | 100% | 0% | 0% | 46.14% | 0% | 0%
Exterior Lighting | SDG&E | Warehouse | 70.79% | NA | NA | NA | 70.79% | 0% | 0%
Freezers, Commercial | SDG&E | Warehouse | 7.163% | NA | NA | NA | 7.163% | 0% | 0%
Frozen Floor Space | SDG&E | Warehouse | 0.4162% | NA | NA | NA | 0.4162% | 0% | 0%
Heating | SDG&E | Warehouse | 48.12% | 51.92% | 47.28% | 0.8042% | 24.98% | 22.75% | 0.387%
Miscellaneous | SDG&E | Warehouse | 95.34% | NA | NA | NA | 95.34% | 0% | 0%
Motors | SDG&E | Warehouse | 29.4% | NA | NA | NA | 29.4% | 0% | 0%
Office Equipment | SDG&E | Warehouse | 100% | NA | NA | NA | 100% | 0% | 0%
Refrigerated Floor Space | SDG&E | Warehouse | 0.9549% | NA | NA | NA | 0.9549% | 0% | 0%
Refrigerators, Commercial | SDG&E | Warehouse | 88.32% | NA | NA | NA | 88.32% | 0% | 0%
Refrigerators, Residential | SDG&E | Warehouse | 91.78% | NA | NA | NA | 91.78% | 0% | 0%
Ventilation | SDG&E | Warehouse | 49.95% | NA | NA | NA | 49.95% | 0% | 0%
Water Heating | SDG&E | Warehouse | 90.03% | 65.23% | 34.13% | 0.6387% | 58.73% | 30.73% | 0.5751%
Air Compressors | LADWP | All Commercial | 24.33% | NA | NA | NA | 24.33% | 0% | 0%
Cooking, Major | LADWP | All Commercial | 3.892% | 28.5% | 71.5% | 0.004506% | 1.109% | 2.782% | 0.0001754%
Cooking, Minor | LADWP | All Commercial | 99.28% | 99.61% | 0.3945% | 0% | 98.89% | 0.3916% | 0%
Cooling | LADWP | All Commercial | 84.11% | 99.99% | 0% | 0.00967% | 84.11% | 0% | 0.008134%
Exterior Lighting | LADWP | All Commercial | 91.71% | NA | NA | NA | 91.71% | 0% | 0%
Freezers, Commercial | LADWP | All Commercial | 26.17% | NA | NA | NA | 26.17% | 0% | 0%
Frozen Floor Space | LADWP | All Commercial | 0.224% | NA | NA | NA | 0.224% | 0% | 0%
Heating | LADWP | All Commercial | 82.62% | 24.14% | 75.85% | 0.009845% | 19.95% | 62.67% | 0.008134%
Miscellaneous | LADWP | All Commercial | 99.9% | NA | NA | NA | 99.9% | 0% | 0%
Motors | LADWP | All Commercial | 21.13% | NA | NA | NA | 21.13% | 0% | 0%
Office Equipment | LADWP | All Commercial | 100% | NA | NA | NA | 100% | 0% | 0%
Refrigerated Floor Space | LADWP | All Commercial | 1.455% | NA | NA | NA | 1.455% | 0% | 0%
Refrigerators, Commercial | LADWP | All Commercial | 98.81% | NA | NA | NA | 98.81% | 0% | 0%
Refrigerators, Residential | LADWP | All Commercial | 88.77% | NA | NA | NA | 88.77% | 0% | 0%
Ventilation | LADWP | All Commercial | 87.71% | NA | NA | NA | 87.71% | 0% | 0%
Water Heating | LADWP | All Commercial | 95.32% | 31.28% | 68.15% | 0.571% | 29.82% | 64.96% | 0.5443%
Air Compressors | LADWP | College | 3.769% | NA | NA | NA | 3.769% | 0% | 0%
Cooking, Major | LADWP | College | 0.3791% | 21.49% | 78.51% | 0% | 0.08148% | 0.2976% | 0%
Cooking, Minor | LADWP | College | 100% | 100% | 0% | 0% | 100% | 0% | 0%
Cooling | LADWP | College | 97.57% | 100% | 0% | 0% | 97.57% | 0% | 0%
Exterior Lighting | LADWP | College | 100% | NA | NA | NA | 100% | 0% | 0%
Freezers, Commercial | LADWP | College | 5.895% | NA | NA | NA | 5.895% | 0% | 0%
Frozen Floor Space | LADWP | College | 0% | NA | NA | NA | 0% | 0% | 0%
Heating | LADWP | College | 96.73% | 3.582% | 96.42% | 0% | 3.465% | 93.26% | 0%
Miscellaneous | LADWP | College | 100% | NA | NA | NA | 100% | 0% | 0%
Motors | LADWP | College | 52% | NA | NA | NA | 52% | 0% | 0%
Office Equipment | LADWP | College | 100% | NA | NA | NA | 100% | 0% | 0%
Refrigerated Floor Space | LADWP | College | 0% | NA | NA | NA | 0% | 0% | 0%
Refrigerators, Commercial | LADWP | College | 100% | NA | NA | NA | 100% | 0% | 0%
Refrigerators, Residential | LADWP | College | 100% | NA | NA | NA | 100% | 0% | 0%
Ventilation | LADWP | College | 97.57% | NA | NA | NA | 97.57% | 0% | 0%
Water Heating | LADWP | College | 100% | 3.481% | 87.62% | 8.903% | 3.481% | 87.62% | 8.903%
Air Compressors | LADWP | Food Stores | 14.21% | NA | NA | NA | 14.21% | 0% | 0%
Cooking, Major | LADWP | Food Stores | 3.702% | 28.07% | 71.76% | 0.1645% | 1.039% | 2.657% | 0.006091%
Cooking, Minor | LADWP | Food Stores | 100% | 100% | 0.001779% | 0% | 100% | 0.001779% | 0%
Cooling | LADWP | Food Stores | 87.1% | 100% | 0% | 0% | 87.1% | 0% | 0%
Exterior Lighting | LADWP | Food Stores | 98.86% | NA | NA | NA | 98.86% | 0% | 0%
Freezers, Commercial | LADWP | Food Stores | 82.91% | NA | NA | NA | 82.91% | 0% | 0%
Frozen Floor Space | LADWP | Food Stores | 4.069% | NA | NA | NA | 4.069% | 0% | 0%
Heating | LADWP | Food Stores | 83.91% | 36.42% | 63.58% | 0% | 30.56% | 53.35% | 0%
Miscellaneous | LADWP | Food Stores | 100% | NA | NA | NA | 100% | 0% | 0%
Motors | LADWP | Food Stores | 17.81% | NA | NA | NA | 17.81% | 0% | 0%
Office Equipment | LADWP | Food Stores | 100% | NA | NA | NA | 100% | 0% | 0%
Refrigerated Floor Space | LADWP | Food Stores | 4.075% | NA | NA | NA | 4.075% | 0% | 0%
Refrigerators, Commercial | LADWP | Food Stores | 100% | NA | NA | NA | 100% | 0% | 0%
Refrigerators, Residential | LADWP | Food Stores | 100% | NA | NA | NA | 100% | 0% | 0%
Ventilation | LADWP | Food Stores | 88.48% | NA | NA | NA | 88.48% | 0% | 0%
Water Heating | LADWP | Food Stores | 99.88% | 32.16% | 67.4% | 0.4415% | 32.12% | 67.32% | 0.441%
Air Compressors | LADWP | Health Care | 2.432% | NA | NA | NA | 2.432% | 0% | 0%
Cooking, Major | LADWP | Health Care | 1.638% | 16.65% | 83.35% | 0% | 0.2727% | 1.365% | 0%
Cooking, Minor | LADWP | Health Care | 100% | 100% | 0% | 0% | 100% | 0% | 0%
Cooling | LADWP | Health Care | 98.53% | 100% | 0% | 0% | 98.53% | 0% | 0%
Exterior Lighting | LADWP | Health Care | 100% | NA | NA | NA | 100% | 0% | 0%
Freezers, Commercial | LADWP | Health Care | 16.69% | NA | NA | NA | 16.69% | 0% | 0%
Frozen Floor Space | LADWP | Health Care | 0% | NA | NA | NA | 0% | 0% | 0%
Heating | LADWP | Health Care | 98.82% | 4.87% | 95.13% | 0% | 4.813% | 94% | 0%
Miscellaneous | LADWP | Health Care | 100% | NA | NA | NA | 100% | 0% | 0%
Motors | LADWP | Health Care | 28.26% | NA | NA | NA | 28.26% | 0% | 0%
Office Equipment | LADWP | Health Care | 100% | NA | NA | NA | 100% | 0% | 0%
Refrigerated Floor Space | LADWP | Health Care | 0% | NA | NA | NA | 0% | 0% | 0%
Refrigerators, Commercial | LADWP | Health Care | 100% | NA | NA | NA | 100% | 0% | 0%
Refrigerators, Residential | LADWP | Health Care | 100% | NA | NA | NA | 100% | 0% | 0%
Ventilation | LADWP | Health Care | 98.85% | NA | NA | NA | 98.85% | 0% | 0%
Water Heating | LADWP | Health Care | 100% | 3.185% | 95.51% | 1.305% | 3.185% | 95.51% | 1.305%
Air Compressors | LADWP | Lodging | 8.417% | NA | NA | NA | 8.417% | 0% | 0%
Cooking, Major | LADWP | Lodging | 0.8961% | 47.36% | 52.64% | 0% | 0.4244% | 0.4717% | 0%
Cooking, Minor | LADWP | Lodging | 100% | 100% | 0% | 0% | 100% | 0% | 0%
Cooling | LADWP | Lodging | 98.11% | 100% | 0% | 0% | 98.11% | 0% | 0%
Exterior Lighting | LADWP | Lodging | 100% | NA | NA | NA | 100% | 0% | 0%
Freezers, Commercial | LADWP | Lodging | 80.36% | NA | NA | NA | 80.36% | 0% | 0%
Frozen Floor Space | LADWP | Lodging | 0% | NA | NA | NA | 0% | 0% | 0%
Heating | LADWP | Lodging | 99.67% | 36.46% | 63.54% | 0% | 36.34% | 63.32% | 0%
Miscellaneous | LADWP | Lodging | 100% | NA | NA | NA | 100% | 0% | 0%
Motors | LADWP | Lodging | 68.98% | NA | NA | NA | 68.98% | 0% | 0%
Office Equipment | LADWP | Lodging | 100% | NA | NA | NA | 100% | 0% | 0%
Refrigerated Floor Space | LADWP | Lodging | 0% | NA | NA | NA | 0% | 0% | 0%
Refrigerators, Commercial | LADWP | Lodging | 100% | NA | NA | NA | 100% | 0% | 0%
Refrigerators, Residential | LADWP | Lodging | 100% | NA | NA | NA | 100% | 0% | 0%
Ventilation | LADWP | Lodging | 99.67% | NA | NA | NA | 99.67% | 0% | 0%
Water Heating | LADWP | Lodging | 100% | 0% | 100% | 0% | 0% | 100% | 0%
Air Compressors | LADWP | Miscellaneous | 65.32% | NA | NA | NA | 65.32% | 0% | 0%
Cooking, Major | LADWP | Miscellaneous | 0.5142% | 30.45% | 69.55% | 0% | 0.1566% | 0.3576% | 0%
Cooking, Minor | LADWP | Miscellaneous | 98.92% | 98.7% | 1.304% | 0% | 97.63% | 1.29% | 0%
Cooling | LADWP | Miscellaneous | 56.32% | 100% | 0% | 0% | 56.32% | 0% | 0%
Exterior Lighting | LADWP | Miscellaneous | 92.73% | NA | NA | NA | 92.73% | 0% | 0%
Freezers, Commercial | LADWP | Miscellaneous | 6.212% | NA | NA | NA | 6.212% | 0% | 0%
Frozen Floor Space | LADWP | Miscellaneous | 0% | NA | NA | NA | 0% | 0% | 0%
Heating | LADWP | Miscellaneous | 58.35% | 23.1% | 76.9% | 0% | 13.48% | 44.87% | 0%
Miscellaneous | LADWP | Miscellaneous | 100% | NA | NA | NA | 100% | 0% | 0%
Motors | LADWP | Miscellaneous | 56.75% | NA | NA | NA | 56.75% | 0% | 0%
Office Equipment | LADWP | Miscellaneous | 100% | NA | NA | NA | 100% | 0% | 0%
Refrigerated Floor Space | LADWP | Miscellaneous | 0% | NA | NA | NA | 0% | 0% | 0%
Refrigerators, Commercial | LADWP | Miscellaneous | 96.83% | NA | NA | NA | 96.83% | 0% | 0%
Refrigerators, Residential | LADWP | Miscellaneous | 98.08% | NA | NA | NA | 98.08% | 0% | 0%
Ventilation | LADWP | Miscellaneous | 68.17% | NA | NA | NA | 68.17% | 0% | 0%
Water Heating | LADWP | Miscellaneous | 92.9% | 39.86% | 60.14% | 0% | 37.03% | 55.87% | 0%
Air Compressors | LADWP | Office, Large | 39.16% | NA | NA | NA | 39.16% | 0% | 0%
Cooking, Major | LADWP | Office, Large | 0.8497% | 39.63% | 60.37% | 0% | 0.3367% | 0.5129% | 0%
Cooking, Minor | LADWP | Office, Large | 100% | 95.53% | 4.467% | 0% | 95.53% | 4.467% | 0%
Cooling | LADWP | Office, Large | 96.92% | 100% | 0% | 0% | 96.92% | 0% | 0%
Exterior Lighting | LADWP | Office, Large | 100% | NA | NA | NA | 100% | 0% | 0%
Freezers, Commercial | LADWP | Office, Large | 51.85% | NA | NA | NA | 51.85% | 0% | 0%
Frozen Floor Space | LADWP | Office, Large | 0% | NA | NA | NA | 0% | 0% | 0%
Heating | LADWP | Office, Large | 98.81% | 7.899% | 92.1% | 0% | 7.805% | 91.01% | 0%
Miscellaneous | LADWP | Office, Large | 100% | NA | NA | NA | 100% | 0% | 0%
Motors | LADWP | Office, Large | 99.37% | NA | NA | NA | 99.37% | 0% | 0%
Office Equipment | LADWP | Office, Large | 100% | NA | NA | NA | 100% | 0% | 0%
Refrigerated Floor Space | LADWP | Office, Large | 0% | NA | NA | NA | 0% | 0% | 0%
Refrigerators, Commercial | LADWP | Office, Large | 100% | NA | NA | NA | 100% | 0% | 0%
Refrigerators, Residential | LADWP | Office, Large | 100% | NA | NA | NA | 100% | 0% | 0%
Ventilation | LADWP | Office, Large | 99.04% | NA | NA | NA | 99.04% | 0% | 0%
Water Heating | LADWP | Office, Large | 100% | 28.96% | 71.04% | 0% | 28.96% | 71.04% | 0%
Air Compressors | LADWP | Office, Small | 18.78% | NA | NA | NA | 18.78% | 0% | 0%
Cooking, Major | LADWP | Office, Small | 0.09702% | 16.88% | 83.12% | 0% | 0.01638% | 0.08064% | 0%
Cooking, Minor | LADWP | Office, Small | 97.28% | 99.74% | 0.2585% | 0% | 97.02% | 0.2515% | 0%
Cooling | LADWP | Office, Small | 84.9% | 100% | 0% | 0% | 84.9% | 0% | 0%
Exterior Lighting | LADWP | Office, Small | 86.59% | NA | NA | NA | 86.59% | 0% | 0%
Freezers, Commercial | LADWP | Office, Small | 6.087% | NA | NA | NA | 6.087% | 0% | 0%
Frozen Floor Space | LADWP | Office, Small | 0% | NA | NA | NA | 0% | 0% | 0%
Heating | LADWP | Office, Small | 78.29% | 44.08% | 55.92% | 0% | 34.51% | 43.78% | 0%
Miscellaneous | LADWP | Office, Small | 100% | NA | NA | NA | 100% | 0% | 0%
Motors | LADWP | Office, Small | 12.13% | NA | NA | NA | 12.13% | 0% | 0%
Office Equipment | LADWP | Office, Small | 100% | NA | NA | NA | 100% | 0% | 0%
Refrigerated Floor Space | LADWP | Office, Small | 0% | NA | NA | NA | 0% | 0% | 0%
Refrigerators, Commercial | LADWP | Office, Small | 97.07% | NA | NA | NA | 97.07% | 0% | 0%
Refrigerators, Residential | LADWP | Office, Small | 97.28% | NA | NA | NA | 97.28% | 0% | 0%
Ventilation | LADWP | Office, Small | 91.74% | NA | NA | NA | 91.74% | 0% | 0%
Water Heating | LADWP | Office, Small | 95.01% | 41.45% | 58.55% | 0% | 39.38% | 55.63% | 0%
Air Compressors | LADWP | Ref. Warehouse | 10.85% | NA | NA | NA | 10.85% | 0% | 0%
Cooking, Major | LADWP | Ref. Warehouse | 0% | NA | NA | NA | 0% | 0% | 0%
Cooking, Minor | LADWP | Ref. Warehouse | 100% | 100% | 0% | 0% | 100% | 0% | 0%
Cooling | LADWP | Ref. Warehouse | 19.58% | 100% | 0% | 0% | 19.58% | 0% | 0%
Exterior Lighting | LADWP | Ref. Warehouse | 100% | NA | NA | NA | 100% | 0% | 0%
Freezers, Commercial | LADWP | Ref. Warehouse | 64.45% | NA | NA | NA | 64.45% | 0% | 0%
Frozen Floor Space | LADWP | Ref. Warehouse | 3.017% | NA | NA | NA | 3.017% | 0% | 0%
Heating | LADWP | Ref. Warehouse | 18.01% | 76.63% | 23.37% | 0% | 13.8% | 4.209% | 0%
Miscellaneous | LADWP | Ref. Warehouse | 80.02% | NA | NA | NA | 80.02% | 0% | 0%
Motors | LADWP | Ref. Warehouse | 34.24% | NA | NA | NA | 34.24% | 0% | 0%
Office Equipment | LADWP | Ref. Warehouse | 100% | NA | NA | NA | 100% | 0% | 0%
Refrigerated Floor Space | LADWP | Ref. Warehouse | 75.37% | NA | NA | NA | 75.37% | 0% | 0%
Refrigerators, Commercial | LADWP | Ref. Warehouse | 100% | NA | NA | NA | 100% | 0% | 0%
Refrigerators, Residential | LADWP | Ref. Warehouse | 100% | NA | NA | NA | 100% | 0% | 0%
Ventilation | LADWP | Ref. Warehouse | 21.62% | NA | NA | NA | 21.62% | 0% | 0%
Water Heating | LADWP | Ref. Warehouse | 99.29% | 78.45% | 21.55% | 0% | 77.89% | 21.4% | 0%
Air Compressors | LADWP | Restaurant | 0.3684% | NA | NA | NA | 0.3684% | 0% | 0%
Cooking, Major | LADWP | Restaurant | 100% | 28.41% | 71.59% | 0% | 28.41% | 71.59% | 0%
Cooking, Minor | LADWP | Restaurant | 100% | 100% | 0% | 0% | 100% | 0% | 0%
Cooling | LADWP | Restaurant | 89.15% | 99.7% | 0% | 0.3043% | 88.88% | 0% | 0.2712%
Exterior Lighting | LADWP | Restaurant | 93.77% | NA | NA | NA | 93.77% | 0% | 0%
Freezers, Commercial | LADWP | Restaurant | 92.53% | NA | NA | NA | 92.53% | 0% | 0%
Frozen Floor Space | LADWP | Restaurant | 1.657% | NA | NA | NA | 1.657% | 0% | 0%
Heating | LADWP | Restaurant | 83.92% | 30.09% | 69.58% | 0.3232% | 25.25% | 58.39% | 0.2712%
Miscellaneous | LADWP | Restaurant | 100% | NA | NA | NA | 100% | 0% | 0%
Motors | LADWP | Restaurant | 3.696% | NA | NA | NA | 3.696% | 0% | 0%
Office Equipment | LADWP | Restaurant | 100% | NA | NA | NA | 100% | 0% | 0%
Refrigerated Floor Space | LADWP | Restaurant | 2.086% | NA | NA | NA | 2.086% | 0% | 0%
Refrigerators, Commercial | LADWP | Restaurant | 100% | NA | NA | NA | 100% | 0% | 0%
Refrigerators, Residential | LADWP | Restaurant | 31.8% | NA | NA | NA | 31.8% | 0% | 0%
Ventilation | LADWP | Restaurant | 89.84% | NA | NA | NA | 89.84% | 0% | 0%
Water Heating | LADWP | Restaurant | 100% | 20.19% | 79.81% | 0% | 20.19% | 79.81% | 0%
Air Compressors | LADWP | Retail | 23.91% | NA | NA | NA | 23.91% | 0% | 0%
Cooking, Major | LADWP | Retail | 0.03487% | 57.68% | 42.32% | 0% | 0.02011% | 0.01476% | 0%
Cooking, Minor | LADWP | Retail | 100% | 100% | 0% | 0% | 100% | 0% | 0%
Cooling | LADWP | Retail | 84.03% | 100% | 0% | 0% | 84.03% | 0% | 0%
Exterior Lighting | LADWP | Retail | 91.52% | NA | NA | NA | 91.52% | 0% | 0%
Freezers, Commercial | LADWP | Retail | 8.041% | NA | NA | NA | 8.041% | 0% | 0%
Frozen Floor Space | LADWP | Retail | 0% | NA | NA | NA | 0% | 0% | 0%
Heating | LADWP | Retail | 75.82% | 54.29% | 45.71% | 0% | 41.16% | 34.66% | 0%
Miscellaneous | LADWP | Retail | 100% | NA | NA | NA | 100% | 0% | 0%
Motors | LADWP | Retail | 9.821% | NA | NA | NA | 9.821% | 0% | 0%
Office Equipment | LADWP | Retail | 100% | NA | NA | NA | 100% | 0% | 0%
Refrigerated Floor Space | LADWP | Retail | 0% | NA | NA | NA | 0% | 0% | 0%
Refrigerators, Commercial | LADWP | Retail | 99.72% | NA | NA | NA | 99.72% | 0% | 0%
Refrigerators, Residential | LADWP | Retail | 99.72% | NA | NA | NA | 99.72% | 0% | 0%
Ventilation | LADWP | Retail | 87.98% | NA | NA | NA | 87.98% | 0% | 0%
Water Heating | LADWP | Retail | 94.81% | 52.76% | 47.04% | 0.2068% | 50.02% | 44.6% | 0.196%
Air Compressors | LADWP | School | 8.703% | NA | NA | NA | 8.703% | 0% | 0%
Cooking, Major | LADWP | School | 3% | 22.69% | 77.31% | 0% | 0.6807% | 2.32% | 0%
Cooking, Minor | LADWP | School | 100% | 97.57% | 2.43% | 0% | 97.57% | 2.43% | 0%
Cooling | LADWP | School | 99.72% | 100% | 0% | 0% | 99.72% | 0% | 0%
Exterior Lighting | LADWP | School | 100% | NA | NA | NA | 100% | 0% | 0%
Freezers, Commercial | LADWP | School | 56.6% | NA | NA | NA | 56.6% | 0% | 0%
Frozen Floor Space | LADWP | School | 0% | NA | NA | NA | 0% | 0% | 0%
Heating | LADWP | School | 99.51% | 21.53% | 78.47% | 0% | 21.42% | 78.09% | 0%
Miscellaneous | LADWP | School | 100% | NA | NA | NA | 100% | 0% | 0%
Motors | LADWP | School | 42.94% | NA | NA | NA | 42.94% | 0% | 0%
Office Equipment | LADWP | School | 100% | NA | NA | NA | 100% | 0% | 0%
Refrigerated Floor Space | LADWP | School | 0% | NA | NA | NA | 0% | 0% | 0%
Refrigerators, Commercial | LADWP | School | 100% | NA | NA | NA | 100% | 0% | 0%
Refrigerators, Residential | LADWP | School | 100% | NA | NA | NA | 100% | 0% | 0%
Ventilation | LADWP | School | 99.72% | NA | NA | NA | 99.72% | 0% | 0%
Water Heating | LADWP | School | 100% | 15.19% | 84.81% | 0% | 15.19% | 84.81% | 0%
Air Compressors | LADWP | Warehouse | 13.72% | NA | NA | NA | 13.72% | 0% | 0%
Cooking, Major | LADWP | Warehouse | 0.139% | 20% | 80% | 0% | 0.0278% | 0.1112% | 0%
Cooking, Minor | LADWP | Warehouse | 100% | 100% | 0% | 0% | 100% | 0% | 0%
Cooling | LADWP | Warehouse | 50.86% | 100% | 0% | 0% | 50.86% | 0% | 0%
Exterior Lighting | LADWP | Warehouse | 83.86% | NA | NA | NA | 83.86% | 0% | 0%
Freezers, Commercial | LADWP | Warehouse | 1.808% | NA | NA | NA | 1.808% | 0% | 0%
Frozen Floor Space | LADWP | Warehouse | 0.1936% | NA | NA | NA | 0.1936% | 0% | 0%
Heating | LADWP | Warehouse | 41.71% | 78.52% | 21.48% | 0% | 32.75% | 8.961% | 0%
Miscellaneous | LADWP | Warehouse | 100% | NA | NA | NA | 100% | 0% | 0%
Motors | LADWP | Warehouse | 19.58% | NA | NA | NA | 19.58% | 0% | 0%
Office Equipment | LADWP | Warehouse | 100% | NA | NA | NA | 100% | 0% | 0%
Refrigerated Floor Space | LADWP | Warehouse | 1.235% | NA | NA | NA | 1.235% | 0% | 0%
Refrigerators, Commercial | LADWP | Warehouse | 100% | NA | NA | NA | 100% | 0% | 0%
Refrigerators, Residential | LADWP | Warehouse | 100% | NA | NA | NA | 100% | 0% | 0%
Ventilation | LADWP | Warehouse | 51.01% | NA | NA | NA | 51.01% | 0% | 0%
Water Heating | LADWP | Warehouse | 55.24% | 78.23% | 21.77% | 0% | 43.22% | 12.02% | 0%
Air Compressors | SMUD | All Commercial | 24.77% | NA | NA | NA | 24.77% | 0% | 0%
Cooking, Major | SMUD | All Commercial | 4.469% | 33.67% | 61.54% | 4.785% | 1.505% | 2.751% | 0.2139%
Cooking, Minor | SMUD | All Commercial | 97.63% | 98.62% | 1.377% | 0% | 96.29% | 1.344% | 0%
Cooling | SMUD | All Commercial | 78.34% | 99.97% | 0% | 0.02688% | 78.32% | 0% | 0.02106%
Exterior Lighting | SMUD | All Commercial | 87.37% | NA | NA | NA | 87.37% | 0% | 0%
Freezers, Commercial | SMUD | All Commercial | 25.25% | NA | NA | NA | 25.25% | 0% | 0%
Frozen Floor Space | SMUD | All Commercial | 0.5272% | NA | NA | NA | 0.5272% | 0% | 0%
Heating | SMUD | All Commercial | 77.65% | 30.6% | 69.25% | 0.1453% | 23.76% | 53.77% | 0.1128%
Miscellaneous | SMUD | All Commercial | 99.31% | NA | NA | NA | 99.31% | 0% | 0%
Motors | SMUD | All Commercial | 20.46% | NA | NA | NA | 20.46% | 0% | 0%
Office Equipment | SMUD | All Commercial | 100% | NA | NA | NA | 100% | 0% | 0%
Refrigerated Floor Space | SMUD | All Commercial | 0.6338% | NA | NA | NA | 0.6338% | 0% | 0%
Refrigerators, Commercial | SMUD | All Commercial | 92.61% | NA | NA | NA | 92.61% | 0% | 0%
Refrigerators, Residential | SMUD | All Commercial | 84.36% | NA | NA | NA | 84.36% | 0% | 0%
Ventilation | SMUD | All Commercial | 79.54% | NA | NA | NA | 79.54% | 0% | 0%
Water Heating | SMUD | All Commercial | 96.01% | 38.82% | 60.02% | 1.157% | 37.27% | 57.63% | 1.11%
Air Compressors | SMUD | College | 11.59% | NA | NA | NA | 11.59% | 0% | 0%
Cooking, Major | SMUD | College | 1.002% | 20.69% | 79.31% | 0% | 0.2073% | 0.7947% | 0%
Cooking, Minor | SMUD | College | 93.78% | 96.37% | 3.631% | 0% | 90.38% | 3.405% | 0%
Cooling | SMUD | College | 97.6% | 100% | 0% | 0% | 97.6% | 0% | 0%
Exterior Lighting | SMUD | College | 86.56% | NA | NA | NA | 86.56% | 0% | 0%
Freezers, Commercial | SMUD | College | 4.639% | NA | NA | NA | 4.639% | 0% | 0%
Frozen Floor Space | SMUD | College | 0% | NA | NA | NA | 0% | 0% | 0%
Heating | SMUD | College | 94.5% | 12.47% | 87.53% | 0% | 11.79% | 82.71% | 0%
Miscellaneous | SMUD | College | 100% | NA | NA | NA | 100% | 0% | 0%
Motors | SMUD | College | 16.02% | NA | NA | NA | 16.02% | 0% | 0%
Office Equipment | SMUD | College | 100% | NA | NA | NA | 100% | 0% | 0%
Refrigerated Floor Space | SMUD | College | 0% | NA | NA | NA | 0% | 0% | 0%
Refrigerators, Commercial | SMUD | College | 93.78% | NA | NA | NA | 93.78% | 0% | 0%
Refrigerators, Residential | SMUD | College | 93.78% | NA | NA | NA | 93.78% | 0% | 0%
Ventilation | SMUD | College | 97.6% | NA | NA | NA | 97.6% | 0% | 0%
Water Heating | SMUD | College | 99.65% | 20.32% | 79.68% | 0% | 20.25% | 79.4% | 0%
Air Compressors | SMUD | Food Stores | 26.12% | NA | NA | NA | 26.12% | 0% | 0%
Cooking, Major | SMUD | Food Stores | 4.514% | 21.17% | 55.67% | 23.16% | 0.9558% | 2.513% | 1.045%
Cooking, Minor | SMUD | Food Stores | 100% | 100% | 0% | 0% | 100% | 0% | 0%
Cooling | SMUD | Food Stores | 88.47% | 100% | 0% | 0% | 88.47% | 0% | 0%
Exterior Lighting | SMUD | Food Stores | 90.81% | NA | NA | NA | 90.81% | 0% | 0%
Freezers, Commercial | SMUD | Food Stores | 86.84% | NA | NA | NA | 86.84% | 0% | 0%
Frozen Floor Space | SMUD | Food Stores | 3.733% | NA | NA | NA | 3.733% | 0% | 0%
Heating | SMUD | Food Stores | 86.39% | 45.27% | 54.73% | 0% | 39.11% | 47.28% | 0%
Miscellaneous | SMUD | Food Stores | 99.51% | NA | NA | NA | 99.51% | 0% | 0%
Motors | SMUD | Food Stores | 13.47% | NA | NA | NA | 13.47% | 0% | 0%
Office Equipment | SMUD | Food Stores | 100% | NA | NA | NA | 100% | 0% | 0%
Refrigerated Floor Space | SMUD | Food Stores | 3.923% | NA | NA | NA | 3.923% | 0% | 0%
Refrigerators, Commercial | SMUD | Food Stores | 100% | NA | NA | NA | 100% | 0% | 0%
Refrigerators, Residential | SMUD | Food Stores | 100% | NA | NA | NA | 100% | 0% | 0%
Ventilation | SMUD | Food Stores | 88.47% | NA | NA | NA | 88.47% | 0% | 0%
Water Heating | SMUD | Food Stores | 99.27% | 24.64% | 75.36% | 0% | 24.46% | 74.81% | 0%
Air Compressors | SMUD | Health Care | 18.83% | NA | NA | NA | 18.83% | 0% | 0%
Cooking, Major | SMUD | Health Care | 2.757% | 29.62% | 69.71% | 0.6667% | 0.8168% | 1.922% | 0.01838%
Cooking, Minor | SMUD | Health Care | 100% | 94.67% | 5.331% | 0% | 94.67% | 5.331% | 0%
Cooling | SMUD | Health Care | 97.6% | 100% | 0% | 0% | 97.6% | 0% | 0%
Exterior Lighting | SMUD | Health Care | 84.1% | NA | NA | NA | 84.1% | 0% | 0%
Freezers, Commercial | SMUD | Health Care | 50.7% | NA | NA | NA | 50.7% | 0% | 0%
Frozen Floor Space | SMUD | Health Care | 0% | NA | NA | NA | 0% | 0% | 0%
Heating | SMUD | Health Care | 97.59% | 27.82% | 72.18% | 0% | 27.14% | 70.44% | 0%
Miscellaneous | SMUD | Health Care | 100% | NA | NA | NA | 100% | 0% | 0%
Motors | SMUD | Health Care | 46.28% | NA | NA | NA | 46.28% | 0% | 0%
Office Equipment | SMUD | Health Care | 100% | NA | NA | NA | 100% | 0% | 0%
Refrigerated Floor Space | SMUD | Health Care | 0% | NA | NA | NA | 0% | 0% | 0%
Refrigerators, Commercial | SMUD | Health Care | 96.64% | NA | NA | NA | 96.64% | 0% | 0%
Refrigerators, Residential | SMUD | Health Care | 96.64% | NA | NA | NA | 96.64% | 0% | 0%
Ventilation | SMUD | Health Care | 97.6% | NA | NA | NA | 97.6% | 0% | 0%
Water Heating | SMUD | Health Care | 100% | 14.76% | 84.58% | 0.6644% | 14.76% | 84.58% | 0.6644%
Air Compressors | SMUD | Lodging | 16.19% | NA | NA | NA | 16.19% | 0% | 0%
Cooking, Major | SMUD | Lodging | 0.8148% | 65.29% | 34.71% | 0% | 0.532% | 0.2828% | 0%
Cooking, Minor | SMUD | Lodging | 100% | 98.52% | 1.48% | 0% | 98.52% | 1.48% | 0%
Cooling | SMUD | Lodging | 100% | 100% | 0% | 0% | 100% | 0% | 0%
Exterior Lighting | SMUD | Lodging | 100% | NA | NA | NA | 100% | 0% | 0%
Freezers, Commercial | SMUD | Lodging | 74.33% | NA | NA | NA | 74.33% | 0% | 0%
Frozen Floor Space | SMUD | Lodging | 0% | NA | NA | NA | 0% | 0% | 0%
Heating | SMUD | Lodging | 100% | 45.24% | 54.76% | 0% | 45.24% | 54.76% | 0%
Miscellaneous | SMUD | Lodging | 100% | NA | NA | NA | 100% | 0% | 0%
Motors | SMUD | Lodging | 77.58% | NA | NA | NA | 77.58% | 0% | 0%
Office Equipment | SMUD | Lodging | 100% | NA | NA | NA | 100% | 0% | 0%
Refrigerated Floor Space | SMUD | Lodging | 0% | NA | NA | NA | 0% | 0% | 0%
Refrigerators, Commercial | SMUD | Lodging | 100% | NA | NA | NA | 100% | 0% | 0%
Refrigerators, Residential | SMUD | Lodging | 100% | NA | NA | NA | 100% | 0% | 0%
Ventilation | SMUD | Lodging | 100% | NA | NA | NA | 100% | 0% | 0%
Water Heating | SMUD | Lodging | 100% | 0% | 100% | 0% | 0% | 100% | 0%
Air Compressors | SMUD | Miscellaneous | 54.96% | NA | NA | NA | 54.96% | 0% | 0%
Cooking, Major | SMUD | Miscellaneous | 2.001% | 51.09% | 37.8% | 11.1% | 1.022% | 0.7563% | 0.2221%
Cooking, Minor | SMUD | Miscellaneous | 96.37% | 97.76% | 2.239% | 0% | 94.21% | 2.158% | 0%
Cooling | SMUD | Miscellaneous | 61.33% | 100% | 0% | 0% | 61.33% | 0% | 0%
Exterior Lighting | SMUD | Miscellaneous | 93.6% | NA | NA | NA | 93.6% | 0% | 0%
Freezers, Commercial | SMUD | Miscellaneous | 15.61% | NA | NA | NA | 15.61% | 0% | 0%
Frozen Floor Space | SMUD | Miscellaneous | 0% | NA | NA | NA | 0% | 0% | 0%
Heating | SMUD | Miscellaneous | 56.75% | 22.71% | 77.11% | 0.1835% | 12.89% | 43.76% | 0.1041%
Miscellaneous | SMUD | Miscellaneous | 99.39% | NA | NA | NA | 99.39% | 0% | 0%
Motors | SMUD | Miscellaneous | 37.87% | NA | NA | NA | 37.87% | 0% | 0%
Office Equipment | SMUD | Miscellaneous | 100% | NA | NA | NA | 100% | 0% | 0%
Refrigerated Floor Space | SMUD | Miscellaneous | 0% | NA | NA | NA | 0% | 0% | 0%
Refrigerators, Commercial | SMUD | Miscellaneous | 90.93% | NA | NA | NA | 90.93% | 0% | 0%
Refrigerators, Residential | SMUD | Miscellaneous | 92.39% | NA | NA | NA | 92.39% | 0% | 0%
Ventilation | SMUD | Miscellaneous | 62.86% | NA | NA | NA | 62.86% | 0% | 0%
Water Heating | SMUD | Miscellaneous | 94.43% | 39.02% | 60.59% | 0.3862% | 36.85% | 57.22% | 0.3647%
Air Compressors | SMUD | Office, Large | 12.58% | NA | NA | NA | 12.58% | 0% | 0%
Cooking, Major | SMUD | Office, Large | 0.3145% | 41.3% | 58.7% | 0% | 0.1299% | 0.1846% | 0%
Cooking, Minor | SMUD | Office, Large | 100% | 100% | 0% | 0% | 100% | 0% | 0%
Cooling | SMUD | Office, Large | 93.19% | 100% | 0% | 0% | 93.19% | 0% | 0%
Exterior Lighting | SMUD | Office, Large | 100% | NA | NA | NA | 100% | 0% | 0%
Freezers, Commercial | SMUD | Office, Large | 35.43% | NA | NA | NA | 35.43% | 0% | 0%
Frozen Floor Space | SMUD | Office, Large | 0.09299% | NA | NA | NA | 0.09299% | 0% | 0%
Heating | SMUD | Office, Large | 93.04% | 28.37% | 71.63% | 0% | 26.4% | 66.64% | 0%
Miscellaneous | SMUD | Office, Large | 100% | NA | NA | NA | 100% | 0% | 0%
Motors | SMUD | Office, Large | 81.07% | NA | NA | NA | 81.07% | 0% | 0%
Office Equipment | SMUD | Office, Large | 100% | NA | NA | NA | 100% | 0% | 0%
Refrigerated Floor Space | SMUD | Office, Large | 0.186% | NA | NA | NA | 0.186% | 0% | 0%
Refrigerators, Commercial | SMUD | Office, Large | 100% | NA | NA | NA | 100% | 0% | 0%
Refrigerators, Residential | SMUD | Office, Large | 100% | NA | NA | NA | 100% | 0% | 0%
Ventilation | SMUD | Office, Large | 93.47% | NA | NA | NA | 93.47% | 0% | 0%
Water Heating | SMUD | Office, Large | 100% | 45.89% | 49.56% | 4.556% | 45.89% | 49.56% | 4.556%
Air Compressors | SMUD | Office, Small | 18.42% | NA | NA | NA | 18.42% | 0% | 0%
Cooking, Major | SMUD | Office, Small | 0.6377% | 48.03% | 51.38% | 0.5852% | 0.3063% | 0.3277% | 0.003732%
Cooking, Minor | SMUD | Office, Small | 96.59% | 97.64% | 2.357% | 0% | 94.32% | 2.276% | 0%
Cooling | SMUD | Office, Small | 85.9% | 100% | 0% | 0% | 85.9% | 0% | 0%
Exterior Lighting | SMUD | Office, Small | 82.91% | NA | NA | NA | 82.91% | 0% | 0%
Freezers, Commercial | SMUD | Office, Small | 4.589% | NA | NA | NA | 4.589% | 0% | 0%
Frozen Floor Space | SMUD | Office, Small | 0% | NA | NA | NA | 0% | 0% | 0%
Heating | SMUD | Office, Small | 86.85% | 38.55% | 61.45% | 0% | 33.48% | 53.37% | 0%
Miscellaneous | SMUD | Office, Small | 99.07% | NA | NA | NA | 99.07% | 0% | 0%
Motors | SMUD | Office, Small | 19.66% | NA | NA | NA | 19.66% | 0% | 0%
Office Equipment | SMUD | Office, Small | 100% | NA | NA | NA | 100% | 0% | 0%
Refrigerated Floor Space | SMUD | Office, Small | 0% | NA | NA | NA | 0% | 0% | 0%
Refrigerators, Commercial | SMUD | Office, Small | 89.38% | NA | NA | NA | 89.38% | 0% | 0%
Refrigerators, Residential | SMUD | Office, Small | 90.13% | NA | NA | NA | 90.13% | 0% | 0%
Ventilation | SMUD | Office, Small | 87.25% | NA | NA | NA | 87.25% | 0% | 0%
Water Heating | SMUD | Office, Small | 93.48% | 46.22% | 51.59% | 2.189% | 43.21% | 48.23% | 2.046%
Air Compressors | SMUD | Ref. Warehouse | 53.46% | NA | NA | NA | 53.46% | 0% | 0%
Cooking, Major | SMUD | Ref. Warehouse | 0.1271% | 33.21% | 66.79% | 0% | 0.04223% | 0.08492% | 0%
Cooking, Minor | SMUD | Ref. Warehouse | 100% | 100% | 0% | 0% | 100% | 0% | 0%
Cooling | SMUD | Ref. Warehouse | 15.2% | 100% | 0% | 0% | 15.2% | 0% | 0%
Exterior Lighting | SMUD | Ref. Warehouse | 100% | NA | NA | NA | 100% | 0% | 0%
Freezers, Commercial | SMUD | Ref. Warehouse | 12.75% | NA | NA | NA | 12.75% | 0% | 0%
Frozen Floor Space | SMUD | Ref. Warehouse | 27.07% | NA | NA | NA | 27.07% | 0% | 0%
Heating | SMUD | Ref. Warehouse | 13.18% | 71.56% | 28.44% | 0% | 9.434% | 3.75% | 0%
Miscellaneous | SMUD | Ref. Warehouse | 100% | NA | NA | NA | 100% | 0% | 0%
Motors | SMUD | Ref. Warehouse | 61.22% | NA | NA | NA | 61.22% | 0% | 0%
Office Equipment | SMUD | Ref. Warehouse | 100% | NA | NA | NA | 100% | 0% | 0%
Refrigerated Floor Space | SMUD | Ref. Warehouse | 32.74% | NA | NA | NA | 32.74% | 0% | 0%
Refrigerators, Commercial | SMUD | Ref. Warehouse | 100% | NA | NA | NA | 100% | 0% | 0%
Refrigerators, Residential | SMUD | Ref. Warehouse | 100% | NA | NA | NA | 100% | 0% | 0%
Ventilation | SMUD | Ref. Warehouse | 34.52% | NA | NA | NA | 34.52% | 0% | 0%
Water Heating | SMUD | Ref. Warehouse | 100% | 59.44% | 40.56% | 0% | 59.44% | 40.56% | 0%
Air Compressors | SMUD | Restaurant | 2.373% | NA | NA | NA | 2.373% | 0% | 0%
Cooking, Major | SMUD | Restaurant | 100% | 29.12% | 66.5% | 4.38% | 29.12% | 66.5% | 4.38%
Cooking, Minor | SMUD | Restaurant | 100% | 99.28% | 0.7216% | 0% | 99.28% | 0.7216% | 0%
Cooling | SMUD | Restaurant | 95.19% | 99.28% | 0% | 0.7229% | 94.5% | 0% | 0.6881%
Exterior Lighting | SMUD | Restaurant | 92.17% | NA | NA | NA | 92.17% | 0% | 0%
Freezers, Commercial | SMUD | Restaurant | 93.55% | NA | NA | NA | 93.55% | 0% | 0%
Frozen Floor Space | SMUD | Restaurant | 1.306% | NA | NA | NA | 1.306% | 0% | 0%
Heating | SMUD | Restaurant | 94.27% | 27.25% | 71.66% | 1.086% | 25.69% | 67.56% | 1.024%
Miscellaneous | SMUD | Restaurant | 100% | NA | NA | NA | 100% | 0% | 0%
Motors | SMUD | Restaurant | 4.284% | NA | NA | NA | 4.284% | 0% | 0%
Office Equipment | SMUD | Restaurant | 100% | NA | NA | NA | 100% | 0% | 0%
Refrigerated Floor Space | SMUD | Restaurant | 1.998% | NA | NA | NA | 1.998% | 0% | 0%
Refrigerators, Commercial | SMUD | Restaurant | 99.25% | NA | NA | NA | 99.25% | 0% | 0%
Refrigerators, Residential | SMUD | Restaurant | 21.9% | NA | NA | NA | 21.9% | 0% | 0%
Ventilation | SMUD | Restaurant | 95.31% | NA | NA | NA | 95.31% | 0% | 0%
Water Heating | SMUD | Restaurant | 100% | 14.81% | 84.29% | 0.8935% | 14.81% | 84.29% | 0.8935%
Air Compressors | SMUD | Retail | 24.44% | NA | NA | NA | 24.44% | 0% | 0%
Cooking, Major | SMUD | Retail | 0.1179% | 80.52% | 19.48% | 0% | 0.09491% | 0.02296% | 0%
Cooking, Minor | SMUD | Retail | 98.1% | 100% | 0% | 0% | 98.1% | 0% | 0%
Cooling | SMUD | Retail | 82.89% | 100% | 0% | 0% | 82.89% | 0% | 0%
Exterior Lighting | SMUD | Retail | 82% | NA | NA | NA | 82% | 0% | 0%
Freezers, Commercial | SMUD | Retail | 7.363% | NA | NA | NA | 7.363% | 0% | 0%
Frozen Floor Space | SMUD | Retail | 0% | NA | NA | NA | 0% | 0% | 0%
Heating | SMUD | Retail | 82.98% | 34.66% | 65.05% | 0.2929% | 28.76% | 53.98% | 0.243%
Miscellaneous | SMUD | Retail | 98.86% | NA | NA | NA | 98.86% | 0% | 0%
Motors | SMUD | Retail | 11.21% | NA | NA | NA | 11.21% | 0% | 0%
Office Equipment | SMUD | Retail | 100% | NA | NA | NA | 100% | 0% | 0%
Refrigerated Floor Space | SMUD | Retail | 0% | NA | NA | NA | 0% | 0% | 0%
Refrigerators, Commercial | SMUD | Retail | 90.86% | NA | NA | NA | 90.86% | 0% | 0%
Refrigerators, Residential | SMUD | Retail | 93.14% | NA | NA | NA | 93.14% | 0% | 0%
Ventilation | SMUD | Retail | 83.46% | NA | NA | NA | 83.46% | 0% | 0%
Water Heating | SMUD | Retail | 88.6% | 50.32% | 49.14% | 0.5347% | 44.58% | 43.54% | 0.4737%
Air Compressors | SMUD | School | 6.16% | NA | NA | NA | 6.16% | 0% | 0%
Cooking, Major | SMUD | School | 5.449% | 47.46% | 52.54% | 0% | 2.586% | 2.863% | 0%
Cooking, Minor | SMUD | School | 100% | 99.48% | 0.5197% | 0% | 99.48% | 0.5197% | 0%
Cooling | SMUD | School | 98.34% | 100% | 0% | 0% | 98.34% | 0% | 0%
Exterior Lighting | SMUD | School | 99.29% | NA | NA | NA | 99.29% | 0% | 0%
Freezers, Commercial | SMUD | School | 55.27% | NA | NA | NA | 55.27% | 0% | 0%
Frozen Floor Space | SMUD | School | 0% | NA | NA | NA | 0% | 0% | 0%
Heating | SMUD | School | 99.01% | 29.41% | 70.59% | 0% | 29.11% | 69.89% | 0%
Miscellaneous | SMUD | School | 100% | NA | NA | NA | 100% | 0% | 0%
Motors | SMUD | School | 11.05% | NA | NA | NA | 11.05% | 0% | 0%
Office Equipment | SMUD | School | 100% | NA | NA | NA | 100% | 0% | 0%
Refrigerated Floor Space | SMUD | School | 0% | NA | NA | NA | 0% | 0% | 0%
Refrigerators, Commercial | SMUD | School | 100% | NA | NA | NA | 100% | 0% | 0%
Refrigerators, Residential | SMUD | School | 100% | NA | NA | NA | 100% | 0% | 0%
Ventilation | SMUD | School | 99.01% | NA | NA | NA | 99.01% | 0% | 0%
Water Heating | SMUD | School | 100% | 20.52% | 79.48% | 0% | 20.52% | 79.48% | 0%
Air Compressors | SMUD | Warehouse | 42.19% | NA | NA | NA | 42.19% | 0% | 0%
Cooking, Major | SMUD | Warehouse | 0% | NA | NA | NA | 0% | 0% | 0%
Cooking, Minor | SMUD | Warehouse | 94.95% | 99.01% | 0.9912% | 0% | 94.01% | 0.9412% | 0%
Cooling | SMUD | Warehouse | 20.04% | 100% | 0% | 0% | 20.04% | 0% | 0%
Exterior Lighting | SMUD | Warehouse | 94.16% | NA | NA | NA | 94.16% | 0% | 0%
Freezers, Commercial | SMUD | Warehouse | 5.59% | NA | NA | NA | 5.59% | 0% | 0%
Frozen Floor Space | SMUD | Warehouse | 0.3283% | NA | NA | NA | 0.3283% | 0% | 0%
Heating | SMUD | Warehouse | 23.48% | 37.61% | 61.36% | 1.022% | 8.832% | 14.41% | 0.24%
Miscellaneous | SMUD | Warehouse | 99.51% | NA | NA | NA | 99.51% | 0% | 0%
Motors | SMUD | Warehouse | 26.89% | NA | NA | NA | 26.89% | 0% | 0%
Office Equipment | SMUD | Warehouse | 100% | NA | NA | NA | 100% | 0% | 0%
Refrigerated Floor Space | SMUD | Warehouse | 0.3056% | NA | NA | NA | 0.3056% | 0% | 0%
Refrigerators, Commercial | SMUD | Warehouse | 91.75% | NA | NA | NA | 91.75% | 0% | 0%
Refrigerators, Residential | SMUD | Warehouse | 91.75% | NA | NA | NA | 91.75% | 0% | 0%
Ventilation | SMUD | Warehouse | 23.96% | NA | NA | NA | 23.96% | 0% | 0%
Water Heating | SMUD | Warehouse | 96.12% | 70.35% | 29.65% | 0% | 67.62% | 28.5% | 0%
Note on H1: The saturations here are the % of total floorspace for each combination of end-use and fuel.
Note on I1: The saturations here are the % of total floorspace for each combination of end-use and fuel.
Note on J1: The saturations here are the % of total floorspace for each combination of end-use and fuel.

## input_figure
Building-type | Planning Area | MWh | Percent of MWh
College | Statewide | 4232605.1778 | 4.525%
Food Stores | Statewide | 8382300.4277 | 8.962%
Health Care | Statewide | 7734278.2552 | 8.269%
Lodging | Statewide | 4270142.6382 | 4.565%
Miscellaneous | Statewide | 15805681.1462 | 16.9%
Office, Large | Statewide | 15658044.9656 | 16.74%
Office, Small | Statewide | 6497929.2972 | 6.947%
Ref. Warehouse | Statewide | 2479184.081 | 2.651%
Restaurant | Statewide | 7781855.8036 | 8.32%
Retail | Statewide | 10071028.7272 | 10.77%
School | Statewide | 4540373.4072 | 4.854%
Warehouse | Statewide | 6078811.4557 | 6.499%
College | PG&E | 1589174.3876 | 4.161%
Food Stores | PG&E | 3075174.3873 | 8.052%
Health Care | PG&E | 2943196.8371 | 7.707%
Lodging | PG&E | 1811886.4798 | 4.744%
Miscellaneous | PG&E | 8342891.8278 | 21.85%
Office, Large | PG&E | 7392329.0417 | 19.36%
Office, Small | PG&E | 2640653.2147 | 6.914%
Ref. Warehouse | PG&E | 1067426.8213 | 2.795%
Restaurant | PG&E | 2644993.3606 | 6.926%
Retail | PG&E | 3156976.8202 | 8.266%
School | PG&E | 1208844.1855 | 3.165%
Warehouse | PG&E | 2317468.07 | 6.068%
College | SCE | 1396728.1538 | 4.293%
Food Stores | SCE | 3315066.3067 | 10.19%
Health Care | SCE | 2910678.5137 | 8.945%
Lodging | SCE | 1329817.5049 | 4.087%
Miscellaneous | SCE | 4321528.1043 | 13.28%
Office, Large | SCE | 3591068.8705 | 11.04%
Office, Small | SCE | 2096215.9394 | 6.442%
Ref. Warehouse | SCE | 987661.9126 | 3.035%
Restaurant | SCE | 3223165.0727 | 9.906%
Retail | SCE | 4310728.1107 | 13.25%
School | SCE | 1873375.6899 | 5.757%
Warehouse | SCE | 3182129.5178 | 9.78%
College | SDG&E | 541563.6681 | 5.624%
Food Stores | SDG&E | 853797.8443 | 8.866%
Health Care | SDG&E | 1109000.9862 | 11.52%
Lodging | SDG&E | 695013.8821 | 7.217%
Miscellaneous | SDG&E | 1133839.6076 | 11.77%
Office, Large | SDG&E | 1811763.2239 | 18.81%
Office, Small | SDG&E | 929441.2445 | 9.652%
Ref. Warehouse | SDG&E | 141596.656 | 1.47%
Restaurant | SDG&E | 749248.7837 | 7.781%
Retail | SDG&E | 1036471.3324 | 10.76%
School | SDG&E | 407552.3623 | 4.232%
Warehouse | SDG&E | 220476.2653 | 2.29%
College | LADWP | 570410.0072 | 6.404%
Food Stores | LADWP | 782166.3814 | 8.782%
Health Care | LADWP | 385218.882 | 4.325%
Lodging | LADWP | 340690.9361 | 3.825%
Miscellaneous | LADWP | 1044118.223 | 11.72%
Office, Large | LADWP | 2193698.8951 | 24.63%
Office, Small | LADWP | 527248.5916 | 5.92%
Ref. Warehouse | LADWP | 197328.3742 | 2.215%
Restaurant | LADWP | 783851.5648 | 8.8%
Retail | LADWP | 1056561.8745 | 11.86%
School | LADWP | 827405.0486 | 9.289%
Warehouse | LADWP | 198202.5649 | 2.225%
College | SMUD | 134728.9611 | 3.158%
Food Stores | SMUD | 356095.508 | 8.347%
Health Care | SMUD | 386183.0362 | 9.052%
Lodging | SMUD | 92733.8353 | 2.174%
Miscellaneous | SMUD | 963303.3834 | 22.58%
Office, Large | SMUD | 669184.9345 | 15.69%
Office, Small | SMUD | 304370.3071 | 7.134%
Ref. Warehouse | SMUD | 85170.3168 | 1.996%
Restaurant | SMUD | 380597.0218 | 8.921%
Retail | SMUD | 510290.5895 | 11.96%
School | SMUD | 223196.121 | 5.231%
Warehouse | SMUD | 160535.0377 | 3.763%

## input_figure_gas
Building-type | Planning Area | Therms | Percent of Therms
College | Statewide | 191468382.2649 | 8.509%
Food Stores | Statewide | 131225728.1254 | 5.831%
Health Care | Statewide | 266053841.5233 | 11.82%
Lodging | Statewide | 150520295.5157 | 6.689%
Miscellaneous | Statewide | 521248747.997 | 23.16%
Office, Large | Statewide | 224051255.5844 | 9.956%
Office, Small | Statewide | 134268858.3189 | 5.967%
Ref. Warehouse | Statewide | 4882188.1598 | 0.217%
Restaurant | Statewide | 437560505.634 | 19.44%
Retail | Statewide | 74011835.683 | 3.289%
School | Statewide | 68152446.2428 | 3.029%
Warehouse | Statewide | 46871192.325 | 2.083%
College | PG&E | 55206606.8128 | 6.954%
Food Stores | PG&E | 38348865.4779 | 4.831%
Health Care | PG&E | 82255176.7134 | 10.36%
Lodging | PG&E | 59033150.6939 | 7.437%
Miscellaneous | PG&E | 210028088.7706 | 26.46%
Office, Large | PG&E | 87396675.5721 | 11.01%
Office, Small | PG&E | 61200233.1457 | 7.71%
Ref. Warehouse | PG&E | 2479062.3727 | 0.3123%
Restaurant | PG&E | 124667332.3488 | 15.7%
Retail | PG&E | 35187846.2328 | 4.433%
School | PG&E | 20264169.7329 | 2.553%
Warehouse | PG&E | 17760566.2743 | 2.237%
College | SCE | 33435192.7869 | 3.911%
Food Stores | SCE | 68118914.4949 | 7.968%
Health Care | SCE | 134267008.9349 | 15.7%
Lodging | SCE | 59502117.2776 | 6.96%
Miscellaneous | SCE | 187491942.6697 | 21.93%
Office, Large | SCE | 52016792.9462 | 6.084%
Office, Small | SCE | 29171413.4963 | 3.412%
Ref. Warehouse | SCE | 1914147.0772 | 0.2239%
Restaurant | SCE | 203991194.9728 | 23.86%
Retail | SCE | 25655002.2817 | 3.001%
School | SCE | 33078046.1213 | 3.869%
Warehouse | SCE | 26293895.5548 | 3.076%
College | SDG&E | 23613148.3358 | 9.341%
Food Stores | SDG&E | 13047814.7358 | 5.161%
Health Care | SDG&E | 22996640.8079 | 9.097%
Lodging | SDG&E | 18214768.0551 | 7.205%
Miscellaneous | SDG&E | 65271135.8793 | 25.82%
Office, Large | SDG&E | 38996022.0774 | 15.43%
Office, Small | SDG&E | 20313733.4507 | 8.036%
Ref. Warehouse | SDG&E | 301385.8455 | 0.1192%
Restaurant | SDG&E | 41706292.754 | 16.5%
Retail | SDG&E | 3203544.188 | 1.267%
School | SDG&E | 3900742.1773 | 1.543%
Warehouse | SDG&E | 1232247.5484 | 0.4874%
College | LADWP | 76364379.6642 | 29.45%
Food Stores | LADWP | 7396958.3455 | 2.853%
Health Care | LADWP | 20408057.9333 | 7.871%
Lodging | LADWP | 11896242.6567 | 4.588%
Miscellaneous | LADWP | 38511894.5547 | 14.85%
Office, Large | LADWP | 30368159.6931 | 11.71%
Office, Small | LADWP | 12708866.1271 | 4.902%
Ref. Warehouse | LADWP | 64988.6312 | 0.02507%
Restaurant | LADWP | 48209822.1628 | 18.59%
Retail | LADWP | 4661634.5325 | 1.798%
School | LADWP | 7646441.544 | 2.949%
Warehouse | LADWP | 1033511.9996 | 0.3986%
College | SMUD | 2849054.6652 | 3.184%
Food Stores | SMUD | 4313175.0712 | 4.82%
Health Care | SMUD | 6126957.1337 | 6.847%
Lodging | SMUD | 1874016.8323 | 2.094%
Miscellaneous | SMUD | 19945686.1227 | 22.29%
Office, Large | SMUD | 15273605.2956 | 17.07%
Office, Small | SMUD | 10874612.0991 | 12.15%
Ref. Warehouse | SMUD | 122604.2332 | 0.137%
Restaurant | SMUD | 18985863.3957 | 21.22%
Retail | SMUD | 5303808.448 | 5.927%
School | SMUD | 3263046.6673 | 3.647%
Warehouse | SMUD | 550970.9478 | 0.6157%

## input_wholebuilding
Building-type | Planning Area | Floorspace (ksqft) | Electirc Energy Intensity (kWh/sqft) | Electricity Usage (GWh)
College | Statewide | 363540.7079 | 11.6427 | 4232.6052
Food Stores | Statewide | 228538.2201 | 36.6779 | 8382.3004
Health Care | Statewide | 453907.7712 | 17.0393 | 7734.2783
Lodging | Statewide | 446063.0732 | 9.573 | 4270.1426
Miscellaneous | Statewide | 1611645.4441 | 9.8072 | 15805.6811
Office, Large | Statewide | 1249932.2086 | 12.5271 | 15658.045
Office, Small | Statewide | 729220.6429 | 8.9108 | 6497.9293
Ref. Warehouse | Statewide | 137702.4202 | 18.0039 | 2479.1841
Restaurant | Statewide | 211662.8661 | 36.7653 | 7781.8558
Retail | Statewide | 1065141.6046 | 9.4551 | 10071.0287
School | Statewide | 648977.0724 | 6.9962 | 4540.3734
Warehouse | Statewide | 1184230.168 | 5.1331 | 6078.8115
All Commercial | Statewide | 8330562.1992 | 11.2276 | 93532.2354
All Office | Statewide | 1979152.8515 | 11.1947 | 22155.9743
All Warehouse | Statewide | 1321932.5881 | 6.4739 | 8557.9955
College | PG&E | 117737.411 | 13.4976 | 1589.1744
Food Stores | PG&E | 79854.0532 | 38.5099 | 3075.1744
Health Care | PG&E | 176672.1645 | 16.6591 | 2943.1968
Lodging | PG&E | 195565.7635 | 9.2648 | 1811.8865
Miscellaneous | PG&E | 746552.6986 | 11.1752 | 8342.8918
Office, Large | PG&E | 527219.7723 | 14.0213 | 7392.329
Office, Small | PG&E | 285963.4864 | 9.2342 | 2640.6532
Ref. Warehouse | PG&E | 51215.2053 | 20.842 | 1067.4268
Restaurant | PG&E | 70071.508 | 37.7471 | 2644.9934
Retail | PG&E | 313137.3206 | 10.0818 | 3156.9768
School | PG&E | 175130.4186 | 6.9025 | 1208.8442
Warehouse | PG&E | 310538.0931 | 7.4627 | 2317.4681
All Commercial | PG&E | 3049657.8951 | 12.523 | 38191.0154
All Office | PG&E | 813183.2587 | 12.3379 | 10032.9823
All Warehouse | PG&E | 361753.2984 | 9.3569 | 3384.8949
College | SCE | 147194.8872 | 9.489 | 1396.7282
Food Stores | SCE | 95009.0746 | 34.8921 | 3315.0663
Health Care | SCE | 165733.6581 | 17.5624 | 2910.6785
Lodging | SCE | 148727.7236 | 8.9413 | 1329.8175
Miscellaneous | SCE | 515637.8371 | 8.3809 | 4321.5281
Office, Large | SCE | 352516.523 | 10.187 | 3591.0689
Office, Small | SCE | 273302.6792 | 7.6699 | 2096.2159
Ref. Warehouse | SCE | 66050.4914 | 14.9531 | 987.6619
Restaurant | SCE | 90692.6082 | 35.5394 | 3223.1651
Retail | SCE | 497662.7167 | 8.6619 | 4310.7281
School | SCE | 305903.8473 | 6.1241 | 1873.3757
Warehouse | SCE | 768862.9099 | 4.1387 | 3182.1295
All Commercial | SCE | 3427294.9564 | 9.4938 | 32538.1637
All Office | SCE | 625819.2022 | 9.0877 | 5687.2848
All Warehouse | SCE | 834913.4013 | 4.9943 | 4169.7914
College | SDG&E | 47530.9637 | 11.3939 | 541.5637
Food Stores | SDG&E | 21647.8317 | 39.4403 | 853.7978
Health Care | SDG&E | 50557.5025 | 21.9354 | 1109.001
Lodging | SDG&E | 59444.3176 | 11.6918 | 695.0139
Miscellaneous | SDG&E | 168390.1777 | 6.7334 | 1133.8396
Office, Large | SDG&E | 122134.7404 | 14.8341 | 1811.7632
Office, Small | SDG&E | 87567.1322 | 10.614 | 929.4412
Ref. Warehouse | SDG&E | 4323.2016 | 32.7527 | 141.5967
Restaurant | SDG&E | 18269.7908 | 41.0103 | 749.2488
Retail | SDG&E | 101055.3166 | 10.2565 | 1036.4713
School | SDG&E | 55964.4234 | 7.2823 | 407.5524
Warehouse | SDG&E | 34740.648 | 6.3463 | 220.4763
All Commercial | SDG&E | 771626.0462 | 12.4798 | 9629.7659
All Office | SDG&E | 209701.8727 | 13.0719 | 2741.2045
All Warehouse | SDG&E | 39063.8495 | 9.2687 | 362.0729
College | LADWP | 38888.1508 | 14.668 | 570.41
Food Stores | LADWP | 22271.9189 | 35.1189 | 782.1664
Health Care | LADWP | 40043.1924 | 9.6201 | 385.2189
Lodging | LADWP | 34136.1778 | 9.9803 | 340.6909
Miscellaneous | LADWP | 124486.9597 | 8.3874 | 1044.1182
Office, Large | LADWP | 203859.7698 | 10.7608 | 2193.6989
Office, Small | LADWP | 53287.0208 | 9.8945 | 527.2486
Ref. Warehouse | LADWP | 12628.6074 | 15.6255 | 197.3284
Restaurant | LADWP | 23625.7396 | 33.1779 | 783.8516
Retail | LADWP | 104376.2161 | 10.1226 | 1056.5619
School | LADWP | 85909.7487 | 9.6311 | 827.405
Warehouse | LADWP | 44290.3847 | 4.4751 | 198.2026
All Commercial | LADWP | 787803.8867 | 11.306 | 8906.9013
All Office | LADWP | 257146.7906 | 10.5813 | 2720.9475
All Warehouse | LADWP | 56918.9921 | 6.949 | 395.5309
College | SMUD | 12189.2951 | 11.0531 | 134.729
Food Stores | SMUD | 9755.3416 | 36.5026 | 356.0955
Health Care | SMUD | 20901.2538 | 18.4765 | 386.183
Lodging | SMUD | 8189.0907 | 11.3241 | 92.7338
Miscellaneous | SMUD | 56577.7709 | 17.0262 | 963.3034
Office, Large | SMUD | 44201.4032 | 15.1395 | 669.1849
Office, Small | SMUD | 29100.3243 | 10.4593 | 304.3703
Ref. Warehouse | SMUD | 3484.9146 | 24.4397 | 85.1703
Restaurant | SMUD | 9003.2196 | 42.2734 | 380.597
Retail | SMUD | 48910.0345 | 10.4332 | 510.2906
School | SMUD | 26068.6344 | 8.5619 | 223.1961
Warehouse | SMUD | 25798.1323 | 6.2227 | 160.535
All Commercial | SMUD | 294179.4148 | 14.5027 | 4266.3891
All Office | SMUD | 73301.7274 | 13.2815 | 973.5552
All Warehouse | SMUD | 29283.0469 | 8.3907 | 245.7054

## input_wholebuilding_gas
Building-type | Planning Area | Floorspace (ksqft) | Gas Energy Intensity (kBTU/sqft) | Gas Usage (Therms)
College | Statewide | 340848.0552 | 56.1741 | 191468382.2649
Food Stores | Statewide | 228538.2201 | 57.4196 | 131225728.1254
Health Care | Statewide | 430830.2521 | 61.7538 | 266053841.5233
Lodging | Statewide | 443933.0771 | 33.9061 | 150520295.5157
Miscellaneous | Statewide | 1595231.7411 | 32.6754 | 521248747.997
Office, Large | Statewide | 1243531.4953 | 18.0173 | 224051255.5844
Office, Small | Statewide | 729220.6429 | 18.4127 | 134268858.3189
Ref. Warehouse | Statewide | 137043.6614 | 3.5625 | 4882188.1598
Restaurant | Statewide | 211662.8661 | 206.7252 | 437560505.634
Retail | Statewide | 1038308.3782 | 7.1281 | 74011835.683
School | Statewide | 648977.0724 | 10.5015 | 68152446.2428
Warehouse | Statewide | 1142341.7687 | 4.1031 | 46871192.325
All Commercial | Statewide | 8190467.2305 | 27.4748 | 225031527.7374
All Office | Statewide | 1972752.1382 | 18.1635 | 35832011.3903
All Warehouse | Statewide | 1279385.4301 | 4.0452 | 5175338.0485
College | PG&E | 111198.5903 | 49.6469 | 55206606.8128
Food Stores | PG&E | 79854.0532 | 48.0237 | 38348865.4779
Health Care | PG&E | 170864.49 | 48.1406 | 82255176.7134
Lodging | PG&E | 193435.7674 | 30.5182 | 59033150.6939
Miscellaneous | PG&E | 737534.5837 | 28.477 | 210028088.7706
Office, Large | PG&E | 524442.2586 | 16.6647 | 87396675.5721
Office, Small | PG&E | 285963.4864 | 21.4014 | 61200233.1457
Ref. Warehouse | PG&E | 50675.3963 | 4.892 | 2479062.3727
Restaurant | PG&E | 70071.508 | 177.9144 | 124667332.3488
Retail | PG&E | 313137.3206 | 11.2372 | 35187846.2328
School | PG&E | 175130.4186 | 11.5709 | 20264169.7329
Warehouse | PG&E | 299301.5077 | 5.934 | 17760566.2743
All Commercial | PG&E | 3011609.3809 | 26.3589 | 79382777.4148
All Office | PG&E | 810405.7451 | 18.3361 | 14859690.8718
All Warehouse | PG&E | 349976.904 | 5.7831 | 2023962.8647
College | SCE | 135911.4843 | 24.6007 | 33435192.7869
Food Stores | SCE | 95009.0746 | 71.6973 | 68118914.4949
Health Care | SCE | 161064.4036 | 83.3623 | 134267008.9349
Lodging | SCE | 148727.7236 | 40.0074 | 59502117.2776
Miscellaneous | SCE | 510708.7288 | 36.7121 | 187491942.6697
Office, Large | SCE | 350508.1096 | 14.8404 | 52016792.9462
Office, Small | SCE | 273302.6792 | 10.6737 | 29171413.4963
Ref. Warehouse | SCE | 66050.4914 | 2.898 | 1914147.0772
Restaurant | SCE | 90692.6082 | 224.9259 | 203991194.9728
Retail | SCE | 478343.9748 | 5.3633 | 25655002.2817
School | SCE | 305903.8473 | 10.8132 | 33078046.1213
Warehouse | SCE | 738738.8431 | 3.5593 | 26293895.5548
All Commercial | SCE | 3354961.9685 | 25.4827 | 85493566.8614
All Office | SCE | 623810.7888 | 13.0149 | 8118820.6443
All Warehouse | SCE | 804789.3345 | 3.505 | 2820804.2632
College | SDG&E | 43068.7301 | 54.8267 | 23613148.3358
Food Stores | SDG&E | 21647.8317 | 60.2731 | 13047814.7358
Health Care | SDG&E | 47376.181 | 48.5405 | 22996640.8079
Lodging | SDG&E | 59444.3176 | 30.6417 | 18214768.0551
Miscellaneous | SDG&E | 165923.6979 | 39.338 | 65271135.8793
Office, Large | SDG&E | 120519.9541 | 32.3565 | 38996022.0774
Office, Small | SDG&E | 87567.1322 | 23.1979 | 20313733.4507
Ref. Warehouse | SDG&E | 4238.5371 | 7.1106 | 301385.8455
Restaurant | SDG&E | 18269.7908 | 228.2801 | 41706292.754
Retail | SDG&E | 93540.832 | 3.4248 | 3203544.188
School | SDG&E | 55964.4234 | 6.97 | 3900742.1773
Warehouse | SDG&E | 34740.648 | 3.547 | 1232247.5484
All Commercial | SDG&E | 752302.076 | 33.6032 | 25279747.5855
All Office | SDG&E | 208087.0863 | 28.5024 | 5930975.5528
All Warehouse | SDG&E | 38979.1851 | 3.9345 | 153363.3394
College | LADWP | 38479.9555 | 198.4524 | 76364379.6642
Food Stores | LADWP | 22271.9189 | 33.212 | 7396958.3455
Health Care | LADWP | 30623.9237 | 66.6409 | 20408057.9333
Lodging | LADWP | 34136.1778 | 34.8494 | 11896242.6567
Miscellaneous | LADWP | 124486.9597 | 30.9365 | 38511894.5547
Office, Large | LADWP | 203859.7698 | 14.8966 | 30368159.6931
Office, Small | LADWP | 53287.0208 | 23.8498 | 12708866.1271
Ref. Warehouse | LADWP | 12594.3221 | 0.51602 | 64988.6312
Restaurant | LADWP | 23625.7396 | 204.0564 | 48209822.1628
Retail | LADWP | 104376.2161 | 4.4662 | 4661634.5325
School | LADWP | 85909.7487 | 8.9006 | 7646441.544
Warehouse | LADWP | 43762.6376 | 2.3616 | 1033511.9996
All Commercial | LADWP | 777414.3903 | 33.3504 | 25927095.7845
All Office | LADWP | 257146.7906 | 16.7519 | 4307702.582
All Warehouse | LADWP | 56356.9596 | 1.9492 | 109850.0631
College | SMUD | 12189.2951 | 23.3734 | 2849054.6652
Food Stores | SMUD | 9755.3416 | 44.2135 | 4313175.0712
Health Care | SMUD | 20901.2538 | 29.3138 | 6126957.1337
Lodging | SMUD | 8189.0907 | 22.8843 | 1874016.8323
Miscellaneous | SMUD | 56577.7709 | 35.2536 | 19945686.1227
Office, Large | SMUD | 44201.4032 | 34.5546 | 15273605.2956
Office, Small | SMUD | 29100.3243 | 37.3694 | 10874612.0991
Ref. Warehouse | SMUD | 3484.9146 | 3.5181 | 122604.2332
Restaurant | SMUD | 9003.2196 | 210.8786 | 18985863.3957
Retail | SMUD | 48910.0345 | 10.844 | 5303808.448
School | SMUD | 26068.6344 | 12.5171 | 3263046.6673
Warehouse | SMUD | 25798.1323 | 2.1357 | 550970.9478
All Commercial | SMUD | 294179.4148 | 30.418 | 8948340.0912
All Office | SMUD | 73301.7274 | 35.672 | 2614821.7395
All Warehouse | SMUD | 29283.0469 | 2.3002 | 67357.5181