## Update (hidden)
Select Base Year | 2017
Enter date of the last run in format mm-dd | 08-07
This is the output directory | L:\P\1626\b a k\CEUS\Report\Report Tables\Outputs\
Update Data

## Status (hidden)
91.46%
23621
Section | Have Read | Tables Updated | Notes | Status
EXECUTIVE SUMMARY |  |  |  | 100%
Introduction | 1 | 1 |  | 100% | Initial Surveys Completed | 24220 |  | 24220
Overview | 1 | 1 | footnote says chapter 6 discusses site accounting - also need to update future research topics or remove | 100% | Consolidation Survey-sites | 23556 |  | 22957 | surveys
Background | 1 | 1 |  | 100% | Remove Non-Commercial Sites | 23251 | 2.742% | 664 | combined sites
Project Objectives | 1 | 1 |  | 100% | Remove Unusable Pretest Sites and Sites that Failed Quality Control | 23031 | 1.259% | 305 | 212 from Make working data set (notok.xlsx) and 74 from QC.R (noncommercials.csv), and 23 from frame/ag remap noncommercial(memory or official frame file) - 18 were 115x NAICS codes which were part of frame but CEC decided to remove at the end of the survey, based on survey results. Nearly half were cellular phone stores that, upon review, had the main source of revenue from celling plans rather than cell phones or accessories, thus were deemed to be TCU, the other half are sites that have legitimate commercial and manufacturing activities on site. In these cases, the manufacturing process took most of site energy so the sites were deemed manufacturing. Oh, the 1 is the wastewater plant in SMUD that was accidentally marked commercial.
Summary of the Project Scope and Methods | 1 | 1 | check that final count is over 24000 | 100% | Remove Online Surveys that Fail Quality Control | 22957 | 0.4624% | 112 | online surveys that didn't pass QC
Survey Design | 1 | 1 |  | 100% | Final Survey Count | 22957 | 0.3675% | 89 | pretest sites that could not be used in final sample | 69 form Rosy's review and 3 sites dropped from Sasha in QC.R, 2 with final qc score under 85 in make working dataset
Collection of Survey Data | 1 | 1 |  | 100% |  |  | 0.3055% | 74 | fail quality control and cannot be remediated
Analysis of Segment-Level End-Use Energy Consumption | 1 | 1 |  | 100% |  |  | 0.07845% | 19 | could not complete entire survey and customer was not available to follow-up to complete survey (notoks.xlsx in make working dataset)
Overview of Statewide Energy Usage | 1 | 1 |  | 100%
Definitions | 1 | 1 |  | 100% |  |  |  | 212 | 74 | 286 | 0.011808
Results | 1 | 1 |  | 100%
Recommendations | 1 | 1 |  | 75%
Lessons Learned | 1 | 1 |  | 50% |  |  |  | 609 | total completed online surveys
Recommendations for Additional Commercial Sector Research | 1 | 1 |  | 25% |  |  |  | 497 | total usable
CHAPTER 1: Introduction |  |  |  | 100% |  |  |  | 112 | online surveys that didn't pass QC
Overview | 1 | 1 |  | 100% |  |  |  | 0.18391
Background | 1 | 1 |  | 100%
Project Objectives | 1 | 1 |  | 100%
Summary of Study | 1 | 1 |  | 100%
Survey Design | 1 | 1 |  | 100%
Sample Design | 1 | 1 |  | 100%
Survey Implementation | 1 | 1 |  | 100%
On-Site Data Collection | 1 | 1 |  | 100%
Data Validation | 1 | 1 |  | 100%
Survey Data Analysis | 1 | 1 |  | 100%
Sector-Level Results | 1 | 1 |  | 100%
Report Organization | 1 | 1 |  | 100%
CEUS Report Structure | 1 | 1 |  | 100%
CEUS Report Appendices | 1 | 1 |  | 100%
Affiliated Reports | 1 | 1 |  | 100%
CHAPTER 2: Sample Design |  |  |  | 100%
Introduction | 1 | 1 |  | 100%
Sampling Unit | 1 | 1 |  | 100%
Sample Frame for the Survey | 1 | 1 |  | 100%
Geographical Areas Covered by CEUS | 1 | 1 |  | 100%
Geographical Strata in Energy Commission Forecast Model | 1 | 1 |  | 100%
Building-types in Energy Commission Forecast Model | 1 | 1 |  | 100%
Vintages in Energy Commission Forecast Model | 1 | 1 |  | 100%
Sample Frame Stratification | 1 | 1 |  | 100%
Considerations for Sample Frame Stratification | 1 | 1 |  | 100%
Stratification Design | 1 | 1 |  | 100%
Alternative Stratifications Considered | 1 | 1 |  | 100%
Overall Sample Size | 1 | 1 |  | 100%
Sample Point Allocation | 1 | 1 |  | 100%
Post-Stratification Considerations | 1 | 1 |  | 100%
Sample Execution Considerations | 1 | 1 |  | 100%
Allocation Methodology | 1 | 1 |  | 100%
Sampling Algorithm | 1 | 1 |  | 100%
Allocation Among Utilities | 1 | 1 |  | 100%
Sample Allocation | 1 | 1 |  | 100%
Expansion Methodology and Post-Stratification | 1 | 1 |  | 100%
Sample Modifications in Response to Pandemic-Induces Stresses | 1 | 1 |  | 100%
CHAPTER 3: Survey Design and Implementation |  |  |  | 100%
Overview | 1 | 1 |  | 100%
Survey Instrument Design | 1 | 1 |  | 100%
Contact Information | 1 | 1 |  | 100%
Interview | 1 | 1 |  | 100%
Utility Meters | 1 | 1 |  | 100%
Other Energy / Service Accounts | 1 | 1 |  | 100%
Partition Drawing | 1 | 1 |  | 100%
Square Footage | 1 | 1 |  | 100%
End-Use by Whole Survey-Site | 1 | 1 |  | 100%
Photos and Notes | 1 | 1 |  | 100%
Submitting the Survey | 1 | 1 |  | 100%
Operations | 1 | 1 |  | 100%
Utility Engagement | 1 | 1 |  | 100%
Customer Recruitment Methodology | 1 | 1 |  | 100%
Integration with Sample Frame | 1 | 1 |  | 100%
Integration with Operations | 1 | 1 |  | 100%
Training | 1 | 1 |  | 100%
Field Staff Training | 1 | 1 |  | 100%
Call Center Training | 1 | 1 |  | 100%
The Pretest | 1 | 1 |  | 100%
Pretest Results | 1 | 1 |  | 100%
Tracking and Improvement Group | 1 | 1 |  | 100%
Survey Data Validation | 1 | 1 |  | 100%
CHAPTER 4: Electric and Natural Gas Consumption Data |  |  |  | 100%
Overview | 1 | 1 |  | 100%
Initial Assignment of Electric Consumption Data to Survey-Sites | 1 | 1 |  | 100%
Meter Reconciliation | 1 | 1 |  | 100%
Assignment of Gas Consumption Data to Survey Sites | 1 | 1 |  | 100%
Interval Meter Data Request | 1 | 1 |  | 100%
Weather Normalization | 1 | 1 |  | 100%
CHAPTER 5: Analysis of Commercial Data - Key Concepts |  |  |  | 100%
Overview | 1 | 1 |  | 100%
Definitions and Concepts | 1 | 1 |  | 100%
Expansion Weights | 1 | 1 |  | 100%
Building-Type | 1 | 1 |  | 100%
Forecast Zone | 1 | 1 |  | 100%
Total Floor Stock | 1 | 1 |  | 100%
Annual Energy Intensity | 1 | 1 |  | 100%
Annual Energy Consumption | 1 | 1 |  | 100%
End-Uses | 1 | 1 |  | 100%
End-Use Saturation and Penetration at the Survey-Site Level | 1 | 1 |  | 100%
End-Use Saturation and Penetration at Aggregated Levels | 1 | 1 |  | 100%
Fuel Shares | 1 | 1 |  | 100%
CHAPTER 6: Results |  |  |  | 100%
Introduction | 1 | 1 |  | 100%
Statewide Floor Stock and Electric Energy Usage | 1 | 1 |  | 100%
PG&E Floor Stock and Electric Energy Usage | 1 | 1 |  | 100%
SCE Floor Stock and Electric Energy Usage | 1 | 1 |  | 100%
SDG&E Floor Stock and Electric Energy Usage | 1 | 1 |  | 100%
LADWP Floor Stock and Electric Energy Usage | 1 | 1 |  | 100%
SMUD Floor Stock and Electric Energy Usage | 1 | 1 |  | 100%
Final Survey Count and Statistical Precision | 1 | 1 |  | 100%
Consolidating Survey-Sites | 1 | 1 |  | 100%
Noncommercial Survey-Sites | 1 | 1 |  | 100%
On-Site or Remote Surveys that Failed Quality Control | 1 | 1 |  | 100%
Online Surveys thar Failed Quality Control | 1 | 1 |  | 100%
Final Survey Count and Achieved Precision | 1 | 1 |  | 100%
Building-Type and End-Use Level Results | 1 | 1 |  | 100%
CHAPTER 7: Summary and Recommendations |  |  |  | 100%
Summary of Project Scope and Methods | 1 | 1 |  | 100%
Survey Design |  |  |  | 0%
Collection of On-Site Survey Data |  |  |  | 0%
Mining the 2018-2022 CEUS Dataset |  |  |  | 0%
Recommendations |  |  |  | 0%
Lessons Learned |  |  |  | 0%
Recommendations for Additional Research |  |  |  | 0%
CEUS APPENDICES |  |  |  | 0%
REFERENCES |  |  |  | 0%
ACRONYMS |  |  |  | 0%

## 2017 and 2022 Electric Usage2 (hidden)
| site_building_type_by_NAICS_1 | Ratio 2022 to 2017 | Official.GWh.2017 | Official.GWh.2022
2 | Restaurant | 0.67577 | 7995.4949 | 5403.1383
12 | Lodging | 0.70178 | 4137.721 | 2903.7903
4 | Retail | 0.72347 | 10406.285 | 7528.6257
3 | Miscellaneous | 0.76812 | 11529.1889 | 8855.8515
6 | Food Stores | 0.78825 | 8185.9331 | 6452.5874
8 | Health Care | 0.88021 | 6784.4183 | 5971.7423
7 | College | 0.88722 | 3227.8429 | 2863.8206
9 | School | 0.95089 | 4007.1676 | 3810.3918
10 | Office, Large | 0.95794 | 14675.3287 | 14058.1344
1 | Office, Small | 0.95794 | 6522.5608 | 6248.2441
11 | Ref. Warehouse | 0.99757 | 2000.0882 | 1995.2201
5 | Warehouse | 1.165 | 4938.8946 | 5753.648

## percent_surveyed_by_bldg_zone (hidden)
| site_forecast_zone_1 | site_building_type_by_NAICS_1 | Percent Surveyed | Surveyed_GWh | Total_GWh | Zone | NAICS-Classified GWh in Participating Utilities | Total GWh
1 | 13 | Office, Small | 0.99929 | 332.9938 | 333.2314 | 1 | 14510.7298 | 19436.9814 | 74.66%
2 | 13 | Restaurant | 0.99929 | 312.3273 | 312.5502 | 2 | 2246.4025 | 2418.3323 | 92.89%
3 | 13 | Miscellaneous | 0.99929 | 842.3465 | 842.9477 | 3 | 912.053 | 1022.6475 | 89.19%
4 | 13 | Retail | 0.99929 | 403.201 | 403.4887 | 4 | 5042.8984 | 8098.4077 | 62.27%
5 | 13 | Warehouse | 0.99929 | 140.7577 | 140.8581 | 5 | 5964.9839 | 6095.4612 | 97.86%
6 | 13 | Food Stores | 0.99929 | 321.5402 | 321.7697 | 6 | 2202.5579 | 2310.8104 | 95.32%
7 | 13 | College | 0.99929 | 77.3955 | 77.4507 | 7 | 14045.0782 | 17505.9914 | 80.23%
8 | 13 | Health Care | 0.99929 | 357.8574 | 358.1128 | 8 | 1725.5706 | 1909.3712 | 90.37%
9 | 13 | School | 0.99929 | 183.5861 | 183.7172 | 9 | 1160.9548 | 1295.8373 | 89.59%
10 | 4 | Retail | 0.93689 | 449.3783 | 479.6499 | 10 | 4287.0729 | 5234.9949 | 81.89%
11 | 13 | Office, Large | 0.99929 | 728.5893 | 729.1093 | 11 | 2491.9687 | 3938.9194 | 63.27%
12 | 7 | Restaurant | 0.84938 | 1231.5139 | 1449.8984 | 12c | 5903.6832 | 6057.3468 | 97.46%
13 | 13 | Refrigerated Warehouse | 0.99929 | 89.7761 | 89.8402 | 12i | 2301.6618 | 2361.5704 | 97.46%
14 | 13 | Lodging | 0.99929 | 72.8146 | 72.8666 | 16 | 4057.3295 | 5862.9753 | 69.2%
15 | 12c | College | 0.97463 | 303.6871 | 311.5916 | 17 | 1129.0637 | 1626.5936 | 69.41%
16 | 12i | Office, Large | 0.97463 | 258.8159 | 265.5524 |  | 67982.0089 | 85176.241 | 79.81%
17 | 12i | Lodging | 0.97463 | 147.254 | 151.0868 |  |  | 1.2529
18 | 12c | Office, Large | 0.97463 | 1544.444 | 1584.6435
19 | 12c | Lodging | 0.97463 | 349.0616 | 358.1472
20 | 12c | Health Care | 0.97463 | 500.2108 | 513.2305
21 | 12i | Health Care | 0.97463 | 405.0197 | 415.5617
22 | 12i | College | 0.97463 | 75.8086 | 77.7817
23 | 12c | Miscellaneous | 0.97463 | 600.0577 | 615.6763
24 | 12i | Refrigerated Warehouse | 0.97463 | 27.1929 | 27.9006
25 | 12i | Miscellaneous | 0.97463 | 242.4006 | 248.7099
26 | 12c | Refrigerated Warehouse | 0.97463 | 117.1939 | 120.2442
27 | 12i | School | 0.97463 | 187.0982 | 191.9681
28 | 12i | Retail | 0.97463 | 300.427 | 308.2466
29 | 12c | Food Stores | 0.97463 | 487.412 | 500.0986
30 | 12c | Retail | 0.97463 | 466.5164 | 478.6591
31 | 12c | Office, Small | 0.97463 | 771.6801 | 791.7657
32 | 12i | Food Stores | 0.97463 | 214.5328 | 220.1167
33 | 12c | Warehouse | 0.97463 | 188.0037 | 192.8972
34 | 12c | School | 0.97463 | 198.3206 | 203.4826
35 | 12i | Warehouse | 0.97463 | 41.3844 | 42.4615
36 | 12c | Restaurant | 0.97463 | 377.0953 | 386.9105
37 | 12i | Restaurant | 0.97463 | 171.7102 | 176.1796
38 | 12i | Office, Small | 0.97463 | 230.0176 | 236.0046
39 | 7 | Miscellaneous | 0.74959 | 1407.4337 | 1877.6139
40 | 8 | College | 0.90374 | 181.9832 | 201.3672
41 | 7 | Health Care | 0.83845 | 1241.0318 | 1480.156
42 | 7 | College | 0.8591 | 543.5624 | 632.7104
43 | 10 | Health Care | 0.75052 | 472.0641 | 628.9807
44 | 7 | Office, Large | 0.82227 | 2944.3415 | 3580.748
45 | 10 | Lodging | 0.83775 | 165.6048 | 197.6789
46 | 11 | Health Care | 0.65582 | 221.4515 | 337.6688
47 | 10 | College | 0.82925 | 72.8708 | 87.8757
48 | 8 | Health Care | 0.90374 | 128.7865 | 142.5043
49 | 11 | Lodging | 0.80169 | 91.9246 | 114.6637
50 | 8 | Office, Large | 0.90374 | 378.9839 | 419.3517
51 | 10 | Warehouse | 0.83368 | 1006.7676 | 1207.6217
52 | 7 | Lodging | 0.75148 | 421.9092 | 561.4406
53 | 9 | Health Care | 0.89591 | 110.1296 | 122.9247
54 | 11 | Warehouse | 0.52653 | 229.8401 | 436.5189
55 | 10 | Retail | 0.82681 | 664.4668 | 803.6512
56 | 7 | Retail | 0.83537 | 1502.9474 | 1799.1426
57 | 11 | Refrigerated Warehouse | 0.73638 | 77.8655 | 105.7403
58 | 7 | Warehouse | 0.76042 | 827.217 | 1087.8485
59 | 9 | Miscellaneous | 0.89591 | 199.507 | 222.6862
60 | 9 | Warehouse | 0.89591 | 83.8951 | 93.6423
61 | 9 | College | 0.89591 | 29.9021 | 33.3762
62 | 7 | Refrigerated Warehouse | 0.42546 | 270.3455 | 635.4203
63 | 10 | Miscellaneous | 0.82516 | 316.5668 | 383.6439
64 | 9 | Retail | 0.89591 | 186.7209 | 208.4145
65 | 11 | School | 0.72078 | 223.5993 | 310.2169
66 | 7 | Office, Small | 0.82227 | 1501.1635 | 1825.6333
67 | 10 | Food Stores | 0.82186 | 378.9339 | 461.0711
68 | 8 | Refrigerated Warehouse | 0.90374 | 32.669 | 36.1488
69 | 11 | College | 0.15238 | 32.1266 | 210.8323
70 | 8 | Miscellaneous | 0.90374 | 142.8634 | 158.0806
71 | 7 | Food Stores | 0.84322 | 1324.5016 | 1570.7694
72 | 11 | Miscellaneous | 0.77174 | 390.3109 | 505.754
73 | 10 | Office, Large | 0.83503 | 298.377 | 357.3232
74 | 7 | School | 0.82531 | 829.1106 | 1004.61
75 | 11 | Office, Large | 0.59289 | 150.2815 | 253.471
76 | 8 | Lodging | 0.90374 | 64.0583 | 70.8816
77 | 9 | Lodging | 0.89591 | 27.1845 | 30.3429
78 | 10 | Refrigerated Warehouse | 0.61137 | 35.3345 | 57.7953
79 | 9 | Refrigerated Warehouse | 0.89591 | 49.6451 | 55.4129
80 | 10 | School | 0.85953 | 341.3359 | 397.1177
81 | 9 | Food Stores | 0.89591 | 118.2384 | 131.9756
82 | 8 | Retail | 0.90374 | 160.3185 | 177.3949
83 | 11 | Food Stores | 0.65543 | 284.1994 | 433.6095
84 | 8 | Food Stores | 0.90374 | 163.307 | 180.7018
85 | 9 | Office, Large | 0.89591 | 12.1679 | 13.5816
86 | 9 | School | 0.89591 | 172.3011 | 192.3195
87 | 8 | Warehouse | 0.90374 | 50.5273 | 55.9093
88 | 8 | School | 0.90374 | 83.5727 | 92.4745
89 | 11 | Retail | 0.64482 | 345.1328 | 535.2367
90 | 8 | Office, Small | 0.90374 | 217.7769 | 240.9736
91 | 10 | Restaurant | 0.80615 | 275.9926 | 342.3581
92 | 10 | Office, Small | 0.83503 | 258.7582 | 309.8775
93 | 11 | Restaurant | 0.68885 | 237.2776 | 344.4552
94 | 8 | Restaurant | 0.90374 | 120.7239 | 133.5829
95 | 9 | Restaurant | 0.89591 | 80.8653 | 90.2604
96 | 9 | Office, Small | 0.89591 | 90.3978 | 100.9004
97 | 11 | Office, Small | 0.59289 | 207.9588 | 350.752
98 | 1 | Food Stores | 0.93636 | 1019.1545 | 1088.4186
99 | 4 | Warehouse | 0.92181 | 1056.6716 | 1146.3042
100 | 4 | Food Stores | 0.92747 | 495.6472 | 534.4052
101 | 4 | Refrigerated Warehouse | 0.96941 | 134.2174 | 138.452
102 | 4 | Lodging | 0.96123 | 162.5033 | 169.0585
103 | 1 | Health Care | 0.8153 | 1073.6712 | 1316.9096
104 | 4 | Miscellaneous | 0.81923 | 813.2262 | 992.666
105 | 1 | Office, Small | 0.8061 | 928.3511 | 1151.6635
106 | 4 | Restaurant | 0.94561 | 355.155 | 375.5847
107 | 1 | Lodging | 0.91988 | 396.8782 | 431.444
108 | 1 | Miscellaneous | 0.41167 | 1838.8472 | 4466.8273
109 | 1 | Restaurant | 0.94329 | 1027.798 | 1089.5901
110 | 1 | School | 0.84877 | 345.386 | 406.9265
111 | 4 | Office, Small | 0.82686 | 338.5454 | 409.4348
112 | 1 | College | 0.80747 | 520.6422 | 644.7824
113 | 1 | Retail | 0.88547 | 1127.6528 | 1273.5095
114 | 2 | Restaurant | 0.93234 | 174.0286 | 186.6574
115 | 5 | Restaurant | 0.97888 | 416.8029 | 425.7976
116 | 3 | Food Stores | 0.92094 | 73.4173 | 79.7204
117 | 6 | Office, Large | 0.95923 | 95.5712 | 99.6337
118 | 6 | Miscellaneous | 0.96067 | 291.5605 | 303.496
119 | 1 | Warehouse | 0.89992 | 1019.8301 | 1133.2413
120 | 6 | Retail | 0.93191 | 234.3742 | 251.4987
121 | 5 | Retail | 0.97888 | 669.6356 | 684.0866
122 | 1 | Office, Large | 0.8061 | 5011.5209 | 6217.0288
123 | 2 | School | 0.90374 | 66.6155 | 73.7109
124 | 6 | College | 0.96205 | 91.5954 | 95.2082
125 | 5 | School | 0.97888 | 376.0104 | 384.1249
126 | 6 | Restaurant | 0.94821 | 207.312 | 218.635
127 | 2 | Miscellaneous | 0.95591 | 281.2649 | 294.239
128 | 2 | Lodging | 0.92818 | 435.7463 | 469.4656
129 | 2 | College | 0.9769 | 34.7836 | 35.6059
130 | 1 | Refrigerated Warehouse | 0.9278 | 200.9976 | 216.6397
131 | 4 | Health Care | 0.92435 | 345.8024 | 374.1014
132 | 4 | School | 0.85704 | 188.0582 | 219.4278
133 | 5 | Office, Small | 0.97696 | 381.2697 | 390.2617
134 | 5 | Miscellaneous | 0.97888 | 829.9388 | 847.8492
135 | 2 | Food Stores | 0.93009 | 296.4845 | 318.7682
136 | 5 | Lodging | 0.97888 | 161.4111 | 164.8944
137 | 5 | Food Stores | 0.97888 | 531.6615 | 543.1349
138 | 5 | Warehouse | 0.97888 | 605.5309 | 618.5985
139 | 5 | Office, Large | 0.97696 | 492.34 | 503.9516
140 | 4 | College | 0.16965 | 514.0291 | 3029.9443
141 | 5 | Health Care | 0.97888 | 557.7049 | 569.7404
142 | 4 | Office, Large | 0.82686 | 189.6643 | 229.3789
143 | 6 | Refrigerated Warehouse | 0.97431 | 162.6152 | 166.9024
144 | 3 | Warehouse | 0.94825 | 143.5664 | 151.4016
145 | 3 | Retail | 0.93463 | 247.7284 | 265.0537
146 | 3 | Health Care | 0.92847 | 33.9184 | 36.5316
147 | 3 | Miscellaneous | 0.67554 | 101.1592 | 149.7447
148 | 3 | Office, Small | 0.92509 | 76.0702 | 82.2304
149 | 2 | Office, Small | 0.92021 | 214.3426 | 232.9279
150 | 2 | Warehouse | 0.95044 | 89.8687 | 94.5553
151 | 6 | Office, Small | 0.95923 | 236.6678 | 246.7279
152 | 2 | Retail | 0.92146 | 216.8552 | 235.3378
153 | 2 | Health Care | 0.94341 | 214.1335 | 226.9773
154 | 6 | Lodging | 0.95448 | 211.2268 | 221.3011
155 | 5 | College | 0.97888 | 300.4119 | 306.8949
156 | 6 | Warehouse | 0.97413 | 143.2356 | 147.0395
157 | 3 | Restaurant | 0.91163 | 56.4149 | 61.8833
158 | 5 | Refrigerated Warehouse | 0.97888 | 642.2662 | 656.1266
159 | 3 | College | 0.88322 | 52.2318 | 59.1381
160 | 6 | Food Stores | 0.94196 | 280.9089 | 298.2165
161 | 2 | Office, Large | 0.92021 | 190.8765 | 207.427
162 | 2 | Refrigerated Warehouse | 0.73611 | 31.4025 | 42.6598
163 | 6 | Health Care | 0.9472 | 159.6957 | 168.5973
164 | 6 | School | 0.93844 | 87.7945 | 93.5541
165 | 3 | School | 0.94251 | 77.0577 | 81.7578
166 | 3 | Lodging | 0.91213 | 44.6932 | 48.9985
167 | 3 | Office, Large | 0.92509 | 3.3824 | 3.6563
168 | 3 | Refrigerated Warehouse | 0.95345 | 2.4132 | 2.531
169 | 16 | Office, Large | 0.69203 | 1562.2292 | 2257.4729
170 | 16 | Health Care | 0.69203 | 107.7319 | 155.6761
171 | 16 | School | 0.69203 | 340.236 | 491.6522
172 | 17 | Office, Large | 0.69413 | 196.5488 | 283.1594
173 | 16 | Lodging | 0.69203 | 142.5426 | 205.9788
174 | 16 | Refrigerated Warehouse | 0.69203 | 101.9631 | 147.3401
175 | 17 | Retail | 0.69413 | 200.714 | 289.1601
176 | 16 | Retail | 0.69203 | 352.5565 | 509.4558
177 | 17 | Health Care | 0.69413 | 42.5328 | 61.2752
178 | 16 | Miscellaneous | 0.69203 | 430.2612 | 621.7416
179 | 16 | Food Stores | 0.69203 | 306.2881 | 442.5964
180 | 17 | Refrigerated Warehouse | 0.69413 | 19.3225 | 27.837
181 | 17 | College | 0.69413 | 10.9515 | 15.7774
182 | 17 | Food Stores | 0.69413 | 156.36 | 225.2611
183 | 17 | Warehouse | 0.69413 | 53.3263 | 76.8249
184 | 16 | Office, Small | 0.69203 | 357.4321 | 516.5013
185 | 17 | School | 0.69413 | 110.309 | 158.9174
186 | 16 | Warehouse | 0.69203 | 73.2254 | 105.8131
187 | 17 | Lodging | 0.69413 | 8.9771 | 12.9329
188 | 16 | College | 0.69203 | 21.8389 | 31.558
189 | 17 | Miscellaneous | 0.69413 | 128.107 | 184.5582
190 | 17 | Office, Small | 0.69413 | 104.8184 | 151.0074
191 | 16 | Restaurant | 0.69203 | 261.0245 | 377.189
192 | 17 | Restaurant | 0.69413 | 97.0963 | 139.8824

## oldmap (hidden)
LADWP
SMUD

## Readme
This workbook contains unscaled results from the CEUS survey. By "unscaled" we mean that the data represent only customers that were in the original CEUS sample frame, constructed in 2018 using data provided by utilities for years 2016-2018. The energy usages have not been adjusted for changes in the commercial market since 2017 (so these are pre-COVID energy intensities). The expansion weights used to create these tables are the sample weights from the survey. They have not been augmented to account for unclassified NAICS codes or for nonparticipating utilities. The "Statewide" results also exclude Forecast Zones 0, 14, 15, 18, 19, and 20.

## Statewide
Planning Area: | global scale factor | 1 | Table 6-1: Overview of Energy Usage in Statewide Service Area | [5 empty] | Figure 6-1: Electricity Use by Building Type
Statewide |  |  | Building Type | Floor Stock (kft2) | Annual Electric Intensity (kWh/ft2) | Annual Electric Usage (GWh) | Annual Gas Intensity (kBTU/ft2) | Annual Gas Usage (MTherms) | Plot_Building_Type | Percent
|  |  | College | 271517.7858 | 57.2229 | 155370334.01 | 61.2688 | 182.2451 | College | 4.638%
|  |  | Food Stores | 191224.4954 | 61.2341 | 117094602.8297 | 61.2752 | 128.0051 | Food Stores | 9.801%
motor large office | 78.03% |  | Health Care | 353015.3497 | 64.995 | 229442422.2076 | 65.735 | 251.1277 | Health Care | 8.19%
motor restaurant | 6.137% |  | Lodging | 371092.6275 | 38.0745 | 141291777.1305 | 38.2677 | 153.0472 | Lodging | 4.937%
6.4 | billion sqft commercial floor space |  | Miscellaneous | 1102483.4669 | 34.1054 | 376006791.9328 | 34.1975 | 412.3792 | Miscellaneous | 13.74%
17.28% | Miscellaneous | floorspace | Office, Large | 976389.7763 | 18.3511 | 179178688.682 | 18.0477 | 194.2486 | Office, Large | 17.09%
15.31% | Office, Large | floorspace | Office, Small | 594076.0304 | 18.2536 | 108440348.9339 | 18.2116 | 116.0016 | Office, Small | 7.134%
13.63% | Warehouse | floorspace | Ref. Warehouse | 93598.1598 | 3.7263 | 3487779.6984 | 3.5816 | 3.6708 | Ref. Warehouse | 2.363%
17.09% | Office, Large | electric usage | Restaurant | 177058.2278 | 236.852 | 419365946.7475 | 237.5714 | 462.059 | Restaurant | 9.478%
13.74% | Miscellaneous | electric usage | Retail | 852931.7031 | 6.8458 | 58389974.3079 | 6.7158 | 62.9778 | Retail | 12.1%
12.1% | Retail | electric usage | School | 526124.915 | 10.0111 | 52670835.6782 | 9.9534 | 58.3264 | School | 4.704%
22.29% | Restaurant | gas usage | Warehouse | 869588.9619 | 4.6768 | 40669340.8839 | 4.5849 | 43.8022 | Warehouse | 5.818%
19.99% | Miscellaneous | gas usage | All Commercial | 6379101.4995 | 29.4933 | 1881408843.0425 | 29.6108 | 2067.8909
12.2% | Health Care | gas usage | All Office | 1570465.8067 | 18.3143 | 287619037.6159 | 18.1086 | 310.2502
|  |  | All Warehouse | 963187.1217 | 4.5845 | 44157120.5823 | 4.4877 | 47.4731
Table 6-2: All Commercial End-Use Penetration/Saturation and Fuel Share
|  | End-Use | End-Use | Percent Saturation | Electric | Gas | Other
All Commercial |  | Heating | Heating | 76.9% | 28.75% | 69.47% | 1.778%
All Commercial |  | Cooling | Cooling | 76.24% | 99.92% | 0.06307% | 0.01688%
All Commercial |  | Ventilation | Ventilation | 79.81% | 100% | 0% | 0%
All Commercial |  | Refrigerated Floor Space | Refrigerated Floor Space | 1.104% | 100% | 0% | 0%
All Commercial |  | Frozen Floor Space | Frozen Floor Space | 0.4589% | 100% | 0% | 0%
All Commercial |  | Cooking, Major | Commercial Cooking Space | 3.773% | 28.96% | 68.91% | 2.129%
All Commercial |  | Water Heating | Water Heating | 95.3% | 39.96% | 58.18% | 1.863%
All Commercial |  |  | End-Use | Percent Penetration | Electric | Gas | Other
All Commercial |  | Interior Lighting | Interior Lighting | 100% | 100% | 0% | 0%
All Commercial |  | Exterior Lighting | Exterior Lighting | 77.5% | 100% | 0% | 0%
All Commercial |  | Office Equipment | Office Equipment | 99.81% | 100% | 0% | 0%
All Commercial |  | Cooking, Minor | Residential-grade Cooking Equipment | 95.93% | 98.81% | 1.194% | 0%
All Commercial |  | Freezers, Commercial | Commercial-grade Freezers | 26.16% | 100% | 0% | 0% |  | Figure 6-1: Electricity Use by Building Type
All Commercial |  | Refrigerators, Commercial | Commercial-grade Refrigerators | 89.74% | 100% | 0% | 0% |  | Plot_Building_Type | Percent
All Commercial |  | Refrigerators, Residential | Residential-grade Refrigerators | 84.24% | 100% | 0% | 0% |  | College | 8.258%
All Commercial |  | Miscellaneous | Miscellaneous Electric Equipment | 96.73% | 100% | 0% | 0% |  | Food Stores | 6.224%
All Commercial |  | Motors | Motors | 20.02% | 100% | 0% | 0% |  | Health Care | 12.2%
All Commercial |  | Air Compressors | Air Compressors | 21.97% | 100% | 0% | 0% |  | Lodging | 7.51%
[9 empty] | Miscellaneous | 19.99%
|  |  | Table 6-3: College End-Use Penetration/Saturation and Fuel Share | [5 empty] | Office, Large | 9.524%
|  | End-Use | End-Use | Percent Saturation | Electric | Gas | Other |  | Office, Small | 5.764%
College |  | Heating | Heating | 98.28% | 12.19% | 87.01% | 0.8002% |  | Ref. Warehouse | 0.1854%
College |  | Cooling | Cooling | 92.33% | 100% | 0% | 0% |  | Restaurant | 22.29%
College |  | Ventilation | Ventilation | 98.89% | 100% | 0% | 0% |  | Retail | 3.104%
College |  | Refrigerated Floor Space | Refrigerated Floor Space | 0% | 100% | 0% | 0% |  | School | 2.8%
College |  | Frozen Floor Space | Frozen Floor Space | 0% | 100% | 0% | 0% |  | Warehouse | 2.162%
College |  | Cooking, Major | Commercial Cooking Space | 1.371% | 25% | 74.94% | 0.05138%
College |  | Water Heating | Water Heating | 98.55% | 13.65% | 77.91% | 8.441%
College |  |  | End-Use | Percent Penetration | Electric | Gas | Other
College |  | Interior Lighting | Interior Lighting | 100% | 100% | 0% | 0%
College |  | Exterior Lighting | Exterior Lighting | 76.21% | 100% | 0% | 0%
College |  | Office Equipment | Office Equipment | 100% | 100% | 0% | 0%
College |  | Cooking, Minor | Residential-grade Cooking Equipment | 87.71% | 98.02% | 1.981% | 0%
College |  | Freezers, Commercial | Commercial-grade Freezers | 7.712% | 100% | 0% | 0%
College |  | Refrigerators, Commercial | Commercial-grade Refrigerators | 79.15% | 100% | 0% | 0%
College |  | Refrigerators, Residential | Residential-grade Refrigerators | 83.59% | 100% | 0% | 0%
College |  | Miscellaneous | Miscellaneous Electric Equipment | 96.07% | 100% | 0% | 0%
College |  | Motors | Motors | 12.12% | 100% | 0% | 0% |  | Table 6-3: College End-Use Penetration/Saturation and Fuel Share | 0% | 0%
College |  | Air Compressors | Air Compressors | 4.937% | 100% | 0% | 0% |  | Table 6-4: Food Stores End-Use Penetration/Saturation and Fuel Share | 4.064% | 3.82%
[9 empty] | Table 6-5: Health Care End-Use Penetration/Saturation and Fuel Share | 0% | 0%
|  |  | Table 6-4: Food Stores End-Use Penetration/Saturation and Fuel Share | [5 empty] | Table 6-6: Lodging End-Use Penetration/Saturation and Fuel Share | 0% | 0%
|  | End-Use | End-Use | Percent Saturation | Electric | Gas | Other |  | Table 6-7: Miscellaneous End-Use Penetration/Saturation and Fuel Share | 0.00177% | 0.001253%
Food Stores |  | Heating | Heating | 80.92% | 35.36% | 63.63% | 1.003% |  | Table 6-8: Large Office End-Use Penetration/Saturation and Fuel Share | 0.09367% | 0.0196%
Food Stores |  | Cooling | Cooling | 82.49% | 100% | 0% | 0% |  | Table 6-9: Small Office End-Use Penetration/Saturation and Fuel Share | 0.009004% | 0.03406%
Food Stores |  | Ventilation | Ventilation | 84.69% | 100% | 0% | 0% |  | Table 6-10: Restaurant End-Use Penetration/Saturation and Fuel Share | 2.144% | 1.394%
Food Stores |  | Refrigerated Floor Space | Refrigerated Floor Space | 4.064% | 100% | 0% | 0% |  | Table 6-11: Retail End-Use Penetration/Saturation and Fuel Share | 0.005542% | 0%
Food Stores |  | Frozen Floor Space | Frozen Floor Space | 3.82% | 100% | 0% | 0% |  | Table 6-12: School End-Use Penetration/Saturation and Fuel Share | 0.0006369% | 0.0006369%
Food Stores |  | Cooking, Major | Commercial Cooking Space | 4.286% | 30.7% | 66.99% | 2.31% |  | Table 6-13: Refrigerated Warehouse End-Use Penetration/Saturation and Fuel Share | 44.51% | 14.17%
Food Stores |  | Water Heating | Water Heating | 98.57% | 30.89% | 66.99% | 2.12% |  | Table 6-14: Unrefrigerated Warehouse End-Use Penetration/Saturation and Fuel Share | 1.897% | 0.6938%
Food Stores |  |  | End-Use | Percent Penetration | Electric | Gas | Other
Food Stores |  | Interior Lighting | Interior Lighting | 100% | 100% | 0% | 0%
Food Stores |  | Exterior Lighting | Exterior Lighting | 89.51% | 100% | 0% | 0%
Food Stores |  | Office Equipment | Office Equipment | 100% | 100% | 0% | 0%
Food Stores |  | Cooking, Minor | Residential-grade Cooking Equipment | 100% | 99.3% | 0.7044% | 0%
Food Stores |  | Freezers, Commercial | Commercial-grade Freezers | 87.06% | 100% | 0% | 0%
Food Stores |  | Refrigerators, Commercial | Commercial-grade Refrigerators | 99.62% | 100% | 0% | 0%
Food Stores |  | Refrigerators, Residential | Residential-grade Refrigerators | 99.94% | 100% | 0% | 0%
Food Stores |  | Miscellaneous | Miscellaneous Electric Equipment | 98.41% | 100% | 0% | 0%
Food Stores |  | Motors | Motors | 23.95% | 100% | 0% | 0%
Food Stores |  | Air Compressors | Air Compressors | 30.97% | 100% | 0% | 0%
Table 6-5: Health Care End-Use Penetration/Saturation and Fuel Share
|  | End-Use | End-Use | Percent Saturation | Electric | Gas | Other
Health Care |  | Heating | Heating | 98.67% | 17.69% | 81.24% | 1.079%
Health Care |  | Cooling | Cooling | 97.83% | 99.86% | 0.1383% | 0%
Health Care |  | Ventilation | Ventilation | 99.12% | 100% | 0% | 0%
Health Care |  | Refrigerated Floor Space | Refrigerated Floor Space | 0% | 100% | 0% | 0%
Health Care |  | Frozen Floor Space | Frozen Floor Space | 0% | 100% | 0% | 0%
Health Care |  | Cooking, Major | Commercial Cooking Space | 1.955% | 26.64% | 71.34% | 2.025%
Health Care |  | Water Heating | Water Heating | 99.98% | 11.25% | 87.45% | 1.299%
Health Care |  |  | End-Use | Percent Penetration | Electric | Gas | Other
Health Care |  | Interior Lighting | Interior Lighting | 100% | 100% | 0% | 0%
Health Care |  | Exterior Lighting | Exterior Lighting | 87.17% | 100% | 0% | 0%
Health Care |  | Office Equipment | Office Equipment | 100% | 100% | 0% | 0%
Health Care |  | Cooking, Minor | Residential-grade Cooking Equipment | 99.8% | 98.24% | 1.765% | 0%
Health Care |  | Freezers, Commercial | Commercial-grade Freezers | 38.58% | 100% | 0% | 0%
Health Care |  | Refrigerators, Commercial | Commercial-grade Refrigerators | 96.98% | 100% | 0% | 0%
Health Care |  | Refrigerators, Residential | Residential-grade Refrigerators | 99.41% | 100% | 0% | 0%
Health Care |  | Miscellaneous | Miscellaneous Electric Equipment | 97.77% | 100% | 0% | 0%
Health Care |  | Motors | Motors | 29.98% | 100% | 0% | 0%
Health Care |  | Air Compressors | Air Compressors | 13.56% | 100% | 0% | 0%
Table 6-6: Lodging End-Use Penetration/Saturation and Fuel Share
|  | End-Use | End-Use | Percent Penetation/Saturation | Electric | Gas | Other
Lodging |  | Heating | Heating | 99.07% | 39.46% | 57.18% | 3.357%
Lodging |  | Cooling | Cooling | 97.41% | 100% | 0% | 0%
Lodging |  | Ventilation | Ventilation | 99.22% | 100% | 0% | 0%
Lodging |  | Refrigerated Floor Space | Refrigerated Floor Space | 0% | 100% | 0% | 0%
Lodging |  | Frozen Floor Space | Frozen Floor Space | 0% | 100% | 0% | 0%
Lodging |  | Cooking, Major | Commercial Cooking Space | 1.472% | 29.9% | 63.73% | 6.368%
Lodging |  | Water Heating | Water Heating | 100% | 5.399% | 89.78% | 4.82%
Lodging |  |  | End-Use | Percent Penetration | Electric | Gas | Other
Lodging |  | Interior Lighting | Interior Lighting | 100% | 100% | 0% | 0%
Lodging |  | Exterior Lighting | Exterior Lighting | 99.56% | 100% | 0% | 0%
Lodging |  | Office Equipment | Office Equipment | 100% | 100% | 0% | 0%
Lodging |  | Cooking, Minor | Residential-grade Cooking Equipment | 99.57% | 98.73% | 1.273% | 0%
Lodging |  | Freezers, Commercial | Commercial-grade Freezers | 66.26% | 100% | 0% | 0%
Lodging |  | Refrigerators, Commercial | Commercial-grade Refrigerators | 98.9% | 100% | 0% | 0%
Lodging |  | Refrigerators, Residential | Residential-grade Refrigerators | 99.48% | 100% | 0% | 0%
Lodging |  | Miscellaneous | Miscellaneous Electric Equipment | 99.53% | 100% | 0% | 0%
Lodging |  | Motors | Motors | 61.68% | 100% | 0% | 0%
Lodging |  | Air Compressors | Air Compressors | 11.54% | 100% | 0% | 0%
Table 6-7: Miscellaneous End-Use Penetration/Saturation and Fuel Share
|  | End-Use | End-Use | Percent Penetation/Saturation | Electric | Gas | Other
Miscellaneous |  | Heating | Heating | 65.02% | 27.09% | 69.3% | 3.616%
Miscellaneous |  | Cooling | Cooling | 63.46% | 99.99% | 0.003163% | 0.004704%
Miscellaneous |  | Ventilation | Ventilation | 69.14% | 100% | 0% | 0%
Miscellaneous |  | Refrigerated Floor Space | Refrigerated Floor Space | 0.00177% | 100% | 0% | 0%
Miscellaneous |  | Frozen Floor Space | Frozen Floor Space | 0.001253% | 100% | 0% | 0%
Miscellaneous |  | Cooking, Major | Commercial Cooking Space | 1.253% | 32.68% | 59.73% | 7.59%
Miscellaneous |  | Water Heating | Water Heating | 92.47% | 39.72% | 57.98% | 2.295%
Miscellaneous |  |  | End-Use | Percent Penetration | Electric | Gas | Other
Miscellaneous |  | Interior Lighting | Interior Lighting | 100% | 100% | 0% | 0%
Miscellaneous |  | Exterior Lighting | Exterior Lighting | 85.86% | 100% | 0% | 0%
Miscellaneous |  | Office Equipment | Office Equipment | 98.86% | 100% | 0% | 0%
Miscellaneous |  | Cooking, Minor | Residential-grade Cooking Equipment | 94.03% | 98.05% | 1.948% | 0%
Miscellaneous |  | Freezers, Commercial | Commercial-grade Freezers | 13.82% | 100% | 0% | 0%
Miscellaneous |  | Refrigerators, Commercial | Commercial-grade Refrigerators | 88.83% | 100% | 0% | 0%
Miscellaneous |  | Refrigerators, Residential | Residential-grade Refrigerators | 91.3% | 100% | 0% | 0%
Miscellaneous |  | Miscellaneous | Miscellaneous Electric Equipment | 98.27% | 100% | 0% | 0%
Miscellaneous |  | Motors | Motors | 40.64% | 100% | 0% | 0%
Miscellaneous |  | Air Compressors | Air Compressors | 49.08% | 100% | 0% | 0%
Table 6-8: Large Office End-Use Penetration/Saturation and Fuel Share
|  | End-Use | End-Use | Percent Penetation/Saturation | Electric | Gas | Other
Office, Large |  | Heating | Heating | 91.45% | 12.95% | 85.22% | 1.83%
Office, Large |  | Cooling | Cooling | 91.21% | 100% | 0% | 0%
Office, Large |  | Ventilation | Ventilation | 92.36% | 100% | 0% | 0%
Office, Large |  | Refrigerated Floor Space | Refrigerated Floor Space | 0.09367% | 100% | 0% | 0%
Office, Large |  | Frozen Floor Space | Frozen Floor Space | 0.0196% | 100% | 0% | 0%
Office, Large |  | Cooking, Major | Commercial Cooking Space | 0.5124% | 30.87% | 68.74% | 0.3895%
Office, Large |  | Water Heating | Water Heating | 99.84% | 36.6% | 61.64% | 1.758%
Office, Large |  |  | End-Use | Percent Penetration | Electric | Gas | Other
Office, Large |  | Interior Lighting | Interior Lighting | 100% | 100% | 0% | 0%
Office, Large |  | Exterior Lighting | Exterior Lighting | 96.39% | 100% | 0% | 0%
Office, Large |  | Office Equipment | Office Equipment | 100% | 100% | 0% | 0%
Office, Large |  | Cooking, Minor | Residential-grade Cooking Equipment | 99.37% | 98.8% | 1.203% | 0%
Office, Large |  | Freezers, Commercial | Commercial-grade Freezers | 34.18% | 100% | 0% | 0%
Office, Large |  | Refrigerators, Commercial | Commercial-grade Refrigerators | 95.29% | 100% | 0% | 0%
Office, Large |  | Refrigerators, Residential | Residential-grade Refrigerators | 99.24% | 100% | 0% | 0%
Office, Large |  | Miscellaneous | Miscellaneous Electric Equipment | 97.79% | 100% | 0% | 0%
Office, Large |  | Motors | Motors | 78.03% | 100% | 0% | 0%
Office, Large |  | Air Compressors | Air Compressors | 27.52% | 100% | 0% | 0%
Table 6-9: Small Office End-Use Penetration/Saturation and Fuel Share
|  | End-Use | End-Use | Percent Penetation/Saturation | Electric | Gas | Other
Office, Small |  | Heating | Heating | 91.16% | 42.86% | 56.04% | 1.099%
Office, Small |  | Cooling | Cooling | 89.86% | 99.95% | 0.04053% | 0.01378%
Office, Small |  | Ventilation | Ventilation | 92.91% | 100% | 0% | 0%
Office, Small |  | Refrigerated Floor Space | Refrigerated Floor Space | 0.009004% | 100% | 0% | 0%
Office, Small |  | Frozen Floor Space | Frozen Floor Space | 0.03406% | 100% | 0% | 0%
Office, Small |  | Cooking, Major | Commercial Cooking Space | 0.4344% | 37.26% | 62.35% | 0.3933%
Office, Small |  | Water Heating | Water Heating | 92.68% | 49.92% | 49.13% | 0.9496%
Office, Small |  |  | End-Use | Percent Penetration | Electric | Gas | Other
Office, Small |  | Interior Lighting | Interior Lighting | 100% | 100% | 0% | 0%
Office, Small |  | Exterior Lighting | Exterior Lighting | 66.42% | 100% | 0% | 0%
Office, Small |  | Office Equipment | Office Equipment | 100% | 100% | 0% | 0%
Office, Small |  | Cooking, Minor | Residential-grade Cooking Equipment | 94.86% | 99.02% | 0.9842% | 0%
Office, Small |  | Freezers, Commercial | Commercial-grade Freezers | 6.061% | 100% | 0% | 0%
Office, Small |  | Refrigerators, Commercial | Commercial-grade Refrigerators | 84.43% | 100% | 0% | 0%
Office, Small |  | Refrigerators, Residential | Residential-grade Refrigerators | 92.57% | 100% | 0% | 0%
Office, Small |  | Miscellaneous | Miscellaneous Electric Equipment | 93.29% | 100% | 0% | 0%
Office, Small |  | Motors | Motors | 12.93% | 100% | 0% | 0%
Office, Small |  | Air Compressors | Air Compressors | 15.55% | 100% | 0% | 0%
Table 6-10: Restaurant End-Use Penetration/Saturation and Fuel Share
|  | End-Use | End-Use | Percent Penetation/Saturation | Electric | Gas | Other
Restaurant |  | Heating | Heating | 89.69% | 32.96% | 65.32% | 1.716%
Restaurant |  | Cooling | Cooling | 90.95% | 99.56% | 0% | 0.4434%
Restaurant |  | Ventilation | Ventilation | 92.97% | 100% | 0% | 0%
Restaurant |  | Refrigerated Floor Space | Refrigerated Floor Space | 2.144% | 100% | 0% | 0%
Restaurant |  | Frozen Floor Space | Frozen Floor Space | 1.394% | 100% | 0% | 0%
Restaurant |  | Cooking, Major | Commercial Cooking Space | 100% | 27.38% | 71% | 1.62%
Restaurant |  | Water Heating | Water Heating | 99.98% | 19.18% | 79.24% | 1.579%
Restaurant |  |  | End-Use | Percent Penetration | Electric | Gas | Other
Restaurant |  | Interior Lighting | Interior Lighting | 100% | 100% | 0% | 0%
Restaurant |  | Exterior Lighting | Exterior Lighting | 84.46% | 100% | 0% | 0%
Restaurant |  | Office Equipment | Office Equipment | 100% | 100% | 0% | 0%
Restaurant |  | Cooking, Minor | Residential-grade Cooking Equipment | 100% | 97.76% | 2.238% | 0%
Restaurant |  | Freezers, Commercial | Commercial-grade Freezers | 91.59% | 100% | 0% | 0%
Restaurant |  | Refrigerators, Commercial | Commercial-grade Refrigerators | 99.42% | 100% | 0% | 0%
Restaurant |  | Refrigerators, Residential | Residential-grade Refrigerators | 24.71% | 100% | 0% | 0%
Restaurant |  | Miscellaneous | Miscellaneous Electric Equipment | 98.29% | 100% | 0% | 0%
Restaurant |  | Motors | Motors | 6.137% | 100% | 0% | 0%
Restaurant |  | Air Compressors | Air Compressors | 5.532% | 100% | 0% | 0%
Table 6-11: Retail End-Use Penetration/Saturation and Fuel Share
|  | End-Use | End-Use | Percent Penetation/Saturation | Electric | Gas | Other
Retail |  | Heating | Heating | 79.25% | 40.17% | 59.37% | 0.4568%
Retail |  | Cooling | Cooling | 80.19% | 100% | 0% | 0.002141%
Retail |  | Ventilation | Ventilation | 83.56% | 100% | 0% | 0%
Retail |  | Refrigerated Floor Space | Refrigerated Floor Space | 0.005542% | 100% | 0% | 0%
Retail |  | Frozen Floor Space | Frozen Floor Space | 0% | 100% | 0% | 0%
Retail |  | Cooking, Major | Commercial Cooking Space | 0.1003% | 64.9% | 34.74% | 0.356%
Retail |  | Water Heating | Water Heating | 89.34% | 58.82% | 40.88% | 0.2971%
Retail |  |  | End-Use | Percent Penetration | Electric | Gas | Other
Retail |  | Interior Lighting | Interior Lighting | 100% | 100% | 0% | 0%
Retail |  | Exterior Lighting | Exterior Lighting | 72.49% | 100% | 0% | 0%
Retail |  | Office Equipment | Office Equipment | 100% | 100% | 0% | 0%
Retail |  | Cooking, Minor | Residential-grade Cooking Equipment | 94.38% | 99.83% | 0.1692% | 0%
Retail |  | Freezers, Commercial | Commercial-grade Freezers | 7.455% | 100% | 0% | 0%
Retail |  | Refrigerators, Commercial | Commercial-grade Refrigerators | 86.7% | 100% | 0% | 0%
Retail |  | Refrigerators, Residential | Residential-grade Refrigerators | 90.66% | 100% | 0% | 0%
Retail |  | Miscellaneous | Miscellaneous Electric Equipment | 97.52% | 100% | 0% | 0%
Retail |  | Motors | Motors | 11.77% | 100% | 0% | 0%
Retail |  | Air Compressors | Air Compressors | 17.54% | 100% | 0% | 0%
Table 6-12: School End-Use Penetration/Saturation and Fuel Share
|  | End-Use | End-Use | Percent Penetation/Saturation | Electric | Gas | Other
School |  | Heating | Heating | 97.79% | 23.5% | 74.13% | 2.366%
School |  | Cooling | Cooling | 96.3% | 99.53% | 0.4702% | 0%
School |  | Ventilation | Ventilation | 98.19% | 100% | 0% | 0%
School |  | Refrigerated Floor Space | Refrigerated Floor Space | 0.0006369% | 100% | 0% | 0%
School |  | Frozen Floor Space | Frozen Floor Space | 0.0006369% | 100% | 0% | 0%
School |  | Cooking, Major | Commercial Cooking Space | 3.807% | 37.06% | 60.58% | 2.357%
School |  | Water Heating | Water Heating | 99.67% | 26.11% | 71.95% | 1.942%
School |  |  | End-Use | Percent Penetration | Electric | Gas | Other
School |  | Interior Lighting | Interior Lighting | 100% | 100% | 0% | 0%
School |  | Exterior Lighting | Exterior Lighting | 95.43% | 100% | 0% | 0%
School |  | Office Equipment | Office Equipment | 100% | 100% | 0% | 0%
School |  | Cooking, Minor | Residential-grade Cooking Equipment | 99.97% | 95.76% | 4.236% | 0%
School |  | Freezers, Commercial | Commercial-grade Freezers | 49.28% | 100% | 0% | 0%
School |  | Refrigerators, Commercial | Commercial-grade Refrigerators | 98.02% | 100% | 0% | 0%
School |  | Refrigerators, Residential | Residential-grade Refrigerators | 99.51% | 100% | 0% | 0%
School |  | Miscellaneous | Miscellaneous Electric Equipment | 98.64% | 100% | 0% | 0%
School |  | Motors | Motors | 22.01% | 100% | 0% | 0%
School |  | Air Compressors | Air Compressors | 8.723% | 100% | 0% | 0%
Table 6-13: Refrigerated Warehouse End-Use Penetration/Saturation and Fuel Share
|  | End-Use | End-Use | Percent Penetation/Saturation | Electric | Gas | Other
Ref. Warehouse |  | Heating | Heating | 17.51% | 70.2% | 24.71% | 5.089%
Ref. Warehouse |  | Cooling | Cooling | 19.08% | 100% | 0% | 0%
Ref. Warehouse |  | Ventilation | Ventilation | 33.15% | 100% | 0% | 0%
Ref. Warehouse |  | Refrigerated Floor Space | Refrigerated Floor Space | 44.51% | 100% | 0% | 0%
Ref. Warehouse |  | Frozen Floor Space | Frozen Floor Space | 14.17% | 100% | 0% | 0%
Ref. Warehouse |  | Cooking, Major | Commercial Cooking Space | 0.143% | 40.38% | 55.43% | 4.186%
Ref. Warehouse |  | Water Heating | Water Heating | 97.57% | 69.82% | 29.21% | 0.9656%
Ref. Warehouse |  |  | End-Use | Percent Penetration | Electric | Gas | Other
Ref. Warehouse |  | Interior Lighting | Interior Lighting | 100% | 100% | 0% | 0%
Ref. Warehouse |  | Exterior Lighting | Exterior Lighting | 95.05% | 100% | 0% | 0%
Ref. Warehouse |  | Office Equipment | Office Equipment | 100% | 100% | 0% | 0%
Ref. Warehouse |  | Cooking, Minor | Residential-grade Cooking Equipment | 99.82% | 99.69% | 0.3124% | 0%
Ref. Warehouse |  | Freezers, Commercial | Commercial-grade Freezers | 38.91% | 100% | 0% | 0%
Ref. Warehouse |  | Refrigerators, Commercial | Commercial-grade Refrigerators | 100% | 100% | 0% | 0%
Ref. Warehouse |  | Refrigerators, Residential | Residential-grade Refrigerators | 100% | 100% | 0% | 0%
Ref. Warehouse |  | Miscellaneous | Miscellaneous Electric Equipment | 97.29% | 100% | 0% | 0%
Ref. Warehouse |  | Motors | Motors | 46.59% | 100% | 0% | 0%
Ref. Warehouse |  | Air Compressors | Air Compressors | 38.03% | 100% | 0% | 0%
Table 6-14: Unrefrigerated Warehouse End-Use Penetration/Saturation and Fuel Share
|  | End-Use | End-Use | Percent Penetation/Saturation | Electric | Gas | Other
Warehouse |  | Heating | Heating | 29.81% | 47.17% | 52.43% | 0.4042%
Warehouse |  | Cooling | Cooling | 30.31% | 100% | 0% | 0%
Warehouse |  | Ventilation | Ventilation | 35.59% | 100% | 0% | 0%
Warehouse |  | Refrigerated Floor Space | Refrigerated Floor Space | 1.897% | 100% | 0% | 0%
Warehouse |  | Frozen Floor Space | Frozen Floor Space | 0.6938% | 100% | 0% | 0%
Warehouse |  | Cooking, Major | Commercial Cooking Space | 0.04364% | 24.82% | 65.88% | 9.303%
Warehouse |  | Water Heating | Water Heating | 92.05% | 69.1% | 30.67% | 0.239%
Warehouse |  |  | End-Use | Percent Penetration | Electric | Gas | Other
Warehouse |  | Interior Lighting | Interior Lighting | 100% | 100% | 0% | 0%
Warehouse |  | Exterior Lighting | Exterior Lighting | 77.93% | 100% | 0% | 0%
Warehouse |  | Office Equipment | Office Equipment | 99.98% | 100% | 0% | 0%
Warehouse |  | Cooking, Minor | Residential-grade Cooking Equipment | 97.05% | 99.58% | 0.4183% | 0%
Warehouse |  | Freezers, Commercial | Commercial-grade Freezers | 8.128% | 100% | 0% | 0%
Warehouse |  | Refrigerators, Commercial | Commercial-grade Refrigerators | 91.84% | 100% | 0% | 0%
Warehouse |  | Refrigerators, Residential | Residential-grade Refrigerators | 94.77% | 100% | 0% | 0%
Warehouse |  | Miscellaneous | Miscellaneous Electric Equipment | 98.58% | 100% | 0% | 0%
Warehouse |  | Motors | Motors | 27.65% | 100% | 0% | 0%
Warehouse |  | Air Compressors | Air Compressors | 36.5% | 100% | 0% | 0%

## PGE
Planning Area: |  | Table 7-1: Overview of Energy Usage in PG&E Service Area | [5 empty] | Figure 7-1: Electricity Use by Building Type
PG&E |  | Building Type | Floor Stock (kft2) | Annual Electric Intensity (kWh/ft2) | Annual Electric Usage (GWh) | Annual Gas Intensity (kBTU/ft2) | Annual Gas Usage (MTherms) | Plot_Building_Type | Percent
|  | College | 95633.8093 | 52.9553 | 50643196.3473 | 52.8306 | 51.578 | College | 4.48%
|  | Food Stores | 71996.3795 | 50.6439 | 36461743.0631 | 50.6406 | 37.1871 | Food Stores | 9.891%
|  | Health Care | 143929.0675 | 50.9256 | 73296681.1839 | 50.7769 | 74.5757 | Health Care | 8.494%
|  | Lodging | 173142.8971 | 33.9126 | 58717250.4618 | 33.7587 | 59.6302 | Lodging | 5.652%
|  | Miscellaneous | 429307.9981 | 30.5676 | 131229274.5968 | 30.3704 | 134.5969 | Miscellaneous | 14.96%
|  | Office, Large | 412057.3875 | 17.1885 | 70826483.0243 | 17.1149 | 71.2824 | Office, Large | 19.41%
|  | Office, Small | 238621.1726 | 21.0472 | 50223188.3789 | 21.209 | 51.0139 | Office, Small | 6.875%
|  | Ref. Warehouse | 44280.4783 | 4.7642 | 2109625.2442 | 4.7644 | 2.1504 | Ref. Warehouse | 3.254%
|  | Restaurant | 63586.5741 | 213.9354 | 136034219.8334 | 213.8455 | 138.6156 | Restaurant | 8.502%
|  | Retail | 276091.4437 | 9.7765 | 26992088.4667 | 9.7741 | 27.5269 | Retail | 9.827%
|  | School | 150296.3011 | 11.0073 | 16543534.5711 | 10.9889 | 16.8789 | School | 3.363%
|  | Warehouse | 266084.1329 | 6.555 | 17441838.9939 | 6.5613 | 17.8005 | Warehouse | 5.291%
|  | All Commercial | 2365027.6416 | 28.3514 | 67051912.4165 | 28.3187 | 682.8363
|  | All Office | 650678.5601 | 18.6036 | 12104967.1403 | 18.6137 | 122.2963
|  | All Warehouse | 310364.6112 | 6.2995 | 1955146.4238 | 6.305 | 19.9508
Table 7-2: All Commercial End-Use Penetration/Saturation and Fuel Share
| End-Use | End-Use | Percent Saturation | Electric | Gas | Other
All Commercial | Heating | Heating | 80.23% | 18.35% | 77.67% | 3.984%
All Commercial | Cooling | Cooling | 77.56% | 99.95% | 0.01284% | 0.03553%
All Commercial | Ventilation | Ventilation | 83.25% | 100% | 0% | 0%
All Commercial | Refrigerated Floor Space | Refrigerated Floor Space | 1.467% | 100% | 0% | 0%
All Commercial | Frozen Floor Space | Frozen Floor Space | 0.5977% | 100% | 0% | 0%
All Commercial | Cooking, Major | Commercial Cooking Space | 3.798% | 33.63% | 62.82% | 3.557%
All Commercial | Water Heating | Water Heating | 96.56% | 36.43% | 60.18% | 3.387%
All Commercial |  | End-Use | Percent Penetration | Electric | Gas | Other
All Commercial | Interior Lighting | Interior Lighting | 100% | 100% | 0% | 0%
All Commercial | Exterior Lighting | Exterior Lighting | 78.13% | 100% | 0% | 0%
All Commercial | Office Equipment | Office Equipment | 99.83% | 100% | 0% | 0%
All Commercial | Cooking, Minor | Residential-grade Cooking Equipment | 95.35% | 98.71% | 1.293% | 0%
All Commercial | Freezers, Commercial | Commercial-grade Freezers | 27.65% | 100% | 0% | 0% |  | Figure 6-1: Electricity Use by Building Type
All Commercial | Refrigerators, Commercial | Commercial-grade Refrigerators | 88.6% | 100% | 0% | 0% |  | Plot_Building_Type | Percent
All Commercial | Refrigerators, Residential | Residential-grade Refrigerators | 83.24% | 100% | 0% | 0% |  | College | 7.553%
All Commercial | Miscellaneous | Miscellaneous Electric Equipment | 95.98% | 100% | 0% | 0% |  | Food Stores | 5.438%
All Commercial | Motors | Motors | 19.99% | 100% | 0% | 0% |  | Health Care | 10.93%
All Commercial | Air Compressors | Air Compressors | 22.2% | 100% | 0% | 0% |  | Lodging | 8.757%
[8 empty] | Miscellaneous | 19.57%
|  | Table 7-3: College End-Use Penetration/Saturation and Fuel Share | [5 empty] | Office, Large | 10.56%
| End-Use | End-Use | Percent Saturation | Electric | Gas | Other |  | Office, Small | 7.49%
College | Heating | Heating | 98.2% | 9.847% | 87.86% | 2.29% |  | Ref. Warehouse | 0.3146%
College | Cooling | Cooling | 90.17% | 100% | 0% | 0% |  | Restaurant | 20.29%
College | Ventilation | Ventilation | 99.06% | 100% | 0% | 0% |  | Retail | 4.026%
College | Refrigerated Floor Space | Refrigerated Floor Space | 0% | 100% | 0% | 0% |  | School | 2.467%
College | Frozen Floor Space | Frozen Floor Space | 0% | 100% | 0% | 0% |  | Warehouse | 2.601%
College | Cooking, Major | Commercial Cooking Space | 1.608% | 25.15% | 74.73% | 0.1253%
College | Water Heating | Water Heating | 99.15% | 14.21% | 74.64% | 11.16%
College |  | End-Use | Percent Penetration | Electric | Gas | Other
College | Interior Lighting | Interior Lighting | 100% | 100% | 0% | 0%
College | Exterior Lighting | Exterior Lighting | 72.23% | 100% | 0% | 0%
College | Office Equipment | Office Equipment | 100% | 100% | 0% | 0%
College | Cooking, Minor | Residential-grade Cooking Equipment | 83.45% | 95.45% | 4.547% | 0%
College | Freezers, Commercial | Commercial-grade Freezers | 8.037% | 100% | 0% | 0%
College | Refrigerators, Commercial | Commercial-grade Refrigerators | 67.51% | 100% | 0% | 0%
College | Refrigerators, Residential | Residential-grade Refrigerators | 76.28% | 100% | 0% | 0%
College | Miscellaneous | Miscellaneous Electric Equipment | 94.77% | 100% | 0% | 0%
College | Motors | Motors | 12.82% | 100% | 0% | 0% |  | Table 7-3: College End-Use Penetration/Saturation and Fuel Share | 0% | 0%
College | Air Compressors | Air Compressors | 6.078% | 100% | 0% | 0% |  | Table 7-4: Food Stores End-Use Penetration/Saturation and Fuel Share | 4.006% | 3.689%
[8 empty] | Table 7-5: Health Care End-Use Penetration/Saturation and Fuel Share | 0% | 0%
|  | Table 7-4: Food Stores End-Use Penetration/Saturation and Fuel Share | [5 empty] | Table 7-6: Lodging End-Use Penetration/Saturation and Fuel Share | 0% | 0%
| End-Use | End-Use | Percent Saturation | Electric | Gas | Other |  | Table 7-7: Miscellaneous End-Use Penetration/Saturation and Fuel Share | 0.001325% | 0%
Food Stores | Heating | Heating | 77.83% | 27.09% | 70.47% | 2.449% |  | Table 7-8: Large Office End-Use Penetration/Saturation and Fuel Share | 0.1444% | 0.005889%
Food Stores | Cooling | Cooling | 78.92% | 100% | 0% | 0% |  | Table 7-9: Small Office End-Use Penetration/Saturation and Fuel Share | 0.01349% | 0.06696%
Food Stores | Ventilation | Ventilation | 83.12% | 100% | 0% | 0% |  | Table 7-10: Restaurant End-Use Penetration/Saturation and Fuel Share | 2.253% | 1.245%
Food Stores | Refrigerated Floor Space | Refrigerated Floor Space | 4.006% | 100% | 0% | 0% |  | Table 7-11: Retail End-Use Penetration/Saturation and Fuel Share | 0.01301% | 0%
Food Stores | Frozen Floor Space | Frozen Floor Space | 3.689% | 100% | 0% | 0% |  | Table 7-12: School End-Use Penetration/Saturation and Fuel Share | 0.002229% | 0.002229%
Food Stores | Cooking, Major | Commercial Cooking Space | 4.125% | 40.15% | 56.86% | 2.983% |  | Table 7-13: Refrigerated Warehouse End-Use Penetration/Saturation and Fuel Share | 44.26% | 13.56%
Food Stores | Water Heating | Water Heating | 98.9% | 30.36% | 66.7% | 2.943% |  | Table 7-14: Unrefrigerated Warehouse End-Use Penetration/Saturation and Fuel Share | 3.755% | 1.673%
Food Stores |  | End-Use | Percent Penetration | Electric | Gas | Other
Food Stores | Interior Lighting | Interior Lighting | 100% | 100% | 0% | 0%
Food Stores | Exterior Lighting | Exterior Lighting | 89.41% | 100% | 0% | 0%
Food Stores | Office Equipment | Office Equipment | 100% | 100% | 0% | 0%
Food Stores | Cooking, Minor | Residential-grade Cooking Equipment | 100% | 99% | 1.004% | 0%
Food Stores | Freezers, Commercial | Commercial-grade Freezers | 84.21% | 100% | 0% | 0%
Food Stores | Refrigerators, Commercial | Commercial-grade Refrigerators | 99.28% | 100% | 0% | 0%
Food Stores | Refrigerators, Residential | Residential-grade Refrigerators | 99.86% | 100% | 0% | 0%
Food Stores | Miscellaneous | Miscellaneous Electric Equipment | 97.4% | 100% | 0% | 0%
Food Stores | Motors | Motors | 24.77% | 100% | 0% | 0%
Food Stores | Air Compressors | Air Compressors | 34.4% | 100% | 0% | 0%
Table 7-5: Health Care End-Use Penetration/Saturation and Fuel Share
| End-Use | End-Use | Percent Saturation | Electric | Gas | Other
Health Care | Heating | Heating | 99% | 13.57% | 84.8% | 1.626%
Health Care | Cooling | Cooling | 96.24% | 100% | 0% | 0%
Health Care | Ventilation | Ventilation | 99.19% | 100% | 0% | 0%
Health Care | Refrigerated Floor Space | Refrigerated Floor Space | 0% | 100% | 0% | 0%
Health Care | Frozen Floor Space | Frozen Floor Space | 0% | 100% | 0% | 0%
Health Care | Cooking, Major | Commercial Cooking Space | 1.888% | 26.83% | 70.95% | 2.225%
Health Care | Water Heating | Water Heating | 100% | 9.887% | 88.7% | 1.409%
Health Care |  | End-Use | Percent Penetration | Electric | Gas | Other
Health Care | Interior Lighting | Interior Lighting | 100% | 100% | 0% | 0%
Health Care | Exterior Lighting | Exterior Lighting | 86.76% | 100% | 0% | 0%
Health Care | Office Equipment | Office Equipment | 100% | 100% | 0% | 0%
Health Care | Cooking, Minor | Residential-grade Cooking Equipment | 99.67% | 97.7% | 2.297% | 0%
Health Care | Freezers, Commercial | Commercial-grade Freezers | 42.64% | 100% | 0% | 0%
Health Care | Refrigerators, Commercial | Commercial-grade Refrigerators | 96.6% | 100% | 0% | 0%
Health Care | Refrigerators, Residential | Residential-grade Refrigerators | 99.27% | 100% | 0% | 0%
Health Care | Miscellaneous | Miscellaneous Electric Equipment | 97.16% | 100% | 0% | 0%
Health Care | Motors | Motors | 30.39% | 100% | 0% | 0%
Health Care | Air Compressors | Air Compressors | 13.66% | 100% | 0% | 0%
Table 7-6: Lodging End-Use Penetration/Saturation and Fuel Share
| End-Use | End-Use | Percent Penetation/Saturation | Electric | Gas | Other
Lodging | Heating | Heating | 98.48% | 32.89% | 59.95% | 7.159%
Lodging | Cooling | Cooling | 95.43% | 100% | 0% | 0%
Lodging | Ventilation | Ventilation | 98.73% | 100% | 0% | 0%
Lodging | Refrigerated Floor Space | Refrigerated Floor Space | 0% | 100% | 0% | 0%
Lodging | Frozen Floor Space | Frozen Floor Space | 0% | 100% | 0% | 0%
Lodging | Cooking, Major | Commercial Cooking Space | 1.826% | 29.74% | 61.68% | 8.575%
Lodging | Water Heating | Water Heating | 100% | 7.303% | 84.13% | 8.566%
Lodging |  | End-Use | Percent Penetration | Electric | Gas | Other
Lodging | Interior Lighting | Interior Lighting | 100% | 100% | 0% | 0%
Lodging | Exterior Lighting | Exterior Lighting | 99.51% | 100% | 0% | 0%
Lodging | Office Equipment | Office Equipment | 100% | 100% | 0% | 0%
Lodging | Cooking, Minor | Residential-grade Cooking Equipment | 99.4% | 98.68% | 1.319% | 0%
Lodging | Freezers, Commercial | Commercial-grade Freezers | 62.14% | 100% | 0% | 0%
Lodging | Refrigerators, Commercial | Commercial-grade Refrigerators | 98.32% | 100% | 0% | 0%
Lodging | Refrigerators, Residential | Residential-grade Refrigerators | 99.21% | 100% | 0% | 0%
Lodging | Miscellaneous | Miscellaneous Electric Equipment | 99.62% | 100% | 0% | 0%
Lodging | Motors | Motors | 60.38% | 100% | 0% | 0%
Lodging | Air Compressors | Air Compressors | 11.15% | 100% | 0% | 0%
Table 7-7: Miscellaneous End-Use Penetration/Saturation and Fuel Share
| End-Use | End-Use | Percent Penetation/Saturation | Electric | Gas | Other
Miscellaneous | Heating | Heating | 71.9% | 18.26% | 75.26% | 6.477%
Miscellaneous | Cooling | Cooling | 66.91% | 99.98% | 0.007683% | 0.01143%
Miscellaneous | Ventilation | Ventilation | 76.48% | 100% | 0% | 0%
Miscellaneous | Refrigerated Floor Space | Refrigerated Floor Space | 0.001325% | 100% | 0% | 0%
Miscellaneous | Frozen Floor Space | Frozen Floor Space | 0% | 100% | 0% | 0%
Miscellaneous | Cooking, Major | Commercial Cooking Space | 1.496% | 34.6% | 56.88% | 8.521%
Miscellaneous | Water Heating | Water Heating | 92.22% | 37.26% | 58.53% | 4.213%
Miscellaneous |  | End-Use | Percent Penetration | Electric | Gas | Other
Miscellaneous | Interior Lighting | Interior Lighting | 100% | 100% | 0% | 0%
Miscellaneous | Exterior Lighting | Exterior Lighting | 87.38% | 100% | 0% | 0%
Miscellaneous | Office Equipment | Office Equipment | 98.98% | 100% | 0% | 0%
Miscellaneous | Cooking, Minor | Residential-grade Cooking Equipment | 93.98% | 97.34% | 2.663% | 0%
Miscellaneous | Freezers, Commercial | Commercial-grade Freezers | 17.35% | 100% | 0% | 0%
Miscellaneous | Refrigerators, Commercial | Commercial-grade Refrigerators | 89.1% | 100% | 0% | 0%
Miscellaneous | Refrigerators, Residential | Residential-grade Refrigerators | 91.58% | 100% | 0% | 0%
Miscellaneous | Miscellaneous | Miscellaneous Electric Equipment | 97.94% | 100% | 0% | 0%
Miscellaneous | Motors | Motors | 38.73% | 100% | 0% | 0%
Miscellaneous | Air Compressors | Air Compressors | 45.38% | 100% | 0% | 0%
Table 7-8: Large Office End-Use Penetration/Saturation and Fuel Share
| End-Use | End-Use | Percent Penetation/Saturation | Electric | Gas | Other
Office, Large | Heating | Heating | 92.92% | 2.458% | 93.68% | 3.862%
Office, Large | Cooling | Cooling | 92.09% | 100% | 0% | 0%
Office, Large | Ventilation | Ventilation | 93.64% | 100% | 0% | 0%
Office, Large | Refrigerated Floor Space | Refrigerated Floor Space | 0.1444% | 100% | 0% | 0%
Office, Large | Frozen Floor Space | Frozen Floor Space | 0.005889% | 100% | 0% | 0%
Office, Large | Cooking, Major | Commercial Cooking Space | 0.4166% | 34.29% | 64.82% | 0.8961%
Office, Large | Water Heating | Water Heating | 100% | 34.73% | 61.63% | 3.644%
Office, Large |  | End-Use | Percent Penetration | Electric | Gas | Other
Office, Large | Interior Lighting | Interior Lighting | 100% | 100% | 0% | 0%
Office, Large | Exterior Lighting | Exterior Lighting | 96.51% | 100% | 0% | 0%
Office, Large | Office Equipment | Office Equipment | 100% | 100% | 0% | 0%
Office, Large | Cooking, Minor | Residential-grade Cooking Equipment | 98.77% | 98.5% | 1.501% | 0%
Office, Large | Freezers, Commercial | Commercial-grade Freezers | 32% | 100% | 0% | 0%
Office, Large | Refrigerators, Commercial | Commercial-grade Refrigerators | 94.92% | 100% | 0% | 0%
Office, Large | Refrigerators, Residential | Residential-grade Refrigerators | 98.77% | 100% | 0% | 0%
Office, Large | Miscellaneous | Miscellaneous Electric Equipment | 96.67% | 100% | 0% | 0%
Office, Large | Motors | Motors | 78.93% | 100% | 0% | 0%
Office, Large | Air Compressors | Air Compressors | 33.19% | 100% | 0% | 0%
Table 7-9: Small Office End-Use Penetration/Saturation and Fuel Share
| End-Use | End-Use | Percent Penetation/Saturation | Electric | Gas | Other
Office, Small | Heating | Heating | 90.94% | 25.09% | 72.43% | 2.474%
Office, Small | Cooling | Cooling | 88.2% | 99.9% | 0.1028% | 0%
Office, Small | Ventilation | Ventilation | 92.2% | 100% | 0% | 0%
Office, Small | Refrigerated Floor Space | Refrigerated Floor Space | 0.01349% | 100% | 0% | 0%
Office, Small | Frozen Floor Space | Frozen Floor Space | 0.06696% | 100% | 0% | 0%
Office, Small | Cooking, Major | Commercial Cooking Space | 0.5074% | 44.78% | 54.47% | 0.7526%
Office, Small | Water Heating | Water Heating | 94.9% | 48.59% | 49.84% | 1.568%
Office, Small |  | End-Use | Percent Penetration | Electric | Gas | Other
Office, Small | Interior Lighting | Interior Lighting | 100% | 100% | 0% | 0%
Office, Small | Exterior Lighting | Exterior Lighting | 69.81% | 100% | 0% | 0%
Office, Small | Office Equipment | Office Equipment | 100% | 100% | 0% | 0%
Office, Small | Cooking, Minor | Residential-grade Cooking Equipment | 94.17% | 98.91% | 1.087% | 0%
Office, Small | Freezers, Commercial | Commercial-grade Freezers | 5.684% | 100% | 0% | 0%
Office, Small | Refrigerators, Commercial | Commercial-grade Refrigerators | 82.76% | 100% | 0% | 0%
Office, Small | Refrigerators, Residential | Residential-grade Refrigerators | 91.78% | 100% | 0% | 0%
Office, Small | Miscellaneous | Miscellaneous Electric Equipment | 92.16% | 100% | 0% | 0%
Office, Small | Motors | Motors | 11.82% | 100% | 0% | 0%
Office, Small | Air Compressors | Air Compressors | 16.03% | 100% | 0% | 0%
Table 7-10: Restaurant End-Use Penetration/Saturation and Fuel Share
| End-Use | End-Use | Percent Penetation/Saturation | Electric | Gas | Other
Restaurant | Heating | Heating | 88% | 22.86% | 73.39% | 3.744%
Restaurant | Cooling | Cooling | 88.23% | 98.91% | 0% | 1.091%
Restaurant | Ventilation | Ventilation | 92.66% | 100% | 0% | 0%
Restaurant | Refrigerated Floor Space | Refrigerated Floor Space | 2.253% | 100% | 0% | 0%
Restaurant | Frozen Floor Space | Frozen Floor Space | 1.245% | 100% | 0% | 0%
Restaurant | Cooking, Major | Commercial Cooking Space | 100% | 32.74% | 64.43% | 2.821%
Restaurant | Water Heating | Water Heating | 99.94% | 18.09% | 78.58% | 3.326%
Restaurant |  | End-Use | Percent Penetration | Electric | Gas | Other
Restaurant | Interior Lighting | Interior Lighting | 100% | 100% | 0% | 0%
Restaurant | Exterior Lighting | Exterior Lighting | 81.14% | 100% | 0% | 0%
Restaurant | Office Equipment | Office Equipment | 100% | 100% | 0% | 0%
Restaurant | Cooking, Minor | Residential-grade Cooking Equipment | 100% | 99.2% | 0.804% | 0%
Restaurant | Freezers, Commercial | Commercial-grade Freezers | 91.25% | 100% | 0% | 0%
Restaurant | Refrigerators, Commercial | Commercial-grade Refrigerators | 99.45% | 100% | 0% | 0%
Restaurant | Refrigerators, Residential | Residential-grade Refrigerators | 22.66% | 100% | 0% | 0%
Restaurant | Miscellaneous | Miscellaneous Electric Equipment | 97.75% | 100% | 0% | 0%
Restaurant | Motors | Motors | 5.441% | 100% | 0% | 0%
Restaurant | Air Compressors | Air Compressors | 6.877% | 100% | 0% | 0%
Table 7-11: Retail End-Use Penetration/Saturation and Fuel Share
| End-Use | End-Use | Percent Penetation/Saturation | Electric | Gas | Other
Retail | Heating | Heating | 82.46% | 26.21% | 72.49% | 1.307%
Retail | Cooling | Cooling | 79.23% | 99.99% | 0% | 0.006874%
Retail | Ventilation | Ventilation | 85.79% | 100% | 0% | 0%
Retail | Refrigerated Floor Space | Refrigerated Floor Space | 0.01301% | 100% | 0% | 0%
Retail | Frozen Floor Space | Frozen Floor Space | 0% | 100% | 0% | 0%
Retail | Cooking, Major | Commercial Cooking Space | 0.09821% | 72.52% | 27.48% | 0%
Retail | Water Heating | Water Heating | 90.7% | 54.07% | 45.36% | 0.5698%
Retail |  | End-Use | Percent Penetration | Electric | Gas | Other
Retail | Interior Lighting | Interior Lighting | 100% | 100% | 0% | 0%
Retail | Exterior Lighting | Exterior Lighting | 70.13% | 100% | 0% | 0%
Retail | Office Equipment | Office Equipment | 100% | 100% | 0% | 0%
Retail | Cooking, Minor | Residential-grade Cooking Equipment | 92.8% | 99.55% | 0.4459% | 0%
Retail | Freezers, Commercial | Commercial-grade Freezers | 7.898% | 100% | 0% | 0%
Retail | Refrigerators, Commercial | Commercial-grade Refrigerators | 84.23% | 100% | 0% | 0%
Retail | Refrigerators, Residential | Residential-grade Refrigerators | 88.64% | 100% | 0% | 0%
Retail | Miscellaneous | Miscellaneous Electric Equipment | 96.83% | 100% | 0% | 0%
Retail | Motors | Motors | 12.79% | 100% | 0% | 0%
Retail | Air Compressors | Air Compressors | 16.83% | 100% | 0% | 0%
Table 7-12: School End-Use Penetration/Saturation and Fuel Share
| End-Use | End-Use | Percent Penetation/Saturation | Electric | Gas | Other
School | Heating | Heating | 97.95% | 19.5% | 73.11% | 7.39%
School | Cooling | Cooling | 93.48% | 100% | 0% | 0%
School | Ventilation | Ventilation | 98.38% | 100% | 0% | 0%
School | Refrigerated Floor Space | Refrigerated Floor Space | 0.002229% | 100% | 0% | 0%
School | Frozen Floor Space | Frozen Floor Space | 0.002229% | 100% | 0% | 0%
School | Cooking, Major | Commercial Cooking Space | 4.544% | 40.72% | 53.9% | 5.388%
School | Water Heating | Water Heating | 99.86% | 29.09% | 66.53% | 4.379%
School |  | End-Use | Percent Penetration | Electric | Gas | Other
School | Interior Lighting | Interior Lighting | 100% | 100% | 0% | 0%
School | Exterior Lighting | Exterior Lighting | 97.71% | 100% | 0% | 0%
School | Office Equipment | Office Equipment | 100% | 100% | 0% | 0%
School | Cooking, Minor | Residential-grade Cooking Equipment | 100% | 96.01% | 3.987% | 0%
School | Freezers, Commercial | Commercial-grade Freezers | 50.61% | 100% | 0% | 0%
School | Refrigerators, Commercial | Commercial-grade Refrigerators | 96.62% | 100% | 0% | 0%
School | Refrigerators, Residential | Residential-grade Refrigerators | 99.49% | 100% | 0% | 0%
School | Miscellaneous | Miscellaneous Electric Equipment | 97.57% | 100% | 0% | 0%
School | Motors | Motors | 21.62% | 100% | 0% | 0%
School | Air Compressors | Air Compressors | 10.45% | 100% | 0% | 0%
Table 7-13: Refrigerated Warehouse End-Use Penetration/Saturation and Fuel Share
| End-Use | End-Use | Percent Penetation/Saturation | Electric | Gas | Other
Ref. Warehouse | Heating | Heating | 14.47% | 57.87% | 29.18% | 12.95%
Ref. Warehouse | Cooling | Cooling | 15.02% | 100% | 0% | 0%
Ref. Warehouse | Ventilation | Ventilation | 34.24% | 100% | 0% | 0%
Ref. Warehouse | Refrigerated Floor Space | Refrigerated Floor Space | 44.26% | 100% | 0% | 0%
Ref. Warehouse | Frozen Floor Space | Frozen Floor Space | 13.56% | 100% | 0% | 0%
Ref. Warehouse | Cooking, Major | Commercial Cooking Space | 0.2064% | 41.74% | 52.16% | 6.099%
Ref. Warehouse | Water Heating | Water Heating | 99.99% | 70.38% | 27.64% | 1.982%
Ref. Warehouse |  | End-Use | Percent Penetration | Electric | Gas | Other
Ref. Warehouse | Interior Lighting | Interior Lighting | 100% | 100% | 0% | 0%
Ref. Warehouse | Exterior Lighting | Exterior Lighting | 93.89% | 100% | 0% | 0%
Ref. Warehouse | Office Equipment | Office Equipment | 100% | 100% | 0% | 0%
Ref. Warehouse | Cooking, Minor | Residential-grade Cooking Equipment | 99.55% | 99.21% | 0.7943% | 0%
Ref. Warehouse | Freezers, Commercial | Commercial-grade Freezers | 27.95% | 100% | 0% | 0%
Ref. Warehouse | Refrigerators, Commercial | Commercial-grade Refrigerators | 100% | 100% | 0% | 0%
Ref. Warehouse | Refrigerators, Residential | Residential-grade Refrigerators | 100% | 100% | 0% | 0%
Ref. Warehouse | Miscellaneous | Miscellaneous Electric Equipment | 100% | 100% | 0% | 0%
Ref. Warehouse | Motors | Motors | 43.94% | 100% | 0% | 0%
Ref. Warehouse | Air Compressors | Air Compressors | 46.23% | 100% | 0% | 0%
Table 7-14: Unrefrigerated Warehouse End-Use Penetration/Saturation and Fuel Share
| End-Use | End-Use | Percent Penetation/Saturation | Electric | Gas | Other
Warehouse | Heating | Heating | 34.29% | 26.52% | 72.52% | 0.9564%
Warehouse | Cooling | Cooling | 34.26% | 100% | 0% | 0%
Warehouse | Ventilation | Ventilation | 41.39% | 100% | 0% | 0%
Warehouse | Refrigerated Floor Space | Refrigerated Floor Space | 3.755% | 100% | 0% | 0%
Warehouse | Frozen Floor Space | Frozen Floor Space | 1.673% | 100% | 0% | 0%
Warehouse | Cooking, Major | Commercial Cooking Space | 0.06892% | 24.13% | 56.57% | 19.3%
Warehouse | Water Heating | Water Heating | 96.78% | 57.7% | 41.79% | 0.5174%
Warehouse |  | End-Use | Percent Penetration | Electric | Gas | Other
Warehouse | Interior Lighting | Interior Lighting | 100% | 100% | 0% | 0%
Warehouse | Exterior Lighting | Exterior Lighting | 81.88% | 100% | 0% | 0%
Warehouse | Office Equipment | Office Equipment | 100% | 100% | 0% | 0%
Warehouse | Cooking, Minor | Residential-grade Cooking Equipment | 97.1% | 99.86% | 0.1447% | 0%
Warehouse | Freezers, Commercial | Commercial-grade Freezers | 12.72% | 100% | 0% | 0%
Warehouse | Refrigerators, Commercial | Commercial-grade Refrigerators | 92.04% | 100% | 0% | 0%
Warehouse | Refrigerators, Residential | Residential-grade Refrigerators | 95.55% | 100% | 0% | 0%
Warehouse | Miscellaneous | Miscellaneous Electric Equipment | 99.33% | 100% | 0% | 0%
Warehouse | Motors | Motors | 28.37% | 100% | 0% | 0%
Warehouse | Air Compressors | Air Compressors | 41.76% | 100% | 0% | 0%

## SCE
Planning Area: |  | Table 8-1: Overview of Energy Usage in SCE Service Area | [5 empty] | Figure 8-1: Electricity Use by Building Type
SCE |  | Building Type | Floor Stock (kft2) | Annual Electric Intensity (kWh/ft2) | Annual Electric Usage (GWh) | Annual Gas Intensity (kBTU/ft2) | Annual Gas Usage (MTherms) | Plot_Building_Type | Percent
|  | College | 98492.3367 | 26.0903 | 25696951.4445 | 26.1437 | 28.7651 | College | 4.028%
|  | Food Stores | 74896.6153 | 77.6548 | 58160805.4957 | 78.0983 | 65.6423 | Food Stores | 10.31%
|  | Health Care | 124524.9582 | 88.1984 | 109829069.039 | 87.9964 | 123.1488 | Health Care | 8.049%
|  | Lodging | 111976.0498 | 44.3616 | 49674403.1412 | 44.4413 | 55.9128 | Lodging | 4.082%
|  | Miscellaneous | 381514.8412 | 41.076 | 156711137.243 | 41.0062 | 175.6438 | Miscellaneous | 12.86%
|  | Office, Large | 274316.6902 | 14.4563 | 39656093.6362 | 14.4463 | 44.3114 | Office, Large | 12.37%
|  | Office, Small | 210487.3242 | 10.4129 | 21917804.5182 | 10.3879 | 24.516 | Office, Small | 6.824%
|  | Ref. Warehouse | 33669.5551 | 2.9258 | 985112.6608 | 2.9124 | 1.1037 | Ref. Warehouse | 1.969%
|  | Restaurant | 72118.3081 | 253.7401 | 182993060.7417 | 253.6667 | 205.2521 | Restaurant | 10.81%
|  | Retail | 373422.9845 | 5.3669 | 20041177.063 | 5.3605 | 22.4998 | Retail | 14.04%
|  | School | 241625.4031 | 10.3466 | 25000029.7491 | 10.3433 | 28.0837 | School | 5.768%
|  | Warehouse | 517327.1263 | 3.8672 | 20006009.1417 | 3.843 | 22.4493 | Warehouse | 8.88%
|  | All Commercial | 2514372.1926 | 28.2644 | 71067165.3874 | 28.2228 | 797.3288
|  | All Office | 484804.0144 | 12.7008 | 6157389.8154 | 12.6815 | 68.8274
|  | All Warehouse | 550996.6813 | 3.8097 | 2099112.1803 | 3.7863 | 23.553
Table 8-2: All Commercial End-Use Penetration/Saturation and Fuel Share
| End-Use | End-Use | Percent Saturation | Electric | Gas | Other
All Commercial | Heating | Heating | 71.59% | 40.47% | 59.1% | 0.4209%
All Commercial | Cooling | Cooling | 72.3% | 99.84% | 0.1551% | 0%
All Commercial | Ventilation | Ventilation | 74.47% | 100% | 0% | 0%
All Commercial | Refrigerated Floor Space | Refrigerated Floor Space | 0.9134% | 100% | 0% | 0%
All Commercial | Frozen Floor Space | Frozen Floor Space | 0.4366% | 100% | 0% | 0%
All Commercial | Cooking, Major | Commercial Cooking Space | 3.699% | 23.87% | 75.08% | 1.045%
All Commercial | Water Heating | Water Heating | 94.01% | 44.64% | 54.57% | 0.789%
All Commercial |  | End-Use | Percent Penetration | Electric | Gas | Other
All Commercial | Interior Lighting | Interior Lighting | 100% | 100% | 0% | 0%
All Commercial | Exterior Lighting | Exterior Lighting | 74.11% | 100% | 0% | 0%
All Commercial | Office Equipment | Office Equipment | 99.73% | 100% | 0% | 0%
All Commercial | Cooking, Minor | Residential-grade Cooking Equipment | 95.48% | 98.75% | 1.253% | 0%
All Commercial | Freezers, Commercial | Commercial-grade Freezers | 24.94% | 100% | 0% | 0% |  | Figure 6-1: Electricity Use by Building Type
All Commercial | Refrigerators, Commercial | Commercial-grade Refrigerators | 88.89% | 100% | 0% | 0% |  | Plot_Building_Type | Percent
All Commercial | Refrigerators, Residential | Residential-grade Refrigerators | 84% | 100% | 0% | 0% |  | College | 3.616%
All Commercial | Miscellaneous | Miscellaneous Electric Equipment | 96.76% | 100% | 0% | 0% |  | Food Stores | 8.184%
All Commercial | Motors | Motors | 18.67% | 100% | 0% | 0% |  | Health Care | 15.45%
All Commercial | Air Compressors | Air Compressors | 20.1% | 100% | 0% | 0% |  | Lodging | 6.99%
[8 empty] | Miscellaneous | 22.05%
|  | Table 8-3: College End-Use Penetration/Saturation and Fuel Share | [5 empty] | Office, Large | 5.58%
| End-Use | End-Use | Percent Saturation | Electric | Gas | Other |  | Office, Small | 3.084%
College | Heating | Heating | 99.18% | 14.59% | 85.41% | 0% |  | Ref. Warehouse | 0.1386%
College | Cooling | Cooling | 97.46% | 100% | 0% | 0% |  | Restaurant | 25.75%
College | Ventilation | Ventilation | 99.34% | 100% | 0% | 0% |  | Retail | 2.82%
College | Refrigerated Floor Space | Refrigerated Floor Space | 0% | 100% | 0% | 0% |  | School | 3.518%
College | Frozen Floor Space | Frozen Floor Space | 0% | 100% | 0% | 0% |  | Warehouse | 2.815%
College | Cooking, Major | Commercial Cooking Space | 1.341% | 29.62% | 70.38% | 0%
College | Water Heating | Water Heating | 97.34% | 14.11% | 77.38% | 8.509%
College |  | End-Use | Percent Penetration | Electric | Gas | Other
College | Interior Lighting | Interior Lighting | 100% | 100% | 0% | 0%
College | Exterior Lighting | Exterior Lighting | 79.25% | 100% | 0% | 0%
College | Office Equipment | Office Equipment | 100% | 100% | 0% | 0%
College | Cooking, Minor | Residential-grade Cooking Equipment | 90.06% | 100% | 0% | 0%
College | Freezers, Commercial | Commercial-grade Freezers | 8.477% | 100% | 0% | 0%
College | Refrigerators, Commercial | Commercial-grade Refrigerators | 86.2% | 100% | 0% | 0%
College | Refrigerators, Residential | Residential-grade Refrigerators | 87.31% | 100% | 0% | 0%
College | Miscellaneous | Miscellaneous Electric Equipment | 96.75% | 100% | 0% | 0%
College | Motors | Motors | 7.685% | 100% | 0% | 0% |  | Table 8-3: College End-Use Penetration/Saturation and Fuel Share | 0% | 0%
College | Air Compressors | Air Compressors | 2.985% | 100% | 0% | 0% |  | Table 8-4: Food Stores End-Use Penetration/Saturation and Fuel Share | 4.111% | 3.881%
[8 empty] | Table 8-5: Health Care End-Use Penetration/Saturation and Fuel Share | 0% | 0%
|  | Table 8-4: Food Stores End-Use Penetration/Saturation and Fuel Share | [5 empty] | Table 8-6: Lodging End-Use Penetration/Saturation and Fuel Share | 0% | 0%
| End-Use | End-Use | Percent Saturation | Electric | Gas | Other |  | Table 8-7: Miscellaneous End-Use Penetration/Saturation and Fuel Share | 0.003621% | 0.003621%
Food Stores | Heating | Heating | 82.92% | 44.07% | 55.64% | 0.2896% |  | Table 8-8: Large Office End-Use Penetration/Saturation and Fuel Share | 0% | 0%
Food Stores | Cooling | Cooling | 83.75% | 100% | 0% | 0% |  | Table 8-9: Small Office End-Use Penetration/Saturation and Fuel Share | 0.01012% | 0.02022%
Food Stores | Ventilation | Ventilation | 84.54% | 100% | 0% | 0% |  | Table 8-10: Restaurant End-Use Penetration/Saturation and Fuel Share | 2.062% | 1.478%
Food Stores | Refrigerated Floor Space | Refrigerated Floor Space | 4.111% | 100% | 0% | 0% |  | Table 8-11: Retail End-Use Penetration/Saturation and Fuel Share | 0.003241% | 0%
Food Stores | Frozen Floor Space | Frozen Floor Space | 3.881% | 100% | 0% | 0% |  | Table 8-12: School End-Use Penetration/Saturation and Fuel Share | 0% | 0%
Food Stores | Cooking, Major | Commercial Cooking Space | 4.893% | 25.26% | 74.71% | 0.03469% |  | Table 8-13: Refrigerated Warehouse End-Use Penetration/Saturation and Fuel Share | 38.12% | 17.28%
Food Stores | Water Heating | Water Heating | 97.75% | 27.2% | 70.33% | 2.473% |  | Table 8-14: Unrefrigerated Warehouse End-Use Penetration/Saturation and Fuel Share | 1.116% | 0.2555%
Food Stores |  | End-Use | Percent Penetration | Electric | Gas | Other
Food Stores | Interior Lighting | Interior Lighting | 100% | 100% | 0% | 0%
Food Stores | Exterior Lighting | Exterior Lighting | 87.7% | 100% | 0% | 0%
Food Stores | Office Equipment | Office Equipment | 100% | 100% | 0% | 0%
Food Stores | Cooking, Minor | Residential-grade Cooking Equipment | 100% | 99.32% | 0.6753% | 0%
Food Stores | Freezers, Commercial | Commercial-grade Freezers | 89.91% | 100% | 0% | 0%
Food Stores | Refrigerators, Commercial | Commercial-grade Refrigerators | 99.78% | 100% | 0% | 0%
Food Stores | Refrigerators, Residential | Residential-grade Refrigerators | 100% | 100% | 0% | 0%
Food Stores | Miscellaneous | Miscellaneous Electric Equipment | 99.05% | 100% | 0% | 0%
Food Stores | Motors | Motors | 25.75% | 100% | 0% | 0%
Food Stores | Air Compressors | Air Compressors | 31.09% | 100% | 0% | 0%
Table 8-5: Health Care End-Use Penetration/Saturation and Fuel Share
| End-Use | End-Use | Percent Saturation | Electric | Gas | Other
Health Care | Heating | Heating | 98.23% | 24.38% | 74.39% | 1.231%
Health Care | Cooling | Cooling | 99.1% | 99.6% | 0.3961% | 0%
Health Care | Ventilation | Ventilation | 99.28% | 100% | 0% | 0%
Health Care | Refrigerated Floor Space | Refrigerated Floor Space | 0% | 100% | 0% | 0%
Health Care | Frozen Floor Space | Frozen Floor Space | 0% | 100% | 0% | 0%
Health Care | Cooking, Major | Commercial Cooking Space | 1.666% | 25.55% | 71.73% | 2.719%
Health Care | Water Heating | Water Heating | 99.95% | 9.439% | 88.9% | 1.663%
Health Care |  | End-Use | Percent Penetration | Electric | Gas | Other
Health Care | Interior Lighting | Interior Lighting | 100% | 100% | 0% | 0%
Health Care | Exterior Lighting | Exterior Lighting | 85.56% | 100% | 0% | 0%
Health Care | Office Equipment | Office Equipment | 100% | 100% | 0% | 0%
Health Care | Cooking, Minor | Residential-grade Cooking Equipment | 99.82% | 98.81% | 1.193% | 0%
Health Care | Freezers, Commercial | Commercial-grade Freezers | 35.78% | 100% | 0% | 0%
Health Care | Refrigerators, Commercial | Commercial-grade Refrigerators | 96.11% | 100% | 0% | 0%
Health Care | Refrigerators, Residential | Residential-grade Refrigerators | 99.65% | 100% | 0% | 0%
Health Care | Miscellaneous | Miscellaneous Electric Equipment | 97.11% | 100% | 0% | 0%
Health Care | Motors | Motors | 25.6% | 100% | 0% | 0%
Health Care | Air Compressors | Air Compressors | 12.57% | 100% | 0% | 0%
Table 8-6: Lodging End-Use Penetration/Saturation and Fuel Share
| End-Use | End-Use | Percent Penetation/Saturation | Electric | Gas | Other
Lodging | Heating | Heating | 99.61% | 54.4% | 45.57% | 0.03252%
Lodging | Cooling | Cooling | 99.31% | 100% | 0% | 0%
Lodging | Ventilation | Ventilation | 99.7% | 100% | 0% | 0%
Lodging | Refrigerated Floor Space | Refrigerated Floor Space | 0% | 100% | 0% | 0%
Lodging | Frozen Floor Space | Frozen Floor Space | 0% | 100% | 0% | 0%
Lodging | Cooking, Major | Commercial Cooking Space | 0.93% | 27.8% | 70.91% | 1.287%
Lodging | Water Heating | Water Heating | 100% | 2.079% | 97.47% | 0.4481%
Lodging |  | End-Use | Percent Penetration | Electric | Gas | Other
Lodging | Interior Lighting | Interior Lighting | 100% | 100% | 0% | 0%
Lodging | Exterior Lighting | Exterior Lighting | 99.58% | 100% | 0% | 0%
Lodging | Office Equipment | Office Equipment | 100% | 100% | 0% | 0%
Lodging | Cooking, Minor | Residential-grade Cooking Equipment | 99.58% | 98.48% | 1.521% | 0%
Lodging | Freezers, Commercial | Commercial-grade Freezers | 68.1% | 100% | 0% | 0%
Lodging | Refrigerators, Commercial | Commercial-grade Refrigerators | 99.16% | 100% | 0% | 0%
Lodging | Refrigerators, Residential | Residential-grade Refrigerators | 99.58% | 100% | 0% | 0%
Lodging | Miscellaneous | Miscellaneous Electric Equipment | 99.16% | 100% | 0% | 0%
Lodging | Motors | Motors | 55.09% | 100% | 0% | 0%
Lodging | Air Compressors | Air Compressors | 8.632% | 100% | 0% | 0%
Table 8-7: Miscellaneous End-Use Penetration/Saturation and Fuel Share
| End-Use | End-Use | Percent Penetation/Saturation | Electric | Gas | Other
Miscellaneous | Heating | Heating | 65.69% | 40.12% | 58.36% | 1.517%
Miscellaneous | Cooling | Cooling | 66.54% | 100% | 0% | 0%
Miscellaneous | Ventilation | Ventilation | 68.43% | 100% | 0% | 0%
Miscellaneous | Refrigerated Floor Space | Refrigerated Floor Space | 0.003621% | 100% | 0% | 0%
Miscellaneous | Frozen Floor Space | Frozen Floor Space | 0.003621% | 100% | 0% | 0%
Miscellaneous | Cooking, Major | Commercial Cooking Space | 1.013% | 26.65% | 67.42% | 5.933%
Miscellaneous | Water Heating | Water Heating | 91.83% | 36.79% | 62.19% | 1.025%
Miscellaneous |  | End-Use | Percent Penetration | Electric | Gas | Other
Miscellaneous | Interior Lighting | Interior Lighting | 100% | 100% | 0% | 0%
Miscellaneous | Exterior Lighting | Exterior Lighting | 82% | 100% | 0% | 0%
Miscellaneous | Office Equipment | Office Equipment | 98.34% | 100% | 0% | 0%
Miscellaneous | Cooking, Minor | Residential-grade Cooking Equipment | 92.77% | 98.56% | 1.441% | 0%
Miscellaneous | Freezers, Commercial | Commercial-grade Freezers | 11.57% | 100% | 0% | 0%
Miscellaneous | Refrigerators, Commercial | Commercial-grade Refrigerators | 86.77% | 100% | 0% | 0%
Miscellaneous | Refrigerators, Residential | Residential-grade Refrigerators | 89.65% | 100% | 0% | 0%
Miscellaneous | Miscellaneous | Miscellaneous Electric Equipment | 98.02% | 100% | 0% | 0%
Miscellaneous | Motors | Motors | 38.13% | 100% | 0% | 0%
Miscellaneous | Air Compressors | Air Compressors | 49.45% | 100% | 0% | 0%
Table 8-8: Large Office End-Use Penetration/Saturation and Fuel Share
| End-Use | End-Use | Percent Penetation/Saturation | Electric | Gas | Other
Office, Large | Heating | Heating | 85.27% | 29.37% | 70.2% | 0.4289%
Office, Large | Cooling | Cooling | 86.6% | 100% | 0% | 0%
Office, Large | Ventilation | Ventilation | 87.14% | 100% | 0% | 0%
Office, Large | Refrigerated Floor Space | Refrigerated Floor Space | 0% | 100% | 0% | 0%
Office, Large | Frozen Floor Space | Frozen Floor Space | 0% | 100% | 0% | 0%
Office, Large | Cooking, Major | Commercial Cooking Space | 0.4597% | 20.36% | 79.64% | 0%
Office, Large | Water Heating | Water Heating | 100% | 43.43% | 56.57% | 0%
Office, Large |  | End-Use | Percent Penetration | Electric | Gas | Other
Office, Large | Interior Lighting | Interior Lighting | 100% | 100% | 0% | 0%
Office, Large | Exterior Lighting | Exterior Lighting | 96.67% | 100% | 0% | 0%
Office, Large | Office Equipment | Office Equipment | 100% | 100% | 0% | 0%
Office, Large | Cooking, Minor | Residential-grade Cooking Equipment | 100% | 99.51% | 0.4873% | 0%
Office, Large | Freezers, Commercial | Commercial-grade Freezers | 28.16% | 100% | 0% | 0%
Office, Large | Refrigerators, Commercial | Commercial-grade Refrigerators | 95.33% | 100% | 0% | 0%
Office, Large | Refrigerators, Residential | Residential-grade Refrigerators | 100% | 100% | 0% | 0%
Office, Large | Miscellaneous | Miscellaneous Electric Equipment | 99.7% | 100% | 0% | 0%
Office, Large | Motors | Motors | 72.54% | 100% | 0% | 0%
Office, Large | Air Compressors | Air Compressors | 19.19% | 100% | 0% | 0%
Table 8-9: Small Office End-Use Penetration/Saturation and Fuel Share
| End-Use | End-Use | Percent Penetation/Saturation | Electric | Gas | Other
Office, Small | Heating | Heating | 94.76% | 58.37% | 41.42% | 0.2102%
Office, Small | Cooling | Cooling | 93.39% | 100% | 0% | 0%
Office, Small | Ventilation | Ventilation | 95.8% | 100% | 0% | 0%
Office, Small | Refrigerated Floor Space | Refrigerated Floor Space | 0.01012% | 100% | 0% | 0%
Office, Small | Frozen Floor Space | Frozen Floor Space | 0.02022% | 100% | 0% | 0%
Office, Small | Cooking, Major | Commercial Cooking Space | 0.388% | 23.61% | 76.39% | 0%
Office, Small | Water Heating | Water Heating | 91.2% | 50.31% | 49.19% | 0.5059%
Office, Small |  | End-Use | Percent Penetration | Electric | Gas | Other
Office, Small | Interior Lighting | Interior Lighting | 100% | 100% | 0% | 0%
Office, Small | Exterior Lighting | Exterior Lighting | 60.57% | 100% | 0% | 0%
Office, Small | Office Equipment | Office Equipment | 100% | 100% | 0% | 0%
Office, Small | Cooking, Minor | Residential-grade Cooking Equipment | 94.51% | 99.32% | 0.6818% | 0%
Office, Small | Freezers, Commercial | Commercial-grade Freezers | 6.5% | 100% | 0% | 0%
Office, Small | Refrigerators, Commercial | Commercial-grade Refrigerators | 84.01% | 100% | 0% | 0%
Office, Small | Refrigerators, Residential | Residential-grade Refrigerators | 92.28% | 100% | 0% | 0%
Office, Small | Miscellaneous | Miscellaneous Electric Equipment | 93.1% | 100% | 0% | 0%
Office, Small | Motors | Motors | 10.72% | 100% | 0% | 0%
Office, Small | Air Compressors | Air Compressors | 13.15% | 100% | 0% | 0%
Table 8-10: Restaurant End-Use Penetration/Saturation and Fuel Share
| End-Use | End-Use | Percent Penetation/Saturation | Electric | Gas | Other
Restaurant | Heating | Heating | 92.27% | 45.19% | 54.08% | 0.7309%
Restaurant | Cooling | Cooling | 93.05% | 100% | 0% | 0%
Restaurant | Ventilation | Ventilation | 93.74% | 100% | 0% | 0%
Restaurant | Refrigerated Floor Space | Refrigerated Floor Space | 2.062% | 100% | 0% | 0%
Restaurant | Frozen Floor Space | Frozen Floor Space | 1.478% | 100% | 0% | 0%
Restaurant | Cooking, Major | Commercial Cooking Space | 100% | 21.58% | 77.51% | 0.9126%
Restaurant | Water Heating | Water Heating | 100% | 17.7% | 81.55% | 0.7489%
Restaurant |  | End-Use | Percent Penetration | Electric | Gas | Other
Restaurant | Interior Lighting | Interior Lighting | 100% | 100% | 0% | 0%
Restaurant | Exterior Lighting | Exterior Lighting | 85.02% | 100% | 0% | 0%
Restaurant | Office Equipment | Office Equipment | 100% | 100% | 0% | 0%
Restaurant | Cooking, Minor | Residential-grade Cooking Equipment | 100% | 95.83% | 4.169% | 0%
Restaurant | Freezers, Commercial | Commercial-grade Freezers | 91.33% | 100% | 0% | 0%
Restaurant | Refrigerators, Commercial | Commercial-grade Refrigerators | 99.24% | 100% | 0% | 0%
Restaurant | Refrigerators, Residential | Residential-grade Refrigerators | 25% | 100% | 0% | 0%
Restaurant | Miscellaneous | Miscellaneous Electric Equipment | 98.04% | 100% | 0% | 0%
Restaurant | Motors | Motors | 8.315% | 100% | 0% | 0%
Restaurant | Air Compressors | Air Compressors | 4.387% | 100% | 0% | 0%
Table 8-11: Retail End-Use Penetration/Saturation and Fuel Share
| End-Use | End-Use | Percent Penetation/Saturation | Electric | Gas | Other
Retail | Heating | Heating | 76.77% | 48.91% | 51.08% | 0.01137%
Retail | Cooling | Cooling | 79.54% | 100% | 0% | 0%
Retail | Ventilation | Ventilation | 81.28% | 100% | 0% | 0%
Retail | Refrigerated Floor Space | Refrigerated Floor Space | 0.003241% | 100% | 0% | 0%
Retail | Frozen Floor Space | Frozen Floor Space | 0% | 100% | 0% | 0%
Retail | Cooking, Major | Commercial Cooking Space | 0.1347% | 59.82% | 39.59% | 0.5962%
Retail | Water Heating | Water Heating | 87.02% | 62.3% | 37.64% | 0.06122%
Retail |  | End-Use | Percent Penetration | Electric | Gas | Other
Retail | Interior Lighting | Interior Lighting | 100% | 100% | 0% | 0%
Retail | Exterior Lighting | Exterior Lighting | 68.65% | 100% | 0% | 0%
Retail | Office Equipment | Office Equipment | 100% | 100% | 0% | 0%
Retail | Cooking, Minor | Residential-grade Cooking Equipment | 93.77% | 99.95% | 0.05438% | 0%
Retail | Freezers, Commercial | Commercial-grade Freezers | 6.835% | 100% | 0% | 0%
Retail | Refrigerators, Commercial | Commercial-grade Refrigerators | 85.04% | 100% | 0% | 0%
Retail | Refrigerators, Residential | Residential-grade Refrigerators | 89.98% | 100% | 0% | 0%
Retail | Miscellaneous | Miscellaneous Electric Equipment | 97.58% | 100% | 0% | 0%
Retail | Motors | Motors | 11.25% | 100% | 0% | 0%
Retail | Air Compressors | Air Compressors | 13.64% | 100% | 0% | 0%
Table 8-12: School End-Use Penetration/Saturation and Fuel Share
| End-Use | End-Use | Percent Penetation/Saturation | Electric | Gas | Other
School | Heating | Heating | 97% | 25.55% | 74.37% | 0.08408%
School | Cooling | Cooling | 96.54% | 98.98% | 1.021% | 0%
School | Ventilation | Ventilation | 97.55% | 100% | 0% | 0%
School | Refrigerated Floor Space | Refrigerated Floor Space | 0% | 100% | 0% | 0%
School | Frozen Floor Space | Frozen Floor Space | 0% | 100% | 0% | 0%
School | Cooking, Major | Commercial Cooking Space | 3.343% | 37.54% | 62.17% | 0.2891%
School | Water Heating | Water Heating | 99.62% | 27.64% | 72.36% | 0%
School |  | End-Use | Percent Penetration | Electric | Gas | Other
School | Interior Lighting | Interior Lighting | 100% | 100% | 0% | 0%
School | Exterior Lighting | Exterior Lighting | 92.27% | 100% | 0% | 0%
School | Office Equipment | Office Equipment | 100% | 100% | 0% | 0%
School | Cooking, Minor | Residential-grade Cooking Equipment | 100% | 94.3% | 5.704% | 0%
School | Freezers, Commercial | Commercial-grade Freezers | 46.37% | 100% | 0% | 0%
School | Refrigerators, Commercial | Commercial-grade Refrigerators | 98.33% | 100% | 0% | 0%
School | Refrigerators, Residential | Residential-grade Refrigerators | 99.35% | 100% | 0% | 0%
School | Miscellaneous | Miscellaneous Electric Equipment | 99.1% | 100% | 0% | 0%
School | Motors | Motors | 15.88% | 100% | 0% | 0%
School | Air Compressors | Air Compressors | 5.896% | 100% | 0% | 0%
Table 8-13: Refrigerated Warehouse End-Use Penetration/Saturation and Fuel Share
| End-Use | End-Use | Percent Penetation/Saturation | Electric | Gas | Other
Ref. Warehouse | Heating | Heating | 20.28% | 83.96% | 16.04% | 0%
Ref. Warehouse | Cooling | Cooling | 23.37% | 100% | 0% | 0%
Ref. Warehouse | Ventilation | Ventilation | 33.29% | 100% | 0% | 0%
Ref. Warehouse | Refrigerated Floor Space | Refrigerated Floor Space | 38.12% | 100% | 0% | 0%
Ref. Warehouse | Frozen Floor Space | Frozen Floor Space | 17.28% | 100% | 0% | 0%
Ref. Warehouse | Cooking, Major | Commercial Cooking Space | 0.07466% | 6.05% | 93.95% | 0%
Ref. Warehouse | Water Heating | Water Heating | 93.39% | 66.75% | 33.25% | 0%
Ref. Warehouse |  | End-Use | Percent Penetration | Electric | Gas | Other
Ref. Warehouse | Interior Lighting | Interior Lighting | 100% | 100% | 0% | 0%
Ref. Warehouse | Exterior Lighting | Exterior Lighting | 97.01% | 100% | 0% | 0%
Ref. Warehouse | Office Equipment | Office Equipment | 100% | 100% | 0% | 0%
Ref. Warehouse | Cooking, Minor | Residential-grade Cooking Equipment | 100% | 100% | 0% | 0%
Ref. Warehouse | Freezers, Commercial | Commercial-grade Freezers | 41.59% | 100% | 0% | 0%
Ref. Warehouse | Refrigerators, Commercial | Commercial-grade Refrigerators | 100% | 100% | 0% | 0%
Ref. Warehouse | Refrigerators, Residential | Residential-grade Refrigerators | 100% | 100% | 0% | 0%
Ref. Warehouse | Miscellaneous | Miscellaneous Electric Equipment | 100% | 100% | 0% | 0%
Ref. Warehouse | Motors | Motors | 50.77% | 100% | 0% | 0%
Ref. Warehouse | Air Compressors | Air Compressors | 30.84% | 100% | 0% | 0%
Table 8-14: Unrefrigerated Warehouse End-Use Penetration/Saturation and Fuel Share
| End-Use | End-Use | Percent Penetation/Saturation | Electric | Gas | Other
Warehouse | Heating | Heating | 26.08% | 58.14% | 41.86% | 0%
Warehouse | Cooling | Cooling | 26.71% | 100% | 0% | 0%
Warehouse | Ventilation | Ventilation | 31.47% | 100% | 0% | 0%
Warehouse | Refrigerated Floor Space | Refrigerated Floor Space | 1.116% | 100% | 0% | 0%
Warehouse | Frozen Floor Space | Frozen Floor Space | 0.2555% | 100% | 0% | 0%
Warehouse | Cooking, Major | Commercial Cooking Space | 0.02555% | 26.36% | 73.64% | 0%
Warehouse | Water Heating | Water Heating | 91.57% | 75.1% | 24.81% | 0.08481%
Warehouse |  | End-Use | Percent Penetration | Electric | Gas | Other
Warehouse | Interior Lighting | Interior Lighting | 100% | 100% | 0% | 0%
Warehouse | Exterior Lighting | Exterior Lighting | 74.19% | 100% | 0% | 0%
Warehouse | Office Equipment | Office Equipment | 99.95% | 100% | 0% | 0%
Warehouse | Cooking, Minor | Residential-grade Cooking Equipment | 96.85% | 99.37% | 0.6297% | 0%
Warehouse | Freezers, Commercial | Commercial-grade Freezers | 6.673% | 100% | 0% | 0%
Warehouse | Refrigerators, Commercial | Commercial-grade Refrigerators | 90.91% | 100% | 0% | 0%
Warehouse | Refrigerators, Residential | Residential-grade Refrigerators | 94.13% | 100% | 0% | 0%
Warehouse | Miscellaneous | Miscellaneous Electric Equipment | 98.33% | 100% | 0% | 0%
Warehouse | Motors | Motors | 28.37% | 100% | 0% | 0%
Warehouse | Air Compressors | Air Compressors | 35.67% | 100% | 0% | 0%

## SDGE
Planning Area: |  | Table 9-1: Overview of Energy Usage in SDG&E Service Area | [5 empty] | Figure 9-1: Electricity Use by Building Type
SDG&E |  | Building Type | Floor Stock (kft2) | Annual Electric Intensity (kWh/ft2) | Annual Electric Usage (GWh) | Annual Gas Intensity (kBTU/ft2) | Annual Gas Usage (MTherms) | Plot_Building_Type | Percent
|  | College | 40210.7824 | 65.0709 | 26165522.6786 | 65.0709 | 26.8466 | College | 5.492%
|  | Food Stores | 20211.3285 | 66.9862 | 13538793.0485 | 66.9862 | 13.8912 | Food Stores | 9.276%
|  | Health Care | 44232.4002 | 57.5284 | 25446211.5754 | 57.5284 | 26.1085 | Health Care | 10.58%
|  | Lodging | 55499.7215 | 38.472 | 21351831.5123 | 38.472 | 21.9076 | Lodging | 7.36%
|  | Miscellaneous | 154913.3608 | 24.5793 | 38076542.3484 | 24.3057 | 39.0766 | Miscellaneous | 11.78%
|  | Office, Large | 112522.511 | 30.892 | 34760413.8014 | 30.892 | 35.6652 | Office, Large | 18.24%
|  | Office, Small | 81756.367 | 22.1479 | 18107328.4654 | 22.6133 | 18.5693 | Office, Small | 9.357%
|  | Ref. Warehouse | 3957.277 | 6.2651 | 247926.3998 | 6.2651 | 0.25438 | Ref. Warehouse | 1.121%
|  | Restaurant | 17057.4471 | 248.7825 | 42435946.7854 | 248.7825 | 43.5405 | Restaurant | 8.331%
|  | Retail | 87333.665 | 4.1695 | 3641358.5454 | 4.1722 | 3.7361 | Retail | 12.48%
|  | School | 52250.7455 | 6.6381 | 3468460.746 | 6.6381 | 3.5587 | School | 3.929%
|  | Warehouse | 32435.3338 | 3.3726 | 1093904.6958 | 3.3726 | 1.1224 | Warehouse | 2.05%
|  | All Commercial | 702380.9399 | 32.5086 | 22833424.0602 | 32.5085 | 234.277
|  | All Office | 194278.878 | 27.2123 | 5286774.2267 | 27.451 | 54.2344
|  | All Warehouse | 36392.6108 | 3.6871 | 134183.1096 | 3.6871 | 1.3768
Table 9-2: All Commercial End-Use Penetration/Saturation and Fuel Share
| End-Use | End-Use | Percent Saturation | Electric | Gas | Other
All Commercial | Heating | Heating | 80.33% | 28.73% | 70.56% | 0.7024%
All Commercial | Cooling | Cooling | 79.43% | 99.99% | 0% | 0.01285%
All Commercial | Ventilation | Ventilation | 81.78% | 100% | 0% | 0%
All Commercial | Refrigerated Floor Space | Refrigerated Floor Space | 0.5049% | 100% | 0% | 0%
All Commercial | Frozen Floor Space | Frozen Floor Space | 0.2207% | 100% | 0% | 0%
All Commercial | Cooking, Major | Commercial Cooking Space | 3.593% | 29.36% | 69.15% | 1.485%
All Commercial | Water Heating | Water Heating | 95.4% | 42.08% | 56.2% | 1.722%
All Commercial |  | End-Use | Percent Penetration | Electric | Gas | Other
All Commercial | Interior Lighting | Interior Lighting | 100% | 100% | 0% | 0%
All Commercial | Exterior Lighting | Exterior Lighting | 71.08% | 100% | 0% | 0%
All Commercial | Office Equipment | Office Equipment | 99.85% | 100% | 0% | 0%
All Commercial | Cooking, Minor | Residential-grade Cooking Equipment | 95.97% | 98.72% | 1.276% | 0%
All Commercial | Freezers, Commercial | Commercial-grade Freezers | 26.22% | 100% | 0% | 0% |  | Figure 6-1: Electricity Use by Building Type
All Commercial | Refrigerators, Commercial | Commercial-grade Refrigerators | 87.49% | 100% | 0% | 0% |  | Plot_Building_Type | Percent
All Commercial | Refrigerators, Residential | Residential-grade Refrigerators | 84.58% | 100% | 0% | 0% |  | College | 11.46%
All Commercial | Miscellaneous | Miscellaneous Electric Equipment | 95.05% | 100% | 0% | 0% |  | Food Stores | 5.929%
All Commercial | Motors | Motors | 24.7% | 100% | 0% | 0% |  | Health Care | 11.14%
All Commercial | Air Compressors | Air Compressors | 25.42% | 100% | 0% | 0% |  | Lodging | 9.351%
[8 empty] | Miscellaneous | 16.68%
|  | Table 9-3: College End-Use Penetration/Saturation and Fuel Share | [5 empty] | Office, Large | 15.22%
| End-Use | End-Use | Percent Saturation | Electric | Gas | Other |  | Office, Small | 7.93%
College | Heating | Heating | 98.21% | 16.53% | 83.47% | 0% |  | Ref. Warehouse | 0.1086%
College | Cooling | Cooling | 80.44% | 100% | 0% | 0% |  | Restaurant | 18.59%
College | Ventilation | Ventilation | 98.5% | 100% | 0% | 0% |  | Retail | 1.595%
College | Refrigerated Floor Space | Refrigerated Floor Space | 0% | 100% | 0% | 0% |  | School | 1.519%
College | Frozen Floor Space | Frozen Floor Space | 0% | 100% | 0% | 0% |  | Warehouse | 0.4791%
College | Cooking, Major | Commercial Cooking Space | 1.576% | 16.39% | 83.61% | 0%
College | Water Heating | Water Heating | 98.96% | 15.45% | 80.53% | 4.018%
College |  | End-Use | Percent Penetration | Electric | Gas | Other
College | Interior Lighting | Interior Lighting | 100% | 100% | 0% | 0%
College | Exterior Lighting | Exterior Lighting | 62.7% | 100% | 0% | 0%
College | Office Equipment | Office Equipment | 100% | 100% | 0% | 0%
College | Cooking, Minor | Residential-grade Cooking Equipment | 87.96% | 100% | 0% | 0%
College | Freezers, Commercial | Commercial-grade Freezers | 4.201% | 100% | 0% | 0%
College | Refrigerators, Commercial | Commercial-grade Refrigerators | 82.04% | 100% | 0% | 0%
College | Refrigerators, Residential | Residential-grade Refrigerators | 87.96% | 100% | 0% | 0%
College | Miscellaneous | Miscellaneous Electric Equipment | 94.44% | 100% | 0% | 0%
College | Motors | Motors | 19.35% | 100% | 0% | 0% |  | Table 9-3: College End-Use Penetration/Saturation and Fuel Share | 0% | 0%
College | Air Compressors | Air Compressors | 5.394% | 100% | 0% | 0% |  | Table 9-4: Food Stores End-Use Penetration/Saturation and Fuel Share | 4.149% | 3.915%
[8 empty] | Table 9-5: Health Care End-Use Penetration/Saturation and Fuel Share | 0% | 0%
|  | Table 9-4: Food Stores End-Use Penetration/Saturation and Fuel Share | [5 empty] | Table 9-6: Lodging End-Use Penetration/Saturation and Fuel Share | 0% | 0%
| End-Use | End-Use | Percent Saturation | Electric | Gas | Other |  | Table 9-7: Miscellaneous End-Use Penetration/Saturation and Fuel Share | 0% | 0%
Food Stores | Heating | Heating | 79.73% | 24.82% | 75.18% | 0% |  | Table 9-8: Large Office End-Use Penetration/Saturation and Fuel Share | 0.2128% | 0.1129%
Food Stores | Cooling | Cooling | 84.43% | 100% | 0% | 0% |  | Table 9-9: Small Office End-Use Penetration/Saturation and Fuel Share | 0% | 0%
Food Stores | Ventilation | Ventilation | 86.32% | 100% | 0% | 0% |  | Table 9-10: Restaurant End-Use Penetration/Saturation and Fuel Share | 2.218% | 1.396%
Food Stores | Refrigerated Floor Space | Refrigerated Floor Space | 4.149% | 100% | 0% | 0% |  | Table 9-11: Retail End-Use Penetration/Saturation and Fuel Share | 0% | 0%
Food Stores | Frozen Floor Space | Frozen Floor Space | 3.915% | 100% | 0% | 0% |  | Table 9-12: School End-Use Penetration/Saturation and Fuel Share | 0% | 0%
Food Stores | Cooking, Major | Commercial Cooking Space | 2.93% | 26.12% | 73.73% | 0.1521% |  | Table 9-13: Refrigerated Warehouse End-Use Penetration/Saturation and Fuel Share | 46.29% | 7.356%
Food Stores | Water Heating | Water Heating | 99.15% | 48.18% | 51.69% | 0.1264% |  | Table 9-14: Unrefrigerated Warehouse End-Use Penetration/Saturation and Fuel Share | 0.9549% | 0.4162%
Food Stores |  | End-Use | Percent Penetration | Electric | Gas | Other
Food Stores | Interior Lighting | Interior Lighting | 100% | 100% | 0% | 0%
Food Stores | Exterior Lighting | Exterior Lighting | 88.61% | 100% | 0% | 0%
Food Stores | Office Equipment | Office Equipment | 100% | 100% | 0% | 0%
Food Stores | Cooking, Minor | Residential-grade Cooking Equipment | 100% | 99.57% | 0.4293% | 0%
Food Stores | Freezers, Commercial | Commercial-grade Freezers | 91.98% | 100% | 0% | 0%
Food Stores | Refrigerators, Commercial | Commercial-grade Refrigerators | 100% | 100% | 0% | 0%
Food Stores | Refrigerators, Residential | Residential-grade Refrigerators | 100% | 100% | 0% | 0%
Food Stores | Miscellaneous | Miscellaneous Electric Equipment | 98.32% | 100% | 0% | 0%
Food Stores | Motors | Motors | 23.21% | 100% | 0% | 0%
Food Stores | Air Compressors | Air Compressors | 32.28% | 100% | 0% | 0%
Table 9-5: Health Care End-Use Penetration/Saturation and Fuel Share
| End-Use | End-Use | Percent Saturation | Electric | Gas | Other
Health Care | Heating | Heating | 99.19% | 15.67% | 84.33% | 0%
Health Care | Cooling | Cooling | 99.09% | 100% | 0% | 0%
Health Care | Ventilation | Ventilation | 99.24% | 100% | 0% | 0%
Health Care | Refrigerated Floor Space | Refrigerated Floor Space | 0% | 100% | 0% | 0%
Health Care | Frozen Floor Space | Frozen Floor Space | 0% | 100% | 0% | 0%
Health Care | Cooking, Major | Commercial Cooking Space | 2.789% | 30.04% | 68.24% | 1.713%
Health Care | Water Heating | Water Heating | 100% | 23.53% | 76.24% | 0.234%
Health Care |  | End-Use | Percent Penetration | Electric | Gas | Other
Health Care | Interior Lighting | Interior Lighting | 100% | 100% | 0% | 0%
Health Care | Exterior Lighting | Exterior Lighting | 86.22% | 100% | 0% | 0%
Health Care | Office Equipment | Office Equipment | 100% | 100% | 0% | 0%
Health Care | Cooking, Minor | Residential-grade Cooking Equipment | 100% | 98.39% | 1.611% | 0%
Health Care | Freezers, Commercial | Commercial-grade Freezers | 46.69% | 100% | 0% | 0%
Health Care | Refrigerators, Commercial | Commercial-grade Refrigerators | 100% | 100% | 0% | 0%
Health Care | Refrigerators, Residential | Residential-grade Refrigerators | 100% | 100% | 0% | 0%
Health Care | Miscellaneous | Miscellaneous Electric Equipment | 100% | 100% | 0% | 0%
Health Care | Motors | Motors | 39.98% | 100% | 0% | 0%
Health Care | Air Compressors | Air Compressors | 24.58% | 100% | 0% | 0%
Table 9-6: Lodging End-Use Penetration/Saturation and Fuel Share
| End-Use | End-Use | Percent Penetation/Saturation | Electric | Gas | Other
Lodging | Heating | Heating | 99.48% | 30.2% | 69.75% | 0.05073%
Lodging | Cooling | Cooling | 99.19% | 100% | 0% | 0%
Lodging | Ventilation | Ventilation | 99.49% | 100% | 0% | 0%
Lodging | Refrigerated Floor Space | Refrigerated Floor Space | 0% | 100% | 0% | 0%
Lodging | Frozen Floor Space | Frozen Floor Space | 0% | 100% | 0% | 0%
Lodging | Cooking, Major | Commercial Cooking Space | 1.779% | 26.75% | 66.95% | 6.301%
Lodging | Water Heating | Water Heating | 100% | 9.059% | 86.47% | 4.473%
Lodging |  | End-Use | Percent Penetration | Electric | Gas | Other
Lodging | Interior Lighting | Interior Lighting | 100% | 100% | 0% | 0%
Lodging | Exterior Lighting | Exterior Lighting | 99.5% | 100% | 0% | 0%
Lodging | Office Equipment | Office Equipment | 100% | 100% | 0% | 0%
Lodging | Cooking, Minor | Residential-grade Cooking Equipment | 100% | 99.15% | 0.8455% | 0%
Lodging | Freezers, Commercial | Commercial-grade Freezers | 71.35% | 100% | 0% | 0%
Lodging | Refrigerators, Commercial | Commercial-grade Refrigerators | 100% | 100% | 0% | 0%
Lodging | Refrigerators, Residential | Residential-grade Refrigerators | 100% | 100% | 0% | 0%
Lodging | Miscellaneous | Miscellaneous Electric Equipment | 100% | 100% | 0% | 0%
Lodging | Motors | Motors | 80.75% | 100% | 0% | 0%
Lodging | Air Compressors | Air Compressors | 22.25% | 100% | 0% | 0%
Table 9-7: Miscellaneous End-Use Penetration/Saturation and Fuel Share
| End-Use | End-Use | Percent Penetation/Saturation | Electric | Gas | Other
Miscellaneous | Heating | Heating | 50.69% | 24.41% | 73.03% | 2.561%
Miscellaneous | Cooling | Cooling | 50.86% | 100% | 0% | 0%
Miscellaneous | Ventilation | Ventilation | 53.25% | 100% | 0% | 0%
Miscellaneous | Refrigerated Floor Space | Refrigerated Floor Space | 0% | 100% | 0% | 0%
Miscellaneous | Frozen Floor Space | Frozen Floor Space | 0% | 100% | 0% | 0%
Miscellaneous | Cooking, Major | Commercial Cooking Space | 1.301% | 28.77% | 63.72% | 7.509%
Miscellaneous | Water Heating | Water Heating | 93.82% | 53.65% | 44.37% | 1.98%
Miscellaneous |  | End-Use | Percent Penetration | Electric | Gas | Other
Miscellaneous | Interior Lighting | Interior Lighting | 100% | 100% | 0% | 0%
Miscellaneous | Exterior Lighting | Exterior Lighting | 86.18% | 100% | 0% | 0%
Miscellaneous | Office Equipment | Office Equipment | 99% | 100% | 0% | 0%
Miscellaneous | Cooking, Minor | Residential-grade Cooking Equipment | 93.69% | 98.17% | 1.828% | 0%
Miscellaneous | Freezers, Commercial | Commercial-grade Freezers | 16.61% | 100% | 0% | 0%
Miscellaneous | Refrigerators, Commercial | Commercial-grade Refrigerators | 87.82% | 100% | 0% | 0%
Miscellaneous | Refrigerators, Residential | Residential-grade Refrigerators | 90.09% | 100% | 0% | 0%
Miscellaneous | Miscellaneous | Miscellaneous Electric Equipment | 98.38% | 100% | 0% | 0%
Miscellaneous | Motors | Motors | 45.24% | 100% | 0% | 0%
Miscellaneous | Air Compressors | Air Compressors | 42.5% | 100% | 0% | 0%
Table 9-8: Large Office End-Use Penetration/Saturation and Fuel Share
| End-Use | End-Use | Percent Penetation/Saturation | Electric | Gas | Other
Office, Large | Heating | Heating | 91.74% | 15.34% | 84.14% | 0.5258%
Office, Large | Cooling | Cooling | 91.71% | 100% | 0% | 0%
Office, Large | Ventilation | Ventilation | 92.02% | 100% | 0% | 0%
Office, Large | Refrigerated Floor Space | Refrigerated Floor Space | 0.2128% | 100% | 0% | 0%
Office, Large | Frozen Floor Space | Frozen Floor Space | 0.1129% | 100% | 0% | 0%
Office, Large | Cooking, Major | Commercial Cooking Space | 0.6616% | 25.53% | 73.93% | 0.5461%
Office, Large | Water Heating | Water Heating | 98.66% | 32.45% | 67.38% | 0.1758%
Office, Large |  | End-Use | Percent Penetration | Electric | Gas | Other
Office, Large | Interior Lighting | Interior Lighting | 100% | 100% | 0% | 0%
Office, Large | Exterior Lighting | Exterior Lighting | 92.05% | 100% | 0% | 0%
Office, Large | Office Equipment | Office Equipment | 100% | 100% | 0% | 0%
Office, Large | Cooking, Minor | Residential-grade Cooking Equipment | 98.84% | 99.46% | 0.5378% | 0%
Office, Large | Freezers, Commercial | Commercial-grade Freezers | 41.87% | 100% | 0% | 0%
Office, Large | Refrigerators, Commercial | Commercial-grade Refrigerators | 91.58% | 100% | 0% | 0%
Office, Large | Refrigerators, Residential | Residential-grade Refrigerators | 97.97% | 100% | 0% | 0%
Office, Large | Miscellaneous | Miscellaneous Electric Equipment | 94.22% | 100% | 0% | 0%
Office, Large | Motors | Motors | 74.12% | 100% | 0% | 0%
Office, Large | Air Compressors | Air Compressors | 30.39% | 100% | 0% | 0%
Table 9-9: Small Office End-Use Penetration/Saturation and Fuel Share
| End-Use | End-Use | Percent Penetation/Saturation | Electric | Gas | Other
Office, Small | Heating | Heating | 89.52% | 54.22% | 45.56% | 0.224%
Office, Small | Cooling | Cooling | 89.1% | 99.9% | 0% | 0.101%
Office, Small | Ventilation | Ventilation | 90.01% | 100% | 0% | 0%
Office, Small | Refrigerated Floor Space | Refrigerated Floor Space | 0% | 100% | 0% | 0%
Office, Small | Frozen Floor Space | Frozen Floor Space | 0% | 100% | 0% | 0%
Office, Small | Cooking, Major | Commercial Cooking Space | 0.4177% | 39.67% | 60.33% | 0%
Office, Small | Water Heating | Water Heating | 88.73% | 58.33% | 41.48% | 0.187%
Office, Small |  | End-Use | Percent Penetration | Electric | Gas | Other
Office, Small | Interior Lighting | Interior Lighting | 100% | 100% | 0% | 0%
Office, Small | Exterior Lighting | Exterior Lighting | 56.41% | 100% | 0% | 0%
Office, Small | Office Equipment | Office Equipment | 100% | 100% | 0% | 0%
Office, Small | Cooking, Minor | Residential-grade Cooking Equipment | 96% | 98.58% | 1.423% | 0%
Office, Small | Freezers, Commercial | Commercial-grade Freezers | 6.456% | 100% | 0% | 0%
Office, Small | Refrigerators, Commercial | Commercial-grade Refrigerators | 81.95% | 100% | 0% | 0%
Office, Small | Refrigerators, Residential | Residential-grade Refrigerators | 94.3% | 100% | 0% | 0%
Office, Small | Miscellaneous | Miscellaneous Electric Equipment | 91.34% | 100% | 0% | 0%
Office, Small | Motors | Motors | 20.84% | 100% | 0% | 0%
Office, Small | Air Compressors | Air Compressors | 18.54% | 100% | 0% | 0%
Table 9-10: Restaurant End-Use Penetration/Saturation and Fuel Share
| End-Use | End-Use | Percent Penetation/Saturation | Electric | Gas | Other
Restaurant | Heating | Heating | 88.1% | 21.99% | 77.93% | 0.08186%
Restaurant | Cooling | Cooling | 91.75% | 100% | 0% | 0%
Restaurant | Ventilation | Ventilation | 92.56% | 100% | 0% | 0%
Restaurant | Refrigerated Floor Space | Refrigerated Floor Space | 2.218% | 100% | 0% | 0%
Restaurant | Frozen Floor Space | Frozen Floor Space | 1.396% | 100% | 0% | 0%
Restaurant | Cooking, Major | Commercial Cooking Space | 100% | 30.36% | 69.44% | 0.2015%
Restaurant | Water Heating | Water Heating | 100% | 30.82% | 68.8% | 0.3825%
Restaurant |  | End-Use | Percent Penetration | Electric | Gas | Other
Restaurant | Interior Lighting | Interior Lighting | 100% | 100% | 0% | 0%
Restaurant | Exterior Lighting | Exterior Lighting | 80.07% | 100% | 0% | 0%
Restaurant | Office Equipment | Office Equipment | 100% | 100% | 0% | 0%
Restaurant | Cooking, Minor | Residential-grade Cooking Equipment | 100% | 97.01% | 2.993% | 0%
Restaurant | Freezers, Commercial | Commercial-grade Freezers | 91.94% | 100% | 0% | 0%
Restaurant | Refrigerators, Commercial | Commercial-grade Refrigerators | 99.5% | 100% | 0% | 0%
Restaurant | Refrigerators, Residential | Residential-grade Refrigerators | 24.5% | 100% | 0% | 0%
Restaurant | Miscellaneous | Miscellaneous Electric Equipment | 98.67% | 100% | 0% | 0%
Restaurant | Motors | Motors | 3.182% | 100% | 0% | 0%
Restaurant | Air Compressors | Air Compressors | 13.17% | 100% | 0% | 0%
Table 9-11: Retail End-Use Penetration/Saturation and Fuel Share
| End-Use | End-Use | Percent Penetation/Saturation | Electric | Gas | Other
Retail | Heating | Heating | 80.72% | 40.73% | 59.21% | 0.06229%
Retail | Cooling | Cooling | 81.53% | 100% | 0% | 0%
Retail | Ventilation | Ventilation | 83.22% | 100% | 0% | 0%
Retail | Refrigerated Floor Space | Refrigerated Floor Space | 0% | 100% | 0% | 0%
Retail | Frozen Floor Space | Frozen Floor Space | 0% | 100% | 0% | 0%
Retail | Cooking, Major | Commercial Cooking Space | 0.003592% | 40.68% | 59.32% | 0%
Retail | Water Heating | Water Heating | 91.27% | 67.65% | 31.96% | 0.3863%
Retail |  | End-Use | Percent Penetration | Electric | Gas | Other
Retail | Interior Lighting | Interior Lighting | 100% | 100% | 0% | 0%
Retail | Exterior Lighting | Exterior Lighting | 67.5% | 100% | 0% | 0%
Retail | Office Equipment | Office Equipment | 100% | 100% | 0% | 0%
Retail | Cooking, Minor | Residential-grade Cooking Equipment | 92.97% | 99.89% | 0.1108% | 0%
Retail | Freezers, Commercial | Commercial-grade Freezers | 8.297% | 100% | 0% | 0%
Retail | Refrigerators, Commercial | Commercial-grade Refrigerators | 82.84% | 100% | 0% | 0%
Retail | Refrigerators, Residential | Residential-grade Refrigerators | 86.81% | 100% | 0% | 0%
Retail | Miscellaneous | Miscellaneous Electric Equipment | 95.14% | 100% | 0% | 0%
Retail | Motors | Motors | 14.12% | 100% | 0% | 0%
Retail | Air Compressors | Air Compressors | 27.95% | 100% | 0% | 0%
Table 9-12: School End-Use Penetration/Saturation and Fuel Share
| End-Use | End-Use | Percent Penetation/Saturation | Electric | Gas | Other
School | Heating | Heating | 98.52% | 24.96% | 72.9% | 2.132%
School | Cooling | Cooling | 98.57% | 100% | 0% | 0%
School | Ventilation | Ventilation | 98.57% | 100% | 0% | 0%
School | Refrigerated Floor Space | Refrigerated Floor Space | 0% | 100% | 0% | 0%
School | Frozen Floor Space | Frozen Floor Space | 0% | 100% | 0% | 0%
School | Cooking, Major | Commercial Cooking Space | 3.928% | 28.09% | 67.97% | 3.94%
School | Water Heating | Water Heating | 98.81% | 25.04% | 67.97% | 6.993%
School |  | End-Use | Percent Penetration | Electric | Gas | Other
School | Interior Lighting | Interior Lighting | 100% | 100% | 0% | 0%
School | Exterior Lighting | Exterior Lighting | 97.83% | 100% | 0% | 0%
School | Office Equipment | Office Equipment | 100% | 100% | 0% | 0%
School | Cooking, Minor | Residential-grade Cooking Equipment | 99.66% | 98.95% | 1.046% | 0%
School | Freezers, Commercial | Commercial-grade Freezers | 49.44% | 100% | 0% | 0%
School | Refrigerators, Commercial | Commercial-grade Refrigerators | 98% | 100% | 0% | 0%
School | Refrigerators, Residential | Residential-grade Refrigerators | 99.66% | 100% | 0% | 0%
School | Miscellaneous | Miscellaneous Electric Equipment | 97.56% | 100% | 0% | 0%
School | Motors | Motors | 41.85% | 100% | 0% | 0%
School | Air Compressors | Air Compressors | 20.03% | 100% | 0% | 0%
Table 9-13: Refrigerated Warehouse End-Use Penetration/Saturation and Fuel Share
| End-Use | End-Use | Percent Penetation/Saturation | Electric | Gas | Other
Ref. Warehouse | Heating | Heating | 30.59% | 50.47% | 49.53% | 0%
Ref. Warehouse | Cooling | Cooling | 30.48% | 100% | 0% | 0%
Ref. Warehouse | Ventilation | Ventilation | 42.67% | 100% | 0% | 0%
Ref. Warehouse | Refrigerated Floor Space | Refrigerated Floor Space | 46.29% | 100% | 0% | 0%
Ref. Warehouse | Frozen Floor Space | Frozen Floor Space | 7.356% | 100% | 0% | 0%
Ref. Warehouse | Cooking, Major | Commercial Cooking Space | 0.3191% | 100% | 0% | 0%
Ref. Warehouse | Water Heating | Water Heating | 100% | 78.44% | 21.56% | 0%
Ref. Warehouse |  | End-Use | Percent Penetration | Electric | Gas | Other
Ref. Warehouse | Interior Lighting | Interior Lighting | 100% | 100% | 0% | 0%
Ref. Warehouse | Exterior Lighting | Exterior Lighting | 82.31% | 100% | 0% | 0%
Ref. Warehouse | Office Equipment | Office Equipment | 100% | 100% | 0% | 0%
Ref. Warehouse | Cooking, Minor | Residential-grade Cooking Equipment | 100% | 100% | 0% | 0%
Ref. Warehouse | Freezers, Commercial | Commercial-grade Freezers | 45.46% | 100% | 0% | 0%
Ref. Warehouse | Refrigerators, Commercial | Commercial-grade Refrigerators | 100% | 100% | 0% | 0%
Ref. Warehouse | Refrigerators, Residential | Residential-grade Refrigerators | 100% | 100% | 0% | 0%
Ref. Warehouse | Miscellaneous | Miscellaneous Electric Equipment | 100% | 100% | 0% | 0%
Ref. Warehouse | Motors | Motors | 56.86% | 100% | 0% | 0%
Ref. Warehouse | Air Compressors | Air Compressors | 70.69% | 100% | 0% | 0%
Table 9-14: Unrefrigerated Warehouse End-Use Penetration/Saturation and Fuel Share
| End-Use | End-Use | Percent Penetation/Saturation | Electric | Gas | Other
Warehouse | Heating | Heating | 48.12% | 51.92% | 47.28% | 0.8042%
Warehouse | Cooling | Cooling | 46.14% | 100% | 0% | 0%
Warehouse | Ventilation | Ventilation | 49.95% | 100% | 0% | 0%
Warehouse | Refrigerated Floor Space | Refrigerated Floor Space | 0.9549% | 100% | 0% | 0%
Warehouse | Frozen Floor Space | Frozen Floor Space | 0.4162% | 100% | 0% | 0%
Warehouse | Cooking, Major | Commercial Cooking Space | 0.07768% | 29.38% | 70.62% | 0%
Warehouse | Water Heating | Water Heating | 90.03% | 65.23% | 34.13% | 0.6387%
Warehouse |  | End-Use | Percent Penetration | Electric | Gas | Other
Warehouse | Interior Lighting | Interior Lighting | 100% | 100% | 0% | 0%
Warehouse | Exterior Lighting | Exterior Lighting | 70.79% | 100% | 0% | 0%
Warehouse | Office Equipment | Office Equipment | 100% | 100% | 0% | 0%
Warehouse | Cooking, Minor | Residential-grade Cooking Equipment | 96.07% | 99.64% | 0.3606% | 0%
Warehouse | Freezers, Commercial | Commercial-grade Freezers | 7.163% | 100% | 0% | 0%
Warehouse | Refrigerators, Commercial | Commercial-grade Refrigerators | 88.32% | 100% | 0% | 0%
Warehouse | Refrigerators, Residential | Residential-grade Refrigerators | 91.78% | 100% | 0% | 0%
Warehouse | Miscellaneous | Miscellaneous Electric Equipment | 95.34% | 100% | 0% | 0%
Warehouse | Motors | Motors | 29.4% | 100% | 0% | 0%
Warehouse | Air Compressors | Air Compressors | 42.03% | 100% | 0% | 0%

## LADWP
Planning Area: |  | Table 10-1: Overview of Energy Usage in LADWP Service Area | [5 empty] | Figure 9-1: Electricity Use by Building Type
LADWP |  | Building Type | Floor Stock (kft2) | Annual Electric Intensity (kWh/ft2) | Annual Electric Usage (GWh) | Annual Gas Intensity (kBTU/ft2) | Annual Gas Usage (MTherms) | Plot_Building_Type | Percent
|  | College | 25512.5295 | 195.429 | 49858875.5005 | 195.454 | 72.0475 | College | 7.331%
|  | Food Stores | 14781.7711 | 35.8147 | 5294050.7277 | 35.8221 | 7.6427 | Food Stores | 8.482%
|  | Health Care | 20320.984 | 70.8488 | 14397170.5939 | 69.8505 | 20.8209 | Health Care | 4.415%
|  | Lodging | 22634.8679 | 40.1828 | 9095325.7245 | 40.1887 | 13.1419 | Lodging | 3.832%
|  | Miscellaneous | 82587.6147 | 35.4687 | 29292747.9567 | 35.4621 | 42.289 | Miscellaneous | 11.28%
|  | Office, Large | 135180.9404 | 15.0495 | 20343995.6869 | 15.0491 | 29.3889 | Office, Large | 25.36%
|  | Office, Small | 35354.5824 | 24.0843 | 8514908.7802 | 24.2784 | 12.2786 | Office, Small | 6.086%
|  | Ref. Warehouse | 8354.8792 | 0.46519 | 38866.4335 | 0.46503 | 0.056104 | Ref. Warehouse | 2.13%
|  | Restaurant | 15677.4741 | 240.6874 | 37733701.515 | 240.6639 | 54.4673 | Restaurant | 9.861%
|  | Retail | 69263.9771 | 4.8744 | 3376205.5909 | 4.8735 | 4.8728 | Retail | 12.38%
|  | School | 56997.9973 | 8.4843 | 4835889.0312 | 8.4817 | 6.9802 | School | 6.808%
|  | Warehouse | 29046.8419 | 2.3477 | 681920.9528 | 2.3457 | 0.98337 | Warehouse | 2.036%
|  | All Commercial | 515714.4594 | 35.5747 | 18346365.8494 | 35.5798 | 264.9694
|  | All Office | 170535.5228 | 16.9225 | 2885890.4467 | 16.9476 | 41.6675
|  | All Warehouse | 37401.721 | 1.9272 | 72078.7386 | 1.9254 | 1.0395
Table 10-2: All Commercial End-Use Penetration/Saturation and Fuel Share
| End-Use | End-Use | Percent Saturation | Electric | Gas | Other
All Commercial | Heating | Heating | 82.62% | 24.15% | 75.84% | 0.009838%
All Commercial | Cooling | Cooling | 84.12% | 99.99% | 0% | 0.009663%
All Commercial | Ventilation | Ventilation | 87.71% | 100% | 0% | 0%
All Commercial | Refrigerated Floor Space | Refrigerated Floor Space | 1.455% | 100% | 0% | 0%
All Commercial | Frozen Floor Space | Frozen Floor Space | 0.224% | 100% | 0% | 0%
All Commercial | Cooking, Major | Commercial Cooking Space | 3.892% | 28.5% | 71.49% | 0.004516%
All Commercial | Water Heating | Water Heating | 95.32% | 31.28% | 68.15% | 0.5707%
All Commercial |  | End-Use | Percent Penetration | Electric | Gas | Other
All Commercial | Interior Lighting | Interior Lighting | 100% | 100% | 0% | 0%
All Commercial | Exterior Lighting | Exterior Lighting | 91.7% | 100% | 0% | 0%
All Commercial | Office Equipment | Office Equipment | 100% | 100% | 0% | 0%
All Commercial | Cooking, Minor | Residential-grade Cooking Equipment | 99.28% | 99.61% | 0.3946% | 0%
All Commercial | Freezers, Commercial | Commercial-grade Freezers | 26.17% | 100% | 0% | 0% |  | Figure 6-1: Electricity Use by Building Type
All Commercial | Refrigerators, Commercial | Commercial-grade Refrigerators | 98.81% | 100% | 0% | 0% |  | Plot_Building_Type | Percent
All Commercial | Refrigerators, Residential | Residential-grade Refrigerators | 88.77% | 100% | 0% | 0% |  | College | 27.18%
All Commercial | Miscellaneous | Miscellaneous Electric Equipment | 99.9% | 100% | 0% | 0% |  | Food Stores | 2.886%
All Commercial | Motors | Motors | 21.12% | 100% | 0% | 0% |  | Health Care | 7.847%
All Commercial | Air Compressors | Air Compressors | 24.33% | 100% | 0% | 0% |  | Lodging | 4.958%
[8 empty] | Miscellaneous | 15.97%
|  | Table 10-3: College End-Use Penetration/Saturation and Fuel Share | [5 empty] | Office, Large | 11.09%
| End-Use | End-Use | Percent Saturation | Electric | Gas | Other |  | Office, Small | 4.641%
College | Heating | Heating | 96.72% | 3.592% | 96.41% | 0% |  | Ref. Warehouse | 0.02118%
College | Cooling | Cooling | 97.57% | 100% | 0% | 0% |  | Restaurant | 20.57%
College | Ventilation | Ventilation | 97.57% | 100% | 0% | 0% |  | Retail | 1.84%
College | Refrigerated Floor Space | Refrigerated Floor Space | 0% | 100% | 0% | 0% |  | School | 2.636%
College | Frozen Floor Space | Frozen Floor Space | 0% | 100% | 0% | 0% |  | Warehouse | 0.3717%
College | Cooking, Major | Commercial Cooking Space | 0.3791% | 21.49% | 78.51% | 0%
College | Water Heating | Water Heating | 100% | 3.487% | 87.61% | 8.902%
College |  | End-Use | Percent Penetration | Electric | Gas | Other
College | Interior Lighting | Interior Lighting | 100% | 100% | 0% | 0%
College | Exterior Lighting | Exterior Lighting | 100% | 100% | 0% | 0%
College | Office Equipment | Office Equipment | 100% | 100% | 0% | 0%
College | Cooking, Minor | Residential-grade Cooking Equipment | 100% | 100% | 0% | 0%
College | Freezers, Commercial | Commercial-grade Freezers | 5.887% | 100% | 0% | 0%
College | Refrigerators, Commercial | Commercial-grade Refrigerators | 100% | 100% | 0% | 0%
College | Refrigerators, Residential | Residential-grade Refrigerators | 100% | 100% | 0% | 0%
College | Miscellaneous | Miscellaneous Electric Equipment | 100% | 100% | 0% | 0%
College | Motors | Motors | 52% | 100% | 0% | 0% |  | Table 10-3: College End-Use Penetration/Saturation and Fuel Share | 0% | 0%
College | Air Compressors | Air Compressors | 3.76% | 100% | 0% | 0% |  | Table 10-4: Food Stores End-Use Penetration/Saturation and Fuel Share | 4.075% | 4.07%
[8 empty] | Table 10-5: Health Care End-Use Penetration/Saturation and Fuel Share | 0% | 0%
|  | Table 10-4: Food Stores End-Use Penetration/Saturation and Fuel Share | [5 empty] | Table 10-6: Lodging End-Use Penetration/Saturation and Fuel Share | 0% | 0%
| End-Use | End-Use | Percent Saturation | Electric | Gas | Other |  | Table 10-7: Miscellaneous End-Use Penetration/Saturation and Fuel Share | 0% | 0%
Food Stores | Heating | Heating | 83.92% | 36.44% | 63.56% | 0% |  | Table 10-8: Large Office End-Use Penetration/Saturation and Fuel Share | 0% | 0%
Food Stores | Cooling | Cooling | 87.1% | 100% | 0% | 0% |  | Table 10-9: Small Office End-Use Penetration/Saturation and Fuel Share | 0% | 0%
Food Stores | Ventilation | Ventilation | 88.48% | 100% | 0% | 0% |  | Table 10-10: Restaurant End-Use Penetration/Saturation and Fuel Share | 2.086% | 1.657%
Food Stores | Refrigerated Floor Space | Refrigerated Floor Space | 4.075% | 100% | 0% | 0% |  | Table 10-11: Retail End-Use Penetration/Saturation and Fuel Share | 0% | 0%
Food Stores | Frozen Floor Space | Frozen Floor Space | 4.07% | 100% | 0% | 0% |  | Table 10-12: School End-Use Penetration/Saturation and Fuel Share | 0% | 0%
Food Stores | Cooking, Major | Commercial Cooking Space | 3.701% | 28.09% | 71.75% | 0.1649% |  | Table 10-13: Refrigerated Warehouse End-Use Penetration/Saturation and Fuel Share | 75.36% | 3.014%
Food Stores | Water Heating | Water Heating | 99.88% | 32.17% | 67.39% | 0.441% |  | Table 10-14: Unrefrigerated Warehouse End-Use Penetration/Saturation and Fuel Share | 1.234% | 0.1934%
Food Stores |  | End-Use | Percent Penetration | Electric | Gas | Other
Food Stores | Interior Lighting | Interior Lighting | 100% | 100% | 0% | 0%
Food Stores | Exterior Lighting | Exterior Lighting | 98.86% | 100% | 0% | 0%
Food Stores | Office Equipment | Office Equipment | 100% | 100% | 0% | 0%
Food Stores | Cooking, Minor | Residential-grade Cooking Equipment | 100% | 100% | 0.001778% | 0%
Food Stores | Freezers, Commercial | Commercial-grade Freezers | 82.92% | 100% | 0% | 0%
Food Stores | Refrigerators, Commercial | Commercial-grade Refrigerators | 100% | 100% | 0% | 0%
Food Stores | Refrigerators, Residential | Residential-grade Refrigerators | 100% | 100% | 0% | 0%
Food Stores | Miscellaneous | Miscellaneous Electric Equipment | 100% | 100% | 0% | 0%
Food Stores | Motors | Motors | 17.82% | 100% | 0% | 0%
Food Stores | Air Compressors | Air Compressors | 14.22% | 100% | 0% | 0%
Table 10-5: Health Care End-Use Penetration/Saturation and Fuel Share
| End-Use | End-Use | Percent Saturation | Electric | Gas | Other
Health Care | Heating | Heating | 98.82% | 4.871% | 95.13% | 0%
Health Care | Cooling | Cooling | 98.53% | 100% | 0% | 0%
Health Care | Ventilation | Ventilation | 98.85% | 100% | 0% | 0%
Health Care | Refrigerated Floor Space | Refrigerated Floor Space | 0% | 100% | 0% | 0%
Health Care | Frozen Floor Space | Frozen Floor Space | 0% | 100% | 0% | 0%
Health Care | Cooking, Major | Commercial Cooking Space | 1.638% | 16.65% | 83.35% | 0%
Health Care | Water Heating | Water Heating | 100% | 3.192% | 95.5% | 1.304%
Health Care |  | End-Use | Percent Penetration | Electric | Gas | Other
Health Care | Interior Lighting | Interior Lighting | 100% | 100% | 0% | 0%
Health Care | Exterior Lighting | Exterior Lighting | 100% | 100% | 0% | 0%
Health Care | Office Equipment | Office Equipment | 100% | 100% | 0% | 0%
Health Care | Cooking, Minor | Residential-grade Cooking Equipment | 100% | 100% | 0% | 0%
Health Care | Freezers, Commercial | Commercial-grade Freezers | 16.69% | 100% | 0% | 0%
Health Care | Refrigerators, Commercial | Commercial-grade Refrigerators | 100% | 100% | 0% | 0%
Health Care | Refrigerators, Residential | Residential-grade Refrigerators | 100% | 100% | 0% | 0%
Health Care | Miscellaneous | Miscellaneous Electric Equipment | 100% | 100% | 0% | 0%
Health Care | Motors | Motors | 28.25% | 100% | 0% | 0%
Health Care | Air Compressors | Air Compressors | 2.434% | 100% | 0% | 0%
Table 10-6: Lodging End-Use Penetration/Saturation and Fuel Share
| End-Use | End-Use | Percent Penetation/Saturation | Electric | Gas | Other
Lodging | Heating | Heating | 99.67% | 36.47% | 63.53% | 0%
Lodging | Cooling | Cooling | 98.11% | 100% | 0% | 0%
Lodging | Ventilation | Ventilation | 99.67% | 100% | 0% | 0%
Lodging | Refrigerated Floor Space | Refrigerated Floor Space | 0% | 100% | 0% | 0%
Lodging | Frozen Floor Space | Frozen Floor Space | 0% | 100% | 0% | 0%
Lodging | Cooking, Major | Commercial Cooking Space | 0.8963% | 47.35% | 52.65% | 0%
Lodging | Water Heating | Water Heating | 100% | 0% | 100% | 0%
Lodging |  | End-Use | Percent Penetration | Electric | Gas | Other
Lodging | Interior Lighting | Interior Lighting | 100% | 100% | 0% | 0%
Lodging | Exterior Lighting | Exterior Lighting | 100% | 100% | 0% | 0%
Lodging | Office Equipment | Office Equipment | 100% | 100% | 0% | 0%
Lodging | Cooking, Minor | Residential-grade Cooking Equipment | 100% | 100% | 0% | 0%
Lodging | Freezers, Commercial | Commercial-grade Freezers | 80.36% | 100% | 0% | 0%
Lodging | Refrigerators, Commercial | Commercial-grade Refrigerators | 100% | 100% | 0% | 0%
Lodging | Refrigerators, Residential | Residential-grade Refrigerators | 100% | 100% | 0% | 0%
Lodging | Miscellaneous | Miscellaneous Electric Equipment | 100% | 100% | 0% | 0%
Lodging | Motors | Motors | 68.98% | 100% | 0% | 0%
Lodging | Air Compressors | Air Compressors | 8.414% | 100% | 0% | 0%
Table 10-7: Miscellaneous End-Use Penetration/Saturation and Fuel Share
| End-Use | End-Use | Percent Penetation/Saturation | Electric | Gas | Other
Miscellaneous | Heating | Heating | 58.36% | 23.11% | 76.89% | 0%
Miscellaneous | Cooling | Cooling | 56.34% | 100% | 0% | 0%
Miscellaneous | Ventilation | Ventilation | 68.18% | 100% | 0% | 0%
Miscellaneous | Refrigerated Floor Space | Refrigerated Floor Space | 0% | 100% | 0% | 0%
Miscellaneous | Frozen Floor Space | Frozen Floor Space | 0% | 100% | 0% | 0%
Miscellaneous | Cooking, Major | Commercial Cooking Space | 0.514% | 30.45% | 69.55% | 0%
Miscellaneous | Water Heating | Water Heating | 92.89% | 39.85% | 60.15% | 0%
Miscellaneous |  | End-Use | Percent Penetration | Electric | Gas | Other
Miscellaneous | Interior Lighting | Interior Lighting | 100% | 100% | 0% | 0%
Miscellaneous | Exterior Lighting | Exterior Lighting | 92.72% | 100% | 0% | 0%
Miscellaneous | Office Equipment | Office Equipment | 100% | 100% | 0% | 0%
Miscellaneous | Cooking, Minor | Residential-grade Cooking Equipment | 98.92% | 98.69% | 1.305% | 0%
Miscellaneous | Freezers, Commercial | Commercial-grade Freezers | 6.214% | 100% | 0% | 0%
Miscellaneous | Refrigerators, Commercial | Commercial-grade Refrigerators | 96.83% | 100% | 0% | 0%
Miscellaneous | Refrigerators, Residential | Residential-grade Refrigerators | 98.08% | 100% | 0% | 0%
Miscellaneous | Miscellaneous | Miscellaneous Electric Equipment | 100% | 100% | 0% | 0%
Miscellaneous | Motors | Motors | 56.75% | 100% | 0% | 0%
Miscellaneous | Air Compressors | Air Compressors | 65.31% | 100% | 0% | 0%
Table 10-8: Large Office End-Use Penetration/Saturation and Fuel Share
| End-Use | End-Use | Percent Penetation/Saturation | Electric | Gas | Other
Office, Large | Heating | Heating | 98.81% | 7.899% | 92.1% | 0%
Office, Large | Cooling | Cooling | 96.92% | 100% | 0% | 0%
Office, Large | Ventilation | Ventilation | 99.04% | 100% | 0% | 0%
Office, Large | Refrigerated Floor Space | Refrigerated Floor Space | 0% | 100% | 0% | 0%
Office, Large | Frozen Floor Space | Frozen Floor Space | 0% | 100% | 0% | 0%
Office, Large | Cooking, Major | Commercial Cooking Space | 0.8495% | 39.63% | 60.37% | 0%
Office, Large | Water Heating | Water Heating | 100% | 28.96% | 71.04% | 0%
Office, Large |  | End-Use | Percent Penetration | Electric | Gas | Other
Office, Large | Interior Lighting | Interior Lighting | 100% | 100% | 0% | 0%
Office, Large | Exterior Lighting | Exterior Lighting | 100% | 100% | 0% | 0%
Office, Large | Office Equipment | Office Equipment | 100% | 100% | 0% | 0%
Office, Large | Cooking, Minor | Residential-grade Cooking Equipment | 100% | 95.54% | 4.464% | 0%
Office, Large | Freezers, Commercial | Commercial-grade Freezers | 51.86% | 100% | 0% | 0%
Office, Large | Refrigerators, Commercial | Commercial-grade Refrigerators | 100% | 100% | 0% | 0%
Office, Large | Refrigerators, Residential | Residential-grade Refrigerators | 100% | 100% | 0% | 0%
Office, Large | Miscellaneous | Miscellaneous Electric Equipment | 100% | 100% | 0% | 0%
Office, Large | Motors | Motors | 99.37% | 100% | 0% | 0%
Office, Large | Air Compressors | Air Compressors | 39.18% | 100% | 0% | 0%
Table 10-9: Small Office End-Use Penetration/Saturation and Fuel Share
| End-Use | End-Use | Percent Penetation/Saturation | Electric | Gas | Other
Office, Small | Heating | Heating | 78.3% | 44.07% | 55.93% | 0%
Office, Small | Cooling | Cooling | 84.91% | 100% | 0% | 0%
Office, Small | Ventilation | Ventilation | 91.74% | 100% | 0% | 0%
Office, Small | Refrigerated Floor Space | Refrigerated Floor Space | 0% | 100% | 0% | 0%
Office, Small | Frozen Floor Space | Frozen Floor Space | 0% | 100% | 0% | 0%
Office, Small | Cooking, Major | Commercial Cooking Space | 0.097% | 16.87% | 83.13% | 0%
Office, Small | Water Heating | Water Heating | 95.01% | 41.46% | 58.54% | 0%
Office, Small |  | End-Use | Percent Penetration | Electric | Gas | Other
Office, Small | Interior Lighting | Interior Lighting | 100% | 100% | 0% | 0%
Office, Small | Exterior Lighting | Exterior Lighting | 86.6% | 100% | 0% | 0%
Office, Small | Office Equipment | Office Equipment | 100% | 100% | 0% | 0%
Office, Small | Cooking, Minor | Residential-grade Cooking Equipment | 97.27% | 99.74% | 0.2591% | 0%
Office, Small | Freezers, Commercial | Commercial-grade Freezers | 6.083% | 100% | 0% | 0%
Office, Small | Refrigerators, Commercial | Commercial-grade Refrigerators | 97.07% | 100% | 0% | 0%
Office, Small | Refrigerators, Residential | Residential-grade Refrigerators | 97.27% | 100% | 0% | 0%
Office, Small | Miscellaneous | Miscellaneous Electric Equipment | 100% | 100% | 0% | 0%
Office, Small | Motors | Motors | 12.12% | 100% | 0% | 0%
Office, Small | Air Compressors | Air Compressors | 18.79% | 100% | 0% | 0%
Table 10-10: Restaurant End-Use Penetration/Saturation and Fuel Share
| End-Use | End-Use | Percent Penetation/Saturation | Electric | Gas | Other
Restaurant | Heating | Heating | 83.93% | 30.09% | 69.59% | 0.3228%
Restaurant | Cooling | Cooling | 89.15% | 99.7% | 0% | 0.3039%
Restaurant | Ventilation | Ventilation | 89.84% | 100% | 0% | 0%
Restaurant | Refrigerated Floor Space | Refrigerated Floor Space | 2.086% | 100% | 0% | 0%
Restaurant | Frozen Floor Space | Frozen Floor Space | 1.657% | 100% | 0% | 0%
Restaurant | Cooking, Major | Commercial Cooking Space | 100% | 28.41% | 71.59% | 0%
Restaurant | Water Heating | Water Heating | 100% | 20.19% | 79.81% | 0%
Restaurant |  | End-Use | Percent Penetration | Electric | Gas | Other
Restaurant | Interior Lighting | Interior Lighting | 100% | 100% | 0% | 0%
Restaurant | Exterior Lighting | Exterior Lighting | 93.77% | 100% | 0% | 0%
Restaurant | Office Equipment | Office Equipment | 100% | 100% | 0% | 0%
Restaurant | Cooking, Minor | Residential-grade Cooking Equipment | 100% | 100% | 0% | 0%
Restaurant | Freezers, Commercial | Commercial-grade Freezers | 92.54% | 100% | 0% | 0%
Restaurant | Refrigerators, Commercial | Commercial-grade Refrigerators | 100% | 100% | 0% | 0%
Restaurant | Refrigerators, Residential | Residential-grade Refrigerators | 31.8% | 100% | 0% | 0%
Restaurant | Miscellaneous | Miscellaneous Electric Equipment | 100% | 100% | 0% | 0%
Restaurant | Motors | Motors | 3.695% | 100% | 0% | 0%
Restaurant | Air Compressors | Air Compressors | 0.3681% | 100% | 0% | 0%
Table 10-11: Retail End-Use Penetration/Saturation and Fuel Share
| End-Use | End-Use | Percent Penetation/Saturation | Electric | Gas | Other
Retail | Heating | Heating | 75.83% | 54.28% | 45.72% | 0%
Retail | Cooling | Cooling | 84.04% | 100% | 0% | 0%
Retail | Ventilation | Ventilation | 87.99% | 100% | 0% | 0%
Retail | Refrigerated Floor Space | Refrigerated Floor Space | 0% | 100% | 0% | 0%
Retail | Frozen Floor Space | Frozen Floor Space | 0% | 100% | 0% | 0%
Retail | Cooking, Major | Commercial Cooking Space | 0.03487% | 57.63% | 42.37% | 0%
Retail | Water Heating | Water Heating | 94.81% | 52.75% | 47.04% | 0.2072%
Retail |  | End-Use | Percent Penetration | Electric | Gas | Other
Retail | Interior Lighting | Interior Lighting | 100% | 100% | 0% | 0%
Retail | Exterior Lighting | Exterior Lighting | 91.51% | 100% | 0% | 0%
Retail | Office Equipment | Office Equipment | 100% | 100% | 0% | 0%
Retail | Cooking, Minor | Residential-grade Cooking Equipment | 100% | 100% | 0% | 0%
Retail | Freezers, Commercial | Commercial-grade Freezers | 8.041% | 100% | 0% | 0%
Retail | Refrigerators, Commercial | Commercial-grade Refrigerators | 99.72% | 100% | 0% | 0%
Retail | Refrigerators, Residential | Residential-grade Refrigerators | 99.72% | 100% | 0% | 0%
Retail | Miscellaneous | Miscellaneous Electric Equipment | 100% | 100% | 0% | 0%
Retail | Motors | Motors | 9.819% | 100% | 0% | 0%
Retail | Air Compressors | Air Compressors | 23.9% | 100% | 0% | 0%
Table 10-12: School End-Use Penetration/Saturation and Fuel Share
| End-Use | End-Use | Percent Penetation/Saturation | Electric | Gas | Other
School | Heating | Heating | 99.51% | 21.53% | 78.47% | 0%
School | Cooling | Cooling | 99.72% | 100% | 0% | 0%
School | Ventilation | Ventilation | 99.72% | 100% | 0% | 0%
School | Refrigerated Floor Space | Refrigerated Floor Space | 0% | 100% | 0% | 0%
School | Frozen Floor Space | Frozen Floor Space | 0% | 100% | 0% | 0%
School | Cooking, Major | Commercial Cooking Space | 3% | 22.71% | 77.29% | 0%
School | Water Heating | Water Heating | 100% | 15.19% | 84.81% | 0%
School |  | End-Use | Percent Penetration | Electric | Gas | Other
School | Interior Lighting | Interior Lighting | 100% | 100% | 0% | 0%
School | Exterior Lighting | Exterior Lighting | 100% | 100% | 0% | 0%
School | Office Equipment | Office Equipment | 100% | 100% | 0% | 0%
School | Cooking, Minor | Residential-grade Cooking Equipment | 100% | 97.57% | 2.428% | 0%
School | Freezers, Commercial | Commercial-grade Freezers | 56.59% | 100% | 0% | 0%
School | Refrigerators, Commercial | Commercial-grade Refrigerators | 100% | 100% | 0% | 0%
School | Refrigerators, Residential | Residential-grade Refrigerators | 100% | 100% | 0% | 0%
School | Miscellaneous | Miscellaneous Electric Equipment | 100% | 100% | 0% | 0%
School | Motors | Motors | 42.96% | 100% | 0% | 0%
School | Air Compressors | Air Compressors | 8.704% | 100% | 0% | 0%
Table 10-13: Refrigerated Warehouse End-Use Penetration/Saturation and Fuel Share
| End-Use | End-Use | Percent Penetation/Saturation | Electric | Gas | Other
Ref. Warehouse | Heating | Heating | 18.02% | 76.63% | 23.37% | 0%
Ref. Warehouse | Cooling | Cooling | 19.59% | 100% | 0% | 0%
Ref. Warehouse | Ventilation | Ventilation | 21.63% | 100% | 0% | 0%
Ref. Warehouse | Refrigerated Floor Space | Refrigerated Floor Space | 75.36% | 100% | 0% | 0%
Ref. Warehouse | Frozen Floor Space | Frozen Floor Space | 3.014% | 100% | 0% | 0%
Ref. Warehouse | Cooking, Major | Commercial Cooking Space | 0% | 0% | 0% | 0%
Ref. Warehouse | Water Heating | Water Heating | 99.29% | 78.43% | 21.57% | 0%
Ref. Warehouse |  | End-Use | Percent Penetration | Electric | Gas | Other
Ref. Warehouse | Interior Lighting | Interior Lighting | 100% | 100% | 0% | 0%
Ref. Warehouse | Exterior Lighting | Exterior Lighting | 100% | 100% | 0% | 0%
Ref. Warehouse | Office Equipment | Office Equipment | 100% | 100% | 0% | 0%
Ref. Warehouse | Cooking, Minor | Residential-grade Cooking Equipment | 100% | 100% | 0% | 0%
Ref. Warehouse | Freezers, Commercial | Commercial-grade Freezers | 64.44% | 100% | 0% | 0%
Ref. Warehouse | Refrigerators, Commercial | Commercial-grade Refrigerators | 100% | 100% | 0% | 0%
Ref. Warehouse | Refrigerators, Residential | Residential-grade Refrigerators | 100% | 100% | 0% | 0%
Ref. Warehouse | Miscellaneous | Miscellaneous Electric Equipment | 80.04% | 100% | 0% | 0%
Ref. Warehouse | Motors | Motors | 34.21% | 100% | 0% | 0%
Ref. Warehouse | Air Compressors | Air Compressors | 10.84% | 100% | 0% | 0%
Table 10-14: Unrefrigerated Warehouse End-Use Penetration/Saturation and Fuel Share
| End-Use | End-Use | Percent Penetation/Saturation | Electric | Gas | Other
Warehouse | Heating | Heating | 41.73% | 78.49% | 21.51% | 0%
Warehouse | Cooling | Cooling | 50.89% | 100% | 0% | 0%
Warehouse | Ventilation | Ventilation | 51.04% | 100% | 0% | 0%
Warehouse | Refrigerated Floor Space | Refrigerated Floor Space | 1.234% | 100% | 0% | 0%
Warehouse | Frozen Floor Space | Frozen Floor Space | 0.1934% | 100% | 0% | 0%
Warehouse | Cooking, Major | Commercial Cooking Space | 0.1388% | 20% | 80% | 0%
Warehouse | Water Heating | Water Heating | 55.29% | 78.23% | 21.77% | 0%
Warehouse |  | End-Use | Percent Penetration | Electric | Gas | Other
Warehouse | Interior Lighting | Interior Lighting | 100% | 100% | 0% | 0%
Warehouse | Exterior Lighting | Exterior Lighting | 83.84% | 100% | 0% | 0%
Warehouse | Office Equipment | Office Equipment | 100% | 100% | 0% | 0%
Warehouse | Cooking, Minor | Residential-grade Cooking Equipment | 100% | 100% | 0% | 0%
Warehouse | Freezers, Commercial | Commercial-grade Freezers | 1.811% | 100% | 0% | 0%
Warehouse | Refrigerators, Commercial | Commercial-grade Refrigerators | 100% | 100% | 0% | 0%
Warehouse | Refrigerators, Residential | Residential-grade Refrigerators | 100% | 100% | 0% | 0%
Warehouse | Miscellaneous | Miscellaneous Electric Equipment | 100% | 100% | 0% | 0%
Warehouse | Motors | Motors | 19.57% | 100% | 0% | 0%
Warehouse | Air Compressors | Air Compressors | 13.73% | 100% | 0% | 0%

## SMUD
Planning Area: |  | Table 11-1: Overview of Energy Usage in SMUD Service Area | [5 empty] | Figure 9-1: Electricity Use by Building Type
SMUD |  | Building Type | Floor Stock (kft2) | Annual Electric Intensity (kWh/ft2) | Annual Electric Usage (GWh) | Annual Gas Intensity (kBTU/ft2) | Annual Gas Usage (MTherms) | Plot_Building_Type | Percent
|  | College | 11668.3279 | 25.7602 | 3005788.0391 | 25.7602 | 3.0079 | College | 3.635%
|  | Food Stores | 9338.4009 | 38.9704 | 3639210.4947 | 38.9704 | 3.6418 | Food Stores | 8.964%
|  | Health Care | 20007.9399 | 32.3536 | 6473289.8154 | 32.3332 | 6.4738 | Health Care | 7.874%
|  | Lodging | 7839.0911 | 31.2915 | 2452966.2907 | 31.2915 | 2.4547 | Lodging | 2.175%
|  | Miscellaneous | 54159.6522 | 38.215 | 20697089.7879 | 38.2317 | 20.7729 | Miscellaneous | 19.83%
|  | Office, Large | 42312.2471 | 32.1224 | 13591702.5333 | 32.1208 | 13.6007 | Office, Large | 17.27%
|  | Office, Small | 27856.5843 | 34.7391 | 9677118.7912 | 34.6929 | 9.6239 | Office, Small | 7.854%
|  | Ref. Warehouse | 3335.9703 | 3.1849 | 106248.9602 | 3.1849 | 0.10632 | Ref. Warehouse | 1.979%
|  | Restaurant | 8618.4244 | 234.0221 | 20169017.8721 | 234.0221 | 20.1834 | Restaurant | 9.021%
|  | Retail | 46819.6329 | 9.2678 | 4339144.6418 | 9.2678 | 4.3422 | Retail | 13.43%
|  | School | 24954.468 | 11.3123 | 2822921.5808 | 11.3123 | 2.8249 | School | 5.054%
|  | Warehouse | 24695.5271 | 5.854 | 1445667.0995 | 5.854 | 1.4467 | Warehouse | 2.919%
|  | All Commercial | 281606.2661 | 31.3985 | 8842016.5907 | 31.3972 | 88.4795
|  | All Office | 70168.8314 | 33.1612 | 2326882.1324 | 33.1389 | 23.2247
|  | All Warehouse | 28031.4973 | 5.5363 | 155191.606 | 5.5363 | 1.553
Table 11-2: All Commercial End-Use Penetration/Saturation and Fuel Share
| End-Use | End-Use | Percent Saturation | Electric | Gas | Other
All Commercial | Heating | Heating | 77.65% | 30.6% | 69.25% | 0.1453%
All Commercial | Cooling | Cooling | 78.34% | 99.97% | 0% | 0.02688%
All Commercial | Ventilation | Ventilation | 79.54% | 100% | 0% | 0%
All Commercial | Refrigerated Floor Space | Refrigerated Floor Space | 0.6338% | 100% | 0% | 0%
All Commercial | Frozen Floor Space | Frozen Floor Space | 0.5272% | 100% | 0% | 0%
All Commercial | Cooking, Major | Commercial Cooking Space | 4.469% | 33.67% | 61.54% | 4.785%
All Commercial | Water Heating | Water Heating | 96.01% | 38.82% | 60.02% | 1.157%
All Commercial |  | End-Use | Percent Penetration | Electric | Gas | Other
All Commercial | Interior Lighting | Interior Lighting | 100% | 100% | 0% | 0%
All Commercial | Exterior Lighting | Exterior Lighting | 87.37% | 100% | 0% | 0%
All Commercial | Office Equipment | Office Equipment | 100% | 100% | 0% | 0%
All Commercial | Cooking, Minor | Residential-grade Cooking Equipment | 97.63% | 98.62% | 1.377% | 0%
All Commercial | Freezers, Commercial | Commercial-grade Freezers | 25.25% | 100% | 0% | 0% |  | Figure 6-1: Electricity Use by Building Type
All Commercial | Refrigerators, Commercial | Commercial-grade Refrigerators | 92.61% | 100% | 0% | 0% |  | Plot_Building_Type | Percent
All Commercial | Refrigerators, Residential | Residential-grade Refrigerators | 84.36% | 100% | 0% | 0% |  | College | 3.399%
All Commercial | Miscellaneous | Miscellaneous Electric Equipment | 99.31% | 100% | 0% | 0% |  | Food Stores | 4.116%
All Commercial | Motors | Motors | 20.46% | 100% | 0% | 0% |  | Health Care | 7.321%
All Commercial | Air Compressors | Air Compressors | 24.77% | 100% | 0% | 0% |  | Lodging | 2.774%
[8 empty] | Miscellaneous | 23.41%
|  | Table 11-3: College End-Use Penetration/Saturation and Fuel Share | [5 empty] | Office, Large | 15.37%
| End-Use | End-Use | Percent Saturation | Electric | Gas | Other |  | Office, Small | 10.94%
College | Heating | Heating | 94.5% | 12.47% | 87.53% | 0% |  | Ref. Warehouse | 0.1202%
College | Cooling | Cooling | 97.6% | 100% | 0% | 0% |  | Restaurant | 22.81%
College | Ventilation | Ventilation | 97.6% | 100% | 0% | 0% |  | Retail | 4.907%
College | Refrigerated Floor Space | Refrigerated Floor Space | 0% | 100% | 0% | 0% |  | School | 3.193%
College | Frozen Floor Space | Frozen Floor Space | 0% | 100% | 0% | 0% |  | Warehouse | 1.635%
College | Cooking, Major | Commercial Cooking Space | 1.002% | 20.69% | 79.31% | 0%
College | Water Heating | Water Heating | 99.65% | 20.32% | 79.68% | 0%
College |  | End-Use | Percent Penetration | Electric | Gas | Other
College | Interior Lighting | Interior Lighting | 100% | 100% | 0% | 0%
College | Exterior Lighting | Exterior Lighting | 86.56% | 100% | 0% | 0%
College | Office Equipment | Office Equipment | 100% | 100% | 0% | 0%
College | Cooking, Minor | Residential-grade Cooking Equipment | 93.78% | 96.37% | 3.631% | 0%
College | Freezers, Commercial | Commercial-grade Freezers | 4.639% | 100% | 0% | 0%
College | Refrigerators, Commercial | Commercial-grade Refrigerators | 93.78% | 100% | 0% | 0%
College | Refrigerators, Residential | Residential-grade Refrigerators | 93.78% | 100% | 0% | 0%
College | Miscellaneous | Miscellaneous Electric Equipment | 100% | 100% | 0% | 0%
College | Motors | Motors | 16.02% | 100% | 0% | 0% |  | Table 11-3: College End-Use Penetration/Saturation and Fuel Share | 0% | 0%
College | Air Compressors | Air Compressors | 11.59% | 100% | 0% | 0% |  | Table 11-4: Food Stores End-Use Penetration/Saturation and Fuel Share | 3.923% | 3.733%
[8 empty] | Table 11-5: Health Care End-Use Penetration/Saturation and Fuel Share | 0% | 0%
|  | Table 11-4: Food Stores End-Use Penetration/Saturation and Fuel Share | [5 empty] | Table 11-6: Lodging End-Use Penetration/Saturation and Fuel Share | 0% | 0%
| End-Use | End-Use | Percent Saturation | Electric | Gas | Other |  | Table 11-7: Miscellaneous End-Use Penetration/Saturation and Fuel Share | 0% | 0%
Food Stores | Heating | Heating | 86.39% | 45.27% | 54.73% | 0% |  | Table 11-8: Large Office End-Use Penetration/Saturation and Fuel Share | 0.186% | 0.09299%
Food Stores | Cooling | Cooling | 88.47% | 100% | 0% | 0% |  | Table 11-9: Small Office End-Use Penetration/Saturation and Fuel Share | 0% | 0%
Food Stores | Ventilation | Ventilation | 88.47% | 100% | 0% | 0% |  | Table 11-10: Restaurant End-Use Penetration/Saturation and Fuel Share | 1.998% | 1.306%
Food Stores | Refrigerated Floor Space | Refrigerated Floor Space | 3.923% | 100% | 0% | 0% |  | Table 11-11: Retail End-Use Penetration/Saturation and Fuel Share | 0% | 0%
Food Stores | Frozen Floor Space | Frozen Floor Space | 3.733% | 100% | 0% | 0% |  | Table 11-12: School End-Use Penetration/Saturation and Fuel Share | 0% | 0%
Food Stores | Cooking, Major | Commercial Cooking Space | 4.514% | 21.17% | 55.67% | 23.16% |  | Table 11-13: Refrigerated Warehouse End-Use Penetration/Saturation and Fuel Share | 32.74% | 27.07%
Food Stores | Water Heating | Water Heating | 99.27% | 24.64% | 75.36% | 0% |  | Table 11-14: Unrefrigerated Warehouse End-Use Penetration/Saturation and Fuel Share | 0.3056% | 0.3283%
Food Stores |  | End-Use | Percent Penetration | Electric | Gas | Other
Food Stores | Interior Lighting | Interior Lighting | 100% | 100% | 0% | 0%
Food Stores | Exterior Lighting | Exterior Lighting | 90.81% | 100% | 0% | 0%
Food Stores | Office Equipment | Office Equipment | 100% | 100% | 0% | 0%
Food Stores | Cooking, Minor | Residential-grade Cooking Equipment | 100% | 100% | 0% | 0%
Food Stores | Freezers, Commercial | Commercial-grade Freezers | 86.84% | 100% | 0% | 0%
Food Stores | Refrigerators, Commercial | Commercial-grade Refrigerators | 100% | 100% | 0% | 0%
Food Stores | Refrigerators, Residential | Residential-grade Refrigerators | 100% | 100% | 0% | 0%
Food Stores | Miscellaneous | Miscellaneous Electric Equipment | 99.51% | 100% | 0% | 0%
Food Stores | Motors | Motors | 13.47% | 100% | 0% | 0%
Food Stores | Air Compressors | Air Compressors | 26.12% | 100% | 0% | 0%
Table 11-5: Health Care End-Use Penetration/Saturation and Fuel Share
| End-Use | End-Use | Percent Saturation | Electric | Gas | Other
Health Care | Heating | Heating | 97.59% | 27.82% | 72.18% | 0%
Health Care | Cooling | Cooling | 97.6% | 100% | 0% | 0%
Health Care | Ventilation | Ventilation | 97.6% | 100% | 0% | 0%
Health Care | Refrigerated Floor Space | Refrigerated Floor Space | 0% | 100% | 0% | 0%
Health Care | Frozen Floor Space | Frozen Floor Space | 0% | 100% | 0% | 0%
Health Care | Cooking, Major | Commercial Cooking Space | 2.757% | 29.62% | 69.71% | 0.6667%
Health Care | Water Heating | Water Heating | 100% | 14.76% | 84.58% | 0.6644%
Health Care |  | End-Use | Percent Penetration | Electric | Gas | Other
Health Care | Interior Lighting | Interior Lighting | 100% | 100% | 0% | 0%
Health Care | Exterior Lighting | Exterior Lighting | 84.1% | 100% | 0% | 0%
Health Care | Office Equipment | Office Equipment | 100% | 100% | 0% | 0%
Health Care | Cooking, Minor | Residential-grade Cooking Equipment | 100% | 94.67% | 5.331% | 0%
Health Care | Freezers, Commercial | Commercial-grade Freezers | 50.7% | 100% | 0% | 0%
Health Care | Refrigerators, Commercial | Commercial-grade Refrigerators | 96.64% | 100% | 0% | 0%
Health Care | Refrigerators, Residential | Residential-grade Refrigerators | 96.64% | 100% | 0% | 0%
Health Care | Miscellaneous | Miscellaneous Electric Equipment | 100% | 100% | 0% | 0%
Health Care | Motors | Motors | 46.28% | 100% | 0% | 0%
Health Care | Air Compressors | Air Compressors | 18.83% | 100% | 0% | 0%
Table 11-6: Lodging End-Use Penetration/Saturation and Fuel Share
| End-Use | End-Use | Percent Penetation/Saturation | Electric | Gas | Other
Lodging | Heating | Heating | 100% | 45.24% | 54.76% | 0%
Lodging | Cooling | Cooling | 100% | 100% | 0% | 0%
Lodging | Ventilation | Ventilation | 100% | 100% | 0% | 0%
Lodging | Refrigerated Floor Space | Refrigerated Floor Space | 0% | 100% | 0% | 0%
Lodging | Frozen Floor Space | Frozen Floor Space | 0% | 100% | 0% | 0%
Lodging | Cooking, Major | Commercial Cooking Space | 0.8148% | 65.29% | 34.71% | 0%
Lodging | Water Heating | Water Heating | 100% | 0% | 100% | 0%
Lodging |  | End-Use | Percent Penetration | Electric | Gas | Other
Lodging | Interior Lighting | Interior Lighting | 100% | 100% | 0% | 0%
Lodging | Exterior Lighting | Exterior Lighting | 100% | 100% | 0% | 0%
Lodging | Office Equipment | Office Equipment | 100% | 100% | 0% | 0%
Lodging | Cooking, Minor | Residential-grade Cooking Equipment | 100% | 98.52% | 1.48% | 0%
Lodging | Freezers, Commercial | Commercial-grade Freezers | 74.33% | 100% | 0% | 0%
Lodging | Refrigerators, Commercial | Commercial-grade Refrigerators | 100% | 100% | 0% | 0%
Lodging | Refrigerators, Residential | Residential-grade Refrigerators | 100% | 100% | 0% | 0%
Lodging | Miscellaneous | Miscellaneous Electric Equipment | 100% | 100% | 0% | 0%
Lodging | Motors | Motors | 77.58% | 100% | 0% | 0%
Lodging | Air Compressors | Air Compressors | 16.19% | 100% | 0% | 0%
Table 11-7: Miscellaneous End-Use Penetration/Saturation and Fuel Share
| End-Use | End-Use | Percent Penetation/Saturation | Electric | Gas | Other
Miscellaneous | Heating | Heating | 56.75% | 22.71% | 77.11% | 0.1835%
Miscellaneous | Cooling | Cooling | 61.33% | 100% | 0% | 0%
Miscellaneous | Ventilation | Ventilation | 62.86% | 100% | 0% | 0%
Miscellaneous | Refrigerated Floor Space | Refrigerated Floor Space | 0% | 100% | 0% | 0%
Miscellaneous | Frozen Floor Space | Frozen Floor Space | 0% | 100% | 0% | 0%
Miscellaneous | Cooking, Major | Commercial Cooking Space | 2.001% | 51.09% | 37.8% | 11.1%
Miscellaneous | Water Heating | Water Heating | 94.43% | 39.02% | 60.59% | 0.3862%
Miscellaneous |  | End-Use | Percent Penetration | Electric | Gas | Other
Miscellaneous | Interior Lighting | Interior Lighting | 100% | 100% | 0% | 0%
Miscellaneous | Exterior Lighting | Exterior Lighting | 93.6% | 100% | 0% | 0%
Miscellaneous | Office Equipment | Office Equipment | 100% | 100% | 0% | 0%
Miscellaneous | Cooking, Minor | Residential-grade Cooking Equipment | 96.37% | 97.76% | 2.239% | 0%
Miscellaneous | Freezers, Commercial | Commercial-grade Freezers | 15.61% | 100% | 0% | 0%
Miscellaneous | Refrigerators, Commercial | Commercial-grade Refrigerators | 90.93% | 100% | 0% | 0%
Miscellaneous | Refrigerators, Residential | Residential-grade Refrigerators | 92.39% | 100% | 0% | 0%
Miscellaneous | Miscellaneous | Miscellaneous Electric Equipment | 99.39% | 100% | 0% | 0%
Miscellaneous | Motors | Motors | 37.87% | 100% | 0% | 0%
Miscellaneous | Air Compressors | Air Compressors | 54.96% | 100% | 0% | 0%
Table 11-8: Large Office End-Use Penetration/Saturation and Fuel Share
| End-Use | End-Use | Percent Penetation/Saturation | Electric | Gas | Other
Office, Large | Heating | Heating | 93.04% | 28.37% | 71.63% | 0%
Office, Large | Cooling | Cooling | 93.19% | 100% | 0% | 0%
Office, Large | Ventilation | Ventilation | 93.47% | 100% | 0% | 0%
Office, Large | Refrigerated Floor Space | Refrigerated Floor Space | 0.186% | 100% | 0% | 0%
Office, Large | Frozen Floor Space | Frozen Floor Space | 0.09299% | 100% | 0% | 0%
Office, Large | Cooking, Major | Commercial Cooking Space | 0.3145% | 41.3% | 58.7% | 0%
Office, Large | Water Heating | Water Heating | 100% | 45.89% | 49.56% | 4.556%
Office, Large |  | End-Use | Percent Penetration | Electric | Gas | Other
Office, Large | Interior Lighting | Interior Lighting | 100% | 100% | 0% | 0%
Office, Large | Exterior Lighting | Exterior Lighting | 100% | 100% | 0% | 0%
Office, Large | Office Equipment | Office Equipment | 100% | 100% | 0% | 0%
Office, Large | Cooking, Minor | Residential-grade Cooking Equipment | 100% | 100% | 0% | 0%
Office, Large | Freezers, Commercial | Commercial-grade Freezers | 35.43% | 100% | 0% | 0%
Office, Large | Refrigerators, Commercial | Commercial-grade Refrigerators | 100% | 100% | 0% | 0%
Office, Large | Refrigerators, Residential | Residential-grade Refrigerators | 100% | 100% | 0% | 0%
Office, Large | Miscellaneous | Miscellaneous Electric Equipment | 100% | 100% | 0% | 0%
Office, Large | Motors | Motors | 81.07% | 100% | 0% | 0%
Office, Large | Air Compressors | Air Compressors | 12.58% | 100% | 0% | 0%
Table 11-9: Small Office End-Use Penetration/Saturation and Fuel Share
| End-Use | End-Use | Percent Penetation/Saturation | Electric | Gas | Other
Office, Small | Heating | Heating | 86.85% | 38.55% | 61.45% | 0%
Office, Small | Cooling | Cooling | 85.9% | 100% | 0% | 0%
Office, Small | Ventilation | Ventilation | 87.25% | 100% | 0% | 0%
Office, Small | Refrigerated Floor Space | Refrigerated Floor Space | 0% | 100% | 0% | 0%
Office, Small | Frozen Floor Space | Frozen Floor Space | 0% | 100% | 0% | 0%
Office, Small | Cooking, Major | Commercial Cooking Space | 0.6377% | 48.03% | 51.38% | 0.5852%
Office, Small | Water Heating | Water Heating | 93.48% | 46.22% | 51.59% | 2.189%
Office, Small |  | End-Use | Percent Penetration | Electric | Gas | Other
Office, Small | Interior Lighting | Interior Lighting | 100% | 100% | 0% | 0%
Office, Small | Exterior Lighting | Exterior Lighting | 82.91% | 100% | 0% | 0%
Office, Small | Office Equipment | Office Equipment | 100% | 100% | 0% | 0%
Office, Small | Cooking, Minor | Residential-grade Cooking Equipment | 96.59% | 97.64% | 2.357% | 0%
Office, Small | Freezers, Commercial | Commercial-grade Freezers | 4.589% | 100% | 0% | 0%
Office, Small | Refrigerators, Commercial | Commercial-grade Refrigerators | 89.38% | 100% | 0% | 0%
Office, Small | Refrigerators, Residential | Residential-grade Refrigerators | 90.13% | 100% | 0% | 0%
Office, Small | Miscellaneous | Miscellaneous Electric Equipment | 99.07% | 100% | 0% | 0%
Office, Small | Motors | Motors | 19.66% | 100% | 0% | 0%
Office, Small | Air Compressors | Air Compressors | 18.42% | 100% | 0% | 0%
Table 11-10: Restaurant End-Use Penetration/Saturation and Fuel Share
| End-Use | End-Use | Percent Penetation/Saturation | Electric | Gas | Other
Restaurant | Heating | Heating | 94.27% | 27.25% | 71.66% | 1.086%
Restaurant | Cooling | Cooling | 95.19% | 99.28% | 0% | 0.7229%
Restaurant | Ventilation | Ventilation | 95.31% | 100% | 0% | 0%
Restaurant | Refrigerated Floor Space | Refrigerated Floor Space | 1.998% | 100% | 0% | 0%
Restaurant | Frozen Floor Space | Frozen Floor Space | 1.306% | 100% | 0% | 0%
Restaurant | Cooking, Major | Commercial Cooking Space | 100% | 29.12% | 66.5% | 4.38%
Restaurant | Water Heating | Water Heating | 100% | 14.81% | 84.29% | 0.8935%
Restaurant |  | End-Use | Percent Penetration | Electric | Gas | Other
Restaurant | Interior Lighting | Interior Lighting | 100% | 100% | 0% | 0%
Restaurant | Exterior Lighting | Exterior Lighting | 92.17% | 100% | 0% | 0%
Restaurant | Office Equipment | Office Equipment | 100% | 100% | 0% | 0%
Restaurant | Cooking, Minor | Residential-grade Cooking Equipment | 100% | 99.28% | 0.7216% | 0%
Restaurant | Freezers, Commercial | Commercial-grade Freezers | 93.55% | 100% | 0% | 0%
Restaurant | Refrigerators, Commercial | Commercial-grade Refrigerators | 99.25% | 100% | 0% | 0%
Restaurant | Refrigerators, Residential | Residential-grade Refrigerators | 21.9% | 100% | 0% | 0%
Restaurant | Miscellaneous | Miscellaneous Electric Equipment | 100% | 100% | 0% | 0%
Restaurant | Motors | Motors | 4.284% | 100% | 0% | 0%
Restaurant | Air Compressors | Air Compressors | 2.373% | 100% | 0% | 0%
Table 11-11: Retail End-Use Penetration/Saturation and Fuel Share
| End-Use | End-Use | Percent Penetation/Saturation | Electric | Gas | Other
Retail | Heating | Heating | 82.98% | 34.66% | 65.05% | 0.2929%
Retail | Cooling | Cooling | 82.89% | 100% | 0% | 0%
Retail | Ventilation | Ventilation | 83.46% | 100% | 0% | 0%
Retail | Refrigerated Floor Space | Refrigerated Floor Space | 0% | 100% | 0% | 0%
Retail | Frozen Floor Space | Frozen Floor Space | 0% | 100% | 0% | 0%
Retail | Cooking, Major | Commercial Cooking Space | 0.1179% | 80.52% | 19.48% | 0%
Retail | Water Heating | Water Heating | 88.6% | 50.32% | 49.14% | 0.5347%
Retail |  | End-Use | Percent Penetration | Electric | Gas | Other
Retail | Interior Lighting | Interior Lighting | 100% | 100% | 0% | 0%
Retail | Exterior Lighting | Exterior Lighting | 82% | 100% | 0% | 0%
Retail | Office Equipment | Office Equipment | 100% | 100% | 0% | 0%
Retail | Cooking, Minor | Residential-grade Cooking Equipment | 98.1% | 100% | 0% | 0%
Retail | Freezers, Commercial | Commercial-grade Freezers | 7.363% | 100% | 0% | 0%
Retail | Refrigerators, Commercial | Commercial-grade Refrigerators | 90.86% | 100% | 0% | 0%
Retail | Refrigerators, Residential | Residential-grade Refrigerators | 93.14% | 100% | 0% | 0%
Retail | Miscellaneous | Miscellaneous Electric Equipment | 98.86% | 100% | 0% | 0%
Retail | Motors | Motors | 11.21% | 100% | 0% | 0%
Retail | Air Compressors | Air Compressors | 24.44% | 100% | 0% | 0%
Table 11-12: School End-Use Penetration/Saturation and Fuel Share
| End-Use | End-Use | Percent Penetation/Saturation | Electric | Gas | Other
School | Heating | Heating | 99.01% | 29.41% | 70.59% | 0%
School | Cooling | Cooling | 98.34% | 100% | 0% | 0%
School | Ventilation | Ventilation | 99.01% | 100% | 0% | 0%
School | Refrigerated Floor Space | Refrigerated Floor Space | 0% | 100% | 0% | 0%
School | Frozen Floor Space | Frozen Floor Space | 0% | 100% | 0% | 0%
School | Cooking, Major | Commercial Cooking Space | 5.449% | 47.46% | 52.54% | 0%
School | Water Heating | Water Heating | 100% | 20.52% | 79.48% | 0%
School |  | End-Use | Percent Penetration | Electric | Gas | Other
School | Interior Lighting | Interior Lighting | 100% | 100% | 0% | 0%
School | Exterior Lighting | Exterior Lighting | 99.29% | 100% | 0% | 0%
School | Office Equipment | Office Equipment | 100% | 100% | 0% | 0%
School | Cooking, Minor | Residential-grade Cooking Equipment | 100% | 99.48% | 0.5197% | 0%
School | Freezers, Commercial | Commercial-grade Freezers | 55.27% | 100% | 0% | 0%
School | Refrigerators, Commercial | Commercial-grade Refrigerators | 100% | 100% | 0% | 0%
School | Refrigerators, Residential | Residential-grade Refrigerators | 100% | 100% | 0% | 0%
School | Miscellaneous | Miscellaneous Electric Equipment | 100% | 100% | 0% | 0%
School | Motors | Motors | 11.05% | 100% | 0% | 0%
School | Air Compressors | Air Compressors | 6.16% | 100% | 0% | 0%
Table 11-13: Refrigerated Warehouse End-Use Penetration/Saturation and Fuel Share
| End-Use | End-Use | Percent Penetation/Saturation | Electric | Gas | Other
Ref. Warehouse | Heating | Heating | 13.18% | 71.56% | 28.44% | 0%
Ref. Warehouse | Cooling | Cooling | 15.2% | 100% | 0% | 0%
Ref. Warehouse | Ventilation | Ventilation | 34.52% | 100% | 0% | 0%
Ref. Warehouse | Refrigerated Floor Space | Refrigerated Floor Space | 32.74% | 100% | 0% | 0%
Ref. Warehouse | Frozen Floor Space | Frozen Floor Space | 27.07% | 100% | 0% | 0%
Ref. Warehouse | Cooking, Major | Commercial Cooking Space | 0.1271% | 33.21% | 66.79% | 0%
Ref. Warehouse | Water Heating | Water Heating | 100% | 59.44% | 40.56% | 0%
Ref. Warehouse |  | End-Use | Percent Penetration | Electric | Gas | Other
Ref. Warehouse | Interior Lighting | Interior Lighting | 100% | 100% | 0% | 0%
Ref. Warehouse | Exterior Lighting | Exterior Lighting | 100% | 100% | 0% | 0%
Ref. Warehouse | Office Equipment | Office Equipment | 100% | 100% | 0% | 0%
Ref. Warehouse | Cooking, Minor | Residential-grade Cooking Equipment | 100% | 100% | 0% | 0%
Ref. Warehouse | Freezers, Commercial | Commercial-grade Freezers | 12.75% | 100% | 0% | 0%
Ref. Warehouse | Refrigerators, Commercial | Commercial-grade Refrigerators | 100% | 100% | 0% | 0%
Ref. Warehouse | Refrigerators, Residential | Residential-grade Refrigerators | 100% | 100% | 0% | 0%
Ref. Warehouse | Miscellaneous | Miscellaneous Electric Equipment | 100% | 100% | 0% | 0%
Ref. Warehouse | Motors | Motors | 61.22% | 100% | 0% | 0%
Ref. Warehouse | Air Compressors | Air Compressors | 53.46% | 100% | 0% | 0%
Table 11-14: Unrefrigerated Warehouse End-Use Penetration/Saturation and Fuel Share
| End-Use | End-Use | Percent Penetation/Saturation | Electric | Gas | Other
Warehouse | Heating | Heating | 23.48% | 37.61% | 61.36% | 1.022%
Warehouse | Cooling | Cooling | 20.04% | 100% | 0% | 0%
Warehouse | Ventilation | Ventilation | 23.96% | 100% | 0% | 0%
Warehouse | Refrigerated Floor Space | Refrigerated Floor Space | 0.3056% | 100% | 0% | 0%
Warehouse | Frozen Floor Space | Frozen Floor Space | 0.3283% | 100% | 0% | 0%
Warehouse | Cooking, Major | Commercial Cooking Space | 0% | 0% | 0% | 0%
Warehouse | Water Heating | Water Heating | 96.12% | 70.35% | 29.65% | 0%
Warehouse |  | End-Use | Percent Penetration | Electric | Gas | Other
Warehouse | Interior Lighting | Interior Lighting | 100% | 100% | 0% | 0%
Warehouse | Exterior Lighting | Exterior Lighting | 94.16% | 100% | 0% | 0%
Warehouse | Office Equipment | Office Equipment | 100% | 100% | 0% | 0%
Warehouse | Cooking, Minor | Residential-grade Cooking Equipment | 94.95% | 99.01% | 0.9912% | 0%
Warehouse | Freezers, Commercial | Commercial-grade Freezers | 5.59% | 100% | 0% | 0%
Warehouse | Refrigerators, Commercial | Commercial-grade Refrigerators | 91.75% | 100% | 0% | 0%
Warehouse | Refrigerators, Residential | Residential-grade Refrigerators | 91.75% | 100% | 0% | 0%
Warehouse | Miscellaneous | Miscellaneous Electric Equipment | 99.51% | 100% | 0% | 0%
Warehouse | Motors | Motors | 26.89% | 100% | 0% | 0%
Warehouse | Air Compressors | Air Compressors | 42.19% | 100% | 0% | 0%

## input_enduse
End Use | Planning Are | Sector | Percent Floorspace with End Use | Electric Fuel Share | Gas Fuel Share | Other Fuel Share
Air Compressors | Statewide | All Commercial | 21.97% | NA | NA | NA
Cooking, Major | Statewide | All Commercial | 3.773% | 28.96% | 68.91% | 2.129%
Cooking, Minor | Statewide | All Commercial | 95.93% | 98.81% | 1.194% | 0%
Cooling | Statewide | All Commercial | 76.24% | 99.92% | 0.06307% | 0.01688%
Exterior Lighting | Statewide | All Commercial | 77.5% | NA | NA | NA
Freezers, Commercial | Statewide | All Commercial | 26.16% | NA | NA | NA
Frozen Floor Space | Statewide | All Commercial | 0.4589% | NA | NA | NA
Heating | Statewide | All Commercial | 76.9% | 28.75% | 69.47% | 1.778%
Miscellaneous | Statewide | All Commercial | 96.73% | NA | NA | NA
Motors | Statewide | All Commercial | 20.02% | NA | NA | NA
Office Equipment | Statewide | All Commercial | 99.81% | NA | NA | NA
Refrigerated Floor Space | Statewide | All Commercial | 1.104% | NA | NA | NA
Refrigerators, Commercial | Statewide | All Commercial | 89.74% | NA | NA | NA
Refrigerators, Residential | Statewide | All Commercial | 84.24% | NA | NA | NA
Ventilation | Statewide | All Commercial | 79.81% | NA | NA | NA
Water Heating | Statewide | All Commercial | 95.3% | 39.96% | 58.18% | 1.863%
Air Compressors | Statewide | College | 4.937% | NA | NA | NA
Cooking, Major | Statewide | College | 1.371% | 25% | 74.94% | 0.05138%
Cooking, Minor | Statewide | College | 87.71% | 98.02% | 1.981% | 0%
Cooling | Statewide | College | 92.33% | 100% | 0% | 0%
Exterior Lighting | Statewide | College | 76.21% | NA | NA | NA
Freezers, Commercial | Statewide | College | 7.712% | NA | NA | NA
Frozen Floor Space | Statewide | College | 0% | NA | NA | NA
Heating | Statewide | College | 98.28% | 12.19% | 87.01% | 0.8002%
Miscellaneous | Statewide | College | 96.07% | NA | NA | NA
Motors | Statewide | College | 12.12% | NA | NA | NA
Office Equipment | Statewide | College | 100% | NA | NA | NA
Refrigerated Floor Space | Statewide | College | 0% | NA | NA | NA
Refrigerators, Commercial | Statewide | College | 79.15% | NA | NA | NA
Refrigerators, Residential | Statewide | College | 83.59% | NA | NA | NA
Ventilation | Statewide | College | 98.89% | NA | NA | NA
Water Heating | Statewide | College | 98.55% | 13.65% | 77.91% | 8.441%
Air Compressors | Statewide | Food Stores | 30.97% | NA | NA | NA
Cooking, Major | Statewide | Food Stores | 4.286% | 30.7% | 66.99% | 2.31%
Cooking, Minor | Statewide | Food Stores | 100% | 99.3% | 0.7044% | 0%
Cooling | Statewide | Food Stores | 82.49% | 100% | 0% | 0%
Exterior Lighting | Statewide | Food Stores | 89.51% | NA | NA | NA
Freezers, Commercial | Statewide | Food Stores | 87.06% | NA | NA | NA
Frozen Floor Space | Statewide | Food Stores | 3.82% | NA | NA | NA
Heating | Statewide | Food Stores | 80.92% | 35.36% | 63.63% | 1.003%
Miscellaneous | Statewide | Food Stores | 98.41% | NA | NA | NA
Motors | Statewide | Food Stores | 23.95% | NA | NA | NA
Office Equipment | Statewide | Food Stores | 100% | NA | NA | NA
Refrigerated Floor Space | Statewide | Food Stores | 4.064% | NA | NA | NA
Refrigerators, Commercial | Statewide | Food Stores | 99.62% | NA | NA | NA
Refrigerators, Residential | Statewide | Food Stores | 99.94% | NA | NA | NA
Ventilation | Statewide | Food Stores | 84.69% | NA | NA | NA
Water Heating | Statewide | Food Stores | 98.57% | 30.89% | 66.99% | 2.12%
Air Compressors | Statewide | Health Care | 13.56% | NA | NA | NA
Cooking, Major | Statewide | Health Care | 1.955% | 26.64% | 71.34% | 2.025%
Cooking, Minor | Statewide | Health Care | 99.8% | 98.24% | 1.765% | 0%
Cooling | Statewide | Health Care | 97.83% | 99.86% | 0.1383% | 0%
Exterior Lighting | Statewide | Health Care | 87.17% | NA | NA | NA
Freezers, Commercial | Statewide | Health Care | 38.58% | NA | NA | NA
Frozen Floor Space | Statewide | Health Care | 0% | NA | NA | NA
Heating | Statewide | Health Care | 98.67% | 17.69% | 81.24% | 1.079%
Miscellaneous | Statewide | Health Care | 97.77% | NA | NA | NA
Motors | Statewide | Health Care | 29.98% | NA | NA | NA
Office Equipment | Statewide | Health Care | 100% | NA | NA | NA
Refrigerated Floor Space | Statewide | Health Care | 0% | NA | NA | NA
Refrigerators, Commercial | Statewide | Health Care | 96.98% | NA | NA | NA
Refrigerators, Residential | Statewide | Health Care | 99.41% | NA | NA | NA
Ventilation | Statewide | Health Care | 99.12% | NA | NA | NA
Water Heating | Statewide | Health Care | 99.98% | 11.25% | 87.45% | 1.299%
Air Compressors | Statewide | Lodging | 11.54% | NA | NA | NA
Cooking, Major | Statewide | Lodging | 1.472% | 29.9% | 63.73% | 6.368%
Cooking, Minor | Statewide | Lodging | 99.57% | 98.73% | 1.273% | 0%
Cooling | Statewide | Lodging | 97.41% | 100% | 0% | 0%
Exterior Lighting | Statewide | Lodging | 99.56% | NA | NA | NA
Freezers, Commercial | Statewide | Lodging | 66.26% | NA | NA | NA
Frozen Floor Space | Statewide | Lodging | 0% | NA | NA | NA
Heating | Statewide | Lodging | 99.07% | 39.46% | 57.18% | 3.357%
Miscellaneous | Statewide | Lodging | 99.53% | NA | NA | NA
Motors | Statewide | Lodging | 61.68% | NA | NA | NA
Office Equipment | Statewide | Lodging | 100% | NA | NA | NA
Refrigerated Floor Space | Statewide | Lodging | 0% | NA | NA | NA
Refrigerators, Commercial | Statewide | Lodging | 98.9% | NA | NA | NA
Refrigerators, Residential | Statewide | Lodging | 99.48% | NA | NA | NA
Ventilation | Statewide | Lodging | 99.22% | NA | NA | NA
Water Heating | Statewide | Lodging | 100% | 5.399% | 89.78% | 4.82%
Air Compressors | Statewide | Miscellaneous | 49.08% | NA | NA | NA
Cooking, Major | Statewide | Miscellaneous | 1.253% | 32.68% | 59.73% | 7.59%
Cooking, Minor | Statewide | Miscellaneous | 94.03% | 98.05% | 1.948% | 0%
Cooling | Statewide | Miscellaneous | 63.46% | 99.99% | 0.003163% | 0.004704%
Exterior Lighting | Statewide | Miscellaneous | 85.86% | NA | NA | NA
Freezers, Commercial | Statewide | Miscellaneous | 13.82% | NA | NA | NA
Frozen Floor Space | Statewide | Miscellaneous | 0.001253% | NA | NA | NA
Heating | Statewide | Miscellaneous | 65.02% | 27.09% | 69.3% | 3.616%
Miscellaneous | Statewide | Miscellaneous | 98.27% | NA | NA | NA
Motors | Statewide | Miscellaneous | 40.64% | NA | NA | NA
Office Equipment | Statewide | Miscellaneous | 98.86% | NA | NA | NA
Refrigerated Floor Space | Statewide | Miscellaneous | 0.00177% | NA | NA | NA
Refrigerators, Commercial | Statewide | Miscellaneous | 88.83% | NA | NA | NA
Refrigerators, Residential | Statewide | Miscellaneous | 91.3% | NA | NA | NA
Ventilation | Statewide | Miscellaneous | 69.14% | NA | NA | NA
Water Heating | Statewide | Miscellaneous | 92.47% | 39.72% | 57.98% | 2.295%
Air Compressors | Statewide | Office, Large | 27.52% | NA | NA | NA
Cooking, Major | Statewide | Office, Large | 0.5124% | 30.87% | 68.74% | 0.3895%
Cooking, Minor | Statewide | Office, Large | 99.37% | 98.8% | 1.203% | 0%
Cooling | Statewide | Office, Large | 91.21% | 100% | 0% | 0%
Exterior Lighting | Statewide | Office, Large | 96.39% | NA | NA | NA
Freezers, Commercial | Statewide | Office, Large | 34.18% | NA | NA | NA
Frozen Floor Space | Statewide | Office, Large | 0.0196% | NA | NA | NA
Heating | Statewide | Office, Large | 91.45% | 12.95% | 85.22% | 1.83%
Miscellaneous | Statewide | Office, Large | 97.79% | NA | NA | NA
Motors | Statewide | Office, Large | 78.03% | NA | NA | NA
Office Equipment | Statewide | Office, Large | 100% | NA | NA | NA
Refrigerated Floor Space | Statewide | Office, Large | 0.09367% | NA | NA | NA
Refrigerators, Commercial | Statewide | Office, Large | 95.29% | NA | NA | NA
Refrigerators, Residential | Statewide | Office, Large | 99.24% | NA | NA | NA
Ventilation | Statewide | Office, Large | 92.36% | NA | NA | NA
Water Heating | Statewide | Office, Large | 99.84% | 36.6% | 61.64% | 1.758%
Air Compressors | Statewide | Office, Small | 15.55% | NA | NA | NA
Cooking, Major | Statewide | Office, Small | 0.4344% | 37.26% | 62.35% | 0.3933%
Cooking, Minor | Statewide | Office, Small | 94.86% | 99.02% | 0.9842% | 0%
Cooling | Statewide | Office, Small | 89.86% | 99.95% | 0.04053% | 0.01378%
Exterior Lighting | Statewide | Office, Small | 66.42% | NA | NA | NA
Freezers, Commercial | Statewide | Office, Small | 6.061% | NA | NA | NA
Frozen Floor Space | Statewide | Office, Small | 0.03406% | NA | NA | NA
Heating | Statewide | Office, Small | 91.16% | 42.86% | 56.04% | 1.099%
Miscellaneous | Statewide | Office, Small | 93.29% | NA | NA | NA
Motors | Statewide | Office, Small | 12.93% | NA | NA | NA
Office Equipment | Statewide | Office, Small | 100% | NA | NA | NA
Refrigerated Floor Space | Statewide | Office, Small | 0.009004% | NA | NA | NA
Refrigerators, Commercial | Statewide | Office, Small | 84.43% | NA | NA | NA
Refrigerators, Residential | Statewide | Office, Small | 92.57% | NA | NA | NA
Ventilation | Statewide | Office, Small | 92.91% | NA | NA | NA
Water Heating | Statewide | Office, Small | 92.68% | 49.92% | 49.13% | 0.9496%
Air Compressors | Statewide | Ref. Warehouse | 38.03% | NA | NA | NA
Cooking, Major | Statewide | Ref. Warehouse | 0.143% | 40.38% | 55.43% | 4.186%
Cooking, Minor | Statewide | Ref. Warehouse | 99.82% | 99.69% | 0.3124% | 0%
Cooling | Statewide | Ref. Warehouse | 19.08% | 100% | 0% | 0%
Exterior Lighting | Statewide | Ref. Warehouse | 95.05% | NA | NA | NA
Freezers, Commercial | Statewide | Ref. Warehouse | 38.91% | NA | NA | NA
Frozen Floor Space | Statewide | Ref. Warehouse | 14.17% | NA | NA | NA
Heating | Statewide | Ref. Warehouse | 17.51% | 70.2% | 24.71% | 5.089%
Miscellaneous | Statewide | Ref. Warehouse | 97.29% | NA | NA | NA
Motors | Statewide | Ref. Warehouse | 46.59% | NA | NA | NA
Office Equipment | Statewide | Ref. Warehouse | 100% | NA | NA | NA
Refrigerated Floor Space | Statewide | Ref. Warehouse | 44.51% | NA | NA | NA
Refrigerators, Commercial | Statewide | Ref. Warehouse | 100% | NA | NA | NA
Refrigerators, Residential | Statewide | Ref. Warehouse | 100% | NA | NA | NA
Ventilation | Statewide | Ref. Warehouse | 33.15% | NA | NA | NA
Water Heating | Statewide | Ref. Warehouse | 97.57% | 69.82% | 29.21% | 0.9656%
Air Compressors | Statewide | Restaurant | 5.532% | NA | NA | NA
Cooking, Major | Statewide | Restaurant | 100% | 27.38% | 71% | 1.62%
Cooking, Minor | Statewide | Restaurant | 100% | 97.76% | 2.238% | 0%
Cooling | Statewide | Restaurant | 90.95% | 99.56% | 0% | 0.4434%
Exterior Lighting | Statewide | Restaurant | 84.46% | NA | NA | NA
Freezers, Commercial | Statewide | Restaurant | 91.59% | NA | NA | NA
Frozen Floor Space | Statewide | Restaurant | 1.394% | NA | NA | NA
Heating | Statewide | Restaurant | 89.69% | 32.96% | 65.32% | 1.716%
Miscellaneous | Statewide | Restaurant | 98.29% | NA | NA | NA
Motors | Statewide | Restaurant | 6.137% | NA | NA | NA
Office Equipment | Statewide | Restaurant | 100% | NA | NA | NA
Refrigerated Floor Space | Statewide | Restaurant | 2.144% | NA | NA | NA
Refrigerators, Commercial | Statewide | Restaurant | 99.42% | NA | NA | NA
Refrigerators, Residential | Statewide | Restaurant | 24.71% | NA | NA | NA
Ventilation | Statewide | Restaurant | 92.97% | NA | NA | NA
Water Heating | Statewide | Restaurant | 99.98% | 19.18% | 79.24% | 1.579%
Air Compressors | Statewide | Retail | 17.54% | NA | NA | NA
Cooking, Major | Statewide | Retail | 0.1003% | 64.9% | 34.74% | 0.356%
Cooking, Minor | Statewide | Retail | 94.38% | 99.83% | 0.1692% | 0%
Cooling | Statewide | Retail | 80.19% | 100% | 0% | 0.002141%
Exterior Lighting | Statewide | Retail | 72.49% | NA | NA | NA
Freezers, Commercial | Statewide | Retail | 7.455% | NA | NA | NA
Frozen Floor Space | Statewide | Retail | 0% | NA | NA | NA
Heating | Statewide | Retail | 79.25% | 40.17% | 59.37% | 0.4568%
Miscellaneous | Statewide | Retail | 97.52% | NA | NA | NA
Motors | Statewide | Retail | 11.77% | NA | NA | NA
Office Equipment | Statewide | Retail | 100% | NA | NA | NA
Refrigerated Floor Space | Statewide | Retail | 0.005542% | NA | NA | NA
Refrigerators, Commercial | Statewide | Retail | 86.7% | NA | NA | NA
Refrigerators, Residential | Statewide | Retail | 90.66% | NA | NA | NA
Ventilation | Statewide | Retail | 83.56% | NA | NA | NA
Water Heating | Statewide | Retail | 89.34% | 58.82% | 40.88% | 0.2971%
Air Compressors | Statewide | School | 8.723% | NA | NA | NA
Cooking, Major | Statewide | School | 3.807% | 37.06% | 60.58% | 2.357%
Cooking, Minor | Statewide | School | 99.97% | 95.76% | 4.236% | 0%
Cooling | Statewide | School | 96.3% | 99.53% | 0.4702% | 0%
Exterior Lighting | Statewide | School | 95.43% | NA | NA | NA
Freezers, Commercial | Statewide | School | 49.28% | NA | NA | NA
Frozen Floor Space | Statewide | School | 0.0006369% | NA | NA | NA
Heating | Statewide | School | 97.79% | 23.5% | 74.13% | 2.366%
Miscellaneous | Statewide | School | 98.64% | NA | NA | NA
Motors | Statewide | School | 22.01% | NA | NA | NA
Office Equipment | Statewide | School | 100% | NA | NA | NA
Refrigerated Floor Space | Statewide | School | 0.0006369% | NA | NA | NA
Refrigerators, Commercial | Statewide | School | 98.02% | NA | NA | NA
Refrigerators, Residential | Statewide | School | 99.51% | NA | NA | NA
Ventilation | Statewide | School | 98.19% | NA | NA | NA
Water Heating | Statewide | School | 99.67% | 26.11% | 71.95% | 1.942%
Air Compressors | Statewide | Warehouse | 36.5% | NA | NA | NA
Cooking, Major | Statewide | Warehouse | 0.04364% | 24.82% | 65.88% | 9.303%
Cooking, Minor | Statewide | Warehouse | 97.05% | 99.58% | 0.4183% | 0%
Cooling | Statewide | Warehouse | 30.31% | 100% | 0% | 0%
Exterior Lighting | Statewide | Warehouse | 77.93% | NA | NA | NA
Freezers, Commercial | Statewide | Warehouse | 8.128% | NA | NA | NA
Frozen Floor Space | Statewide | Warehouse | 0.6938% | NA | NA | NA
Heating | Statewide | Warehouse | 29.81% | 47.17% | 52.43% | 0.4042%
Miscellaneous | Statewide | Warehouse | 98.58% | NA | NA | NA
Motors | Statewide | Warehouse | 27.65% | NA | NA | NA
Office Equipment | Statewide | Warehouse | 99.98% | NA | NA | NA
Refrigerated Floor Space | Statewide | Warehouse | 1.897% | NA | NA | NA
Refrigerators, Commercial | Statewide | Warehouse | 91.84% | NA | NA | NA
Refrigerators, Residential | Statewide | Warehouse | 94.77% | NA | NA | NA
Ventilation | Statewide | Warehouse | 35.59% | NA | NA | NA
Water Heating | Statewide | Warehouse | 92.05% | 69.1% | 30.67% | 0.239%
Air Compressors | PG&E | All Commercial | 22.2% | NA | NA | NA
Cooking, Major | PG&E | All Commercial | 3.798% | 33.63% | 62.82% | 3.557%
Cooking, Minor | PG&E | All Commercial | 95.35% | 98.71% | 1.293% | 0%
Cooling | PG&E | All Commercial | 77.56% | 99.95% | 0.01284% | 0.03553%
Exterior Lighting | PG&E | All Commercial | 78.13% | NA | NA | NA
Freezers, Commercial | PG&E | All Commercial | 27.65% | NA | NA | NA
Frozen Floor Space | PG&E | All Commercial | 0.5977% | NA | NA | NA
Heating | PG&E | All Commercial | 80.23% | 18.35% | 77.67% | 3.984%
Miscellaneous | PG&E | All Commercial | 95.98% | NA | NA | NA
Motors | PG&E | All Commercial | 19.99% | NA | NA | NA
Office Equipment | PG&E | All Commercial | 99.83% | NA | NA | NA
Refrigerated Floor Space | PG&E | All Commercial | 1.467% | NA | NA | NA
Refrigerators, Commercial | PG&E | All Commercial | 88.6% | NA | NA | NA
Refrigerators, Residential | PG&E | All Commercial | 83.24% | NA | NA | NA
Ventilation | PG&E | All Commercial | 83.25% | NA | NA | NA
Water Heating | PG&E | All Commercial | 96.56% | 36.43% | 60.18% | 3.387%
Air Compressors | PG&E | College | 6.078% | NA | NA | NA
Cooking, Major | PG&E | College | 1.608% | 25.15% | 74.73% | 0.1253%
Cooking, Minor | PG&E | College | 83.45% | 95.45% | 4.547% | 0%
Cooling | PG&E | College | 90.17% | 100% | 0% | 0%
Exterior Lighting | PG&E | College | 72.23% | NA | NA | NA
Freezers, Commercial | PG&E | College | 8.037% | NA | NA | NA
Frozen Floor Space | PG&E | College | 0% | NA | NA | NA
Heating | PG&E | College | 98.2% | 9.847% | 87.86% | 2.29%
Miscellaneous | PG&E | College | 94.77% | NA | NA | NA
Motors | PG&E | College | 12.82% | NA | NA | NA
Office Equipment | PG&E | College | 100% | NA | NA | NA
Refrigerated Floor Space | PG&E | College | 0% | NA | NA | NA
Refrigerators, Commercial | PG&E | College | 67.51% | NA | NA | NA
Refrigerators, Residential | PG&E | College | 76.28% | NA | NA | NA
Ventilation | PG&E | College | 99.06% | NA | NA | NA
Water Heating | PG&E | College | 99.15% | 14.21% | 74.64% | 11.16%
Air Compressors | PG&E | Food Stores | 34.4% | NA | NA | NA
Cooking, Major | PG&E | Food Stores | 4.125% | 40.15% | 56.86% | 2.983%
Cooking, Minor | PG&E | Food Stores | 100% | 99% | 1.004% | 0%
Cooling | PG&E | Food Stores | 78.92% | 100% | 0% | 0%
Exterior Lighting | PG&E | Food Stores | 89.41% | NA | NA | NA
Freezers, Commercial | PG&E | Food Stores | 84.21% | NA | NA | NA
Frozen Floor Space | PG&E | Food Stores | 3.689% | NA | NA | NA
Heating | PG&E | Food Stores | 77.83% | 27.09% | 70.47% | 2.449%
Miscellaneous | PG&E | Food Stores | 97.4% | NA | NA | NA
Motors | PG&E | Food Stores | 24.77% | NA | NA | NA
Office Equipment | PG&E | Food Stores | 100% | NA | NA | NA
Refrigerated Floor Space | PG&E | Food Stores | 4.006% | NA | NA | NA
Refrigerators, Commercial | PG&E | Food Stores | 99.28% | NA | NA | NA
Refrigerators, Residential | PG&E | Food Stores | 99.86% | NA | NA | NA
Ventilation | PG&E | Food Stores | 83.12% | NA | NA | NA
Water Heating | PG&E | Food Stores | 98.9% | 30.36% | 66.7% | 2.943%
Air Compressors | PG&E | Health Care | 13.66% | NA | NA | NA
Cooking, Major | PG&E | Health Care | 1.888% | 26.83% | 70.95% | 2.225%
Cooking, Minor | PG&E | Health Care | 99.67% | 97.7% | 2.297% | 0%
Cooling | PG&E | Health Care | 96.24% | 100% | 0% | 0%
Exterior Lighting | PG&E | Health Care | 86.76% | NA | NA | NA
Freezers, Commercial | PG&E | Health Care | 42.64% | NA | NA | NA
Frozen Floor Space | PG&E | Health Care | 0% | NA | NA | NA
Heating | PG&E | Health Care | 99% | 13.57% | 84.8% | 1.626%
Miscellaneous | PG&E | Health Care | 97.16% | NA | NA | NA
Motors | PG&E | Health Care | 30.39% | NA | NA | NA
Office Equipment | PG&E | Health Care | 100% | NA | NA | NA
Refrigerated Floor Space | PG&E | Health Care | 0% | NA | NA | NA
Refrigerators, Commercial | PG&E | Health Care | 96.6% | NA | NA | NA
Refrigerators, Residential | PG&E | Health Care | 99.27% | NA | NA | NA
Ventilation | PG&E | Health Care | 99.19% | NA | NA | NA
Water Heating | PG&E | Health Care | 100% | 9.887% | 88.7% | 1.409%
Air Compressors | PG&E | Lodging | 11.15% | NA | NA | NA
Cooking, Major | PG&E | Lodging | 1.826% | 29.74% | 61.68% | 8.575%
Cooking, Minor | PG&E | Lodging | 99.4% | 98.68% | 1.319% | 0%
Cooling | PG&E | Lodging | 95.43% | 100% | 0% | 0%
Exterior Lighting | PG&E | Lodging | 99.51% | NA | NA | NA
Freezers, Commercial | PG&E | Lodging | 62.14% | NA | NA | NA
Frozen Floor Space | PG&E | Lodging | 0% | NA | NA | NA
Heating | PG&E | Lodging | 98.48% | 32.89% | 59.95% | 7.159%
Miscellaneous | PG&E | Lodging | 99.62% | NA | NA | NA
Motors | PG&E | Lodging | 60.38% | NA | NA | NA
Office Equipment | PG&E | Lodging | 100% | NA | NA | NA
Refrigerated Floor Space | PG&E | Lodging | 0% | NA | NA | NA
Refrigerators, Commercial | PG&E | Lodging | 98.32% | NA | NA | NA
Refrigerators, Residential | PG&E | Lodging | 99.21% | NA | NA | NA
Ventilation | PG&E | Lodging | 98.73% | NA | NA | NA
Water Heating | PG&E | Lodging | 100% | 7.303% | 84.13% | 8.566%
Air Compressors | PG&E | Miscellaneous | 45.38% | NA | NA | NA
Cooking, Major | PG&E | Miscellaneous | 1.496% | 34.6% | 56.88% | 8.521%
Cooking, Minor | PG&E | Miscellaneous | 93.98% | 97.34% | 2.663% | 0%
Cooling | PG&E | Miscellaneous | 66.91% | 99.98% | 0.007683% | 0.01143%
Exterior Lighting | PG&E | Miscellaneous | 87.38% | NA | NA | NA
Freezers, Commercial | PG&E | Miscellaneous | 17.35% | NA | NA | NA
Frozen Floor Space | PG&E | Miscellaneous | 0% | NA | NA | NA
Heating | PG&E | Miscellaneous | 71.9% | 18.26% | 75.26% | 6.477%
Miscellaneous | PG&E | Miscellaneous | 97.94% | NA | NA | NA
Motors | PG&E | Miscellaneous | 38.73% | NA | NA | NA
Office Equipment | PG&E | Miscellaneous | 98.98% | NA | NA | NA
Refrigerated Floor Space | PG&E | Miscellaneous | 0.001325% | NA | NA | NA
Refrigerators, Commercial | PG&E | Miscellaneous | 89.1% | NA | NA | NA
Refrigerators, Residential | PG&E | Miscellaneous | 91.58% | NA | NA | NA
Ventilation | PG&E | Miscellaneous | 76.48% | NA | NA | NA
Water Heating | PG&E | Miscellaneous | 92.22% | 37.26% | 58.53% | 4.213%
Air Compressors | PG&E | Office, Large | 33.19% | NA | NA | NA
Cooking, Major | PG&E | Office, Large | 0.4166% | 34.29% | 64.82% | 0.8961%
Cooking, Minor | PG&E | Office, Large | 98.77% | 98.5% | 1.501% | 0%
Cooling | PG&E | Office, Large | 92.09% | 100% | 0% | 0%
Exterior Lighting | PG&E | Office, Large | 96.51% | NA | NA | NA
Freezers, Commercial | PG&E | Office, Large | 32% | NA | NA | NA
Frozen Floor Space | PG&E | Office, Large | 0.005889% | NA | NA | NA
Heating | PG&E | Office, Large | 92.92% | 2.458% | 93.68% | 3.862%
Miscellaneous | PG&E | Office, Large | 96.67% | NA | NA | NA
Motors | PG&E | Office, Large | 78.93% | NA | NA | NA
Office Equipment | PG&E | Office, Large | 100% | NA | NA | NA
Refrigerated Floor Space | PG&E | Office, Large | 0.1444% | NA | NA | NA
Refrigerators, Commercial | PG&E | Office, Large | 94.92% | NA | NA | NA
Refrigerators, Residential | PG&E | Office, Large | 98.77% | NA | NA | NA
Ventilation | PG&E | Office, Large | 93.64% | NA | NA | NA
Water Heating | PG&E | Office, Large | 100% | 34.73% | 61.63% | 3.644%
Air Compressors | PG&E | Office, Small | 16.03% | NA | NA | NA
Cooking, Major | PG&E | Office, Small | 0.5074% | 44.78% | 54.47% | 0.7526%
Cooking, Minor | PG&E | Office, Small | 94.17% | 98.91% | 1.087% | 0%
Cooling | PG&E | Office, Small | 88.2% | 99.9% | 0.1028% | 0%
Exterior Lighting | PG&E | Office, Small | 69.81% | NA | NA | NA
Freezers, Commercial | PG&E | Office, Small | 5.684% | NA | NA | NA
Frozen Floor Space | PG&E | Office, Small | 0.06696% | NA | NA | NA
Heating | PG&E | Office, Small | 90.94% | 25.09% | 72.43% | 2.474%
Miscellaneous | PG&E | Office, Small | 92.16% | NA | NA | NA
Motors | PG&E | Office, Small | 11.82% | NA | NA | NA
Office Equipment | PG&E | Office, Small | 100% | NA | NA | NA
Refrigerated Floor Space | PG&E | Office, Small | 0.01349% | NA | NA | NA
Refrigerators, Commercial | PG&E | Office, Small | 82.76% | NA | NA | NA
Refrigerators, Residential | PG&E | Office, Small | 91.78% | NA | NA | NA
Ventilation | PG&E | Office, Small | 92.2% | NA | NA | NA
Water Heating | PG&E | Office, Small | 94.9% | 48.59% | 49.84% | 1.568%
Air Compressors | PG&E | Ref. Warehouse | 46.23% | NA | NA | NA
Cooking, Major | PG&E | Ref. Warehouse | 0.2064% | 41.74% | 52.16% | 6.099%
Cooking, Minor | PG&E | Ref. Warehouse | 99.55% | 99.21% | 0.7943% | 0%
Cooling | PG&E | Ref. Warehouse | 15.02% | 100% | 0% | 0%
Exterior Lighting | PG&E | Ref. Warehouse | 93.89% | NA | NA | NA
Freezers, Commercial | PG&E | Ref. Warehouse | 27.95% | NA | NA | NA
Frozen Floor Space | PG&E | Ref. Warehouse | 13.56% | NA | NA | NA
Heating | PG&E | Ref. Warehouse | 14.47% | 57.87% | 29.18% | 12.95%
Miscellaneous | PG&E | Ref. Warehouse | 100% | NA | NA | NA
Motors | PG&E | Ref. Warehouse | 43.94% | NA | NA | NA
Office Equipment | PG&E | Ref. Warehouse | 100% | NA | NA | NA
Refrigerated Floor Space | PG&E | Ref. Warehouse | 44.26% | NA | NA | NA
Refrigerators, Commercial | PG&E | Ref. Warehouse | 100% | NA | NA | NA
Refrigerators, Residential | PG&E | Ref. Warehouse | 100% | NA | NA | NA
Ventilation | PG&E | Ref. Warehouse | 34.24% | NA | NA | NA
Water Heating | PG&E | Ref. Warehouse | 99.99% | 70.38% | 27.64% | 1.982%
Air Compressors | PG&E | Restaurant | 6.877% | NA | NA | NA
Cooking, Major | PG&E | Restaurant | 100% | 32.74% | 64.43% | 2.821%
Cooking, Minor | PG&E | Restaurant | 100% | 99.2% | 0.804% | 0%
Cooling | PG&E | Restaurant | 88.23% | 98.91% | 0% | 1.091%
Exterior Lighting | PG&E | Restaurant | 81.14% | NA | NA | NA
Freezers, Commercial | PG&E | Restaurant | 91.25% | NA | NA | NA
Frozen Floor Space | PG&E | Restaurant | 1.245% | NA | NA | NA
Heating | PG&E | Restaurant | 88% | 22.86% | 73.39% | 3.744%
Miscellaneous | PG&E | Restaurant | 97.75% | NA | NA | NA
Motors | PG&E | Restaurant | 5.441% | NA | NA | NA
Office Equipment | PG&E | Restaurant | 100% | NA | NA | NA
Refrigerated Floor Space | PG&E | Restaurant | 2.253% | NA | NA | NA
Refrigerators, Commercial | PG&E | Restaurant | 99.45% | NA | NA | NA
Refrigerators, Residential | PG&E | Restaurant | 22.66% | NA | NA | NA
Ventilation | PG&E | Restaurant | 92.66% | NA | NA | NA
Water Heating | PG&E | Restaurant | 99.94% | 18.09% | 78.58% | 3.326%
Air Compressors | PG&E | Retail | 16.83% | NA | NA | NA
Cooking, Major | PG&E | Retail | 0.09821% | 72.52% | 27.48% | 0%
Cooking, Minor | PG&E | Retail | 92.8% | 99.55% | 0.4459% | 0%
Cooling | PG&E | Retail | 79.23% | 99.99% | 0% | 0.006874%
Exterior Lighting | PG&E | Retail | 70.13% | NA | NA | NA
Freezers, Commercial | PG&E | Retail | 7.898% | NA | NA | NA
Frozen Floor Space | PG&E | Retail | 0% | NA | NA | NA
Heating | PG&E | Retail | 82.46% | 26.21% | 72.49% | 1.307%
Miscellaneous | PG&E | Retail | 96.83% | NA | NA | NA
Motors | PG&E | Retail | 12.79% | NA | NA | NA
Office Equipment | PG&E | Retail | 100% | NA | NA | NA
Refrigerated Floor Space | PG&E | Retail | 0.01301% | NA | NA | NA
Refrigerators, Commercial | PG&E | Retail | 84.23% | NA | NA | NA
Refrigerators, Residential | PG&E | Retail | 88.64% | NA | NA | NA
Ventilation | PG&E | Retail | 85.79% | NA | NA | NA
Water Heating | PG&E | Retail | 90.7% | 54.07% | 45.36% | 0.5698%
Air Compressors | PG&E | School | 10.45% | NA | NA | NA
Cooking, Major | PG&E | School | 4.544% | 40.72% | 53.9% | 5.388%
Cooking, Minor | PG&E | School | 100% | 96.01% | 3.987% | 0%
Cooling | PG&E | School | 93.48% | 100% | 0% | 0%
Exterior Lighting | PG&E | School | 97.71% | NA | NA | NA
Freezers, Commercial | PG&E | School | 50.61% | NA | NA | NA
Frozen Floor Space | PG&E | School | 0.002229% | NA | NA | NA
Heating | PG&E | School | 97.95% | 19.5% | 73.11% | 7.39%
Miscellaneous | PG&E | School | 97.57% | NA | NA | NA
Motors | PG&E | School | 21.62% | NA | NA | NA
Office Equipment | PG&E | School | 100% | NA | NA | NA
Refrigerated Floor Space | PG&E | School | 0.002229% | NA | NA | NA
Refrigerators, Commercial | PG&E | School | 96.62% | NA | NA | NA
Refrigerators, Residential | PG&E | School | 99.49% | NA | NA | NA
Ventilation | PG&E | School | 98.38% | NA | NA | NA
Water Heating | PG&E | School | 99.86% | 29.09% | 66.53% | 4.379%
Air Compressors | PG&E | Warehouse | 41.76% | NA | NA | NA
Cooking, Major | PG&E | Warehouse | 0.06892% | 24.13% | 56.57% | 19.3%
Cooking, Minor | PG&E | Warehouse | 97.1% | 99.86% | 0.1447% | 0%
Cooling | PG&E | Warehouse | 34.26% | 100% | 0% | 0%
Exterior Lighting | PG&E | Warehouse | 81.88% | NA | NA | NA
Freezers, Commercial | PG&E | Warehouse | 12.72% | NA | NA | NA
Frozen Floor Space | PG&E | Warehouse | 1.673% | NA | NA | NA
Heating | PG&E | Warehouse | 34.29% | 26.52% | 72.52% | 0.9564%
Miscellaneous | PG&E | Warehouse | 99.33% | NA | NA | NA
Motors | PG&E | Warehouse | 28.37% | NA | NA | NA
Office Equipment | PG&E | Warehouse | 100% | NA | NA | NA
Refrigerated Floor Space | PG&E | Warehouse | 3.755% | NA | NA | NA
Refrigerators, Commercial | PG&E | Warehouse | 92.04% | NA | NA | NA
Refrigerators, Residential | PG&E | Warehouse | 95.55% | NA | NA | NA
Ventilation | PG&E | Warehouse | 41.39% | NA | NA | NA
Water Heating | PG&E | Warehouse | 96.78% | 57.7% | 41.79% | 0.5174%
Air Compressors | SCE | All Commercial | 20.1% | NA | NA | NA
Cooking, Major | SCE | All Commercial | 3.699% | 23.87% | 75.08% | 1.045%
Cooking, Minor | SCE | All Commercial | 95.48% | 98.75% | 1.253% | 0%
Cooling | SCE | All Commercial | 72.3% | 99.84% | 0.1551% | 0%
Exterior Lighting | SCE | All Commercial | 74.11% | NA | NA | NA
Freezers, Commercial | SCE | All Commercial | 24.94% | NA | NA | NA
Frozen Floor Space | SCE | All Commercial | 0.4366% | NA | NA | NA
Heating | SCE | All Commercial | 71.59% | 40.47% | 59.1% | 0.4209%
Miscellaneous | SCE | All Commercial | 96.76% | NA | NA | NA
Motors | SCE | All Commercial | 18.67% | NA | NA | NA
Office Equipment | SCE | All Commercial | 99.73% | NA | NA | NA
Refrigerated Floor Space | SCE | All Commercial | 0.9134% | NA | NA | NA
Refrigerators, Commercial | SCE | All Commercial | 88.89% | NA | NA | NA
Refrigerators, Residential | SCE | All Commercial | 84% | NA | NA | NA
Ventilation | SCE | All Commercial | 74.47% | NA | NA | NA
Water Heating | SCE | All Commercial | 94.01% | 44.64% | 54.57% | 0.789%
Air Compressors | SCE | College | 2.985% | NA | NA | NA
Cooking, Major | SCE | College | 1.341% | 29.62% | 70.38% | 0%
Cooking, Minor | SCE | College | 90.06% | 100% | 0% | 0%
Cooling | SCE | College | 97.46% | 100% | 0% | 0%
Exterior Lighting | SCE | College | 79.25% | NA | NA | NA
Freezers, Commercial | SCE | College | 8.477% | NA | NA | NA
Frozen Floor Space | SCE | College | 0% | NA | NA | NA
Heating | SCE | College | 99.18% | 14.59% | 85.41% | 0%
Miscellaneous | SCE | College | 96.75% | NA | NA | NA
Motors | SCE | College | 7.685% | NA | NA | NA
Office Equipment | SCE | College | 100% | NA | NA | NA
Refrigerated Floor Space | SCE | College | 0% | NA | NA | NA
Refrigerators, Commercial | SCE | College | 86.2% | NA | NA | NA
Refrigerators, Residential | SCE | College | 87.31% | NA | NA | NA
Ventilation | SCE | College | 99.34% | NA | NA | NA
Water Heating | SCE | College | 97.34% | 14.11% | 77.38% | 8.509%
Air Compressors | SCE | Food Stores | 31.09% | NA | NA | NA
Cooking, Major | SCE | Food Stores | 4.893% | 25.26% | 74.71% | 0.03469%
Cooking, Minor | SCE | Food Stores | 100% | 99.32% | 0.6753% | 0%
Cooling | SCE | Food Stores | 83.75% | 100% | 0% | 0%
Exterior Lighting | SCE | Food Stores | 87.7% | NA | NA | NA
Freezers, Commercial | SCE | Food Stores | 89.91% | NA | NA | NA
Frozen Floor Space | SCE | Food Stores | 3.881% | NA | NA | NA
Heating | SCE | Food Stores | 82.92% | 44.07% | 55.64% | 0.2896%
Miscellaneous | SCE | Food Stores | 99.05% | NA | NA | NA
Motors | SCE | Food Stores | 25.75% | NA | NA | NA
Office Equipment | SCE | Food Stores | 100% | NA | NA | NA
Refrigerated Floor Space | SCE | Food Stores | 4.111% | NA | NA | NA
Refrigerators, Commercial | SCE | Food Stores | 99.78% | NA | NA | NA
Refrigerators, Residential | SCE | Food Stores | 100% | NA | NA | NA
Ventilation | SCE | Food Stores | 84.54% | NA | NA | NA
Water Heating | SCE | Food Stores | 97.75% | 27.2% | 70.33% | 2.473%
Air Compressors | SCE | Health Care | 12.57% | NA | NA | NA
Cooking, Major | SCE | Health Care | 1.666% | 25.55% | 71.73% | 2.719%
Cooking, Minor | SCE | Health Care | 99.82% | 98.81% | 1.193% | 0%
Cooling | SCE | Health Care | 99.1% | 99.6% | 0.3961% | 0%
Exterior Lighting | SCE | Health Care | 85.56% | NA | NA | NA
Freezers, Commercial | SCE | Health Care | 35.78% | NA | NA | NA
Frozen Floor Space | SCE | Health Care | 0% | NA | NA | NA
Heating | SCE | Health Care | 98.23% | 24.38% | 74.39% | 1.231%
Miscellaneous | SCE | Health Care | 97.11% | NA | NA | NA
Motors | SCE | Health Care | 25.6% | NA | NA | NA
Office Equipment | SCE | Health Care | 100% | NA | NA | NA
Refrigerated Floor Space | SCE | Health Care | 0% | NA | NA | NA
Refrigerators, Commercial | SCE | Health Care | 96.11% | NA | NA | NA
Refrigerators, Residential | SCE | Health Care | 99.65% | NA | NA | NA
Ventilation | SCE | Health Care | 99.28% | NA | NA | NA
Water Heating | SCE | Health Care | 99.95% | 9.439% | 88.9% | 1.663%
Air Compressors | SCE | Lodging | 8.632% | NA | NA | NA
Cooking, Major | SCE | Lodging | 0.93% | 27.8% | 70.91% | 1.287%
Cooking, Minor | SCE | Lodging | 99.58% | 98.48% | 1.521% | 0%
Cooling | SCE | Lodging | 99.31% | 100% | 0% | 0%
Exterior Lighting | SCE | Lodging | 99.58% | NA | NA | NA
Freezers, Commercial | SCE | Lodging | 68.1% | NA | NA | NA
Frozen Floor Space | SCE | Lodging | 0% | NA | NA | NA
Heating | SCE | Lodging | 99.61% | 54.4% | 45.57% | 0.03252%
Miscellaneous | SCE | Lodging | 99.16% | NA | NA | NA
Motors | SCE | Lodging | 55.09% | NA | NA | NA
Office Equipment | SCE | Lodging | 100% | NA | NA | NA
Refrigerated Floor Space | SCE | Lodging | 0% | NA | NA | NA
Refrigerators, Commercial | SCE | Lodging | 99.16% | NA | NA | NA
Refrigerators, Residential | SCE | Lodging | 99.58% | NA | NA | NA
Ventilation | SCE | Lodging | 99.7% | NA | NA | NA
Water Heating | SCE | Lodging | 100% | 2.079% | 97.47% | 0.4481%
Air Compressors | SCE | Miscellaneous | 49.45% | NA | NA | NA
Cooking, Major | SCE | Miscellaneous | 1.013% | 26.65% | 67.42% | 5.933%
Cooking, Minor | SCE | Miscellaneous | 92.77% | 98.56% | 1.441% | 0%
Cooling | SCE | Miscellaneous | 66.54% | 100% | 0% | 0%
Exterior Lighting | SCE | Miscellaneous | 82% | NA | NA | NA
Freezers, Commercial | SCE | Miscellaneous | 11.57% | NA | NA | NA
Frozen Floor Space | SCE | Miscellaneous | 0.003621% | NA | NA | NA
Heating | SCE | Miscellaneous | 65.69% | 40.12% | 58.36% | 1.517%
Miscellaneous | SCE | Miscellaneous | 98.02% | NA | NA | NA
Motors | SCE | Miscellaneous | 38.13% | NA | NA | NA
Office Equipment | SCE | Miscellaneous | 98.34% | NA | NA | NA
Refrigerated Floor Space | SCE | Miscellaneous | 0.003621% | NA | NA | NA
Refrigerators, Commercial | SCE | Miscellaneous | 86.77% | NA | NA | NA
Refrigerators, Residential | SCE | Miscellaneous | 89.65% | NA | NA | NA
Ventilation | SCE | Miscellaneous | 68.43% | NA | NA | NA
Water Heating | SCE | Miscellaneous | 91.83% | 36.79% | 62.19% | 1.025%
Air Compressors | SCE | Office, Large | 19.19% | NA | NA | NA
Cooking, Major | SCE | Office, Large | 0.4597% | 20.36% | 79.64% | 0%
Cooking, Minor | SCE | Office, Large | 100% | 99.51% | 0.4873% | 0%
Cooling | SCE | Office, Large | 86.6% | 100% | 0% | 0%
Exterior Lighting | SCE | Office, Large | 96.67% | NA | NA | NA
Freezers, Commercial | SCE | Office, Large | 28.16% | NA | NA | NA
Frozen Floor Space | SCE | Office, Large | 0% | NA | NA | NA
Heating | SCE | Office, Large | 85.27% | 29.37% | 70.2% | 0.4289%
Miscellaneous | SCE | Office, Large | 99.7% | NA | NA | NA
Motors | SCE | Office, Large | 72.54% | NA | NA | NA
Office Equipment | SCE | Office, Large | 100% | NA | NA | NA
Refrigerated Floor Space | SCE | Office, Large | 0% | NA | NA | NA
Refrigerators, Commercial | SCE | Office, Large | 95.33% | NA | NA | NA
Refrigerators, Residential | SCE | Office, Large | 100% | NA | NA | NA
Ventilation | SCE | Office, Large | 87.14% | NA | NA | NA
Water Heating | SCE | Office, Large | 100% | 43.43% | 56.57% | 0%
Air Compressors | SCE | Office, Small | 13.15% | NA | NA | NA
Cooking, Major | SCE | Office, Small | 0.388% | 23.61% | 76.39% | 0%
Cooking, Minor | SCE | Office, Small | 94.51% | 99.32% | 0.6818% | 0%
Cooling | SCE | Office, Small | 93.39% | 100% | 0% | 0%
Exterior Lighting | SCE | Office, Small | 60.57% | NA | NA | NA
Freezers, Commercial | SCE | Office, Small | 6.5% | NA | NA | NA
Frozen Floor Space | SCE | Office, Small | 0.02022% | NA | NA | NA
Heating | SCE | Office, Small | 94.76% | 58.37% | 41.42% | 0.2102%
Miscellaneous | SCE | Office, Small | 93.1% | NA | NA | NA
Motors | SCE | Office, Small | 10.72% | NA | NA | NA
Office Equipment | SCE | Office, Small | 100% | NA | NA | NA
Refrigerated Floor Space | SCE | Office, Small | 0.01012% | NA | NA | NA
Refrigerators, Commercial | SCE | Office, Small | 84.01% | NA | NA | NA
Refrigerators, Residential | SCE | Office, Small | 92.28% | NA | NA | NA
Ventilation | SCE | Office, Small | 95.8% | NA | NA | NA
Water Heating | SCE | Office, Small | 91.2% | 50.31% | 49.19% | 0.5059%
Air Compressors | SCE | Ref. Warehouse | 30.84% | NA | NA | NA
Cooking, Major | SCE | Ref. Warehouse | 0.07466% | 6.05% | 93.95% | 0%
Cooking, Minor | SCE | Ref. Warehouse | 100% | 100% | 0% | 0%
Cooling | SCE | Ref. Warehouse | 23.37% | 100% | 0% | 0%
Exterior Lighting | SCE | Ref. Warehouse | 97.01% | NA | NA | NA
Freezers, Commercial | SCE | Ref. Warehouse | 41.59% | NA | NA | NA
Frozen Floor Space | SCE | Ref. Warehouse | 17.28% | NA | NA | NA
Heating | SCE | Ref. Warehouse | 20.28% | 83.96% | 16.04% | 0%
Miscellaneous | SCE | Ref. Warehouse | 100% | NA | NA | NA
Motors | SCE | Ref. Warehouse | 50.77% | NA | NA | NA
Office Equipment | SCE | Ref. Warehouse | 100% | NA | NA | NA
Refrigerated Floor Space | SCE | Ref. Warehouse | 38.12% | NA | NA | NA
Refrigerators, Commercial | SCE | Ref. Warehouse | 100% | NA | NA | NA
Refrigerators, Residential | SCE | Ref. Warehouse | 100% | NA | NA | NA
Ventilation | SCE | Ref. Warehouse | 33.29% | NA | NA | NA
Water Heating | SCE | Ref. Warehouse | 93.39% | 66.75% | 33.25% | 0%
Air Compressors | SCE | Restaurant | 4.387% | NA | NA | NA
Cooking, Major | SCE | Restaurant | 100% | 21.58% | 77.51% | 0.9126%
Cooking, Minor | SCE | Restaurant | 100% | 95.83% | 4.169% | 0%
Cooling | SCE | Restaurant | 93.05% | 100% | 0% | 0%
Exterior Lighting | SCE | Restaurant | 85.02% | NA | NA | NA
Freezers, Commercial | SCE | Restaurant | 91.33% | NA | NA | NA
Frozen Floor Space | SCE | Restaurant | 1.478% | NA | NA | NA
Heating | SCE | Restaurant | 92.27% | 45.19% | 54.08% | 0.7309%
Miscellaneous | SCE | Restaurant | 98.04% | NA | NA | NA
Motors | SCE | Restaurant | 8.315% | NA | NA | NA
Office Equipment | SCE | Restaurant | 100% | NA | NA | NA
Refrigerated Floor Space | SCE | Restaurant | 2.062% | NA | NA | NA
Refrigerators, Commercial | SCE | Restaurant | 99.24% | NA | NA | NA
Refrigerators, Residential | SCE | Restaurant | 25% | NA | NA | NA
Ventilation | SCE | Restaurant | 93.74% | NA | NA | NA
Water Heating | SCE | Restaurant | 100% | 17.7% | 81.55% | 0.7489%
Air Compressors | SCE | Retail | 13.64% | NA | NA | NA
Cooking, Major | SCE | Retail | 0.1347% | 59.82% | 39.59% | 0.5962%
Cooking, Minor | SCE | Retail | 93.77% | 99.95% | 0.05438% | 0%
Cooling | SCE | Retail | 79.54% | 100% | 0% | 0%
Exterior Lighting | SCE | Retail | 68.65% | NA | NA | NA
Freezers, Commercial | SCE | Retail | 6.835% | NA | NA | NA
Frozen Floor Space | SCE | Retail | 0% | NA | NA | NA
Heating | SCE | Retail | 76.77% | 48.91% | 51.08% | 0.01137%
Miscellaneous | SCE | Retail | 97.58% | NA | NA | NA
Motors | SCE | Retail | 11.25% | NA | NA | NA
Office Equipment | SCE | Retail | 100% | NA | NA | NA
Refrigerated Floor Space | SCE | Retail | 0.003241% | NA | NA | NA
Refrigerators, Commercial | SCE | Retail | 85.04% | NA | NA | NA
Refrigerators, Residential | SCE | Retail | 89.98% | NA | NA | NA
Ventilation | SCE | Retail | 81.28% | NA | NA | NA
Water Heating | SCE | Retail | 87.02% | 62.3% | 37.64% | 0.06122%
Air Compressors | SCE | School | 5.896% | NA | NA | NA
Cooking, Major | SCE | School | 3.343% | 37.54% | 62.17% | 0.2891%
Cooking, Minor | SCE | School | 100% | 94.3% | 5.704% | 0%
Cooling | SCE | School | 96.54% | 98.98% | 1.021% | 0%
Exterior Lighting | SCE | School | 92.27% | NA | NA | NA
Freezers, Commercial | SCE | School | 46.37% | NA | NA | NA
Frozen Floor Space | SCE | School | 0% | NA | NA | NA
Heating | SCE | School | 97% | 25.55% | 74.37% | 0.08408%
Miscellaneous | SCE | School | 99.1% | NA | NA | NA
Motors | SCE | School | 15.88% | NA | NA | NA
Office Equipment | SCE | School | 100% | NA | NA | NA
Refrigerated Floor Space | SCE | School | 0% | NA | NA | NA
Refrigerators, Commercial | SCE | School | 98.33% | NA | NA | NA
Refrigerators, Residential | SCE | School | 99.35% | NA | NA | NA
Ventilation | SCE | School | 97.55% | NA | NA | NA
Water Heating | SCE | School | 99.62% | 27.64% | 72.36% | 0%
Air Compressors | SCE | Warehouse | 35.67% | NA | NA | NA
Cooking, Major | SCE | Warehouse | 0.02555% | 26.36% | 73.64% | 0%
Cooking, Minor | SCE | Warehouse | 96.85% | 99.37% | 0.6297% | 0%
Cooling | SCE | Warehouse | 26.71% | 100% | 0% | 0%
Exterior Lighting | SCE | Warehouse | 74.19% | NA | NA | NA
Freezers, Commercial | SCE | Warehouse | 6.673% | NA | NA | NA
Frozen Floor Space | SCE | Warehouse | 0.2555% | NA | NA | NA
Heating | SCE | Warehouse | 26.08% | 58.14% | 41.86% | 0%
Miscellaneous | SCE | Warehouse | 98.33% | NA | NA | NA
Motors | SCE | Warehouse | 28.37% | NA | NA | NA
Office Equipment | SCE | Warehouse | 99.95% | NA | NA | NA
Refrigerated Floor Space | SCE | Warehouse | 1.116% | NA | NA | NA
Refrigerators, Commercial | SCE | Warehouse | 90.91% | NA | NA | NA
Refrigerators, Residential | SCE | Warehouse | 94.13% | NA | NA | NA
Ventilation | SCE | Warehouse | 31.47% | NA | NA | NA
Water Heating | SCE | Warehouse | 91.57% | 75.1% | 24.81% | 0.08481%
Air Compressors | SDG&E | All Commercial | 25.42% | NA | NA | NA
Cooking, Major | SDG&E | All Commercial | 3.593% | 29.36% | 69.15% | 1.485%
Cooking, Minor | SDG&E | All Commercial | 95.97% | 98.72% | 1.276% | 0%
Cooling | SDG&E | All Commercial | 79.43% | 99.99% | 0% | 0.01285%
Exterior Lighting | SDG&E | All Commercial | 71.08% | NA | NA | NA
Freezers, Commercial | SDG&E | All Commercial | 26.22% | NA | NA | NA
Frozen Floor Space | SDG&E | All Commercial | 0.2207% | NA | NA | NA
Heating | SDG&E | All Commercial | 80.33% | 28.73% | 70.56% | 0.7024%
Miscellaneous | SDG&E | All Commercial | 95.05% | NA | NA | NA
Motors | SDG&E | All Commercial | 24.7% | NA | NA | NA
Office Equipment | SDG&E | All Commercial | 99.85% | NA | NA | NA
Refrigerated Floor Space | SDG&E | All Commercial | 0.5049% | NA | NA | NA
Refrigerators, Commercial | SDG&E | All Commercial | 87.49% | NA | NA | NA
Refrigerators, Residential | SDG&E | All Commercial | 84.58% | NA | NA | NA
Ventilation | SDG&E | All Commercial | 81.78% | NA | NA | NA
Water Heating | SDG&E | All Commercial | 95.4% | 42.08% | 56.2% | 1.722%
Air Compressors | SDG&E | College | 5.394% | NA | NA | NA
Cooking, Major | SDG&E | College | 1.576% | 16.39% | 83.61% | 0%
Cooking, Minor | SDG&E | College | 87.96% | 100% | 0% | 0%
Cooling | SDG&E | College | 80.44% | 100% | 0% | 0%
Exterior Lighting | SDG&E | College | 62.7% | NA | NA | NA
Freezers, Commercial | SDG&E | College | 4.201% | NA | NA | NA
Frozen Floor Space | SDG&E | College | 0% | NA | NA | NA
Heating | SDG&E | College | 98.21% | 16.53% | 83.47% | 0%
Miscellaneous | SDG&E | College | 94.44% | NA | NA | NA
Motors | SDG&E | College | 19.35% | NA | NA | NA
Office Equipment | SDG&E | College | 100% | NA | NA | NA
Refrigerated Floor Space | SDG&E | College | 0% | NA | NA | NA
Refrigerators, Commercial | SDG&E | College | 82.04% | NA | NA | NA
Refrigerators, Residential | SDG&E | College | 87.96% | NA | NA | NA
Ventilation | SDG&E | College | 98.5% | NA | NA | NA
Water Heating | SDG&E | College | 98.96% | 15.45% | 80.53% | 4.018%
Air Compressors | SDG&E | Food Stores | 32.28% | NA | NA | NA
Cooking, Major | SDG&E | Food Stores | 2.93% | 26.12% | 73.73% | 0.1521%
Cooking, Minor | SDG&E | Food Stores | 100% | 99.57% | 0.4293% | 0%
Cooling | SDG&E | Food Stores | 84.43% | 100% | 0% | 0%
Exterior Lighting | SDG&E | Food Stores | 88.61% | NA | NA | NA
Freezers, Commercial | SDG&E | Food Stores | 91.98% | NA | NA | NA
Frozen Floor Space | SDG&E | Food Stores | 3.915% | NA | NA | NA
Heating | SDG&E | Food Stores | 79.73% | 24.82% | 75.18% | 0%
Miscellaneous | SDG&E | Food Stores | 98.32% | NA | NA | NA
Motors | SDG&E | Food Stores | 23.21% | NA | NA | NA
Office Equipment | SDG&E | Food Stores | 100% | NA | NA | NA
Refrigerated Floor Space | SDG&E | Food Stores | 4.149% | NA | NA | NA
Refrigerators, Commercial | SDG&E | Food Stores | 100% | NA | NA | NA
Refrigerators, Residential | SDG&E | Food Stores | 100% | NA | NA | NA
Ventilation | SDG&E | Food Stores | 86.32% | NA | NA | NA
Water Heating | SDG&E | Food Stores | 99.15% | 48.18% | 51.69% | 0.1264%
Air Compressors | SDG&E | Health Care | 24.58% | NA | NA | NA
Cooking, Major | SDG&E | Health Care | 2.789% | 30.04% | 68.24% | 1.713%
Cooking, Minor | SDG&E | Health Care | 100% | 98.39% | 1.611% | 0%
Cooling | SDG&E | Health Care | 99.09% | 100% | 0% | 0%
Exterior Lighting | SDG&E | Health Care | 86.22% | NA | NA | NA
Freezers, Commercial | SDG&E | Health Care | 46.69% | NA | NA | NA
Frozen Floor Space | SDG&E | Health Care | 0% | NA | NA | NA
Heating | SDG&E | Health Care | 99.19% | 15.67% | 84.33% | 0%
Miscellaneous | SDG&E | Health Care | 100% | NA | NA | NA
Motors | SDG&E | Health Care | 39.98% | NA | NA | NA
Office Equipment | SDG&E | Health Care | 100% | NA | NA | NA
Refrigerated Floor Space | SDG&E | Health Care | 0% | NA | NA | NA
Refrigerators, Commercial | SDG&E | Health Care | 100% | NA | NA | NA
Refrigerators, Residential | SDG&E | Health Care | 100% | NA | NA | NA
Ventilation | SDG&E | Health Care | 99.24% | NA | NA | NA
Water Heating | SDG&E | Health Care | 100% | 23.53% | 76.24% | 0.234%
Air Compressors | SDG&E | Lodging | 22.25% | NA | NA | NA
Cooking, Major | SDG&E | Lodging | 1.779% | 26.75% | 66.95% | 6.301%
Cooking, Minor | SDG&E | Lodging | 100% | 99.15% | 0.8455% | 0%
Cooling | SDG&E | Lodging | 99.19% | 100% | 0% | 0%
Exterior Lighting | SDG&E | Lodging | 99.5% | NA | NA | NA
Freezers, Commercial | SDG&E | Lodging | 71.35% | NA | NA | NA
Frozen Floor Space | SDG&E | Lodging | 0% | NA | NA | NA
Heating | SDG&E | Lodging | 99.48% | 30.2% | 69.75% | 0.05073%
Miscellaneous | SDG&E | Lodging | 100% | NA | NA | NA
Motors | SDG&E | Lodging | 80.75% | NA | NA | NA
Office Equipment | SDG&E | Lodging | 100% | NA | NA | NA
Refrigerated Floor Space | SDG&E | Lodging | 0% | NA | NA | NA
Refrigerators, Commercial | SDG&E | Lodging | 100% | NA | NA | NA
Refrigerators, Residential | SDG&E | Lodging | 100% | NA | NA | NA
Ventilation | SDG&E | Lodging | 99.49% | NA | NA | NA
Water Heating | SDG&E | Lodging | 100% | 9.059% | 86.47% | 4.473%
Air Compressors | SDG&E | Miscellaneous | 42.5% | NA | NA | NA
Cooking, Major | SDG&E | Miscellaneous | 1.301% | 28.77% | 63.72% | 7.509%
Cooking, Minor | SDG&E | Miscellaneous | 93.69% | 98.17% | 1.828% | 0%
Cooling | SDG&E | Miscellaneous | 50.86% | 100% | 0% | 0%
Exterior Lighting | SDG&E | Miscellaneous | 86.18% | NA | NA | NA
Freezers, Commercial | SDG&E | Miscellaneous | 16.61% | NA | NA | NA
Frozen Floor Space | SDG&E | Miscellaneous | 0% | NA | NA | NA
Heating | SDG&E | Miscellaneous | 50.69% | 24.41% | 73.03% | 2.561%
Miscellaneous | SDG&E | Miscellaneous | 98.38% | NA | NA | NA
Motors | SDG&E | Miscellaneous | 45.24% | NA | NA | NA
Office Equipment | SDG&E | Miscellaneous | 99% | NA | NA | NA
Refrigerated Floor Space | SDG&E | Miscellaneous | 0% | NA | NA | NA
Refrigerators, Commercial | SDG&E | Miscellaneous | 87.82% | NA | NA | NA
Refrigerators, Residential | SDG&E | Miscellaneous | 90.09% | NA | NA | NA
Ventilation | SDG&E | Miscellaneous | 53.25% | NA | NA | NA
Water Heating | SDG&E | Miscellaneous | 93.82% | 53.65% | 44.37% | 1.98%
Air Compressors | SDG&E | Office, Large | 30.39% | NA | NA | NA
Cooking, Major | SDG&E | Office, Large | 0.6616% | 25.53% | 73.93% | 0.5461%
Cooking, Minor | SDG&E | Office, Large | 98.84% | 99.46% | 0.5378% | 0%
Cooling | SDG&E | Office, Large | 91.71% | 100% | 0% | 0%
Exterior Lighting | SDG&E | Office, Large | 92.05% | NA | NA | NA
Freezers, Commercial | SDG&E | Office, Large | 41.87% | NA | NA | NA
Frozen Floor Space | SDG&E | Office, Large | 0.1129% | NA | NA | NA
Heating | SDG&E | Office, Large | 91.74% | 15.34% | 84.14% | 0.5258%
Miscellaneous | SDG&E | Office, Large | 94.22% | NA | NA | NA
Motors | SDG&E | Office, Large | 74.12% | NA | NA | NA
Office Equipment | SDG&E | Office, Large | 100% | NA | NA | NA
Refrigerated Floor Space | SDG&E | Office, Large | 0.2128% | NA | NA | NA
Refrigerators, Commercial | SDG&E | Office, Large | 91.58% | NA | NA | NA
Refrigerators, Residential | SDG&E | Office, Large | 97.97% | NA | NA | NA
Ventilation | SDG&E | Office, Large | 92.02% | NA | NA | NA
Water Heating | SDG&E | Office, Large | 98.66% | 32.45% | 67.38% | 0.1758%
Air Compressors | SDG&E | Office, Small | 18.54% | NA | NA | NA
Cooking, Major | SDG&E | Office, Small | 0.4177% | 39.67% | 60.33% | 0%
Cooking, Minor | SDG&E | Office, Small | 96% | 98.58% | 1.423% | 0%
Cooling | SDG&E | Office, Small | 89.1% | 99.9% | 0% | 0.101%
Exterior Lighting | SDG&E | Office, Small | 56.41% | NA | NA | NA
Freezers, Commercial | SDG&E | Office, Small | 6.456% | NA | NA | NA
Frozen Floor Space | SDG&E | Office, Small | 0% | NA | NA | NA
Heating | SDG&E | Office, Small | 89.52% | 54.22% | 45.56% | 0.224%
Miscellaneous | SDG&E | Office, Small | 91.34% | NA | NA | NA
Motors | SDG&E | Office, Small | 20.84% | NA | NA | NA
Office Equipment | SDG&E | Office, Small | 100% | NA | NA | NA
Refrigerated Floor Space | SDG&E | Office, Small | 0% | NA | NA | NA
Refrigerators, Commercial | SDG&E | Office, Small | 81.95% | NA | NA | NA
Refrigerators, Residential | SDG&E | Office, Small | 94.3% | NA | NA | NA
Ventilation | SDG&E | Office, Small | 90.01% | NA | NA | NA
Water Heating | SDG&E | Office, Small | 88.73% | 58.33% | 41.48% | 0.187%
Air Compressors | SDG&E | Ref. Warehouse | 70.69% | NA | NA | NA
Cooking, Major | SDG&E | Ref. Warehouse | 0.3191% | 100% | 0% | 0%
Cooking, Minor | SDG&E | Ref. Warehouse | 100% | 100% | 0% | 0%
Cooling | SDG&E | Ref. Warehouse | 30.48% | 100% | 0% | 0%
Exterior Lighting | SDG&E | Ref. Warehouse | 82.31% | NA | NA | NA
Freezers, Commercial | SDG&E | Ref. Warehouse | 45.46% | NA | NA | NA
Frozen Floor Space | SDG&E | Ref. Warehouse | 7.356% | NA | NA | NA
Heating | SDG&E | Ref. Warehouse | 30.59% | 50.47% | 49.53% | 0%
Miscellaneous | SDG&E | Ref. Warehouse | 100% | NA | NA | NA
Motors | SDG&E | Ref. Warehouse | 56.86% | NA | NA | NA
Office Equipment | SDG&E | Ref. Warehouse | 100% | NA | NA | NA
Refrigerated Floor Space | SDG&E | Ref. Warehouse | 46.29% | NA | NA | NA
Refrigerators, Commercial | SDG&E | Ref. Warehouse | 100% | NA | NA | NA
Refrigerators, Residential | SDG&E | Ref. Warehouse | 100% | NA | NA | NA
Ventilation | SDG&E | Ref. Warehouse | 42.67% | NA | NA | NA
Water Heating | SDG&E | Ref. Warehouse | 100% | 78.44% | 21.56% | 0%
Air Compressors | SDG&E | Restaurant | 13.17% | NA | NA | NA
Cooking, Major | SDG&E | Restaurant | 100% | 30.36% | 69.44% | 0.2015%
Cooking, Minor | SDG&E | Restaurant | 100% | 97.01% | 2.993% | 0%
Cooling | SDG&E | Restaurant | 91.75% | 100% | 0% | 0%
Exterior Lighting | SDG&E | Restaurant | 80.07% | NA | NA | NA
Freezers, Commercial | SDG&E | Restaurant | 91.94% | NA | NA | NA
Frozen Floor Space | SDG&E | Restaurant | 1.396% | NA | NA | NA
Heating | SDG&E | Restaurant | 88.1% | 21.99% | 77.93% | 0.08186%
Miscellaneous | SDG&E | Restaurant | 98.67% | NA | NA | NA
Motors | SDG&E | Restaurant | 3.182% | NA | NA | NA
Office Equipment | SDG&E | Restaurant | 100% | NA | NA | NA
Refrigerated Floor Space | SDG&E | Restaurant | 2.218% | NA | NA | NA
Refrigerators, Commercial | SDG&E | Restaurant | 99.5% | NA | NA | NA
Refrigerators, Residential | SDG&E | Restaurant | 24.5% | NA | NA | NA
Ventilation | SDG&E | Restaurant | 92.56% | NA | NA | NA
Water Heating | SDG&E | Restaurant | 100% | 30.82% | 68.8% | 0.3825%
Air Compressors | SDG&E | Retail | 27.95% | NA | NA | NA
Cooking, Major | SDG&E | Retail | 0.003592% | 40.68% | 59.32% | 0%
Cooking, Minor | SDG&E | Retail | 92.97% | 99.89% | 0.1108% | 0%
Cooling | SDG&E | Retail | 81.53% | 100% | 0% | 0%
Exterior Lighting | SDG&E | Retail | 67.5% | NA | NA | NA
Freezers, Commercial | SDG&E | Retail | 8.297% | NA | NA | NA
Frozen Floor Space | SDG&E | Retail | 0% | NA | NA | NA
Heating | SDG&E | Retail | 80.72% | 40.73% | 59.21% | 0.06229%
Miscellaneous | SDG&E | Retail | 95.14% | NA | NA | NA
Motors | SDG&E | Retail | 14.12% | NA | NA | NA
Office Equipment | SDG&E | Retail | 100% | NA | NA | NA
Refrigerated Floor Space | SDG&E | Retail | 0% | NA | NA | NA
Refrigerators, Commercial | SDG&E | Retail | 82.84% | NA | NA | NA
Refrigerators, Residential | SDG&E | Retail | 86.81% | NA | NA | NA
Ventilation | SDG&E | Retail | 83.22% | NA | NA | NA
Water Heating | SDG&E | Retail | 91.27% | 67.65% | 31.96% | 0.3863%
Air Compressors | SDG&E | School | 20.03% | NA | NA | NA
Cooking, Major | SDG&E | School | 3.928% | 28.09% | 67.97% | 3.94%
Cooking, Minor | SDG&E | School | 99.66% | 98.95% | 1.046% | 0%
Cooling | SDG&E | School | 98.57% | 100% | 0% | 0%
Exterior Lighting | SDG&E | School | 97.83% | NA | NA | NA
Freezers, Commercial | SDG&E | School | 49.44% | NA | NA | NA
Frozen Floor Space | SDG&E | School | 0% | NA | NA | NA
Heating | SDG&E | School | 98.52% | 24.96% | 72.9% | 2.132%
Miscellaneous | SDG&E | School | 97.56% | NA | NA | NA
Motors | SDG&E | School | 41.85% | NA | NA | NA
Office Equipment | SDG&E | School | 100% | NA | NA | NA
Refrigerated Floor Space | SDG&E | School | 0% | NA | NA | NA
Refrigerators, Commercial | SDG&E | School | 98% | NA | NA | NA
Refrigerators, Residential | SDG&E | School | 99.66% | NA | NA | NA
Ventilation | SDG&E | School | 98.57% | NA | NA | NA
Water Heating | SDG&E | School | 98.81% | 25.04% | 67.97% | 6.993%
Air Compressors | SDG&E | Warehouse | 42.03% | NA | NA | NA
Cooking, Major | SDG&E | Warehouse | 0.07768% | 29.38% | 70.62% | 0%
Cooking, Minor | SDG&E | Warehouse | 96.07% | 99.64% | 0.3606% | 0%
Cooling | SDG&E | Warehouse | 46.14% | 100% | 0% | 0%
Exterior Lighting | SDG&E | Warehouse | 70.79% | NA | NA | NA
Freezers, Commercial | SDG&E | Warehouse | 7.163% | NA | NA | NA
Frozen Floor Space | SDG&E | Warehouse | 0.4162% | NA | NA | NA
Heating | SDG&E | Warehouse | 48.12% | 51.92% | 47.28% | 0.8042%
Miscellaneous | SDG&E | Warehouse | 95.34% | NA | NA | NA
Motors | SDG&E | Warehouse | 29.4% | NA | NA | NA
Office Equipment | SDG&E | Warehouse | 100% | NA | NA | NA
Refrigerated Floor Space | SDG&E | Warehouse | 0.9549% | NA | NA | NA
Refrigerators, Commercial | SDG&E | Warehouse | 88.32% | NA | NA | NA
Refrigerators, Residential | SDG&E | Warehouse | 91.78% | NA | NA | NA
Ventilation | SDG&E | Warehouse | 49.95% | NA | NA | NA
Water Heating | SDG&E | Warehouse | 90.03% | 65.23% | 34.13% | 0.6387%
Air Compressors | LADWP | All Commercial | 24.33% | NA | NA | NA
Cooking, Major | LADWP | All Commercial | 3.892% | 28.5% | 71.49% | 0.004516%
Cooking, Minor | LADWP | All Commercial | 99.28% | 99.61% | 0.3946% | 0%
Cooling | LADWP | All Commercial | 84.12% | 99.99% | 0% | 0.009663%
Exterior Lighting | LADWP | All Commercial | 91.7% | NA | NA | NA
Freezers, Commercial | LADWP | All Commercial | 26.17% | NA | NA | NA
Frozen Floor Space | LADWP | All Commercial | 0.224% | NA | NA | NA
Heating | LADWP | All Commercial | 82.62% | 24.15% | 75.84% | 0.009838%
Miscellaneous | LADWP | All Commercial | 99.9% | NA | NA | NA
Motors | LADWP | All Commercial | 21.12% | NA | NA | NA
Office Equipment | LADWP | All Commercial | 100% | NA | NA | NA
Refrigerated Floor Space | LADWP | All Commercial | 1.455% | NA | NA | NA
Refrigerators, Commercial | LADWP | All Commercial | 98.81% | NA | NA | NA
Refrigerators, Residential | LADWP | All Commercial | 88.77% | NA | NA | NA
Ventilation | LADWP | All Commercial | 87.71% | NA | NA | NA
Water Heating | LADWP | All Commercial | 95.32% | 31.28% | 68.15% | 0.5707%
Air Compressors | LADWP | College | 3.76% | NA | NA | NA
Cooking, Major | LADWP | College | 0.3791% | 21.49% | 78.51% | 0%
Cooking, Minor | LADWP | College | 100% | 100% | 0% | 0%
Cooling | LADWP | College | 97.57% | 100% | 0% | 0%
Exterior Lighting | LADWP | College | 100% | NA | NA | NA
Freezers, Commercial | LADWP | College | 5.887% | NA | NA | NA
Frozen Floor Space | LADWP | College | 0% | NA | NA | NA
Heating | LADWP | College | 96.72% | 3.592% | 96.41% | 0%
Miscellaneous | LADWP | College | 100% | NA | NA | NA
Motors | LADWP | College | 52% | NA | NA | NA
Office Equipment | LADWP | College | 100% | NA | NA | NA
Refrigerated Floor Space | LADWP | College | 0% | NA | NA | NA
Refrigerators, Commercial | LADWP | College | 100% | NA | NA | NA
Refrigerators, Residential | LADWP | College | 100% | NA | NA | NA
Ventilation | LADWP | College | 97.57% | NA | NA | NA
Water Heating | LADWP | College | 100% | 3.487% | 87.61% | 8.902%
Air Compressors | LADWP | Food Stores | 14.22% | NA | NA | NA
Cooking, Major | LADWP | Food Stores | 3.701% | 28.09% | 71.75% | 0.1649%
Cooking, Minor | LADWP | Food Stores | 100% | 100% | 0.001778% | 0%
Cooling | LADWP | Food Stores | 87.1% | 100% | 0% | 0%
Exterior Lighting | LADWP | Food Stores | 98.86% | NA | NA | NA
Freezers, Commercial | LADWP | Food Stores | 82.92% | NA | NA | NA
Frozen Floor Space | LADWP | Food Stores | 4.07% | NA | NA | NA
Heating | LADWP | Food Stores | 83.92% | 36.44% | 63.56% | 0%
Miscellaneous | LADWP | Food Stores | 100% | NA | NA | NA
Motors | LADWP | Food Stores | 17.82% | NA | NA | NA
Office Equipment | LADWP | Food Stores | 100% | NA | NA | NA
Refrigerated Floor Space | LADWP | Food Stores | 4.075% | NA | NA | NA
Refrigerators, Commercial | LADWP | Food Stores | 100% | NA | NA | NA
Refrigerators, Residential | LADWP | Food Stores | 100% | NA | NA | NA
Ventilation | LADWP | Food Stores | 88.48% | NA | NA | NA
Water Heating | LADWP | Food Stores | 99.88% | 32.17% | 67.39% | 0.441%
Air Compressors | LADWP | Health Care | 2.434% | NA | NA | NA
Cooking, Major | LADWP | Health Care | 1.638% | 16.65% | 83.35% | 0%
Cooking, Minor | LADWP | Health Care | 100% | 100% | 0% | 0%
Cooling | LADWP | Health Care | 98.53% | 100% | 0% | 0%
Exterior Lighting | LADWP | Health Care | 100% | NA | NA | NA
Freezers, Commercial | LADWP | Health Care | 16.69% | NA | NA | NA
Frozen Floor Space | LADWP | Health Care | 0% | NA | NA | NA
Heating | LADWP | Health Care | 98.82% | 4.871% | 95.13% | 0%
Miscellaneous | LADWP | Health Care | 100% | NA | NA | NA
Motors | LADWP | Health Care | 28.25% | NA | NA | NA
Office Equipment | LADWP | Health Care | 100% | NA | NA | NA
Refrigerated Floor Space | LADWP | Health Care | 0% | NA | NA | NA
Refrigerators, Commercial | LADWP | Health Care | 100% | NA | NA | NA
Refrigerators, Residential | LADWP | Health Care | 100% | NA | NA | NA
Ventilation | LADWP | Health Care | 98.85% | NA | NA | NA
Water Heating | LADWP | Health Care | 100% | 3.192% | 95.5% | 1.304%
Air Compressors | LADWP | Lodging | 8.414% | NA | NA | NA
Cooking, Major | LADWP | Lodging | 0.8963% | 47.35% | 52.65% | 0%
Cooking, Minor | LADWP | Lodging | 100% | 100% | 0% | 0%
Cooling | LADWP | Lodging | 98.11% | 100% | 0% | 0%
Exterior Lighting | LADWP | Lodging | 100% | NA | NA | NA
Freezers, Commercial | LADWP | Lodging | 80.36% | NA | NA | NA
Frozen Floor Space | LADWP | Lodging | 0% | NA | NA | NA
Heating | LADWP | Lodging | 99.67% | 36.47% | 63.53% | 0%
Miscellaneous | LADWP | Lodging | 100% | NA | NA | NA
Motors | LADWP | Lodging | 68.98% | NA | NA | NA
Office Equipment | LADWP | Lodging | 100% | NA | NA | NA
Refrigerated Floor Space | LADWP | Lodging | 0% | NA | NA | NA
Refrigerators, Commercial | LADWP | Lodging | 100% | NA | NA | NA
Refrigerators, Residential | LADWP | Lodging | 100% | NA | NA | NA
Ventilation | LADWP | Lodging | 99.67% | NA | NA | NA
Water Heating | LADWP | Lodging | 100% | 0% | 100% | 0%
Air Compressors | LADWP | Miscellaneous | 65.31% | NA | NA | NA
Cooking, Major | LADWP | Miscellaneous | 0.514% | 30.45% | 69.55% | 0%
Cooking, Minor | LADWP | Miscellaneous | 98.92% | 98.69% | 1.305% | 0%
Cooling | LADWP | Miscellaneous | 56.34% | 100% | 0% | 0%
Exterior Lighting | LADWP | Miscellaneous | 92.72% | NA | NA | NA
Freezers, Commercial | LADWP | Miscellaneous | 6.214% | NA | NA | NA
Frozen Floor Space | LADWP | Miscellaneous | 0% | NA | NA | NA
Heating | LADWP | Miscellaneous | 58.36% | 23.11% | 76.89% | 0%
Miscellaneous | LADWP | Miscellaneous | 100% | NA | NA | NA
Motors | LADWP | Miscellaneous | 56.75% | NA | NA | NA
Office Equipment | LADWP | Miscellaneous | 100% | NA | NA | NA
Refrigerated Floor Space | LADWP | Miscellaneous | 0% | NA | NA | NA
Refrigerators, Commercial | LADWP | Miscellaneous | 96.83% | NA | NA | NA
Refrigerators, Residential | LADWP | Miscellaneous | 98.08% | NA | NA | NA
Ventilation | LADWP | Miscellaneous | 68.18% | NA | NA | NA
Water Heating | LADWP | Miscellaneous | 92.89% | 39.85% | 60.15% | 0%
Air Compressors | LADWP | Office, Large | 39.18% | NA | NA | NA
Cooking, Major | LADWP | Office, Large | 0.8495% | 39.63% | 60.37% | 0%
Cooking, Minor | LADWP | Office, Large | 100% | 95.54% | 4.464% | 0%
Cooling | LADWP | Office, Large | 96.92% | 100% | 0% | 0%
Exterior Lighting | LADWP | Office, Large | 100% | NA | NA | NA
Freezers, Commercial | LADWP | Office, Large | 51.86% | NA | NA | NA
Frozen Floor Space | LADWP | Office, Large | 0% | NA | NA | NA
Heating | LADWP | Office, Large | 98.81% | 7.899% | 92.1% | 0%
Miscellaneous | LADWP | Office, Large | 100% | NA | NA | NA
Motors | LADWP | Office, Large | 99.37% | NA | NA | NA
Office Equipment | LADWP | Office, Large | 100% | NA | NA | NA
Refrigerated Floor Space | LADWP | Office, Large | 0% | NA | NA | NA
Refrigerators, Commercial | LADWP | Office, Large | 100% | NA | NA | NA
Refrigerators, Residential | LADWP | Office, Large | 100% | NA | NA | NA
Ventilation | LADWP | Office, Large | 99.04% | NA | NA | NA
Water Heating | LADWP | Office, Large | 100% | 28.96% | 71.04% | 0%
Air Compressors | LADWP | Office, Small | 18.79% | NA | NA | NA
Cooking, Major | LADWP | Office, Small | 0.097% | 16.87% | 83.13% | 0%
Cooking, Minor | LADWP | Office, Small | 97.27% | 99.74% | 0.2591% | 0%
Cooling | LADWP | Office, Small | 84.91% | 100% | 0% | 0%
Exterior Lighting | LADWP | Office, Small | 86.6% | NA | NA | NA
Freezers, Commercial | LADWP | Office, Small | 6.083% | NA | NA | NA
Frozen Floor Space | LADWP | Office, Small | 0% | NA | NA | NA
Heating | LADWP | Office, Small | 78.3% | 44.07% | 55.93% | 0%
Miscellaneous | LADWP | Office, Small | 100% | NA | NA | NA
Motors | LADWP | Office, Small | 12.12% | NA | NA | NA
Office Equipment | LADWP | Office, Small | 100% | NA | NA | NA
Refrigerated Floor Space | LADWP | Office, Small | 0% | NA | NA | NA
Refrigerators, Commercial | LADWP | Office, Small | 97.07% | NA | NA | NA
Refrigerators, Residential | LADWP | Office, Small | 97.27% | NA | NA | NA
Ventilation | LADWP | Office, Small | 91.74% | NA | NA | NA
Water Heating | LADWP | Office, Small | 95.01% | 41.46% | 58.54% | 0%
Air Compressors | LADWP | Ref. Warehouse | 10.84% | NA | NA | NA
Cooking, Major | LADWP | Ref. Warehouse | 0% | NA | NA | NA
Cooking, Minor | LADWP | Ref. Warehouse | 100% | 100% | 0% | 0%
Cooling | LADWP | Ref. Warehouse | 19.59% | 100% | 0% | 0%
Exterior Lighting | LADWP | Ref. Warehouse | 100% | NA | NA | NA
Freezers, Commercial | LADWP | Ref. Warehouse | 64.44% | NA | NA | NA
Frozen Floor Space | LADWP | Ref. Warehouse | 3.014% | NA | NA | NA
Heating | LADWP | Ref. Warehouse | 18.02% | 76.63% | 23.37% | 0%
Miscellaneous | LADWP | Ref. Warehouse | 80.04% | NA | NA | NA
Motors | LADWP | Ref. Warehouse | 34.21% | NA | NA | NA
Office Equipment | LADWP | Ref. Warehouse | 100% | NA | NA | NA
Refrigerated Floor Space | LADWP | Ref. Warehouse | 75.36% | NA | NA | NA
Refrigerators, Commercial | LADWP | Ref. Warehouse | 100% | NA | NA | NA
Refrigerators, Residential | LADWP | Ref. Warehouse | 100% | NA | NA | NA
Ventilation | LADWP | Ref. Warehouse | 21.63% | NA | NA | NA
Water Heating | LADWP | Ref. Warehouse | 99.29% | 78.43% | 21.57% | 0%
Air Compressors | LADWP | Restaurant | 0.3681% | NA | NA | NA
Cooking, Major | LADWP | Restaurant | 100% | 28.41% | 71.59% | 0%
Cooking, Minor | LADWP | Restaurant | 100% | 100% | 0% | 0%
Cooling | LADWP | Restaurant | 89.15% | 99.7% | 0% | 0.3039%
Exterior Lighting | LADWP | Restaurant | 93.77% | NA | NA | NA
Freezers, Commercial | LADWP | Restaurant | 92.54% | NA | NA | NA
Frozen Floor Space | LADWP | Restaurant | 1.657% | NA | NA | NA
Heating | LADWP | Restaurant | 83.93% | 30.09% | 69.59% | 0.3228%
Miscellaneous | LADWP | Restaurant | 100% | NA | NA | NA
Motors | LADWP | Restaurant | 3.695% | NA | NA | NA
Office Equipment | LADWP | Restaurant | 100% | NA | NA | NA
Refrigerated Floor Space | LADWP | Restaurant | 2.086% | NA | NA | NA
Refrigerators, Commercial | LADWP | Restaurant | 100% | NA | NA | NA
Refrigerators, Residential | LADWP | Restaurant | 31.8% | NA | NA | NA
Ventilation | LADWP | Restaurant | 89.84% | NA | NA | NA
Water Heating | LADWP | Restaurant | 100% | 20.19% | 79.81% | 0%
Air Compressors | LADWP | Retail | 23.9% | NA | NA | NA
Cooking, Major | LADWP | Retail | 0.03487% | 57.63% | 42.37% | 0%
Cooking, Minor | LADWP | Retail | 100% | 100% | 0% | 0%
Cooling | LADWP | Retail | 84.04% | 100% | 0% | 0%
Exterior Lighting | LADWP | Retail | 91.51% | NA | NA | NA
Freezers, Commercial | LADWP | Retail | 8.041% | NA | NA | NA
Frozen Floor Space | LADWP | Retail | 0% | NA | NA | NA
Heating | LADWP | Retail | 75.83% | 54.28% | 45.72% | 0%
Miscellaneous | LADWP | Retail | 100% | NA | NA | NA
Motors | LADWP | Retail | 9.819% | NA | NA | NA
Office Equipment | LADWP | Retail | 100% | NA | NA | NA
Refrigerated Floor Space | LADWP | Retail | 0% | NA | NA | NA
Refrigerators, Commercial | LADWP | Retail | 99.72% | NA | NA | NA
Refrigerators, Residential | LADWP | Retail | 99.72% | NA | NA | NA
Ventilation | LADWP | Retail | 87.99% | NA | NA | NA
Water Heating | LADWP | Retail | 94.81% | 52.75% | 47.04% | 0.2072%
Air Compressors | LADWP | School | 8.704% | NA | NA | NA
Cooking, Major | LADWP | School | 3% | 22.71% | 77.29% | 0%
Cooking, Minor | LADWP | School | 100% | 97.57% | 2.428% | 0%
Cooling | LADWP | School | 99.72% | 100% | 0% | 0%
Exterior Lighting | LADWP | School | 100% | NA | NA | NA
Freezers, Commercial | LADWP | School | 56.59% | NA | NA | NA
Frozen Floor Space | LADWP | School | 0% | NA | NA | NA
Heating | LADWP | School | 99.51% | 21.53% | 78.47% | 0%
Miscellaneous | LADWP | School | 100% | NA | NA | NA
Motors | LADWP | School | 42.96% | NA | NA | NA
Office Equipment | LADWP | School | 100% | NA | NA | NA
Refrigerated Floor Space | LADWP | School | 0% | NA | NA | NA
Refrigerators, Commercial | LADWP | School | 100% | NA | NA | NA
Refrigerators, Residential | LADWP | School | 100% | NA | NA | NA
Ventilation | LADWP | School | 99.72% | NA | NA | NA
Water Heating | LADWP | School | 100% | 15.19% | 84.81% | 0%
Air Compressors | LADWP | Warehouse | 13.73% | NA | NA | NA
Cooking, Major | LADWP | Warehouse | 0.1388% | 20% | 80% | 0%
Cooking, Minor | LADWP | Warehouse | 100% | 100% | 0% | 0%
Cooling | LADWP | Warehouse | 50.89% | 100% | 0% | 0%
Exterior Lighting | LADWP | Warehouse | 83.84% | NA | NA | NA
Freezers, Commercial | LADWP | Warehouse | 1.811% | NA | NA | NA
Frozen Floor Space | LADWP | Warehouse | 0.1934% | NA | NA | NA
Heating | LADWP | Warehouse | 41.73% | 78.49% | 21.51% | 0%
Miscellaneous | LADWP | Warehouse | 100% | NA | NA | NA
Motors | LADWP | Warehouse | 19.57% | NA | NA | NA
Office Equipment | LADWP | Warehouse | 100% | NA | NA | NA
Refrigerated Floor Space | LADWP | Warehouse | 1.234% | NA | NA | NA
Refrigerators, Commercial | LADWP | Warehouse | 100% | NA | NA | NA
Refrigerators, Residential | LADWP | Warehouse | 100% | NA | NA | NA
Ventilation | LADWP | Warehouse | 51.04% | NA | NA | NA
Water Heating | LADWP | Warehouse | 55.29% | 78.23% | 21.77% | 0%
Air Compressors | SMUD | All Commercial | 24.77% | NA | NA | NA
Cooking, Major | SMUD | All Commercial | 4.469% | 33.67% | 61.54% | 4.785%
Cooking, Minor | SMUD | All Commercial | 97.63% | 98.62% | 1.377% | 0%
Cooling | SMUD | All Commercial | 78.34% | 99.97% | 0% | 0.02688%
Exterior Lighting | SMUD | All Commercial | 87.37% | NA | NA | NA
Freezers, Commercial | SMUD | All Commercial | 25.25% | NA | NA | NA
Frozen Floor Space | SMUD | All Commercial | 0.5272% | NA | NA | NA
Heating | SMUD | All Commercial | 77.65% | 30.6% | 69.25% | 0.1453%
Miscellaneous | SMUD | All Commercial | 99.31% | NA | NA | NA
Motors | SMUD | All Commercial | 20.46% | NA | NA | NA
Office Equipment | SMUD | All Commercial | 100% | NA | NA | NA
Refrigerated Floor Space | SMUD | All Commercial | 0.6338% | NA | NA | NA
Refrigerators, Commercial | SMUD | All Commercial | 92.61% | NA | NA | NA
Refrigerators, Residential | SMUD | All Commercial | 84.36% | NA | NA | NA
Ventilation | SMUD | All Commercial | 79.54% | NA | NA | NA
Water Heating | SMUD | All Commercial | 96.01% | 38.82% | 60.02% | 1.157%
Air Compressors | SMUD | College | 11.59% | NA | NA | NA
Cooking, Major | SMUD | College | 1.002% | 20.69% | 79.31% | 0%
Cooking, Minor | SMUD | College | 93.78% | 96.37% | 3.631% | 0%
Cooling | SMUD | College | 97.6% | 100% | 0% | 0%
Exterior Lighting | SMUD | College | 86.56% | NA | NA | NA
Freezers, Commercial | SMUD | College | 4.639% | NA | NA | NA
Frozen Floor Space | SMUD | College | 0% | NA | NA | NA
Heating | SMUD | College | 94.5% | 12.47% | 87.53% | 0%
Miscellaneous | SMUD | College | 100% | NA | NA | NA
Motors | SMUD | College | 16.02% | NA | NA | NA
Office Equipment | SMUD | College | 100% | NA | NA | NA
Refrigerated Floor Space | SMUD | College | 0% | NA | NA | NA
Refrigerators, Commercial | SMUD | College | 93.78% | NA | NA | NA
Refrigerators, Residential | SMUD | College | 93.78% | NA | NA | NA
Ventilation | SMUD | College | 97.6% | NA | NA | NA
Water Heating | SMUD | College | 99.65% | 20.32% | 79.68% | 0%
Air Compressors | SMUD | Food Stores | 26.12% | NA | NA | NA
Cooking, Major | SMUD | Food Stores | 4.514% | 21.17% | 55.67% | 23.16%
Cooking, Minor | SMUD | Food Stores | 100% | 100% | 0% | 0%
Cooling | SMUD | Food Stores | 88.47% | 100% | 0% | 0%
Exterior Lighting | SMUD | Food Stores | 90.81% | NA | NA | NA
Freezers, Commercial | SMUD | Food Stores | 86.84% | NA | NA | NA
Frozen Floor Space | SMUD | Food Stores | 3.733% | NA | NA | NA
Heating | SMUD | Food Stores | 86.39% | 45.27% | 54.73% | 0%
Miscellaneous | SMUD | Food Stores | 99.51% | NA | NA | NA
Motors | SMUD | Food Stores | 13.47% | NA | NA | NA
Office Equipment | SMUD | Food Stores | 100% | NA | NA | NA
Refrigerated Floor Space | SMUD | Food Stores | 3.923% | NA | NA | NA
Refrigerators, Commercial | SMUD | Food Stores | 100% | NA | NA | NA
Refrigerators, Residential | SMUD | Food Stores | 100% | NA | NA | NA
Ventilation | SMUD | Food Stores | 88.47% | NA | NA | NA
Water Heating | SMUD | Food Stores | 99.27% | 24.64% | 75.36% | 0%
Air Compressors | SMUD | Health Care | 18.83% | NA | NA | NA
Cooking, Major | SMUD | Health Care | 2.757% | 29.62% | 69.71% | 0.6667%
Cooking, Minor | SMUD | Health Care | 100% | 94.67% | 5.331% | 0%
Cooling | SMUD | Health Care | 97.6% | 100% | 0% | 0%
Exterior Lighting | SMUD | Health Care | 84.1% | NA | NA | NA
Freezers, Commercial | SMUD | Health Care | 50.7% | NA | NA | NA
Frozen Floor Space | SMUD | Health Care | 0% | NA | NA | NA
Heating | SMUD | Health Care | 97.59% | 27.82% | 72.18% | 0%
Miscellaneous | SMUD | Health Care | 100% | NA | NA | NA
Motors | SMUD | Health Care | 46.28% | NA | NA | NA
Office Equipment | SMUD | Health Care | 100% | NA | NA | NA
Refrigerated Floor Space | SMUD | Health Care | 0% | NA | NA | NA
Refrigerators, Commercial | SMUD | Health Care | 96.64% | NA | NA | NA
Refrigerators, Residential | SMUD | Health Care | 96.64% | NA | NA | NA
Ventilation | SMUD | Health Care | 97.6% | NA | NA | NA
Water Heating | SMUD | Health Care | 100% | 14.76% | 84.58% | 0.6644%
Air Compressors | SMUD | Lodging | 16.19% | NA | NA | NA
Cooking, Major | SMUD | Lodging | 0.8148% | 65.29% | 34.71% | 0%
Cooking, Minor | SMUD | Lodging | 100% | 98.52% | 1.48% | 0%
Cooling | SMUD | Lodging | 100% | 100% | 0% | 0%
Exterior Lighting | SMUD | Lodging | 100% | NA | NA | NA
Freezers, Commercial | SMUD | Lodging | 74.33% | NA | NA | NA
Frozen Floor Space | SMUD | Lodging | 0% | NA | NA | NA
Heating | SMUD | Lodging | 100% | 45.24% | 54.76% | 0%
Miscellaneous | SMUD | Lodging | 100% | NA | NA | NA
Motors | SMUD | Lodging | 77.58% | NA | NA | NA
Office Equipment | SMUD | Lodging | 100% | NA | NA | NA
Refrigerated Floor Space | SMUD | Lodging | 0% | NA | NA | NA
Refrigerators, Commercial | SMUD | Lodging | 100% | NA | NA | NA
Refrigerators, Residential | SMUD | Lodging | 100% | NA | NA | NA
Ventilation | SMUD | Lodging | 100% | NA | NA | NA
Water Heating | SMUD | Lodging | 100% | 0% | 100% | 0%
Air Compressors | SMUD | Miscellaneous | 54.96% | NA | NA | NA
Cooking, Major | SMUD | Miscellaneous | 2.001% | 51.09% | 37.8% | 11.1%
Cooking, Minor | SMUD | Miscellaneous | 96.37% | 97.76% | 2.239% | 0%
Cooling | SMUD | Miscellaneous | 61.33% | 100% | 0% | 0%
Exterior Lighting | SMUD | Miscellaneous | 93.6% | NA | NA | NA
Freezers, Commercial | SMUD | Miscellaneous | 15.61% | NA | NA | NA
Frozen Floor Space | SMUD | Miscellaneous | 0% | NA | NA | NA
Heating | SMUD | Miscellaneous | 56.75% | 22.71% | 77.11% | 0.1835%
Miscellaneous | SMUD | Miscellaneous | 99.39% | NA | NA | NA
Motors | SMUD | Miscellaneous | 37.87% | NA | NA | NA
Office Equipment | SMUD | Miscellaneous | 100% | NA | NA | NA
Refrigerated Floor Space | SMUD | Miscellaneous | 0% | NA | NA | NA
Refrigerators, Commercial | SMUD | Miscellaneous | 90.93% | NA | NA | NA
Refrigerators, Residential | SMUD | Miscellaneous | 92.39% | NA | NA | NA
Ventilation | SMUD | Miscellaneous | 62.86% | NA | NA | NA
Water Heating | SMUD | Miscellaneous | 94.43% | 39.02% | 60.59% | 0.3862%
Air Compressors | SMUD | Office, Large | 12.58% | NA | NA | NA
Cooking, Major | SMUD | Office, Large | 0.3145% | 41.3% | 58.7% | 0%
Cooking, Minor | SMUD | Office, Large | 100% | 100% | 0% | 0%
Cooling | SMUD | Office, Large | 93.19% | 100% | 0% | 0%
Exterior Lighting | SMUD | Office, Large | 100% | NA | NA | NA
Freezers, Commercial | SMUD | Office, Large | 35.43% | NA | NA | NA
Frozen Floor Space | SMUD | Office, Large | 0.09299% | NA | NA | NA
Heating | SMUD | Office, Large | 93.04% | 28.37% | 71.63% | 0%
Miscellaneous | SMUD | Office, Large | 100% | NA | NA | NA
Motors | SMUD | Office, Large | 81.07% | NA | NA | NA
Office Equipment | SMUD | Office, Large | 100% | NA | NA | NA
Refrigerated Floor Space | SMUD | Office, Large | 0.186% | NA | NA | NA
Refrigerators, Commercial | SMUD | Office, Large | 100% | NA | NA | NA
Refrigerators, Residential | SMUD | Office, Large | 100% | NA | NA | NA
Ventilation | SMUD | Office, Large | 93.47% | NA | NA | NA
Water Heating | SMUD | Office, Large | 100% | 45.89% | 49.56% | 4.556%
Air Compressors | SMUD | Office, Small | 18.42% | NA | NA | NA
Cooking, Major | SMUD | Office, Small | 0.6377% | 48.03% | 51.38% | 0.5852%
Cooking, Minor | SMUD | Office, Small | 96.59% | 97.64% | 2.357% | 0%
Cooling | SMUD | Office, Small | 85.9% | 100% | 0% | 0%
Exterior Lighting | SMUD | Office, Small | 82.91% | NA | NA | NA
Freezers, Commercial | SMUD | Office, Small | 4.589% | NA | NA | NA
Frozen Floor Space | SMUD | Office, Small | 0% | NA | NA | NA
Heating | SMUD | Office, Small | 86.85% | 38.55% | 61.45% | 0%
Miscellaneous | SMUD | Office, Small | 99.07% | NA | NA | NA
Motors | SMUD | Office, Small | 19.66% | NA | NA | NA
Office Equipment | SMUD | Office, Small | 100% | NA | NA | NA
Refrigerated Floor Space | SMUD | Office, Small | 0% | NA | NA | NA
Refrigerators, Commercial | SMUD | Office, Small | 89.38% | NA | NA | NA
Refrigerators, Residential | SMUD | Office, Small | 90.13% | NA | NA | NA
Ventilation | SMUD | Office, Small | 87.25% | NA | NA | NA
Water Heating | SMUD | Office, Small | 93.48% | 46.22% | 51.59% | 2.189%
Air Compressors | SMUD | Ref. Warehouse | 53.46% | NA | NA | NA
Cooking, Major | SMUD | Ref. Warehouse | 0.1271% | 33.21% | 66.79% | 0%
Cooking, Minor | SMUD | Ref. Warehouse | 100% | 100% | 0% | 0%
Cooling | SMUD | Ref. Warehouse | 15.2% | 100% | 0% | 0%
Exterior Lighting | SMUD | Ref. Warehouse | 100% | NA | NA | NA
Freezers, Commercial | SMUD | Ref. Warehouse | 12.75% | NA | NA | NA
Frozen Floor Space | SMUD | Ref. Warehouse | 27.07% | NA | NA | NA
Heating | SMUD | Ref. Warehouse | 13.18% | 71.56% | 28.44% | 0%
Miscellaneous | SMUD | Ref. Warehouse | 100% | NA | NA | NA
Motors | SMUD | Ref. Warehouse | 61.22% | NA | NA | NA
Office Equipment | SMUD | Ref. Warehouse | 100% | NA | NA | NA
Refrigerated Floor Space | SMUD | Ref. Warehouse | 32.74% | NA | NA | NA
Refrigerators, Commercial | SMUD | Ref. Warehouse | 100% | NA | NA | NA
Refrigerators, Residential | SMUD | Ref. Warehouse | 100% | NA | NA | NA
Ventilation | SMUD | Ref. Warehouse | 34.52% | NA | NA | NA
Water Heating | SMUD | Ref. Warehouse | 100% | 59.44% | 40.56% | 0%
Air Compressors | SMUD | Restaurant | 2.373% | NA | NA | NA
Cooking, Major | SMUD | Restaurant | 100% | 29.12% | 66.5% | 4.38%
Cooking, Minor | SMUD | Restaurant | 100% | 99.28% | 0.7216% | 0%
Cooling | SMUD | Restaurant | 95.19% | 99.28% | 0% | 0.7229%
Exterior Lighting | SMUD | Restaurant | 92.17% | NA | NA | NA
Freezers, Commercial | SMUD | Restaurant | 93.55% | NA | NA | NA
Frozen Floor Space | SMUD | Restaurant | 1.306% | NA | NA | NA
Heating | SMUD | Restaurant | 94.27% | 27.25% | 71.66% | 1.086%
Miscellaneous | SMUD | Restaurant | 100% | NA | NA | NA
Motors | SMUD | Restaurant | 4.284% | NA | NA | NA
Office Equipment | SMUD | Restaurant | 100% | NA | NA | NA
Refrigerated Floor Space | SMUD | Restaurant | 1.998% | NA | NA | NA
Refrigerators, Commercial | SMUD | Restaurant | 99.25% | NA | NA | NA
Refrigerators, Residential | SMUD | Restaurant | 21.9% | NA | NA | NA
Ventilation | SMUD | Restaurant | 95.31% | NA | NA | NA
Water Heating | SMUD | Restaurant | 100% | 14.81% | 84.29% | 0.8935%
Air Compressors | SMUD | Retail | 24.44% | NA | NA | NA
Cooking, Major | SMUD | Retail | 0.1179% | 80.52% | 19.48% | 0%
Cooking, Minor | SMUD | Retail | 98.1% | 100% | 0% | 0%
Cooling | SMUD | Retail | 82.89% | 100% | 0% | 0%
Exterior Lighting | SMUD | Retail | 82% | NA | NA | NA
Freezers, Commercial | SMUD | Retail | 7.363% | NA | NA | NA
Frozen Floor Space | SMUD | Retail | 0% | NA | NA | NA
Heating | SMUD | Retail | 82.98% | 34.66% | 65.05% | 0.2929%
Miscellaneous | SMUD | Retail | 98.86% | NA | NA | NA
Motors | SMUD | Retail | 11.21% | NA | NA | NA
Office Equipment | SMUD | Retail | 100% | NA | NA | NA
Refrigerated Floor Space | SMUD | Retail | 0% | NA | NA | NA
Refrigerators, Commercial | SMUD | Retail | 90.86% | NA | NA | NA
Refrigerators, Residential | SMUD | Retail | 93.14% | NA | NA | NA
Ventilation | SMUD | Retail | 83.46% | NA | NA | NA
Water Heating | SMUD | Retail | 88.6% | 50.32% | 49.14% | 0.5347%
Air Compressors | SMUD | School | 6.16% | NA | NA | NA
Cooking, Major | SMUD | School | 5.449% | 47.46% | 52.54% | 0%
Cooking, Minor | SMUD | School | 100% | 99.48% | 0.5197% | 0%
Cooling | SMUD | School | 98.34% | 100% | 0% | 0%
Exterior Lighting | SMUD | School | 99.29% | NA | NA | NA
Freezers, Commercial | SMUD | School | 55.27% | NA | NA | NA
Frozen Floor Space | SMUD | School | 0% | NA | NA | NA
Heating | SMUD | School | 99.01% | 29.41% | 70.59% | 0%
Miscellaneous | SMUD | School | 100% | NA | NA | NA
Motors | SMUD | School | 11.05% | NA | NA | NA
Office Equipment | SMUD | School | 100% | NA | NA | NA
Refrigerated Floor Space | SMUD | School | 0% | NA | NA | NA
Refrigerators, Commercial | SMUD | School | 100% | NA | NA | NA
Refrigerators, Residential | SMUD | School | 100% | NA | NA | NA
Ventilation | SMUD | School | 99.01% | NA | NA | NA
Water Heating | SMUD | School | 100% | 20.52% | 79.48% | 0%
Air Compressors | SMUD | Warehouse | 42.19% | NA | NA | NA
Cooking, Major | SMUD | Warehouse | 0% | NA | NA | NA
Cooking, Minor | SMUD | Warehouse | 94.95% | 99.01% | 0.9912% | 0%
Cooling | SMUD | Warehouse | 20.04% | 100% | 0% | 0%
Exterior Lighting | SMUD | Warehouse | 94.16% | NA | NA | NA
Freezers, Commercial | SMUD | Warehouse | 5.59% | NA | NA | NA
Frozen Floor Space | SMUD | Warehouse | 0.3283% | NA | NA | NA
Heating | SMUD | Warehouse | 23.48% | 37.61% | 61.36% | 1.022%
Miscellaneous | SMUD | Warehouse | 99.51% | NA | NA | NA
Motors | SMUD | Warehouse | 26.89% | NA | NA | NA
Office Equipment | SMUD | Warehouse | 100% | NA | NA | NA
Refrigerated Floor Space | SMUD | Warehouse | 0.3056% | NA | NA | NA
Refrigerators, Commercial | SMUD | Warehouse | 91.75% | NA | NA | NA
Refrigerators, Residential | SMUD | Warehouse | 91.75% | NA | NA | NA
Ventilation | SMUD | Warehouse | 23.96% | NA | NA | NA
Water Heating | SMUD | Warehouse | 96.12% | 70.35% | 29.65% | 0%

## input_figure
Building-type | Planning Area | MWh | Percent of MWh
College | Statewide | 3862077.5837 | 4.638%
Food Stores | Statewide | 8160479.6424 | 9.801%
Health Care | Statewide | 6819476.4322 | 8.19%
Lodging | Statewide | 4110766.1607 | 4.937%
Miscellaneous | Statewide | 11443256.6159 | 13.74%
Office, Large | Statewide | 14228085.4032 | 17.09%
Office, Small | Statewide | 5939792.584 | 7.134%
Ref. Warehouse | Statewide | 1967335.5442 | 2.363%
Restaurant | Statewide | 7891791.4322 | 9.478%
Retail | Statewide | 10078434.5865 | 12.1%
School | Statewide | 3916772.3338 | 4.704%
Warehouse | Statewide | 4844520.2464 | 5.818%
College | PG&E | 1393325.7481 | 4.48%
Food Stores | PG&E | 3076184.1542 | 9.891%
Health Care | PG&E | 2641760.0835 | 8.494%
Lodging | PG&E | 1757827.1885 | 5.652%
Miscellaneous | PG&E | 4652979.7113 | 14.96%
Office, Large | PG&E | 6036437.579 | 19.41%
Office, Small | PG&E | 2138001.1845 | 6.875%
Ref. Warehouse | PG&E | 1012056.4851 | 3.254%
Restaurant | PG&E | 2644181.0757 | 8.502%
Retail | PG&E | 3056232.4657 | 9.827%
School | PG&E | 1045889.8921 | 3.363%
Warehouse | PG&E | 1645532.2076 | 5.291%
College | SCE | 1234221.9737 | 4.028%
Food Stores | SCE | 3159406.475 | 10.31%
Health Care | SCE | 2466502.8598 | 8.049%
Lodging | SCE | 1250814.4664 | 4.082%
Miscellaneous | SCE | 3941644.0238 | 12.86%
Office, Large | SCE | 3791737.1824 | 12.37%
Office, Small | SCE | 2091169.0917 | 6.824%
Ref. Warehouse | SCE | 603494.3285 | 1.969%
Restaurant | SCE | 3313828.1639 | 10.81%
Retail | SCE | 4302761.0527 | 14.04%
School | SCE | 1767405.0889 | 5.768%
Warehouse | SCE | 2721124.3238 | 8.88%
College | SDG&E | 544142.3909 | 5.492%
Food Stores | SDG&E | 919129.693 | 9.276%
Health Care | SDG&E | 1048207.5038 | 10.58%
Lodging | SDG&E | 729286.843 | 7.36%
Miscellaneous | SDG&E | 1167138.3682 | 11.78%
Office, Large | SDG&E | 1807294.6605 | 18.24%
Office, Small | SDG&E | 927148.8549 | 9.357%
Ref. Warehouse | SDG&E | 111066.16 | 1.121%
Restaurant | SDG&E | 825445.1218 | 8.331%
Retail | SDG&E | 1236958.4034 | 12.48%
School | SDG&E | 389333.2336 | 3.929%
Warehouse | SDG&E | 203105.9502 | 2.05%
College | LADWP | 532285.4092 | 7.331%
Food Stores | LADWP | 615872.3983 | 8.482%
Health Care | LADWP | 320562.1518 | 4.415%
Lodging | LADWP | 278261.3438 | 3.832%
Miscellaneous | LADWP | 819005.0113 | 11.28%
Office, Large | LADWP | 1841593.4179 | 25.36%
Office, Small | LADWP | 441880.335 | 6.086%
Ref. Warehouse | LADWP | 154631.6414 | 2.13%
Restaurant | LADWP | 716004.6808 | 9.861%
Retail | LADWP | 898534.986 | 12.38%
School | LADWP | 494316.6945 | 6.808%
Warehouse | LADWP | 147805.2911 | 2.036%
College | SMUD | 158102.0618 | 3.635%
Food Stores | SMUD | 389886.9218 | 8.964%
Health Care | SMUD | 342443.8332 | 7.874%
Lodging | SMUD | 94576.319 | 2.175%
Miscellaneous | SMUD | 862489.5013 | 19.83%
Office, Large | SMUD | 751022.5635 | 17.27%
Office, Small | SMUD | 341593.118 | 7.854%
Ref. Warehouse | SMUD | 86086.9292 | 1.979%
Restaurant | SMUD | 392332.39 | 9.021%
Retail | SMUD | 583947.6787 | 13.43%
School | SMUD | 219827.4248 | 5.054%
Warehouse | SMUD | 126952.4737 | 2.919%

## input_figure_gas
Building-type | Planning Area | Therms | Percent of Therms
College | Statewide | 155370334.01 | 8.258%
Food Stores | Statewide | 117094602.8297 | 6.224%
Health Care | Statewide | 229442422.2076 | 12.2%
Lodging | Statewide | 141291777.1305 | 7.51%
Miscellaneous | Statewide | 376006791.9328 | 19.99%
Office, Large | Statewide | 179178688.682 | 9.524%
Office, Small | Statewide | 108440348.9339 | 5.764%
Ref. Warehouse | Statewide | 3487779.6984 | 0.1854%
Restaurant | Statewide | 419365946.7475 | 22.29%
Retail | Statewide | 58389974.3079 | 3.104%
School | Statewide | 52670835.6782 | 2.8%
Warehouse | Statewide | 40669340.8839 | 2.162%
College | PG&E | 50643196.3473 | 7.553%
Food Stores | PG&E | 36461743.0631 | 5.438%
Health Care | PG&E | 73296681.1839 | 10.93%
Lodging | PG&E | 58717250.4618 | 8.757%
Miscellaneous | PG&E | 131229274.5968 | 19.57%
Office, Large | PG&E | 70826483.0243 | 10.56%
Office, Small | PG&E | 50223188.3789 | 7.49%
Ref. Warehouse | PG&E | 2109625.2442 | 0.3146%
Restaurant | PG&E | 136034219.8334 | 20.29%
Retail | PG&E | 26992088.4667 | 4.026%
School | PG&E | 16543534.5711 | 2.467%
Warehouse | PG&E | 17441838.9939 | 2.601%
College | SCE | 25696951.4445 | 3.616%
Food Stores | SCE | 58160805.4957 | 8.184%
Health Care | SCE | 109829069.039 | 15.45%
Lodging | SCE | 49674403.1412 | 6.99%
Miscellaneous | SCE | 156711137.243 | 22.05%
Office, Large | SCE | 39656093.6362 | 5.58%
Office, Small | SCE | 21917804.5182 | 3.084%
Ref. Warehouse | SCE | 985112.6608 | 0.1386%
Restaurant | SCE | 182993060.7417 | 25.75%
Retail | SCE | 20041177.063 | 2.82%
School | SCE | 25000029.7491 | 3.518%
Warehouse | SCE | 20006009.1417 | 2.815%
College | SDG&E | 26165522.6786 | 11.46%
Food Stores | SDG&E | 13538793.0485 | 5.929%
Health Care | SDG&E | 25446211.5754 | 11.14%
Lodging | SDG&E | 21351831.5123 | 9.351%
Miscellaneous | SDG&E | 38076542.3484 | 16.68%
Office, Large | SDG&E | 34760413.8014 | 15.22%
Office, Small | SDG&E | 18107328.4654 | 7.93%
Ref. Warehouse | SDG&E | 247926.3998 | 0.1086%
Restaurant | SDG&E | 42435946.7854 | 18.59%
Retail | SDG&E | 3641358.5454 | 1.595%
School | SDG&E | 3468460.746 | 1.519%
Warehouse | SDG&E | 1093904.6958 | 0.4791%
College | LADWP | 49858875.5005 | 27.18%
Food Stores | LADWP | 5294050.7277 | 2.886%
Health Care | LADWP | 14397170.5939 | 7.847%
Lodging | LADWP | 9095325.7245 | 4.958%
Miscellaneous | LADWP | 29292747.9567 | 15.97%
Office, Large | LADWP | 20343995.6869 | 11.09%
Office, Small | LADWP | 8514908.7802 | 4.641%
Ref. Warehouse | LADWP | 38866.4335 | 0.02118%
Restaurant | LADWP | 37733701.515 | 20.57%
Retail | LADWP | 3376205.5909 | 1.84%
School | LADWP | 4835889.0312 | 2.636%
Warehouse | LADWP | 681920.9528 | 0.3717%
College | SMUD | 3005788.0391 | 3.399%
Food Stores | SMUD | 3639210.4947 | 4.116%
Health Care | SMUD | 6473289.8154 | 7.321%
Lodging | SMUD | 2452966.2907 | 2.774%
Miscellaneous | SMUD | 20697089.7879 | 23.41%
Office, Large | SMUD | 13591702.5333 | 15.37%
Office, Small | SMUD | 9677118.7912 | 10.94%
Ref. Warehouse | SMUD | 106248.9602 | 0.1202%
Restaurant | SMUD | 20169017.8721 | 22.81%
Retail | SMUD | 4339144.6418 | 4.907%
School | SMUD | 2822921.5808 | 3.193%
Warehouse | SMUD | 1445667.0995 | 1.635%

## input_wholebuilding
Building-type | Planning Area | Floorspace (ksqft) | Electirc Energy Intensity (kWh/sqft) | Electricity Usage (GWh)
College | Statewide | 271517.7858 | 57.2229 | 155370334.01
Food Stores | Statewide | 191224.4954 | 61.2341 | 117094602.8297
Health Care | Statewide | 353015.3497 | 64.995 | 229442422.2076
Lodging | Statewide | 371092.6275 | 38.0745 | 141291777.1305
Miscellaneous | Statewide | 1102483.4669 | 34.1054 | 376006791.9328
Office, Large | Statewide | 976389.7763 | 18.3511 | 179178688.682
Office, Small | Statewide | 594076.0304 | 18.2536 | 108440348.9339
Ref. Warehouse | Statewide | 93598.1598 | 3.7263 | 3487779.6984
Restaurant | Statewide | 177058.2278 | 236.852 | 419365946.7475
Retail | Statewide | 852931.7031 | 6.8458 | 58389974.3079
School | Statewide | 526124.915 | 10.0111 | 52670835.6782
Warehouse | Statewide | 869588.9619 | 4.6768 | 40669340.8839
All Commercial | Statewide | 6379101.4995 | 29.4933 | 188140884.3043
All Office | Statewide | 1570465.8067 | 18.3143 | 28761903.7616
All Warehouse | Statewide | 963187.1217 | 4.5845 | 4415712.0582
College | PG&E | 95633.8093 | 52.9553 | 50643196.3473
Food Stores | PG&E | 71996.3795 | 50.6439 | 36461743.0631
Health Care | PG&E | 143929.0675 | 50.9256 | 73296681.1839
Lodging | PG&E | 173142.8971 | 33.9126 | 58717250.4618
Miscellaneous | PG&E | 429307.9981 | 30.5676 | 131229274.5968
Office, Large | PG&E | 412057.3875 | 17.1885 | 70826483.0243
Office, Small | PG&E | 238621.1726 | 21.0472 | 50223188.3789
Ref. Warehouse | PG&E | 44280.4783 | 4.7642 | 2109625.2442
Restaurant | PG&E | 63586.5741 | 213.9354 | 136034219.8334
Retail | PG&E | 276091.4437 | 9.7765 | 26992088.4667
School | PG&E | 150296.3011 | 11.0073 | 16543534.5711
Warehouse | PG&E | 266084.1329 | 6.555 | 17441838.9939
All Commercial | PG&E | 2365027.6416 | 28.3514 | 67051912.4165
All Office | PG&E | 650678.5601 | 18.6036 | 12104967.1403
All Warehouse | PG&E | 310364.6112 | 6.2995 | 1955146.4238
College | SCE | 98492.3367 | 26.0903 | 25696951.4445
Food Stores | SCE | 74896.6153 | 77.6548 | 58160805.4957
Health Care | SCE | 124524.9582 | 88.1984 | 109829069.039
Lodging | SCE | 111976.0498 | 44.3616 | 49674403.1412
Miscellaneous | SCE | 381514.8412 | 41.076 | 156711137.243
Office, Large | SCE | 274316.6902 | 14.4563 | 39656093.6362
Office, Small | SCE | 210487.3242 | 10.4129 | 21917804.5182
Ref. Warehouse | SCE | 33669.5551 | 2.9258 | 985112.6608
Restaurant | SCE | 72118.3081 | 253.7401 | 182993060.7417
Retail | SCE | 373422.9845 | 5.3669 | 20041177.063
School | SCE | 241625.4031 | 10.3466 | 25000029.7491
Warehouse | SCE | 517327.1263 | 3.8672 | 20006009.1417
All Commercial | SCE | 2514372.1926 | 28.2644 | 71067165.3874
All Office | SCE | 484804.0144 | 12.7008 | 6157389.8154
All Warehouse | SCE | 550996.6813 | 3.8097 | 2099112.1803
College | SDG&E | 40210.7824 | 65.0709 | 26165522.6786
Food Stores | SDG&E | 20211.3285 | 66.9862 | 13538793.0485
Health Care | SDG&E | 44232.4002 | 57.5284 | 25446211.5754
Lodging | SDG&E | 55499.7215 | 38.472 | 21351831.5123
Miscellaneous | SDG&E | 154913.3608 | 24.5793 | 38076542.3484
Office, Large | SDG&E | 112522.511 | 30.892 | 34760413.8014
Office, Small | SDG&E | 81756.367 | 22.1479 | 18107328.4654
Ref. Warehouse | SDG&E | 3957.277 | 6.2651 | 247926.3998
Restaurant | SDG&E | 17057.4471 | 248.7825 | 42435946.7854
Retail | SDG&E | 87333.665 | 4.1695 | 3641358.5454
School | SDG&E | 52250.7455 | 6.6381 | 3468460.746
Warehouse | SDG&E | 32435.3338 | 3.3726 | 1093904.6958
All Commercial | SDG&E | 702380.9399 | 32.5086 | 22833424.0602
All Office | SDG&E | 194278.878 | 27.2123 | 5286774.2267
All Warehouse | SDG&E | 36392.6108 | 3.6871 | 134183.1096
College | LADWP | 25512.5295 | 195.429 | 49858875.5005
Food Stores | LADWP | 14781.7711 | 35.8147 | 5294050.7277
Health Care | LADWP | 20320.984 | 70.8488 | 14397170.5939
Lodging | LADWP | 22634.8679 | 40.1828 | 9095325.7245
Miscellaneous | LADWP | 82587.6147 | 35.4687 | 29292747.9567
Office, Large | LADWP | 135180.9404 | 15.0495 | 20343995.6869
Office, Small | LADWP | 35354.5824 | 24.0843 | 8514908.7802
Ref. Warehouse | LADWP | 8354.8792 | 0.46519 | 38866.4335
Restaurant | LADWP | 15677.4741 | 240.6874 | 37733701.515
Retail | LADWP | 69263.9771 | 4.8744 | 3376205.5909
School | LADWP | 56997.9973 | 8.4843 | 4835889.0312
Warehouse | LADWP | 29046.8419 | 2.3477 | 681920.9528
All Commercial | LADWP | 515714.4594 | 35.5747 | 18346365.8494
All Office | LADWP | 170535.5228 | 16.9225 | 2885890.4467
All Warehouse | LADWP | 37401.721 | 1.9272 | 72078.7386
College | SMUD | 11668.3279 | 25.7602 | 3005788.0391
Food Stores | SMUD | 9338.4009 | 38.9704 | 3639210.4947
Health Care | SMUD | 20007.9399 | 32.3536 | 6473289.8154
Lodging | SMUD | 7839.0911 | 31.2915 | 2452966.2907
Miscellaneous | SMUD | 54159.6522 | 38.215 | 20697089.7879
Office, Large | SMUD | 42312.2471 | 32.1224 | 13591702.5333
Office, Small | SMUD | 27856.5843 | 34.7391 | 9677118.7912
Ref. Warehouse | SMUD | 3335.9703 | 3.1849 | 106248.9602
Restaurant | SMUD | 8618.4244 | 234.0221 | 20169017.8721
Retail | SMUD | 46819.6329 | 9.2678 | 4339144.6418
School | SMUD | 24954.468 | 11.3123 | 2822921.5808
Warehouse | SMUD | 24695.5271 | 5.854 | 1445667.0995
All Commercial | SMUD | 281606.2661 | 31.3985 | 8842016.5907
All Office | SMUD | 70168.8314 | 33.1612 | 2326882.1324
All Warehouse | SMUD | 28031.4973 | 5.5363 | 155191.606

## input_wholebuilding_gas
Building-type | Planning Area | Floorspace (ksqft) | Gas Energy Intensity (kBTU/sqft) | Gas Usage (Therms)
College | Statewide | 297451.678 | 61.2688 | 182245110.628
Food Stores | Statewide | 208901.9754 | 61.2752 | 128005120.3761
Health Care | Statewide | 382030.5302 | 65.735 | 251127742.3935
Lodging | Statewide | 399938.4796 | 38.2677 | 153047213.9503
Miscellaneous | Statewide | 1205875.2911 | 34.1975 | 412379235.8163
Office, Large | Statewide | 1076306.8651 | 18.0477 | 194248597.9553
Office, Small | Statewide | 636965.4782 | 18.2116 | 116001647.5082
Ref. Warehouse | Statewide | 102492.5349 | 3.5816 | 3670826.4079
Restaurant | Statewide | 194492.6414 | 237.5714 | 462058957.1456
Retail | Statewide | 937749.4304 | 6.7158 | 62977829.373
School | Statewide | 585994.006 | 9.9534 | 58326385.3322
Warehouse | Statewide | 955366.8122 | 4.5849 | 43802240.8414
All Commercial | Statewide | 6983565.7225 | 29.6108 | 206789090.7728
All Office | Statewide | 1713272.3433 | 18.1086 | 31025024.5463
All Warehouse | Statewide | 1057859.3471 | 4.4877 | 4747306.7249
College | PG&E | 97629.1317 | 52.8306 | 51578014.1337
Food Stores | PG&E | 73433.4331 | 50.6406 | 37187112.5486
Health Care | PG&E | 146869.2775 | 50.7769 | 74575696.065
Lodging | PG&E | 176636.3457 | 33.7587 | 59630156.4991
Miscellaneous | PG&E | 443183.8179 | 30.3704 | 134596874.2182
Office, Large | PG&E | 416494.2827 | 17.1149 | 71282416.3479
Office, Small | PG&E | 240529.788 | 21.209 | 51013861.9966
Ref. Warehouse | PG&E | 45133.7313 | 4.7644 | 2150355.0266
Restaurant | PG&E | 64820.4406 | 213.8455 | 138615613.5416
Retail | PG&E | 281631.2272 | 9.7741 | 27526891.2407
School | PG&E | 153599.5991 | 10.9889 | 16878865.5405
Warehouse | PG&E | 271294.8704 | 6.5613 | 17800456.1401
All Commercial | PG&E | 2411255.9453 | 28.3187 | 68283631.3299
All Office | PG&E | 657024.0707 | 18.6137 | 12229627.8345
All Warehouse | PG&E | 316428.6017 | 6.305 | 1995081.1167
College | SCE | 110026.8654 | 26.1437 | 28765094.3209
Food Stores | SCE | 84050.8414 | 78.0983 | 65642277.8043
Health Care | SCE | 139947.5947 | 87.9964 | 123148843.8927
Lodging | SCE | 125812.6295 | 44.4413 | 55912828.3818
Miscellaneous | SCE | 428334.3169 | 41.0062 | 175643813.5998
Office, Large | SCE | 306732.7206 | 14.4463 | 44311389.5542
Office, Small | SCE | 236004.5998 | 10.3879 | 24515979.1064
Ref. Warehouse | SCE | 37895.5261 | 2.9124 | 1103663.0997
Restaurant | SCE | 80914.0786 | 253.6667 | 205252104.5488
Retail | SCE | 419729.7755 | 5.3605 | 22499761.3078
School | SCE | 271514.7021 | 10.3433 | 28083662.2318
Warehouse | SCE | 584157.0859 | 3.843 | 22449343.5836
All Commercial | SCE | 2825120.7366 | 28.2228 | 79732876.1432
All Office | SCE | 542737.3204 | 12.6815 | 6882736.8661
All Warehouse | SCE | 622052.612 | 3.7863 | 2355300.6683
College | SDG&E | 41257.4062 | 65.0709 | 26846570.2814
Food Stores | SDG&E | 20737.3978 | 66.9862 | 13891186.6415
Health Care | SDG&E | 45383.7004 | 57.5284 | 26108536.636
Lodging | SDG&E | 56944.2924 | 38.472 | 21907586.2681
Miscellaneous | SDG&E | 160771.2779 | 24.3057 | 39076571.3676
Office, Large | SDG&E | 115451.2958 | 30.892 | 35665172.9679
Office, Small | SDG&E | 82116.5421 | 22.6133 | 18569251.47
Ref. Warehouse | SDG&E | 4060.2787 | 6.2651 | 254379.5359
Restaurant | SDG&E | 17501.4257 | 248.7825 | 43540488.0622
Retail | SDG&E | 89548.874 | 4.1722 | 3736137.4091
School | SDG&E | 53610.7506 | 6.6381 | 3558739.3506
Warehouse | SDG&E | 33279.5748 | 3.3726 | 1122377.323
All Commercial | SDG&E | 720662.8164 | 32.5085 | 23427699.7313
All Office | SDG&E | 197567.8379 | 27.451 | 5423442.4438
All Warehouse | SDG&E | 37339.8535 | 3.6871 | 137675.6859
College | LADWP | 36861.6198 | 195.454 | 72047498.7994
Food Stores | LADWP | 21335.2379 | 35.8221 | 7642735.7972
Health Care | LADWP | 29807.7392 | 69.8505 | 20820851.6022
Lodging | LADWP | 32700.5266 | 40.1887 | 13141925.9734
Miscellaneous | LADWP | 119251.4627 | 35.4621 | 42289030.2858
Office, Large | LADWP | 195286.1231 | 15.0491 | 29388900.8561
Office, Small | LADWP | 50574.1971 | 24.2784 | 12278617.7916
Ref. Warehouse | LADWP | 12064.6478 | 0.46503 | 56103.9619
Restaurant | LADWP | 22632.1216 | 240.6639 | 54467339.6835
Retail | LADWP | 99986.5085 | 4.8735 | 4872798.1822
School | LADWP | 82296.6776 | 8.4817 | 6980182.076
Warehouse | LADWP | 41922.1303 | 2.3457 | 983365.0079
All Commercial | LADWP | 744718.9923 | 35.5798 | 26496935.0017
All Office | LADWP | 245860.3203 | 16.9476 | 4166751.8648
All Warehouse | LADWP | 53986.7781 | 1.9254 | 103946.897
College | SMUD | 11676.6549 | 25.7602 | 3007933.0926
Food Stores | SMUD | 9345.0652 | 38.9704 | 3641807.5844
Health Care | SMUD | 20022.2184 | 32.3332 | 6473814.1977
Lodging | SMUD | 7844.6854 | 31.2915 | 2454716.8279
Miscellaneous | SMUD | 54334.4156 | 38.2317 | 20772946.3449
Office, Large | SMUD | 42342.4429 | 32.1208 | 13600718.2291
Office, Small | SMUD | 27740.3511 | 34.6929 | 9623937.1436
Ref. Warehouse | SMUD | 3338.351 | 3.1849 | 106324.7838
Restaurant | SMUD | 8624.5749 | 234.0221 | 20183411.3096
Retail | SMUD | 46853.0453 | 9.2678 | 4342241.2332
School | SMUD | 24972.2765 | 11.3123 | 2824936.1333
Warehouse | SMUD | 24713.1508 | 5.854 | 1446698.7868
All Commercial | SMUD | 281807.2319 | 31.3972 | 8847948.5667
All Office | SMUD | 70082.794 | 33.1389 | 2322465.5373
All Warehouse | SMUD | 28051.5018 | 5.5363 | 155302.3571