## READ ME
D-Flex Inputs & Assumptions Workbook Contents
Each tab to the right of this one represents one of the various key assumptions for the original D-Flex tool developed by the CEC-Guidehouse team in 2023.
Date of Extract | 2025-02-26
Contact | Ingrid Neumann, Ph.D. | Decarbonization Principal, Advanced Electrification Analysis Branch
Ingrid.Neumann@energy.ca.gov
Tab | Description
Control Strategy Eligibility | The Control Strategy Eligibility tab contains factors that represent the percent of customers within a particular Sector and Building Type that have the necessary technology or controls to participate in a given DR SubOption based on the End Use Group. In some cases where there are multiple control strategy options that fundamentally reduce the same end use load, the Control Strategy Eligibility input also serves to split up the total end use load into distinct portions that are assumed to participate in each strategy option to avoided overestimating potential. This factor is multiplied with the Peak Demand to estimate the portion of the Baseline Gross Peak Demand that is eligible to participate in DF options. The control strategy eligibility (CSE) represents the % of participants with a particular end use that are eligible to curtail load using particular control strategies. In other words, this represents technology saturation that enables control for a given suboption. The CSE input is relevant for suboptions which are enabled by specific technology adoption. The CSE allocates eligibility (and prevents double counting) among competing options that fundamentally act upon the same end use load. CSE values are derived using forecasted technology saturations from the Potential and Goals study (PG) and based on Guidehouse benchmarking from other jurisdictions.
Participation | The inputs in the Participation tab represent the proportion of eligible end use load in each year (after considering control strategy eligibility) that is assumed to participate in each DR SubOption; the participation assumptions can vary by Weather Scenario, Impact Scenario, Sector, Building Type, and Size. For Event-Based Options, Guidehouse developed participation fraction assumptions using output results from the LBNL Phase 4 Potential Study’s DR-Path model. Given the lack of cost-effectiveness testing or economic screening in the current version of the DF Tool, the Load Shift Goal analysis utilizes cost-optimized participation fractions from the LBNL Phase 4 Study which reflect cost-effectiveness screening in the Phase 4 Study in order to estimate achievable potential. The LBNL DR-Path model builds a DR supply curve with estimated participation fraction probabilities at varying levelized capacity procurement costs in order to estimate cost-effective and achievable potential. LBNL provided raw outputs from the DR-Path model showing the proportion of customers in each modeled cluster that DR-Path projects will participate using each DF technology at varying avoided cost values along the optimized supply curve. For the Load Shift Goal analysis, Guidehouse used the participation fractions for shed DR in 2030 at a levelized procurement cost value of $125, which was closest to the forecasted avoided costs in 2030 shown in the LBNL Phase 4 Draft Report. Guidehouse processed the data from LBNL by mapping and grouping the results which were provided for individual customer clusters and technologies according to Weather Scenario, SubOption, Sector, Building Type, Size. This allowed for the calculation of aggregate achievable potential enrollment fractions in 2030 for the levelized procurement cost value equal to forecasted avoided costs. The participation input also includes an index called Impact Scenario, with two possible values: Reference and Ambitious. The impact scenarios represent differing levels of aggressiveness of DF participation and impacts, and one impact scenario is selected for each global scenario in the Scenario Selector tab of the Tool User Inputs (as shown in Figure 3). For Event-Based Options, the Reference scenario utilized the aggregate participation fractions resulting from the analysis described above, while the Ambitious scenario uses participation fractions that are 20% higher than the Reference scenario (multiplied by 1.2x). Dynamic Pricing The participation assumptions for Dynamic Pricing, unlike the Event-Based Options, were not developed using LBNL-Path outputs but rather based on discussions with CPUC staff. The Reference scenario is intended to represent an “early adopter” scenario with an opt-in tariff using a participation rate of 25%, while the Ambitious scenario is intended to represent a more widespread or default “opt-out” tariff with a participation rate of 50%.
Unit Impact | The Unit Impact assumptions represent the load reductions achieved by eligible and participating customers, as a percentage of those customers’ average peak load. For Event-Based Options, the unit impact assumptions were sourced like the participation and control strategy assumptions from the LBNL Potential Study and vary by DR SubOption, Sector, and Building Type. Unit impacts for Event-Based Options do not vary by Impact Scenario nor Year. For Dynamic Pricing, unit impact estimates were based on the Arcturus 2.0 analysis conducted by authors from The Brattle Group and discussions with CPUC staff. The Arcturus 2.0 paper indicates an average unit impact of 9% for dynamic pricing without enabling technology and 16% with enabling technology. For the Reference “early-adopter” scenario, the Load Shift Goal analysis assumes 75% of participants are enrolled with enabling technology, resulting in a weighted-average impact of 14.3%. For the Ambitious “opt-out” scenario, only 50% of participants are assumed to have enabling technology, resulting in a weighted-average impact of 12.5%.
Dynamic Pricing Assumptions | The Dynamic Pricing Assumptions tab in the DF Input Workbook documents the varying impact and participation assumptions for the Reference and Ambitious scenarios. Faruqui, Ahmad, et al. 2017. “Arcturus 2.0: A Meta-Analysis of Time-Varying Rates for Electricity.” The Electricity Journal.
EV Count & EV Charger Capacity | The maximum capacity available for V2X in each year is calculated differently than the estimates for other DF potential. The EV Capacity Peak Demand (MW) contains baseline MW values that represent the maximum theoretical charging capacity that could be available for V2X programs before the application of deratings for eligibility and participation. It is found by multiplying the values in the EV Count tab by the EV Charger Capacity tab.
Tech Suitability & Derating | The Tech Suitability & Derating tab contains the assumptions used to develop V2X Control Strategy Eligibility Factors shown in the orange tabs. These assumptions were based on a previous resource analysis that Guidehouse did for the CEC Clean Electricity Reliability Investment Plan (CERIP), and utilize sources from the Vehicle Grid Integration Council, Gridworks, and NREL.
.

## Control Strategy Eligibility
This represents the % of gross load that has the technical capability or controls enabled to participate in DR options.
EndUseGroup | DRSubOption | Sector | BuildingType | 2021 | 2022 | 2023 | 2024 | 2025 | 2026 | 2027 | 2028 | 2029 | 2030 | 2031 | 2032 | 2033 | 2034 | 2035 | 2036 | 2037 | 2038 | 2039 | 2040 | 2041 | 2042 | 2043 | 2044 | 2045 | 2046 | 2047 | 2048 | 2049 | 2050
Ag-Battery | Ag-Battery Dispatch | Agricultural | Ag-BTM Battery |  |  | 100% | 100% | 100% | 100% | 100% | 100% | 100% | 100% | 100% | 100% | 100% | 100% | 100% | 100% | 100% | 100% | 100% | 100% | 100% | 100% | 100% | 100% | 100% | 100% | 100% | 100% | 100% | 100%
Ag-Battery | Ag-Battery Load Shift | Agricultural | Ag-BTM Battery |  |  | 100% | 100% | 100% | 100% | 100% | 100% | 100% | 100% | 100% | 100% | 100% | 100% | 100% | 100% | 100% | 100% | 100% | 100% | 100% | 100% | 100% | 100% | 100% | 100% | 100% | 100% | 100% | 100%
Ag-Pumping | Ag-Auto-DR-Pumping Control | Agricultural | Ag-Animal |  |  | 1% | 3.926% | 6.852% | 9.778% | 12.7% | 15.63% | 18.56% | 21.48% | 24.41% | 27.33% | 30.26% | 33.19% | 36.11% | 39.04% | 41.96% | 44.89% | 47.81% | 50.74% | 53.67% | 56.59% | 59.52% | 62.44% | 65.37% | 68.3% | 71.22% | 74.15% | 77.07% | 80%
Ag-Pumping | Ag-DLC Switch-Pumping Control | Agricultural | Ag-Animal |  |  | 99% | 96.07% | 93.15% | 90.22% | 87.3% | 84.37% | 81.44% | 78.52% | 75.59% | 72.67% | 69.74% | 66.81% | 63.89% | 60.96% | 58.04% | 55.11% | 52.19% | 49.26% | 46.33% | 43.41% | 40.48% | 37.56% | 34.63% | 31.7% | 28.78% | 25.85% | 22.93% | 20%
Ag-Pumping | Ag-Auto-DR-Pumping Control | Agricultural | Ag-Crop |  |  | 1% | 3.926% | 6.852% | 9.778% | 12.7% | 15.63% | 18.56% | 21.48% | 24.41% | 27.33% | 30.26% | 33.19% | 36.11% | 39.04% | 41.96% | 44.89% | 47.81% | 50.74% | 53.67% | 56.59% | 59.52% | 62.44% | 65.37% | 68.3% | 71.22% | 74.15% | 77.07% | 80%
Ag-Pumping | Ag-DLC Switch-Pumping Control | Agricultural | Ag-Crop |  |  | 99% | 96.07% | 93.15% | 90.22% | 87.3% | 84.37% | 81.44% | 78.52% | 75.59% | 72.67% | 69.74% | 66.81% | 63.89% | 60.96% | 58.04% | 55.11% | 52.19% | 49.26% | 46.33% | 43.41% | 40.48% | 37.56% | 34.63% | 31.7% | 28.78% | 25.85% | 22.93% | 20%
Ag-Pumping | Ag-Auto-DR-Pumping Control | Agricultural | Water, Irrigation |  |  | 1% | 3.926% | 6.852% | 9.778% | 12.7% | 15.63% | 18.56% | 21.48% | 24.41% | 27.33% | 30.26% | 33.19% | 36.11% | 39.04% | 41.96% | 44.89% | 47.81% | 50.74% | 53.67% | 56.59% | 59.52% | 62.44% | 65.37% | 68.3% | 71.22% | 74.15% | 77.07% | 80%
Ag-Pumping | Ag-DLC Switch-Pumping Control | Agricultural | Water, Irrigation |  |  | 99% | 96.07% | 93.15% | 90.22% | 87.3% | 84.37% | 81.44% | 78.52% | 75.59% | 72.67% | 69.74% | 66.81% | 63.89% | 60.96% | 58.04% | 55.11% | 52.19% | 49.26% | 46.33% | 43.41% | 40.48% | 37.56% | 34.63% | 31.7% | 28.78% | 25.85% | 22.93% | 20%
Ag-Pumping | Ag-Auto-DR-Pumping Control | Agricultural | Water, Municipal |  |  | 1% | 3.926% | 6.852% | 9.778% | 12.7% | 15.63% | 18.56% | 21.48% | 24.41% | 27.33% | 30.26% | 33.19% | 36.11% | 39.04% | 41.96% | 44.89% | 47.81% | 50.74% | 53.67% | 56.59% | 59.52% | 62.44% | 65.37% | 68.3% | 71.22% | 74.15% | 77.07% | 80%
Ag-Pumping | Ag-DLC Switch-Pumping Control | Agricultural | Water, Municipal |  |  | 99% | 96.07% | 93.15% | 90.22% | 87.3% | 84.37% | 81.44% | 78.52% | 75.59% | 72.67% | 69.74% | 66.81% | 63.89% | 60.96% | 58.04% | 55.11% | 52.19% | 49.26% | 46.33% | 43.41% | 40.48% | 37.56% | 34.63% | 31.7% | 28.78% | 25.85% | 22.93% | 20%
Com-Battery | Com-Battery Dispatch | Commercial | Com-BTM Battery |  |  | 100% | 100% | 100% | 100% | 100% | 100% | 100% | 100% | 100% | 100% | 100% | 100% | 100% | 100% | 100% | 100% | 100% | 100% | 100% | 100% | 100% | 100% | 100% | 100% | 100% | 100% | 100% | 100%
Com-Battery | Com-Battery Load Shift | Commercial | Com-BTM Battery |  |  | 100% | 100% | 100% | 100% | 100% | 100% | 100% | 100% | 100% | 100% | 100% | 100% | 100% | 100% | 100% | 100% | 100% | 100% | 100% | 100% | 100% | 100% | 100% | 100% | 100% | 100% | 100% | 100%
Com-HVAC | Com-DLC-HVAC-Switch | Commercial | Com - College |  |  | 25% | 25% | 25% | 25% | 25% | 25% | 25% | 25% | 25% | 25% | 25% | 25% | 25% | 25% | 25% | 25% | 25% | 25% | 25% | 25% | 25% | 25% | 25% | 25% | 25% | 25% | 25% | 25%
Com-HVAC | Com-DLC-HVAC-Switch | Commercial | Com - Grocery |  |  | 25% | 25% | 25% | 25% | 25% | 25% | 25% | 25% | 25% | 25% | 25% | 25% | 25% | 25% | 25% | 25% | 25% | 25% | 25% | 25% | 25% | 25% | 25% | 25% | 25% | 25% | 25% | 25%
Com-HVAC | Com-DLC-HVAC-Switch | Commercial | Com - Health |  |  | 25% | 25% | 25% | 25% | 25% | 25% | 25% | 25% | 25% | 25% | 25% | 25% | 25% | 25% | 25% | 25% | 25% | 25% | 25% | 25% | 25% | 25% | 25% | 25% | 25% | 25% | 25% | 25%
Com-HVAC | Com-DLC-HVAC-Switch | Commercial | Com - Lodging |  |  | 25% | 25% | 25% | 25% | 25% | 25% | 25% | 25% | 25% | 25% | 25% | 25% | 25% | 25% | 25% | 25% | 25% | 25% | 25% | 25% | 25% | 25% | 25% | 25% | 25% | 25% | 25% | 25%
Com-HVAC | Com-DLC-HVAC-Switch | Commercial | Com - Office (Large) |  |  | 25% | 25% | 25% | 25% | 25% | 25% | 25% | 25% | 25% | 25% | 25% | 25% | 25% | 25% | 25% | 25% | 25% | 25% | 25% | 25% | 25% | 25% | 25% | 25% | 25% | 25% | 25% | 25%
Com-HVAC | Com-DLC-HVAC-Switch | Commercial | Com - Office (Small) |  |  | 25% | 25% | 25% | 25% | 25% | 25% | 25% | 25% | 25% | 25% | 25% | 25% | 25% | 25% | 25% | 25% | 25% | 25% | 25% | 25% | 25% | 25% | 25% | 25% | 25% | 25% | 25% | 25%
Com-HVAC | Com-DLC-HVAC-Switch | Commercial | Com - Other |  |  | 25% | 25% | 25% | 25% | 25% | 25% | 25% | 25% | 25% | 25% | 25% | 25% | 25% | 25% | 25% | 25% | 25% | 25% | 25% | 25% | 25% | 25% | 25% | 25% | 25% | 25% | 25% | 25%
Com-HVAC | Com-DLC-HVAC-Switch | Commercial | Com - Refrig. Warehouse |  |  | 25% | 25% | 25% | 25% | 25% | 25% | 25% | 25% | 25% | 25% | 25% | 25% | 25% | 25% | 25% | 25% | 25% | 25% | 25% | 25% | 25% | 25% | 25% | 25% | 25% | 25% | 25% | 25%
Com-HVAC | Com-DLC-HVAC-Switch | Commercial | Com - Restaurant |  |  | 25% | 25% | 25% | 25% | 25% | 25% | 25% | 25% | 25% | 25% | 25% | 25% | 25% | 25% | 25% | 25% | 25% | 25% | 25% | 25% | 25% | 25% | 25% | 25% | 25% | 25% | 25% | 25%
Com-HVAC | Com-DLC-HVAC-Switch | Commercial | Com - Retail |  |  | 25% | 25% | 25% | 25% | 25% | 25% | 25% | 25% | 25% | 25% | 25% | 25% | 25% | 25% | 25% | 25% | 25% | 25% | 25% | 25% | 25% | 25% | 25% | 25% | 25% | 25% | 25% | 25%
Com-HVAC | Com-DLC-HVAC-Switch | Commercial | Com - School |  |  | 25% | 25% | 25% | 25% | 25% | 25% | 25% | 25% | 25% | 25% | 25% | 25% | 25% | 25% | 25% | 25% | 25% | 25% | 25% | 25% | 25% | 25% | 25% | 25% | 25% | 25% | 25% | 25%
Com-HVAC | Com-DLC-HVAC-Switch | Commercial | Com - Warehouse |  |  | 25% | 25% | 25% | 25% | 25% | 25% | 25% | 25% | 25% | 25% | 25% | 25% | 25% | 25% | 25% | 25% | 25% | 25% | 25% | 25% | 25% | 25% | 25% | 25% | 25% | 25% | 25% | 25%
Com-HVAC | Com-HVAC-EMS | Commercial | Com - College |  |  | 21% | 21.22% | 21.44% | 21.67% | 21.89% | 22.11% | 22.33% | 22.56% | 22.78% | 23% | 23.22% | 23.44% | 23.67% | 23.89% | 24.11% | 24.33% | 24.56% | 24.78% | 25% | 25.22% | 25.44% | 25.67% | 25.89% | 26.11% | 26.33% | 26.56% | 26.78% | 27%
Com-HVAC | Com-HVAC-EMS | Commercial | Com - Grocery |  |  | 21% | 21.22% | 21.44% | 21.67% | 21.89% | 22.11% | 22.33% | 22.56% | 22.78% | 23% | 23.22% | 23.44% | 23.67% | 23.89% | 24.11% | 24.33% | 24.56% | 24.78% | 25% | 25.22% | 25.44% | 25.67% | 25.89% | 26.11% | 26.33% | 26.56% | 26.78% | 27%
Com-HVAC | Com-HVAC-EMS | Commercial | Com - Health |  |  | 21% | 21.22% | 21.44% | 21.67% | 21.89% | 22.11% | 22.33% | 22.56% | 22.78% | 23% | 23.22% | 23.44% | 23.67% | 23.89% | 24.11% | 24.33% | 24.56% | 24.78% | 25% | 25.22% | 25.44% | 25.67% | 25.89% | 26.11% | 26.33% | 26.56% | 26.78% | 27%
Com-HVAC | Com-HVAC-EMS | Commercial | Com - Lodging |  |  | 21% | 21.22% | 21.44% | 21.67% | 21.89% | 22.11% | 22.33% | 22.56% | 22.78% | 23% | 23.22% | 23.44% | 23.67% | 23.89% | 24.11% | 24.33% | 24.56% | 24.78% | 25% | 25.22% | 25.44% | 25.67% | 25.89% | 26.11% | 26.33% | 26.56% | 26.78% | 27%
Com-HVAC | Com-HVAC-EMS | Commercial | Com - Office (Large) |  |  | 21% | 21.22% | 21.44% | 21.67% | 21.89% | 22.11% | 22.33% | 22.56% | 22.78% | 23% | 23.22% | 23.44% | 23.67% | 23.89% | 24.11% | 24.33% | 24.56% | 24.78% | 25% | 25.22% | 25.44% | 25.67% | 25.89% | 26.11% | 26.33% | 26.56% | 26.78% | 27%
Com-HVAC | Com-HVAC-EMS | Commercial | Com - Office (Small) |  |  | 21% | 21.22% | 21.44% | 21.67% | 21.89% | 22.11% | 22.33% | 22.56% | 22.78% | 23% | 23.22% | 23.44% | 23.67% | 23.89% | 24.11% | 24.33% | 24.56% | 24.78% | 25% | 25.22% | 25.44% | 25.67% | 25.89% | 26.11% | 26.33% | 26.56% | 26.78% | 27%
Com-HVAC | Com-HVAC-EMS | Commercial | Com - Other |  |  | 21% | 21.22% | 21.44% | 21.67% | 21.89% | 22.11% | 22.33% | 22.56% | 22.78% | 23% | 23.22% | 23.44% | 23.67% | 23.89% | 24.11% | 24.33% | 24.56% | 24.78% | 25% | 25.22% | 25.44% | 25.67% | 25.89% | 26.11% | 26.33% | 26.56% | 26.78% | 27%
Com-HVAC | Com-HVAC-EMS | Commercial | Com - Refrig. Warehouse |  |  | 21% | 21.22% | 21.44% | 21.67% | 21.89% | 22.11% | 22.33% | 22.56% | 22.78% | 23% | 23.22% | 23.44% | 23.67% | 23.89% | 24.11% | 24.33% | 24.56% | 24.78% | 25% | 25.22% | 25.44% | 25.67% | 25.89% | 26.11% | 26.33% | 26.56% | 26.78% | 27%
Com-HVAC | Com-HVAC-EMS | Commercial | Com - Restaurant |  |  | 21% | 21.22% | 21.44% | 21.67% | 21.89% | 22.11% | 22.33% | 22.56% | 22.78% | 23% | 23.22% | 23.44% | 23.67% | 23.89% | 24.11% | 24.33% | 24.56% | 24.78% | 25% | 25.22% | 25.44% | 25.67% | 25.89% | 26.11% | 26.33% | 26.56% | 26.78% | 27%
Com-HVAC | Com-HVAC-EMS | Commercial | Com - Retail |  |  | 21% | 21.22% | 21.44% | 21.67% | 21.89% | 22.11% | 22.33% | 22.56% | 22.78% | 23% | 23.22% | 23.44% | 23.67% | 23.89% | 24.11% | 24.33% | 24.56% | 24.78% | 25% | 25.22% | 25.44% | 25.67% | 25.89% | 26.11% | 26.33% | 26.56% | 26.78% | 27%
Com-HVAC | Com-HVAC-EMS | Commercial | Com - School |  |  | 21% | 21.22% | 21.44% | 21.67% | 21.89% | 22.11% | 22.33% | 22.56% | 22.78% | 23% | 23.22% | 23.44% | 23.67% | 23.89% | 24.11% | 24.33% | 24.56% | 24.78% | 25% | 25.22% | 25.44% | 25.67% | 25.89% | 26.11% | 26.33% | 26.56% | 26.78% | 27%
Com-HVAC | Com-HVAC-EMS | Commercial | Com - Warehouse |  |  | 21% | 21.22% | 21.44% | 21.67% | 21.89% | 22.11% | 22.33% | 22.56% | 22.78% | 23% | 23.22% | 23.44% | 23.67% | 23.89% | 24.11% | 24.33% | 24.56% | 24.78% | 25% | 25.22% | 25.44% | 25.67% | 25.89% | 26.11% | 26.33% | 26.56% | 26.78% | 27%
Com-HVAC | Com-HVAC-TES | Commercial | Com - College | bar: 2023 to 2050
Com-HVAC | Com-HVAC-TES | Commercial | Com - Grocery | bar: 2023 to 2050
Com-HVAC | Com-HVAC-TES | Commercial | Com - Health | bar: 2023 to 2050
Com-HVAC | Com-HVAC-TES | Commercial | Com - Lodging | bar: 2023 to 2050
Com-HVAC | Com-HVAC-TES | Commercial | Com - Office (Large) | bar: 2023 to 2050
Com-HVAC | Com-HVAC-TES | Commercial | Com - Office (Small) | bar: 2023 to 2050
Com-HVAC | Com-HVAC-TES | Commercial | Com - Other | bar: 2023 to 2050
Com-HVAC | Com-HVAC-TES | Commercial | Com - Refrig. Warehouse | bar: 2023 to 2050
Com-HVAC | Com-HVAC-TES | Commercial | Com - Restaurant | bar: 2023 to 2050
Com-HVAC | Com-HVAC-TES | Commercial | Com - Retail | bar: 2023 to 2050
Com-HVAC | Com-HVAC-TES | Commercial | Com - School | bar: 2023 to 2050
Com-HVAC | Com-HVAC-TES | Commercial | Com - Warehouse | bar: 2023 to 2050
Com-HVAC | Com-HVAC-Thermostat | Commercial | Com - College |  |  | 4.5% | 5.629% | 6.757% | 7.886% | 9.014% | 10.14% | 11.27% | 12.4% | 13.18% | 13.96% | 14.74% | 15.52% | 16.3% | 17.08% | 17.86% | 18.64% | 19.42% | 20.2% | 20.98% | 21.76% | 22.54% | 23.32% | 24.1% | 24.88% | 25.66% | 26.44% | 27.22% | 28%
Com-HVAC | Com-HVAC-Thermostat | Commercial | Com - Grocery |  |  | 4.5% | 5.629% | 6.757% | 7.886% | 9.014% | 10.14% | 11.27% | 12.4% | 13.18% | 13.96% | 14.74% | 15.52% | 16.3% | 17.08% | 17.86% | 18.64% | 19.42% | 20.2% | 20.98% | 21.76% | 22.54% | 23.32% | 24.1% | 24.88% | 25.66% | 26.44% | 27.22% | 28%
Com-HVAC | Com-HVAC-Thermostat | Commercial | Com - Health |  |  | 4.5% | 5.629% | 6.757% | 7.886% | 9.014% | 10.14% | 11.27% | 12.4% | 13.18% | 13.96% | 14.74% | 15.52% | 16.3% | 17.08% | 17.86% | 18.64% | 19.42% | 20.2% | 20.98% | 21.76% | 22.54% | 23.32% | 24.1% | 24.88% | 25.66% | 26.44% | 27.22% | 28%
Com-HVAC | Com-HVAC-Thermostat | Commercial | Com - Lodging |  |  | 4.5% | 5.629% | 6.757% | 7.886% | 9.014% | 10.14% | 11.27% | 12.4% | 13.18% | 13.96% | 14.74% | 15.52% | 16.3% | 17.08% | 17.86% | 18.64% | 19.42% | 20.2% | 20.98% | 21.76% | 22.54% | 23.32% | 24.1% | 24.88% | 25.66% | 26.44% | 27.22% | 28%
Com-HVAC | Com-HVAC-Thermostat | Commercial | Com - Office (Large) |  |  | 4.5% | 5.629% | 6.757% | 7.886% | 9.014% | 10.14% | 11.27% | 12.4% | 13.18% | 13.96% | 14.74% | 15.52% | 16.3% | 17.08% | 17.86% | 18.64% | 19.42% | 20.2% | 20.98% | 21.76% | 22.54% | 23.32% | 24.1% | 24.88% | 25.66% | 26.44% | 27.22% | 28%
Com-HVAC | Com-HVAC-Thermostat | Commercial | Com - Office (Small) |  |  | 4.5% | 5.629% | 6.757% | 7.886% | 9.014% | 10.14% | 11.27% | 12.4% | 13.18% | 13.96% | 14.74% | 15.52% | 16.3% | 17.08% | 17.86% | 18.64% | 19.42% | 20.2% | 20.98% | 21.76% | 22.54% | 23.32% | 24.1% | 24.88% | 25.66% | 26.44% | 27.22% | 28%
Com-HVAC | Com-HVAC-Thermostat | Commercial | Com - Other |  |  | 4.5% | 5.629% | 6.757% | 7.886% | 9.014% | 10.14% | 11.27% | 12.4% | 13.18% | 13.96% | 14.74% | 15.52% | 16.3% | 17.08% | 17.86% | 18.64% | 19.42% | 20.2% | 20.98% | 21.76% | 22.54% | 23.32% | 24.1% | 24.88% | 25.66% | 26.44% | 27.22% | 28%
Com-HVAC | Com-HVAC-Thermostat | Commercial | Com - Refrig. Warehouse |  |  | 4.5% | 5.629% | 6.757% | 7.886% | 9.014% | 10.14% | 11.27% | 12.4% | 13.18% | 13.96% | 14.74% | 15.52% | 16.3% | 17.08% | 17.86% | 18.64% | 19.42% | 20.2% | 20.98% | 21.76% | 22.54% | 23.32% | 24.1% | 24.88% | 25.66% | 26.44% | 27.22% | 28%
Com-HVAC | Com-HVAC-Thermostat | Commercial | Com - Restaurant |  |  | 4.5% | 5.629% | 6.757% | 7.886% | 9.014% | 10.14% | 11.27% | 12.4% | 13.18% | 13.96% | 14.74% | 15.52% | 16.3% | 17.08% | 17.86% | 18.64% | 19.42% | 20.2% | 20.98% | 21.76% | 22.54% | 23.32% | 24.1% | 24.88% | 25.66% | 26.44% | 27.22% | 28%
Com-HVAC | Com-HVAC-Thermostat | Commercial | Com - Retail |  |  | 4.5% | 5.629% | 6.757% | 7.886% | 9.014% | 10.14% | 11.27% | 12.4% | 13.18% | 13.96% | 14.74% | 15.52% | 16.3% | 17.08% | 17.86% | 18.64% | 19.42% | 20.2% | 20.98% | 21.76% | 22.54% | 23.32% | 24.1% | 24.88% | 25.66% | 26.44% | 27.22% | 28%
Com-HVAC | Com-HVAC-Thermostat | Commercial | Com - School |  |  | 4.5% | 5.629% | 6.757% | 7.886% | 9.014% | 10.14% | 11.27% | 12.4% | 13.18% | 13.96% | 14.74% | 15.52% | 16.3% | 17.08% | 17.86% | 18.64% | 19.42% | 20.2% | 20.98% | 21.76% | 22.54% | 23.32% | 24.1% | 24.88% | 25.66% | 26.44% | 27.22% | 28%
Com-HVAC | Com-HVAC-Thermostat | Commercial | Com - Warehouse |  |  | 4.5% | 5.629% | 6.757% | 7.886% | 9.014% | 10.14% | 11.27% | 12.4% | 13.18% | 13.96% | 14.74% | 15.52% | 16.3% | 17.08% | 17.86% | 18.64% | 19.42% | 20.2% | 20.98% | 21.76% | 22.54% | 23.32% | 24.1% | 24.88% | 25.66% | 26.44% | 27.22% | 28%
Com-Refrigeration | Com-Refrigeration control | Commercial | Com - College |  |  | 100% | 97.57% | 95.14% | 92.71% | 90.29% | 87.86% | 85.43% | 83% | 81.35% | 79.7% | 78.05% | 76.4% | 74.75% | 73.1% | 71.45% | 69.8% | 68.15% | 66.5% | 64.85% | 63.2% | 61.55% | 59.9% | 58.25% | 56.6% | 54.95% | 53.3% | 51.65% | 50%
Com-Refrigeration | Com-Refrigeration TES | Commercial | Com - College |  |  | 0% | 2.429% | 4.857% | 7.286% | 9.714% | 12.14% | 14.57% | 17% | 18.65% | 20.3% | 21.95% | 23.6% | 25.25% | 26.9% | 28.55% | 30.2% | 31.85% | 33.5% | 35.15% | 36.8% | 38.45% | 40.1% | 41.75% | 43.4% | 45.05% | 46.7% | 48.35% | 50%
Com-Refrigeration | Com-Refrigeration control | Commercial | Com - Grocery |  |  | 100% | 97.57% | 95.14% | 92.71% | 90.29% | 87.86% | 85.43% | 83% | 81.35% | 79.7% | 78.05% | 76.4% | 74.75% | 73.1% | 71.45% | 69.8% | 68.15% | 66.5% | 64.85% | 63.2% | 61.55% | 59.9% | 58.25% | 56.6% | 54.95% | 53.3% | 51.65% | 50%
Com-Refrigeration | Com-Refrigeration TES | Commercial | Com - Grocery |  |  | 0% | 2.429% | 4.857% | 7.286% | 9.714% | 12.14% | 14.57% | 17% | 18.65% | 20.3% | 21.95% | 23.6% | 25.25% | 26.9% | 28.55% | 30.2% | 31.85% | 33.5% | 35.15% | 36.8% | 38.45% | 40.1% | 41.75% | 43.4% | 45.05% | 46.7% | 48.35% | 50%
Com-Refrigeration | Com-Refrigeration control | Commercial | Com - Health |  |  | 100% | 97.57% | 95.14% | 92.71% | 90.29% | 87.86% | 85.43% | 83% | 81.35% | 79.7% | 78.05% | 76.4% | 74.75% | 73.1% | 71.45% | 69.8% | 68.15% | 66.5% | 64.85% | 63.2% | 61.55% | 59.9% | 58.25% | 56.6% | 54.95% | 53.3% | 51.65% | 50%
Com-Refrigeration | Com-Refrigeration TES | Commercial | Com - Health |  |  | 0% | 2.429% | 4.857% | 7.286% | 9.714% | 12.14% | 14.57% | 17% | 18.65% | 20.3% | 21.95% | 23.6% | 25.25% | 26.9% | 28.55% | 30.2% | 31.85% | 33.5% | 35.15% | 36.8% | 38.45% | 40.1% | 41.75% | 43.4% | 45.05% | 46.7% | 48.35% | 50%
Com-Refrigeration | Com-Refrigeration control | Commercial | Com - Lodging |  |  | 100% | 97.57% | 95.14% | 92.71% | 90.29% | 87.86% | 85.43% | 83% | 81.35% | 79.7% | 78.05% | 76.4% | 74.75% | 73.1% | 71.45% | 69.8% | 68.15% | 66.5% | 64.85% | 63.2% | 61.55% | 59.9% | 58.25% | 56.6% | 54.95% | 53.3% | 51.65% | 50%
Com-Refrigeration | Com-Refrigeration TES | Commercial | Com - Lodging |  |  | 0% | 2.429% | 4.857% | 7.286% | 9.714% | 12.14% | 14.57% | 17% | 18.65% | 20.3% | 21.95% | 23.6% | 25.25% | 26.9% | 28.55% | 30.2% | 31.85% | 33.5% | 35.15% | 36.8% | 38.45% | 40.1% | 41.75% | 43.4% | 45.05% | 46.7% | 48.35% | 50%
Com-Refrigeration | Com-Refrigeration control | Commercial | Com - Office (Large) |  |  | 100% | 97.57% | 95.14% | 92.71% | 90.29% | 87.86% | 85.43% | 83% | 81.35% | 79.7% | 78.05% | 76.4% | 74.75% | 73.1% | 71.45% | 69.8% | 68.15% | 66.5% | 64.85% | 63.2% | 61.55% | 59.9% | 58.25% | 56.6% | 54.95% | 53.3% | 51.65% | 50%
Com-Refrigeration | Com-Refrigeration TES | Commercial | Com - Office (Large) |  |  | 0% | 2.429% | 4.857% | 7.286% | 9.714% | 12.14% | 14.57% | 17% | 18.65% | 20.3% | 21.95% | 23.6% | 25.25% | 26.9% | 28.55% | 30.2% | 31.85% | 33.5% | 35.15% | 36.8% | 38.45% | 40.1% | 41.75% | 43.4% | 45.05% | 46.7% | 48.35% | 50%
Com-Refrigeration | Com-Refrigeration control | Commercial | Com - Office (Small) |  |  | 100% | 97.57% | 95.14% | 92.71% | 90.29% | 87.86% | 85.43% | 83% | 81.35% | 79.7% | 78.05% | 76.4% | 74.75% | 73.1% | 71.45% | 69.8% | 68.15% | 66.5% | 64.85% | 63.2% | 61.55% | 59.9% | 58.25% | 56.6% | 54.95% | 53.3% | 51.65% | 50%
Com-Refrigeration | Com-Refrigeration TES | Commercial | Com - Office (Small) |  |  | 0% | 2.429% | 4.857% | 7.286% | 9.714% | 12.14% | 14.57% | 17% | 18.65% | 20.3% | 21.95% | 23.6% | 25.25% | 26.9% | 28.55% | 30.2% | 31.85% | 33.5% | 35.15% | 36.8% | 38.45% | 40.1% | 41.75% | 43.4% | 45.05% | 46.7% | 48.35% | 50%
Com-Refrigeration | Com-Refrigeration control | Commercial | Com - Other |  |  | 100% | 97.57% | 95.14% | 92.71% | 90.29% | 87.86% | 85.43% | 83% | 81.35% | 79.7% | 78.05% | 76.4% | 74.75% | 73.1% | 71.45% | 69.8% | 68.15% | 66.5% | 64.85% | 63.2% | 61.55% | 59.9% | 58.25% | 56.6% | 54.95% | 53.3% | 51.65% | 50%
Com-Refrigeration | Com-Refrigeration TES | Commercial | Com - Other |  |  | 0% | 2.429% | 4.857% | 7.286% | 9.714% | 12.14% | 14.57% | 17% | 18.65% | 20.3% | 21.95% | 23.6% | 25.25% | 26.9% | 28.55% | 30.2% | 31.85% | 33.5% | 35.15% | 36.8% | 38.45% | 40.1% | 41.75% | 43.4% | 45.05% | 46.7% | 48.35% | 50%
Com-Refrigeration | Com-Refrigeration control | Commercial | Com - Refrig. Warehouse |  |  | 100% | 97.57% | 95.14% | 92.71% | 90.29% | 87.86% | 85.43% | 83% | 81.35% | 79.7% | 78.05% | 76.4% | 74.75% | 73.1% | 71.45% | 69.8% | 68.15% | 66.5% | 64.85% | 63.2% | 61.55% | 59.9% | 58.25% | 56.6% | 54.95% | 53.3% | 51.65% | 50%
Com-Refrigeration | Com-Refrigeration TES | Commercial | Com - Refrig. Warehouse |  |  | 0% | 2.429% | 4.857% | 7.286% | 9.714% | 12.14% | 14.57% | 17% | 18.65% | 20.3% | 21.95% | 23.6% | 25.25% | 26.9% | 28.55% | 30.2% | 31.85% | 33.5% | 35.15% | 36.8% | 38.45% | 40.1% | 41.75% | 43.4% | 45.05% | 46.7% | 48.35% | 50%
Com-Refrigeration | Com-Refrigeration control | Commercial | Com - Restaurant |  |  | 100% | 97.57% | 95.14% | 92.71% | 90.29% | 87.86% | 85.43% | 83% | 81.35% | 79.7% | 78.05% | 76.4% | 74.75% | 73.1% | 71.45% | 69.8% | 68.15% | 66.5% | 64.85% | 63.2% | 61.55% | 59.9% | 58.25% | 56.6% | 54.95% | 53.3% | 51.65% | 50%
Com-Refrigeration | Com-Refrigeration TES | Commercial | Com - Restaurant |  |  | 0% | 2.429% | 4.857% | 7.286% | 9.714% | 12.14% | 14.57% | 17% | 18.65% | 20.3% | 21.95% | 23.6% | 25.25% | 26.9% | 28.55% | 30.2% | 31.85% | 33.5% | 35.15% | 36.8% | 38.45% | 40.1% | 41.75% | 43.4% | 45.05% | 46.7% | 48.35% | 50%
Com-Refrigeration | Com-Refrigeration control | Commercial | Com - Retail |  |  | 100% | 97.57% | 95.14% | 92.71% | 90.29% | 87.86% | 85.43% | 83% | 81.35% | 79.7% | 78.05% | 76.4% | 74.75% | 73.1% | 71.45% | 69.8% | 68.15% | 66.5% | 64.85% | 63.2% | 61.55% | 59.9% | 58.25% | 56.6% | 54.95% | 53.3% | 51.65% | 50%
Com-Refrigeration | Com-Refrigeration TES | Commercial | Com - Retail |  |  | 0% | 2.429% | 4.857% | 7.286% | 9.714% | 12.14% | 14.57% | 17% | 18.65% | 20.3% | 21.95% | 23.6% | 25.25% | 26.9% | 28.55% | 30.2% | 31.85% | 33.5% | 35.15% | 36.8% | 38.45% | 40.1% | 41.75% | 43.4% | 45.05% | 46.7% | 48.35% | 50%
Com-Refrigeration | Com-Refrigeration control | Commercial | Com - School |  |  | 100% | 97.57% | 95.14% | 92.71% | 90.29% | 87.86% | 85.43% | 83% | 81.35% | 79.7% | 78.05% | 76.4% | 74.75% | 73.1% | 71.45% | 69.8% | 68.15% | 66.5% | 64.85% | 63.2% | 61.55% | 59.9% | 58.25% | 56.6% | 54.95% | 53.3% | 51.65% | 50%
Com-Refrigeration | Com-Refrigeration TES | Commercial | Com - School |  |  | 0% | 2.429% | 4.857% | 7.286% | 9.714% | 12.14% | 14.57% | 17% | 18.65% | 20.3% | 21.95% | 23.6% | 25.25% | 26.9% | 28.55% | 30.2% | 31.85% | 33.5% | 35.15% | 36.8% | 38.45% | 40.1% | 41.75% | 43.4% | 45.05% | 46.7% | 48.35% | 50%
Com-Refrigeration | Com-Refrigeration control | Commercial | Com - Warehouse |  |  | 100% | 97.57% | 95.14% | 92.71% | 90.29% | 87.86% | 85.43% | 83% | 81.35% | 79.7% | 78.05% | 76.4% | 74.75% | 73.1% | 71.45% | 69.8% | 68.15% | 66.5% | 64.85% | 63.2% | 61.55% | 59.9% | 58.25% | 56.6% | 54.95% | 53.3% | 51.65% | 50%
Com-Refrigeration | Com-Refrigeration TES | Commercial | Com - Warehouse |  |  | 0% | 2.429% | 4.857% | 7.286% | 9.714% | 12.14% | 14.57% | 17% | 18.65% | 20.3% | 21.95% | 23.6% | 25.25% | 26.9% | 28.55% | 30.2% | 31.85% | 33.5% | 35.15% | 36.8% | 38.45% | 40.1% | 41.75% | 43.4% | 45.05% | 46.7% | 48.35% | 50%
Com-Water Heating | Com-DLC-Water Heating-Switch | Commercial | Com - College |  |  | 88% | 84.89% | 81.78% | 78.67% | 75.56% | 72.44% | 69.33% | 66.22% | 63.11% | 60% | 56.89% | 53.78% | 50.67% | 47.56% | 44.44% | 41.33% | 38.22% | 35.11% | 32% | 28.89% | 25.78% | 22.67% | 19.56% | 16.44% | 13.33% | 10.22% | 7.111% | 4%
Com-Water Heating | Com-Water Heating-Add-on CTA 2045 control | Commercial | Com - College |  |  | 10% | 11.78% | 13.56% | 15.33% | 17.11% | 18.89% | 20.67% | 22.44% | 24.22% | 26% | 27.78% | 29.56% | 31.33% | 33.11% | 34.89% | 36.67% | 38.44% | 40.22% | 42% | 43.78% | 45.56% | 47.33% | 49.11% | 50.89% | 52.67% | 54.44% | 56.22% | 58%
Com-Water Heating | Com-Water Heating-Smart Water Heater | Commercial | Com - College |  |  | 2% | 3.333% | 4.667% | 6% | 7.333% | 8.667% | 10% | 11.33% | 12.67% | 14% | 15.33% | 16.67% | 18% | 19.33% | 20.67% | 22% | 23.33% | 24.67% | 26% | 27.33% | 28.67% | 30% | 31.33% | 32.67% | 34% | 35.33% | 36.67% | 38%
Com-Water Heating | Com-DLC-Water Heating-Switch | Commercial | Com - Grocery |  |  | 88% | 84.89% | 81.78% | 78.67% | 75.56% | 72.44% | 69.33% | 66.22% | 63.11% | 60% | 56.89% | 53.78% | 50.67% | 47.56% | 44.44% | 41.33% | 38.22% | 35.11% | 32% | 28.89% | 25.78% | 22.67% | 19.56% | 16.44% | 13.33% | 10.22% | 7.111% | 4%
Com-Water Heating | Com-Water Heating-Add-on CTA 2045 control | Commercial | Com - Grocery |  |  | 10% | 11.78% | 13.56% | 15.33% | 17.11% | 18.89% | 20.67% | 22.44% | 24.22% | 26% | 27.78% | 29.56% | 31.33% | 33.11% | 34.89% | 36.67% | 38.44% | 40.22% | 42% | 43.78% | 45.56% | 47.33% | 49.11% | 50.89% | 52.67% | 54.44% | 56.22% | 58%
Com-Water Heating | Com-Water Heating-Smart Water Heater | Commercial | Com - Grocery |  |  | 2% | 3.333% | 4.667% | 6% | 7.333% | 8.667% | 10% | 11.33% | 12.67% | 14% | 15.33% | 16.67% | 18% | 19.33% | 20.67% | 22% | 23.33% | 24.67% | 26% | 27.33% | 28.67% | 30% | 31.33% | 32.67% | 34% | 35.33% | 36.67% | 38%
Com-Water Heating | Com-DLC-Water Heating-Switch | Commercial | Com - Health |  |  | 88% | 84.89% | 81.78% | 78.67% | 75.56% | 72.44% | 69.33% | 66.22% | 63.11% | 60% | 56.89% | 53.78% | 50.67% | 47.56% | 44.44% | 41.33% | 38.22% | 35.11% | 32% | 28.89% | 25.78% | 22.67% | 19.56% | 16.44% | 13.33% | 10.22% | 7.111% | 4%
Com-Water Heating | Com-Water Heating-Add-on CTA 2045 control | Commercial | Com - Health |  |  | 10% | 11.78% | 13.56% | 15.33% | 17.11% | 18.89% | 20.67% | 22.44% | 24.22% | 26% | 27.78% | 29.56% | 31.33% | 33.11% | 34.89% | 36.67% | 38.44% | 40.22% | 42% | 43.78% | 45.56% | 47.33% | 49.11% | 50.89% | 52.67% | 54.44% | 56.22% | 58%
Com-Water Heating | Com-Water Heating-Smart Water Heater | Commercial | Com - Health |  |  | 2% | 3.333% | 4.667% | 6% | 7.333% | 8.667% | 10% | 11.33% | 12.67% | 14% | 15.33% | 16.67% | 18% | 19.33% | 20.67% | 22% | 23.33% | 24.67% | 26% | 27.33% | 28.67% | 30% | 31.33% | 32.67% | 34% | 35.33% | 36.67% | 38%
Com-Water Heating | Com-DLC-Water Heating-Switch | Commercial | Com - Lodging |  |  | 88% | 84.89% | 81.78% | 78.67% | 75.56% | 72.44% | 69.33% | 66.22% | 63.11% | 60% | 56.89% | 53.78% | 50.67% | 47.56% | 44.44% | 41.33% | 38.22% | 35.11% | 32% | 28.89% | 25.78% | 22.67% | 19.56% | 16.44% | 13.33% | 10.22% | 7.111% | 4%
Com-Water Heating | Com-Water Heating-Add-on CTA 2045 control | Commercial | Com - Lodging |  |  | 10% | 11.78% | 13.56% | 15.33% | 17.11% | 18.89% | 20.67% | 22.44% | 24.22% | 26% | 27.78% | 29.56% | 31.33% | 33.11% | 34.89% | 36.67% | 38.44% | 40.22% | 42% | 43.78% | 45.56% | 47.33% | 49.11% | 50.89% | 52.67% | 54.44% | 56.22% | 58%
Com-Water Heating | Com-Water Heating-Smart Water Heater | Commercial | Com - Lodging |  |  | 2% | 3.333% | 4.667% | 6% | 7.333% | 8.667% | 10% | 11.33% | 12.67% | 14% | 15.33% | 16.67% | 18% | 19.33% | 20.67% | 22% | 23.33% | 24.67% | 26% | 27.33% | 28.67% | 30% | 31.33% | 32.67% | 34% | 35.33% | 36.67% | 38%
Com-Water Heating | Com-DLC-Water Heating-Switch | Commercial | Com - Office (Large) |  |  | 88% | 84.89% | 81.78% | 78.67% | 75.56% | 72.44% | 69.33% | 66.22% | 63.11% | 60% | 56.89% | 53.78% | 50.67% | 47.56% | 44.44% | 41.33% | 38.22% | 35.11% | 32% | 28.89% | 25.78% | 22.67% | 19.56% | 16.44% | 13.33% | 10.22% | 7.111% | 4%
Com-Water Heating | Com-Water Heating-Add-on CTA 2045 control | Commercial | Com - Office (Large) |  |  | 10% | 11.78% | 13.56% | 15.33% | 17.11% | 18.89% | 20.67% | 22.44% | 24.22% | 26% | 27.78% | 29.56% | 31.33% | 33.11% | 34.89% | 36.67% | 38.44% | 40.22% | 42% | 43.78% | 45.56% | 47.33% | 49.11% | 50.89% | 52.67% | 54.44% | 56.22% | 58%
Com-Water Heating | Com-Water Heating-Smart Water Heater | Commercial | Com - Office (Large) |  |  | 2% | 3.333% | 4.667% | 6% | 7.333% | 8.667% | 10% | 11.33% | 12.67% | 14% | 15.33% | 16.67% | 18% | 19.33% | 20.67% | 22% | 23.33% | 24.67% | 26% | 27.33% | 28.67% | 30% | 31.33% | 32.67% | 34% | 35.33% | 36.67% | 38%
Com-Water Heating | Com-DLC-Water Heating-Switch | Commercial | Com - Office (Small) |  |  | 88% | 84.89% | 81.78% | 78.67% | 75.56% | 72.44% | 69.33% | 66.22% | 63.11% | 60% | 56.89% | 53.78% | 50.67% | 47.56% | 44.44% | 41.33% | 38.22% | 35.11% | 32% | 28.89% | 25.78% | 22.67% | 19.56% | 16.44% | 13.33% | 10.22% | 7.111% | 4%
Com-Water Heating | Com-Water Heating-Add-on CTA 2045 control | Commercial | Com - Office (Small) |  |  | 10% | 11.78% | 13.56% | 15.33% | 17.11% | 18.89% | 20.67% | 22.44% | 24.22% | 26% | 27.78% | 29.56% | 31.33% | 33.11% | 34.89% | 36.67% | 38.44% | 40.22% | 42% | 43.78% | 45.56% | 47.33% | 49.11% | 50.89% | 52.67% | 54.44% | 56.22% | 58%
Com-Water Heating | Com-Water Heating-Smart Water Heater | Commercial | Com - Office (Small) |  |  | 2% | 3.333% | 4.667% | 6% | 7.333% | 8.667% | 10% | 11.33% | 12.67% | 14% | 15.33% | 16.67% | 18% | 19.33% | 20.67% | 22% | 23.33% | 24.67% | 26% | 27.33% | 28.67% | 30% | 31.33% | 32.67% | 34% | 35.33% | 36.67% | 38%
Com-Water Heating | Com-DLC-Water Heating-Switch | Commercial | Com - Other |  |  | 88% | 84.89% | 81.78% | 78.67% | 75.56% | 72.44% | 69.33% | 66.22% | 63.11% | 60% | 56.89% | 53.78% | 50.67% | 47.56% | 44.44% | 41.33% | 38.22% | 35.11% | 32% | 28.89% | 25.78% | 22.67% | 19.56% | 16.44% | 13.33% | 10.22% | 7.111% | 4%
Com-Water Heating | Com-Water Heating-Add-on CTA 2045 control | Commercial | Com - Other |  |  | 10% | 11.78% | 13.56% | 15.33% | 17.11% | 18.89% | 20.67% | 22.44% | 24.22% | 26% | 27.78% | 29.56% | 31.33% | 33.11% | 34.89% | 36.67% | 38.44% | 40.22% | 42% | 43.78% | 45.56% | 47.33% | 49.11% | 50.89% | 52.67% | 54.44% | 56.22% | 58%
Com-Water Heating | Com-Water Heating-Smart Water Heater | Commercial | Com - Other |  |  | 2% | 3.333% | 4.667% | 6% | 7.333% | 8.667% | 10% | 11.33% | 12.67% | 14% | 15.33% | 16.67% | 18% | 19.33% | 20.67% | 22% | 23.33% | 24.67% | 26% | 27.33% | 28.67% | 30% | 31.33% | 32.67% | 34% | 35.33% | 36.67% | 38%
Com-Water Heating | Com-DLC-Water Heating-Switch | Commercial | Com - Refrig. Warehouse |  |  | 88% | 84.89% | 81.78% | 78.67% | 75.56% | 72.44% | 69.33% | 66.22% | 63.11% | 60% | 56.89% | 53.78% | 50.67% | 47.56% | 44.44% | 41.33% | 38.22% | 35.11% | 32% | 28.89% | 25.78% | 22.67% | 19.56% | 16.44% | 13.33% | 10.22% | 7.111% | 4%
Com-Water Heating | Com-Water Heating-Add-on CTA 2045 control | Commercial | Com - Refrig. Warehouse |  |  | 10% | 11.78% | 13.56% | 15.33% | 17.11% | 18.89% | 20.67% | 22.44% | 24.22% | 26% | 27.78% | 29.56% | 31.33% | 33.11% | 34.89% | 36.67% | 38.44% | 40.22% | 42% | 43.78% | 45.56% | 47.33% | 49.11% | 50.89% | 52.67% | 54.44% | 56.22% | 58%
Com-Water Heating | Com-Water Heating-Smart Water Heater | Commercial | Com - Refrig. Warehouse |  |  | 2% | 3.333% | 4.667% | 6% | 7.333% | 8.667% | 10% | 11.33% | 12.67% | 14% | 15.33% | 16.67% | 18% | 19.33% | 20.67% | 22% | 23.33% | 24.67% | 26% | 27.33% | 28.67% | 30% | 31.33% | 32.67% | 34% | 35.33% | 36.67% | 38%
Com-Water Heating | Com-DLC-Water Heating-Switch | Commercial | Com - Restaurant |  |  | 88% | 84.89% | 81.78% | 78.67% | 75.56% | 72.44% | 69.33% | 66.22% | 63.11% | 60% | 56.89% | 53.78% | 50.67% | 47.56% | 44.44% | 41.33% | 38.22% | 35.11% | 32% | 28.89% | 25.78% | 22.67% | 19.56% | 16.44% | 13.33% | 10.22% | 7.111% | 4%
Com-Water Heating | Com-Water Heating-Add-on CTA 2045 control | Commercial | Com - Restaurant |  |  | 10% | 11.78% | 13.56% | 15.33% | 17.11% | 18.89% | 20.67% | 22.44% | 24.22% | 26% | 27.78% | 29.56% | 31.33% | 33.11% | 34.89% | 36.67% | 38.44% | 40.22% | 42% | 43.78% | 45.56% | 47.33% | 49.11% | 50.89% | 52.67% | 54.44% | 56.22% | 58%
Com-Water Heating | Com-Water Heating-Smart Water Heater | Commercial | Com - Restaurant |  |  | 2% | 3.333% | 4.667% | 6% | 7.333% | 8.667% | 10% | 11.33% | 12.67% | 14% | 15.33% | 16.67% | 18% | 19.33% | 20.67% | 22% | 23.33% | 24.67% | 26% | 27.33% | 28.67% | 30% | 31.33% | 32.67% | 34% | 35.33% | 36.67% | 38%
Com-Water Heating | Com-DLC-Water Heating-Switch | Commercial | Com - Retail |  |  | 88% | 84.89% | 81.78% | 78.67% | 75.56% | 72.44% | 69.33% | 66.22% | 63.11% | 60% | 56.89% | 53.78% | 50.67% | 47.56% | 44.44% | 41.33% | 38.22% | 35.11% | 32% | 28.89% | 25.78% | 22.67% | 19.56% | 16.44% | 13.33% | 10.22% | 7.111% | 4%
Com-Water Heating | Com-Water Heating-Add-on CTA 2045 control | Commercial | Com - Retail |  |  | 10% | 11.78% | 13.56% | 15.33% | 17.11% | 18.89% | 20.67% | 22.44% | 24.22% | 26% | 27.78% | 29.56% | 31.33% | 33.11% | 34.89% | 36.67% | 38.44% | 40.22% | 42% | 43.78% | 45.56% | 47.33% | 49.11% | 50.89% | 52.67% | 54.44% | 56.22% | 58%
Com-Water Heating | Com-Water Heating-Smart Water Heater | Commercial | Com - Retail |  |  | 2% | 3.333% | 4.667% | 6% | 7.333% | 8.667% | 10% | 11.33% | 12.67% | 14% | 15.33% | 16.67% | 18% | 19.33% | 20.67% | 22% | 23.33% | 24.67% | 26% | 27.33% | 28.67% | 30% | 31.33% | 32.67% | 34% | 35.33% | 36.67% | 38%
Com-Water Heating | Com-DLC-Water Heating-Switch | Commercial | Com - School |  |  | 88% | 84.89% | 81.78% | 78.67% | 75.56% | 72.44% | 69.33% | 66.22% | 63.11% | 60% | 56.89% | 53.78% | 50.67% | 47.56% | 44.44% | 41.33% | 38.22% | 35.11% | 32% | 28.89% | 25.78% | 22.67% | 19.56% | 16.44% | 13.33% | 10.22% | 7.111% | 4%
Com-Water Heating | Com-Water Heating-Add-on CTA 2045 control | Commercial | Com - School |  |  | 10% | 11.78% | 13.56% | 15.33% | 17.11% | 18.89% | 20.67% | 22.44% | 24.22% | 26% | 27.78% | 29.56% | 31.33% | 33.11% | 34.89% | 36.67% | 38.44% | 40.22% | 42% | 43.78% | 45.56% | 47.33% | 49.11% | 50.89% | 52.67% | 54.44% | 56.22% | 58%
Com-Water Heating | Com-Water Heating-Smart Water Heater | Commercial | Com - School |  |  | 2% | 3.333% | 4.667% | 6% | 7.333% | 8.667% | 10% | 11.33% | 12.67% | 14% | 15.33% | 16.67% | 18% | 19.33% | 20.67% | 22% | 23.33% | 24.67% | 26% | 27.33% | 28.67% | 30% | 31.33% | 32.67% | 34% | 35.33% | 36.67% | 38%
Com-Water Heating | Com-DLC-Water Heating-Switch | Commercial | Com - Warehouse |  |  | 88% | 84.89% | 81.78% | 78.67% | 75.56% | 72.44% | 69.33% | 66.22% | 63.11% | 60% | 56.89% | 53.78% | 50.67% | 47.56% | 44.44% | 41.33% | 38.22% | 35.11% | 32% | 28.89% | 25.78% | 22.67% | 19.56% | 16.44% | 13.33% | 10.22% | 7.111% | 4%
Com-Water Heating | Com-Water Heating-Add-on CTA 2045 control | Commercial | Com - Warehouse |  |  | 10% | 11.78% | 13.56% | 15.33% | 17.11% | 18.89% | 20.67% | 22.44% | 24.22% | 26% | 27.78% | 29.56% | 31.33% | 33.11% | 34.89% | 36.67% | 38.44% | 40.22% | 42% | 43.78% | 45.56% | 47.33% | 49.11% | 50.89% | 52.67% | 54.44% | 56.22% | 58%
Com-Water Heating | Com-Water Heating-Smart Water Heater | Commercial | Com - Warehouse |  |  | 2% | 3.333% | 4.667% | 6% | 7.333% | 8.667% | 10% | 11.33% | 12.67% | 14% | 15.33% | 16.67% | 18% | 19.33% | 20.67% | 22% | 23.33% | 24.67% | 26% | 27.33% | 28.67% | 30% | 31.33% | 32.67% | 34% | 35.33% | 36.67% | 38%
EV-Bus | EV-Electric Buses-Charging Control | Electric Vehicle | INTERCITY.BUS |  |  | 100% | 100% | 100% | 100% | 100% | 100% | 100% | 100% | 100% | 100% | 100% | 100% | 100% | 100% | 100% | 100% | 100% | 100% | 100% | 100% | 100% | 100% | 100% | 100% | 100% | 100% | 100% | 100%
EV-Bus | EV-Electric Buses-Charging Control | Electric Vehicle | OTHER.BUS |  |  | 100% | 100% | 100% | 100% | 100% | 100% | 100% | 100% | 100% | 100% | 100% | 100% | 100% | 100% | 100% | 100% | 100% | 100% | 100% | 100% | 100% | 100% | 100% | 100% | 100% | 100% | 100% | 100%
EV-Bus | EV-Electric Buses-Charging Control | Electric Vehicle | SCHOOL.BUS |  |  | 100% | 100% | 100% | 100% | 100% | 100% | 100% | 100% | 100% | 100% | 100% | 100% | 100% | 100% | 100% | 100% | 100% | 100% | 100% | 100% | 100% | 100% | 100% | 100% | 100% | 100% | 100% | 100%
EV-Bus | EV-Electric Buses-Charging Control | Electric Vehicle | URBAN.BUS |  |  | 100% | 100% | 100% | 100% | 100% | 100% | 100% | 100% | 100% | 100% | 100% | 100% | 100% | 100% | 100% | 100% | 100% | 100% | 100% | 100% | 100% | 100% | 100% | 100% | 100% | 100% | 100% | 100%
EV-Bus | EV-Electric Buses-V2X | Electric Vehicle | INTERCITY.BUS |  |  | 0.4797% | 2.052% | 3.625% | 4.785% | 5.945% | 7.105% | 8.265% | 9.425% | 10.59% | 11.75% | 12.91% | 14.07% | 15.23% | 16.39% | 17.55% | 18.71% | 19.87% | 21.03% | 22.19% | 23.35% | 24.51% | 25.67% | 26.83% | 27.99% | 29.15% | 30.31% | 31.47% | 32.63%
EV-Bus | EV-Electric Buses-V2X | Electric Vehicle | OTHER.BUS |  |  | 0.4797% | 2.052% | 3.625% | 4.785% | 5.945% | 7.105% | 8.265% | 9.425% | 10.59% | 11.75% | 12.91% | 14.07% | 15.23% | 16.39% | 17.55% | 18.71% | 19.87% | 21.03% | 22.19% | 23.35% | 24.51% | 25.67% | 26.83% | 27.99% | 29.15% | 30.31% | 31.47% | 32.63%
EV-Bus | EV-Electric Buses-V2X | Electric Vehicle | SCHOOL.BUS |  |  | 0.4797% | 2.052% | 3.625% | 4.785% | 5.945% | 7.105% | 8.265% | 9.425% | 10.59% | 11.75% | 12.91% | 14.07% | 15.23% | 16.39% | 17.55% | 18.71% | 19.87% | 21.03% | 22.19% | 23.35% | 24.51% | 25.67% | 26.83% | 27.99% | 29.15% | 30.31% | 31.47% | 32.63%
EV-Bus | EV-Electric Buses-V2X | Electric Vehicle | URBAN.BUS |  |  | 0.4797% | 2.052% | 3.625% | 4.785% | 5.945% | 7.105% | 8.265% | 9.425% | 10.59% | 11.75% | 12.91% | 14.07% | 15.23% | 16.39% | 17.55% | 18.71% | 19.87% | 21.03% | 22.19% | 23.35% | 24.51% | 25.67% | 26.83% | 27.99% | 29.15% | 30.31% | 31.47% | 32.63%
EV-HDV | EV-HDV-Charging Control | Electric Vehicle | GVWR7 |  |  | 100% | 100% | 100% | 100% | 100% | 100% | 100% | 100% | 100% | 100% | 100% | 100% | 100% | 100% | 100% | 100% | 100% | 100% | 100% | 100% | 100% | 100% | 100% | 100% | 100% | 100% | 100% | 100%
EV-HDV | EV-HDV-Charging Control | Electric Vehicle | GVWR8.COMBO |  |  | 100% | 100% | 100% | 100% | 100% | 100% | 100% | 100% | 100% | 100% | 100% | 100% | 100% | 100% | 100% | 100% | 100% | 100% | 100% | 100% | 100% | 100% | 100% | 100% | 100% | 100% | 100% | 100%
EV-HDV | EV-HDV-Charging Control | Electric Vehicle | GVWR8.IRP |  |  | 100% | 100% | 100% | 100% | 100% | 100% | 100% | 100% | 100% | 100% | 100% | 100% | 100% | 100% | 100% | 100% | 100% | 100% | 100% | 100% | 100% | 100% | 100% | 100% | 100% | 100% | 100% | 100%
EV-HDV | EV-HDV-Charging Control | Electric Vehicle | GVWR8.PORT |  |  | 100% | 100% | 100% | 100% | 100% | 100% | 100% | 100% | 100% | 100% | 100% | 100% | 100% | 100% | 100% | 100% | 100% | 100% | 100% | 100% | 100% | 100% | 100% | 100% | 100% | 100% | 100% | 100%
EV-HDV | EV-HDV-Charging Control | Electric Vehicle | GVWR8.REFUSE.AND.RECYCLING |  |  | 100% | 100% | 100% | 100% | 100% | 100% | 100% | 100% | 100% | 100% | 100% | 100% | 100% | 100% | 100% | 100% | 100% | 100% | 100% | 100% | 100% | 100% | 100% | 100% | 100% | 100% | 100% | 100%
EV-HDV | EV-HDV-Charging Control | Electric Vehicle | GVWR8.SU |  |  | 100% | 100% | 100% | 100% | 100% | 100% | 100% | 100% | 100% | 100% | 100% | 100% | 100% | 100% | 100% | 100% | 100% | 100% | 100% | 100% | 100% | 100% | 100% | 100% | 100% | 100% | 100% | 100%
EV-HDV | EV-HDV-V2X | Electric Vehicle | GVWR7 |  |  | 0.2978% | 1.274% | 2.25% | 2.97% | 3.69% | 4.41% | 5.13% | 5.85% | 6.57% | 7.29% | 8.01% | 8.73% | 9.45% | 10.17% | 10.89% | 11.61% | 12.33% | 13.05% | 13.77% | 14.49% | 15.21% | 15.93% | 16.65% | 17.37% | 18.09% | 18.81% | 19.53% | 20.25%
EV-HDV | EV-HDV-V2X | Electric Vehicle | GVWR8.COMBO |  |  | 0.2978% | 1.274% | 2.25% | 2.97% | 3.69% | 4.41% | 5.13% | 5.85% | 6.57% | 7.29% | 8.01% | 8.73% | 9.45% | 10.17% | 10.89% | 11.61% | 12.33% | 13.05% | 13.77% | 14.49% | 15.21% | 15.93% | 16.65% | 17.37% | 18.09% | 18.81% | 19.53% | 20.25%
EV-HDV | EV-HDV-V2X | Electric Vehicle | GVWR8.IRP |  |  | 0.2978% | 1.274% | 2.25% | 2.97% | 3.69% | 4.41% | 5.13% | 5.85% | 6.57% | 7.29% | 8.01% | 8.73% | 9.45% | 10.17% | 10.89% | 11.61% | 12.33% | 13.05% | 13.77% | 14.49% | 15.21% | 15.93% | 16.65% | 17.37% | 18.09% | 18.81% | 19.53% | 20.25%
EV-HDV | EV-HDV-V2X | Electric Vehicle | GVWR8.PORT |  |  | 0.2978% | 1.274% | 2.25% | 2.97% | 3.69% | 4.41% | 5.13% | 5.85% | 6.57% | 7.29% | 8.01% | 8.73% | 9.45% | 10.17% | 10.89% | 11.61% | 12.33% | 13.05% | 13.77% | 14.49% | 15.21% | 15.93% | 16.65% | 17.37% | 18.09% | 18.81% | 19.53% | 20.25%
EV-HDV | EV-HDV-V2X | Electric Vehicle | GVWR8.REFUSE.AND.RECYCLING |  |  | 0.2978% | 1.274% | 2.25% | 2.97% | 3.69% | 4.41% | 5.13% | 5.85% | 6.57% | 7.29% | 8.01% | 8.73% | 9.45% | 10.17% | 10.89% | 11.61% | 12.33% | 13.05% | 13.77% | 14.49% | 15.21% | 15.93% | 16.65% | 17.37% | 18.09% | 18.81% | 19.53% | 20.25%
EV-HDV | EV-HDV-V2X | Electric Vehicle | GVWR8.SU |  |  | 0.2978% | 1.274% | 2.25% | 2.97% | 3.69% | 4.41% | 5.13% | 5.85% | 6.57% | 7.29% | 8.01% | 8.73% | 9.45% | 10.17% | 10.89% | 11.61% | 12.33% | 13.05% | 13.77% | 14.49% | 15.21% | 15.93% | 16.65% | 17.37% | 18.09% | 18.81% | 19.53% | 20.25%
EV-LDV | EV-LDV-Charging Control | Electric Vehicle | LDV |  |  | 100% | 100% | 100% | 100% | 100% | 100% | 100% | 100% | 100% | 100% | 100% | 100% | 100% | 100% | 100% | 100% | 100% | 100% | 100% | 100% | 100% | 100% | 100% | 100% | 100% | 100% | 100% | 100%
EV-LDV | EV-LDV-V2X | Electric Vehicle | LDV |  |  | 0.5955% | 1.423% | 2.25% | 2.97% | 3.69% | 4.41% | 5.13% | 5.85% | 6.57% | 7.29% | 8.01% | 8.73% | 9.45% | 10.17% | 10.89% | 11.61% | 12.33% | 13.05% | 13.77% | 14.49% | 15.21% | 15.93% | 16.65% | 17.37% | 18.09% | 18.81% | 19.53% | 20.25%
EV-MDV | EV-MDV-Charging Control | Electric Vehicle | GVWR3 |  |  | 100% | 100% | 100% | 100% | 100% | 100% | 100% | 100% | 100% | 100% | 100% | 100% | 100% | 100% | 100% | 100% | 100% | 100% | 100% | 100% | 100% | 100% | 100% | 100% | 100% | 100% | 100% | 100%
EV-MDV | EV-MDV-Charging Control | Electric Vehicle | GVWR456 |  |  | 100% | 100% | 100% | 100% | 100% | 100% | 100% | 100% | 100% | 100% | 100% | 100% | 100% | 100% | 100% | 100% | 100% | 100% | 100% | 100% | 100% | 100% | 100% | 100% | 100% | 100% | 100% | 100%
EV-MDV | EV-MDV-V2X | Electric Vehicle | GVWR3 |  |  | 0.2978% | 1.274% | 2.25% | 2.97% | 3.69% | 4.41% | 5.13% | 5.85% | 6.57% | 7.29% | 8.01% | 8.73% | 9.45% | 10.17% | 10.89% | 11.61% | 12.33% | 13.05% | 13.77% | 14.49% | 15.21% | 15.93% | 16.65% | 17.37% | 18.09% | 18.81% | 19.53% | 20.25%
EV-MDV | EV-MDV-V2X | Electric Vehicle | GVWR456 |  |  | 0.2978% | 1.274% | 2.25% | 2.97% | 3.69% | 4.41% | 5.13% | 5.85% | 6.57% | 7.29% | 8.01% | 8.73% | 9.45% | 10.17% | 10.89% | 11.61% | 12.33% | 13.05% | 13.77% | 14.49% | 15.21% | 15.93% | 16.65% | 17.37% | 18.09% | 18.81% | 19.53% | 20.25%
Ind-Battery | Ind-Battery Dispatch | Industrial | Ind-BTM Battery |  |  | 100% | 100% | 100% | 100% | 100% | 100% | 100% | 100% | 100% | 100% | 100% | 100% | 100% | 100% | 100% | 100% | 100% | 100% | 100% | 100% | 100% | 100% | 100% | 100% | 100% | 100% | 100% | 100%
Ind-Battery | Ind-Battery Load Shift | Industrial | Ind-BTM Battery |  |  | 100% | 100% | 100% | 100% | 100% | 100% | 100% | 100% | 100% | 100% | 100% | 100% | 100% | 100% | 100% | 100% | 100% | 100% | 100% | 100% | 100% | 100% | 100% | 100% | 100% | 100% | 100% | 100%
None | Dynamic Pricing | Agricultural | Ag-Animal |  |  | 100% | 100% | 100% | 100% | 100% | 100% | 100% | 100% | 100% | 100% | 100% | 100% | 100% | 100% | 100% | 100% | 100% | 100% | 100% | 100% | 100% | 100% | 100% | 100% | 100% | 100% | 100% | 100%
None | Water Supply/WW pumping control | Agricultural | Ag-Animal |  |  | 100% | 100% | 100% | 100% | 100% | 100% | 100% | 100% | 100% | 100% | 100% | 100% | 100% | 100% | 100% | 100% | 100% | 100% | 100% | 100% | 100% | 100% | 100% | 100% | 100% | 100% | 100% | 100%
None | Dynamic Pricing | Agricultural | Ag-BTM Battery |  |  | 100% | 100% | 100% | 100% | 100% | 100% | 100% | 100% | 100% | 100% | 100% | 100% | 100% | 100% | 100% | 100% | 100% | 100% | 100% | 100% | 100% | 100% | 100% | 100% | 100% | 100% | 100% | 100%
None | Dynamic Pricing | Agricultural | Ag-Crop |  |  | 100% | 100% | 100% | 100% | 100% | 100% | 100% | 100% | 100% | 100% | 100% | 100% | 100% | 100% | 100% | 100% | 100% | 100% | 100% | 100% | 100% | 100% | 100% | 100% | 100% | 100% | 100% | 100%
None | Water Supply/WW pumping control | Agricultural | Ag-Crop |  |  | 100% | 100% | 100% | 100% | 100% | 100% | 100% | 100% | 100% | 100% | 100% | 100% | 100% | 100% | 100% | 100% | 100% | 100% | 100% | 100% | 100% | 100% | 100% | 100% | 100% | 100% | 100% | 100%
None | Dynamic Pricing | Industrial | Chem/Petrol |  |  | 100% | 100% | 100% | 100% | 100% | 100% | 100% | 100% | 100% | 100% | 100% | 100% | 100% | 100% | 100% | 100% | 100% | 100% | 100% | 100% | 100% | 100% | 100% | 100% | 100% | 100% | 100% | 100%
None | Ind-Lighting control | Industrial | Chem/Petrol |  |  | 100% | 100% | 100% | 100% | 100% | 100% | 100% | 100% | 100% | 100% | 100% | 100% | 100% | 100% | 100% | 100% | 100% | 100% | 100% | 100% | 100% | 100% | 100% | 100% | 100% | 100% | 100% | 100%
None | Ind-Process Control | Industrial | Chem/Petrol |  |  | 100% | 100% | 100% | 100% | 100% | 100% | 100% | 100% | 100% | 100% | 100% | 100% | 100% | 100% | 100% | 100% | 100% | 100% | 100% | 100% | 100% | 100% | 100% | 100% | 100% | 100% | 100% | 100%
None | Ind-Refrigeration control | Industrial | Chem/Petrol |  |  | 100% | 100% | 100% | 100% | 100% | 100% | 100% | 100% | 100% | 100% | 100% | 100% | 100% | 100% | 100% | 100% | 100% | 100% | 100% | 100% | 100% | 100% | 100% | 100% | 100% | 100% | 100% | 100%
None | Com-Lighting control | Commercial | Com - College |  |  | 2% | 2.333% | 2.667% | 3% | 3.333% | 3.667% | 4% | 4.333% | 4.667% | 5% | 5.333% | 5.667% | 6% | 6.333% | 6.667% | 7% | 7.333% | 7.667% | 8% | 8.333% | 8.667% | 9% | 9.333% | 9.667% | 10% | 10.33% | 10.67% | 11%
None | Com-Other End Uses Control | Commercial | Com - College |  |  | 100% | 100% | 100% | 100% | 100% | 100% | 100% | 100% | 100% | 100% | 100% | 100% | 100% | 100% | 100% | 100% | 100% | 100% | 100% | 100% | 100% | 100% | 100% | 100% | 100% | 100% | 100% | 100%
None | Dynamic Pricing | Commercial | Com - College |  |  | 100% | 100% | 100% | 100% | 100% | 100% | 100% | 100% | 100% | 100% | 100% | 100% | 100% | 100% | 100% | 100% | 100% | 100% | 100% | 100% | 100% | 100% | 100% | 100% | 100% | 100% | 100% | 100%
None | Com-Lighting control | Commercial | Com - Grocery |  |  | 2% | 2.333% | 2.667% | 3% | 3.333% | 3.667% | 4% | 4.333% | 4.667% | 5% | 5.333% | 5.667% | 6% | 6.333% | 6.667% | 7% | 7.333% | 7.667% | 8% | 8.333% | 8.667% | 9% | 9.333% | 9.667% | 10% | 10.33% | 10.67% | 11%
None | Com-Other End Uses Control | Commercial | Com - Grocery |  |  | 100% | 100% | 100% | 100% | 100% | 100% | 100% | 100% | 100% | 100% | 100% | 100% | 100% | 100% | 100% | 100% | 100% | 100% | 100% | 100% | 100% | 100% | 100% | 100% | 100% | 100% | 100% | 100%
None | Dynamic Pricing | Commercial | Com - Grocery |  |  | 100% | 100% | 100% | 100% | 100% | 100% | 100% | 100% | 100% | 100% | 100% | 100% | 100% | 100% | 100% | 100% | 100% | 100% | 100% | 100% | 100% | 100% | 100% | 100% | 100% | 100% | 100% | 100%
None | Com-Lighting control | Commercial | Com - Health |  |  | 2% | 2.333% | 2.667% | 3% | 3.333% | 3.667% | 4% | 4.333% | 4.667% | 5% | 5.333% | 5.667% | 6% | 6.333% | 6.667% | 7% | 7.333% | 7.667% | 8% | 8.333% | 8.667% | 9% | 9.333% | 9.667% | 10% | 10.33% | 10.67% | 11%
None | Com-Other End Uses Control | Commercial | Com - Health |  |  | 100% | 100% | 100% | 100% | 100% | 100% | 100% | 100% | 100% | 100% | 100% | 100% | 100% | 100% | 100% | 100% | 100% | 100% | 100% | 100% | 100% | 100% | 100% | 100% | 100% | 100% | 100% | 100%
None | Dynamic Pricing | Commercial | Com - Health |  |  | 100% | 100% | 100% | 100% | 100% | 100% | 100% | 100% | 100% | 100% | 100% | 100% | 100% | 100% | 100% | 100% | 100% | 100% | 100% | 100% | 100% | 100% | 100% | 100% | 100% | 100% | 100% | 100%
None | Com-Lighting control | Commercial | Com - Lodging |  |  | 2% | 2.333% | 2.667% | 3% | 3.333% | 3.667% | 4% | 4.333% | 4.667% | 5% | 5.333% | 5.667% | 6% | 6.333% | 6.667% | 7% | 7.333% | 7.667% | 8% | 8.333% | 8.667% | 9% | 9.333% | 9.667% | 10% | 10.33% | 10.67% | 11%
None | Com-Other End Uses Control | Commercial | Com - Lodging |  |  | 100% | 100% | 100% | 100% | 100% | 100% | 100% | 100% | 100% | 100% | 100% | 100% | 100% | 100% | 100% | 100% | 100% | 100% | 100% | 100% | 100% | 100% | 100% | 100% | 100% | 100% | 100% | 100%
None | Dynamic Pricing | Commercial | Com - Lodging |  |  | 100% | 100% | 100% | 100% | 100% | 100% | 100% | 100% | 100% | 100% | 100% | 100% | 100% | 100% | 100% | 100% | 100% | 100% | 100% | 100% | 100% | 100% | 100% | 100% | 100% | 100% | 100% | 100%
None | Com-Lighting control | Commercial | Com - Office (Large) |  |  | 2% | 2.333% | 2.667% | 3% | 3.333% | 3.667% | 4% | 4.333% | 4.667% | 5% | 5.333% | 5.667% | 6% | 6.333% | 6.667% | 7% | 7.333% | 7.667% | 8% | 8.333% | 8.667% | 9% | 9.333% | 9.667% | 10% | 10.33% | 10.67% | 11%
None | Com-Other End Uses Control | Commercial | Com - Office (Large) |  |  | 100% | 100% | 100% | 100% | 100% | 100% | 100% | 100% | 100% | 100% | 100% | 100% | 100% | 100% | 100% | 100% | 100% | 100% | 100% | 100% | 100% | 100% | 100% | 100% | 100% | 100% | 100% | 100%
None | Dynamic Pricing | Commercial | Com - Office (Large) |  |  | 100% | 100% | 100% | 100% | 100% | 100% | 100% | 100% | 100% | 100% | 100% | 100% | 100% | 100% | 100% | 100% | 100% | 100% | 100% | 100% | 100% | 100% | 100% | 100% | 100% | 100% | 100% | 100%
None | Com-Lighting control | Commercial | Com - Office (Small) |  |  | 2% | 2.333% | 2.667% | 3% | 3.333% | 3.667% | 4% | 4.333% | 4.667% | 5% | 5.333% | 5.667% | 6% | 6.333% | 6.667% | 7% | 7.333% | 7.667% | 8% | 8.333% | 8.667% | 9% | 9.333% | 9.667% | 10% | 10.33% | 10.67% | 11%
None | Com-Other End Uses Control | Commercial | Com - Office (Small) |  |  | 100% | 100% | 100% | 100% | 100% | 100% | 100% | 100% | 100% | 100% | 100% | 100% | 100% | 100% | 100% | 100% | 100% | 100% | 100% | 100% | 100% | 100% | 100% | 100% | 100% | 100% | 100% | 100%
None | Dynamic Pricing | Commercial | Com - Office (Small) |  |  | 100% | 100% | 100% | 100% | 100% | 100% | 100% | 100% | 100% | 100% | 100% | 100% | 100% | 100% | 100% | 100% | 100% | 100% | 100% | 100% | 100% | 100% | 100% | 100% | 100% | 100% | 100% | 100%
None | Com-Lighting control | Commercial | Com - Other |  |  | 2% | 2.333% | 2.667% | 3% | 3.333% | 3.667% | 4% | 4.333% | 4.667% | 5% | 5.333% | 5.667% | 6% | 6.333% | 6.667% | 7% | 7.333% | 7.667% | 8% | 8.333% | 8.667% | 9% | 9.333% | 9.667% | 10% | 10.33% | 10.67% | 11%
None | Com-Other End Uses Control | Commercial | Com - Other |  |  | 100% | 100% | 100% | 100% | 100% | 100% | 100% | 100% | 100% | 100% | 100% | 100% | 100% | 100% | 100% | 100% | 100% | 100% | 100% | 100% | 100% | 100% | 100% | 100% | 100% | 100% | 100% | 100%
None | Dynamic Pricing | Commercial | Com - Other |  |  | 100% | 100% | 100% | 100% | 100% | 100% | 100% | 100% | 100% | 100% | 100% | 100% | 100% | 100% | 100% | 100% | 100% | 100% | 100% | 100% | 100% | 100% | 100% | 100% | 100% | 100% | 100% | 100%
None | Ind-HVAC Control | Industrial | Chem/Petrol |  |  | 100% | 100% | 100% | 100% | 100% | 100% | 100% | 100% | 100% | 100% | 100% | 100% | 100% | 100% | 100% | 100% | 100% | 100% | 100% | 100% | 100% | 100% | 100% | 100% | 100% | 100% | 100% | 100%
None | Ind-HVAC Control | Industrial | Food/Bev |  |  | 100% | 100% | 100% | 100% | 100% | 100% | 100% | 100% | 100% | 100% | 100% | 100% | 100% | 100% | 100% | 100% | 100% | 100% | 100% | 100% | 100% | 100% | 100% | 100% | 100% | 100% | 100% | 100%
None | Ind-HVAC Control | Industrial | Mfg-Equipment |  |  | 100% | 100% | 100% | 100% | 100% | 100% | 100% | 100% | 100% | 100% | 100% | 100% | 100% | 100% | 100% | 100% | 100% | 100% | 100% | 100% | 100% | 100% | 100% | 100% | 100% | 100% | 100% | 100%
None | Ind-HVAC Control | Industrial | Mfg-Goods |  |  | 100% | 100% | 100% | 100% | 100% | 100% | 100% | 100% | 100% | 100% | 100% | 100% | 100% | 100% | 100% | 100% | 100% | 100% | 100% | 100% | 100% | 100% | 100% | 100% | 100% | 100% | 100% | 100%
None | Ind-HVAC Control | Industrial | Mfg-Materials |  |  | 100% | 100% | 100% | 100% | 100% | 100% | 100% | 100% | 100% | 100% | 100% | 100% | 100% | 100% | 100% | 100% | 100% | 100% | 100% | 100% | 100% | 100% | 100% | 100% | 100% | 100% | 100% | 100%
None | Com-Lighting control | Commercial | Com - Refrig. Warehouse |  |  | 2% | 2.333% | 2.667% | 3% | 3.333% | 3.667% | 4% | 4.333% | 4.667% | 5% | 5.333% | 5.667% | 6% | 6.333% | 6.667% | 7% | 7.333% | 7.667% | 8% | 8.333% | 8.667% | 9% | 9.333% | 9.667% | 10% | 10.33% | 10.67% | 11%
None | Com-Other End Uses Control | Commercial | Com - Refrig. Warehouse |  |  | 100% | 100% | 100% | 100% | 100% | 100% | 100% | 100% | 100% | 100% | 100% | 100% | 100% | 100% | 100% | 100% | 100% | 100% | 100% | 100% | 100% | 100% | 100% | 100% | 100% | 100% | 100% | 100%
None | Dynamic Pricing | Commercial | Com - Refrig. Warehouse |  |  | 100% | 100% | 100% | 100% | 100% | 100% | 100% | 100% | 100% | 100% | 100% | 100% | 100% | 100% | 100% | 100% | 100% | 100% | 100% | 100% | 100% | 100% | 100% | 100% | 100% | 100% | 100% | 100%
None | Com-Lighting control | Commercial | Com - Restaurant |  |  | 2% | 2.333% | 2.667% | 3% | 3.333% | 3.667% | 4% | 4.333% | 4.667% | 5% | 5.333% | 5.667% | 6% | 6.333% | 6.667% | 7% | 7.333% | 7.667% | 8% | 8.333% | 8.667% | 9% | 9.333% | 9.667% | 10% | 10.33% | 10.67% | 11%
None | Com-Other End Uses Control | Commercial | Com - Restaurant |  |  | 100% | 100% | 100% | 100% | 100% | 100% | 100% | 100% | 100% | 100% | 100% | 100% | 100% | 100% | 100% | 100% | 100% | 100% | 100% | 100% | 100% | 100% | 100% | 100% | 100% | 100% | 100% | 100%
None | Dynamic Pricing | Commercial | Com - Restaurant |  |  | 100% | 100% | 100% | 100% | 100% | 100% | 100% | 100% | 100% | 100% | 100% | 100% | 100% | 100% | 100% | 100% | 100% | 100% | 100% | 100% | 100% | 100% | 100% | 100% | 100% | 100% | 100% | 100%
None | Com-Lighting control | Commercial | Com - Retail |  |  | 2% | 2.333% | 2.667% | 3% | 3.333% | 3.667% | 4% | 4.333% | 4.667% | 5% | 5.333% | 5.667% | 6% | 6.333% | 6.667% | 7% | 7.333% | 7.667% | 8% | 8.333% | 8.667% | 9% | 9.333% | 9.667% | 10% | 10.33% | 10.67% | 11%
None | Com-Other End Uses Control | Commercial | Com - Retail |  |  | 100% | 100% | 100% | 100% | 100% | 100% | 100% | 100% | 100% | 100% | 100% | 100% | 100% | 100% | 100% | 100% | 100% | 100% | 100% | 100% | 100% | 100% | 100% | 100% | 100% | 100% | 100% | 100%
None | Dynamic Pricing | Commercial | Com - Retail |  |  | 100% | 100% | 100% | 100% | 100% | 100% | 100% | 100% | 100% | 100% | 100% | 100% | 100% | 100% | 100% | 100% | 100% | 100% | 100% | 100% | 100% | 100% | 100% | 100% | 100% | 100% | 100% | 100%
None | Com-Lighting control | Commercial | Com - School |  |  | 2% | 2.333% | 2.667% | 3% | 3.333% | 3.667% | 4% | 4.333% | 4.667% | 5% | 5.333% | 5.667% | 6% | 6.333% | 6.667% | 7% | 7.333% | 7.667% | 8% | 8.333% | 8.667% | 9% | 9.333% | 9.667% | 10% | 10.33% | 10.67% | 11%
None | Com-Other End Uses Control | Commercial | Com - School |  |  | 100% | 100% | 100% | 100% | 100% | 100% | 100% | 100% | 100% | 100% | 100% | 100% | 100% | 100% | 100% | 100% | 100% | 100% | 100% | 100% | 100% | 100% | 100% | 100% | 100% | 100% | 100% | 100%
None | Dynamic Pricing | Commercial | Com - School |  |  | 100% | 100% | 100% | 100% | 100% | 100% | 100% | 100% | 100% | 100% | 100% | 100% | 100% | 100% | 100% | 100% | 100% | 100% | 100% | 100% | 100% | 100% | 100% | 100% | 100% | 100% | 100% | 100%
None | Com-Lighting control | Commercial | Com - Warehouse |  |  | 2% | 2.333% | 2.667% | 3% | 3.333% | 3.667% | 4% | 4.333% | 4.667% | 5% | 5.333% | 5.667% | 6% | 6.333% | 6.667% | 7% | 7.333% | 7.667% | 8% | 8.333% | 8.667% | 9% | 9.333% | 9.667% | 10% | 10.33% | 10.67% | 11%
None | Com-Other End Uses Control | Commercial | Com - Warehouse |  |  | 100% | 100% | 100% | 100% | 100% | 100% | 100% | 100% | 100% | 100% | 100% | 100% | 100% | 100% | 100% | 100% | 100% | 100% | 100% | 100% | 100% | 100% | 100% | 100% | 100% | 100% | 100% | 100%
None | Dynamic Pricing | Commercial | Com - Warehouse |  |  | 100% | 100% | 100% | 100% | 100% | 100% | 100% | 100% | 100% | 100% | 100% | 100% | 100% | 100% | 100% | 100% | 100% | 100% | 100% | 100% | 100% | 100% | 100% | 100% | 100% | 100% | 100% | 100%
None | Dynamic Pricing | Commercial | Com-BTM Battery |  |  | 100% | 100% | 100% | 100% | 100% | 100% | 100% | 100% | 100% | 100% | 100% | 100% | 100% | 100% | 100% | 100% | 100% | 100% | 100% | 100% | 100% | 100% | 100% | 100% | 100% | 100% | 100% | 100%
None | Dynamic Pricing | Industrial | Food/Bev |  |  | 100% | 100% | 100% | 100% | 100% | 100% | 100% | 100% | 100% | 100% | 100% | 100% | 100% | 100% | 100% | 100% | 100% | 100% | 100% | 100% | 100% | 100% | 100% | 100% | 100% | 100% | 100% | 100%
None | Ind-Lighting control | Industrial | Food/Bev |  |  | 100% | 100% | 100% | 100% | 100% | 100% | 100% | 100% | 100% | 100% | 100% | 100% | 100% | 100% | 100% | 100% | 100% | 100% | 100% | 100% | 100% | 100% | 100% | 100% | 100% | 100% | 100% | 100%
None | Ind-Process Control | Industrial | Food/Bev |  |  | 100% | 100% | 100% | 100% | 100% | 100% | 100% | 100% | 100% | 100% | 100% | 100% | 100% | 100% | 100% | 100% | 100% | 100% | 100% | 100% | 100% | 100% | 100% | 100% | 100% | 100% | 100% | 100%
None | Ind-Refrigeration control | Industrial | Food/Bev |  |  | 100% | 100% | 100% | 100% | 100% | 100% | 100% | 100% | 100% | 100% | 100% | 100% | 100% | 100% | 100% | 100% | 100% | 100% | 100% | 100% | 100% | 100% | 100% | 100% | 100% | 100% | 100% | 100%
None | Dynamic Pricing | Electric Vehicle | GVWR3 |  |  | 100% | 100% | 100% | 100% | 100% | 100% | 100% | 100% | 100% | 100% | 100% | 100% | 100% | 100% | 100% | 100% | 100% | 100% | 100% | 100% | 100% | 100% | 100% | 100% | 100% | 100% | 100% | 100%
None | Dynamic Pricing | Electric Vehicle | GVWR456 |  |  | 100% | 100% | 100% | 100% | 100% | 100% | 100% | 100% | 100% | 100% | 100% | 100% | 100% | 100% | 100% | 100% | 100% | 100% | 100% | 100% | 100% | 100% | 100% | 100% | 100% | 100% | 100% | 100%
None | Dynamic Pricing | Electric Vehicle | GVWR7 |  |  | 100% | 100% | 100% | 100% | 100% | 100% | 100% | 100% | 100% | 100% | 100% | 100% | 100% | 100% | 100% | 100% | 100% | 100% | 100% | 100% | 100% | 100% | 100% | 100% | 100% | 100% | 100% | 100%
None | Dynamic Pricing | Electric Vehicle | GVWR8.COMBO |  |  | 100% | 100% | 100% | 100% | 100% | 100% | 100% | 100% | 100% | 100% | 100% | 100% | 100% | 100% | 100% | 100% | 100% | 100% | 100% | 100% | 100% | 100% | 100% | 100% | 100% | 100% | 100% | 100%
None | Dynamic Pricing | Electric Vehicle | GVWR8.IRP |  |  | 100% | 100% | 100% | 100% | 100% | 100% | 100% | 100% | 100% | 100% | 100% | 100% | 100% | 100% | 100% | 100% | 100% | 100% | 100% | 100% | 100% | 100% | 100% | 100% | 100% | 100% | 100% | 100%
None | Dynamic Pricing | Electric Vehicle | GVWR8.PORT |  |  | 100% | 100% | 100% | 100% | 100% | 100% | 100% | 100% | 100% | 100% | 100% | 100% | 100% | 100% | 100% | 100% | 100% | 100% | 100% | 100% | 100% | 100% | 100% | 100% | 100% | 100% | 100% | 100%
None | Dynamic Pricing | Electric Vehicle | GVWR8.REFUSE.AND.RECYCLING |  |  | 100% | 100% | 100% | 100% | 100% | 100% | 100% | 100% | 100% | 100% | 100% | 100% | 100% | 100% | 100% | 100% | 100% | 100% | 100% | 100% | 100% | 100% | 100% | 100% | 100% | 100% | 100% | 100%
None | Dynamic Pricing | Electric Vehicle | GVWR8.SU |  |  | 100% | 100% | 100% | 100% | 100% | 100% | 100% | 100% | 100% | 100% | 100% | 100% | 100% | 100% | 100% | 100% | 100% | 100% | 100% | 100% | 100% | 100% | 100% | 100% | 100% | 100% | 100% | 100%
None | Dynamic Pricing | Industrial | Ind-BTM Battery |  |  | 100% | 100% | 100% | 100% | 100% | 100% | 100% | 100% | 100% | 100% | 100% | 100% | 100% | 100% | 100% | 100% | 100% | 100% | 100% | 100% | 100% | 100% | 100% | 100% | 100% | 100% | 100% | 100%
None | Dynamic Pricing | Electric Vehicle | INTERCITY.BUS |  |  | 100% | 100% | 100% | 100% | 100% | 100% | 100% | 100% | 100% | 100% | 100% | 100% | 100% | 100% | 100% | 100% | 100% | 100% | 100% | 100% | 100% | 100% | 100% | 100% | 100% | 100% | 100% | 100%
None | Dynamic Pricing | Electric Vehicle | LDV |  |  | 100% | 100% | 100% | 100% | 100% | 100% | 100% | 100% | 100% | 100% | 100% | 100% | 100% | 100% | 100% | 100% | 100% | 100% | 100% | 100% | 100% | 100% | 100% | 100% | 100% | 100% | 100% | 100%
None | Dynamic Pricing | Industrial | Mfg-Equipment |  |  | 100% | 100% | 100% | 100% | 100% | 100% | 100% | 100% | 100% | 100% | 100% | 100% | 100% | 100% | 100% | 100% | 100% | 100% | 100% | 100% | 100% | 100% | 100% | 100% | 100% | 100% | 100% | 100%
None | Ind-Lighting control | Industrial | Mfg-Equipment |  |  | 100% | 100% | 100% | 100% | 100% | 100% | 100% | 100% | 100% | 100% | 100% | 100% | 100% | 100% | 100% | 100% | 100% | 100% | 100% | 100% | 100% | 100% | 100% | 100% | 100% | 100% | 100% | 100%
None | Ind-Process Control | Industrial | Mfg-Equipment |  |  | 100% | 100% | 100% | 100% | 100% | 100% | 100% | 100% | 100% | 100% | 100% | 100% | 100% | 100% | 100% | 100% | 100% | 100% | 100% | 100% | 100% | 100% | 100% | 100% | 100% | 100% | 100% | 100%
None | Ind-Refrigeration control | Industrial | Mfg-Equipment |  |  | 100% | 100% | 100% | 100% | 100% | 100% | 100% | 100% | 100% | 100% | 100% | 100% | 100% | 100% | 100% | 100% | 100% | 100% | 100% | 100% | 100% | 100% | 100% | 100% | 100% | 100% | 100% | 100%
None | Dynamic Pricing | Industrial | Mfg-Goods |  |  | 100% | 100% | 100% | 100% | 100% | 100% | 100% | 100% | 100% | 100% | 100% | 100% | 100% | 100% | 100% | 100% | 100% | 100% | 100% | 100% | 100% | 100% | 100% | 100% | 100% | 100% | 100% | 100%
None | Ind-Lighting control | Industrial | Mfg-Goods |  |  | 100% | 100% | 100% | 100% | 100% | 100% | 100% | 100% | 100% | 100% | 100% | 100% | 100% | 100% | 100% | 100% | 100% | 100% | 100% | 100% | 100% | 100% | 100% | 100% | 100% | 100% | 100% | 100%
None | Ind-Process Control | Industrial | Mfg-Goods |  |  | 100% | 100% | 100% | 100% | 100% | 100% | 100% | 100% | 100% | 100% | 100% | 100% | 100% | 100% | 100% | 100% | 100% | 100% | 100% | 100% | 100% | 100% | 100% | 100% | 100% | 100% | 100% | 100%
None | Ind-Refrigeration control | Industrial | Mfg-Goods |  |  | 100% | 100% | 100% | 100% | 100% | 100% | 100% | 100% | 100% | 100% | 100% | 100% | 100% | 100% | 100% | 100% | 100% | 100% | 100% | 100% | 100% | 100% | 100% | 100% | 100% | 100% | 100% | 100%
None | Dynamic Pricing | Industrial | Mfg-Materials |  |  | 100% | 100% | 100% | 100% | 100% | 100% | 100% | 100% | 100% | 100% | 100% | 100% | 100% | 100% | 100% | 100% | 100% | 100% | 100% | 100% | 100% | 100% | 100% | 100% | 100% | 100% | 100% | 100%
None | Ind-Lighting control | Industrial | Mfg-Materials |  |  | 100% | 100% | 100% | 100% | 100% | 100% | 100% | 100% | 100% | 100% | 100% | 100% | 100% | 100% | 100% | 100% | 100% | 100% | 100% | 100% | 100% | 100% | 100% | 100% | 100% | 100% | 100% | 100%
None | Ind-Process Control | Industrial | Mfg-Materials |  |  | 100% | 100% | 100% | 100% | 100% | 100% | 100% | 100% | 100% | 100% | 100% | 100% | 100% | 100% | 100% | 100% | 100% | 100% | 100% | 100% | 100% | 100% | 100% | 100% | 100% | 100% | 100% | 100%
None | Ind-Refrigeration control | Industrial | Mfg-Materials |  |  | 100% | 100% | 100% | 100% | 100% | 100% | 100% | 100% | 100% | 100% | 100% | 100% | 100% | 100% | 100% | 100% | 100% | 100% | 100% | 100% | 100% | 100% | 100% | 100% | 100% | 100% | 100% | 100%
None | Dynamic Pricing | Residential | Multifamily |  |  | 100% | 100% | 100% | 100% | 100% | 100% | 100% | 100% | 100% | 100% | 100% | 100% | 100% | 100% | 100% | 100% | 100% | 100% | 100% | 100% | 100% | 100% | 100% | 100% | 100% | 100% | 100% | 100%
None | Res-Appliances Control | Residential | Multifamily |  |  | 100% | 100% | 100% | 100% | 100% | 100% | 100% | 100% | 100% | 100% | 100% | 100% | 100% | 100% | 100% | 100% | 100% | 100% | 100% | 100% | 100% | 100% | 100% | 100% | 100% | 100% | 100% | 100%
None | Res-Lighting Control | Residential | Multifamily |  |  | 100% | 100% | 100% | 100% | 100% | 100% | 100% | 100% | 100% | 100% | 100% | 100% | 100% | 100% | 100% | 100% | 100% | 100% | 100% | 100% | 100% | 100% | 100% | 100% | 100% | 100% | 100% | 100%
None | Res-Other end uses control | Residential | Multifamily |  |  | 2% | 3.143% | 4.286% | 5.429% | 6.571% | 7.714% | 8.857% | 10% | 10.8% | 11.6% | 12.4% | 13.2% | 14% | 14.8% | 15.6% | 16.4% | 17.2% | 18% | 18.8% | 19.6% | 20.4% | 21.2% | 22% | 22.8% | 23.6% | 24.4% | 25.2% | 26%
None | Dynamic Pricing | Electric Vehicle | OTHER.BUS |  |  | 100% | 100% | 100% | 100% | 100% | 100% | 100% | 100% | 100% | 100% | 100% | 100% | 100% | 100% | 100% | 100% | 100% | 100% | 100% | 100% | 100% | 100% | 100% | 100% | 100% | 100% | 100% | 100%
None | Dynamic Pricing | Residential | Res-BTM Battery |  |  | 100% | 100% | 100% | 100% | 100% | 100% | 100% | 100% | 100% | 100% | 100% | 100% | 100% | 100% | 100% | 100% | 100% | 100% | 100% | 100% | 100% | 100% | 100% | 100% | 100% | 100% | 100% | 100%
None | Dynamic Pricing | Electric Vehicle | SCHOOL.BUS |  |  | 100% | 100% | 100% | 100% | 100% | 100% | 100% | 100% | 100% | 100% | 100% | 100% | 100% | 100% | 100% | 100% | 100% | 100% | 100% | 100% | 100% | 100% | 100% | 100% | 100% | 100% | 100% | 100%
None | Dynamic Pricing | Residential | Singlefamily |  |  | 100% | 100% | 100% | 100% | 100% | 100% | 100% | 100% | 100% | 100% | 100% | 100% | 100% | 100% | 100% | 100% | 100% | 100% | 100% | 100% | 100% | 100% | 100% | 100% | 100% | 100% | 100% | 100%
None | Res-Appliances Control | Residential | Singlefamily |  |  | 100% | 100% | 100% | 100% | 100% | 100% | 100% | 100% | 100% | 100% | 100% | 100% | 100% | 100% | 100% | 100% | 100% | 100% | 100% | 100% | 100% | 100% | 100% | 100% | 100% | 100% | 100% | 100%
None | Res-Lighting Control | Residential | Singlefamily |  |  | 100% | 100% | 100% | 100% | 100% | 100% | 100% | 100% | 100% | 100% | 100% | 100% | 100% | 100% | 100% | 100% | 100% | 100% | 100% | 100% | 100% | 100% | 100% | 100% | 100% | 100% | 100% | 100%
None | Res-Other end uses control | Residential | Singlefamily |  |  | 2% | 3.143% | 4.286% | 5.429% | 6.571% | 7.714% | 8.857% | 10% | 14.5% | 19% | 23.5% | 28% | 32.5% | 37% | 41.5% | 46% | 50.5% | 55% | 59.5% | 64% | 68.5% | 73% | 77.5% | 82% | 86.5% | 91% | 95.5% | 100%
None | Dynamic Pricing | Electric Vehicle | URBAN.BUS |  |  | 100% | 100% | 100% | 100% | 100% | 100% | 100% | 100% | 100% | 100% | 100% | 100% | 100% | 100% | 100% | 100% | 100% | 100% | 100% | 100% | 100% | 100% | 100% | 100% | 100% | 100% | 100% | 100%
None | Dynamic Pricing | Agricultural | Water, Irrigation |  |  | 100% | 100% | 100% | 100% | 100% | 100% | 100% | 100% | 100% | 100% | 100% | 100% | 100% | 100% | 100% | 100% | 100% | 100% | 100% | 100% | 100% | 100% | 100% | 100% | 100% | 100% | 100% | 100%
None | Water Supply/WW pumping control | Agricultural | Water, Irrigation |  |  | 100% | 100% | 100% | 100% | 100% | 100% | 100% | 100% | 100% | 100% | 100% | 100% | 100% | 100% | 100% | 100% | 100% | 100% | 100% | 100% | 100% | 100% | 100% | 100% | 100% | 100% | 100% | 100%
None | Dynamic Pricing | Agricultural | Water, Municipal |  |  | 100% | 100% | 100% | 100% | 100% | 100% | 100% | 100% | 100% | 100% | 100% | 100% | 100% | 100% | 100% | 100% | 100% | 100% | 100% | 100% | 100% | 100% | 100% | 100% | 100% | 100% | 100% | 100%
None | Water Supply/WW pumping control | Agricultural | Water, Municipal |  |  | 100% | 100% | 100% | 100% | 100% | 100% | 100% | 100% | 100% | 100% | 100% | 100% | 100% | 100% | 100% | 100% | 100% | 100% | 100% | 100% | 100% | 100% | 100% | 100% | 100% | 100% | 100% | 100%
Res-Battery | Res-Battery Dispatch | Residential | Res-BTM Battery |  |  | 100% | 100% | 100% | 100% | 100% | 100% | 100% | 100% | 100% | 100% | 100% | 100% | 100% | 100% | 100% | 100% | 100% | 100% | 100% | 100% | 100% | 100% | 100% | 100% | 100% | 100% | 100% | 100%
Res-Battery | Res-Battery Load Shift | Residential | Res-BTM Battery |  |  | 100% | 100% | 100% | 100% | 100% | 100% | 100% | 100% | 100% | 100% | 100% | 100% | 100% | 100% | 100% | 100% | 100% | 100% | 100% | 100% | 100% | 100% | 100% | 100% | 100% | 100% | 100% | 100%
Res-HVAC | Res-DLC-HVAC-Switch | Residential | Multifamily |  |  | 70% | 67.14% | 64.29% | 61.43% | 58.57% | 55.71% | 52.86% | 50% | 48% | 46% | 44% | 42% | 40% | 38% | 36% | 34% | 32% | 30% | 28% | 26% | 24% | 22% | 20% | 18% | 16% | 14% | 12% | 10%
Res-HVAC | Res-DLC-HVAC-Switch | Residential | Singlefamily |  |  | 70% | 67.14% | 64.29% | 61.43% | 58.57% | 55.71% | 52.86% | 50% | 48% | 46% | 44% | 42% | 40% | 38% | 36% | 34% | 32% | 30% | 28% | 26% | 24% | 22% | 20% | 18% | 16% | 14% | 12% | 10%
Res-HVAC | Res-HVAC-Thermostat | Residential | Multifamily |  |  | 30% | 32.86% | 35.71% | 38.57% | 41.43% | 44.29% | 47.14% | 50% | 52% | 54% | 56% | 58% | 60% | 62% | 64% | 66% | 68% | 70% | 72% | 74% | 76% | 78% | 80% | 82% | 84% | 86% | 88% | 90%
Res-HVAC | Res-HVAC-Thermostat | Residential | Singlefamily |  |  | 30% | 32.86% | 35.71% | 38.57% | 41.43% | 44.29% | 47.14% | 50% | 52% | 54% | 56% | 58% | 60% | 62% | 64% | 66% | 68% | 70% | 72% | 74% | 76% | 78% | 80% | 82% | 84% | 86% | 88% | 90%
Res-Water Heating | Res-DLC-Water Heating-Switch | Residential | Multifamily |  |  | 97.5% | 95.86% | 94.21% | 92.57% | 90.93% | 89.29% | 87.64% | 86% | 84.85% | 83.7% | 82.55% | 81.4% | 80.25% | 79.1% | 77.95% | 76.8% | 75.65% | 74.5% | 73.35% | 72.2% | 71.05% | 69.9% | 68.75% | 67.6% | 66.45% | 65.3% | 64.15% | 63%
Res-Water Heating | Res-Water Heating-Add-on CTA 2045 control | Residential | Multifamily |  |  | 1.25% | 2.071% | 2.893% | 3.714% | 4.536% | 5.357% | 6.179% | 7% | 7.575% | 8.15% | 8.725% | 9.3% | 9.875% | 10.45% | 11.03% | 11.6% | 12.18% | 12.75% | 13.33% | 13.9% | 14.48% | 15.05% | 15.63% | 16.2% | 16.78% | 17.35% | 17.93% | 18.5%
Res-Water Heating | Res-Water Heating-Smart Water Heater | Residential | Multifamily |  |  | 1.25% | 2.071% | 2.893% | 3.714% | 4.536% | 5.357% | 6.179% | 7% | 7.575% | 8.15% | 8.725% | 9.3% | 9.875% | 10.45% | 11.03% | 11.6% | 12.18% | 12.75% | 13.33% | 13.9% | 14.48% | 15.05% | 15.63% | 16.2% | 16.78% | 17.35% | 17.93% | 18.5%
Res-Water Heating | Res-DLC-Water Heating-Switch | Residential | Singlefamily |  |  | 97.5% | 95.86% | 94.21% | 92.57% | 90.93% | 89.29% | 87.64% | 86% | 84.85% | 83.7% | 82.55% | 81.4% | 80.25% | 79.1% | 77.95% | 76.8% | 75.65% | 74.5% | 73.35% | 72.2% | 71.05% | 69.9% | 68.75% | 67.6% | 66.45% | 65.3% | 64.15% | 63%
Res-Water Heating | Res-Water Heating-Add-on CTA 2045 control | Residential | Singlefamily |  |  | 1.25% | 2.071% | 2.893% | 3.714% | 4.536% | 5.357% | 6.179% | 7% | 7.575% | 8.15% | 8.725% | 9.3% | 9.875% | 10.45% | 11.03% | 11.6% | 12.18% | 12.75% | 13.33% | 13.9% | 14.48% | 15.05% | 15.63% | 16.2% | 16.78% | 17.35% | 17.93% | 18.5%
Res-Water Heating | Res-Water Heating-Smart Water Heater | Residential | Singlefamily |  |  | 1.25% | 2.071% | 2.893% | 3.714% | 4.536% | 5.357% | 6.179% | 7% | 7.575% | 8.15% | 8.725% | 9.3% | 9.875% | 10.45% | 11.03% | 11.6% | 12.18% | 12.75% | 13.33% | 13.9% | 14.48% | 15.05% | 15.63% | 16.2% | 16.78% | 17.35% | 17.93% | 18.5%

## Participation
This represents the % of gross load that is participating in different DR Options.
Units: | % of Full Participation
Weather Scenario | Impact Scenario | DROption | DRSubOption | Sector | BuildingType | Size | 2021 | 2022 | 2023 | 2024 | 2025 | 2026 | 2027 | 2028 | 2029 | 2030 | 2031 | 2032 | 2033 | 2034 | 2035 | 2036 | 2037 | 2038 | 2039 | 2040 | 2041 | 2042 | 2043 | 2044 | 2045 | 2046 | 2047 | 2048 | 2049 | 2050 | Assumptions BASIS
1in2 | Reference | Dynamic Pricing | Dynamic Pricing | Agricultural | Ag-Animal | Small | 2030: 25% | Brattle Group research indicates greater than 80% enrollment in dynamic pricing under a default with opt-out type of offer. Assumed 50% for default with opt-out rate for Reference (conservative assumption); 80% for Ambitious.
1in2 | Reference | Dynamic Pricing | Dynamic Pricing | Agricultural | Ag-Animal | Medium | 2030: 25% | Brattle Group research indicates greater than 80% enrollment in dynamic pricing under a default with opt-out type of offer. Assumed 50% for default with opt-out rate for Reference (conservative assumption); 80% for Ambitious.
1in2 | Reference | Dynamic Pricing | Dynamic Pricing | Agricultural | Ag-Animal | Large | 2030: 25% | Brattle Group research indicates greater than 80% enrollment in dynamic pricing under a default with opt-out type of offer. Assumed 50% for default with opt-out rate for Reference (conservative assumption); 80% for Ambitious.
1in2 | Reference | Dynamic Pricing | Dynamic Pricing | Agricultural | Ag-BTM Battery | AllSize | 2030: 25% | Brattle Group research indicates greater than 80% enrollment in dynamic pricing under a default with opt-out type of offer. Assumed 50% for default with opt-out rate for Reference (conservative assumption); 80% for Ambitious.
1in2 | Reference | Dynamic Pricing | Dynamic Pricing | Agricultural | Ag-Crop | Small | 2030: 25% | Brattle Group research indicates greater than 80% enrollment in dynamic pricing under a default with opt-out type of offer. Assumed 50% for default with opt-out rate for Reference (conservative assumption); 80% for Ambitious.
1in2 | Reference | Dynamic Pricing | Dynamic Pricing | Agricultural | Ag-Crop | Medium | 2030: 25% | Brattle Group research indicates greater than 80% enrollment in dynamic pricing under a default with opt-out type of offer. Assumed 50% for default with opt-out rate for Reference (conservative assumption); 80% for Ambitious.
1in2 | Reference | Dynamic Pricing | Dynamic Pricing | Agricultural | Ag-Crop | Large | 2030: 25% | Brattle Group research indicates greater than 80% enrollment in dynamic pricing under a default with opt-out type of offer. Assumed 50% for default with opt-out rate for Reference (conservative assumption); 80% for Ambitious.
1in2 | Reference | Dynamic Pricing | Dynamic Pricing | Agricultural | Water, Irrigation | Small | 2030: 25% | Brattle Group research indicates greater than 80% enrollment in dynamic pricing under a default with opt-out type of offer. Assumed 50% for default with opt-out rate for Reference (conservative assumption); 80% for Ambitious.
1in2 | Reference | Dynamic Pricing | Dynamic Pricing | Agricultural | Water, Irrigation | Medium | 2030: 25% | Brattle Group research indicates greater than 80% enrollment in dynamic pricing under a default with opt-out type of offer. Assumed 50% for default with opt-out rate for Reference (conservative assumption); 80% for Ambitious.
1in2 | Reference | Dynamic Pricing | Dynamic Pricing | Agricultural | Water, Irrigation | Large | 2030: 25% | Brattle Group research indicates greater than 80% enrollment in dynamic pricing under a default with opt-out type of offer. Assumed 50% for default with opt-out rate for Reference (conservative assumption); 80% for Ambitious.
1in2 | Reference | Dynamic Pricing | Dynamic Pricing | Agricultural | Water, Municipal | Small | 2030: 25% | Brattle Group research indicates greater than 80% enrollment in dynamic pricing under a default with opt-out type of offer. Assumed 50% for default with opt-out rate for Reference (conservative assumption); 80% for Ambitious.
1in2 | Reference | Dynamic Pricing | Dynamic Pricing | Agricultural | Water, Municipal | Medium | 2030: 25% | Brattle Group research indicates greater than 80% enrollment in dynamic pricing under a default with opt-out type of offer. Assumed 50% for default with opt-out rate for Reference (conservative assumption); 80% for Ambitious.
1in2 | Reference | Dynamic Pricing | Dynamic Pricing | Agricultural | Water, Municipal | Large | 2030: 25% | Brattle Group research indicates greater than 80% enrollment in dynamic pricing under a default with opt-out type of offer. Assumed 50% for default with opt-out rate for Reference (conservative assumption); 80% for Ambitious.
1in2 | Reference | Dynamic Pricing | Dynamic Pricing | Commercial | Com - College | Small | 2030: 25% | Brattle Group research indicates greater than 80% enrollment in dynamic pricing under a default with opt-out type of offer. Assumed 50% for default with opt-out rate for Reference (conservative assumption); 80% for Ambitious.
1in2 | Reference | Dynamic Pricing | Dynamic Pricing | Commercial | Com - College | Medium | 2030: 25% | Brattle Group research indicates greater than 80% enrollment in dynamic pricing under a default with opt-out type of offer. Assumed 50% for default with opt-out rate for Reference (conservative assumption); 80% for Ambitious.
1in2 | Reference | Dynamic Pricing | Dynamic Pricing | Commercial | Com - College | Large | 2030: 25% | Brattle Group research indicates greater than 80% enrollment in dynamic pricing under a default with opt-out type of offer. Assumed 50% for default with opt-out rate for Reference (conservative assumption); 80% for Ambitious.
1in2 | Reference | Dynamic Pricing | Dynamic Pricing | Commercial | Com - Grocery | Small | 2030: 25% | Brattle Group research indicates greater than 80% enrollment in dynamic pricing under a default with opt-out type of offer. Assumed 50% for default with opt-out rate for Reference (conservative assumption); 80% for Ambitious.
1in2 | Reference | Dynamic Pricing | Dynamic Pricing | Commercial | Com - Grocery | Medium | 2030: 25% | Brattle Group research indicates greater than 80% enrollment in dynamic pricing under a default with opt-out type of offer. Assumed 50% for default with opt-out rate for Reference (conservative assumption); 80% for Ambitious.
1in2 | Reference | Dynamic Pricing | Dynamic Pricing | Commercial | Com - Grocery | Large | 2030: 25% | Brattle Group research indicates greater than 80% enrollment in dynamic pricing under a default with opt-out type of offer. Assumed 50% for default with opt-out rate for Reference (conservative assumption); 80% for Ambitious.
1in2 | Reference | Dynamic Pricing | Dynamic Pricing | Commercial | Com - Health | Small | 2030: 25% | Brattle Group research indicates greater than 80% enrollment in dynamic pricing under a default with opt-out type of offer. Assumed 50% for default with opt-out rate for Reference (conservative assumption); 80% for Ambitious.
1in2 | Reference | Dynamic Pricing | Dynamic Pricing | Commercial | Com - Health | Medium | 2030: 25% | Brattle Group research indicates greater than 80% enrollment in dynamic pricing under a default with opt-out type of offer. Assumed 50% for default with opt-out rate for Reference (conservative assumption); 80% for Ambitious.
1in2 | Reference | Dynamic Pricing | Dynamic Pricing | Commercial | Com - Health | Large | 2030: 25% | Brattle Group research indicates greater than 80% enrollment in dynamic pricing under a default with opt-out type of offer. Assumed 50% for default with opt-out rate for Reference (conservative assumption); 80% for Ambitious.
1in2 | Reference | Dynamic Pricing | Dynamic Pricing | Commercial | Com - Lodging | Small | 2030: 25% | Brattle Group research indicates greater than 80% enrollment in dynamic pricing under a default with opt-out type of offer. Assumed 50% for default with opt-out rate for Reference (conservative assumption); 80% for Ambitious.
1in2 | Reference | Dynamic Pricing | Dynamic Pricing | Commercial | Com - Lodging | Medium | 2030: 25% | Brattle Group research indicates greater than 80% enrollment in dynamic pricing under a default with opt-out type of offer. Assumed 50% for default with opt-out rate for Reference (conservative assumption); 80% for Ambitious.
1in2 | Reference | Dynamic Pricing | Dynamic Pricing | Commercial | Com - Lodging | Large | 2030: 25% | Brattle Group research indicates greater than 80% enrollment in dynamic pricing under a default with opt-out type of offer. Assumed 50% for default with opt-out rate for Reference (conservative assumption); 80% for Ambitious.
1in2 | Reference | Dynamic Pricing | Dynamic Pricing | Commercial | Com - Office (Large) | Small | 2030: 25% | Brattle Group research indicates greater than 80% enrollment in dynamic pricing under a default with opt-out type of offer. Assumed 50% for default with opt-out rate for Reference (conservative assumption); 80% for Ambitious.
1in2 | Reference | Dynamic Pricing | Dynamic Pricing | Commercial | Com - Office (Large) | Medium | 2030: 25% | Brattle Group research indicates greater than 80% enrollment in dynamic pricing under a default with opt-out type of offer. Assumed 50% for default with opt-out rate for Reference (conservative assumption); 80% for Ambitious.
1in2 | Reference | Dynamic Pricing | Dynamic Pricing | Commercial | Com - Office (Large) | Large | 2030: 25% | Brattle Group research indicates greater than 80% enrollment in dynamic pricing under a default with opt-out type of offer. Assumed 50% for default with opt-out rate for Reference (conservative assumption); 80% for Ambitious.
1in2 | Reference | Dynamic Pricing | Dynamic Pricing | Commercial | Com - Office (Small) | Small | 2030: 25% | Brattle Group research indicates greater than 80% enrollment in dynamic pricing under a default with opt-out type of offer. Assumed 50% for default with opt-out rate for Reference (conservative assumption); 80% for Ambitious.
1in2 | Reference | Dynamic Pricing | Dynamic Pricing | Commercial | Com - Office (Small) | Medium | 2030: 25% | Brattle Group research indicates greater than 80% enrollment in dynamic pricing under a default with opt-out type of offer. Assumed 50% for default with opt-out rate for Reference (conservative assumption); 80% for Ambitious.
1in2 | Reference | Dynamic Pricing | Dynamic Pricing | Commercial | Com - Office (Small) | Large | 2030: 25% | Brattle Group research indicates greater than 80% enrollment in dynamic pricing under a default with opt-out type of offer. Assumed 50% for default with opt-out rate for Reference (conservative assumption); 80% for Ambitious.
1in2 | Reference | Dynamic Pricing | Dynamic Pricing | Commercial | Com - Other | Small | 2030: 25% | Brattle Group research indicates greater than 80% enrollment in dynamic pricing under a default with opt-out type of offer. Assumed 50% for default with opt-out rate for Reference (conservative assumption); 80% for Ambitious.
1in2 | Reference | Dynamic Pricing | Dynamic Pricing | Commercial | Com - Other | Medium | 2030: 25% | Brattle Group research indicates greater than 80% enrollment in dynamic pricing under a default with opt-out type of offer. Assumed 50% for default with opt-out rate for Reference (conservative assumption); 80% for Ambitious.
1in2 | Reference | Dynamic Pricing | Dynamic Pricing | Commercial | Com - Other | Large | 2030: 25% | Brattle Group research indicates greater than 80% enrollment in dynamic pricing under a default with opt-out type of offer. Assumed 50% for default with opt-out rate for Reference (conservative assumption); 80% for Ambitious.
1in2 | Reference | Dynamic Pricing | Dynamic Pricing | Commercial | Com - Refrig. Warehouse | Small | 2030: 25% | Brattle Group research indicates greater than 80% enrollment in dynamic pricing under a default with opt-out type of offer. Assumed 50% for default with opt-out rate for Reference (conservative assumption); 80% for Ambitious.
1in2 | Reference | Dynamic Pricing | Dynamic Pricing | Commercial | Com - Refrig. Warehouse | Medium | 2030: 25% | Brattle Group research indicates greater than 80% enrollment in dynamic pricing under a default with opt-out type of offer. Assumed 50% for default with opt-out rate for Reference (conservative assumption); 80% for Ambitious.
1in2 | Reference | Dynamic Pricing | Dynamic Pricing | Commercial | Com - Refrig. Warehouse | Large | 2030: 25% | Brattle Group research indicates greater than 80% enrollment in dynamic pricing under a default with opt-out type of offer. Assumed 50% for default with opt-out rate for Reference (conservative assumption); 80% for Ambitious.
1in2 | Reference | Dynamic Pricing | Dynamic Pricing | Commercial | Com - Restaurant | Small | 2030: 25% | Brattle Group research indicates greater than 80% enrollment in dynamic pricing under a default with opt-out type of offer. Assumed 50% for default with opt-out rate for Reference (conservative assumption); 80% for Ambitious.
1in2 | Reference | Dynamic Pricing | Dynamic Pricing | Commercial | Com - Restaurant | Medium | 2030: 25% | Brattle Group research indicates greater than 80% enrollment in dynamic pricing under a default with opt-out type of offer. Assumed 50% for default with opt-out rate for Reference (conservative assumption); 80% for Ambitious.
1in2 | Reference | Dynamic Pricing | Dynamic Pricing | Commercial | Com - Restaurant | Large | 2030: 25% | Brattle Group research indicates greater than 80% enrollment in dynamic pricing under a default with opt-out type of offer. Assumed 50% for default with opt-out rate for Reference (conservative assumption); 80% for Ambitious.
1in2 | Reference | Dynamic Pricing | Dynamic Pricing | Commercial | Com - Retail | Small | 2030: 25% | Brattle Group research indicates greater than 80% enrollment in dynamic pricing under a default with opt-out type of offer. Assumed 50% for default with opt-out rate for Reference (conservative assumption); 80% for Ambitious.
1in2 | Reference | Dynamic Pricing | Dynamic Pricing | Commercial | Com - Retail | Medium | 2030: 25% | Brattle Group research indicates greater than 80% enrollment in dynamic pricing under a default with opt-out type of offer. Assumed 50% for default with opt-out rate for Reference (conservative assumption); 80% for Ambitious.
1in2 | Reference | Dynamic Pricing | Dynamic Pricing | Commercial | Com - Retail | Large | 2030: 25% | Brattle Group research indicates greater than 80% enrollment in dynamic pricing under a default with opt-out type of offer. Assumed 50% for default with opt-out rate for Reference (conservative assumption); 80% for Ambitious.
1in2 | Reference | Dynamic Pricing | Dynamic Pricing | Commercial | Com - School | Small | 2030: 25% | Brattle Group research indicates greater than 80% enrollment in dynamic pricing under a default with opt-out type of offer. Assumed 50% for default with opt-out rate for Reference (conservative assumption); 80% for Ambitious.
1in2 | Reference | Dynamic Pricing | Dynamic Pricing | Commercial | Com - School | Medium | 2030: 25% | Brattle Group research indicates greater than 80% enrollment in dynamic pricing under a default with opt-out type of offer. Assumed 50% for default with opt-out rate for Reference (conservative assumption); 80% for Ambitious.
1in2 | Reference | Dynamic Pricing | Dynamic Pricing | Commercial | Com - School | Large | 2030: 25% | Brattle Group research indicates greater than 80% enrollment in dynamic pricing under a default with opt-out type of offer. Assumed 50% for default with opt-out rate for Reference (conservative assumption); 80% for Ambitious.
1in2 | Reference | Dynamic Pricing | Dynamic Pricing | Commercial | Com - Warehouse | Small | 2030: 25% | Brattle Group research indicates greater than 80% enrollment in dynamic pricing under a default with opt-out type of offer. Assumed 50% for default with opt-out rate for Reference (conservative assumption); 80% for Ambitious.
1in2 | Reference | Dynamic Pricing | Dynamic Pricing | Commercial | Com - Warehouse | Medium | 2030: 25% | Brattle Group research indicates greater than 80% enrollment in dynamic pricing under a default with opt-out type of offer. Assumed 50% for default with opt-out rate for Reference (conservative assumption); 80% for Ambitious.
1in2 | Reference | Dynamic Pricing | Dynamic Pricing | Commercial | Com - Warehouse | Large | 2030: 25% | Brattle Group research indicates greater than 80% enrollment in dynamic pricing under a default with opt-out type of offer. Assumed 50% for default with opt-out rate for Reference (conservative assumption); 80% for Ambitious.
1in2 | Reference | Dynamic Pricing | Dynamic Pricing | Commercial | Com-BTM Battery | AllSize | 2030: 25% | Brattle Group research indicates greater than 80% enrollment in dynamic pricing under a default with opt-out type of offer. Assumed 50% for default with opt-out rate for Reference (conservative assumption); 80% for Ambitious.
1in2 | Reference | Dynamic Pricing | Dynamic Pricing | Electric Vehicle | GVWR3 | Medium Duty EV | 2030: 25% | Brattle Group research indicates greater than 80% enrollment in dynamic pricing under a default with opt-out type of offer. Assumed 50% for default with opt-out rate for Reference (conservative assumption); 80% for Ambitious.
1in2 | Reference | Dynamic Pricing | Dynamic Pricing | Electric Vehicle | GVWR456 | Medium Duty EV | 2030: 25% | Brattle Group research indicates greater than 80% enrollment in dynamic pricing under a default with opt-out type of offer. Assumed 50% for default with opt-out rate for Reference (conservative assumption); 80% for Ambitious.
1in2 | Reference | Dynamic Pricing | Dynamic Pricing | Electric Vehicle | GVWR7 | Heavy Duty EV | 2030: 25% | Brattle Group research indicates greater than 80% enrollment in dynamic pricing under a default with opt-out type of offer. Assumed 50% for default with opt-out rate for Reference (conservative assumption); 80% for Ambitious.
1in2 | Reference | Dynamic Pricing | Dynamic Pricing | Electric Vehicle | GVWR8.COMBO | Heavy Duty EV | 2030: 25% | Brattle Group research indicates greater than 80% enrollment in dynamic pricing under a default with opt-out type of offer. Assumed 50% for default with opt-out rate for Reference (conservative assumption); 80% for Ambitious.
1in2 | Reference | Dynamic Pricing | Dynamic Pricing | Electric Vehicle | GVWR8.IRP | Heavy Duty EV | 2030: 25% | Brattle Group research indicates greater than 80% enrollment in dynamic pricing under a default with opt-out type of offer. Assumed 50% for default with opt-out rate for Reference (conservative assumption); 80% for Ambitious.
1in2 | Reference | Dynamic Pricing | Dynamic Pricing | Electric Vehicle | GVWR8.PORT | Heavy Duty EV | 2030: 25% | Brattle Group research indicates greater than 80% enrollment in dynamic pricing under a default with opt-out type of offer. Assumed 50% for default with opt-out rate for Reference (conservative assumption); 80% for Ambitious.
1in2 | Reference | Dynamic Pricing | Dynamic Pricing | Electric Vehicle | GVWR8.REFUSE.AND.RECYCLING | Heavy Duty EV | 2030: 25% | Brattle Group research indicates greater than 80% enrollment in dynamic pricing under a default with opt-out type of offer. Assumed 50% for default with opt-out rate for Reference (conservative assumption); 80% for Ambitious.
1in2 | Reference | Dynamic Pricing | Dynamic Pricing | Electric Vehicle | GVWR8.SU | Heavy Duty EV | 2030: 25% | Brattle Group research indicates greater than 80% enrollment in dynamic pricing under a default with opt-out type of offer. Assumed 50% for default with opt-out rate for Reference (conservative assumption); 80% for Ambitious.
1in2 | Reference | Dynamic Pricing | Dynamic Pricing | Electric Vehicle | INTERCITY.BUS | Electric Buses | 2030: 25% | Brattle Group research indicates greater than 80% enrollment in dynamic pricing under a default with opt-out type of offer. Assumed 50% for default with opt-out rate for Reference (conservative assumption); 80% for Ambitious.
1in2 | Reference | Dynamic Pricing | Dynamic Pricing | Electric Vehicle | LDV | Light Duty EV | 2030: 25% | Brattle Group research indicates greater than 80% enrollment in dynamic pricing under a default with opt-out type of offer. Assumed 50% for default with opt-out rate for Reference (conservative assumption); 80% for Ambitious.
1in2 | Reference | Dynamic Pricing | Dynamic Pricing | Electric Vehicle | OTHER.BUS | Electric Buses | 2030: 25% | Brattle Group research indicates greater than 80% enrollment in dynamic pricing under a default with opt-out type of offer. Assumed 50% for default with opt-out rate for Reference (conservative assumption); 80% for Ambitious.
1in2 | Reference | Dynamic Pricing | Dynamic Pricing | Electric Vehicle | SCHOOL.BUS | Electric Buses | 2030: 25% | Brattle Group research indicates greater than 80% enrollment in dynamic pricing under a default with opt-out type of offer. Assumed 50% for default with opt-out rate for Reference (conservative assumption); 80% for Ambitious.
1in2 | Reference | Dynamic Pricing | Dynamic Pricing | Electric Vehicle | URBAN.BUS | Electric Buses | 2030: 25% | Brattle Group research indicates greater than 80% enrollment in dynamic pricing under a default with opt-out type of offer. Assumed 50% for default with opt-out rate for Reference (conservative assumption); 80% for Ambitious.
1in2 | Reference | Dynamic Pricing | Dynamic Pricing | Industrial | Chem/Petrol | Small | 2030: 25% | Brattle Group research indicates greater than 80% enrollment in dynamic pricing under a default with opt-out type of offer. Assumed 50% for default with opt-out rate for Reference (conservative assumption); 80% for Ambitious.
1in2 | Reference | Dynamic Pricing | Dynamic Pricing | Industrial | Chem/Petrol | Medium | 2030: 25% | Brattle Group research indicates greater than 80% enrollment in dynamic pricing under a default with opt-out type of offer. Assumed 50% for default with opt-out rate for Reference (conservative assumption); 80% for Ambitious.
1in2 | Reference | Dynamic Pricing | Dynamic Pricing | Industrial | Chem/Petrol | Large | 2030: 25% | Brattle Group research indicates greater than 80% enrollment in dynamic pricing under a default with opt-out type of offer. Assumed 50% for default with opt-out rate for Reference (conservative assumption); 80% for Ambitious.
1in2 | Reference | Dynamic Pricing | Dynamic Pricing | Industrial | Food/Bev | Small | 2030: 25% | Brattle Group research indicates greater than 80% enrollment in dynamic pricing under a default with opt-out type of offer. Assumed 50% for default with opt-out rate for Reference (conservative assumption); 80% for Ambitious.
1in2 | Reference | Dynamic Pricing | Dynamic Pricing | Industrial | Food/Bev | Medium | 2030: 25% | Brattle Group research indicates greater than 80% enrollment in dynamic pricing under a default with opt-out type of offer. Assumed 50% for default with opt-out rate for Reference (conservative assumption); 80% for Ambitious.
1in2 | Reference | Dynamic Pricing | Dynamic Pricing | Industrial | Food/Bev | Large | 2030: 25% | Brattle Group research indicates greater than 80% enrollment in dynamic pricing under a default with opt-out type of offer. Assumed 50% for default with opt-out rate for Reference (conservative assumption); 80% for Ambitious.
1in2 | Reference | Dynamic Pricing | Dynamic Pricing | Industrial | Ind-BTM Battery | AllSize | 2030: 25% | Brattle Group research indicates greater than 80% enrollment in dynamic pricing under a default with opt-out type of offer. Assumed 50% for default with opt-out rate for Reference (conservative assumption); 80% for Ambitious.
1in2 | Reference | Dynamic Pricing | Dynamic Pricing | Industrial | Mfg-Equipment | Small | 2030: 25% | Brattle Group research indicates greater than 80% enrollment in dynamic pricing under a default with opt-out type of offer. Assumed 50% for default with opt-out rate for Reference (conservative assumption); 80% for Ambitious.
1in2 | Reference | Dynamic Pricing | Dynamic Pricing | Industrial | Mfg-Equipment | Medium | 2030: 25% | Brattle Group research indicates greater than 80% enrollment in dynamic pricing under a default with opt-out type of offer. Assumed 50% for default with opt-out rate for Reference (conservative assumption); 80% for Ambitious.
1in2 | Reference | Dynamic Pricing | Dynamic Pricing | Industrial | Mfg-Equipment | Large | 2030: 25% | Brattle Group research indicates greater than 80% enrollment in dynamic pricing under a default with opt-out type of offer. Assumed 50% for default with opt-out rate for Reference (conservative assumption); 80% for Ambitious.
1in2 | Reference | Dynamic Pricing | Dynamic Pricing | Industrial | Mfg-Goods | Small | 2030: 25% | Brattle Group research indicates greater than 80% enrollment in dynamic pricing under a default with opt-out type of offer. Assumed 50% for default with opt-out rate for Reference (conservative assumption); 80% for Ambitious.
1in2 | Reference | Dynamic Pricing | Dynamic Pricing | Industrial | Mfg-Goods | Medium | 2030: 25% | Brattle Group research indicates greater than 80% enrollment in dynamic pricing under a default with opt-out type of offer. Assumed 50% for default with opt-out rate for Reference (conservative assumption); 80% for Ambitious.
1in2 | Reference | Dynamic Pricing | Dynamic Pricing | Industrial | Mfg-Goods | Large | 2030: 25% | Brattle Group research indicates greater than 80% enrollment in dynamic pricing under a default with opt-out type of offer. Assumed 50% for default with opt-out rate for Reference (conservative assumption); 80% for Ambitious.
1in2 | Reference | Dynamic Pricing | Dynamic Pricing | Industrial | Mfg-Materials | Small | 2030: 25% | Brattle Group research indicates greater than 80% enrollment in dynamic pricing under a default with opt-out type of offer. Assumed 50% for default with opt-out rate for Reference (conservative assumption); 80% for Ambitious.
1in2 | Reference | Dynamic Pricing | Dynamic Pricing | Industrial | Mfg-Materials | Medium | 2030: 25% | Brattle Group research indicates greater than 80% enrollment in dynamic pricing under a default with opt-out type of offer. Assumed 50% for default with opt-out rate for Reference (conservative assumption); 80% for Ambitious.
1in2 | Reference | Dynamic Pricing | Dynamic Pricing | Industrial | Mfg-Materials | Large | 2030: 25% | Brattle Group research indicates greater than 80% enrollment in dynamic pricing under a default with opt-out type of offer. Assumed 50% for default with opt-out rate for Reference (conservative assumption); 80% for Ambitious.
1in2 | Reference | Dynamic Pricing | Dynamic Pricing | Residential | Multifamily | AllSize | 2030: 25% | Brattle Group research indicates greater than 80% enrollment in dynamic pricing under a default with opt-out type of offer. Assumed 50% for default with opt-out rate for Reference (conservative assumption); 80% for Ambitious.
1in2 | Reference | Dynamic Pricing | Dynamic Pricing | Residential | Res-BTM Battery | AllSize | 2030: 25% | Brattle Group research indicates greater than 80% enrollment in dynamic pricing under a default with opt-out type of offer. Assumed 50% for default with opt-out rate for Reference (conservative assumption); 80% for Ambitious.
1in2 | Reference | Dynamic Pricing | Dynamic Pricing | Residential | Singlefamily | AllSize | 2030: 25% | Brattle Group research indicates greater than 80% enrollment in dynamic pricing under a default with opt-out type of offer. Assumed 50% for default with opt-out rate for Reference (conservative assumption); 80% for Ambitious.
1in2 | Reference | Event-Based Options | Ag-Battery Dispatch | Agricultural | Ag-BTM Battery | AllSize | 2030: 30% | LBNL Phase 4 aggregate enrollment fraction, shed, 2030
1in2 | Reference | Event-Based Options | Com-Battery Dispatch | Commercial | Com-BTM Battery | AllSize | 2030: 20% | LBNL Phase 4 aggregate enrollment fraction, shed, 2030
1in2 | Reference | Event-Based Options | EV-Electric Buses-V2X | Electric Vehicle | INTERCITY.BUS | Electric Buses | 2030: 20% | LBNL Phase 4 aggregate enrollment fraction, shed, 2030
1in2 | Reference | Event-Based Options | EV-Electric Buses-V2X | Electric Vehicle | OTHER.BUS | Electric Buses | 2030: 20% | LBNL Phase 4 aggregate enrollment fraction, shed, 2030
1in2 | Reference | Event-Based Options | EV-Electric Buses-V2X | Electric Vehicle | SCHOOL.BUS | Electric Buses | 2030: 20% | LBNL Phase 4 aggregate enrollment fraction, shed, 2030
1in2 | Reference | Event-Based Options | EV-Electric Buses-V2X | Electric Vehicle | URBAN.BUS | Electric Buses | 2030: 20% | LBNL Phase 4 aggregate enrollment fraction, shed, 2030
1in2 | Reference | Event-Based Options | EV-HDV-V2X | Electric Vehicle | GVWR7 | Heavy Duty EV | 2030: 20% | LBNL Phase 4 aggregate enrollment fraction, shed, 2030
1in2 | Reference | Event-Based Options | EV-HDV-V2X | Electric Vehicle | GVWR8.COMBO | Heavy Duty EV | 2030: 20% | LBNL Phase 4 aggregate enrollment fraction, shed, 2030
1in2 | Reference | Event-Based Options | EV-HDV-V2X | Electric Vehicle | GVWR8.IRP | Heavy Duty EV | 2030: 20% | LBNL Phase 4 aggregate enrollment fraction, shed, 2030
1in2 | Reference | Event-Based Options | EV-HDV-V2X | Electric Vehicle | GVWR8.PORT | Heavy Duty EV | 2030: 20% | LBNL Phase 4 aggregate enrollment fraction, shed, 2030
1in2 | Reference | Event-Based Options | EV-HDV-V2X | Electric Vehicle | GVWR8.REFUSE.AND.RECYCLING | Heavy Duty EV | 2030: 20% | LBNL Phase 4 aggregate enrollment fraction, shed, 2030
1in2 | Reference | Event-Based Options | EV-HDV-V2X | Electric Vehicle | GVWR8.SU | Heavy Duty EV | 2030: 20% | LBNL Phase 4 aggregate enrollment fraction, shed, 2030
1in2 | Reference | Event-Based Options | EV-LDV-V2X | Electric Vehicle | LDV | Light Duty EV | 2030: 20% | Estimated from Phase 4 appendices enrollment curves
1in2 | Reference | Event-Based Options | EV-MDV-V2X | Electric Vehicle | GVWR3 | Medium Duty EV | 2030: 20% | LBNL Phase 4 aggregate enrollment fraction, shed, 2030
1in2 | Reference | Event-Based Options | EV-MDV-V2X | Electric Vehicle | GVWR456 | Medium Duty EV | 2030: 20% | LBNL Phase 4 aggregate enrollment fraction, shed, 2030
1in2 | Reference | Event-Based Options | Ind-Battery Dispatch | Industrial | Ind-BTM Battery | AllSize | 2030: 20% | LBNL Phase 4 aggregate enrollment fraction, shed, 2030
1in2 | Reference | Event-Based Options | Res-Battery Dispatch | Residential | Res-BTM Battery | AllSize | [30 empty] | LBNL Phase 4 aggregate enrollment fraction, shed, 2030 | bar: 2030
1in2 | Reference | Event-Based Options | Ag-Auto-DR-Pumping Control | Agricultural | Ag-Animal | Small | 2030: 60.76% | LBNL Phase 4 aggregate enrollment fraction, shed, 2030
1in2 | Reference | Event-Based Options | Ag-Auto-DR-Pumping Control | Agricultural | Ag-Animal | Medium | 2030: 44.25% | LBNL Phase 4 aggregate enrollment fraction, shed, 2030
1in2 | Reference | Event-Based Options | Ag-Auto-DR-Pumping Control | Agricultural | Ag-Animal | Large | 2030: 14.78% | LBNL Phase 4 aggregate enrollment fraction, shed, 2030
1in2 | Reference | Event-Based Options | Ag-Auto-DR-Pumping Control | Agricultural | Ag-Crop | Small | 2030: 59.51% | LBNL Phase 4 aggregate enrollment fraction, shed, 2030
1in2 | Reference | Event-Based Options | Ag-Auto-DR-Pumping Control | Agricultural | Ag-Crop | Medium | 2030: 59.51% | LBNL Phase 4 aggregate enrollment fraction, shed, 2030
1in2 | Reference | Event-Based Options | Ag-Auto-DR-Pumping Control | Agricultural | Ag-Crop | Large | 2030: 59.51% | LBNL Phase 4 aggregate enrollment fraction, shed, 2030
1in2 | Reference | Event-Based Options | Ag-Auto-DR-Pumping Control | Agricultural | Water, Irrigation | Small | 2030: 60.84% | LBNL Phase 4 aggregate enrollment fraction, shed, 2030
1in2 | Reference | Event-Based Options | Ag-Auto-DR-Pumping Control | Agricultural | Water, Irrigation | Medium | 2030: 61.57% | LBNL Phase 4 aggregate enrollment fraction, shed, 2030
1in2 | Reference | Event-Based Options | Ag-Auto-DR-Pumping Control | Agricultural | Water, Irrigation | Large | 2030: 61.57% | LBNL Phase 4 aggregate enrollment fraction, shed, 2030
1in2 | Reference | Event-Based Options | Ag-Auto-DR-Pumping Control | Agricultural | Water, Municipal | Small | [30 empty] | Estimated from Phase 4 appendices enrollment curves | bar: 2030
1in2 | Reference | Event-Based Options | Ag-Auto-DR-Pumping Control | Agricultural | Water, Municipal | Medium | [30 empty] | LBNL Phase 4 aggregate enrollment fraction, shed, 2030 | bar: 2030
1in2 | Reference | Event-Based Options | Ag-Auto-DR-Pumping Control | Agricultural | Water, Municipal | Large | [30 empty] | LBNL Phase 4 aggregate enrollment fraction, shed, 2030 | bar: 2030
1in2 | Reference | Event-Based Options | Ag-Battery Load Shift | Agricultural | Ag-BTM Battery | AllSize | 2030: 30% | LBNL Phase 4 aggregate enrollment fraction, shed, 2030
1in2 | Reference | Event-Based Options | Ag-DLC Switch-Pumping Control | Agricultural | Ag-Animal | Small | 2030: 52.39% | LBNL Phase 4 aggregate enrollment fraction, shed, 2030
1in2 | Reference | Event-Based Options | Ag-DLC Switch-Pumping Control | Agricultural | Ag-Animal | Medium | 2030: 44.43% | LBNL Phase 4 aggregate enrollment fraction, shed, 2030
1in2 | Reference | Event-Based Options | Ag-DLC Switch-Pumping Control | Agricultural | Ag-Animal | Large | 2030: 14.78% | LBNL Phase 4 aggregate enrollment fraction, shed, 2030
1in2 | Reference | Event-Based Options | Ag-DLC Switch-Pumping Control | Agricultural | Ag-Crop | Small | 2030: 60.59% | LBNL Phase 4 aggregate enrollment fraction, shed, 2030
1in2 | Reference | Event-Based Options | Ag-DLC Switch-Pumping Control | Agricultural | Ag-Crop | Medium | 2030: 60.59% | LBNL Phase 4 aggregate enrollment fraction, shed, 2030
1in2 | Reference | Event-Based Options | Ag-DLC Switch-Pumping Control | Agricultural | Ag-Crop | Large | 2030: 60.59% | LBNL Phase 4 aggregate enrollment fraction, shed, 2030
1in2 | Reference | Event-Based Options | Ag-DLC Switch-Pumping Control | Agricultural | Water, Irrigation | Small | 2030: 58.6% | LBNL Phase 4 aggregate enrollment fraction, shed, 2030
1in2 | Reference | Event-Based Options | Ag-DLC Switch-Pumping Control | Agricultural | Water, Irrigation | Medium | 2030: 61.41% | LBNL Phase 4 aggregate enrollment fraction, shed, 2030
1in2 | Reference | Event-Based Options | Ag-DLC Switch-Pumping Control | Agricultural | Water, Irrigation | Large | 2030: 61.41% | LBNL Phase 4 aggregate enrollment fraction, shed, 2030
1in2 | Reference | Event-Based Options | Ag-DLC Switch-Pumping Control | Agricultural | Water, Municipal | Small | [30 empty] | LBNL Phase 4 aggregate enrollment fraction, shed, 2030 | bar: 2030
1in2 | Reference | Event-Based Options | Ag-DLC Switch-Pumping Control | Agricultural | Water, Municipal | Medium | [30 empty] | LBNL Phase 4 aggregate enrollment fraction, shed, 2030 | bar: 2030
1in2 | Reference | Event-Based Options | Ag-DLC Switch-Pumping Control | Agricultural | Water, Municipal | Large | [30 empty] | LBNL Phase 4 aggregate enrollment fraction, shed, 2030 | bar: 2030
1in2 | Reference | Event-Based Options | Com-Battery Load Shift | Commercial | Com-BTM Battery | AllSize | 2030: 20% | LBNL Phase 4 aggregate enrollment fraction, shed, 2030
1in2 | Reference | Event-Based Options | Com-DLC-HVAC-Switch | Commercial | Com - College | Small | [30 empty] | LBNL Phase 4 aggregate enrollment fraction, shed, 2030 | bar: 2030
1in2 | Reference | Event-Based Options | Com-DLC-HVAC-Switch | Commercial | Com - College | Medium | 2030: 34.07% | LBNL Phase 4 aggregate enrollment fraction, shed, 2030
1in2 | Reference | Event-Based Options | Com-DLC-HVAC-Switch | Commercial | Com - College | Large | [30 empty] | LBNL Phase 4 aggregate enrollment fraction, shed, 2030 | bar: 2030
1in2 | Reference | Event-Based Options | Com-DLC-HVAC-Switch | Commercial | Com - Grocery | Small | [30 empty] | LBNL Phase 4 aggregate enrollment fraction, shed, 2030 | bar: 2030
1in2 | Reference | Event-Based Options | Com-DLC-HVAC-Switch | Commercial | Com - Grocery | Medium | 2030: 37.06% | LBNL Phase 4 aggregate enrollment fraction, shed, 2030
1in2 | Reference | Event-Based Options | Com-DLC-HVAC-Switch | Commercial | Com - Grocery | Large | [30 empty] | LBNL Phase 4 aggregate enrollment fraction, shed, 2030 | bar: 2030
1in2 | Reference | Event-Based Options | Com-DLC-HVAC-Switch | Commercial | Com - Health | Small | [30 empty] | LBNL Phase 4 aggregate enrollment fraction, shed, 2030 | bar: 2030
1in2 | Reference | Event-Based Options | Com-DLC-HVAC-Switch | Commercial | Com - Health | Medium | 2030: 40.54% | LBNL Phase 4 aggregate enrollment fraction, shed, 2030
1in2 | Reference | Event-Based Options | Com-DLC-HVAC-Switch | Commercial | Com - Health | Large | [30 empty] | LBNL Phase 4 aggregate enrollment fraction, shed, 2030 | bar: 2030
1in2 | Reference | Event-Based Options | Com-DLC-HVAC-Switch | Commercial | Com - Lodging | Small | [30 empty] | LBNL Phase 4 aggregate enrollment fraction, shed, 2030 | bar: 2030
1in2 | Reference | Event-Based Options | Com-DLC-HVAC-Switch | Commercial | Com - Lodging | Medium | 2030: 45.37% | LBNL Phase 4 aggregate enrollment fraction, shed, 2030
1in2 | Reference | Event-Based Options | Com-DLC-HVAC-Switch | Commercial | Com - Lodging | Large | [30 empty] | LBNL Phase 4 aggregate enrollment fraction, shed, 2030 | bar: 2030
1in2 | Reference | Event-Based Options | Com-DLC-HVAC-Switch | Commercial | Com - Office (Large) | Small | 2030: 41.43% | LBNL Phase 4 aggregate enrollment fraction, shed, 2030
1in2 | Reference | Event-Based Options | Com-DLC-HVAC-Switch | Commercial | Com - Office (Large) | Medium | [30 empty] | LBNL Phase 4 aggregate enrollment fraction, shed, 2030 | bar: 2030
1in2 | Reference | Event-Based Options | Com-DLC-HVAC-Switch | Commercial | Com - Office (Large) | Large | [30 empty] | LBNL Phase 4 aggregate enrollment fraction, shed, 2030 | bar: 2030
1in2 | Reference | Event-Based Options | Com-DLC-HVAC-Switch | Commercial | Com - Office (Small) | Small | [30 empty] | LBNL Phase 4 aggregate enrollment fraction, shed, 2030 | bar: 2030
1in2 | Reference | Event-Based Options | Com-DLC-HVAC-Switch | Commercial | Com - Office (Small) | Medium | [30 empty] | LBNL Phase 4 aggregate enrollment fraction, shed, 2030 | bar: 2030
1in2 | Reference | Event-Based Options | Com-DLC-HVAC-Switch | Commercial | Com - Office (Small) | Large | [30 empty] | LBNL Phase 4 aggregate enrollment fraction, shed, 2030 | bar: 2030
1in2 | Reference | Event-Based Options | Com-DLC-HVAC-Switch | Commercial | Com - Other | Small | [30 empty] | LBNL Phase 4 aggregate enrollment fraction, shed, 2030 | bar: 2030
1in2 | Reference | Event-Based Options | Com-DLC-HVAC-Switch | Commercial | Com - Other | Medium | 2030: 41.44% | LBNL Phase 4 aggregate enrollment fraction, shed, 2030
1in2 | Reference | Event-Based Options | Com-DLC-HVAC-Switch | Commercial | Com - Other | Large | [30 empty] | LBNL Phase 4 aggregate enrollment fraction, shed, 2030 | bar: 2030
1in2 | Reference | Event-Based Options | Com-DLC-HVAC-Switch | Commercial | Com - Refrig. Warehouse | Small | [30 empty] | LBNL Phase 4 aggregate enrollment fraction, shed, 2030 | bar: 2030
1in2 | Reference | Event-Based Options | Com-DLC-HVAC-Switch | Commercial | Com - Refrig. Warehouse | Medium | 2030: 45.36% | LBNL Phase 4 aggregate enrollment fraction, shed, 2030
1in2 | Reference | Event-Based Options | Com-DLC-HVAC-Switch | Commercial | Com - Refrig. Warehouse | Large | [30 empty] | LBNL Phase 4 aggregate enrollment fraction, shed, 2030 | bar: 2030
1in2 | Reference | Event-Based Options | Com-DLC-HVAC-Switch | Commercial | Com - Restaurant | Small | [30 empty] | LBNL Phase 4 aggregate enrollment fraction, shed, 2030 | bar: 2030
1in2 | Reference | Event-Based Options | Com-DLC-HVAC-Switch | Commercial | Com - Restaurant | Medium | 2030: 42.92% | LBNL Phase 4 aggregate enrollment fraction, shed, 2030
1in2 | Reference | Event-Based Options | Com-DLC-HVAC-Switch | Commercial | Com - Restaurant | Large | [30 empty] | LBNL Phase 4 aggregate enrollment fraction, shed, 2030 | bar: 2030
1in2 | Reference | Event-Based Options | Com-DLC-HVAC-Switch | Commercial | Com - Retail | Small | [30 empty] | LBNL Phase 4 aggregate enrollment fraction, shed, 2030 | bar: 2030
1in2 | Reference | Event-Based Options | Com-DLC-HVAC-Switch | Commercial | Com - Retail | Medium | 2030: 37.06% | LBNL Phase 4 aggregate enrollment fraction, shed, 2030
1in2 | Reference | Event-Based Options | Com-DLC-HVAC-Switch | Commercial | Com - Retail | Large | [30 empty] | LBNL Phase 4 aggregate enrollment fraction, shed, 2030 | bar: 2030
1in2 | Reference | Event-Based Options | Com-DLC-HVAC-Switch | Commercial | Com - School | Small | [30 empty] | LBNL Phase 4 aggregate enrollment fraction, shed, 2030 | bar: 2030
1in2 | Reference | Event-Based Options | Com-DLC-HVAC-Switch | Commercial | Com - School | Medium | 2030: 34.07% | LBNL Phase 4 aggregate enrollment fraction, shed, 2030
1in2 | Reference | Event-Based Options | Com-DLC-HVAC-Switch | Commercial | Com - School | Large | [30 empty] | LBNL Phase 4 aggregate enrollment fraction, shed, 2030 | bar: 2030
1in2 | Reference | Event-Based Options | Com-DLC-HVAC-Switch | Commercial | Com - Warehouse | Small | [30 empty] | LBNL Phase 4 aggregate enrollment fraction, shed, 2030 | bar: 2030
1in2 | Reference | Event-Based Options | Com-DLC-HVAC-Switch | Commercial | Com - Warehouse | Medium | 2030: 60.04% | LBNL Phase 4 aggregate enrollment fraction, shed, 2030
1in2 | Reference | Event-Based Options | Com-DLC-HVAC-Switch | Commercial | Com - Warehouse | Large | [30 empty] | LBNL Phase 4 aggregate enrollment fraction, shed, 2030 | bar: 2030
1in2 | Reference | Event-Based Options | Com-DLC-Water Heating-Switch | Commercial | Com - College | Small | [30 empty] | LBNL Phase 4 aggregate enrollment fraction, shed, 2030 | bar: 2030
1in2 | Reference | Event-Based Options | Com-DLC-Water Heating-Switch | Commercial | Com - College | Medium | [30 empty] | LBNL Phase 4 aggregate enrollment fraction, shed, 2030 | bar: 2030
1in2 | Reference | Event-Based Options | Com-DLC-Water Heating-Switch | Commercial | Com - College | Large | [30 empty] | LBNL Phase 4 aggregate enrollment fraction, shed, 2030 | bar: 2030
1in2 | Reference | Event-Based Options | Com-DLC-Water Heating-Switch | Commercial | Com - Grocery | Small | [30 empty] | LBNL Phase 4 aggregate enrollment fraction, shed, 2030 | bar: 2030
1in2 | Reference | Event-Based Options | Com-DLC-Water Heating-Switch | Commercial | Com - Grocery | Medium | [30 empty] | LBNL Phase 4 aggregate enrollment fraction, shed, 2030 | bar: 2030
1in2 | Reference | Event-Based Options | Com-DLC-Water Heating-Switch | Commercial | Com - Grocery | Large | [30 empty] | LBNL Phase 4 aggregate enrollment fraction, shed, 2030 | bar: 2030
1in2 | Reference | Event-Based Options | Com-DLC-Water Heating-Switch | Commercial | Com - Health | Small | [30 empty] | LBNL Phase 4 aggregate enrollment fraction, shed, 2030 | bar: 2030
1in2 | Reference | Event-Based Options | Com-DLC-Water Heating-Switch | Commercial | Com - Health | Medium | [30 empty] | LBNL Phase 4 aggregate enrollment fraction, shed, 2030 | bar: 2030
1in2 | Reference | Event-Based Options | Com-DLC-Water Heating-Switch | Commercial | Com - Health | Large | [30 empty] | LBNL Phase 4 aggregate enrollment fraction, shed, 2030 | bar: 2030
1in2 | Reference | Event-Based Options | Com-DLC-Water Heating-Switch | Commercial | Com - Lodging | Small | [30 empty] | LBNL Phase 4 aggregate enrollment fraction, shed, 2030 | bar: 2030
1in2 | Reference | Event-Based Options | Com-DLC-Water Heating-Switch | Commercial | Com - Lodging | Medium | [30 empty] | LBNL Phase 4 aggregate enrollment fraction, shed, 2030 | bar: 2030
1in2 | Reference | Event-Based Options | Com-DLC-Water Heating-Switch | Commercial | Com - Lodging | Large | [30 empty] | LBNL Phase 4 aggregate enrollment fraction, shed, 2030 | bar: 2030
1in2 | Reference | Event-Based Options | Com-DLC-Water Heating-Switch | Commercial | Com - Office (Large) | Small | 2030: 16.1% | LBNL Phase 4 aggregate enrollment fraction, shed, 2030
1in2 | Reference | Event-Based Options | Com-DLC-Water Heating-Switch | Commercial | Com - Office (Large) | Medium | 2030: 16.1% | LBNL Phase 4 aggregate enrollment fraction, shed, 2030
1in2 | Reference | Event-Based Options | Com-DLC-Water Heating-Switch | Commercial | Com - Office (Large) | Large | 2030: 16.1% | LBNL Phase 4 aggregate enrollment fraction, shed, 2030
1in2 | Reference | Event-Based Options | Com-DLC-Water Heating-Switch | Commercial | Com - Office (Small) | Small | 2030: 47.43% | LBNL Phase 4 aggregate enrollment fraction, shed, 2030
1in2 | Reference | Event-Based Options | Com-DLC-Water Heating-Switch | Commercial | Com - Office (Small) | Medium | 2030: 47.43% | LBNL Phase 4 aggregate enrollment fraction, shed, 2030
1in2 | Reference | Event-Based Options | Com-DLC-Water Heating-Switch | Commercial | Com - Office (Small) | Large | 2030: 47.43% | LBNL Phase 4 aggregate enrollment fraction, shed, 2030
1in2 | Reference | Event-Based Options | Com-DLC-Water Heating-Switch | Commercial | Com - Other | Small | [30 empty] | LBNL Phase 4 aggregate enrollment fraction, shed, 2030 | bar: 2030
1in2 | Reference | Event-Based Options | Com-DLC-Water Heating-Switch | Commercial | Com - Other | Medium | [30 empty] | LBNL Phase 4 aggregate enrollment fraction, shed, 2030 | bar: 2030
1in2 | Reference | Event-Based Options | Com-DLC-Water Heating-Switch | Commercial | Com - Other | Large | [30 empty] | LBNL Phase 4 aggregate enrollment fraction, shed, 2030 | bar: 2030
1in2 | Reference | Event-Based Options | Com-DLC-Water Heating-Switch | Commercial | Com - Refrig. Warehouse | Small | [30 empty] | LBNL Phase 4 aggregate enrollment fraction, shed, 2030 | bar: 2030
1in2 | Reference | Event-Based Options | Com-DLC-Water Heating-Switch | Commercial | Com - Refrig. Warehouse | Medium | [30 empty] | LBNL Phase 4 aggregate enrollment fraction, shed, 2030 | bar: 2030
1in2 | Reference | Event-Based Options | Com-DLC-Water Heating-Switch | Commercial | Com - Refrig. Warehouse | Large | [30 empty] | LBNL Phase 4 aggregate enrollment fraction, shed, 2030 | bar: 2030
1in2 | Reference | Event-Based Options | Com-DLC-Water Heating-Switch | Commercial | Com - Restaurant | Small | [30 empty] | LBNL Phase 4 aggregate enrollment fraction, shed, 2030 | bar: 2030
1in2 | Reference | Event-Based Options | Com-DLC-Water Heating-Switch | Commercial | Com - Restaurant | Medium | [30 empty] | LBNL Phase 4 aggregate enrollment fraction, shed, 2030 | bar: 2030
1in2 | Reference | Event-Based Options | Com-DLC-Water Heating-Switch | Commercial | Com - Restaurant | Large | [30 empty] | LBNL Phase 4 aggregate enrollment fraction, shed, 2030 | bar: 2030
1in2 | Reference | Event-Based Options | Com-DLC-Water Heating-Switch | Commercial | Com - Retail | Small | [30 empty] | LBNL Phase 4 aggregate enrollment fraction, shed, 2030 | bar: 2030
1in2 | Reference | Event-Based Options | Com-DLC-Water Heating-Switch | Commercial | Com - Retail | Medium | [30 empty] | LBNL Phase 4 aggregate enrollment fraction, shed, 2030 | bar: 2030
1in2 | Reference | Event-Based Options | Com-DLC-Water Heating-Switch | Commercial | Com - Retail | Large | [30 empty] | LBNL Phase 4 aggregate enrollment fraction, shed, 2030 | bar: 2030
1in2 | Reference | Event-Based Options | Com-DLC-Water Heating-Switch | Commercial | Com - School | Small | [30 empty] | LBNL Phase 4 aggregate enrollment fraction, shed, 2030 | bar: 2030
1in2 | Reference | Event-Based Options | Com-DLC-Water Heating-Switch | Commercial | Com - School | Medium | [30 empty] | LBNL Phase 4 aggregate enrollment fraction, shed, 2030 | bar: 2030
1in2 | Reference | Event-Based Options | Com-DLC-Water Heating-Switch | Commercial | Com - School | Large | [30 empty] | LBNL Phase 4 aggregate enrollment fraction, shed, 2030 | bar: 2030
1in2 | Reference | Event-Based Options | Com-DLC-Water Heating-Switch | Commercial | Com - Warehouse | Small | [30 empty] | LBNL Phase 4 aggregate enrollment fraction, shed, 2030 | bar: 2030
1in2 | Reference | Event-Based Options | Com-DLC-Water Heating-Switch | Commercial | Com - Warehouse | Medium | [30 empty] | LBNL Phase 4 aggregate enrollment fraction, shed, 2030 | bar: 2030
1in2 | Reference | Event-Based Options | Com-DLC-Water Heating-Switch | Commercial | Com - Warehouse | Large | [30 empty] | LBNL Phase 4 aggregate enrollment fraction, shed, 2030 | bar: 2030
1in2 | Reference | Event-Based Options | Com-HVAC-EMS | Commercial | Com - College | Small | [30 empty] | LBNL Phase 4 aggregate enrollment fraction, shed, 2030 | bar: 2030
1in2 | Reference | Event-Based Options | Com-HVAC-EMS | Commercial | Com - College | Medium | 2030: 33.68% | LBNL Phase 4 aggregate enrollment fraction, shed, 2030
1in2 | Reference | Event-Based Options | Com-HVAC-EMS | Commercial | Com - College | Large | 2030: 38.94% | LBNL Phase 4 aggregate enrollment fraction, shed, 2030
1in2 | Reference | Event-Based Options | Com-HVAC-EMS | Commercial | Com - Grocery | Small | [30 empty] | LBNL Phase 4 aggregate enrollment fraction, shed, 2030 | bar: 2030
1in2 | Reference | Event-Based Options | Com-HVAC-EMS | Commercial | Com - Grocery | Medium | 2030: 34.86% | LBNL Phase 4 aggregate enrollment fraction, shed, 2030
1in2 | Reference | Event-Based Options | Com-HVAC-EMS | Commercial | Com - Grocery | Large | 2030: 19.16% | LBNL Phase 4 aggregate enrollment fraction, shed, 2030
1in2 | Reference | Event-Based Options | Com-HVAC-EMS | Commercial | Com - Health | Small | [30 empty] | LBNL Phase 4 aggregate enrollment fraction, shed, 2030 | bar: 2030
1in2 | Reference | Event-Based Options | Com-HVAC-EMS | Commercial | Com - Health | Medium | 2030: 38.2% | LBNL Phase 4 aggregate enrollment fraction, shed, 2030
1in2 | Reference | Event-Based Options | Com-HVAC-EMS | Commercial | Com - Health | Large | 2030: 14.61% | LBNL Phase 4 aggregate enrollment fraction, shed, 2030
1in2 | Reference | Event-Based Options | Com-HVAC-EMS | Commercial | Com - Lodging | Small | [30 empty] | LBNL Phase 4 aggregate enrollment fraction, shed, 2030 | bar: 2030
1in2 | Reference | Event-Based Options | Com-HVAC-EMS | Commercial | Com - Lodging | Medium | 2030: 42.55% | LBNL Phase 4 aggregate enrollment fraction, shed, 2030
1in2 | Reference | Event-Based Options | Com-HVAC-EMS | Commercial | Com - Lodging | Large | 2030: 12.72% | LBNL Phase 4 aggregate enrollment fraction, shed, 2030
1in2 | Reference | Event-Based Options | Com-HVAC-EMS | Commercial | Com - Office (Large) | Small | 2030: 37.37% | LBNL Phase 4 aggregate enrollment fraction, shed, 2030
1in2 | Reference | Event-Based Options | Com-HVAC-EMS | Commercial | Com - Office (Large) | Medium | 2030: 37.37% | LBNL Phase 4 aggregate enrollment fraction, shed, 2030
1in2 | Reference | Event-Based Options | Com-HVAC-EMS | Commercial | Com - Office (Large) | Large | 2030: 37.37% | LBNL Phase 4 aggregate enrollment fraction, shed, 2030
1in2 | Reference | Event-Based Options | Com-HVAC-EMS | Commercial | Com - Office (Small) | Small | [30 empty] | LBNL Phase 4 aggregate enrollment fraction, shed, 2030 | bar: 2030
1in2 | Reference | Event-Based Options | Com-HVAC-EMS | Commercial | Com - Office (Small) | Medium | [30 empty] | LBNL Phase 4 aggregate enrollment fraction, shed, 2030 | bar: 2030
1in2 | Reference | Event-Based Options | Com-HVAC-EMS | Commercial | Com - Office (Small) | Large | [30 empty] | LBNL Phase 4 aggregate enrollment fraction, shed, 2030 | bar: 2030
1in2 | Reference | Event-Based Options | Com-HVAC-EMS | Commercial | Com - Other | Small | [30 empty] | LBNL Phase 4 aggregate enrollment fraction, shed, 2030 | bar: 2030
1in2 | Reference | Event-Based Options | Com-HVAC-EMS | Commercial | Com - Other | Medium | 2030: 32.87% | LBNL Phase 4 aggregate enrollment fraction, shed, 2030
1in2 | Reference | Event-Based Options | Com-HVAC-EMS | Commercial | Com - Other | Large | 2030: 28.68% | LBNL Phase 4 aggregate enrollment fraction, shed, 2030
1in2 | Reference | Event-Based Options | Com-HVAC-EMS | Commercial | Com - Refrig. Warehouse | Small | [30 empty] | LBNL Phase 4 aggregate enrollment fraction, shed, 2030 | bar: 2030
1in2 | Reference | Event-Based Options | Com-HVAC-EMS | Commercial | Com - Refrig. Warehouse | Medium | 2030: 45.32% | LBNL Phase 4 aggregate enrollment fraction, shed, 2030
1in2 | Reference | Event-Based Options | Com-HVAC-EMS | Commercial | Com - Refrig. Warehouse | Large | 2030: 41.44% | LBNL Phase 4 aggregate enrollment fraction, shed, 2030
1in2 | Reference | Event-Based Options | Com-HVAC-EMS | Commercial | Com - Restaurant | Small | [30 empty] | LBNL Phase 4 aggregate enrollment fraction, shed, 2030 | bar: 2030
1in2 | Reference | Event-Based Options | Com-HVAC-EMS | Commercial | Com - Restaurant | Medium | 2030: 39.33% | LBNL Phase 4 aggregate enrollment fraction, shed, 2030
1in2 | Reference | Event-Based Options | Com-HVAC-EMS | Commercial | Com - Restaurant | Large | 2030: 42.02% | LBNL Phase 4 aggregate enrollment fraction, shed, 2030
1in2 | Reference | Event-Based Options | Com-HVAC-EMS | Commercial | Com - Retail | Small | [30 empty] | LBNL Phase 4 aggregate enrollment fraction, shed, 2030 | bar: 2030
1in2 | Reference | Event-Based Options | Com-HVAC-EMS | Commercial | Com - Retail | Medium | 2030: 34.86% | LBNL Phase 4 aggregate enrollment fraction, shed, 2030
1in2 | Reference | Event-Based Options | Com-HVAC-EMS | Commercial | Com - Retail | Large | 2030: 19.16% | LBNL Phase 4 aggregate enrollment fraction, shed, 2030
1in2 | Reference | Event-Based Options | Com-HVAC-EMS | Commercial | Com - School | Small | [30 empty] | LBNL Phase 4 aggregate enrollment fraction, shed, 2030 | bar: 2030
1in2 | Reference | Event-Based Options | Com-HVAC-EMS | Commercial | Com - School | Medium | 2030: 33.68% | LBNL Phase 4 aggregate enrollment fraction, shed, 2030
1in2 | Reference | Event-Based Options | Com-HVAC-EMS | Commercial | Com - School | Large | 2030: 38.94% | LBNL Phase 4 aggregate enrollment fraction, shed, 2030
1in2 | Reference | Event-Based Options | Com-HVAC-EMS | Commercial | Com - Warehouse | Small | [30 empty] | LBNL Phase 4 aggregate enrollment fraction, shed, 2030 | bar: 2030
1in2 | Reference | Event-Based Options | Com-HVAC-EMS | Commercial | Com - Warehouse | Medium | 2030: 50.55% | LBNL Phase 4 aggregate enrollment fraction, shed, 2030
1in2 | Reference | Event-Based Options | Com-HVAC-EMS | Commercial | Com - Warehouse | Large | 2030: 18.92% | LBNL Phase 4 aggregate enrollment fraction, shed, 2030
1in2 | Reference | Event-Based Options | Com-HVAC-TES | Commercial | Com - College | Small | [30 empty] | LBNL Phase 4 aggregate enrollment fraction, shed, 2030 | bar: 2030
1in2 | Reference | Event-Based Options | Com-HVAC-TES | Commercial | Com - College | Medium | [30 empty] | LBNL Phase 4 aggregate enrollment fraction, shed, 2030 | bar: 2030
1in2 | Reference | Event-Based Options | Com-HVAC-TES | Commercial | Com - College | Large | [30 empty] | LBNL Phase 4 aggregate enrollment fraction, shed, 2030 | bar: 2030
1in2 | Reference | Event-Based Options | Com-HVAC-TES | Commercial | Com - Grocery | Small | [30 empty] | LBNL Phase 4 aggregate enrollment fraction, shed, 2030 | bar: 2030
1in2 | Reference | Event-Based Options | Com-HVAC-TES | Commercial | Com - Grocery | Medium | [30 empty] | LBNL Phase 4 aggregate enrollment fraction, shed, 2030 | bar: 2030
1in2 | Reference | Event-Based Options | Com-HVAC-TES | Commercial | Com - Grocery | Large | [30 empty] | LBNL Phase 4 aggregate enrollment fraction, shed, 2030 | bar: 2030
1in2 | Reference | Event-Based Options | Com-HVAC-TES | Commercial | Com - Health | Small | [30 empty] | LBNL Phase 4 aggregate enrollment fraction, shed, 2030 | bar: 2030
1in2 | Reference | Event-Based Options | Com-HVAC-TES | Commercial | Com - Health | Medium | [30 empty] | LBNL Phase 4 aggregate enrollment fraction, shed, 2030 | bar: 2030
1in2 | Reference | Event-Based Options | Com-HVAC-TES | Commercial | Com - Health | Large | [30 empty] | LBNL Phase 4 aggregate enrollment fraction, shed, 2030 | bar: 2030
1in2 | Reference | Event-Based Options | Com-HVAC-TES | Commercial | Com - Lodging | Small | [30 empty] | LBNL Phase 4 aggregate enrollment fraction, shed, 2030 | bar: 2030
1in2 | Reference | Event-Based Options | Com-HVAC-TES | Commercial | Com - Lodging | Medium | [30 empty] | LBNL Phase 4 aggregate enrollment fraction, shed, 2030 | bar: 2030
1in2 | Reference | Event-Based Options | Com-HVAC-TES | Commercial | Com - Lodging | Large | [30 empty] | LBNL Phase 4 aggregate enrollment fraction, shed, 2030 | bar: 2030
1in2 | Reference | Event-Based Options | Com-HVAC-TES | Commercial | Com - Office (Large) | Small | [30 empty] | LBNL Phase 4 aggregate enrollment fraction, shed, 2030 | bar: 2030
1in2 | Reference | Event-Based Options | Com-HVAC-TES | Commercial | Com - Office (Large) | Medium | [30 empty] | LBNL Phase 4 aggregate enrollment fraction, shed, 2030 | bar: 2030
1in2 | Reference | Event-Based Options | Com-HVAC-TES | Commercial | Com - Office (Large) | Large | [30 empty] | LBNL Phase 4 aggregate enrollment fraction, shed, 2030 | bar: 2030
1in2 | Reference | Event-Based Options | Com-HVAC-TES | Commercial | Com - Office (Small) | Small | [30 empty] | LBNL Phase 4 aggregate enrollment fraction, shed, 2030 | bar: 2030
1in2 | Reference | Event-Based Options | Com-HVAC-TES | Commercial | Com - Office (Small) | Medium | [30 empty] | LBNL Phase 4 aggregate enrollment fraction, shed, 2030 | bar: 2030
1in2 | Reference | Event-Based Options | Com-HVAC-TES | Commercial | Com - Office (Small) | Large | [30 empty] | LBNL Phase 4 aggregate enrollment fraction, shed, 2030 | bar: 2030
1in2 | Reference | Event-Based Options | Com-HVAC-TES | Commercial | Com - Other | Small | [30 empty] | LBNL Phase 4 aggregate enrollment fraction, shed, 2030 | bar: 2030
1in2 | Reference | Event-Based Options | Com-HVAC-TES | Commercial | Com - Other | Medium | [30 empty] | LBNL Phase 4 aggregate enrollment fraction, shed, 2030 | bar: 2030
1in2 | Reference | Event-Based Options | Com-HVAC-TES | Commercial | Com - Other | Large | 2030: 24.48% | LBNL Phase 4 aggregate enrollment fraction, shed, 2030
1in2 | Reference | Event-Based Options | Com-HVAC-TES | Commercial | Com - Refrig. Warehouse | Small | [30 empty] | LBNL Phase 4 aggregate enrollment fraction, shed, 2030 | bar: 2030
1in2 | Reference | Event-Based Options | Com-HVAC-TES | Commercial | Com - Refrig. Warehouse | Medium | [30 empty] | LBNL Phase 4 aggregate enrollment fraction, shed, 2030 | bar: 2030
1in2 | Reference | Event-Based Options | Com-HVAC-TES | Commercial | Com - Refrig. Warehouse | Large | [30 empty] | LBNL Phase 4 aggregate enrollment fraction, shed, 2030 | bar: 2030
1in2 | Reference | Event-Based Options | Com-HVAC-TES | Commercial | Com - Restaurant | Small | [30 empty] | LBNL Phase 4 aggregate enrollment fraction, shed, 2030 | bar: 2030
1in2 | Reference | Event-Based Options | Com-HVAC-TES | Commercial | Com - Restaurant | Medium | [30 empty] | LBNL Phase 4 aggregate enrollment fraction, shed, 2030 | bar: 2030
1in2 | Reference | Event-Based Options | Com-HVAC-TES | Commercial | Com - Restaurant | Large | [30 empty] | LBNL Phase 4 aggregate enrollment fraction, shed, 2030 | bar: 2030
1in2 | Reference | Event-Based Options | Com-HVAC-TES | Commercial | Com - Retail | Small | [30 empty] | LBNL Phase 4 aggregate enrollment fraction, shed, 2030 | bar: 2030
1in2 | Reference | Event-Based Options | Com-HVAC-TES | Commercial | Com - Retail | Medium | [30 empty] | LBNL Phase 4 aggregate enrollment fraction, shed, 2030 | bar: 2030
1in2 | Reference | Event-Based Options | Com-HVAC-TES | Commercial | Com - Retail | Large | [30 empty] | LBNL Phase 4 aggregate enrollment fraction, shed, 2030 | bar: 2030
1in2 | Reference | Event-Based Options | Com-HVAC-TES | Commercial | Com - School | Small | [30 empty] | LBNL Phase 4 aggregate enrollment fraction, shed, 2030 | bar: 2030
1in2 | Reference | Event-Based Options | Com-HVAC-TES | Commercial | Com - School | Medium | [30 empty] | LBNL Phase 4 aggregate enrollment fraction, shed, 2030 | bar: 2030
1in2 | Reference | Event-Based Options | Com-HVAC-TES | Commercial | Com - School | Large | [30 empty] | LBNL Phase 4 aggregate enrollment fraction, shed, 2030 | bar: 2030
1in2 | Reference | Event-Based Options | Com-HVAC-TES | Commercial | Com - Warehouse | Small | [30 empty] | LBNL Phase 4 aggregate enrollment fraction, shed, 2030 | bar: 2030
1in2 | Reference | Event-Based Options | Com-HVAC-TES | Commercial | Com - Warehouse | Medium | [30 empty] | LBNL Phase 4 aggregate enrollment fraction, shed, 2030 | bar: 2030
1in2 | Reference | Event-Based Options | Com-HVAC-TES | Commercial | Com - Warehouse | Large | [30 empty] | LBNL Phase 4 aggregate enrollment fraction, shed, 2030 | bar: 2030
1in2 | Reference | Event-Based Options | Com-HVAC-Thermostat | Commercial | Com - College | Small | 2030: 46.19% | LBNL Phase 4 aggregate enrollment fraction, shed, 2030
1in2 | Reference | Event-Based Options | Com-HVAC-Thermostat | Commercial | Com - College | Medium | [30 empty] | LBNL Phase 4 aggregate enrollment fraction, shed, 2030 | bar: 2030
1in2 | Reference | Event-Based Options | Com-HVAC-Thermostat | Commercial | Com - College | Large | [30 empty] | LBNL Phase 4 aggregate enrollment fraction, shed, 2030 | bar: 2030
1in2 | Reference | Event-Based Options | Com-HVAC-Thermostat | Commercial | Com - Grocery | Small | 2030: 57.25% | LBNL Phase 4 aggregate enrollment fraction, shed, 2030
1in2 | Reference | Event-Based Options | Com-HVAC-Thermostat | Commercial | Com - Grocery | Medium | [30 empty] | LBNL Phase 4 aggregate enrollment fraction, shed, 2030 | bar: 2030
1in2 | Reference | Event-Based Options | Com-HVAC-Thermostat | Commercial | Com - Grocery | Large | [30 empty] | LBNL Phase 4 aggregate enrollment fraction, shed, 2030 | bar: 2030
1in2 | Reference | Event-Based Options | Com-HVAC-Thermostat | Commercial | Com - Health | Small | 2030: 60.09% | LBNL Phase 4 aggregate enrollment fraction, shed, 2030
1in2 | Reference | Event-Based Options | Com-HVAC-Thermostat | Commercial | Com - Health | Medium | [30 empty] | LBNL Phase 4 aggregate enrollment fraction, shed, 2030 | bar: 2030
1in2 | Reference | Event-Based Options | Com-HVAC-Thermostat | Commercial | Com - Health | Large | [30 empty] | LBNL Phase 4 aggregate enrollment fraction, shed, 2030 | bar: 2030
1in2 | Reference | Event-Based Options | Com-HVAC-Thermostat | Commercial | Com - Lodging | Small | 2030: 56.11% | LBNL Phase 4 aggregate enrollment fraction, shed, 2030
1in2 | Reference | Event-Based Options | Com-HVAC-Thermostat | Commercial | Com - Lodging | Medium | [30 empty] | LBNL Phase 4 aggregate enrollment fraction, shed, 2030 | bar: 2030
1in2 | Reference | Event-Based Options | Com-HVAC-Thermostat | Commercial | Com - Lodging | Large | [30 empty] | LBNL Phase 4 aggregate enrollment fraction, shed, 2030 | bar: 2030
1in2 | Reference | Event-Based Options | Com-HVAC-Thermostat | Commercial | Com - Office (Large) | Small | [30 empty] | LBNL Phase 4 aggregate enrollment fraction, shed, 2030 | bar: 2030
1in2 | Reference | Event-Based Options | Com-HVAC-Thermostat | Commercial | Com - Office (Large) | Medium | [30 empty] | LBNL Phase 4 aggregate enrollment fraction, shed, 2030 | bar: 2030
1in2 | Reference | Event-Based Options | Com-HVAC-Thermostat | Commercial | Com - Office (Large) | Large | [30 empty] | LBNL Phase 4 aggregate enrollment fraction, shed, 2030 | bar: 2030
1in2 | Reference | Event-Based Options | Com-HVAC-Thermostat | Commercial | Com - Office (Small) | Small | 2030: 47.09% | LBNL Phase 4 aggregate enrollment fraction, shed, 2030
1in2 | Reference | Event-Based Options | Com-HVAC-Thermostat | Commercial | Com - Office (Small) | Medium | 2030: 47.09% | LBNL Phase 4 aggregate enrollment fraction, shed, 2030
1in2 | Reference | Event-Based Options | Com-HVAC-Thermostat | Commercial | Com - Office (Small) | Large | 2030: 47.09% | LBNL Phase 4 aggregate enrollment fraction, shed, 2030
1in2 | Reference | Event-Based Options | Com-HVAC-Thermostat | Commercial | Com - Other | Small | 2030: 51.6% | LBNL Phase 4 aggregate enrollment fraction, shed, 2030
1in2 | Reference | Event-Based Options | Com-HVAC-Thermostat | Commercial | Com - Other | Medium | 2030: 60.02% | LBNL Phase 4 aggregate enrollment fraction, shed, 2030
1in2 | Reference | Event-Based Options | Com-HVAC-Thermostat | Commercial | Com - Other | Large | [30 empty] | LBNL Phase 4 aggregate enrollment fraction, shed, 2030 | bar: 2030
1in2 | Reference | Event-Based Options | Com-HVAC-Thermostat | Commercial | Com - Refrig. Warehouse | Small | 2030: 42.27% | LBNL Phase 4 aggregate enrollment fraction, shed, 2030
1in2 | Reference | Event-Based Options | Com-HVAC-Thermostat | Commercial | Com - Refrig. Warehouse | Medium | 2030: 41.02% | LBNL Phase 4 aggregate enrollment fraction, shed, 2030
1in2 | Reference | Event-Based Options | Com-HVAC-Thermostat | Commercial | Com - Refrig. Warehouse | Large | [30 empty] | LBNL Phase 4 aggregate enrollment fraction, shed, 2030 | bar: 2030
1in2 | Reference | Event-Based Options | Com-HVAC-Thermostat | Commercial | Com - Restaurant | Small | 2030: 45.25% | LBNL Phase 4 aggregate enrollment fraction, shed, 2030
1in2 | Reference | Event-Based Options | Com-HVAC-Thermostat | Commercial | Com - Restaurant | Medium | 2030: 45.16% | LBNL Phase 4 aggregate enrollment fraction, shed, 2030
1in2 | Reference | Event-Based Options | Com-HVAC-Thermostat | Commercial | Com - Restaurant | Large | [30 empty] | LBNL Phase 4 aggregate enrollment fraction, shed, 2030 | bar: 2030
1in2 | Reference | Event-Based Options | Com-HVAC-Thermostat | Commercial | Com - Retail | Small | 2030: 57.25% | LBNL Phase 4 aggregate enrollment fraction, shed, 2030
1in2 | Reference | Event-Based Options | Com-HVAC-Thermostat | Commercial | Com - Retail | Medium | [30 empty] | LBNL Phase 4 aggregate enrollment fraction, shed, 2030 | bar: 2030
1in2 | Reference | Event-Based Options | Com-HVAC-Thermostat | Commercial | Com - Retail | Large | [30 empty] | LBNL Phase 4 aggregate enrollment fraction, shed, 2030 | bar: 2030
1in2 | Reference | Event-Based Options | Com-HVAC-Thermostat | Commercial | Com - School | Small | 2030: 46.19% | LBNL Phase 4 aggregate enrollment fraction, shed, 2030
1in2 | Reference | Event-Based Options | Com-HVAC-Thermostat | Commercial | Com - School | Medium | [30 empty] | LBNL Phase 4 aggregate enrollment fraction, shed, 2030 | bar: 2030
1in2 | Reference | Event-Based Options | Com-HVAC-Thermostat | Commercial | Com - School | Large | [30 empty] | LBNL Phase 4 aggregate enrollment fraction, shed, 2030 | bar: 2030
1in2 | Reference | Event-Based Options | Com-HVAC-Thermostat | Commercial | Com - Warehouse | Small | 2030: 45.26% | LBNL Phase 4 aggregate enrollment fraction, shed, 2030
1in2 | Reference | Event-Based Options | Com-HVAC-Thermostat | Commercial | Com - Warehouse | Medium | 2030: 43.73% | LBNL Phase 4 aggregate enrollment fraction, shed, 2030
1in2 | Reference | Event-Based Options | Com-HVAC-Thermostat | Commercial | Com - Warehouse | Large | [30 empty] | LBNL Phase 4 aggregate enrollment fraction, shed, 2030 | bar: 2030
1in2 | Reference | Event-Based Options | Com-Lighting control | Commercial | Com - College | Small | 2030: 46.16% | LBNL Phase 4 aggregate enrollment fraction, shed, 2030
1in2 | Reference | Event-Based Options | Com-Lighting control | Commercial | Com - College | Medium | 2030: 34% | LBNL Phase 4 aggregate enrollment fraction, shed, 2030
1in2 | Reference | Event-Based Options | Com-Lighting control | Commercial | Com - College | Large | 2030: 39.65% | LBNL Phase 4 aggregate enrollment fraction, shed, 2030
1in2 | Reference | Event-Based Options | Com-Lighting control | Commercial | Com - Grocery | Small | 2030: 57.06% | LBNL Phase 4 aggregate enrollment fraction, shed, 2030
1in2 | Reference | Event-Based Options | Com-Lighting control | Commercial | Com - Grocery | Medium | 2030: 35.36% | LBNL Phase 4 aggregate enrollment fraction, shed, 2030
1in2 | Reference | Event-Based Options | Com-Lighting control | Commercial | Com - Grocery | Large | 2030: 19.24% | LBNL Phase 4 aggregate enrollment fraction, shed, 2030
1in2 | Reference | Event-Based Options | Com-Lighting control | Commercial | Com - Health | Small | 2030: 62.16% | LBNL Phase 4 aggregate enrollment fraction, shed, 2030
1in2 | Reference | Event-Based Options | Com-Lighting control | Commercial | Com - Health | Medium | 2030: 39.02% | LBNL Phase 4 aggregate enrollment fraction, shed, 2030
1in2 | Reference | Event-Based Options | Com-Lighting control | Commercial | Com - Health | Large | 2030: 14.47% | LBNL Phase 4 aggregate enrollment fraction, shed, 2030
1in2 | Reference | Event-Based Options | Com-Lighting control | Commercial | Com - Lodging | Small | 2030: 56.31% | LBNL Phase 4 aggregate enrollment fraction, shed, 2030
1in2 | Reference | Event-Based Options | Com-Lighting control | Commercial | Com - Lodging | Medium | 2030: 43.41% | LBNL Phase 4 aggregate enrollment fraction, shed, 2030
1in2 | Reference | Event-Based Options | Com-Lighting control | Commercial | Com - Lodging | Large | 2030: 12.84% | LBNL Phase 4 aggregate enrollment fraction, shed, 2030
1in2 | Reference | Event-Based Options | Com-Lighting control | Commercial | Com - Office (Large) | Small | 2030: 38.03% | LBNL Phase 4 aggregate enrollment fraction, shed, 2030
1in2 | Reference | Event-Based Options | Com-Lighting control | Commercial | Com - Office (Large) | Medium | 2030: 38.03% | LBNL Phase 4 aggregate enrollment fraction, shed, 2030
1in2 | Reference | Event-Based Options | Com-Lighting control | Commercial | Com - Office (Large) | Large | 2030: 38.03% | LBNL Phase 4 aggregate enrollment fraction, shed, 2030
1in2 | Reference | Event-Based Options | Com-Lighting control | Commercial | Com - Office (Small) | Small | 2030: 47.5% | LBNL Phase 4 aggregate enrollment fraction, shed, 2030
1in2 | Reference | Event-Based Options | Com-Lighting control | Commercial | Com - Office (Small) | Medium | 2030: 47.5% | LBNL Phase 4 aggregate enrollment fraction, shed, 2030
1in2 | Reference | Event-Based Options | Com-Lighting control | Commercial | Com - Office (Small) | Large | 2030: 47.5% | LBNL Phase 4 aggregate enrollment fraction, shed, 2030
1in2 | Reference | Event-Based Options | Com-Lighting control | Commercial | Com - Other | Small | 2030: 50.4% | LBNL Phase 4 aggregate enrollment fraction, shed, 2030
1in2 | Reference | Event-Based Options | Com-Lighting control | Commercial | Com - Other | Medium | 2030: 34.82% | LBNL Phase 4 aggregate enrollment fraction, shed, 2030
1in2 | Reference | Event-Based Options | Com-Lighting control | Commercial | Com - Other | Large | 2030: 27.86% | LBNL Phase 4 aggregate enrollment fraction, shed, 2030
1in2 | Reference | Event-Based Options | Com-Lighting control | Commercial | Com - Refrig. Warehouse | Small | 2030: 41.32% | LBNL Phase 4 aggregate enrollment fraction, shed, 2030
1in2 | Reference | Event-Based Options | Com-Lighting control | Commercial | Com - Refrig. Warehouse | Medium | 2030: 46.3% | LBNL Phase 4 aggregate enrollment fraction, shed, 2030
1in2 | Reference | Event-Based Options | Com-Lighting control | Commercial | Com - Refrig. Warehouse | Large | 2030: 41.43% | LBNL Phase 4 aggregate enrollment fraction, shed, 2030
1in2 | Reference | Event-Based Options | Com-Lighting control | Commercial | Com - Restaurant | Small | 2030: 44.56% | LBNL Phase 4 aggregate enrollment fraction, shed, 2030
1in2 | Reference | Event-Based Options | Com-Lighting control | Commercial | Com - Restaurant | Medium | 2030: 39.53% | LBNL Phase 4 aggregate enrollment fraction, shed, 2030
1in2 | Reference | Event-Based Options | Com-Lighting control | Commercial | Com - Restaurant | Large | 2030: 41.39% | LBNL Phase 4 aggregate enrollment fraction, shed, 2030
1in2 | Reference | Event-Based Options | Com-Lighting control | Commercial | Com - Retail | Small | 2030: 57.06% | LBNL Phase 4 aggregate enrollment fraction, shed, 2030
1in2 | Reference | Event-Based Options | Com-Lighting control | Commercial | Com - Retail | Medium | 2030: 35.36% | LBNL Phase 4 aggregate enrollment fraction, shed, 2030
1in2 | Reference | Event-Based Options | Com-Lighting control | Commercial | Com - Retail | Large | 2030: 19.24% | LBNL Phase 4 aggregate enrollment fraction, shed, 2030
1in2 | Reference | Event-Based Options | Com-Lighting control | Commercial | Com - School | Small | 2030: 46.16% | LBNL Phase 4 aggregate enrollment fraction, shed, 2030
1in2 | Reference | Event-Based Options | Com-Lighting control | Commercial | Com - School | Medium | 2030: 34% | LBNL Phase 4 aggregate enrollment fraction, shed, 2030
1in2 | Reference | Event-Based Options | Com-Lighting control | Commercial | Com - School | Large | 2030: 39.65% | LBNL Phase 4 aggregate enrollment fraction, shed, 2030
1in2 | Reference | Event-Based Options | Com-Lighting control | Commercial | Com - Warehouse | Small | 2030: 45% | LBNL Phase 4 aggregate enrollment fraction, shed, 2030
1in2 | Reference | Event-Based Options | Com-Lighting control | Commercial | Com - Warehouse | Medium | 2030: 52.53% | LBNL Phase 4 aggregate enrollment fraction, shed, 2030
1in2 | Reference | Event-Based Options | Com-Lighting control | Commercial | Com - Warehouse | Large | 2030: 19.6% | LBNL Phase 4 aggregate enrollment fraction, shed, 2030
1in2 | Reference | Event-Based Options | Com-Other End Uses Control | Commercial | Com - College | Small | 2030: 46.14% | LBNL Phase 4 aggregate enrollment fraction, shed, 2030
1in2 | Reference | Event-Based Options | Com-Other End Uses Control | Commercial | Com - College | Medium | 2030: 33.35% | LBNL Phase 4 aggregate enrollment fraction, shed, 2030
1in2 | Reference | Event-Based Options | Com-Other End Uses Control | Commercial | Com - College | Large | 2030: 38.25% | LBNL Phase 4 aggregate enrollment fraction, shed, 2030
1in2 | Reference | Event-Based Options | Com-Other End Uses Control | Commercial | Com - Grocery | Small | 2030: 61.04% | LBNL Phase 4 aggregate enrollment fraction, shed, 2030
1in2 | Reference | Event-Based Options | Com-Other End Uses Control | Commercial | Com - Grocery | Medium | 2030: 35.89% | LBNL Phase 4 aggregate enrollment fraction, shed, 2030
1in2 | Reference | Event-Based Options | Com-Other End Uses Control | Commercial | Com - Grocery | Large | 2030: 20.41% | LBNL Phase 4 aggregate enrollment fraction, shed, 2030
1in2 | Reference | Event-Based Options | Com-Other End Uses Control | Commercial | Com - Health | Small | 2030: 64.25% | LBNL Phase 4 aggregate enrollment fraction, shed, 2030
1in2 | Reference | Event-Based Options | Com-Other End Uses Control | Commercial | Com - Health | Medium | 2030: 38.78% | LBNL Phase 4 aggregate enrollment fraction, shed, 2030
1in2 | Reference | Event-Based Options | Com-Other End Uses Control | Commercial | Com - Health | Large | 2030: 14.53% | LBNL Phase 4 aggregate enrollment fraction, shed, 2030
1in2 | Reference | Event-Based Options | Com-Other End Uses Control | Commercial | Com - Lodging | Small | 2030: 58.62% | LBNL Phase 4 aggregate enrollment fraction, shed, 2030
1in2 | Reference | Event-Based Options | Com-Other End Uses Control | Commercial | Com - Lodging | Medium | 2030: 43.51% | LBNL Phase 4 aggregate enrollment fraction, shed, 2030
1in2 | Reference | Event-Based Options | Com-Other End Uses Control | Commercial | Com - Lodging | Large | 2030: 13.58% | LBNL Phase 4 aggregate enrollment fraction, shed, 2030
1in2 | Reference | Event-Based Options | Com-Other End Uses Control | Commercial | Com - Office (Large) | Small | 2030: 37.56% | LBNL Phase 4 aggregate enrollment fraction, shed, 2030
1in2 | Reference | Event-Based Options | Com-Other End Uses Control | Commercial | Com - Office (Large) | Medium | 2030: 37.56% | LBNL Phase 4 aggregate enrollment fraction, shed, 2030
1in2 | Reference | Event-Based Options | Com-Other End Uses Control | Commercial | Com - Office (Large) | Large | 2030: 37.56% | LBNL Phase 4 aggregate enrollment fraction, shed, 2030
1in2 | Reference | Event-Based Options | Com-Other End Uses Control | Commercial | Com - Office (Small) | Small | 2030: 47.13% | LBNL Phase 4 aggregate enrollment fraction, shed, 2030
1in2 | Reference | Event-Based Options | Com-Other End Uses Control | Commercial | Com - Office (Small) | Medium | 2030: 47.13% | LBNL Phase 4 aggregate enrollment fraction, shed, 2030
1in2 | Reference | Event-Based Options | Com-Other End Uses Control | Commercial | Com - Office (Small) | Large | 2030: 47.13% | LBNL Phase 4 aggregate enrollment fraction, shed, 2030
1in2 | Reference | Event-Based Options | Com-Other End Uses Control | Commercial | Com - Other | Small | 2030: 53.08% | LBNL Phase 4 aggregate enrollment fraction, shed, 2030
1in2 | Reference | Event-Based Options | Com-Other End Uses Control | Commercial | Com - Other | Medium | 2030: 35.34% | LBNL Phase 4 aggregate enrollment fraction, shed, 2030
1in2 | Reference | Event-Based Options | Com-Other End Uses Control | Commercial | Com - Other | Large | 2030: 28.48% | LBNL Phase 4 aggregate enrollment fraction, shed, 2030
1in2 | Reference | Event-Based Options | Com-Other End Uses Control | Commercial | Com - Refrig. Warehouse | Small | 2030: 43.16% | LBNL Phase 4 aggregate enrollment fraction, shed, 2030
1in2 | Reference | Event-Based Options | Com-Other End Uses Control | Commercial | Com - Refrig. Warehouse | Medium | 2030: 45.07% | LBNL Phase 4 aggregate enrollment fraction, shed, 2030
1in2 | Reference | Event-Based Options | Com-Other End Uses Control | Commercial | Com - Refrig. Warehouse | Large | 2030: 42.55% | LBNL Phase 4 aggregate enrollment fraction, shed, 2030
1in2 | Reference | Event-Based Options | Com-Other End Uses Control | Commercial | Com - Restaurant | Small | 2030: 45.85% | LBNL Phase 4 aggregate enrollment fraction, shed, 2030
1in2 | Reference | Event-Based Options | Com-Other End Uses Control | Commercial | Com - Restaurant | Medium | 2030: 40.83% | LBNL Phase 4 aggregate enrollment fraction, shed, 2030
1in2 | Reference | Event-Based Options | Com-Other End Uses Control | Commercial | Com - Restaurant | Large | 2030: 42.84% | LBNL Phase 4 aggregate enrollment fraction, shed, 2030
1in2 | Reference | Event-Based Options | Com-Other End Uses Control | Commercial | Com - Retail | Small | 2030: 61.04% | LBNL Phase 4 aggregate enrollment fraction, shed, 2030
1in2 | Reference | Event-Based Options | Com-Other End Uses Control | Commercial | Com - Retail | Medium | 2030: 35.89% | LBNL Phase 4 aggregate enrollment fraction, shed, 2030
1in2 | Reference | Event-Based Options | Com-Other End Uses Control | Commercial | Com - Retail | Large | 2030: 20.41% | LBNL Phase 4 aggregate enrollment fraction, shed, 2030
1in2 | Reference | Event-Based Options | Com-Other End Uses Control | Commercial | Com - School | Small | 2030: 46.14% | LBNL Phase 4 aggregate enrollment fraction, shed, 2030
1in2 | Reference | Event-Based Options | Com-Other End Uses Control | Commercial | Com - School | Medium | 2030: 33.35% | LBNL Phase 4 aggregate enrollment fraction, shed, 2030
1in2 | Reference | Event-Based Options | Com-Other End Uses Control | Commercial | Com - School | Large | 2030: 38.25% | LBNL Phase 4 aggregate enrollment fraction, shed, 2030
1in2 | Reference | Event-Based Options | Com-Other End Uses Control | Commercial | Com - Warehouse | Small | 2030: 45.26% | LBNL Phase 4 aggregate enrollment fraction, shed, 2030
1in2 | Reference | Event-Based Options | Com-Other End Uses Control | Commercial | Com - Warehouse | Medium | 2030: 52.3% | LBNL Phase 4 aggregate enrollment fraction, shed, 2030
1in2 | Reference | Event-Based Options | Com-Other End Uses Control | Commercial | Com - Warehouse | Large | 2030: 20.24% | LBNL Phase 4 aggregate enrollment fraction, shed, 2030
1in2 | Reference | Event-Based Options | Com-Refrigeration control | Commercial | Com - College | Small | [30 empty] | LBNL Phase 4 aggregate enrollment fraction, shed, 2030 | bar: 2030
1in2 | Reference | Event-Based Options | Com-Refrigeration control | Commercial | Com - College | Medium | [30 empty] | LBNL Phase 4 aggregate enrollment fraction, shed, 2030 | bar: 2030
1in2 | Reference | Event-Based Options | Com-Refrigeration control | Commercial | Com - College | Large | [30 empty] | LBNL Phase 4 aggregate enrollment fraction, shed, 2030 | bar: 2030
1in2 | Reference | Event-Based Options | Com-Refrigeration control | Commercial | Com - Grocery | Small | [30 empty] | LBNL Phase 4 aggregate enrollment fraction, shed, 2030 | bar: 2030
1in2 | Reference | Event-Based Options | Com-Refrigeration control | Commercial | Com - Grocery | Medium | [30 empty] | LBNL Phase 4 aggregate enrollment fraction, shed, 2030 | bar: 2030
1in2 | Reference | Event-Based Options | Com-Refrigeration control | Commercial | Com - Grocery | Large | [30 empty] | LBNL Phase 4 aggregate enrollment fraction, shed, 2030 | bar: 2030
1in2 | Reference | Event-Based Options | Com-Refrigeration control | Commercial | Com - Health | Small | [30 empty] | LBNL Phase 4 aggregate enrollment fraction, shed, 2030 | bar: 2030
1in2 | Reference | Event-Based Options | Com-Refrigeration control | Commercial | Com - Health | Medium | [30 empty] | LBNL Phase 4 aggregate enrollment fraction, shed, 2030 | bar: 2030
1in2 | Reference | Event-Based Options | Com-Refrigeration control | Commercial | Com - Health | Large | [30 empty] | LBNL Phase 4 aggregate enrollment fraction, shed, 2030 | bar: 2030
1in2 | Reference | Event-Based Options | Com-Refrigeration control | Commercial | Com - Lodging | Small | [30 empty] | LBNL Phase 4 aggregate enrollment fraction, shed, 2030 | bar: 2030
1in2 | Reference | Event-Based Options | Com-Refrigeration control | Commercial | Com - Lodging | Medium | [30 empty] | LBNL Phase 4 aggregate enrollment fraction, shed, 2030 | bar: 2030
1in2 | Reference | Event-Based Options | Com-Refrigeration control | Commercial | Com - Lodging | Large | [30 empty] | LBNL Phase 4 aggregate enrollment fraction, shed, 2030 | bar: 2030
1in2 | Reference | Event-Based Options | Com-Refrigeration control | Commercial | Com - Office (Large) | Small | [30 empty] | LBNL Phase 4 aggregate enrollment fraction, shed, 2030 | bar: 2030
1in2 | Reference | Event-Based Options | Com-Refrigeration control | Commercial | Com - Office (Large) | Medium | [30 empty] | LBNL Phase 4 aggregate enrollment fraction, shed, 2030 | bar: 2030
1in2 | Reference | Event-Based Options | Com-Refrigeration control | Commercial | Com - Office (Large) | Large | [30 empty] | LBNL Phase 4 aggregate enrollment fraction, shed, 2030 | bar: 2030
1in2 | Reference | Event-Based Options | Com-Refrigeration control | Commercial | Com - Office (Small) | Small | [30 empty] | LBNL Phase 4 aggregate enrollment fraction, shed, 2030 | bar: 2030
1in2 | Reference | Event-Based Options | Com-Refrigeration control | Commercial | Com - Office (Small) | Medium | [30 empty] | LBNL Phase 4 aggregate enrollment fraction, shed, 2030 | bar: 2030
1in2 | Reference | Event-Based Options | Com-Refrigeration control | Commercial | Com - Office (Small) | Large | [30 empty] | LBNL Phase 4 aggregate enrollment fraction, shed, 2030 | bar: 2030
1in2 | Reference | Event-Based Options | Com-Refrigeration control | Commercial | Com - Other | Small | [30 empty] | LBNL Phase 4 aggregate enrollment fraction, shed, 2030 | bar: 2030
1in2 | Reference | Event-Based Options | Com-Refrigeration control | Commercial | Com - Other | Medium | [30 empty] | LBNL Phase 4 aggregate enrollment fraction, shed, 2030 | bar: 2030
1in2 | Reference | Event-Based Options | Com-Refrigeration control | Commercial | Com - Other | Large | [30 empty] | LBNL Phase 4 aggregate enrollment fraction, shed, 2030 | bar: 2030
1in2 | Reference | Event-Based Options | Com-Refrigeration control | Commercial | Com - Refrig. Warehouse | Small | 2030: 41.58% | LBNL Phase 4 aggregate enrollment fraction, shed, 2030
1in2 | Reference | Event-Based Options | Com-Refrigeration control | Commercial | Com - Refrig. Warehouse | Medium | 2030: 49.55% | LBNL Phase 4 aggregate enrollment fraction, shed, 2030
1in2 | Reference | Event-Based Options | Com-Refrigeration control | Commercial | Com - Refrig. Warehouse | Large | 2030: 44.32% | LBNL Phase 4 aggregate enrollment fraction, shed, 2030
1in2 | Reference | Event-Based Options | Com-Refrigeration control | Commercial | Com - Restaurant | Small | [30 empty] | LBNL Phase 4 aggregate enrollment fraction, shed, 2030 | bar: 2030
1in2 | Reference | Event-Based Options | Com-Refrigeration control | Commercial | Com - Restaurant | Medium | [30 empty] | LBNL Phase 4 aggregate enrollment fraction, shed, 2030 | bar: 2030
1in2 | Reference | Event-Based Options | Com-Refrigeration control | Commercial | Com - Restaurant | Large | [30 empty] | LBNL Phase 4 aggregate enrollment fraction, shed, 2030 | bar: 2030
1in2 | Reference | Event-Based Options | Com-Refrigeration control | Commercial | Com - Retail | Small | [30 empty] | LBNL Phase 4 aggregate enrollment fraction, shed, 2030 | bar: 2030
1in2 | Reference | Event-Based Options | Com-Refrigeration control | Commercial | Com - Retail | Medium | [30 empty] | LBNL Phase 4 aggregate enrollment fraction, shed, 2030 | bar: 2030
1in2 | Reference | Event-Based Options | Com-Refrigeration control | Commercial | Com - Retail | Large | [30 empty] | LBNL Phase 4 aggregate enrollment fraction, shed, 2030 | bar: 2030
1in2 | Reference | Event-Based Options | Com-Refrigeration control | Commercial | Com - School | Small | [30 empty] | LBNL Phase 4 aggregate enrollment fraction, shed, 2030 | bar: 2030
1in2 | Reference | Event-Based Options | Com-Refrigeration control | Commercial | Com - School | Medium | [30 empty] | LBNL Phase 4 aggregate enrollment fraction, shed, 2030 | bar: 2030
1in2 | Reference | Event-Based Options | Com-Refrigeration control | Commercial | Com - School | Large | [30 empty] | LBNL Phase 4 aggregate enrollment fraction, shed, 2030 | bar: 2030
1in2 | Reference | Event-Based Options | Com-Refrigeration control | Commercial | Com - Warehouse | Small | [30 empty] | LBNL Phase 4 aggregate enrollment fraction, shed, 2030 | bar: 2030
1in2 | Reference | Event-Based Options | Com-Refrigeration control | Commercial | Com - Warehouse | Medium | [30 empty] | LBNL Phase 4 aggregate enrollment fraction, shed, 2030 | bar: 2030
1in2 | Reference | Event-Based Options | Com-Refrigeration control | Commercial | Com - Warehouse | Large | [30 empty] | LBNL Phase 4 aggregate enrollment fraction, shed, 2030 | bar: 2030
1in2 | Reference | Event-Based Options | Com-Refrigeration TES | Commercial | Com - College | Small | [30 empty] | LBNL Phase 4 aggregate enrollment fraction, shed, 2030 | bar: 2030
1in2 | Reference | Event-Based Options | Com-Refrigeration TES | Commercial | Com - College | Medium | [30 empty] | LBNL Phase 4 aggregate enrollment fraction, shed, 2030 | bar: 2030
1in2 | Reference | Event-Based Options | Com-Refrigeration TES | Commercial | Com - College | Large | [30 empty] | LBNL Phase 4 aggregate enrollment fraction, shed, 2030 | bar: 2030
1in2 | Reference | Event-Based Options | Com-Refrigeration TES | Commercial | Com - Grocery | Small | 2030: 52.01% | LBNL Phase 4 aggregate enrollment fraction, shed, 2030
1in2 | Reference | Event-Based Options | Com-Refrigeration TES | Commercial | Com - Grocery | Medium | 2030: 33.47% | LBNL Phase 4 aggregate enrollment fraction, shed, 2030
1in2 | Reference | Event-Based Options | Com-Refrigeration TES | Commercial | Com - Grocery | Large | 2030: 17.48% | LBNL Phase 4 aggregate enrollment fraction, shed, 2030
1in2 | Reference | Event-Based Options | Com-Refrigeration TES | Commercial | Com - Health | Small | 2030: 62.91% | LBNL Phase 4 aggregate enrollment fraction, shed, 2030
1in2 | Reference | Event-Based Options | Com-Refrigeration TES | Commercial | Com - Health | Medium | 2030: 38.43% | LBNL Phase 4 aggregate enrollment fraction, shed, 2030
1in2 | Reference | Event-Based Options | Com-Refrigeration TES | Commercial | Com - Health | Large | 2030: 13.69% | LBNL Phase 4 aggregate enrollment fraction, shed, 2030
1in2 | Reference | Event-Based Options | Com-Refrigeration TES | Commercial | Com - Lodging | Small | [30 empty] | LBNL Phase 4 aggregate enrollment fraction, shed, 2030 | bar: 2030
1in2 | Reference | Event-Based Options | Com-Refrigeration TES | Commercial | Com - Lodging | Medium | [30 empty] | LBNL Phase 4 aggregate enrollment fraction, shed, 2030 | bar: 2030
1in2 | Reference | Event-Based Options | Com-Refrigeration TES | Commercial | Com - Lodging | Large | [30 empty] | LBNL Phase 4 aggregate enrollment fraction, shed, 2030 | bar: 2030
1in2 | Reference | Event-Based Options | Com-Refrigeration TES | Commercial | Com - Office (Large) | Small | [30 empty] | LBNL Phase 4 aggregate enrollment fraction, shed, 2030 | bar: 2030
1in2 | Reference | Event-Based Options | Com-Refrigeration TES | Commercial | Com - Office (Large) | Medium | [30 empty] | LBNL Phase 4 aggregate enrollment fraction, shed, 2030 | bar: 2030
1in2 | Reference | Event-Based Options | Com-Refrigeration TES | Commercial | Com - Office (Large) | Large | [30 empty] | LBNL Phase 4 aggregate enrollment fraction, shed, 2030 | bar: 2030
1in2 | Reference | Event-Based Options | Com-Refrigeration TES | Commercial | Com - Office (Small) | Small | [30 empty] | LBNL Phase 4 aggregate enrollment fraction, shed, 2030 | bar: 2030
1in2 | Reference | Event-Based Options | Com-Refrigeration TES | Commercial | Com - Office (Small) | Medium | [30 empty] | LBNL Phase 4 aggregate enrollment fraction, shed, 2030 | bar: 2030
1in2 | Reference | Event-Based Options | Com-Refrigeration TES | Commercial | Com - Office (Small) | Large | [30 empty] | LBNL Phase 4 aggregate enrollment fraction, shed, 2030 | bar: 2030
1in2 | Reference | Event-Based Options | Com-Refrigeration TES | Commercial | Com - Other | Small | [30 empty] | LBNL Phase 4 aggregate enrollment fraction, shed, 2030 | bar: 2030
1in2 | Reference | Event-Based Options | Com-Refrigeration TES | Commercial | Com - Other | Medium | [30 empty] | LBNL Phase 4 aggregate enrollment fraction, shed, 2030 | bar: 2030
1in2 | Reference | Event-Based Options | Com-Refrigeration TES | Commercial | Com - Other | Large | [30 empty] | LBNL Phase 4 aggregate enrollment fraction, shed, 2030 | bar: 2030
1in2 | Reference | Event-Based Options | Com-Refrigeration TES | Commercial | Com - Refrig. Warehouse | Small | 2030: 37.83% | LBNL Phase 4 aggregate enrollment fraction, shed, 2030
1in2 | Reference | Event-Based Options | Com-Refrigeration TES | Commercial | Com - Refrig. Warehouse | Medium | 2030: 44.82% | LBNL Phase 4 aggregate enrollment fraction, shed, 2030
1in2 | Reference | Event-Based Options | Com-Refrigeration TES | Commercial | Com - Refrig. Warehouse | Large | 2030: 39.35% | LBNL Phase 4 aggregate enrollment fraction, shed, 2030
1in2 | Reference | Event-Based Options | Com-Refrigeration TES | Commercial | Com - Restaurant | Small | 2030: 43.35% | LBNL Phase 4 aggregate enrollment fraction, shed, 2030
1in2 | Reference | Event-Based Options | Com-Refrigeration TES | Commercial | Com - Restaurant | Medium | 2030: 38.64% | LBNL Phase 4 aggregate enrollment fraction, shed, 2030
1in2 | Reference | Event-Based Options | Com-Refrigeration TES | Commercial | Com - Restaurant | Large | 2030: 39.79% | LBNL Phase 4 aggregate enrollment fraction, shed, 2030
1in2 | Reference | Event-Based Options | Com-Refrigeration TES | Commercial | Com - Retail | Small | 2030: 52.01% | LBNL Phase 4 aggregate enrollment fraction, shed, 2030
1in2 | Reference | Event-Based Options | Com-Refrigeration TES | Commercial | Com - Retail | Medium | 2030: 33.47% | LBNL Phase 4 aggregate enrollment fraction, shed, 2030
1in2 | Reference | Event-Based Options | Com-Refrigeration TES | Commercial | Com - Retail | Large | 2030: 17.48% | LBNL Phase 4 aggregate enrollment fraction, shed, 2030
1in2 | Reference | Event-Based Options | Com-Refrigeration TES | Commercial | Com - School | Small | [30 empty] | LBNL Phase 4 aggregate enrollment fraction, shed, 2030 | bar: 2030
1in2 | Reference | Event-Based Options | Com-Refrigeration TES | Commercial | Com - School | Medium | [30 empty] | LBNL Phase 4 aggregate enrollment fraction, shed, 2030 | bar: 2030
1in2 | Reference | Event-Based Options | Com-Refrigeration TES | Commercial | Com - School | Large | [30 empty] | LBNL Phase 4 aggregate enrollment fraction, shed, 2030 | bar: 2030
1in2 | Reference | Event-Based Options | Com-Refrigeration TES | Commercial | Com - Warehouse | Small | [30 empty] | LBNL Phase 4 aggregate enrollment fraction, shed, 2030 | bar: 2030
1in2 | Reference | Event-Based Options | Com-Refrigeration TES | Commercial | Com - Warehouse | Medium | [30 empty] | LBNL Phase 4 aggregate enrollment fraction, shed, 2030 | bar: 2030
1in2 | Reference | Event-Based Options | Com-Refrigeration TES | Commercial | Com - Warehouse | Large | [30 empty] | LBNL Phase 4 aggregate enrollment fraction, shed, 2030 | bar: 2030
1in2 | Reference | Event-Based Options | Com-Water Heating-Add-on CTA 2045 control | Commercial | Com - College | Small | 2030: 46.64% | LBNL Phase 4 aggregate enrollment fraction, shed, 2030
1in2 | Reference | Event-Based Options | Com-Water Heating-Add-on CTA 2045 control | Commercial | Com - College | Medium | 2030: 35.73% | LBNL Phase 4 aggregate enrollment fraction, shed, 2030
1in2 | Reference | Event-Based Options | Com-Water Heating-Add-on CTA 2045 control | Commercial | Com - College | Large | 2030: 40.23% | LBNL Phase 4 aggregate enrollment fraction, shed, 2030
1in2 | Reference | Event-Based Options | Com-Water Heating-Add-on CTA 2045 control | Commercial | Com - Grocery | Small | 2030: 61.29% | LBNL Phase 4 aggregate enrollment fraction, shed, 2030
1in2 | Reference | Event-Based Options | Com-Water Heating-Add-on CTA 2045 control | Commercial | Com - Grocery | Medium | 2030: 36.75% | LBNL Phase 4 aggregate enrollment fraction, shed, 2030
1in2 | Reference | Event-Based Options | Com-Water Heating-Add-on CTA 2045 control | Commercial | Com - Grocery | Large | 2030: 22.37% | LBNL Phase 4 aggregate enrollment fraction, shed, 2030
1in2 | Reference | Event-Based Options | Com-Water Heating-Add-on CTA 2045 control | Commercial | Com - Health | Small | 2030: 66.4% | LBNL Phase 4 aggregate enrollment fraction, shed, 2030
1in2 | Reference | Event-Based Options | Com-Water Heating-Add-on CTA 2045 control | Commercial | Com - Health | Medium | 2030: 38.94% | LBNL Phase 4 aggregate enrollment fraction, shed, 2030
1in2 | Reference | Event-Based Options | Com-Water Heating-Add-on CTA 2045 control | Commercial | Com - Health | Large | 2030: 17.82% | LBNL Phase 4 aggregate enrollment fraction, shed, 2030
1in2 | Reference | Event-Based Options | Com-Water Heating-Add-on CTA 2045 control | Commercial | Com - Lodging | Small | 2030: 50.64% | LBNL Phase 4 aggregate enrollment fraction, shed, 2030
1in2 | Reference | Event-Based Options | Com-Water Heating-Add-on CTA 2045 control | Commercial | Com - Lodging | Medium | 2030: 43.4% | LBNL Phase 4 aggregate enrollment fraction, shed, 2030
1in2 | Reference | Event-Based Options | Com-Water Heating-Add-on CTA 2045 control | Commercial | Com - Lodging | Large | 2030: 11.3% | LBNL Phase 4 aggregate enrollment fraction, shed, 2030
1in2 | Reference | Event-Based Options | Com-Water Heating-Add-on CTA 2045 control | Commercial | Com - Office (Large) | Small | 2030: 39.21% | LBNL Phase 4 aggregate enrollment fraction, shed, 2030
1in2 | Reference | Event-Based Options | Com-Water Heating-Add-on CTA 2045 control | Commercial | Com - Office (Large) | Medium | 2030: 39.21% | LBNL Phase 4 aggregate enrollment fraction, shed, 2030
1in2 | Reference | Event-Based Options | Com-Water Heating-Add-on CTA 2045 control | Commercial | Com - Office (Large) | Large | 2030: 39.21% | LBNL Phase 4 aggregate enrollment fraction, shed, 2030
1in2 | Reference | Event-Based Options | Com-Water Heating-Add-on CTA 2045 control | Commercial | Com - Office (Small) | Small | 2030: 46.57% | LBNL Phase 4 aggregate enrollment fraction, shed, 2030
1in2 | Reference | Event-Based Options | Com-Water Heating-Add-on CTA 2045 control | Commercial | Com - Office (Small) | Medium | 2030: 46.57% | LBNL Phase 4 aggregate enrollment fraction, shed, 2030
1in2 | Reference | Event-Based Options | Com-Water Heating-Add-on CTA 2045 control | Commercial | Com - Office (Small) | Large | 2030: 46.57% | LBNL Phase 4 aggregate enrollment fraction, shed, 2030
1in2 | Reference | Event-Based Options | Com-Water Heating-Add-on CTA 2045 control | Commercial | Com - Other | Small | 2030: 53.37% | LBNL Phase 4 aggregate enrollment fraction, shed, 2030
1in2 | Reference | Event-Based Options | Com-Water Heating-Add-on CTA 2045 control | Commercial | Com - Other | Medium | 2030: 38.25% | LBNL Phase 4 aggregate enrollment fraction, shed, 2030
1in2 | Reference | Event-Based Options | Com-Water Heating-Add-on CTA 2045 control | Commercial | Com - Other | Large | 2030: 31.37% | LBNL Phase 4 aggregate enrollment fraction, shed, 2030
1in2 | Reference | Event-Based Options | Com-Water Heating-Add-on CTA 2045 control | Commercial | Com - Refrig. Warehouse | Small | 2030: 43.38% | LBNL Phase 4 aggregate enrollment fraction, shed, 2030
1in2 | Reference | Event-Based Options | Com-Water Heating-Add-on CTA 2045 control | Commercial | Com - Refrig. Warehouse | Medium | 2030: 45.07% | LBNL Phase 4 aggregate enrollment fraction, shed, 2030
1in2 | Reference | Event-Based Options | Com-Water Heating-Add-on CTA 2045 control | Commercial | Com - Refrig. Warehouse | Large | 2030: 43.51% | LBNL Phase 4 aggregate enrollment fraction, shed, 2030
1in2 | Reference | Event-Based Options | Com-Water Heating-Add-on CTA 2045 control | Commercial | Com - Restaurant | Small | 2030: 46.32% | LBNL Phase 4 aggregate enrollment fraction, shed, 2030
1in2 | Reference | Event-Based Options | Com-Water Heating-Add-on CTA 2045 control | Commercial | Com - Restaurant | Medium | 2030: 41.48% | LBNL Phase 4 aggregate enrollment fraction, shed, 2030
1in2 | Reference | Event-Based Options | Com-Water Heating-Add-on CTA 2045 control | Commercial | Com - Restaurant | Large | 2030: 42.9% | LBNL Phase 4 aggregate enrollment fraction, shed, 2030
1in2 | Reference | Event-Based Options | Com-Water Heating-Add-on CTA 2045 control | Commercial | Com - Retail | Small | 2030: 61.29% | LBNL Phase 4 aggregate enrollment fraction, shed, 2030
1in2 | Reference | Event-Based Options | Com-Water Heating-Add-on CTA 2045 control | Commercial | Com - Retail | Medium | 2030: 36.75% | LBNL Phase 4 aggregate enrollment fraction, shed, 2030
1in2 | Reference | Event-Based Options | Com-Water Heating-Add-on CTA 2045 control | Commercial | Com - Retail | Large | 2030: 22.37% | LBNL Phase 4 aggregate enrollment fraction, shed, 2030
1in2 | Reference | Event-Based Options | Com-Water Heating-Add-on CTA 2045 control | Commercial | Com - School | Small | 2030: 46.64% | LBNL Phase 4 aggregate enrollment fraction, shed, 2030
1in2 | Reference | Event-Based Options | Com-Water Heating-Add-on CTA 2045 control | Commercial | Com - School | Medium | 2030: 35.73% | LBNL Phase 4 aggregate enrollment fraction, shed, 2030
1in2 | Reference | Event-Based Options | Com-Water Heating-Add-on CTA 2045 control | Commercial | Com - School | Large | 2030: 40.23% | LBNL Phase 4 aggregate enrollment fraction, shed, 2030
1in2 | Reference | Event-Based Options | Com-Water Heating-Add-on CTA 2045 control | Commercial | Com - Warehouse | Small | 2030: 45.32% | LBNL Phase 4 aggregate enrollment fraction, shed, 2030
1in2 | Reference | Event-Based Options | Com-Water Heating-Add-on CTA 2045 control | Commercial | Com - Warehouse | Medium | 2030: 53.57% | LBNL Phase 4 aggregate enrollment fraction, shed, 2030
1in2 | Reference | Event-Based Options | Com-Water Heating-Add-on CTA 2045 control | Commercial | Com - Warehouse | Large | 2030: 20.95% | LBNL Phase 4 aggregate enrollment fraction, shed, 2030
1in2 | Reference | Event-Based Options | Com-Water Heating-Smart Water Heater | Commercial | Com - College | Small | 2030: 46.64% | LBNL Phase 4 aggregate enrollment fraction, shed, 2030
1in2 | Reference | Event-Based Options | Com-Water Heating-Smart Water Heater | Commercial | Com - College | Medium | [30 empty] | LBNL Phase 4 aggregate enrollment fraction, shed, 2030 | bar: 2030
1in2 | Reference | Event-Based Options | Com-Water Heating-Smart Water Heater | Commercial | Com - College | Large | [30 empty] | LBNL Phase 4 aggregate enrollment fraction, shed, 2030 | bar: 2030
1in2 | Reference | Event-Based Options | Com-Water Heating-Smart Water Heater | Commercial | Com - Grocery | Small | 2030: 62.9% | LBNL Phase 4 aggregate enrollment fraction, shed, 2030
1in2 | Reference | Event-Based Options | Com-Water Heating-Smart Water Heater | Commercial | Com - Grocery | Medium | [30 empty] | LBNL Phase 4 aggregate enrollment fraction, shed, 2030 | bar: 2030
1in2 | Reference | Event-Based Options | Com-Water Heating-Smart Water Heater | Commercial | Com - Grocery | Large | [30 empty] | LBNL Phase 4 aggregate enrollment fraction, shed, 2030 | bar: 2030
1in2 | Reference | Event-Based Options | Com-Water Heating-Smart Water Heater | Commercial | Com - Health | Small | 2030: 60.6% | LBNL Phase 4 aggregate enrollment fraction, shed, 2030
1in2 | Reference | Event-Based Options | Com-Water Heating-Smart Water Heater | Commercial | Com - Health | Medium | [30 empty] | LBNL Phase 4 aggregate enrollment fraction, shed, 2030 | bar: 2030
1in2 | Reference | Event-Based Options | Com-Water Heating-Smart Water Heater | Commercial | Com - Health | Large | [30 empty] | LBNL Phase 4 aggregate enrollment fraction, shed, 2030 | bar: 2030
1in2 | Reference | Event-Based Options | Com-Water Heating-Smart Water Heater | Commercial | Com - Lodging | Small | 2030: 48.55% | LBNL Phase 4 aggregate enrollment fraction, shed, 2030
1in2 | Reference | Event-Based Options | Com-Water Heating-Smart Water Heater | Commercial | Com - Lodging | Medium | [30 empty] | LBNL Phase 4 aggregate enrollment fraction, shed, 2030 | bar: 2030
1in2 | Reference | Event-Based Options | Com-Water Heating-Smart Water Heater | Commercial | Com - Lodging | Large | [30 empty] | LBNL Phase 4 aggregate enrollment fraction, shed, 2030 | bar: 2030
1in2 | Reference | Event-Based Options | Com-Water Heating-Smart Water Heater | Commercial | Com - Office (Large) | Small | [30 empty] | LBNL Phase 4 aggregate enrollment fraction, shed, 2030 | bar: 2030
1in2 | Reference | Event-Based Options | Com-Water Heating-Smart Water Heater | Commercial | Com - Office (Large) | Medium | [30 empty] | LBNL Phase 4 aggregate enrollment fraction, shed, 2030 | bar: 2030
1in2 | Reference | Event-Based Options | Com-Water Heating-Smart Water Heater | Commercial | Com - Office (Large) | Large | [30 empty] | LBNL Phase 4 aggregate enrollment fraction, shed, 2030 | bar: 2030
1in2 | Reference | Event-Based Options | Com-Water Heating-Smart Water Heater | Commercial | Com - Office (Small) | Small | 2030: 47.33% | LBNL Phase 4 aggregate enrollment fraction, shed, 2030
1in2 | Reference | Event-Based Options | Com-Water Heating-Smart Water Heater | Commercial | Com - Office (Small) | Medium | 2030: 47.33% | LBNL Phase 4 aggregate enrollment fraction, shed, 2030
1in2 | Reference | Event-Based Options | Com-Water Heating-Smart Water Heater | Commercial | Com - Office (Small) | Large | 2030: 47.33% | LBNL Phase 4 aggregate enrollment fraction, shed, 2030
1in2 | Reference | Event-Based Options | Com-Water Heating-Smart Water Heater | Commercial | Com - Other | Small | 2030: 50.8% | LBNL Phase 4 aggregate enrollment fraction, shed, 2030
1in2 | Reference | Event-Based Options | Com-Water Heating-Smart Water Heater | Commercial | Com - Other | Medium | [30 empty] | LBNL Phase 4 aggregate enrollment fraction, shed, 2030 | bar: 2030
1in2 | Reference | Event-Based Options | Com-Water Heating-Smart Water Heater | Commercial | Com - Other | Large | [30 empty] | LBNL Phase 4 aggregate enrollment fraction, shed, 2030 | bar: 2030
1in2 | Reference | Event-Based Options | Com-Water Heating-Smart Water Heater | Commercial | Com - Refrig. Warehouse | Small | [30 empty] | LBNL Phase 4 aggregate enrollment fraction, shed, 2030 | bar: 2030
1in2 | Reference | Event-Based Options | Com-Water Heating-Smart Water Heater | Commercial | Com - Refrig. Warehouse | Medium | [30 empty] | LBNL Phase 4 aggregate enrollment fraction, shed, 2030 | bar: 2030
1in2 | Reference | Event-Based Options | Com-Water Heating-Smart Water Heater | Commercial | Com - Refrig. Warehouse | Large | [30 empty] | LBNL Phase 4 aggregate enrollment fraction, shed, 2030 | bar: 2030
1in2 | Reference | Event-Based Options | Com-Water Heating-Smart Water Heater | Commercial | Com - Restaurant | Small | 2030: 45.6% | LBNL Phase 4 aggregate enrollment fraction, shed, 2030
1in2 | Reference | Event-Based Options | Com-Water Heating-Smart Water Heater | Commercial | Com - Restaurant | Medium | [30 empty] | Default 20% assumption | bar: 2030
1in2 | Reference | Event-Based Options | Com-Water Heating-Smart Water Heater | Commercial | Com - Restaurant | Large | [30 empty] | Default 20% assumption | bar: 2030
1in2 | Reference | Event-Based Options | Com-Water Heating-Smart Water Heater | Commercial | Com - Retail | Small | 2030: 62.9% | Default 20% assumption
1in2 | Reference | Event-Based Options | Com-Water Heating-Smart Water Heater | Commercial | Com - Retail | Medium | [30 empty] | Default 20% assumption | bar: 2030
1in2 | Reference | Event-Based Options | Com-Water Heating-Smart Water Heater | Commercial | Com - Retail | Large | [30 empty] | LBNL Phase 4 aggregate enrollment fraction, shed, 2030 | bar: 2030
1in2 | Reference | Event-Based Options | Com-Water Heating-Smart Water Heater | Commercial | Com - School | Small | 2030: 46.64% | LBNL Phase 4 aggregate enrollment fraction, shed, 2030
1in2 | Reference | Event-Based Options | Com-Water Heating-Smart Water Heater | Commercial | Com - School | Medium | [30 empty] | LBNL Phase 4 aggregate enrollment fraction, shed, 2030 | bar: 2030
1in2 | Reference | Event-Based Options | Com-Water Heating-Smart Water Heater | Commercial | Com - School | Large | [30 empty] | LBNL Phase 4 aggregate enrollment fraction, shed, 2030 | bar: 2030
1in2 | Reference | Event-Based Options | Com-Water Heating-Smart Water Heater | Commercial | Com - Warehouse | Small | 2030: 45.12% | LBNL Phase 4 aggregate enrollment fraction, shed, 2030
1in2 | Reference | Event-Based Options | Com-Water Heating-Smart Water Heater | Commercial | Com - Warehouse | Medium | [30 empty] | LBNL Phase 4 aggregate enrollment fraction, shed, 2030 | bar: 2030
1in2 | Reference | Event-Based Options | Com-Water Heating-Smart Water Heater | Commercial | Com - Warehouse | Large | [30 empty] | Default 20% assumption | bar: 2030
1in2 | Reference | Event-Based Options | EV-Electric Buses-Charging Control | Electric Vehicle | INTERCITY.BUS | Electric Buses | 2030: 53.03% | Default 20% assumption
1in2 | Reference | Event-Based Options | EV-Electric Buses-Charging Control | Electric Vehicle | OTHER.BUS | Electric Buses | 2030: 53.03% | Default 20% assumption
1in2 | Reference | Event-Based Options | EV-Electric Buses-Charging Control | Electric Vehicle | SCHOOL.BUS | Electric Buses | 2030: 53.03% | Default 20% assumption
1in2 | Reference | Event-Based Options | EV-Electric Buses-Charging Control | Electric Vehicle | URBAN.BUS | Electric Buses | 2030: 53.03% | Default 20% assumption
1in2 | Reference | Event-Based Options | EV-HDV-Charging Control | Electric Vehicle | GVWR7 | Heavy Duty EV | 2030: 52.86% | Default 20% assumption
1in2 | Reference | Event-Based Options | EV-HDV-Charging Control | Electric Vehicle | GVWR8.COMBO | Heavy Duty EV | 2030: 52.86% | LBNL Phase 4 aggregate enrollment fraction, shed, 2030
1in2 | Reference | Event-Based Options | EV-HDV-Charging Control | Electric Vehicle | GVWR8.IRP | Heavy Duty EV | 2030: 52.86% | Default 20% assumption
1in2 | Reference | Event-Based Options | EV-HDV-Charging Control | Electric Vehicle | GVWR8.PORT | Heavy Duty EV | 2030: 52.86% | LBNL Phase 4 aggregate enrollment fraction, shed, 2030
1in2 | Reference | Event-Based Options | EV-HDV-Charging Control | Electric Vehicle | GVWR8.REFUSE.AND.RECYCLING | Heavy Duty EV | 2030: 52.86% | LBNL Phase 4 aggregate enrollment fraction, shed, 2030
1in2 | Reference | Event-Based Options | EV-HDV-Charging Control | Electric Vehicle | GVWR8.SU | Heavy Duty EV | 2030: 52.86% | Default 20% assumption
1in2 | Reference | Event-Based Options | EV-LDV-Charging Control | Electric Vehicle | LDV | Light Duty EV | 2030: 4.19% | Default 20% assumption
1in2 | Reference | Event-Based Options | EV-MDV-Charging Control | Electric Vehicle | GVWR3 | Medium Duty EV | 2030: 53.05% | Estimated from Phase 4 appendices enrollment curves
1in2 | Reference | Event-Based Options | EV-MDV-Charging Control | Electric Vehicle | GVWR456 | Medium Duty EV | 2030: 53.05% | LBNL Phase 4 aggregate enrollment fraction, shed, 2030
1in2 | Reference | Event-Based Options | Ind-Battery Load Shift | Industrial | Ind-BTM Battery | AllSize | 2030: 20% | LBNL Phase 4 aggregate enrollment fraction, shed, 2030
1in2 | Reference | Event-Based Options | Ind-HVAC Control | Industrial | Chem/Petrol | Small | [30 empty] | LBNL Phase 4 aggregate enrollment fraction, shed, 2030 | bar: 2030
1in2 | Reference | Event-Based Options | Ind-HVAC Control | Industrial | Chem/Petrol | Medium | 2030: 42.12% | LBNL Phase 4 aggregate enrollment fraction, shed, 2030
1in2 | Reference | Event-Based Options | Ind-HVAC Control | Industrial | Chem/Petrol | Large | 2030: 20.25% | LBNL Phase 4 aggregate enrollment fraction, shed, 2030
1in2 | Reference | Event-Based Options | Ind-HVAC Control | Industrial | Food/Bev | Small | [30 empty] | LBNL Phase 4 aggregate enrollment fraction, shed, 2030 | bar: 2030
1in2 | Reference | Event-Based Options | Ind-HVAC Control | Industrial | Food/Bev | Medium | 2030: 48.49% | LBNL Phase 4 aggregate enrollment fraction, shed, 2030
1in2 | Reference | Event-Based Options | Ind-HVAC Control | Industrial | Food/Bev | Large | 2030: 22.11% | LBNL Phase 4 aggregate enrollment fraction, shed, 2030
1in2 | Reference | Event-Based Options | Ind-HVAC Control | Industrial | Mfg-Equipment | Small | [30 empty] | LBNL Phase 4 aggregate enrollment fraction, shed, 2030 | bar: 2030
1in2 | Reference | Event-Based Options | Ind-HVAC Control | Industrial | Mfg-Equipment | Medium | 2030: 42.81% | LBNL Phase 4 aggregate enrollment fraction, shed, 2030
1in2 | Reference | Event-Based Options | Ind-HVAC Control | Industrial | Mfg-Equipment | Large | 2030: 31.85% | LBNL Phase 4 aggregate enrollment fraction, shed, 2030
1in2 | Reference | Event-Based Options | Ind-HVAC Control | Industrial | Mfg-Goods | Small | [30 empty] | LBNL Phase 4 aggregate enrollment fraction, shed, 2030 | bar: 2030
1in2 | Reference | Event-Based Options | Ind-HVAC Control | Industrial | Mfg-Goods | Medium | 2030: 50.75% | LBNL Phase 4 aggregate enrollment fraction, shed, 2030
1in2 | Reference | Event-Based Options | Ind-HVAC Control | Industrial | Mfg-Goods | Large | 2030: 33.93% | LBNL Phase 4 aggregate enrollment fraction, shed, 2030
1in2 | Reference | Event-Based Options | Ind-HVAC Control | Industrial | Mfg-Materials | Small | [30 empty] | LBNL Phase 4 aggregate enrollment fraction, shed, 2030 | bar: 2030
1in2 | Reference | Event-Based Options | Ind-HVAC Control | Industrial | Mfg-Materials | Medium | 2030: 43.51% | LBNL Phase 4 aggregate enrollment fraction, shed, 2030
1in2 | Reference | Event-Based Options | Ind-HVAC Control | Industrial | Mfg-Materials | Large | 2030: 52.29% | LBNL Phase 4 aggregate enrollment fraction, shed, 2030
1in2 | Reference | Event-Based Options | Ind-Lighting control | Industrial | Chem/Petrol | Small | 2030: 44.41% | LBNL Phase 4 aggregate enrollment fraction, shed, 2030
1in2 | Reference | Event-Based Options | Ind-Lighting control | Industrial | Chem/Petrol | Medium | 2030: 38.7% | LBNL Phase 4 aggregate enrollment fraction, shed, 2030
1in2 | Reference | Event-Based Options | Ind-Lighting control | Industrial | Chem/Petrol | Large | 2030: 28.61% | LBNL Phase 4 aggregate enrollment fraction, shed, 2030
1in2 | Reference | Event-Based Options | Ind-Lighting control | Industrial | Food/Bev | Small | 2030: 44.41% | LBNL Phase 4 aggregate enrollment fraction, shed, 2030
1in2 | Reference | Event-Based Options | Ind-Lighting control | Industrial | Food/Bev | Medium | 2030: 38.7% | LBNL Phase 4 aggregate enrollment fraction, shed, 2030
1in2 | Reference | Event-Based Options | Ind-Lighting control | Industrial | Food/Bev | Large | 2030: 28.61% | LBNL Phase 4 aggregate enrollment fraction, shed, 2030
1in2 | Reference | Event-Based Options | Ind-Lighting control | Industrial | Mfg-Equipment | Small | 2030: 44.41% | LBNL Phase 4 aggregate enrollment fraction, shed, 2030
1in2 | Reference | Event-Based Options | Ind-Lighting control | Industrial | Mfg-Equipment | Medium | 2030: 38.7% | LBNL Phase 4 aggregate enrollment fraction, shed, 2030
1in2 | Reference | Event-Based Options | Ind-Lighting control | Industrial | Mfg-Equipment | Large | 2030: 28.61% | LBNL Phase 4 aggregate enrollment fraction, shed, 2030
1in2 | Reference | Event-Based Options | Ind-Lighting control | Industrial | Mfg-Goods | Small | 2030: 44.41% | LBNL Phase 4 aggregate enrollment fraction, shed, 2030
1in2 | Reference | Event-Based Options | Ind-Lighting control | Industrial | Mfg-Goods | Medium | 2030: 38.7% | LBNL Phase 4 aggregate enrollment fraction, shed, 2030
1in2 | Reference | Event-Based Options | Ind-Lighting control | Industrial | Mfg-Goods | Large | 2030: 28.61% | LBNL Phase 4 aggregate enrollment fraction, shed, 2030
1in2 | Reference | Event-Based Options | Ind-Lighting control | Industrial | Mfg-Materials | Small | 2030: 44.41% | LBNL Phase 4 aggregate enrollment fraction, shed, 2030
1in2 | Reference | Event-Based Options | Ind-Lighting control | Industrial | Mfg-Materials | Medium | 2030: 38.7% | LBNL Phase 4 aggregate enrollment fraction, shed, 2030
1in2 | Reference | Event-Based Options | Ind-Lighting control | Industrial | Mfg-Materials | Large | 2030: 28.61% | LBNL Phase 4 aggregate enrollment fraction, shed, 2030
1in2 | Reference | Event-Based Options | Ind-Process Control | Industrial | Chem/Petrol | Small | 2030: 40.53% | LBNL Phase 4 aggregate enrollment fraction, shed, 2030
1in2 | Reference | Event-Based Options | Ind-Process Control | Industrial | Chem/Petrol | Medium | 2030: 42.47% | LBNL Phase 4 aggregate enrollment fraction, shed, 2030
1in2 | Reference | Event-Based Options | Ind-Process Control | Industrial | Chem/Petrol | Large | 2030: 21.45% | LBNL Phase 4 aggregate enrollment fraction, shed, 2030
1in2 | Reference | Event-Based Options | Ind-Process Control | Industrial | Food/Bev | Small | 2030: 44.27% | LBNL Phase 4 aggregate enrollment fraction, shed, 2030
1in2 | Reference | Event-Based Options | Ind-Process Control | Industrial | Food/Bev | Medium | 2030: 48.48% | LBNL Phase 4 aggregate enrollment fraction, shed, 2030
1in2 | Reference | Event-Based Options | Ind-Process Control | Industrial | Food/Bev | Large | 2030: 22.89% | LBNL Phase 4 aggregate enrollment fraction, shed, 2030
1in2 | Reference | Event-Based Options | Ind-Process Control | Industrial | Mfg-Equipment | Small | 2030: 55.78% | LBNL Phase 4 aggregate enrollment fraction, shed, 2030
1in2 | Reference | Event-Based Options | Ind-Process Control | Industrial | Mfg-Equipment | Medium | 2030: 42.72% | LBNL Phase 4 aggregate enrollment fraction, shed, 2030
1in2 | Reference | Event-Based Options | Ind-Process Control | Industrial | Mfg-Equipment | Large | 2030: 31.59% | LBNL Phase 4 aggregate enrollment fraction, shed, 2030
1in2 | Reference | Event-Based Options | Ind-Process Control | Industrial | Mfg-Goods | Small | 2030: 54.5% | LBNL Phase 4 aggregate enrollment fraction, shed, 2030
1in2 | Reference | Event-Based Options | Ind-Process Control | Industrial | Mfg-Goods | Medium | 2030: 49.67% | LBNL Phase 4 aggregate enrollment fraction, shed, 2030
1in2 | Reference | Event-Based Options | Ind-Process Control | Industrial | Mfg-Goods | Large | 2030: 37.54% | LBNL Phase 4 aggregate enrollment fraction, shed, 2030
1in2 | Reference | Event-Based Options | Ind-Process Control | Industrial | Mfg-Materials | Small | 2030: 52.5% | LBNL Phase 4 aggregate enrollment fraction, shed, 2030
1in2 | Reference | Event-Based Options | Ind-Process Control | Industrial | Mfg-Materials | Medium | 2030: 43.71% | LBNL Phase 4 aggregate enrollment fraction, shed, 2030
1in2 | Reference | Event-Based Options | Ind-Process Control | Industrial | Mfg-Materials | Large | 2030: 52.89% | LBNL Phase 4 aggregate enrollment fraction, shed, 2030
1in2 | Reference | Event-Based Options | Ind-Refrigeration control | Industrial | Chem/Petrol | Small | 2030: 37.28% | LBNL Phase 4 aggregate enrollment fraction, shed, 2030
1in2 | Reference | Event-Based Options | Ind-Refrigeration control | Industrial | Chem/Petrol | Medium | 2030: 42.6% | LBNL Phase 4 aggregate enrollment fraction, shed, 2030
1in2 | Reference | Event-Based Options | Ind-Refrigeration control | Industrial | Chem/Petrol | Large | 2030: 21.58% | LBNL Phase 4 aggregate enrollment fraction, shed, 2030
1in2 | Reference | Event-Based Options | Ind-Refrigeration control | Industrial | Food/Bev | Small | 2030: 44.46% | LBNL Phase 4 aggregate enrollment fraction, shed, 2030
1in2 | Reference | Event-Based Options | Ind-Refrigeration control | Industrial | Food/Bev | Medium | 2030: 48.13% | LBNL Phase 4 aggregate enrollment fraction, shed, 2030
1in2 | Reference | Event-Based Options | Ind-Refrigeration control | Industrial | Food/Bev | Large | 2030: 23.87% | LBNL Phase 4 aggregate enrollment fraction, shed, 2030
1in2 | Reference | Event-Based Options | Ind-Refrigeration control | Industrial | Mfg-Equipment | Small | [30 empty] | LBNL Phase 4 aggregate enrollment fraction, shed, 2030 | bar: 2030
1in2 | Reference | Event-Based Options | Ind-Refrigeration control | Industrial | Mfg-Equipment | Medium | 2030: 42.74% | LBNL Phase 4 aggregate enrollment fraction, shed, 2030
1in2 | Reference | Event-Based Options | Ind-Refrigeration control | Industrial | Mfg-Equipment | Large | 2030: 33.14% | LBNL Phase 4 aggregate enrollment fraction, shed, 2030
1in2 | Reference | Event-Based Options | Ind-Refrigeration control | Industrial | Mfg-Goods | Small | [30 empty] | LBNL Phase 4 aggregate enrollment fraction, shed, 2030 | bar: 2030
1in2 | Reference | Event-Based Options | Ind-Refrigeration control | Industrial | Mfg-Goods | Medium | 2030: 50.27% | LBNL Phase 4 aggregate enrollment fraction, shed, 2030
1in2 | Reference | Event-Based Options | Ind-Refrigeration control | Industrial | Mfg-Goods | Large | 2030: 37.32% | LBNL Phase 4 aggregate enrollment fraction, shed, 2030
1in2 | Reference | Event-Based Options | Ind-Refrigeration control | Industrial | Mfg-Materials | Small | [30 empty] | LBNL Phase 4 aggregate enrollment fraction, shed, 2030 | bar: 2030
1in2 | Reference | Event-Based Options | Ind-Refrigeration control | Industrial | Mfg-Materials | Medium | 2030: 43.75% | LBNL Phase 4 aggregate enrollment fraction, shed, 2030
1in2 | Reference | Event-Based Options | Ind-Refrigeration control | Industrial | Mfg-Materials | Large | 2030: 53.11% | LBNL Phase 4 aggregate enrollment fraction, shed, 2030
1in2 | Reference | Event-Based Options | Res-Appliances Control | Residential | Multifamily | AllSize | 2030: 1.769% | LBNL Phase 4 aggregate enrollment fraction, shed, 2030
1in2 | Reference | Event-Based Options | Res-Appliances Control | Residential | Singlefamily | AllSize | 2030: 2.371% | Estimated from Phase 4 appendices enrollment curves
1in2 | Reference | Event-Based Options | Res-Battery Load Shift | Residential | Res-BTM Battery | AllSize | [30 empty] | LBNL Phase 4 aggregate enrollment fraction, shed, 2030 | bar: 2030
1in2 | Reference | Event-Based Options | Res-DLC-HVAC-Switch | Residential | Multifamily | AllSize | [30 empty] | LBNL Phase 4 aggregate enrollment fraction, shed, 2030 | bar: 2030
1in2 | Reference | Event-Based Options | Res-DLC-HVAC-Switch | Residential | Singlefamily | AllSize | [30 empty] | LBNL Phase 4 aggregate enrollment fraction, shed, 2030 | bar: 2030
1in2 | Reference | Event-Based Options | Res-DLC-Water Heating-Switch | Residential | Multifamily | AllSize | 2030: 1.484% | LBNL Phase 4 aggregate enrollment fraction, shed, 2030
1in2 | Reference | Event-Based Options | Res-DLC-Water Heating-Switch | Residential | Singlefamily | AllSize | 2030: 2.871% | LBNL Phase 4 aggregate enrollment fraction, shed, 2030
1in2 | Reference | Event-Based Options | Res-HVAC-Thermostat | Residential | Multifamily | AllSize | 2030: 1.894% | LBNL Phase 4 aggregate enrollment fraction, shed, 2030
1in2 | Reference | Event-Based Options | Res-HVAC-Thermostat | Residential | Singlefamily | AllSize | 2030: 2.52% | LBNL Phase 4 aggregate enrollment fraction, shed, 2030
1in2 | Reference | Event-Based Options | Res-Lighting Control | Residential | Multifamily | AllSize | 2030: 1.798% | LBNL Phase 4 aggregate enrollment fraction, shed, 2030
1in2 | Reference | Event-Based Options | Res-Lighting Control | Residential | Singlefamily | AllSize | 2030: 2.327% | LBNL Phase 4 aggregate enrollment fraction, shed, 2030
1in2 | Reference | Event-Based Options | Res-Other end uses control | Residential | Multifamily | AllSize | 2030: 1.787% | LBNL Phase 4 aggregate enrollment fraction, shed, 2030
1in2 | Reference | Event-Based Options | Res-Other end uses control | Residential | Singlefamily | AllSize | 2030: 2.375% | LBNL Phase 4 aggregate enrollment fraction, shed, 2030
1in2 | Reference | Event-Based Options | Res-Water Heating-Add-on CTA 2045 control | Residential | Multifamily | AllSize | [30 empty] | LBNL Phase 4 aggregate enrollment fraction, shed, 2030 | bar: 2030
1in2 | Reference | Event-Based Options | Res-Water Heating-Add-on CTA 2045 control | Residential | Singlefamily | AllSize | [30 empty] | LBNL Phase 4 aggregate enrollment fraction, shed, 2030 | bar: 2030
1in2 | Reference | Event-Based Options | Res-Water Heating-Smart Water Heater | Residential | Multifamily | AllSize | 2030: 1.736% | LBNL Phase 4 aggregate enrollment fraction, shed, 2030
1in2 | Reference | Event-Based Options | Res-Water Heating-Smart Water Heater | Residential | Singlefamily | AllSize | 2030: 2.312% | LBNL Phase 4 aggregate enrollment fraction, shed, 2030
1in2 | Reference | Event-Based Options | Water Supply/WW pumping control | Agricultural | Ag-Animal | Small | [30 empty] | LBNL Phase 4 aggregate enrollment fraction, shed, 2030 | bar: 2030
1in2 | Reference | Event-Based Options | Water Supply/WW pumping control | Agricultural | Ag-Animal | Medium | [30 empty] | LBNL Phase 4 aggregate enrollment fraction, shed, 2030 | bar: 2030
1in2 | Reference | Event-Based Options | Water Supply/WW pumping control | Agricultural | Ag-Animal | Large | [30 empty] | LBNL Phase 4 aggregate enrollment fraction, shed, 2030 | bar: 2030
1in2 | Reference | Event-Based Options | Water Supply/WW pumping control | Agricultural | Ag-Crop | Small | [30 empty] | LBNL Phase 4 aggregate enrollment fraction, shed, 2030 | bar: 2030
1in2 | Reference | Event-Based Options | Water Supply/WW pumping control | Agricultural | Ag-Crop | Medium | [30 empty] | LBNL Phase 4 aggregate enrollment fraction, shed, 2030 | bar: 2030
1in2 | Reference | Event-Based Options | Water Supply/WW pumping control | Agricultural | Ag-Crop | Large | [30 empty] | LBNL Phase 4 aggregate enrollment fraction, shed, 2030 | bar: 2030
1in2 | Reference | Event-Based Options | Water Supply/WW pumping control | Agricultural | Water, Irrigation | Small | [30 empty] | LBNL Phase 4 aggregate enrollment fraction, shed, 2030 | bar: 2030
1in2 | Reference | Event-Based Options | Water Supply/WW pumping control | Agricultural | Water, Irrigation | Medium | [30 empty] | LBNL Phase 4 aggregate enrollment fraction, shed, 2030 | bar: 2030
1in2 | Reference | Event-Based Options | Water Supply/WW pumping control | Agricultural | Water, Irrigation | Large | [30 empty] | LBNL Phase 4 aggregate enrollment fraction, shed, 2030 | bar: 2030
1in2 | Reference | Event-Based Options | Water Supply/WW pumping control | Agricultural | Water, Municipal | Small | 2030: 28.87% | LBNL Phase 4 aggregate enrollment fraction, shed, 2030
1in2 | Reference | Event-Based Options | Water Supply/WW pumping control | Agricultural | Water, Municipal | Medium | 2030: 30.41% | LBNL Phase 4 aggregate enrollment fraction, shed, 2030
1in2 | Reference | Event-Based Options | Water Supply/WW pumping control | Agricultural | Water, Municipal | Large | 2030: 42.17% | LBNL Phase 4 aggregate enrollment fraction, shed, 2030
1in2 | Ambitious | Dynamic Pricing | Dynamic Pricing | Agricultural | Ag-Animal | Small | 2030: 80% | Brattle Group research indicates greater than 80% enrollment in dynamic pricing under a default with opt-out type of offer. Assumed 50% for default with opt-out rate for Reference (conservative assumption); 80% for Ambitious.
1in2 | Ambitious | Dynamic Pricing | Dynamic Pricing | Agricultural | Ag-Animal | Medium | 2030: 80% | Brattle Group research indicates greater than 80% enrollment in dynamic pricing under a default with opt-out type of offer. Assumed 50% for default with opt-out rate for Reference (conservative assumption); 80% for Ambitious.
1in2 | Ambitious | Dynamic Pricing | Dynamic Pricing | Agricultural | Ag-Animal | Large | 2030: 80% | Brattle Group research indicates greater than 80% enrollment in dynamic pricing under a default with opt-out type of offer. Assumed 50% for default with opt-out rate for Reference (conservative assumption); 80% for Ambitious.
1in2 | Ambitious | Dynamic Pricing | Dynamic Pricing | Agricultural | Ag-BTM Battery | AllSize | 2030: 80% | Brattle Group research indicates greater than 80% enrollment in dynamic pricing under a default with opt-out type of offer. Assumed 50% for default with opt-out rate for Reference (conservative assumption); 80% for Ambitious.
1in2 | Ambitious | Dynamic Pricing | Dynamic Pricing | Agricultural | Ag-Crop | Small | 2030: 80% | Brattle Group research indicates greater than 80% enrollment in dynamic pricing under a default with opt-out type of offer. Assumed 50% for default with opt-out rate for Reference (conservative assumption); 80% for Ambitious.
1in2 | Ambitious | Dynamic Pricing | Dynamic Pricing | Agricultural | Ag-Crop | Medium | 2030: 80% | Brattle Group research indicates greater than 80% enrollment in dynamic pricing under a default with opt-out type of offer. Assumed 50% for default with opt-out rate for Reference (conservative assumption); 80% for Ambitious.
1in2 | Ambitious | Dynamic Pricing | Dynamic Pricing | Agricultural | Ag-Crop | Large | 2030: 80% | Brattle Group research indicates greater than 80% enrollment in dynamic pricing under a default with opt-out type of offer. Assumed 50% for default with opt-out rate for Reference (conservative assumption); 80% for Ambitious.
1in2 | Ambitious | Dynamic Pricing | Dynamic Pricing | Agricultural | Water, Irrigation | Small | 2030: 80% | Brattle Group research indicates greater than 80% enrollment in dynamic pricing under a default with opt-out type of offer. Assumed 50% for default with opt-out rate for Reference (conservative assumption); 80% for Ambitious.
1in2 | Ambitious | Dynamic Pricing | Dynamic Pricing | Agricultural | Water, Irrigation | Medium | 2030: 80% | Brattle Group research indicates greater than 80% enrollment in dynamic pricing under a default with opt-out type of offer. Assumed 50% for default with opt-out rate for Reference (conservative assumption); 80% for Ambitious.
1in2 | Ambitious | Dynamic Pricing | Dynamic Pricing | Agricultural | Water, Irrigation | Large | 2030: 80% | Brattle Group research indicates greater than 80% enrollment in dynamic pricing under a default with opt-out type of offer. Assumed 50% for default with opt-out rate for Reference (conservative assumption); 80% for Ambitious.
1in2 | Ambitious | Dynamic Pricing | Dynamic Pricing | Agricultural | Water, Municipal | Small | 2030: 80% | Brattle Group research indicates greater than 80% enrollment in dynamic pricing under a default with opt-out type of offer. Assumed 50% for default with opt-out rate for Reference (conservative assumption); 80% for Ambitious.
1in2 | Ambitious | Dynamic Pricing | Dynamic Pricing | Agricultural | Water, Municipal | Medium | 2030: 80% | Brattle Group research indicates greater than 80% enrollment in dynamic pricing under a default with opt-out type of offer. Assumed 50% for default with opt-out rate for Reference (conservative assumption); 80% for Ambitious.
1in2 | Ambitious | Dynamic Pricing | Dynamic Pricing | Agricultural | Water, Municipal | Large | 2030: 80% | Brattle Group research indicates greater than 80% enrollment in dynamic pricing under a default with opt-out type of offer. Assumed 50% for default with opt-out rate for Reference (conservative assumption); 80% for Ambitious.
1in2 | Ambitious | Dynamic Pricing | Dynamic Pricing | Commercial | Com - College | Small | 2030: 80% | Brattle Group research indicates greater than 80% enrollment in dynamic pricing under a default with opt-out type of offer. Assumed 50% for default with opt-out rate for Reference (conservative assumption); 80% for Ambitious.
1in2 | Ambitious | Dynamic Pricing | Dynamic Pricing | Commercial | Com - College | Medium | 2030: 80% | Brattle Group research indicates greater than 80% enrollment in dynamic pricing under a default with opt-out type of offer. Assumed 50% for default with opt-out rate for Reference (conservative assumption); 80% for Ambitious.
1in2 | Ambitious | Dynamic Pricing | Dynamic Pricing | Commercial | Com - College | Large | 2030: 80% | Brattle Group research indicates greater than 80% enrollment in dynamic pricing under a default with opt-out type of offer. Assumed 50% for default with opt-out rate for Reference (conservative assumption); 80% for Ambitious.
1in2 | Ambitious | Dynamic Pricing | Dynamic Pricing | Commercial | Com - Grocery | Small | 2030: 80% | Brattle Group research indicates greater than 80% enrollment in dynamic pricing under a default with opt-out type of offer. Assumed 50% for default with opt-out rate for Reference (conservative assumption); 80% for Ambitious.
1in2 | Ambitious | Dynamic Pricing | Dynamic Pricing | Commercial | Com - Grocery | Medium | 2030: 80% | Brattle Group research indicates greater than 80% enrollment in dynamic pricing under a default with opt-out type of offer. Assumed 50% for default with opt-out rate for Reference (conservative assumption); 80% for Ambitious.
1in2 | Ambitious | Dynamic Pricing | Dynamic Pricing | Commercial | Com - Grocery | Large | 2030: 80% | Brattle Group research indicates greater than 80% enrollment in dynamic pricing under a default with opt-out type of offer. Assumed 50% for default with opt-out rate for Reference (conservative assumption); 80% for Ambitious.
1in2 | Ambitious | Dynamic Pricing | Dynamic Pricing | Commercial | Com - Health | Small | 2030: 80% | Brattle Group research indicates greater than 80% enrollment in dynamic pricing under a default with opt-out type of offer. Assumed 50% for default with opt-out rate for Reference (conservative assumption); 80% for Ambitious.
1in2 | Ambitious | Dynamic Pricing | Dynamic Pricing | Commercial | Com - Health | Medium | 2030: 80% | Brattle Group research indicates greater than 80% enrollment in dynamic pricing under a default with opt-out type of offer. Assumed 50% for default with opt-out rate for Reference (conservative assumption); 80% for Ambitious.
1in2 | Ambitious | Dynamic Pricing | Dynamic Pricing | Commercial | Com - Health | Large | 2030: 80% | Brattle Group research indicates greater than 80% enrollment in dynamic pricing under a default with opt-out type of offer. Assumed 50% for default with opt-out rate for Reference (conservative assumption); 80% for Ambitious.
1in2 | Ambitious | Dynamic Pricing | Dynamic Pricing | Commercial | Com - Lodging | Small | 2030: 80% | Brattle Group research indicates greater than 80% enrollment in dynamic pricing under a default with opt-out type of offer. Assumed 50% for default with opt-out rate for Reference (conservative assumption); 80% for Ambitious.
1in2 | Ambitious | Dynamic Pricing | Dynamic Pricing | Commercial | Com - Lodging | Medium | 2030: 80% | Brattle Group research indicates greater than 80% enrollment in dynamic pricing under a default with opt-out type of offer. Assumed 50% for default with opt-out rate for Reference (conservative assumption); 80% for Ambitious.
1in2 | Ambitious | Dynamic Pricing | Dynamic Pricing | Commercial | Com - Lodging | Large | 2030: 80% | Brattle Group research indicates greater than 80% enrollment in dynamic pricing under a default with opt-out type of offer. Assumed 50% for default with opt-out rate for Reference (conservative assumption); 80% for Ambitious.
1in2 | Ambitious | Dynamic Pricing | Dynamic Pricing | Commercial | Com - Office (Large) | Small | 2030: 80% | Brattle Group research indicates greater than 80% enrollment in dynamic pricing under a default with opt-out type of offer. Assumed 50% for default with opt-out rate for Reference (conservative assumption); 80% for Ambitious.
1in2 | Ambitious | Dynamic Pricing | Dynamic Pricing | Commercial | Com - Office (Large) | Medium | 2030: 80% | Brattle Group research indicates greater than 80% enrollment in dynamic pricing under a default with opt-out type of offer. Assumed 50% for default with opt-out rate for Reference (conservative assumption); 80% for Ambitious.
1in2 | Ambitious | Dynamic Pricing | Dynamic Pricing | Commercial | Com - Office (Large) | Large | 2030: 80% | Brattle Group research indicates greater than 80% enrollment in dynamic pricing under a default with opt-out type of offer. Assumed 50% for default with opt-out rate for Reference (conservative assumption); 80% for Ambitious.
1in2 | Ambitious | Dynamic Pricing | Dynamic Pricing | Commercial | Com - Office (Small) | Small | 2030: 80% | Brattle Group research indicates greater than 80% enrollment in dynamic pricing under a default with opt-out type of offer. Assumed 50% for default with opt-out rate for Reference (conservative assumption); 80% for Ambitious.
1in2 | Ambitious | Dynamic Pricing | Dynamic Pricing | Commercial | Com - Office (Small) | Medium | 2030: 80% | Brattle Group research indicates greater than 80% enrollment in dynamic pricing under a default with opt-out type of offer. Assumed 50% for default with opt-out rate for Reference (conservative assumption); 80% for Ambitious.
1in2 | Ambitious | Dynamic Pricing | Dynamic Pricing | Commercial | Com - Office (Small) | Large | 2030: 80% | Brattle Group research indicates greater than 80% enrollment in dynamic pricing under a default with opt-out type of offer. Assumed 50% for default with opt-out rate for Reference (conservative assumption); 80% for Ambitious.
1in2 | Ambitious | Dynamic Pricing | Dynamic Pricing | Commercial | Com - Other | Small | 2030: 80% | Brattle Group research indicates greater than 80% enrollment in dynamic pricing under a default with opt-out type of offer. Assumed 50% for default with opt-out rate for Reference (conservative assumption); 80% for Ambitious.
1in2 | Ambitious | Dynamic Pricing | Dynamic Pricing | Commercial | Com - Other | Medium | 2030: 80% | Brattle Group research indicates greater than 80% enrollment in dynamic pricing under a default with opt-out type of offer. Assumed 50% for default with opt-out rate for Reference (conservative assumption); 80% for Ambitious.
1in2 | Ambitious | Dynamic Pricing | Dynamic Pricing | Commercial | Com - Other | Large | 2030: 80% | Brattle Group research indicates greater than 80% enrollment in dynamic pricing under a default with opt-out type of offer. Assumed 50% for default with opt-out rate for Reference (conservative assumption); 80% for Ambitious.
1in2 | Ambitious | Dynamic Pricing | Dynamic Pricing | Commercial | Com - Refrig. Warehouse | Small | 2030: 80% | Brattle Group research indicates greater than 80% enrollment in dynamic pricing under a default with opt-out type of offer. Assumed 50% for default with opt-out rate for Reference (conservative assumption); 80% for Ambitious.
1in2 | Ambitious | Dynamic Pricing | Dynamic Pricing | Commercial | Com - Refrig. Warehouse | Medium | 2030: 80% | Brattle Group research indicates greater than 80% enrollment in dynamic pricing under a default with opt-out type of offer. Assumed 50% for default with opt-out rate for Reference (conservative assumption); 80% for Ambitious.
1in2 | Ambitious | Dynamic Pricing | Dynamic Pricing | Commercial | Com - Refrig. Warehouse | Large | 2030: 80% | Brattle Group research indicates greater than 80% enrollment in dynamic pricing under a default with opt-out type of offer. Assumed 50% for default with opt-out rate for Reference (conservative assumption); 80% for Ambitious.
1in2 | Ambitious | Dynamic Pricing | Dynamic Pricing | Commercial | Com - Restaurant | Small | 2030: 80% | Brattle Group research indicates greater than 80% enrollment in dynamic pricing under a default with opt-out type of offer. Assumed 50% for default with opt-out rate for Reference (conservative assumption); 80% for Ambitious.
1in2 | Ambitious | Dynamic Pricing | Dynamic Pricing | Commercial | Com - Restaurant | Medium | 2030: 80% | Brattle Group research indicates greater than 80% enrollment in dynamic pricing under a default with opt-out type of offer. Assumed 50% for default with opt-out rate for Reference (conservative assumption); 80% for Ambitious.
1in2 | Ambitious | Dynamic Pricing | Dynamic Pricing | Commercial | Com - Restaurant | Large | 2030: 80% | Brattle Group research indicates greater than 80% enrollment in dynamic pricing under a default with opt-out type of offer. Assumed 50% for default with opt-out rate for Reference (conservative assumption); 80% for Ambitious.
1in2 | Ambitious | Dynamic Pricing | Dynamic Pricing | Commercial | Com - Retail | Small | 2030: 80% | Brattle Group research indicates greater than 80% enrollment in dynamic pricing under a default with opt-out type of offer. Assumed 50% for default with opt-out rate for Reference (conservative assumption); 80% for Ambitious.
1in2 | Ambitious | Dynamic Pricing | Dynamic Pricing | Commercial | Com - Retail | Medium | 2030: 80% | Brattle Group research indicates greater than 80% enrollment in dynamic pricing under a default with opt-out type of offer. Assumed 50% for default with opt-out rate for Reference (conservative assumption); 80% for Ambitious.
1in2 | Ambitious | Dynamic Pricing | Dynamic Pricing | Commercial | Com - Retail | Large | 2030: 80% | Brattle Group research indicates greater than 80% enrollment in dynamic pricing under a default with opt-out type of offer. Assumed 50% for default with opt-out rate for Reference (conservative assumption); 80% for Ambitious.
1in2 | Ambitious | Dynamic Pricing | Dynamic Pricing | Commercial | Com - School | Small | 2030: 80% | Brattle Group research indicates greater than 80% enrollment in dynamic pricing under a default with opt-out type of offer. Assumed 50% for default with opt-out rate for Reference (conservative assumption); 80% for Ambitious.
1in2 | Ambitious | Dynamic Pricing | Dynamic Pricing | Commercial | Com - School | Medium | 2030: 80% | Brattle Group research indicates greater than 80% enrollment in dynamic pricing under a default with opt-out type of offer. Assumed 50% for default with opt-out rate for Reference (conservative assumption); 80% for Ambitious.
1in2 | Ambitious | Dynamic Pricing | Dynamic Pricing | Commercial | Com - School | Large | 2030: 80% | Brattle Group research indicates greater than 80% enrollment in dynamic pricing under a default with opt-out type of offer. Assumed 50% for default with opt-out rate for Reference (conservative assumption); 80% for Ambitious.
1in2 | Ambitious | Dynamic Pricing | Dynamic Pricing | Commercial | Com - Warehouse | Small | 2030: 80% | Brattle Group research indicates greater than 80% enrollment in dynamic pricing under a default with opt-out type of offer. Assumed 50% for default with opt-out rate for Reference (conservative assumption); 80% for Ambitious.
1in2 | Ambitious | Dynamic Pricing | Dynamic Pricing | Commercial | Com - Warehouse | Medium | 2030: 80% | Brattle Group research indicates greater than 80% enrollment in dynamic pricing under a default with opt-out type of offer. Assumed 50% for default with opt-out rate for Reference (conservative assumption); 80% for Ambitious.
1in2 | Ambitious | Dynamic Pricing | Dynamic Pricing | Commercial | Com - Warehouse | Large | 2030: 80% | Brattle Group research indicates greater than 80% enrollment in dynamic pricing under a default with opt-out type of offer. Assumed 50% for default with opt-out rate for Reference (conservative assumption); 80% for Ambitious.
1in2 | Ambitious | Dynamic Pricing | Dynamic Pricing | Commercial | Com-BTM Battery | AllSize | 2030: 80% | Brattle Group research indicates greater than 80% enrollment in dynamic pricing under a default with opt-out type of offer. Assumed 50% for default with opt-out rate for Reference (conservative assumption); 80% for Ambitious.
1in2 | Ambitious | Dynamic Pricing | Dynamic Pricing | Electric Vehicle | GVWR3 | Medium Duty EV | 2030: 80% | Brattle Group research indicates greater than 80% enrollment in dynamic pricing under a default with opt-out type of offer. Assumed 50% for default with opt-out rate for Reference (conservative assumption); 80% for Ambitious.
1in2 | Ambitious | Dynamic Pricing | Dynamic Pricing | Electric Vehicle | GVWR456 | Medium Duty EV | 2030: 80% | Brattle Group research indicates greater than 80% enrollment in dynamic pricing under a default with opt-out type of offer. Assumed 50% for default with opt-out rate for Reference (conservative assumption); 80% for Ambitious.
1in2 | Ambitious | Dynamic Pricing | Dynamic Pricing | Electric Vehicle | GVWR7 | Heavy Duty EV | 2030: 80% | Brattle Group research indicates greater than 80% enrollment in dynamic pricing under a default with opt-out type of offer. Assumed 50% for default with opt-out rate for Reference (conservative assumption); 80% for Ambitious.
1in2 | Ambitious | Dynamic Pricing | Dynamic Pricing | Electric Vehicle | GVWR8.COMBO | Heavy Duty EV | 2030: 80% | Brattle Group research indicates greater than 80% enrollment in dynamic pricing under a default with opt-out type of offer. Assumed 50% for default with opt-out rate for Reference (conservative assumption); 80% for Ambitious.
1in2 | Ambitious | Dynamic Pricing | Dynamic Pricing | Electric Vehicle | GVWR8.IRP | Heavy Duty EV | 2030: 80% | Brattle Group research indicates greater than 80% enrollment in dynamic pricing under a default with opt-out type of offer. Assumed 50% for default with opt-out rate for Reference (conservative assumption); 80% for Ambitious.
1in2 | Ambitious | Dynamic Pricing | Dynamic Pricing | Electric Vehicle | GVWR8.PORT | Heavy Duty EV | 2030: 80% | Brattle Group research indicates greater than 80% enrollment in dynamic pricing under a default with opt-out type of offer. Assumed 50% for default with opt-out rate for Reference (conservative assumption); 80% for Ambitious.
1in2 | Ambitious | Dynamic Pricing | Dynamic Pricing | Electric Vehicle | GVWR8.REFUSE.AND.RECYCLING | Heavy Duty EV | 2030: 80% | Brattle Group research indicates greater than 80% enrollment in dynamic pricing under a default with opt-out type of offer. Assumed 50% for default with opt-out rate for Reference (conservative assumption); 80% for Ambitious.
1in2 | Ambitious | Dynamic Pricing | Dynamic Pricing | Electric Vehicle | GVWR8.SU | Heavy Duty EV | 2030: 80% | Brattle Group research indicates greater than 80% enrollment in dynamic pricing under a default with opt-out type of offer. Assumed 50% for default with opt-out rate for Reference (conservative assumption); 80% for Ambitious.
1in2 | Ambitious | Dynamic Pricing | Dynamic Pricing | Electric Vehicle | INTERCITY.BUS | Electric Buses | 2030: 80% | Brattle Group research indicates greater than 80% enrollment in dynamic pricing under a default with opt-out type of offer. Assumed 50% for default with opt-out rate for Reference (conservative assumption); 80% for Ambitious.
1in2 | Ambitious | Dynamic Pricing | Dynamic Pricing | Electric Vehicle | LDV | Light Duty EV | 2030: 80% | Brattle Group research indicates greater than 80% enrollment in dynamic pricing under a default with opt-out type of offer. Assumed 50% for default with opt-out rate for Reference (conservative assumption); 80% for Ambitious.
1in2 | Ambitious | Dynamic Pricing | Dynamic Pricing | Electric Vehicle | OTHER.BUS | Electric Buses | 2030: 80% | Brattle Group research indicates greater than 80% enrollment in dynamic pricing under a default with opt-out type of offer. Assumed 50% for default with opt-out rate for Reference (conservative assumption); 80% for Ambitious.
1in2 | Ambitious | Dynamic Pricing | Dynamic Pricing | Electric Vehicle | SCHOOL.BUS | Electric Buses | 2030: 80% | Brattle Group research indicates greater than 80% enrollment in dynamic pricing under a default with opt-out type of offer. Assumed 50% for default with opt-out rate for Reference (conservative assumption); 80% for Ambitious.
1in2 | Ambitious | Dynamic Pricing | Dynamic Pricing | Electric Vehicle | URBAN.BUS | Electric Buses | 2030: 80% | Brattle Group research indicates greater than 80% enrollment in dynamic pricing under a default with opt-out type of offer. Assumed 50% for default with opt-out rate for Reference (conservative assumption); 80% for Ambitious.
1in2 | Ambitious | Dynamic Pricing | Dynamic Pricing | Industrial | Chem/Petrol | Small | 2030: 80% | Brattle Group research indicates greater than 80% enrollment in dynamic pricing under a default with opt-out type of offer. Assumed 50% for default with opt-out rate for Reference (conservative assumption); 80% for Ambitious.
1in2 | Ambitious | Dynamic Pricing | Dynamic Pricing | Industrial | Chem/Petrol | Medium | 2030: 80% | Brattle Group research indicates greater than 80% enrollment in dynamic pricing under a default with opt-out type of offer. Assumed 50% for default with opt-out rate for Reference (conservative assumption); 80% for Ambitious.
1in2 | Ambitious | Dynamic Pricing | Dynamic Pricing | Industrial | Chem/Petrol | Large | 2030: 80% | Brattle Group research indicates greater than 80% enrollment in dynamic pricing under a default with opt-out type of offer. Assumed 50% for default with opt-out rate for Reference (conservative assumption); 80% for Ambitious.
1in2 | Ambitious | Dynamic Pricing | Dynamic Pricing | Industrial | Food/Bev | Small | 2030: 80% | Brattle Group research indicates greater than 80% enrollment in dynamic pricing under a default with opt-out type of offer. Assumed 50% for default with opt-out rate for Reference (conservative assumption); 80% for Ambitious.
1in2 | Ambitious | Dynamic Pricing | Dynamic Pricing | Industrial | Food/Bev | Medium | 2030: 80% | Brattle Group research indicates greater than 80% enrollment in dynamic pricing under a default with opt-out type of offer. Assumed 50% for default with opt-out rate for Reference (conservative assumption); 80% for Ambitious.
1in2 | Ambitious | Dynamic Pricing | Dynamic Pricing | Industrial | Food/Bev | Large | 2030: 80% | Brattle Group research indicates greater than 80% enrollment in dynamic pricing under a default with opt-out type of offer. Assumed 50% for default with opt-out rate for Reference (conservative assumption); 80% for Ambitious.
1in2 | Ambitious | Dynamic Pricing | Dynamic Pricing | Industrial | Ind-BTM Battery | AllSize | 2030: 80% | Brattle Group research indicates greater than 80% enrollment in dynamic pricing under a default with opt-out type of offer. Assumed 50% for default with opt-out rate for Reference (conservative assumption); 80% for Ambitious.
1in2 | Ambitious | Dynamic Pricing | Dynamic Pricing | Industrial | Mfg-Equipment | Small | 2030: 80% | Brattle Group research indicates greater than 80% enrollment in dynamic pricing under a default with opt-out type of offer. Assumed 50% for default with opt-out rate for Reference (conservative assumption); 80% for Ambitious.
1in2 | Ambitious | Dynamic Pricing | Dynamic Pricing | Industrial | Mfg-Equipment | Medium | 2030: 80% | Brattle Group research indicates greater than 80% enrollment in dynamic pricing under a default with opt-out type of offer. Assumed 50% for default with opt-out rate for Reference (conservative assumption); 80% for Ambitious.
1in2 | Ambitious | Dynamic Pricing | Dynamic Pricing | Industrial | Mfg-Equipment | Large | 2030: 80% | Brattle Group research indicates greater than 80% enrollment in dynamic pricing under a default with opt-out type of offer. Assumed 50% for default with opt-out rate for Reference (conservative assumption); 80% for Ambitious.
1in2 | Ambitious | Dynamic Pricing | Dynamic Pricing | Industrial | Mfg-Goods | Small | 2030: 80% | Brattle Group research indicates greater than 80% enrollment in dynamic pricing under a default with opt-out type of offer. Assumed 50% for default with opt-out rate for Reference (conservative assumption); 80% for Ambitious.
1in2 | Ambitious | Dynamic Pricing | Dynamic Pricing | Industrial | Mfg-Goods | Medium | 2030: 80% | Brattle Group research indicates greater than 80% enrollment in dynamic pricing under a default with opt-out type of offer. Assumed 50% for default with opt-out rate for Reference (conservative assumption); 80% for Ambitious.
1in2 | Ambitious | Dynamic Pricing | Dynamic Pricing | Industrial | Mfg-Goods | Large | 2030: 80% | Brattle Group research indicates greater than 80% enrollment in dynamic pricing under a default with opt-out type of offer. Assumed 50% for default with opt-out rate for Reference (conservative assumption); 80% for Ambitious.
1in2 | Ambitious | Dynamic Pricing | Dynamic Pricing | Industrial | Mfg-Materials | Small | 2030: 80% | Brattle Group research indicates greater than 80% enrollment in dynamic pricing under a default with opt-out type of offer. Assumed 50% for default with opt-out rate for Reference (conservative assumption); 80% for Ambitious.
1in2 | Ambitious | Dynamic Pricing | Dynamic Pricing | Industrial | Mfg-Materials | Medium | 2030: 80% | Brattle Group research indicates greater than 80% enrollment in dynamic pricing under a default with opt-out type of offer. Assumed 50% for default with opt-out rate for Reference (conservative assumption); 80% for Ambitious.
1in2 | Ambitious | Dynamic Pricing | Dynamic Pricing | Industrial | Mfg-Materials | Large | 2030: 80% | Brattle Group research indicates greater than 80% enrollment in dynamic pricing under a default with opt-out type of offer. Assumed 50% for default with opt-out rate for Reference (conservative assumption); 80% for Ambitious.
1in2 | Ambitious | Dynamic Pricing | Dynamic Pricing | Residential | Multifamily | AllSize | 2030: 80% | Brattle Group research indicates greater than 80% enrollment in dynamic pricing under a default with opt-out type of offer. Assumed 50% for default with opt-out rate for Reference (conservative assumption); 80% for Ambitious.
1in2 | Ambitious | Dynamic Pricing | Dynamic Pricing | Residential | Res-BTM Battery | AllSize | 2030: 80% | Brattle Group research indicates greater than 80% enrollment in dynamic pricing under a default with opt-out type of offer. Assumed 50% for default with opt-out rate for Reference (conservative assumption); 80% for Ambitious.
1in2 | Ambitious | Dynamic Pricing | Dynamic Pricing | Residential | Singlefamily | AllSize | 2030: 80% | Brattle Group research indicates greater than 80% enrollment in dynamic pricing under a default with opt-out type of offer. Assumed 50% for default with opt-out rate for Reference (conservative assumption); 80% for Ambitious.
1in2 | Ambitious | Event-Based Options | Ag-Battery Dispatch | Agricultural | Ag-BTM Battery | AllSize | 2030: 36% | LBNL Phase 4 aggregate enrollment fraction, shed, 2030
1in2 | Ambitious | Event-Based Options | Com-Battery Dispatch | Commercial | Com-BTM Battery | AllSize | 2030: 24% | LBNL Phase 4 aggregate enrollment fraction, shed, 2030
1in2 | Ambitious | Event-Based Options | EV-Electric Buses-V2X | Electric Vehicle | INTERCITY.BUS | Electric Buses | 2030: 24% | LBNL Phase 4 aggregate enrollment fraction, shed, 2030
1in2 | Ambitious | Event-Based Options | EV-Electric Buses-V2X | Electric Vehicle | OTHER.BUS | Electric Buses | 2030: 24% | LBNL Phase 4 aggregate enrollment fraction, shed, 2030
1in2 | Ambitious | Event-Based Options | EV-Electric Buses-V2X | Electric Vehicle | SCHOOL.BUS | Electric Buses | 2030: 24% | LBNL Phase 4 aggregate enrollment fraction, shed, 2030
1in2 | Ambitious | Event-Based Options | EV-Electric Buses-V2X | Electric Vehicle | URBAN.BUS | Electric Buses | 2030: 24% | LBNL Phase 4 aggregate enrollment fraction, shed, 2030
1in2 | Ambitious | Event-Based Options | EV-HDV-V2X | Electric Vehicle | GVWR7 | Heavy Duty EV | 2030: 24% | LBNL Phase 4 aggregate enrollment fraction, shed, 2030
1in2 | Ambitious | Event-Based Options | EV-HDV-V2X | Electric Vehicle | GVWR8.COMBO | Heavy Duty EV | 2030: 24% | LBNL Phase 4 aggregate enrollment fraction, shed, 2030
1in2 | Ambitious | Event-Based Options | EV-HDV-V2X | Electric Vehicle | GVWR8.IRP | Heavy Duty EV | 2030: 24% | LBNL Phase 4 aggregate enrollment fraction, shed, 2030
1in2 | Ambitious | Event-Based Options | EV-HDV-V2X | Electric Vehicle | GVWR8.PORT | Heavy Duty EV | 2030: 24% | LBNL Phase 4 aggregate enrollment fraction, shed, 2030
1in2 | Ambitious | Event-Based Options | EV-HDV-V2X | Electric Vehicle | GVWR8.REFUSE.AND.RECYCLING | Heavy Duty EV | 2030: 24% | LBNL Phase 4 aggregate enrollment fraction, shed, 2030
1in2 | Ambitious | Event-Based Options | EV-HDV-V2X | Electric Vehicle | GVWR8.SU | Heavy Duty EV | 2030: 24% | LBNL Phase 4 aggregate enrollment fraction, shed, 2030
1in2 | Ambitious | Event-Based Options | EV-LDV-V2X | Electric Vehicle | LDV | Light Duty EV | 2030: 24% | Estimated from Phase 4 appendices enrollment curves
1in2 | Ambitious | Event-Based Options | EV-MDV-V2X | Electric Vehicle | GVWR3 | Medium Duty EV | 2030: 24% | LBNL Phase 4 aggregate enrollment fraction, shed, 2030
1in2 | Ambitious | Event-Based Options | EV-MDV-V2X | Electric Vehicle | GVWR456 | Medium Duty EV | 2030: 24% | LBNL Phase 4 aggregate enrollment fraction, shed, 2030
1in2 | Ambitious | Event-Based Options | Ind-Battery Dispatch | Industrial | Ind-BTM Battery | AllSize | 2030: 24% | LBNL Phase 4 aggregate enrollment fraction, shed, 2030
1in2 | Ambitious | Event-Based Options | Res-Battery Dispatch | Residential | Res-BTM Battery | AllSize | [30 empty] | LBNL Phase 4 aggregate enrollment fraction, shed, 2030 | bar: 2030
1in2 | Ambitious | Event-Based Options | Ag-Auto-DR-Pumping Control | Agricultural | Ag-Animal | Small | 2030: 72.91% | LBNL Phase 4 aggregate enrollment fraction, shed, 2030
1in2 | Ambitious | Event-Based Options | Ag-Auto-DR-Pumping Control | Agricultural | Ag-Animal | Medium | 2030: 53.11% | LBNL Phase 4 aggregate enrollment fraction, shed, 2030
1in2 | Ambitious | Event-Based Options | Ag-Auto-DR-Pumping Control | Agricultural | Ag-Animal | Large | 2030: 17.74% | LBNL Phase 4 aggregate enrollment fraction, shed, 2030
1in2 | Ambitious | Event-Based Options | Ag-Auto-DR-Pumping Control | Agricultural | Ag-Crop | Small | 2030: 71.41% | LBNL Phase 4 aggregate enrollment fraction, shed, 2030
1in2 | Ambitious | Event-Based Options | Ag-Auto-DR-Pumping Control | Agricultural | Ag-Crop | Medium | 2030: 71.41% | LBNL Phase 4 aggregate enrollment fraction, shed, 2030
1in2 | Ambitious | Event-Based Options | Ag-Auto-DR-Pumping Control | Agricultural | Ag-Crop | Large | 2030: 71.41% | LBNL Phase 4 aggregate enrollment fraction, shed, 2030
1in2 | Ambitious | Event-Based Options | Ag-Auto-DR-Pumping Control | Agricultural | Water, Irrigation | Small | 2030: 73.01% | LBNL Phase 4 aggregate enrollment fraction, shed, 2030
1in2 | Ambitious | Event-Based Options | Ag-Auto-DR-Pumping Control | Agricultural | Water, Irrigation | Medium | 2030: 73.89% | LBNL Phase 4 aggregate enrollment fraction, shed, 2030
1in2 | Ambitious | Event-Based Options | Ag-Auto-DR-Pumping Control | Agricultural | Water, Irrigation | Large | 2030: 73.89% | LBNL Phase 4 aggregate enrollment fraction, shed, 2030
1in2 | Ambitious | Event-Based Options | Ag-Auto-DR-Pumping Control | Agricultural | Water, Municipal | Small | [30 empty] | Estimated from Phase 4 appendices enrollment curves | bar: 2030
1in2 | Ambitious | Event-Based Options | Ag-Auto-DR-Pumping Control | Agricultural | Water, Municipal | Medium | [30 empty] | LBNL Phase 4 aggregate enrollment fraction, shed, 2030 | bar: 2030
1in2 | Ambitious | Event-Based Options | Ag-Auto-DR-Pumping Control | Agricultural | Water, Municipal | Large | [30 empty] | LBNL Phase 4 aggregate enrollment fraction, shed, 2030 | bar: 2030
1in2 | Ambitious | Event-Based Options | Ag-Battery Load Shift | Agricultural | Ag-BTM Battery | AllSize | 2030: 36% | LBNL Phase 4 aggregate enrollment fraction, shed, 2030
1in2 | Ambitious | Event-Based Options | Ag-DLC Switch-Pumping Control | Agricultural | Ag-Animal | Small | 2030: 62.87% | LBNL Phase 4 aggregate enrollment fraction, shed, 2030
1in2 | Ambitious | Event-Based Options | Ag-DLC Switch-Pumping Control | Agricultural | Ag-Animal | Medium | 2030: 53.31% | LBNL Phase 4 aggregate enrollment fraction, shed, 2030
1in2 | Ambitious | Event-Based Options | Ag-DLC Switch-Pumping Control | Agricultural | Ag-Animal | Large | 2030: 17.74% | LBNL Phase 4 aggregate enrollment fraction, shed, 2030
1in2 | Ambitious | Event-Based Options | Ag-DLC Switch-Pumping Control | Agricultural | Ag-Crop | Small | 2030: 72.71% | LBNL Phase 4 aggregate enrollment fraction, shed, 2030
1in2 | Ambitious | Event-Based Options | Ag-DLC Switch-Pumping Control | Agricultural | Ag-Crop | Medium | 2030: 72.71% | LBNL Phase 4 aggregate enrollment fraction, shed, 2030
1in2 | Ambitious | Event-Based Options | Ag-DLC Switch-Pumping Control | Agricultural | Ag-Crop | Large | 2030: 72.71% | LBNL Phase 4 aggregate enrollment fraction, shed, 2030
1in2 | Ambitious | Event-Based Options | Ag-DLC Switch-Pumping Control | Agricultural | Water, Irrigation | Small | 2030: 70.31% | LBNL Phase 4 aggregate enrollment fraction, shed, 2030
1in2 | Ambitious | Event-Based Options | Ag-DLC Switch-Pumping Control | Agricultural | Water, Irrigation | Medium | 2030: 73.69% | LBNL Phase 4 aggregate enrollment fraction, shed, 2030
1in2 | Ambitious | Event-Based Options | Ag-DLC Switch-Pumping Control | Agricultural | Water, Irrigation | Large | 2030: 73.69% | LBNL Phase 4 aggregate enrollment fraction, shed, 2030
1in2 | Ambitious | Event-Based Options | Ag-DLC Switch-Pumping Control | Agricultural | Water, Municipal | Small | [30 empty] | LBNL Phase 4 aggregate enrollment fraction, shed, 2030 | bar: 2030
1in2 | Ambitious | Event-Based Options | Ag-DLC Switch-Pumping Control | Agricultural | Water, Municipal | Medium | [30 empty] | LBNL Phase 4 aggregate enrollment fraction, shed, 2030 | bar: 2030
1in2 | Ambitious | Event-Based Options | Ag-DLC Switch-Pumping Control | Agricultural | Water, Municipal | Large | [30 empty] | LBNL Phase 4 aggregate enrollment fraction, shed, 2030 | bar: 2030
1in2 | Ambitious | Event-Based Options | Com-Battery Load Shift | Commercial | Com-BTM Battery | AllSize | 2030: 24% | LBNL Phase 4 aggregate enrollment fraction, shed, 2030
1in2 | Ambitious | Event-Based Options | Com-DLC-HVAC-Switch | Commercial | Com - College | Small | [30 empty] | LBNL Phase 4 aggregate enrollment fraction, shed, 2030 | bar: 2030
1in2 | Ambitious | Event-Based Options | Com-DLC-HVAC-Switch | Commercial | Com - College | Medium | 2030: 40.89% | LBNL Phase 4 aggregate enrollment fraction, shed, 2030
1in2 | Ambitious | Event-Based Options | Com-DLC-HVAC-Switch | Commercial | Com - College | Large | [30 empty] | LBNL Phase 4 aggregate enrollment fraction, shed, 2030 | bar: 2030
1in2 | Ambitious | Event-Based Options | Com-DLC-HVAC-Switch | Commercial | Com - Grocery | Small | [30 empty] | LBNL Phase 4 aggregate enrollment fraction, shed, 2030 | bar: 2030
1in2 | Ambitious | Event-Based Options | Com-DLC-HVAC-Switch | Commercial | Com - Grocery | Medium | 2030: 44.47% | LBNL Phase 4 aggregate enrollment fraction, shed, 2030
1in2 | Ambitious | Event-Based Options | Com-DLC-HVAC-Switch | Commercial | Com - Grocery | Large | [30 empty] | LBNL Phase 4 aggregate enrollment fraction, shed, 2030 | bar: 2030
1in2 | Ambitious | Event-Based Options | Com-DLC-HVAC-Switch | Commercial | Com - Health | Small | [30 empty] | LBNL Phase 4 aggregate enrollment fraction, shed, 2030 | bar: 2030
1in2 | Ambitious | Event-Based Options | Com-DLC-HVAC-Switch | Commercial | Com - Health | Medium | 2030: 48.65% | LBNL Phase 4 aggregate enrollment fraction, shed, 2030
1in2 | Ambitious | Event-Based Options | Com-DLC-HVAC-Switch | Commercial | Com - Health | Large | [30 empty] | LBNL Phase 4 aggregate enrollment fraction, shed, 2030 | bar: 2030
1in2 | Ambitious | Event-Based Options | Com-DLC-HVAC-Switch | Commercial | Com - Lodging | Small | [30 empty] | LBNL Phase 4 aggregate enrollment fraction, shed, 2030 | bar: 2030
1in2 | Ambitious | Event-Based Options | Com-DLC-HVAC-Switch | Commercial | Com - Lodging | Medium | 2030: 54.45% | LBNL Phase 4 aggregate enrollment fraction, shed, 2030
1in2 | Ambitious | Event-Based Options | Com-DLC-HVAC-Switch | Commercial | Com - Lodging | Large | [30 empty] | LBNL Phase 4 aggregate enrollment fraction, shed, 2030 | bar: 2030
1in2 | Ambitious | Event-Based Options | Com-DLC-HVAC-Switch | Commercial | Com - Office (Large) | Small | 2030: 49.71% | LBNL Phase 4 aggregate enrollment fraction, shed, 2030
1in2 | Ambitious | Event-Based Options | Com-DLC-HVAC-Switch | Commercial | Com - Office (Large) | Medium | [30 empty] | LBNL Phase 4 aggregate enrollment fraction, shed, 2030 | bar: 2030
1in2 | Ambitious | Event-Based Options | Com-DLC-HVAC-Switch | Commercial | Com - Office (Large) | Large | [30 empty] | LBNL Phase 4 aggregate enrollment fraction, shed, 2030 | bar: 2030
1in2 | Ambitious | Event-Based Options | Com-DLC-HVAC-Switch | Commercial | Com - Office (Small) | Small | [30 empty] | LBNL Phase 4 aggregate enrollment fraction, shed, 2030 | bar: 2030
1in2 | Ambitious | Event-Based Options | Com-DLC-HVAC-Switch | Commercial | Com - Office (Small) | Medium | [30 empty] | LBNL Phase 4 aggregate enrollment fraction, shed, 2030 | bar: 2030
1in2 | Ambitious | Event-Based Options | Com-DLC-HVAC-Switch | Commercial | Com - Office (Small) | Large | [30 empty] | LBNL Phase 4 aggregate enrollment fraction, shed, 2030 | bar: 2030
1in2 | Ambitious | Event-Based Options | Com-DLC-HVAC-Switch | Commercial | Com - Other | Small | [30 empty] | LBNL Phase 4 aggregate enrollment fraction, shed, 2030 | bar: 2030
1in2 | Ambitious | Event-Based Options | Com-DLC-HVAC-Switch | Commercial | Com - Other | Medium | 2030: 49.73% | LBNL Phase 4 aggregate enrollment fraction, shed, 2030
1in2 | Ambitious | Event-Based Options | Com-DLC-HVAC-Switch | Commercial | Com - Other | Large | [30 empty] | LBNL Phase 4 aggregate enrollment fraction, shed, 2030 | bar: 2030
1in2 | Ambitious | Event-Based Options | Com-DLC-HVAC-Switch | Commercial | Com - Refrig. Warehouse | Small | [30 empty] | LBNL Phase 4 aggregate enrollment fraction, shed, 2030 | bar: 2030
1in2 | Ambitious | Event-Based Options | Com-DLC-HVAC-Switch | Commercial | Com - Refrig. Warehouse | Medium | 2030: 54.43% | LBNL Phase 4 aggregate enrollment fraction, shed, 2030
1in2 | Ambitious | Event-Based Options | Com-DLC-HVAC-Switch | Commercial | Com - Refrig. Warehouse | Large | [30 empty] | LBNL Phase 4 aggregate enrollment fraction, shed, 2030 | bar: 2030
1in2 | Ambitious | Event-Based Options | Com-DLC-HVAC-Switch | Commercial | Com - Restaurant | Small | [30 empty] | LBNL Phase 4 aggregate enrollment fraction, shed, 2030 | bar: 2030
1in2 | Ambitious | Event-Based Options | Com-DLC-HVAC-Switch | Commercial | Com - Restaurant | Medium | 2030: 51.5% | LBNL Phase 4 aggregate enrollment fraction, shed, 2030
1in2 | Ambitious | Event-Based Options | Com-DLC-HVAC-Switch | Commercial | Com - Restaurant | Large | [30 empty] | LBNL Phase 4 aggregate enrollment fraction, shed, 2030 | bar: 2030
1in2 | Ambitious | Event-Based Options | Com-DLC-HVAC-Switch | Commercial | Com - Retail | Small | [30 empty] | LBNL Phase 4 aggregate enrollment fraction, shed, 2030 | bar: 2030
1in2 | Ambitious | Event-Based Options | Com-DLC-HVAC-Switch | Commercial | Com - Retail | Medium | 2030: 44.47% | LBNL Phase 4 aggregate enrollment fraction, shed, 2030
1in2 | Ambitious | Event-Based Options | Com-DLC-HVAC-Switch | Commercial | Com - Retail | Large | [30 empty] | LBNL Phase 4 aggregate enrollment fraction, shed, 2030 | bar: 2030
1in2 | Ambitious | Event-Based Options | Com-DLC-HVAC-Switch | Commercial | Com - School | Small | [30 empty] | LBNL Phase 4 aggregate enrollment fraction, shed, 2030 | bar: 2030
1in2 | Ambitious | Event-Based Options | Com-DLC-HVAC-Switch | Commercial | Com - School | Medium | 2030: 40.89% | LBNL Phase 4 aggregate enrollment fraction, shed, 2030
1in2 | Ambitious | Event-Based Options | Com-DLC-HVAC-Switch | Commercial | Com - School | Large | [30 empty] | LBNL Phase 4 aggregate enrollment fraction, shed, 2030 | bar: 2030
1in2 | Ambitious | Event-Based Options | Com-DLC-HVAC-Switch | Commercial | Com - Warehouse | Small | [30 empty] | LBNL Phase 4 aggregate enrollment fraction, shed, 2030 | bar: 2030
1in2 | Ambitious | Event-Based Options | Com-DLC-HVAC-Switch | Commercial | Com - Warehouse | Medium | 2030: 72.04% | LBNL Phase 4 aggregate enrollment fraction, shed, 2030
1in2 | Ambitious | Event-Based Options | Com-DLC-HVAC-Switch | Commercial | Com - Warehouse | Large | [30 empty] | LBNL Phase 4 aggregate enrollment fraction, shed, 2030 | bar: 2030
1in2 | Ambitious | Event-Based Options | Com-DLC-Water Heating-Switch | Commercial | Com - College | Small | [30 empty] | LBNL Phase 4 aggregate enrollment fraction, shed, 2030 | bar: 2030
1in2 | Ambitious | Event-Based Options | Com-DLC-Water Heating-Switch | Commercial | Com - College | Medium | [30 empty] | LBNL Phase 4 aggregate enrollment fraction, shed, 2030 | bar: 2030
1in2 | Ambitious | Event-Based Options | Com-DLC-Water Heating-Switch | Commercial | Com - College | Large | [30 empty] | LBNL Phase 4 aggregate enrollment fraction, shed, 2030 | bar: 2030
1in2 | Ambitious | Event-Based Options | Com-DLC-Water Heating-Switch | Commercial | Com - Grocery | Small | [30 empty] | LBNL Phase 4 aggregate enrollment fraction, shed, 2030 | bar: 2030
1in2 | Ambitious | Event-Based Options | Com-DLC-Water Heating-Switch | Commercial | Com - Grocery | Medium | [30 empty] | LBNL Phase 4 aggregate enrollment fraction, shed, 2030 | bar: 2030
1in2 | Ambitious | Event-Based Options | Com-DLC-Water Heating-Switch | Commercial | Com - Grocery | Large | [30 empty] | LBNL Phase 4 aggregate enrollment fraction, shed, 2030 | bar: 2030
1in2 | Ambitious | Event-Based Options | Com-DLC-Water Heating-Switch | Commercial | Com - Health | Small | [30 empty] | LBNL Phase 4 aggregate enrollment fraction, shed, 2030 | bar: 2030
1in2 | Ambitious | Event-Based Options | Com-DLC-Water Heating-Switch | Commercial | Com - Health | Medium | [30 empty] | LBNL Phase 4 aggregate enrollment fraction, shed, 2030 | bar: 2030
1in2 | Ambitious | Event-Based Options | Com-DLC-Water Heating-Switch | Commercial | Com - Health | Large | [30 empty] | LBNL Phase 4 aggregate enrollment fraction, shed, 2030 | bar: 2030
1in2 | Ambitious | Event-Based Options | Com-DLC-Water Heating-Switch | Commercial | Com - Lodging | Small | [30 empty] | LBNL Phase 4 aggregate enrollment fraction, shed, 2030 | bar: 2030
1in2 | Ambitious | Event-Based Options | Com-DLC-Water Heating-Switch | Commercial | Com - Lodging | Medium | [30 empty] | LBNL Phase 4 aggregate enrollment fraction, shed, 2030 | bar: 2030
1in2 | Ambitious | Event-Based Options | Com-DLC-Water Heating-Switch | Commercial | Com - Lodging | Large | [30 empty] | LBNL Phase 4 aggregate enrollment fraction, shed, 2030 | bar: 2030
1in2 | Ambitious | Event-Based Options | Com-DLC-Water Heating-Switch | Commercial | Com - Office (Large) | Small | 2030: 19.31% | LBNL Phase 4 aggregate enrollment fraction, shed, 2030
1in2 | Ambitious | Event-Based Options | Com-DLC-Water Heating-Switch | Commercial | Com - Office (Large) | Medium | 2030: 19.31% | LBNL Phase 4 aggregate enrollment fraction, shed, 2030
1in2 | Ambitious | Event-Based Options | Com-DLC-Water Heating-Switch | Commercial | Com - Office (Large) | Large | 2030: 19.31% | LBNL Phase 4 aggregate enrollment fraction, shed, 2030
1in2 | Ambitious | Event-Based Options | Com-DLC-Water Heating-Switch | Commercial | Com - Office (Small) | Small | 2030: 56.92% | LBNL Phase 4 aggregate enrollment fraction, shed, 2030
1in2 | Ambitious | Event-Based Options | Com-DLC-Water Heating-Switch | Commercial | Com - Office (Small) | Medium | 2030: 56.92% | LBNL Phase 4 aggregate enrollment fraction, shed, 2030
1in2 | Ambitious | Event-Based Options | Com-DLC-Water Heating-Switch | Commercial | Com - Office (Small) | Large | 2030: 56.92% | LBNL Phase 4 aggregate enrollment fraction, shed, 2030
1in2 | Ambitious | Event-Based Options | Com-DLC-Water Heating-Switch | Commercial | Com - Other | Small | [30 empty] | LBNL Phase 4 aggregate enrollment fraction, shed, 2030 | bar: 2030
1in2 | Ambitious | Event-Based Options | Com-DLC-Water Heating-Switch | Commercial | Com - Other | Medium | [30 empty] | LBNL Phase 4 aggregate enrollment fraction, shed, 2030 | bar: 2030
1in2 | Ambitious | Event-Based Options | Com-DLC-Water Heating-Switch | Commercial | Com - Other | Large | [30 empty] | LBNL Phase 4 aggregate enrollment fraction, shed, 2030 | bar: 2030
1in2 | Ambitious | Event-Based Options | Com-DLC-Water Heating-Switch | Commercial | Com - Refrig. Warehouse | Small | [30 empty] | LBNL Phase 4 aggregate enrollment fraction, shed, 2030 | bar: 2030
1in2 | Ambitious | Event-Based Options | Com-DLC-Water Heating-Switch | Commercial | Com - Refrig. Warehouse | Medium | [30 empty] | LBNL Phase 4 aggregate enrollment fraction, shed, 2030 | bar: 2030
1in2 | Ambitious | Event-Based Options | Com-DLC-Water Heating-Switch | Commercial | Com - Refrig. Warehouse | Large | [30 empty] | LBNL Phase 4 aggregate enrollment fraction, shed, 2030 | bar: 2030
1in2 | Ambitious | Event-Based Options | Com-DLC-Water Heating-Switch | Commercial | Com - Restaurant | Small | [30 empty] | LBNL Phase 4 aggregate enrollment fraction, shed, 2030 | bar: 2030
1in2 | Ambitious | Event-Based Options | Com-DLC-Water Heating-Switch | Commercial | Com - Restaurant | Medium | [30 empty] | LBNL Phase 4 aggregate enrollment fraction, shed, 2030 | bar: 2030
1in2 | Ambitious | Event-Based Options | Com-DLC-Water Heating-Switch | Commercial | Com - Restaurant | Large | [30 empty] | LBNL Phase 4 aggregate enrollment fraction, shed, 2030 | bar: 2030
1in2 | Ambitious | Event-Based Options | Com-DLC-Water Heating-Switch | Commercial | Com - Retail | Small | [30 empty] | LBNL Phase 4 aggregate enrollment fraction, shed, 2030 | bar: 2030
1in2 | Ambitious | Event-Based Options | Com-DLC-Water Heating-Switch | Commercial | Com - Retail | Medium | [30 empty] | LBNL Phase 4 aggregate enrollment fraction, shed, 2030 | bar: 2030
1in2 | Ambitious | Event-Based Options | Com-DLC-Water Heating-Switch | Commercial | Com - Retail | Large | [30 empty] | LBNL Phase 4 aggregate enrollment fraction, shed, 2030 | bar: 2030
1in2 | Ambitious | Event-Based Options | Com-DLC-Water Heating-Switch | Commercial | Com - School | Small | [30 empty] | LBNL Phase 4 aggregate enrollment fraction, shed, 2030 | bar: 2030
1in2 | Ambitious | Event-Based Options | Com-DLC-Water Heating-Switch | Commercial | Com - School | Medium | [30 empty] | LBNL Phase 4 aggregate enrollment fraction, shed, 2030 | bar: 2030
1in2 | Ambitious | Event-Based Options | Com-DLC-Water Heating-Switch | Commercial | Com - School | Large | [30 empty] | LBNL Phase 4 aggregate enrollment fraction, shed, 2030 | bar: 2030
1in2 | Ambitious | Event-Based Options | Com-DLC-Water Heating-Switch | Commercial | Com - Warehouse | Small | [30 empty] | LBNL Phase 4 aggregate enrollment fraction, shed, 2030 | bar: 2030
1in2 | Ambitious | Event-Based Options | Com-DLC-Water Heating-Switch | Commercial | Com - Warehouse | Medium | [30 empty] | LBNL Phase 4 aggregate enrollment fraction, shed, 2030 | bar: 2030
1in2 | Ambitious | Event-Based Options | Com-DLC-Water Heating-Switch | Commercial | Com - Warehouse | Large | [30 empty] | LBNL Phase 4 aggregate enrollment fraction, shed, 2030 | bar: 2030
1in2 | Ambitious | Event-Based Options | Com-HVAC-EMS | Commercial | Com - College | Small | [30 empty] | LBNL Phase 4 aggregate enrollment fraction, shed, 2030 | bar: 2030
1in2 | Ambitious | Event-Based Options | Com-HVAC-EMS | Commercial | Com - College | Medium | 2030: 40.41% | LBNL Phase 4 aggregate enrollment fraction, shed, 2030
1in2 | Ambitious | Event-Based Options | Com-HVAC-EMS | Commercial | Com - College | Large | 2030: 46.72% | LBNL Phase 4 aggregate enrollment fraction, shed, 2030
1in2 | Ambitious | Event-Based Options | Com-HVAC-EMS | Commercial | Com - Grocery | Small | [30 empty] | LBNL Phase 4 aggregate enrollment fraction, shed, 2030 | bar: 2030
1in2 | Ambitious | Event-Based Options | Com-HVAC-EMS | Commercial | Com - Grocery | Medium | 2030: 41.84% | LBNL Phase 4 aggregate enrollment fraction, shed, 2030
1in2 | Ambitious | Event-Based Options | Com-HVAC-EMS | Commercial | Com - Grocery | Large | 2030: 22.99% | LBNL Phase 4 aggregate enrollment fraction, shed, 2030
1in2 | Ambitious | Event-Based Options | Com-HVAC-EMS | Commercial | Com - Health | Small | [30 empty] | LBNL Phase 4 aggregate enrollment fraction, shed, 2030 | bar: 2030
1in2 | Ambitious | Event-Based Options | Com-HVAC-EMS | Commercial | Com - Health | Medium | 2030: 45.84% | LBNL Phase 4 aggregate enrollment fraction, shed, 2030
1in2 | Ambitious | Event-Based Options | Com-HVAC-EMS | Commercial | Com - Health | Large | 2030: 17.54% | LBNL Phase 4 aggregate enrollment fraction, shed, 2030
1in2 | Ambitious | Event-Based Options | Com-HVAC-EMS | Commercial | Com - Lodging | Small | [30 empty] | LBNL Phase 4 aggregate enrollment fraction, shed, 2030 | bar: 2030
1in2 | Ambitious | Event-Based Options | Com-HVAC-EMS | Commercial | Com - Lodging | Medium | 2030: 51.07% | LBNL Phase 4 aggregate enrollment fraction, shed, 2030
1in2 | Ambitious | Event-Based Options | Com-HVAC-EMS | Commercial | Com - Lodging | Large | 2030: 15.27% | LBNL Phase 4 aggregate enrollment fraction, shed, 2030
1in2 | Ambitious | Event-Based Options | Com-HVAC-EMS | Commercial | Com - Office (Large) | Small | 2030: 44.84% | LBNL Phase 4 aggregate enrollment fraction, shed, 2030
1in2 | Ambitious | Event-Based Options | Com-HVAC-EMS | Commercial | Com - Office (Large) | Medium | 2030: 44.84% | LBNL Phase 4 aggregate enrollment fraction, shed, 2030
1in2 | Ambitious | Event-Based Options | Com-HVAC-EMS | Commercial | Com - Office (Large) | Large | 2030: 44.84% | LBNL Phase 4 aggregate enrollment fraction, shed, 2030
1in2 | Ambitious | Event-Based Options | Com-HVAC-EMS | Commercial | Com - Office (Small) | Small | [30 empty] | LBNL Phase 4 aggregate enrollment fraction, shed, 2030 | bar: 2030
1in2 | Ambitious | Event-Based Options | Com-HVAC-EMS | Commercial | Com - Office (Small) | Medium | [30 empty] | LBNL Phase 4 aggregate enrollment fraction, shed, 2030 | bar: 2030
1in2 | Ambitious | Event-Based Options | Com-HVAC-EMS | Commercial | Com - Office (Small) | Large | [30 empty] | LBNL Phase 4 aggregate enrollment fraction, shed, 2030 | bar: 2030
1in2 | Ambitious | Event-Based Options | Com-HVAC-EMS | Commercial | Com - Other | Small | [30 empty] | LBNL Phase 4 aggregate enrollment fraction, shed, 2030 | bar: 2030
1in2 | Ambitious | Event-Based Options | Com-HVAC-EMS | Commercial | Com - Other | Medium | 2030: 39.44% | LBNL Phase 4 aggregate enrollment fraction, shed, 2030
1in2 | Ambitious | Event-Based Options | Com-HVAC-EMS | Commercial | Com - Other | Large | 2030: 34.42% | LBNL Phase 4 aggregate enrollment fraction, shed, 2030
1in2 | Ambitious | Event-Based Options | Com-HVAC-EMS | Commercial | Com - Refrig. Warehouse | Small | [30 empty] | LBNL Phase 4 aggregate enrollment fraction, shed, 2030 | bar: 2030
1in2 | Ambitious | Event-Based Options | Com-HVAC-EMS | Commercial | Com - Refrig. Warehouse | Medium | 2030: 54.39% | LBNL Phase 4 aggregate enrollment fraction, shed, 2030
1in2 | Ambitious | Event-Based Options | Com-HVAC-EMS | Commercial | Com - Refrig. Warehouse | Large | 2030: 49.73% | LBNL Phase 4 aggregate enrollment fraction, shed, 2030
1in2 | Ambitious | Event-Based Options | Com-HVAC-EMS | Commercial | Com - Restaurant | Small | [30 empty] | LBNL Phase 4 aggregate enrollment fraction, shed, 2030 | bar: 2030
1in2 | Ambitious | Event-Based Options | Com-HVAC-EMS | Commercial | Com - Restaurant | Medium | 2030: 47.2% | LBNL Phase 4 aggregate enrollment fraction, shed, 2030
1in2 | Ambitious | Event-Based Options | Com-HVAC-EMS | Commercial | Com - Restaurant | Large | 2030: 50.43% | LBNL Phase 4 aggregate enrollment fraction, shed, 2030
1in2 | Ambitious | Event-Based Options | Com-HVAC-EMS | Commercial | Com - Retail | Small | [30 empty] | LBNL Phase 4 aggregate enrollment fraction, shed, 2030 | bar: 2030
1in2 | Ambitious | Event-Based Options | Com-HVAC-EMS | Commercial | Com - Retail | Medium | 2030: 41.84% | LBNL Phase 4 aggregate enrollment fraction, shed, 2030
1in2 | Ambitious | Event-Based Options | Com-HVAC-EMS | Commercial | Com - Retail | Large | 2030: 22.99% | LBNL Phase 4 aggregate enrollment fraction, shed, 2030
1in2 | Ambitious | Event-Based Options | Com-HVAC-EMS | Commercial | Com - School | Small | [30 empty] | LBNL Phase 4 aggregate enrollment fraction, shed, 2030 | bar: 2030
1in2 | Ambitious | Event-Based Options | Com-HVAC-EMS | Commercial | Com - School | Medium | 2030: 40.41% | LBNL Phase 4 aggregate enrollment fraction, shed, 2030
1in2 | Ambitious | Event-Based Options | Com-HVAC-EMS | Commercial | Com - School | Large | 2030: 46.72% | LBNL Phase 4 aggregate enrollment fraction, shed, 2030
1in2 | Ambitious | Event-Based Options | Com-HVAC-EMS | Commercial | Com - Warehouse | Small | [30 empty] | LBNL Phase 4 aggregate enrollment fraction, shed, 2030 | bar: 2030
1in2 | Ambitious | Event-Based Options | Com-HVAC-EMS | Commercial | Com - Warehouse | Medium | 2030: 60.66% | LBNL Phase 4 aggregate enrollment fraction, shed, 2030
1in2 | Ambitious | Event-Based Options | Com-HVAC-EMS | Commercial | Com - Warehouse | Large | 2030: 22.7% | LBNL Phase 4 aggregate enrollment fraction, shed, 2030
1in2 | Ambitious | Event-Based Options | Com-HVAC-TES | Commercial | Com - College | Small | [30 empty] | LBNL Phase 4 aggregate enrollment fraction, shed, 2030 | bar: 2030
1in2 | Ambitious | Event-Based Options | Com-HVAC-TES | Commercial | Com - College | Medium | [30 empty] | LBNL Phase 4 aggregate enrollment fraction, shed, 2030 | bar: 2030
1in2 | Ambitious | Event-Based Options | Com-HVAC-TES | Commercial | Com - College | Large | [30 empty] | LBNL Phase 4 aggregate enrollment fraction, shed, 2030 | bar: 2030
1in2 | Ambitious | Event-Based Options | Com-HVAC-TES | Commercial | Com - Grocery | Small | [30 empty] | LBNL Phase 4 aggregate enrollment fraction, shed, 2030 | bar: 2030
1in2 | Ambitious | Event-Based Options | Com-HVAC-TES | Commercial | Com - Grocery | Medium | [30 empty] | LBNL Phase 4 aggregate enrollment fraction, shed, 2030 | bar: 2030
1in2 | Ambitious | Event-Based Options | Com-HVAC-TES | Commercial | Com - Grocery | Large | [30 empty] | LBNL Phase 4 aggregate enrollment fraction, shed, 2030 | bar: 2030
1in2 | Ambitious | Event-Based Options | Com-HVAC-TES | Commercial | Com - Health | Small | [30 empty] | LBNL Phase 4 aggregate enrollment fraction, shed, 2030 | bar: 2030
1in2 | Ambitious | Event-Based Options | Com-HVAC-TES | Commercial | Com - Health | Medium | [30 empty] | LBNL Phase 4 aggregate enrollment fraction, shed, 2030 | bar: 2030
1in2 | Ambitious | Event-Based Options | Com-HVAC-TES | Commercial | Com - Health | Large | [30 empty] | LBNL Phase 4 aggregate enrollment fraction, shed, 2030 | bar: 2030
1in2 | Ambitious | Event-Based Options | Com-HVAC-TES | Commercial | Com - Lodging | Small | [30 empty] | LBNL Phase 4 aggregate enrollment fraction, shed, 2030 | bar: 2030
1in2 | Ambitious | Event-Based Options | Com-HVAC-TES | Commercial | Com - Lodging | Medium | [30 empty] | LBNL Phase 4 aggregate enrollment fraction, shed, 2030 | bar: 2030
1in2 | Ambitious | Event-Based Options | Com-HVAC-TES | Commercial | Com - Lodging | Large | [30 empty] | LBNL Phase 4 aggregate enrollment fraction, shed, 2030 | bar: 2030
1in2 | Ambitious | Event-Based Options | Com-HVAC-TES | Commercial | Com - Office (Large) | Small | [30 empty] | LBNL Phase 4 aggregate enrollment fraction, shed, 2030 | bar: 2030
1in2 | Ambitious | Event-Based Options | Com-HVAC-TES | Commercial | Com - Office (Large) | Medium | [30 empty] | LBNL Phase 4 aggregate enrollment fraction, shed, 2030 | bar: 2030
1in2 | Ambitious | Event-Based Options | Com-HVAC-TES | Commercial | Com - Office (Large) | Large | [30 empty] | LBNL Phase 4 aggregate enrollment fraction, shed, 2030 | bar: 2030
1in2 | Ambitious | Event-Based Options | Com-HVAC-TES | Commercial | Com - Office (Small) | Small | [30 empty] | LBNL Phase 4 aggregate enrollment fraction, shed, 2030 | bar: 2030
1in2 | Ambitious | Event-Based Options | Com-HVAC-TES | Commercial | Com - Office (Small) | Medium | [30 empty] | LBNL Phase 4 aggregate enrollment fraction, shed, 2030 | bar: 2030
1in2 | Ambitious | Event-Based Options | Com-HVAC-TES | Commercial | Com - Office (Small) | Large | [30 empty] | LBNL Phase 4 aggregate enrollment fraction, shed, 2030 | bar: 2030
1in2 | Ambitious | Event-Based Options | Com-HVAC-TES | Commercial | Com - Other | Small | [30 empty] | LBNL Phase 4 aggregate enrollment fraction, shed, 2030 | bar: 2030
1in2 | Ambitious | Event-Based Options | Com-HVAC-TES | Commercial | Com - Other | Medium | [30 empty] | LBNL Phase 4 aggregate enrollment fraction, shed, 2030 | bar: 2030
1in2 | Ambitious | Event-Based Options | Com-HVAC-TES | Commercial | Com - Other | Large | 2030: 29.37% | LBNL Phase 4 aggregate enrollment fraction, shed, 2030
1in2 | Ambitious | Event-Based Options | Com-HVAC-TES | Commercial | Com - Refrig. Warehouse | Small | [30 empty] | LBNL Phase 4 aggregate enrollment fraction, shed, 2030 | bar: 2030
1in2 | Ambitious | Event-Based Options | Com-HVAC-TES | Commercial | Com - Refrig. Warehouse | Medium | [30 empty] | LBNL Phase 4 aggregate enrollment fraction, shed, 2030 | bar: 2030
1in2 | Ambitious | Event-Based Options | Com-HVAC-TES | Commercial | Com - Refrig. Warehouse | Large | [30 empty] | LBNL Phase 4 aggregate enrollment fraction, shed, 2030 | bar: 2030
1in2 | Ambitious | Event-Based Options | Com-HVAC-TES | Commercial | Com - Restaurant | Small | [30 empty] | LBNL Phase 4 aggregate enrollment fraction, shed, 2030 | bar: 2030
1in2 | Ambitious | Event-Based Options | Com-HVAC-TES | Commercial | Com - Restaurant | Medium | [30 empty] | LBNL Phase 4 aggregate enrollment fraction, shed, 2030 | bar: 2030
1in2 | Ambitious | Event-Based Options | Com-HVAC-TES | Commercial | Com - Restaurant | Large | [30 empty] | LBNL Phase 4 aggregate enrollment fraction, shed, 2030 | bar: 2030
1in2 | Ambitious | Event-Based Options | Com-HVAC-TES | Commercial | Com - Retail | Small | [30 empty] | LBNL Phase 4 aggregate enrollment fraction, shed, 2030 | bar: 2030
1in2 | Ambitious | Event-Based Options | Com-HVAC-TES | Commercial | Com - Retail | Medium | [30 empty] | LBNL Phase 4 aggregate enrollment fraction, shed, 2030 | bar: 2030
1in2 | Ambitious | Event-Based Options | Com-HVAC-TES | Commercial | Com - Retail | Large | [30 empty] | LBNL Phase 4 aggregate enrollment fraction, shed, 2030 | bar: 2030
1in2 | Ambitious | Event-Based Options | Com-HVAC-TES | Commercial | Com - School | Small | [30 empty] | LBNL Phase 4 aggregate enrollment fraction, shed, 2030 | bar: 2030
1in2 | Ambitious | Event-Based Options | Com-HVAC-TES | Commercial | Com - School | Medium | [30 empty] | LBNL Phase 4 aggregate enrollment fraction, shed, 2030 | bar: 2030
1in2 | Ambitious | Event-Based Options | Com-HVAC-TES | Commercial | Com - School | Large | [30 empty] | LBNL Phase 4 aggregate enrollment fraction, shed, 2030 | bar: 2030
1in2 | Ambitious | Event-Based Options | Com-HVAC-TES | Commercial | Com - Warehouse | Small | [30 empty] | LBNL Phase 4 aggregate enrollment fraction, shed, 2030 | bar: 2030
1in2 | Ambitious | Event-Based Options | Com-HVAC-TES | Commercial | Com - Warehouse | Medium | [30 empty] | LBNL Phase 4 aggregate enrollment fraction, shed, 2030 | bar: 2030
1in2 | Ambitious | Event-Based Options | Com-HVAC-TES | Commercial | Com - Warehouse | Large | [30 empty] | LBNL Phase 4 aggregate enrollment fraction, shed, 2030 | bar: 2030
1in2 | Ambitious | Event-Based Options | Com-HVAC-Thermostat | Commercial | Com - College | Small | 2030: 55.43% | LBNL Phase 4 aggregate enrollment fraction, shed, 2030
1in2 | Ambitious | Event-Based Options | Com-HVAC-Thermostat | Commercial | Com - College | Medium | [30 empty] | LBNL Phase 4 aggregate enrollment fraction, shed, 2030 | bar: 2030
1in2 | Ambitious | Event-Based Options | Com-HVAC-Thermostat | Commercial | Com - College | Large | [30 empty] | LBNL Phase 4 aggregate enrollment fraction, shed, 2030 | bar: 2030
1in2 | Ambitious | Event-Based Options | Com-HVAC-Thermostat | Commercial | Com - Grocery | Small | 2030: 68.7% | LBNL Phase 4 aggregate enrollment fraction, shed, 2030
1in2 | Ambitious | Event-Based Options | Com-HVAC-Thermostat | Commercial | Com - Grocery | Medium | [30 empty] | LBNL Phase 4 aggregate enrollment fraction, shed, 2030 | bar: 2030
1in2 | Ambitious | Event-Based Options | Com-HVAC-Thermostat | Commercial | Com - Grocery | Large | [30 empty] | LBNL Phase 4 aggregate enrollment fraction, shed, 2030 | bar: 2030
1in2 | Ambitious | Event-Based Options | Com-HVAC-Thermostat | Commercial | Com - Health | Small | 2030: 72.1% | LBNL Phase 4 aggregate enrollment fraction, shed, 2030
1in2 | Ambitious | Event-Based Options | Com-HVAC-Thermostat | Commercial | Com - Health | Medium | [30 empty] | LBNL Phase 4 aggregate enrollment fraction, shed, 2030 | bar: 2030
1in2 | Ambitious | Event-Based Options | Com-HVAC-Thermostat | Commercial | Com - Health | Large | [30 empty] | LBNL Phase 4 aggregate enrollment fraction, shed, 2030 | bar: 2030
1in2 | Ambitious | Event-Based Options | Com-HVAC-Thermostat | Commercial | Com - Lodging | Small | 2030: 67.33% | LBNL Phase 4 aggregate enrollment fraction, shed, 2030
1in2 | Ambitious | Event-Based Options | Com-HVAC-Thermostat | Commercial | Com - Lodging | Medium | [30 empty] | LBNL Phase 4 aggregate enrollment fraction, shed, 2030 | bar: 2030
1in2 | Ambitious | Event-Based Options | Com-HVAC-Thermostat | Commercial | Com - Lodging | Large | [30 empty] | LBNL Phase 4 aggregate enrollment fraction, shed, 2030 | bar: 2030
1in2 | Ambitious | Event-Based Options | Com-HVAC-Thermostat | Commercial | Com - Office (Large) | Small | [30 empty] | LBNL Phase 4 aggregate enrollment fraction, shed, 2030 | bar: 2030
1in2 | Ambitious | Event-Based Options | Com-HVAC-Thermostat | Commercial | Com - Office (Large) | Medium | [30 empty] | LBNL Phase 4 aggregate enrollment fraction, shed, 2030 | bar: 2030
1in2 | Ambitious | Event-Based Options | Com-HVAC-Thermostat | Commercial | Com - Office (Large) | Large | [30 empty] | LBNL Phase 4 aggregate enrollment fraction, shed, 2030 | bar: 2030
1in2 | Ambitious | Event-Based Options | Com-HVAC-Thermostat | Commercial | Com - Office (Small) | Small | 2030: 56.51% | LBNL Phase 4 aggregate enrollment fraction, shed, 2030
1in2 | Ambitious | Event-Based Options | Com-HVAC-Thermostat | Commercial | Com - Office (Small) | Medium | 2030: 56.51% | LBNL Phase 4 aggregate enrollment fraction, shed, 2030
1in2 | Ambitious | Event-Based Options | Com-HVAC-Thermostat | Commercial | Com - Office (Small) | Large | 2030: 56.51% | LBNL Phase 4 aggregate enrollment fraction, shed, 2030
1in2 | Ambitious | Event-Based Options | Com-HVAC-Thermostat | Commercial | Com - Other | Small | 2030: 61.92% | LBNL Phase 4 aggregate enrollment fraction, shed, 2030
1in2 | Ambitious | Event-Based Options | Com-HVAC-Thermostat | Commercial | Com - Other | Medium | 2030: 72.02% | LBNL Phase 4 aggregate enrollment fraction, shed, 2030
1in2 | Ambitious | Event-Based Options | Com-HVAC-Thermostat | Commercial | Com - Other | Large | [30 empty] | LBNL Phase 4 aggregate enrollment fraction, shed, 2030 | bar: 2030
1in2 | Ambitious | Event-Based Options | Com-HVAC-Thermostat | Commercial | Com - Refrig. Warehouse | Small | 2030: 50.73% | LBNL Phase 4 aggregate enrollment fraction, shed, 2030
1in2 | Ambitious | Event-Based Options | Com-HVAC-Thermostat | Commercial | Com - Refrig. Warehouse | Medium | 2030: 49.22% | LBNL Phase 4 aggregate enrollment fraction, shed, 2030
1in2 | Ambitious | Event-Based Options | Com-HVAC-Thermostat | Commercial | Com - Refrig. Warehouse | Large | [30 empty] | LBNL Phase 4 aggregate enrollment fraction, shed, 2030 | bar: 2030
1in2 | Ambitious | Event-Based Options | Com-HVAC-Thermostat | Commercial | Com - Restaurant | Small | 2030: 54.3% | LBNL Phase 4 aggregate enrollment fraction, shed, 2030
1in2 | Ambitious | Event-Based Options | Com-HVAC-Thermostat | Commercial | Com - Restaurant | Medium | 2030: 54.19% | LBNL Phase 4 aggregate enrollment fraction, shed, 2030
1in2 | Ambitious | Event-Based Options | Com-HVAC-Thermostat | Commercial | Com - Restaurant | Large | [30 empty] | LBNL Phase 4 aggregate enrollment fraction, shed, 2030 | bar: 2030
1in2 | Ambitious | Event-Based Options | Com-HVAC-Thermostat | Commercial | Com - Retail | Small | 2030: 68.7% | LBNL Phase 4 aggregate enrollment fraction, shed, 2030
1in2 | Ambitious | Event-Based Options | Com-HVAC-Thermostat | Commercial | Com - Retail | Medium | [30 empty] | LBNL Phase 4 aggregate enrollment fraction, shed, 2030 | bar: 2030
1in2 | Ambitious | Event-Based Options | Com-HVAC-Thermostat | Commercial | Com - Retail | Large | [30 empty] | LBNL Phase 4 aggregate enrollment fraction, shed, 2030 | bar: 2030
1in2 | Ambitious | Event-Based Options | Com-HVAC-Thermostat | Commercial | Com - School | Small | 2030: 55.43% | LBNL Phase 4 aggregate enrollment fraction, shed, 2030
1in2 | Ambitious | Event-Based Options | Com-HVAC-Thermostat | Commercial | Com - School | Medium | [30 empty] | LBNL Phase 4 aggregate enrollment fraction, shed, 2030 | bar: 2030
1in2 | Ambitious | Event-Based Options | Com-HVAC-Thermostat | Commercial | Com - School | Large | [30 empty] | LBNL Phase 4 aggregate enrollment fraction, shed, 2030 | bar: 2030
1in2 | Ambitious | Event-Based Options | Com-HVAC-Thermostat | Commercial | Com - Warehouse | Small | 2030: 54.31% | LBNL Phase 4 aggregate enrollment fraction, shed, 2030
1in2 | Ambitious | Event-Based Options | Com-HVAC-Thermostat | Commercial | Com - Warehouse | Medium | 2030: 52.48% | LBNL Phase 4 aggregate enrollment fraction, shed, 2030
1in2 | Ambitious | Event-Based Options | Com-HVAC-Thermostat | Commercial | Com - Warehouse | Large | [30 empty] | LBNL Phase 4 aggregate enrollment fraction, shed, 2030 | bar: 2030
1in2 | Ambitious | Event-Based Options | Com-Lighting control | Commercial | Com - College | Small | 2030: 55.39% | LBNL Phase 4 aggregate enrollment fraction, shed, 2030
1in2 | Ambitious | Event-Based Options | Com-Lighting control | Commercial | Com - College | Medium | 2030: 40.8% | LBNL Phase 4 aggregate enrollment fraction, shed, 2030
1in2 | Ambitious | Event-Based Options | Com-Lighting control | Commercial | Com - College | Large | 2030: 47.58% | LBNL Phase 4 aggregate enrollment fraction, shed, 2030
1in2 | Ambitious | Event-Based Options | Com-Lighting control | Commercial | Com - Grocery | Small | 2030: 68.48% | LBNL Phase 4 aggregate enrollment fraction, shed, 2030
1in2 | Ambitious | Event-Based Options | Com-Lighting control | Commercial | Com - Grocery | Medium | 2030: 42.44% | LBNL Phase 4 aggregate enrollment fraction, shed, 2030
1in2 | Ambitious | Event-Based Options | Com-Lighting control | Commercial | Com - Grocery | Large | 2030: 23.09% | LBNL Phase 4 aggregate enrollment fraction, shed, 2030
1in2 | Ambitious | Event-Based Options | Com-Lighting control | Commercial | Com - Health | Small | 2030: 74.6% | LBNL Phase 4 aggregate enrollment fraction, shed, 2030
1in2 | Ambitious | Event-Based Options | Com-Lighting control | Commercial | Com - Health | Medium | 2030: 46.83% | LBNL Phase 4 aggregate enrollment fraction, shed, 2030
1in2 | Ambitious | Event-Based Options | Com-Lighting control | Commercial | Com - Health | Large | 2030: 17.37% | LBNL Phase 4 aggregate enrollment fraction, shed, 2030
1in2 | Ambitious | Event-Based Options | Com-Lighting control | Commercial | Com - Lodging | Small | 2030: 67.57% | LBNL Phase 4 aggregate enrollment fraction, shed, 2030
1in2 | Ambitious | Event-Based Options | Com-Lighting control | Commercial | Com - Lodging | Medium | 2030: 52.1% | LBNL Phase 4 aggregate enrollment fraction, shed, 2030
1in2 | Ambitious | Event-Based Options | Com-Lighting control | Commercial | Com - Lodging | Large | 2030: 15.41% | LBNL Phase 4 aggregate enrollment fraction, shed, 2030
1in2 | Ambitious | Event-Based Options | Com-Lighting control | Commercial | Com - Office (Large) | Small | 2030: 45.64% | LBNL Phase 4 aggregate enrollment fraction, shed, 2030
1in2 | Ambitious | Event-Based Options | Com-Lighting control | Commercial | Com - Office (Large) | Medium | 2030: 45.64% | LBNL Phase 4 aggregate enrollment fraction, shed, 2030
1in2 | Ambitious | Event-Based Options | Com-Lighting control | Commercial | Com - Office (Large) | Large | 2030: 45.64% | LBNL Phase 4 aggregate enrollment fraction, shed, 2030
1in2 | Ambitious | Event-Based Options | Com-Lighting control | Commercial | Com - Office (Small) | Small | 2030: 57% | LBNL Phase 4 aggregate enrollment fraction, shed, 2030
1in2 | Ambitious | Event-Based Options | Com-Lighting control | Commercial | Com - Office (Small) | Medium | 2030: 57% | LBNL Phase 4 aggregate enrollment fraction, shed, 2030
1in2 | Ambitious | Event-Based Options | Com-Lighting control | Commercial | Com - Office (Small) | Large | 2030: 57% | LBNL Phase 4 aggregate enrollment fraction, shed, 2030
1in2 | Ambitious | Event-Based Options | Com-Lighting control | Commercial | Com - Other | Small | 2030: 60.48% | LBNL Phase 4 aggregate enrollment fraction, shed, 2030
1in2 | Ambitious | Event-Based Options | Com-Lighting control | Commercial | Com - Other | Medium | 2030: 41.79% | LBNL Phase 4 aggregate enrollment fraction, shed, 2030
1in2 | Ambitious | Event-Based Options | Com-Lighting control | Commercial | Com - Other | Large | 2030: 33.43% | LBNL Phase 4 aggregate enrollment fraction, shed, 2030
1in2 | Ambitious | Event-Based Options | Com-Lighting control | Commercial | Com - Refrig. Warehouse | Small | 2030: 49.58% | LBNL Phase 4 aggregate enrollment fraction, shed, 2030
1in2 | Ambitious | Event-Based Options | Com-Lighting control | Commercial | Com - Refrig. Warehouse | Medium | 2030: 55.56% | LBNL Phase 4 aggregate enrollment fraction, shed, 2030
1in2 | Ambitious | Event-Based Options | Com-Lighting control | Commercial | Com - Refrig. Warehouse | Large | 2030: 49.71% | LBNL Phase 4 aggregate enrollment fraction, shed, 2030
1in2 | Ambitious | Event-Based Options | Com-Lighting control | Commercial | Com - Restaurant | Small | 2030: 53.47% | LBNL Phase 4 aggregate enrollment fraction, shed, 2030
1in2 | Ambitious | Event-Based Options | Com-Lighting control | Commercial | Com - Restaurant | Medium | 2030: 47.43% | LBNL Phase 4 aggregate enrollment fraction, shed, 2030
1in2 | Ambitious | Event-Based Options | Com-Lighting control | Commercial | Com - Restaurant | Large | 2030: 49.67% | LBNL Phase 4 aggregate enrollment fraction, shed, 2030
1in2 | Ambitious | Event-Based Options | Com-Lighting control | Commercial | Com - Retail | Small | 2030: 68.48% | LBNL Phase 4 aggregate enrollment fraction, shed, 2030
1in2 | Ambitious | Event-Based Options | Com-Lighting control | Commercial | Com - Retail | Medium | 2030: 42.44% | LBNL Phase 4 aggregate enrollment fraction, shed, 2030
1in2 | Ambitious | Event-Based Options | Com-Lighting control | Commercial | Com - Retail | Large | 2030: 23.09% | LBNL Phase 4 aggregate enrollment fraction, shed, 2030
1in2 | Ambitious | Event-Based Options | Com-Lighting control | Commercial | Com - School | Small | 2030: 55.39% | LBNL Phase 4 aggregate enrollment fraction, shed, 2030
1in2 | Ambitious | Event-Based Options | Com-Lighting control | Commercial | Com - School | Medium | 2030: 40.8% | LBNL Phase 4 aggregate enrollment fraction, shed, 2030
1in2 | Ambitious | Event-Based Options | Com-Lighting control | Commercial | Com - School | Large | 2030: 47.58% | LBNL Phase 4 aggregate enrollment fraction, shed, 2030
1in2 | Ambitious | Event-Based Options | Com-Lighting control | Commercial | Com - Warehouse | Small | 2030: 54% | LBNL Phase 4 aggregate enrollment fraction, shed, 2030
1in2 | Ambitious | Event-Based Options | Com-Lighting control | Commercial | Com - Warehouse | Medium | 2030: 63.04% | LBNL Phase 4 aggregate enrollment fraction, shed, 2030
1in2 | Ambitious | Event-Based Options | Com-Lighting control | Commercial | Com - Warehouse | Large | 2030: 23.52% | LBNL Phase 4 aggregate enrollment fraction, shed, 2030
1in2 | Ambitious | Event-Based Options | Com-Other End Uses Control | Commercial | Com - College | Small | 2030: 55.37% | LBNL Phase 4 aggregate enrollment fraction, shed, 2030
1in2 | Ambitious | Event-Based Options | Com-Other End Uses Control | Commercial | Com - College | Medium | 2030: 40.02% | LBNL Phase 4 aggregate enrollment fraction, shed, 2030
1in2 | Ambitious | Event-Based Options | Com-Other End Uses Control | Commercial | Com - College | Large | 2030: 45.9% | LBNL Phase 4 aggregate enrollment fraction, shed, 2030
1in2 | Ambitious | Event-Based Options | Com-Other End Uses Control | Commercial | Com - Grocery | Small | 2030: 73.25% | LBNL Phase 4 aggregate enrollment fraction, shed, 2030
1in2 | Ambitious | Event-Based Options | Com-Other End Uses Control | Commercial | Com - Grocery | Medium | 2030: 43.06% | LBNL Phase 4 aggregate enrollment fraction, shed, 2030
1in2 | Ambitious | Event-Based Options | Com-Other End Uses Control | Commercial | Com - Grocery | Large | 2030: 24.49% | LBNL Phase 4 aggregate enrollment fraction, shed, 2030
1in2 | Ambitious | Event-Based Options | Com-Other End Uses Control | Commercial | Com - Health | Small | 2030: 77.1% | LBNL Phase 4 aggregate enrollment fraction, shed, 2030
1in2 | Ambitious | Event-Based Options | Com-Other End Uses Control | Commercial | Com - Health | Medium | 2030: 46.53% | LBNL Phase 4 aggregate enrollment fraction, shed, 2030
1in2 | Ambitious | Event-Based Options | Com-Other End Uses Control | Commercial | Com - Health | Large | 2030: 17.43% | LBNL Phase 4 aggregate enrollment fraction, shed, 2030
1in2 | Ambitious | Event-Based Options | Com-Other End Uses Control | Commercial | Com - Lodging | Small | 2030: 70.35% | LBNL Phase 4 aggregate enrollment fraction, shed, 2030
1in2 | Ambitious | Event-Based Options | Com-Other End Uses Control | Commercial | Com - Lodging | Medium | 2030: 52.21% | LBNL Phase 4 aggregate enrollment fraction, shed, 2030
1in2 | Ambitious | Event-Based Options | Com-Other End Uses Control | Commercial | Com - Lodging | Large | 2030: 16.3% | LBNL Phase 4 aggregate enrollment fraction, shed, 2030
1in2 | Ambitious | Event-Based Options | Com-Other End Uses Control | Commercial | Com - Office (Large) | Small | 2030: 45.07% | LBNL Phase 4 aggregate enrollment fraction, shed, 2030
1in2 | Ambitious | Event-Based Options | Com-Other End Uses Control | Commercial | Com - Office (Large) | Medium | 2030: 45.07% | LBNL Phase 4 aggregate enrollment fraction, shed, 2030
1in2 | Ambitious | Event-Based Options | Com-Other End Uses Control | Commercial | Com - Office (Large) | Large | 2030: 45.07% | LBNL Phase 4 aggregate enrollment fraction, shed, 2030
1in2 | Ambitious | Event-Based Options | Com-Other End Uses Control | Commercial | Com - Office (Small) | Small | 2030: 56.56% | LBNL Phase 4 aggregate enrollment fraction, shed, 2030
1in2 | Ambitious | Event-Based Options | Com-Other End Uses Control | Commercial | Com - Office (Small) | Medium | 2030: 56.56% | LBNL Phase 4 aggregate enrollment fraction, shed, 2030
1in2 | Ambitious | Event-Based Options | Com-Other End Uses Control | Commercial | Com - Office (Small) | Large | 2030: 56.56% | LBNL Phase 4 aggregate enrollment fraction, shed, 2030
1in2 | Ambitious | Event-Based Options | Com-Other End Uses Control | Commercial | Com - Other | Small | 2030: 63.7% | LBNL Phase 4 aggregate enrollment fraction, shed, 2030
1in2 | Ambitious | Event-Based Options | Com-Other End Uses Control | Commercial | Com - Other | Medium | 2030: 42.4% | LBNL Phase 4 aggregate enrollment fraction, shed, 2030
1in2 | Ambitious | Event-Based Options | Com-Other End Uses Control | Commercial | Com - Other | Large | 2030: 34.18% | LBNL Phase 4 aggregate enrollment fraction, shed, 2030
1in2 | Ambitious | Event-Based Options | Com-Other End Uses Control | Commercial | Com - Refrig. Warehouse | Small | 2030: 51.79% | LBNL Phase 4 aggregate enrollment fraction, shed, 2030
1in2 | Ambitious | Event-Based Options | Com-Other End Uses Control | Commercial | Com - Refrig. Warehouse | Medium | 2030: 54.09% | LBNL Phase 4 aggregate enrollment fraction, shed, 2030
1in2 | Ambitious | Event-Based Options | Com-Other End Uses Control | Commercial | Com - Refrig. Warehouse | Large | 2030: 51.06% | LBNL Phase 4 aggregate enrollment fraction, shed, 2030
1in2 | Ambitious | Event-Based Options | Com-Other End Uses Control | Commercial | Com - Restaurant | Small | 2030: 55.02% | LBNL Phase 4 aggregate enrollment fraction, shed, 2030
1in2 | Ambitious | Event-Based Options | Com-Other End Uses Control | Commercial | Com - Restaurant | Medium | 2030: 49% | LBNL Phase 4 aggregate enrollment fraction, shed, 2030
1in2 | Ambitious | Event-Based Options | Com-Other End Uses Control | Commercial | Com - Restaurant | Large | 2030: 51.41% | LBNL Phase 4 aggregate enrollment fraction, shed, 2030
1in2 | Ambitious | Event-Based Options | Com-Other End Uses Control | Commercial | Com - Retail | Small | 2030: 73.25% | LBNL Phase 4 aggregate enrollment fraction, shed, 2030
1in2 | Ambitious | Event-Based Options | Com-Other End Uses Control | Commercial | Com - Retail | Medium | 2030: 43.06% | LBNL Phase 4 aggregate enrollment fraction, shed, 2030
1in2 | Ambitious | Event-Based Options | Com-Other End Uses Control | Commercial | Com - Retail | Large | 2030: 24.49% | LBNL Phase 4 aggregate enrollment fraction, shed, 2030
1in2 | Ambitious | Event-Based Options | Com-Other End Uses Control | Commercial | Com - School | Small | 2030: 55.37% | LBNL Phase 4 aggregate enrollment fraction, shed, 2030
1in2 | Ambitious | Event-Based Options | Com-Other End Uses Control | Commercial | Com - School | Medium | 2030: 40.02% | LBNL Phase 4 aggregate enrollment fraction, shed, 2030
1in2 | Ambitious | Event-Based Options | Com-Other End Uses Control | Commercial | Com - School | Large | 2030: 45.9% | LBNL Phase 4 aggregate enrollment fraction, shed, 2030
1in2 | Ambitious | Event-Based Options | Com-Other End Uses Control | Commercial | Com - Warehouse | Small | 2030: 54.32% | LBNL Phase 4 aggregate enrollment fraction, shed, 2030
1in2 | Ambitious | Event-Based Options | Com-Other End Uses Control | Commercial | Com - Warehouse | Medium | 2030: 62.76% | LBNL Phase 4 aggregate enrollment fraction, shed, 2030
1in2 | Ambitious | Event-Based Options | Com-Other End Uses Control | Commercial | Com - Warehouse | Large | 2030: 24.29% | LBNL Phase 4 aggregate enrollment fraction, shed, 2030
1in2 | Ambitious | Event-Based Options | Com-Refrigeration control | Commercial | Com - College | Small | [30 empty] | LBNL Phase 4 aggregate enrollment fraction, shed, 2030 | bar: 2030
1in2 | Ambitious | Event-Based Options | Com-Refrigeration control | Commercial | Com - College | Medium | [30 empty] | LBNL Phase 4 aggregate enrollment fraction, shed, 2030 | bar: 2030
1in2 | Ambitious | Event-Based Options | Com-Refrigeration control | Commercial | Com - College | Large | [30 empty] | LBNL Phase 4 aggregate enrollment fraction, shed, 2030 | bar: 2030
1in2 | Ambitious | Event-Based Options | Com-Refrigeration control | Commercial | Com - Grocery | Small | [30 empty] | LBNL Phase 4 aggregate enrollment fraction, shed, 2030 | bar: 2030
1in2 | Ambitious | Event-Based Options | Com-Refrigeration control | Commercial | Com - Grocery | Medium | [30 empty] | LBNL Phase 4 aggregate enrollment fraction, shed, 2030 | bar: 2030
1in2 | Ambitious | Event-Based Options | Com-Refrigeration control | Commercial | Com - Grocery | Large | [30 empty] | LBNL Phase 4 aggregate enrollment fraction, shed, 2030 | bar: 2030
1in2 | Ambitious | Event-Based Options | Com-Refrigeration control | Commercial | Com - Health | Small | [30 empty] | LBNL Phase 4 aggregate enrollment fraction, shed, 2030 | bar: 2030
1in2 | Ambitious | Event-Based Options | Com-Refrigeration control | Commercial | Com - Health | Medium | [30 empty] | LBNL Phase 4 aggregate enrollment fraction, shed, 2030 | bar: 2030
1in2 | Ambitious | Event-Based Options | Com-Refrigeration control | Commercial | Com - Health | Large | [30 empty] | LBNL Phase 4 aggregate enrollment fraction, shed, 2030 | bar: 2030
1in2 | Ambitious | Event-Based Options | Com-Refrigeration control | Commercial | Com - Lodging | Small | [30 empty] | LBNL Phase 4 aggregate enrollment fraction, shed, 2030 | bar: 2030
1in2 | Ambitious | Event-Based Options | Com-Refrigeration control | Commercial | Com - Lodging | Medium | [30 empty] | LBNL Phase 4 aggregate enrollment fraction, shed, 2030 | bar: 2030
1in2 | Ambitious | Event-Based Options | Com-Refrigeration control | Commercial | Com - Lodging | Large | [30 empty] | LBNL Phase 4 aggregate enrollment fraction, shed, 2030 | bar: 2030
1in2 | Ambitious | Event-Based Options | Com-Refrigeration control | Commercial | Com - Office (Large) | Small | [30 empty] | LBNL Phase 4 aggregate enrollment fraction, shed, 2030 | bar: 2030
1in2 | Ambitious | Event-Based Options | Com-Refrigeration control | Commercial | Com - Office (Large) | Medium | [30 empty] | LBNL Phase 4 aggregate enrollment fraction, shed, 2030 | bar: 2030
1in2 | Ambitious | Event-Based Options | Com-Refrigeration control | Commercial | Com - Office (Large) | Large | [30 empty] | LBNL Phase 4 aggregate enrollment fraction, shed, 2030 | bar: 2030
1in2 | Ambitious | Event-Based Options | Com-Refrigeration control | Commercial | Com - Office (Small) | Small | [30 empty] | LBNL Phase 4 aggregate enrollment fraction, shed, 2030 | bar: 2030
1in2 | Ambitious | Event-Based Options | Com-Refrigeration control | Commercial | Com - Office (Small) | Medium | [30 empty] | LBNL Phase 4 aggregate enrollment fraction, shed, 2030 | bar: 2030
1in2 | Ambitious | Event-Based Options | Com-Refrigeration control | Commercial | Com - Office (Small) | Large | [30 empty] | LBNL Phase 4 aggregate enrollment fraction, shed, 2030 | bar: 2030
1in2 | Ambitious | Event-Based Options | Com-Refrigeration control | Commercial | Com - Other | Small | [30 empty] | LBNL Phase 4 aggregate enrollment fraction, shed, 2030 | bar: 2030
1in2 | Ambitious | Event-Based Options | Com-Refrigeration control | Commercial | Com - Other | Medium | [30 empty] | LBNL Phase 4 aggregate enrollment fraction, shed, 2030 | bar: 2030
1in2 | Ambitious | Event-Based Options | Com-Refrigeration control | Commercial | Com - Other | Large | [30 empty] | LBNL Phase 4 aggregate enrollment fraction, shed, 2030 | bar: 2030
1in2 | Ambitious | Event-Based Options | Com-Refrigeration control | Commercial | Com - Refrig. Warehouse | Small | 2030: 49.9% | LBNL Phase 4 aggregate enrollment fraction, shed, 2030
1in2 | Ambitious | Event-Based Options | Com-Refrigeration control | Commercial | Com - Refrig. Warehouse | Medium | 2030: 59.46% | LBNL Phase 4 aggregate enrollment fraction, shed, 2030
1in2 | Ambitious | Event-Based Options | Com-Refrigeration control | Commercial | Com - Refrig. Warehouse | Large | 2030: 53.19% | LBNL Phase 4 aggregate enrollment fraction, shed, 2030
1in2 | Ambitious | Event-Based Options | Com-Refrigeration control | Commercial | Com - Restaurant | Small | [30 empty] | LBNL Phase 4 aggregate enrollment fraction, shed, 2030 | bar: 2030
1in2 | Ambitious | Event-Based Options | Com-Refrigeration control | Commercial | Com - Restaurant | Medium | [30 empty] | LBNL Phase 4 aggregate enrollment fraction, shed, 2030 | bar: 2030
1in2 | Ambitious | Event-Based Options | Com-Refrigeration control | Commercial | Com - Restaurant | Large | [30 empty] | LBNL Phase 4 aggregate enrollment fraction, shed, 2030 | bar: 2030
1in2 | Ambitious | Event-Based Options | Com-Refrigeration control | Commercial | Com - Retail | Small | [30 empty] | LBNL Phase 4 aggregate enrollment fraction, shed, 2030 | bar: 2030
1in2 | Ambitious | Event-Based Options | Com-Refrigeration control | Commercial | Com - Retail | Medium | [30 empty] | LBNL Phase 4 aggregate enrollment fraction, shed, 2030 | bar: 2030
1in2 | Ambitious | Event-Based Options | Com-Refrigeration control | Commercial | Com - Retail | Large | [30 empty] | LBNL Phase 4 aggregate enrollment fraction, shed, 2030 | bar: 2030
1in2 | Ambitious | Event-Based Options | Com-Refrigeration control | Commercial | Com - School | Small | [30 empty] | LBNL Phase 4 aggregate enrollment fraction, shed, 2030 | bar: 2030
1in2 | Ambitious | Event-Based Options | Com-Refrigeration control | Commercial | Com - School | Medium | [30 empty] | LBNL Phase 4 aggregate enrollment fraction, shed, 2030 | bar: 2030
1in2 | Ambitious | Event-Based Options | Com-Refrigeration control | Commercial | Com - School | Large | [30 empty] | LBNL Phase 4 aggregate enrollment fraction, shed, 2030 | bar: 2030
1in2 | Ambitious | Event-Based Options | Com-Refrigeration control | Commercial | Com - Warehouse | Small | [30 empty] | LBNL Phase 4 aggregate enrollment fraction, shed, 2030 | bar: 2030
1in2 | Ambitious | Event-Based Options | Com-Refrigeration control | Commercial | Com - Warehouse | Medium | [30 empty] | LBNL Phase 4 aggregate enrollment fraction, shed, 2030 | bar: 2030
1in2 | Ambitious | Event-Based Options | Com-Refrigeration control | Commercial | Com - Warehouse | Large | [30 empty] | LBNL Phase 4 aggregate enrollment fraction, shed, 2030 | bar: 2030
1in2 | Ambitious | Event-Based Options | Com-Refrigeration TES | Commercial | Com - College | Small | [30 empty] | LBNL Phase 4 aggregate enrollment fraction, shed, 2030 | bar: 2030
1in2 | Ambitious | Event-Based Options | Com-Refrigeration TES | Commercial | Com - College | Medium | [30 empty] | LBNL Phase 4 aggregate enrollment fraction, shed, 2030 | bar: 2030
1in2 | Ambitious | Event-Based Options | Com-Refrigeration TES | Commercial | Com - College | Large | [30 empty] | LBNL Phase 4 aggregate enrollment fraction, shed, 2030 | bar: 2030
1in2 | Ambitious | Event-Based Options | Com-Refrigeration TES | Commercial | Com - Grocery | Small | 2030: 62.41% | LBNL Phase 4 aggregate enrollment fraction, shed, 2030
1in2 | Ambitious | Event-Based Options | Com-Refrigeration TES | Commercial | Com - Grocery | Medium | 2030: 40.16% | LBNL Phase 4 aggregate enrollment fraction, shed, 2030
1in2 | Ambitious | Event-Based Options | Com-Refrigeration TES | Commercial | Com - Grocery | Large | 2030: 20.97% | LBNL Phase 4 aggregate enrollment fraction, shed, 2030
1in2 | Ambitious | Event-Based Options | Com-Refrigeration TES | Commercial | Com - Health | Small | 2030: 75.49% | LBNL Phase 4 aggregate enrollment fraction, shed, 2030
1in2 | Ambitious | Event-Based Options | Com-Refrigeration TES | Commercial | Com - Health | Medium | 2030: 46.11% | LBNL Phase 4 aggregate enrollment fraction, shed, 2030
1in2 | Ambitious | Event-Based Options | Com-Refrigeration TES | Commercial | Com - Health | Large | 2030: 16.43% | LBNL Phase 4 aggregate enrollment fraction, shed, 2030
1in2 | Ambitious | Event-Based Options | Com-Refrigeration TES | Commercial | Com - Lodging | Small | [30 empty] | LBNL Phase 4 aggregate enrollment fraction, shed, 2030 | bar: 2030
1in2 | Ambitious | Event-Based Options | Com-Refrigeration TES | Commercial | Com - Lodging | Medium | [30 empty] | LBNL Phase 4 aggregate enrollment fraction, shed, 2030 | bar: 2030
1in2 | Ambitious | Event-Based Options | Com-Refrigeration TES | Commercial | Com - Lodging | Large | [30 empty] | LBNL Phase 4 aggregate enrollment fraction, shed, 2030 | bar: 2030
1in2 | Ambitious | Event-Based Options | Com-Refrigeration TES | Commercial | Com - Office (Large) | Small | [30 empty] | LBNL Phase 4 aggregate enrollment fraction, shed, 2030 | bar: 2030
1in2 | Ambitious | Event-Based Options | Com-Refrigeration TES | Commercial | Com - Office (Large) | Medium | [30 empty] | LBNL Phase 4 aggregate enrollment fraction, shed, 2030 | bar: 2030
1in2 | Ambitious | Event-Based Options | Com-Refrigeration TES | Commercial | Com - Office (Large) | Large | [30 empty] | LBNL Phase 4 aggregate enrollment fraction, shed, 2030 | bar: 2030
1in2 | Ambitious | Event-Based Options | Com-Refrigeration TES | Commercial | Com - Office (Small) | Small | [30 empty] | LBNL Phase 4 aggregate enrollment fraction, shed, 2030 | bar: 2030
1in2 | Ambitious | Event-Based Options | Com-Refrigeration TES | Commercial | Com - Office (Small) | Medium | [30 empty] | LBNL Phase 4 aggregate enrollment fraction, shed, 2030 | bar: 2030
1in2 | Ambitious | Event-Based Options | Com-Refrigeration TES | Commercial | Com - Office (Small) | Large | [30 empty] | LBNL Phase 4 aggregate enrollment fraction, shed, 2030 | bar: 2030
1in2 | Ambitious | Event-Based Options | Com-Refrigeration TES | Commercial | Com - Other | Small | [30 empty] | LBNL Phase 4 aggregate enrollment fraction, shed, 2030 | bar: 2030
1in2 | Ambitious | Event-Based Options | Com-Refrigeration TES | Commercial | Com - Other | Medium | [30 empty] | LBNL Phase 4 aggregate enrollment fraction, shed, 2030 | bar: 2030
1in2 | Ambitious | Event-Based Options | Com-Refrigeration TES | Commercial | Com - Other | Large | [30 empty] | LBNL Phase 4 aggregate enrollment fraction, shed, 2030 | bar: 2030
1in2 | Ambitious | Event-Based Options | Com-Refrigeration TES | Commercial | Com - Refrig. Warehouse | Small | 2030: 45.4% | LBNL Phase 4 aggregate enrollment fraction, shed, 2030
1in2 | Ambitious | Event-Based Options | Com-Refrigeration TES | Commercial | Com - Refrig. Warehouse | Medium | 2030: 53.78% | LBNL Phase 4 aggregate enrollment fraction, shed, 2030
1in2 | Ambitious | Event-Based Options | Com-Refrigeration TES | Commercial | Com - Refrig. Warehouse | Large | 2030: 47.22% | LBNL Phase 4 aggregate enrollment fraction, shed, 2030
1in2 | Ambitious | Event-Based Options | Com-Refrigeration TES | Commercial | Com - Restaurant | Small | 2030: 52.02% | LBNL Phase 4 aggregate enrollment fraction, shed, 2030
1in2 | Ambitious | Event-Based Options | Com-Refrigeration TES | Commercial | Com - Restaurant | Medium | 2030: 46.37% | LBNL Phase 4 aggregate enrollment fraction, shed, 2030
1in2 | Ambitious | Event-Based Options | Com-Refrigeration TES | Commercial | Com - Restaurant | Large | 2030: 47.75% | LBNL Phase 4 aggregate enrollment fraction, shed, 2030
1in2 | Ambitious | Event-Based Options | Com-Refrigeration TES | Commercial | Com - Retail | Small | 2030: 62.41% | LBNL Phase 4 aggregate enrollment fraction, shed, 2030
1in2 | Ambitious | Event-Based Options | Com-Refrigeration TES | Commercial | Com - Retail | Medium | 2030: 40.16% | LBNL Phase 4 aggregate enrollment fraction, shed, 2030
1in2 | Ambitious | Event-Based Options | Com-Refrigeration TES | Commercial | Com - Retail | Large | 2030: 20.97% | LBNL Phase 4 aggregate enrollment fraction, shed, 2030
1in2 | Ambitious | Event-Based Options | Com-Refrigeration TES | Commercial | Com - School | Small | [30 empty] | LBNL Phase 4 aggregate enrollment fraction, shed, 2030 | bar: 2030
1in2 | Ambitious | Event-Based Options | Com-Refrigeration TES | Commercial | Com - School | Medium | [30 empty] | LBNL Phase 4 aggregate enrollment fraction, shed, 2030 | bar: 2030
1in2 | Ambitious | Event-Based Options | Com-Refrigeration TES | Commercial | Com - School | Large | [30 empty] | LBNL Phase 4 aggregate enrollment fraction, shed, 2030 | bar: 2030
1in2 | Ambitious | Event-Based Options | Com-Refrigeration TES | Commercial | Com - Warehouse | Small | [30 empty] | LBNL Phase 4 aggregate enrollment fraction, shed, 2030 | bar: 2030
1in2 | Ambitious | Event-Based Options | Com-Refrigeration TES | Commercial | Com - Warehouse | Medium | [30 empty] | LBNL Phase 4 aggregate enrollment fraction, shed, 2030 | bar: 2030
1in2 | Ambitious | Event-Based Options | Com-Refrigeration TES | Commercial | Com - Warehouse | Large | [30 empty] | LBNL Phase 4 aggregate enrollment fraction, shed, 2030 | bar: 2030
1in2 | Ambitious | Event-Based Options | Com-Water Heating-Add-on CTA 2045 control | Commercial | Com - College | Small | 2030: 55.97% | LBNL Phase 4 aggregate enrollment fraction, shed, 2030
1in2 | Ambitious | Event-Based Options | Com-Water Heating-Add-on CTA 2045 control | Commercial | Com - College | Medium | 2030: 42.87% | LBNL Phase 4 aggregate enrollment fraction, shed, 2030
1in2 | Ambitious | Event-Based Options | Com-Water Heating-Add-on CTA 2045 control | Commercial | Com - College | Large | 2030: 48.28% | LBNL Phase 4 aggregate enrollment fraction, shed, 2030
1in2 | Ambitious | Event-Based Options | Com-Water Heating-Add-on CTA 2045 control | Commercial | Com - Grocery | Small | 2030: 73.55% | LBNL Phase 4 aggregate enrollment fraction, shed, 2030
1in2 | Ambitious | Event-Based Options | Com-Water Heating-Add-on CTA 2045 control | Commercial | Com - Grocery | Medium | 2030: 44.1% | LBNL Phase 4 aggregate enrollment fraction, shed, 2030
1in2 | Ambitious | Event-Based Options | Com-Water Heating-Add-on CTA 2045 control | Commercial | Com - Grocery | Large | 2030: 26.84% | LBNL Phase 4 aggregate enrollment fraction, shed, 2030
1in2 | Ambitious | Event-Based Options | Com-Water Heating-Add-on CTA 2045 control | Commercial | Com - Health | Small | 2030: 79.68% | LBNL Phase 4 aggregate enrollment fraction, shed, 2030
1in2 | Ambitious | Event-Based Options | Com-Water Heating-Add-on CTA 2045 control | Commercial | Com - Health | Medium | 2030: 46.73% | LBNL Phase 4 aggregate enrollment fraction, shed, 2030
1in2 | Ambitious | Event-Based Options | Com-Water Heating-Add-on CTA 2045 control | Commercial | Com - Health | Large | 2030: 21.38% | LBNL Phase 4 aggregate enrollment fraction, shed, 2030
1in2 | Ambitious | Event-Based Options | Com-Water Heating-Add-on CTA 2045 control | Commercial | Com - Lodging | Small | 2030: 60.77% | LBNL Phase 4 aggregate enrollment fraction, shed, 2030
1in2 | Ambitious | Event-Based Options | Com-Water Heating-Add-on CTA 2045 control | Commercial | Com - Lodging | Medium | 2030: 52.08% | LBNL Phase 4 aggregate enrollment fraction, shed, 2030
1in2 | Ambitious | Event-Based Options | Com-Water Heating-Add-on CTA 2045 control | Commercial | Com - Lodging | Large | 2030: 13.57% | LBNL Phase 4 aggregate enrollment fraction, shed, 2030
1in2 | Ambitious | Event-Based Options | Com-Water Heating-Add-on CTA 2045 control | Commercial | Com - Office (Large) | Small | 2030: 47.06% | LBNL Phase 4 aggregate enrollment fraction, shed, 2030
1in2 | Ambitious | Event-Based Options | Com-Water Heating-Add-on CTA 2045 control | Commercial | Com - Office (Large) | Medium | 2030: 47.06% | LBNL Phase 4 aggregate enrollment fraction, shed, 2030
1in2 | Ambitious | Event-Based Options | Com-Water Heating-Add-on CTA 2045 control | Commercial | Com - Office (Large) | Large | 2030: 47.06% | LBNL Phase 4 aggregate enrollment fraction, shed, 2030
1in2 | Ambitious | Event-Based Options | Com-Water Heating-Add-on CTA 2045 control | Commercial | Com - Office (Small) | Small | 2030: 55.88% | LBNL Phase 4 aggregate enrollment fraction, shed, 2030
1in2 | Ambitious | Event-Based Options | Com-Water Heating-Add-on CTA 2045 control | Commercial | Com - Office (Small) | Medium | 2030: 55.88% | LBNL Phase 4 aggregate enrollment fraction, shed, 2030
1in2 | Ambitious | Event-Based Options | Com-Water Heating-Add-on CTA 2045 control | Commercial | Com - Office (Small) | Large | 2030: 55.88% | LBNL Phase 4 aggregate enrollment fraction, shed, 2030
1in2 | Ambitious | Event-Based Options | Com-Water Heating-Add-on CTA 2045 control | Commercial | Com - Other | Small | 2030: 64.05% | LBNL Phase 4 aggregate enrollment fraction, shed, 2030
1in2 | Ambitious | Event-Based Options | Com-Water Heating-Add-on CTA 2045 control | Commercial | Com - Other | Medium | 2030: 45.9% | LBNL Phase 4 aggregate enrollment fraction, shed, 2030
1in2 | Ambitious | Event-Based Options | Com-Water Heating-Add-on CTA 2045 control | Commercial | Com - Other | Large | 2030: 37.65% | LBNL Phase 4 aggregate enrollment fraction, shed, 2030
1in2 | Ambitious | Event-Based Options | Com-Water Heating-Add-on CTA 2045 control | Commercial | Com - Refrig. Warehouse | Small | 2030: 52.06% | LBNL Phase 4 aggregate enrollment fraction, shed, 2030
1in2 | Ambitious | Event-Based Options | Com-Water Heating-Add-on CTA 2045 control | Commercial | Com - Refrig. Warehouse | Medium | 2030: 54.09% | LBNL Phase 4 aggregate enrollment fraction, shed, 2030
1in2 | Ambitious | Event-Based Options | Com-Water Heating-Add-on CTA 2045 control | Commercial | Com - Refrig. Warehouse | Large | 2030: 52.21% | LBNL Phase 4 aggregate enrollment fraction, shed, 2030
1in2 | Ambitious | Event-Based Options | Com-Water Heating-Add-on CTA 2045 control | Commercial | Com - Restaurant | Small | 2030: 55.58% | LBNL Phase 4 aggregate enrollment fraction, shed, 2030
1in2 | Ambitious | Event-Based Options | Com-Water Heating-Add-on CTA 2045 control | Commercial | Com - Restaurant | Medium | 2030: 49.78% | LBNL Phase 4 aggregate enrollment fraction, shed, 2030
1in2 | Ambitious | Event-Based Options | Com-Water Heating-Add-on CTA 2045 control | Commercial | Com - Restaurant | Large | 2030: 51.48% | LBNL Phase 4 aggregate enrollment fraction, shed, 2030
1in2 | Ambitious | Event-Based Options | Com-Water Heating-Add-on CTA 2045 control | Commercial | Com - Retail | Small | 2030: 73.55% | LBNL Phase 4 aggregate enrollment fraction, shed, 2030
1in2 | Ambitious | Event-Based Options | Com-Water Heating-Add-on CTA 2045 control | Commercial | Com - Retail | Medium | 2030: 44.1% | LBNL Phase 4 aggregate enrollment fraction, shed, 2030
1in2 | Ambitious | Event-Based Options | Com-Water Heating-Add-on CTA 2045 control | Commercial | Com - Retail | Large | 2030: 26.84% | LBNL Phase 4 aggregate enrollment fraction, shed, 2030
1in2 | Ambitious | Event-Based Options | Com-Water Heating-Add-on CTA 2045 control | Commercial | Com - School | Small | 2030: 55.97% | LBNL Phase 4 aggregate enrollment fraction, shed, 2030
1in2 | Ambitious | Event-Based Options | Com-Water Heating-Add-on CTA 2045 control | Commercial | Com - School | Medium | 2030: 42.87% | LBNL Phase 4 aggregate enrollment fraction, shed, 2030
1in2 | Ambitious | Event-Based Options | Com-Water Heating-Add-on CTA 2045 control | Commercial | Com - School | Large | 2030: 48.28% | LBNL Phase 4 aggregate enrollment fraction, shed, 2030
1in2 | Ambitious | Event-Based Options | Com-Water Heating-Add-on CTA 2045 control | Commercial | Com - Warehouse | Small | 2030: 54.38% | LBNL Phase 4 aggregate enrollment fraction, shed, 2030
1in2 | Ambitious | Event-Based Options | Com-Water Heating-Add-on CTA 2045 control | Commercial | Com - Warehouse | Medium | 2030: 64.28% | LBNL Phase 4 aggregate enrollment fraction, shed, 2030
1in2 | Ambitious | Event-Based Options | Com-Water Heating-Add-on CTA 2045 control | Commercial | Com - Warehouse | Large | 2030: 25.14% | LBNL Phase 4 aggregate enrollment fraction, shed, 2030
1in2 | Ambitious | Event-Based Options | Com-Water Heating-Smart Water Heater | Commercial | Com - College | Small | 2030: 55.96% | LBNL Phase 4 aggregate enrollment fraction, shed, 2030
1in2 | Ambitious | Event-Based Options | Com-Water Heating-Smart Water Heater | Commercial | Com - College | Medium | [30 empty] | LBNL Phase 4 aggregate enrollment fraction, shed, 2030 | bar: 2030
1in2 | Ambitious | Event-Based Options | Com-Water Heating-Smart Water Heater | Commercial | Com - College | Large | [30 empty] | LBNL Phase 4 aggregate enrollment fraction, shed, 2030 | bar: 2030
1in2 | Ambitious | Event-Based Options | Com-Water Heating-Smart Water Heater | Commercial | Com - Grocery | Small | 2030: 75.48% | LBNL Phase 4 aggregate enrollment fraction, shed, 2030
1in2 | Ambitious | Event-Based Options | Com-Water Heating-Smart Water Heater | Commercial | Com - Grocery | Medium | [30 empty] | LBNL Phase 4 aggregate enrollment fraction, shed, 2030 | bar: 2030
1in2 | Ambitious | Event-Based Options | Com-Water Heating-Smart Water Heater | Commercial | Com - Grocery | Large | [30 empty] | LBNL Phase 4 aggregate enrollment fraction, shed, 2030 | bar: 2030
1in2 | Ambitious | Event-Based Options | Com-Water Heating-Smart Water Heater | Commercial | Com - Health | Small | 2030: 72.72% | LBNL Phase 4 aggregate enrollment fraction, shed, 2030
1in2 | Ambitious | Event-Based Options | Com-Water Heating-Smart Water Heater | Commercial | Com - Health | Medium | [30 empty] | LBNL Phase 4 aggregate enrollment fraction, shed, 2030 | bar: 2030
1in2 | Ambitious | Event-Based Options | Com-Water Heating-Smart Water Heater | Commercial | Com - Health | Large | [30 empty] | LBNL Phase 4 aggregate enrollment fraction, shed, 2030 | bar: 2030
1in2 | Ambitious | Event-Based Options | Com-Water Heating-Smart Water Heater | Commercial | Com - Lodging | Small | 2030: 58.26% | LBNL Phase 4 aggregate enrollment fraction, shed, 2030
1in2 | Ambitious | Event-Based Options | Com-Water Heating-Smart Water Heater | Commercial | Com - Lodging | Medium | [30 empty] | LBNL Phase 4 aggregate enrollment fraction, shed, 2030 | bar: 2030
1in2 | Ambitious | Event-Based Options | Com-Water Heating-Smart Water Heater | Commercial | Com - Lodging | Large | [30 empty] | LBNL Phase 4 aggregate enrollment fraction, shed, 2030 | bar: 2030
1in2 | Ambitious | Event-Based Options | Com-Water Heating-Smart Water Heater | Commercial | Com - Office (Large) | Small | [30 empty] | LBNL Phase 4 aggregate enrollment fraction, shed, 2030 | bar: 2030
1in2 | Ambitious | Event-Based Options | Com-Water Heating-Smart Water Heater | Commercial | Com - Office (Large) | Medium | [30 empty] | LBNL Phase 4 aggregate enrollment fraction, shed, 2030 | bar: 2030
1in2 | Ambitious | Event-Based Options | Com-Water Heating-Smart Water Heater | Commercial | Com - Office (Large) | Large | [30 empty] | LBNL Phase 4 aggregate enrollment fraction, shed, 2030 | bar: 2030
1in2 | Ambitious | Event-Based Options | Com-Water Heating-Smart Water Heater | Commercial | Com - Office (Small) | Small | 2030: 56.8% | LBNL Phase 4 aggregate enrollment fraction, shed, 2030
1in2 | Ambitious | Event-Based Options | Com-Water Heating-Smart Water Heater | Commercial | Com - Office (Small) | Medium | 2030: 56.8% | LBNL Phase 4 aggregate enrollment fraction, shed, 2030
1in2 | Ambitious | Event-Based Options | Com-Water Heating-Smart Water Heater | Commercial | Com - Office (Small) | Large | 2030: 56.8% | LBNL Phase 4 aggregate enrollment fraction, shed, 2030
1in2 | Ambitious | Event-Based Options | Com-Water Heating-Smart Water Heater | Commercial | Com - Other | Small | 2030: 60.96% | LBNL Phase 4 aggregate enrollment fraction, shed, 2030
1in2 | Ambitious | Event-Based Options | Com-Water Heating-Smart Water Heater | Commercial | Com - Other | Medium | [30 empty] | LBNL Phase 4 aggregate enrollment fraction, shed, 2030 | bar: 2030
1in2 | Ambitious | Event-Based Options | Com-Water Heating-Smart Water Heater | Commercial | Com - Other | Large | [30 empty] | LBNL Phase 4 aggregate enrollment fraction, shed, 2030 | bar: 2030
1in2 | Ambitious | Event-Based Options | Com-Water Heating-Smart Water Heater | Commercial | Com - Refrig. Warehouse | Small | [30 empty] | LBNL Phase 4 aggregate enrollment fraction, shed, 2030 | bar: 2030
1in2 | Ambitious | Event-Based Options | Com-Water Heating-Smart Water Heater | Commercial | Com - Refrig. Warehouse | Medium | [30 empty] | LBNL Phase 4 aggregate enrollment fraction, shed, 2030 | bar: 2030
1in2 | Ambitious | Event-Based Options | Com-Water Heating-Smart Water Heater | Commercial | Com - Refrig. Warehouse | Large | [30 empty] | LBNL Phase 4 aggregate enrollment fraction, shed, 2030 | bar: 2030
1in2 | Ambitious | Event-Based Options | Com-Water Heating-Smart Water Heater | Commercial | Com - Restaurant | Small | 2030: 54.72% | LBNL Phase 4 aggregate enrollment fraction, shed, 2030
1in2 | Ambitious | Event-Based Options | Com-Water Heating-Smart Water Heater | Commercial | Com - Restaurant | Medium | [30 empty] | Default 20% assumption | bar: 2030
1in2 | Ambitious | Event-Based Options | Com-Water Heating-Smart Water Heater | Commercial | Com - Restaurant | Large | [30 empty] | Default 20% assumption | bar: 2030
1in2 | Ambitious | Event-Based Options | Com-Water Heating-Smart Water Heater | Commercial | Com - Retail | Small | 2030: 75.48% | Default 20% assumption
1in2 | Ambitious | Event-Based Options | Com-Water Heating-Smart Water Heater | Commercial | Com - Retail | Medium | [30 empty] | Default 20% assumption | bar: 2030
1in2 | Ambitious | Event-Based Options | Com-Water Heating-Smart Water Heater | Commercial | Com - Retail | Large | [30 empty] | LBNL Phase 4 aggregate enrollment fraction, shed, 2030 | bar: 2030
1in2 | Ambitious | Event-Based Options | Com-Water Heating-Smart Water Heater | Commercial | Com - School | Small | 2030: 55.96% | LBNL Phase 4 aggregate enrollment fraction, shed, 2030
1in2 | Ambitious | Event-Based Options | Com-Water Heating-Smart Water Heater | Commercial | Com - School | Medium | [30 empty] | LBNL Phase 4 aggregate enrollment fraction, shed, 2030 | bar: 2030
1in2 | Ambitious | Event-Based Options | Com-Water Heating-Smart Water Heater | Commercial | Com - School | Large | [30 empty] | LBNL Phase 4 aggregate enrollment fraction, shed, 2030 | bar: 2030
1in2 | Ambitious | Event-Based Options | Com-Water Heating-Smart Water Heater | Commercial | Com - Warehouse | Small | 2030: 54.15% | LBNL Phase 4 aggregate enrollment fraction, shed, 2030
1in2 | Ambitious | Event-Based Options | Com-Water Heating-Smart Water Heater | Commercial | Com - Warehouse | Medium | [30 empty] | LBNL Phase 4 aggregate enrollment fraction, shed, 2030 | bar: 2030
1in2 | Ambitious | Event-Based Options | Com-Water Heating-Smart Water Heater | Commercial | Com - Warehouse | Large | [30 empty] | Default 20% assumption | bar: 2030
1in2 | Ambitious | Event-Based Options | EV-Electric Buses-Charging Control | Electric Vehicle | INTERCITY.BUS | Electric Buses | 2030: 63.64% | Default 20% assumption
1in2 | Ambitious | Event-Based Options | EV-Electric Buses-Charging Control | Electric Vehicle | OTHER.BUS | Electric Buses | 2030: 63.64% | Default 20% assumption
1in2 | Ambitious | Event-Based Options | EV-Electric Buses-Charging Control | Electric Vehicle | SCHOOL.BUS | Electric Buses | 2030: 63.64% | Default 20% assumption
1in2 | Ambitious | Event-Based Options | EV-Electric Buses-Charging Control | Electric Vehicle | URBAN.BUS | Electric Buses | 2030: 63.64% | Default 20% assumption
1in2 | Ambitious | Event-Based Options | EV-HDV-Charging Control | Electric Vehicle | GVWR7 | Heavy Duty EV | 2030: 63.43% | Default 20% assumption
1in2 | Ambitious | Event-Based Options | EV-HDV-Charging Control | Electric Vehicle | GVWR8.COMBO | Heavy Duty EV | 2030: 63.43% | LBNL Phase 4 aggregate enrollment fraction, shed, 2030
1in2 | Ambitious | Event-Based Options | EV-HDV-Charging Control | Electric Vehicle | GVWR8.IRP | Heavy Duty EV | 2030: 63.43% | Default 20% assumption
1in2 | Ambitious | Event-Based Options | EV-HDV-Charging Control | Electric Vehicle | GVWR8.PORT | Heavy Duty EV | 2030: 63.43% | LBNL Phase 4 aggregate enrollment fraction, shed, 2030
1in2 | Ambitious | Event-Based Options | EV-HDV-Charging Control | Electric Vehicle | GVWR8.REFUSE.AND.RECYCLING | Heavy Duty EV | 2030: 63.43% | LBNL Phase 4 aggregate enrollment fraction, shed, 2030
1in2 | Ambitious | Event-Based Options | EV-HDV-Charging Control | Electric Vehicle | GVWR8.SU | Heavy Duty EV | 2030: 63.43% | Default 20% assumption
1in2 | Ambitious | Event-Based Options | EV-LDV-Charging Control | Electric Vehicle | LDV | Light Duty EV | 2030: 5.028% | Default 20% assumption
1in2 | Ambitious | Event-Based Options | EV-MDV-Charging Control | Electric Vehicle | GVWR3 | Medium Duty EV | 2030: 63.66% | Estimated from Phase 4 appendices enrollment curves
1in2 | Ambitious | Event-Based Options | EV-MDV-Charging Control | Electric Vehicle | GVWR456 | Medium Duty EV | 2030: 63.66% | LBNL Phase 4 aggregate enrollment fraction, shed, 2030
1in2 | Ambitious | Event-Based Options | Ind-Battery Load Shift | Industrial | Ind-BTM Battery | AllSize | 2030: 24% | LBNL Phase 4 aggregate enrollment fraction, shed, 2030
1in2 | Ambitious | Event-Based Options | Ind-HVAC Control | Industrial | Chem/Petrol | Small | [30 empty] | LBNL Phase 4 aggregate enrollment fraction, shed, 2030 | bar: 2030
1in2 | Ambitious | Event-Based Options | Ind-HVAC Control | Industrial | Chem/Petrol | Medium | 2030: 50.55% | LBNL Phase 4 aggregate enrollment fraction, shed, 2030
1in2 | Ambitious | Event-Based Options | Ind-HVAC Control | Industrial | Chem/Petrol | Large | 2030: 24.3% | LBNL Phase 4 aggregate enrollment fraction, shed, 2030
1in2 | Ambitious | Event-Based Options | Ind-HVAC Control | Industrial | Food/Bev | Small | [30 empty] | LBNL Phase 4 aggregate enrollment fraction, shed, 2030 | bar: 2030
1in2 | Ambitious | Event-Based Options | Ind-HVAC Control | Industrial | Food/Bev | Medium | 2030: 58.19% | LBNL Phase 4 aggregate enrollment fraction, shed, 2030
1in2 | Ambitious | Event-Based Options | Ind-HVAC Control | Industrial | Food/Bev | Large | 2030: 26.53% | LBNL Phase 4 aggregate enrollment fraction, shed, 2030
1in2 | Ambitious | Event-Based Options | Ind-HVAC Control | Industrial | Mfg-Equipment | Small | [30 empty] | LBNL Phase 4 aggregate enrollment fraction, shed, 2030 | bar: 2030
1in2 | Ambitious | Event-Based Options | Ind-HVAC Control | Industrial | Mfg-Equipment | Medium | 2030: 51.37% | LBNL Phase 4 aggregate enrollment fraction, shed, 2030
1in2 | Ambitious | Event-Based Options | Ind-HVAC Control | Industrial | Mfg-Equipment | Large | 2030: 38.22% | LBNL Phase 4 aggregate enrollment fraction, shed, 2030
1in2 | Ambitious | Event-Based Options | Ind-HVAC Control | Industrial | Mfg-Goods | Small | [30 empty] | LBNL Phase 4 aggregate enrollment fraction, shed, 2030 | bar: 2030
1in2 | Ambitious | Event-Based Options | Ind-HVAC Control | Industrial | Mfg-Goods | Medium | 2030: 60.89% | LBNL Phase 4 aggregate enrollment fraction, shed, 2030
1in2 | Ambitious | Event-Based Options | Ind-HVAC Control | Industrial | Mfg-Goods | Large | 2030: 40.71% | LBNL Phase 4 aggregate enrollment fraction, shed, 2030
1in2 | Ambitious | Event-Based Options | Ind-HVAC Control | Industrial | Mfg-Materials | Small | [30 empty] | LBNL Phase 4 aggregate enrollment fraction, shed, 2030 | bar: 2030
1in2 | Ambitious | Event-Based Options | Ind-HVAC Control | Industrial | Mfg-Materials | Medium | 2030: 52.22% | LBNL Phase 4 aggregate enrollment fraction, shed, 2030
1in2 | Ambitious | Event-Based Options | Ind-HVAC Control | Industrial | Mfg-Materials | Large | 2030: 62.75% | LBNL Phase 4 aggregate enrollment fraction, shed, 2030
1in2 | Ambitious | Event-Based Options | Ind-Lighting control | Industrial | Chem/Petrol | Small | 2030: 53.3% | LBNL Phase 4 aggregate enrollment fraction, shed, 2030
1in2 | Ambitious | Event-Based Options | Ind-Lighting control | Industrial | Chem/Petrol | Medium | 2030: 46.44% | LBNL Phase 4 aggregate enrollment fraction, shed, 2030
1in2 | Ambitious | Event-Based Options | Ind-Lighting control | Industrial | Chem/Petrol | Large | 2030: 34.33% | LBNL Phase 4 aggregate enrollment fraction, shed, 2030
1in2 | Ambitious | Event-Based Options | Ind-Lighting control | Industrial | Food/Bev | Small | 2030: 53.3% | LBNL Phase 4 aggregate enrollment fraction, shed, 2030
1in2 | Ambitious | Event-Based Options | Ind-Lighting control | Industrial | Food/Bev | Medium | 2030: 46.44% | LBNL Phase 4 aggregate enrollment fraction, shed, 2030
1in2 | Ambitious | Event-Based Options | Ind-Lighting control | Industrial | Food/Bev | Large | 2030: 34.33% | LBNL Phase 4 aggregate enrollment fraction, shed, 2030
1in2 | Ambitious | Event-Based Options | Ind-Lighting control | Industrial | Mfg-Equipment | Small | 2030: 53.3% | LBNL Phase 4 aggregate enrollment fraction, shed, 2030
1in2 | Ambitious | Event-Based Options | Ind-Lighting control | Industrial | Mfg-Equipment | Medium | 2030: 46.44% | LBNL Phase 4 aggregate enrollment fraction, shed, 2030
1in2 | Ambitious | Event-Based Options | Ind-Lighting control | Industrial | Mfg-Equipment | Large | 2030: 34.33% | LBNL Phase 4 aggregate enrollment fraction, shed, 2030
1in2 | Ambitious | Event-Based Options | Ind-Lighting control | Industrial | Mfg-Goods | Small | 2030: 53.3% | LBNL Phase 4 aggregate enrollment fraction, shed, 2030
1in2 | Ambitious | Event-Based Options | Ind-Lighting control | Industrial | Mfg-Goods | Medium | 2030: 46.44% | LBNL Phase 4 aggregate enrollment fraction, shed, 2030
1in2 | Ambitious | Event-Based Options | Ind-Lighting control | Industrial | Mfg-Goods | Large | 2030: 34.33% | LBNL Phase 4 aggregate enrollment fraction, shed, 2030
1in2 | Ambitious | Event-Based Options | Ind-Lighting control | Industrial | Mfg-Materials | Small | 2030: 53.3% | LBNL Phase 4 aggregate enrollment fraction, shed, 2030
1in2 | Ambitious | Event-Based Options | Ind-Lighting control | Industrial | Mfg-Materials | Medium | 2030: 46.44% | LBNL Phase 4 aggregate enrollment fraction, shed, 2030
1in2 | Ambitious | Event-Based Options | Ind-Lighting control | Industrial | Mfg-Materials | Large | 2030: 34.33% | LBNL Phase 4 aggregate enrollment fraction, shed, 2030
1in2 | Ambitious | Event-Based Options | Ind-Process Control | Industrial | Chem/Petrol | Small | 2030: 48.64% | LBNL Phase 4 aggregate enrollment fraction, shed, 2030
1in2 | Ambitious | Event-Based Options | Ind-Process Control | Industrial | Chem/Petrol | Medium | 2030: 50.96% | LBNL Phase 4 aggregate enrollment fraction, shed, 2030
1in2 | Ambitious | Event-Based Options | Ind-Process Control | Industrial | Chem/Petrol | Large | 2030: 25.74% | LBNL Phase 4 aggregate enrollment fraction, shed, 2030
1in2 | Ambitious | Event-Based Options | Ind-Process Control | Industrial | Food/Bev | Small | 2030: 53.12% | LBNL Phase 4 aggregate enrollment fraction, shed, 2030
1in2 | Ambitious | Event-Based Options | Ind-Process Control | Industrial | Food/Bev | Medium | 2030: 58.18% | LBNL Phase 4 aggregate enrollment fraction, shed, 2030
1in2 | Ambitious | Event-Based Options | Ind-Process Control | Industrial | Food/Bev | Large | 2030: 27.46% | LBNL Phase 4 aggregate enrollment fraction, shed, 2030
1in2 | Ambitious | Event-Based Options | Ind-Process Control | Industrial | Mfg-Equipment | Small | 2030: 66.93% | LBNL Phase 4 aggregate enrollment fraction, shed, 2030
1in2 | Ambitious | Event-Based Options | Ind-Process Control | Industrial | Mfg-Equipment | Medium | 2030: 51.27% | LBNL Phase 4 aggregate enrollment fraction, shed, 2030
1in2 | Ambitious | Event-Based Options | Ind-Process Control | Industrial | Mfg-Equipment | Large | 2030: 37.91% | LBNL Phase 4 aggregate enrollment fraction, shed, 2030
1in2 | Ambitious | Event-Based Options | Ind-Process Control | Industrial | Mfg-Goods | Small | 2030: 65.4% | LBNL Phase 4 aggregate enrollment fraction, shed, 2030
1in2 | Ambitious | Event-Based Options | Ind-Process Control | Industrial | Mfg-Goods | Medium | 2030: 59.61% | LBNL Phase 4 aggregate enrollment fraction, shed, 2030
1in2 | Ambitious | Event-Based Options | Ind-Process Control | Industrial | Mfg-Goods | Large | 2030: 45.05% | LBNL Phase 4 aggregate enrollment fraction, shed, 2030
1in2 | Ambitious | Event-Based Options | Ind-Process Control | Industrial | Mfg-Materials | Small | 2030: 63.01% | LBNL Phase 4 aggregate enrollment fraction, shed, 2030
1in2 | Ambitious | Event-Based Options | Ind-Process Control | Industrial | Mfg-Materials | Medium | 2030: 52.45% | LBNL Phase 4 aggregate enrollment fraction, shed, 2030
1in2 | Ambitious | Event-Based Options | Ind-Process Control | Industrial | Mfg-Materials | Large | 2030: 63.47% | LBNL Phase 4 aggregate enrollment fraction, shed, 2030
1in2 | Ambitious | Event-Based Options | Ind-Refrigeration control | Industrial | Chem/Petrol | Small | 2030: 44.73% | LBNL Phase 4 aggregate enrollment fraction, shed, 2030
1in2 | Ambitious | Event-Based Options | Ind-Refrigeration control | Industrial | Chem/Petrol | Medium | 2030: 51.12% | LBNL Phase 4 aggregate enrollment fraction, shed, 2030
1in2 | Ambitious | Event-Based Options | Ind-Refrigeration control | Industrial | Chem/Petrol | Large | 2030: 25.89% | LBNL Phase 4 aggregate enrollment fraction, shed, 2030
1in2 | Ambitious | Event-Based Options | Ind-Refrigeration control | Industrial | Food/Bev | Small | 2030: 53.35% | LBNL Phase 4 aggregate enrollment fraction, shed, 2030
1in2 | Ambitious | Event-Based Options | Ind-Refrigeration control | Industrial | Food/Bev | Medium | 2030: 57.75% | LBNL Phase 4 aggregate enrollment fraction, shed, 2030
1in2 | Ambitious | Event-Based Options | Ind-Refrigeration control | Industrial | Food/Bev | Large | 2030: 28.65% | LBNL Phase 4 aggregate enrollment fraction, shed, 2030
1in2 | Ambitious | Event-Based Options | Ind-Refrigeration control | Industrial | Mfg-Equipment | Small | [30 empty] | LBNL Phase 4 aggregate enrollment fraction, shed, 2030 | bar: 2030
1in2 | Ambitious | Event-Based Options | Ind-Refrigeration control | Industrial | Mfg-Equipment | Medium | 2030: 51.29% | LBNL Phase 4 aggregate enrollment fraction, shed, 2030
1in2 | Ambitious | Event-Based Options | Ind-Refrigeration control | Industrial | Mfg-Equipment | Large | 2030: 39.77% | LBNL Phase 4 aggregate enrollment fraction, shed, 2030
1in2 | Ambitious | Event-Based Options | Ind-Refrigeration control | Industrial | Mfg-Goods | Small | [30 empty] | LBNL Phase 4 aggregate enrollment fraction, shed, 2030 | bar: 2030
1in2 | Ambitious | Event-Based Options | Ind-Refrigeration control | Industrial | Mfg-Goods | Medium | 2030: 60.32% | LBNL Phase 4 aggregate enrollment fraction, shed, 2030
1in2 | Ambitious | Event-Based Options | Ind-Refrigeration control | Industrial | Mfg-Goods | Large | 2030: 44.78% | LBNL Phase 4 aggregate enrollment fraction, shed, 2030
1in2 | Ambitious | Event-Based Options | Ind-Refrigeration control | Industrial | Mfg-Materials | Small | [30 empty] | LBNL Phase 4 aggregate enrollment fraction, shed, 2030 | bar: 2030
1in2 | Ambitious | Event-Based Options | Ind-Refrigeration control | Industrial | Mfg-Materials | Medium | 2030: 52.5% | LBNL Phase 4 aggregate enrollment fraction, shed, 2030
1in2 | Ambitious | Event-Based Options | Ind-Refrigeration control | Industrial | Mfg-Materials | Large | 2030: 63.73% | LBNL Phase 4 aggregate enrollment fraction, shed, 2030
1in2 | Ambitious | Event-Based Options | Res-Appliances Control | Residential | Multifamily | AllSize | 2030: 2.123% | LBNL Phase 4 aggregate enrollment fraction, shed, 2030
1in2 | Ambitious | Event-Based Options | Res-Appliances Control | Residential | Singlefamily | AllSize | 2030: 2.845% | Estimated from Phase 4 appendices enrollment curves
1in2 | Ambitious | Event-Based Options | Res-Battery Load Shift | Residential | Res-BTM Battery | AllSize | [30 empty] | LBNL Phase 4 aggregate enrollment fraction, shed, 2030 | bar: 2030
1in2 | Ambitious | Event-Based Options | Res-DLC-HVAC-Switch | Residential | Multifamily | AllSize | [30 empty] | LBNL Phase 4 aggregate enrollment fraction, shed, 2030 | bar: 2030
1in2 | Ambitious | Event-Based Options | Res-DLC-HVAC-Switch | Residential | Singlefamily | AllSize | [30 empty] | LBNL Phase 4 aggregate enrollment fraction, shed, 2030 | bar: 2030
1in2 | Ambitious | Event-Based Options | Res-DLC-Water Heating-Switch | Residential | Multifamily | AllSize | 2030: 1.78% | LBNL Phase 4 aggregate enrollment fraction, shed, 2030
1in2 | Ambitious | Event-Based Options | Res-DLC-Water Heating-Switch | Residential | Singlefamily | AllSize | 2030: 3.445% | LBNL Phase 4 aggregate enrollment fraction, shed, 2030
1in2 | Ambitious | Event-Based Options | Res-HVAC-Thermostat | Residential | Multifamily | AllSize | 2030: 2.272% | LBNL Phase 4 aggregate enrollment fraction, shed, 2030
1in2 | Ambitious | Event-Based Options | Res-HVAC-Thermostat | Residential | Singlefamily | AllSize | 2030: 3.024% | LBNL Phase 4 aggregate enrollment fraction, shed, 2030
1in2 | Ambitious | Event-Based Options | Res-Lighting Control | Residential | Multifamily | AllSize | 2030: 2.158% | LBNL Phase 4 aggregate enrollment fraction, shed, 2030
1in2 | Ambitious | Event-Based Options | Res-Lighting Control | Residential | Singlefamily | AllSize | 2030: 2.792% | LBNL Phase 4 aggregate enrollment fraction, shed, 2030
1in2 | Ambitious | Event-Based Options | Res-Other end uses control | Residential | Multifamily | AllSize | 2030: 2.144% | LBNL Phase 4 aggregate enrollment fraction, shed, 2030
1in2 | Ambitious | Event-Based Options | Res-Other end uses control | Residential | Singlefamily | AllSize | 2030: 2.85% | LBNL Phase 4 aggregate enrollment fraction, shed, 2030
1in2 | Ambitious | Event-Based Options | Res-Water Heating-Add-on CTA 2045 control | Residential | Multifamily | AllSize | [30 empty] | LBNL Phase 4 aggregate enrollment fraction, shed, 2030 | bar: 2030
1in2 | Ambitious | Event-Based Options | Res-Water Heating-Add-on CTA 2045 control | Residential | Singlefamily | AllSize | [30 empty] | LBNL Phase 4 aggregate enrollment fraction, shed, 2030 | bar: 2030
1in2 | Ambitious | Event-Based Options | Res-Water Heating-Smart Water Heater | Residential | Multifamily | AllSize | 2030: 2.083% | LBNL Phase 4 aggregate enrollment fraction, shed, 2030
1in2 | Ambitious | Event-Based Options | Res-Water Heating-Smart Water Heater | Residential | Singlefamily | AllSize | 2030: 2.774% | LBNL Phase 4 aggregate enrollment fraction, shed, 2030
1in2 | Ambitious | Event-Based Options | Water Supply/WW pumping control | Agricultural | Ag-Animal | Small | [30 empty] | LBNL Phase 4 aggregate enrollment fraction, shed, 2030 | bar: 2030
1in2 | Ambitious | Event-Based Options | Water Supply/WW pumping control | Agricultural | Ag-Animal | Medium | [30 empty] | LBNL Phase 4 aggregate enrollment fraction, shed, 2030 | bar: 2030
1in2 | Ambitious | Event-Based Options | Water Supply/WW pumping control | Agricultural | Ag-Animal | Large | [30 empty] | LBNL Phase 4 aggregate enrollment fraction, shed, 2030 | bar: 2030
1in2 | Ambitious | Event-Based Options | Water Supply/WW pumping control | Agricultural | Ag-Crop | Small | [30 empty] | LBNL Phase 4 aggregate enrollment fraction, shed, 2030 | bar: 2030
1in2 | Ambitious | Event-Based Options | Water Supply/WW pumping control | Agricultural | Ag-Crop | Medium | [30 empty] | LBNL Phase 4 aggregate enrollment fraction, shed, 2030 | bar: 2030
1in2 | Ambitious | Event-Based Options | Water Supply/WW pumping control | Agricultural | Ag-Crop | Large | [30 empty] | LBNL Phase 4 aggregate enrollment fraction, shed, 2030 | bar: 2030
1in2 | Ambitious | Event-Based Options | Water Supply/WW pumping control | Agricultural | Water, Irrigation | Small | [30 empty] | LBNL Phase 4 aggregate enrollment fraction, shed, 2030 | bar: 2030
1in2 | Ambitious | Event-Based Options | Water Supply/WW pumping control | Agricultural | Water, Irrigation | Medium | [30 empty] | LBNL Phase 4 aggregate enrollment fraction, shed, 2030 | bar: 2030
1in2 | Ambitious | Event-Based Options | Water Supply/WW pumping control | Agricultural | Water, Irrigation | Large | [30 empty] | LBNL Phase 4 aggregate enrollment fraction, shed, 2030 | bar: 2030
1in2 | Ambitious | Event-Based Options | Water Supply/WW pumping control | Agricultural | Water, Municipal | Small | 2030: 34.65% | LBNL Phase 4 aggregate enrollment fraction, shed, 2030
1in2 | Ambitious | Event-Based Options | Water Supply/WW pumping control | Agricultural | Water, Municipal | Medium | 2030: 36.49% | LBNL Phase 4 aggregate enrollment fraction, shed, 2030
1in2 | Ambitious | Event-Based Options | Water Supply/WW pumping control | Agricultural | Water, Municipal | Large | 2030: 50.6% | LBNL Phase 4 aggregate enrollment fraction, shed, 2030
1in10 | Reference | Dynamic Pricing | Dynamic Pricing | Agricultural | Ag-Animal | Small | 2030: 25% | Brattle Group research indicates greater than 80% enrollment in dynamic pricing under a default with opt-out type of offer. Assumed 50% for default with opt-out rate for Reference (conservative assumption); 80% for Ambitious.
1in10 | Reference | Dynamic Pricing | Dynamic Pricing | Agricultural | Ag-Animal | Medium | 2030: 25% | Brattle Group research indicates greater than 80% enrollment in dynamic pricing under a default with opt-out type of offer. Assumed 50% for default with opt-out rate for Reference (conservative assumption); 80% for Ambitious.
1in10 | Reference | Dynamic Pricing | Dynamic Pricing | Agricultural | Ag-Animal | Large | 2030: 25% | Brattle Group research indicates greater than 80% enrollment in dynamic pricing under a default with opt-out type of offer. Assumed 50% for default with opt-out rate for Reference (conservative assumption); 80% for Ambitious.
1in10 | Reference | Dynamic Pricing | Dynamic Pricing | Agricultural | Ag-BTM Battery | AllSize | 2030: 25% | Brattle Group research indicates greater than 80% enrollment in dynamic pricing under a default with opt-out type of offer. Assumed 50% for default with opt-out rate for Reference (conservative assumption); 80% for Ambitious.
1in10 | Reference | Dynamic Pricing | Dynamic Pricing | Agricultural | Ag-Crop | Small | 2030: 25% | Brattle Group research indicates greater than 80% enrollment in dynamic pricing under a default with opt-out type of offer. Assumed 50% for default with opt-out rate for Reference (conservative assumption); 80% for Ambitious.
1in10 | Reference | Dynamic Pricing | Dynamic Pricing | Agricultural | Ag-Crop | Medium | 2030: 25% | Brattle Group research indicates greater than 80% enrollment in dynamic pricing under a default with opt-out type of offer. Assumed 50% for default with opt-out rate for Reference (conservative assumption); 80% for Ambitious.
1in10 | Reference | Dynamic Pricing | Dynamic Pricing | Agricultural | Ag-Crop | Large | 2030: 25% | Brattle Group research indicates greater than 80% enrollment in dynamic pricing under a default with opt-out type of offer. Assumed 50% for default with opt-out rate for Reference (conservative assumption); 80% for Ambitious.
1in10 | Reference | Dynamic Pricing | Dynamic Pricing | Agricultural | Water, Irrigation | Small | 2030: 25% | Brattle Group research indicates greater than 80% enrollment in dynamic pricing under a default with opt-out type of offer. Assumed 50% for default with opt-out rate for Reference (conservative assumption); 80% for Ambitious.
1in10 | Reference | Dynamic Pricing | Dynamic Pricing | Agricultural | Water, Irrigation | Medium | 2030: 25% | Brattle Group research indicates greater than 80% enrollment in dynamic pricing under a default with opt-out type of offer. Assumed 50% for default with opt-out rate for Reference (conservative assumption); 80% for Ambitious.
1in10 | Reference | Dynamic Pricing | Dynamic Pricing | Agricultural | Water, Irrigation | Large | 2030: 25% | Brattle Group research indicates greater than 80% enrollment in dynamic pricing under a default with opt-out type of offer. Assumed 50% for default with opt-out rate for Reference (conservative assumption); 80% for Ambitious.
1in10 | Reference | Dynamic Pricing | Dynamic Pricing | Agricultural | Water, Municipal | Small | 2030: 25% | Brattle Group research indicates greater than 80% enrollment in dynamic pricing under a default with opt-out type of offer. Assumed 50% for default with opt-out rate for Reference (conservative assumption); 80% for Ambitious.
1in10 | Reference | Dynamic Pricing | Dynamic Pricing | Agricultural | Water, Municipal | Medium | 2030: 25% | Brattle Group research indicates greater than 80% enrollment in dynamic pricing under a default with opt-out type of offer. Assumed 50% for default with opt-out rate for Reference (conservative assumption); 80% for Ambitious.
1in10 | Reference | Dynamic Pricing | Dynamic Pricing | Agricultural | Water, Municipal | Large | 2030: 25% | Brattle Group research indicates greater than 80% enrollment in dynamic pricing under a default with opt-out type of offer. Assumed 50% for default with opt-out rate for Reference (conservative assumption); 80% for Ambitious.
1in10 | Reference | Dynamic Pricing | Dynamic Pricing | Commercial | Com - College | Small | 2030: 25% | Brattle Group research indicates greater than 80% enrollment in dynamic pricing under a default with opt-out type of offer. Assumed 50% for default with opt-out rate for Reference (conservative assumption); 80% for Ambitious.
1in10 | Reference | Dynamic Pricing | Dynamic Pricing | Commercial | Com - College | Medium | 2030: 25% | Brattle Group research indicates greater than 80% enrollment in dynamic pricing under a default with opt-out type of offer. Assumed 50% for default with opt-out rate for Reference (conservative assumption); 80% for Ambitious.
1in10 | Reference | Dynamic Pricing | Dynamic Pricing | Commercial | Com - College | Large | 2030: 25% | Brattle Group research indicates greater than 80% enrollment in dynamic pricing under a default with opt-out type of offer. Assumed 50% for default with opt-out rate for Reference (conservative assumption); 80% for Ambitious.
1in10 | Reference | Dynamic Pricing | Dynamic Pricing | Commercial | Com - Grocery | Small | 2030: 25% | Brattle Group research indicates greater than 80% enrollment in dynamic pricing under a default with opt-out type of offer. Assumed 50% for default with opt-out rate for Reference (conservative assumption); 80% for Ambitious.
1in10 | Reference | Dynamic Pricing | Dynamic Pricing | Commercial | Com - Grocery | Medium | 2030: 25% | Brattle Group research indicates greater than 80% enrollment in dynamic pricing under a default with opt-out type of offer. Assumed 50% for default with opt-out rate for Reference (conservative assumption); 80% for Ambitious.
1in10 | Reference | Dynamic Pricing | Dynamic Pricing | Commercial | Com - Grocery | Large | 2030: 25% | Brattle Group research indicates greater than 80% enrollment in dynamic pricing under a default with opt-out type of offer. Assumed 50% for default with opt-out rate for Reference (conservative assumption); 80% for Ambitious.
1in10 | Reference | Dynamic Pricing | Dynamic Pricing | Commercial | Com - Health | Small | 2030: 25% | Brattle Group research indicates greater than 80% enrollment in dynamic pricing under a default with opt-out type of offer. Assumed 50% for default with opt-out rate for Reference (conservative assumption); 80% for Ambitious.
1in10 | Reference | Dynamic Pricing | Dynamic Pricing | Commercial | Com - Health | Medium | 2030: 25% | Brattle Group research indicates greater than 80% enrollment in dynamic pricing under a default with opt-out type of offer. Assumed 50% for default with opt-out rate for Reference (conservative assumption); 80% for Ambitious.
1in10 | Reference | Dynamic Pricing | Dynamic Pricing | Commercial | Com - Health | Large | 2030: 25% | Brattle Group research indicates greater than 80% enrollment in dynamic pricing under a default with opt-out type of offer. Assumed 50% for default with opt-out rate for Reference (conservative assumption); 80% for Ambitious.
1in10 | Reference | Dynamic Pricing | Dynamic Pricing | Commercial | Com - Lodging | Small | 2030: 25% | Brattle Group research indicates greater than 80% enrollment in dynamic pricing under a default with opt-out type of offer. Assumed 50% for default with opt-out rate for Reference (conservative assumption); 80% for Ambitious.
1in10 | Reference | Dynamic Pricing | Dynamic Pricing | Commercial | Com - Lodging | Medium | 2030: 25% | Brattle Group research indicates greater than 80% enrollment in dynamic pricing under a default with opt-out type of offer. Assumed 50% for default with opt-out rate for Reference (conservative assumption); 80% for Ambitious.
1in10 | Reference | Dynamic Pricing | Dynamic Pricing | Commercial | Com - Lodging | Large | 2030: 25% | Brattle Group research indicates greater than 80% enrollment in dynamic pricing under a default with opt-out type of offer. Assumed 50% for default with opt-out rate for Reference (conservative assumption); 80% for Ambitious.
1in10 | Reference | Dynamic Pricing | Dynamic Pricing | Commercial | Com - Office (Large) | Small | 2030: 25% | Brattle Group research indicates greater than 80% enrollment in dynamic pricing under a default with opt-out type of offer. Assumed 50% for default with opt-out rate for Reference (conservative assumption); 80% for Ambitious.
1in10 | Reference | Dynamic Pricing | Dynamic Pricing | Commercial | Com - Office (Large) | Medium | 2030: 25% | Brattle Group research indicates greater than 80% enrollment in dynamic pricing under a default with opt-out type of offer. Assumed 50% for default with opt-out rate for Reference (conservative assumption); 80% for Ambitious.
1in10 | Reference | Dynamic Pricing | Dynamic Pricing | Commercial | Com - Office (Large) | Large | 2030: 25% | Brattle Group research indicates greater than 80% enrollment in dynamic pricing under a default with opt-out type of offer. Assumed 50% for default with opt-out rate for Reference (conservative assumption); 80% for Ambitious.
1in10 | Reference | Dynamic Pricing | Dynamic Pricing | Commercial | Com - Office (Small) | Small | 2030: 25% | Brattle Group research indicates greater than 80% enrollment in dynamic pricing under a default with opt-out type of offer. Assumed 50% for default with opt-out rate for Reference (conservative assumption); 80% for Ambitious.
1in10 | Reference | Dynamic Pricing | Dynamic Pricing | Commercial | Com - Office (Small) | Medium | 2030: 25% | Brattle Group research indicates greater than 80% enrollment in dynamic pricing under a default with opt-out type of offer. Assumed 50% for default with opt-out rate for Reference (conservative assumption); 80% for Ambitious.
1in10 | Reference | Dynamic Pricing | Dynamic Pricing | Commercial | Com - Office (Small) | Large | 2030: 25% | Brattle Group research indicates greater than 80% enrollment in dynamic pricing under a default with opt-out type of offer. Assumed 50% for default with opt-out rate for Reference (conservative assumption); 80% for Ambitious.
1in10 | Reference | Dynamic Pricing | Dynamic Pricing | Commercial | Com - Other | Small | 2030: 25% | Brattle Group research indicates greater than 80% enrollment in dynamic pricing under a default with opt-out type of offer. Assumed 50% for default with opt-out rate for Reference (conservative assumption); 80% for Ambitious.
1in10 | Reference | Dynamic Pricing | Dynamic Pricing | Commercial | Com - Other | Medium | 2030: 25% | Brattle Group research indicates greater than 80% enrollment in dynamic pricing under a default with opt-out type of offer. Assumed 50% for default with opt-out rate for Reference (conservative assumption); 80% for Ambitious.
1in10 | Reference | Dynamic Pricing | Dynamic Pricing | Commercial | Com - Other | Large | 2030: 25% | Brattle Group research indicates greater than 80% enrollment in dynamic pricing under a default with opt-out type of offer. Assumed 50% for default with opt-out rate for Reference (conservative assumption); 80% for Ambitious.
1in10 | Reference | Dynamic Pricing | Dynamic Pricing | Commercial | Com - Refrig. Warehouse | Small | 2030: 25% | Brattle Group research indicates greater than 80% enrollment in dynamic pricing under a default with opt-out type of offer. Assumed 50% for default with opt-out rate for Reference (conservative assumption); 80% for Ambitious.
1in10 | Reference | Dynamic Pricing | Dynamic Pricing | Commercial | Com - Refrig. Warehouse | Medium | 2030: 25% | Brattle Group research indicates greater than 80% enrollment in dynamic pricing under a default with opt-out type of offer. Assumed 50% for default with opt-out rate for Reference (conservative assumption); 80% for Ambitious.
1in10 | Reference | Dynamic Pricing | Dynamic Pricing | Commercial | Com - Refrig. Warehouse | Large | 2030: 25% | Brattle Group research indicates greater than 80% enrollment in dynamic pricing under a default with opt-out type of offer. Assumed 50% for default with opt-out rate for Reference (conservative assumption); 80% for Ambitious.
1in10 | Reference | Dynamic Pricing | Dynamic Pricing | Commercial | Com - Restaurant | Small | 2030: 25% | Brattle Group research indicates greater than 80% enrollment in dynamic pricing under a default with opt-out type of offer. Assumed 50% for default with opt-out rate for Reference (conservative assumption); 80% for Ambitious.
1in10 | Reference | Dynamic Pricing | Dynamic Pricing | Commercial | Com - Restaurant | Medium | 2030: 25% | Brattle Group research indicates greater than 80% enrollment in dynamic pricing under a default with opt-out type of offer. Assumed 50% for default with opt-out rate for Reference (conservative assumption); 80% for Ambitious.
1in10 | Reference | Dynamic Pricing | Dynamic Pricing | Commercial | Com - Restaurant | Large | 2030: 25% | Brattle Group research indicates greater than 80% enrollment in dynamic pricing under a default with opt-out type of offer. Assumed 50% for default with opt-out rate for Reference (conservative assumption); 80% for Ambitious.
1in10 | Reference | Dynamic Pricing | Dynamic Pricing | Commercial | Com - Retail | Small | 2030: 25% | Brattle Group research indicates greater than 80% enrollment in dynamic pricing under a default with opt-out type of offer. Assumed 50% for default with opt-out rate for Reference (conservative assumption); 80% for Ambitious.
1in10 | Reference | Dynamic Pricing | Dynamic Pricing | Commercial | Com - Retail | Medium | 2030: 25% | Brattle Group research indicates greater than 80% enrollment in dynamic pricing under a default with opt-out type of offer. Assumed 50% for default with opt-out rate for Reference (conservative assumption); 80% for Ambitious.
1in10 | Reference | Dynamic Pricing | Dynamic Pricing | Commercial | Com - Retail | Large | 2030: 25% | Brattle Group research indicates greater than 80% enrollment in dynamic pricing under a default with opt-out type of offer. Assumed 50% for default with opt-out rate for Reference (conservative assumption); 80% for Ambitious.
1in10 | Reference | Dynamic Pricing | Dynamic Pricing | Commercial | Com - School | Small | 2030: 25% | Brattle Group research indicates greater than 80% enrollment in dynamic pricing under a default with opt-out type of offer. Assumed 50% for default with opt-out rate for Reference (conservative assumption); 80% for Ambitious.
1in10 | Reference | Dynamic Pricing | Dynamic Pricing | Commercial | Com - School | Medium | 2030: 25% | Brattle Group research indicates greater than 80% enrollment in dynamic pricing under a default with opt-out type of offer. Assumed 50% for default with opt-out rate for Reference (conservative assumption); 80% for Ambitious.
1in10 | Reference | Dynamic Pricing | Dynamic Pricing | Commercial | Com - School | Large | 2030: 25% | Brattle Group research indicates greater than 80% enrollment in dynamic pricing under a default with opt-out type of offer. Assumed 50% for default with opt-out rate for Reference (conservative assumption); 80% for Ambitious.
1in10 | Reference | Dynamic Pricing | Dynamic Pricing | Commercial | Com - Warehouse | Small | 2030: 25% | Brattle Group research indicates greater than 80% enrollment in dynamic pricing under a default with opt-out type of offer. Assumed 50% for default with opt-out rate for Reference (conservative assumption); 80% for Ambitious.
1in10 | Reference | Dynamic Pricing | Dynamic Pricing | Commercial | Com - Warehouse | Medium | 2030: 25% | Brattle Group research indicates greater than 80% enrollment in dynamic pricing under a default with opt-out type of offer. Assumed 50% for default with opt-out rate for Reference (conservative assumption); 80% for Ambitious.
1in10 | Reference | Dynamic Pricing | Dynamic Pricing | Commercial | Com - Warehouse | Large | 2030: 25% | Brattle Group research indicates greater than 80% enrollment in dynamic pricing under a default with opt-out type of offer. Assumed 50% for default with opt-out rate for Reference (conservative assumption); 80% for Ambitious.
1in10 | Reference | Dynamic Pricing | Dynamic Pricing | Commercial | Com-BTM Battery | AllSize | 2030: 25% | Brattle Group research indicates greater than 80% enrollment in dynamic pricing under a default with opt-out type of offer. Assumed 50% for default with opt-out rate for Reference (conservative assumption); 80% for Ambitious.
1in10 | Reference | Dynamic Pricing | Dynamic Pricing | Electric Vehicle | GVWR3 | Medium Duty EV | 2030: 25% | Brattle Group research indicates greater than 80% enrollment in dynamic pricing under a default with opt-out type of offer. Assumed 50% for default with opt-out rate for Reference (conservative assumption); 80% for Ambitious.
1in10 | Reference | Dynamic Pricing | Dynamic Pricing | Electric Vehicle | GVWR456 | Medium Duty EV | 2030: 25% | Brattle Group research indicates greater than 80% enrollment in dynamic pricing under a default with opt-out type of offer. Assumed 50% for default with opt-out rate for Reference (conservative assumption); 80% for Ambitious.
1in10 | Reference | Dynamic Pricing | Dynamic Pricing | Electric Vehicle | GVWR7 | Heavy Duty EV | 2030: 25% | Brattle Group research indicates greater than 80% enrollment in dynamic pricing under a default with opt-out type of offer. Assumed 50% for default with opt-out rate for Reference (conservative assumption); 80% for Ambitious.
1in10 | Reference | Dynamic Pricing | Dynamic Pricing | Electric Vehicle | GVWR8.COMBO | Heavy Duty EV | 2030: 25% | Brattle Group research indicates greater than 80% enrollment in dynamic pricing under a default with opt-out type of offer. Assumed 50% for default with opt-out rate for Reference (conservative assumption); 80% for Ambitious.
1in10 | Reference | Dynamic Pricing | Dynamic Pricing | Electric Vehicle | GVWR8.IRP | Heavy Duty EV | 2030: 25% | Brattle Group research indicates greater than 80% enrollment in dynamic pricing under a default with opt-out type of offer. Assumed 50% for default with opt-out rate for Reference (conservative assumption); 80% for Ambitious.
1in10 | Reference | Dynamic Pricing | Dynamic Pricing | Electric Vehicle | GVWR8.PORT | Heavy Duty EV | 2030: 25% | Brattle Group research indicates greater than 80% enrollment in dynamic pricing under a default with opt-out type of offer. Assumed 50% for default with opt-out rate for Reference (conservative assumption); 80% for Ambitious.
1in10 | Reference | Dynamic Pricing | Dynamic Pricing | Electric Vehicle | GVWR8.REFUSE.AND.RECYCLING | Heavy Duty EV | 2030: 25% | Brattle Group research indicates greater than 80% enrollment in dynamic pricing under a default with opt-out type of offer. Assumed 50% for default with opt-out rate for Reference (conservative assumption); 80% for Ambitious.
1in10 | Reference | Dynamic Pricing | Dynamic Pricing | Electric Vehicle | GVWR8.SU | Heavy Duty EV | 2030: 25% | Brattle Group research indicates greater than 80% enrollment in dynamic pricing under a default with opt-out type of offer. Assumed 50% for default with opt-out rate for Reference (conservative assumption); 80% for Ambitious.
1in10 | Reference | Dynamic Pricing | Dynamic Pricing | Electric Vehicle | INTERCITY.BUS | Electric Buses | 2030: 25% | Brattle Group research indicates greater than 80% enrollment in dynamic pricing under a default with opt-out type of offer. Assumed 50% for default with opt-out rate for Reference (conservative assumption); 80% for Ambitious.
1in10 | Reference | Dynamic Pricing | Dynamic Pricing | Electric Vehicle | LDV | Light Duty EV | 2030: 25% | Brattle Group research indicates greater than 80% enrollment in dynamic pricing under a default with opt-out type of offer. Assumed 50% for default with opt-out rate for Reference (conservative assumption); 80% for Ambitious.
1in10 | Reference | Dynamic Pricing | Dynamic Pricing | Electric Vehicle | OTHER.BUS | Electric Buses | 2030: 25% | Brattle Group research indicates greater than 80% enrollment in dynamic pricing under a default with opt-out type of offer. Assumed 50% for default with opt-out rate for Reference (conservative assumption); 80% for Ambitious.
1in10 | Reference | Dynamic Pricing | Dynamic Pricing | Electric Vehicle | SCHOOL.BUS | Electric Buses | 2030: 25% | Brattle Group research indicates greater than 80% enrollment in dynamic pricing under a default with opt-out type of offer. Assumed 50% for default with opt-out rate for Reference (conservative assumption); 80% for Ambitious.
1in10 | Reference | Dynamic Pricing | Dynamic Pricing | Electric Vehicle | URBAN.BUS | Electric Buses | 2030: 25% | Brattle Group research indicates greater than 80% enrollment in dynamic pricing under a default with opt-out type of offer. Assumed 50% for default with opt-out rate for Reference (conservative assumption); 80% for Ambitious.
1in10 | Reference | Dynamic Pricing | Dynamic Pricing | Industrial | Chem/Petrol | Small | 2030: 25% | Brattle Group research indicates greater than 80% enrollment in dynamic pricing under a default with opt-out type of offer. Assumed 50% for default with opt-out rate for Reference (conservative assumption); 80% for Ambitious.
1in10 | Reference | Dynamic Pricing | Dynamic Pricing | Industrial | Chem/Petrol | Medium | 2030: 25% | Brattle Group research indicates greater than 80% enrollment in dynamic pricing under a default with opt-out type of offer. Assumed 50% for default with opt-out rate for Reference (conservative assumption); 80% for Ambitious.
1in10 | Reference | Dynamic Pricing | Dynamic Pricing | Industrial | Chem/Petrol | Large | 2030: 25% | Brattle Group research indicates greater than 80% enrollment in dynamic pricing under a default with opt-out type of offer. Assumed 50% for default with opt-out rate for Reference (conservative assumption); 80% for Ambitious.
1in10 | Reference | Dynamic Pricing | Dynamic Pricing | Industrial | Food/Bev | Small | 2030: 25% | Brattle Group research indicates greater than 80% enrollment in dynamic pricing under a default with opt-out type of offer. Assumed 50% for default with opt-out rate for Reference (conservative assumption); 80% for Ambitious.
1in10 | Reference | Dynamic Pricing | Dynamic Pricing | Industrial | Food/Bev | Medium | 2030: 25% | Brattle Group research indicates greater than 80% enrollment in dynamic pricing under a default with opt-out type of offer. Assumed 50% for default with opt-out rate for Reference (conservative assumption); 80% for Ambitious.
1in10 | Reference | Dynamic Pricing | Dynamic Pricing | Industrial | Food/Bev | Large | 2030: 25% | Brattle Group research indicates greater than 80% enrollment in dynamic pricing under a default with opt-out type of offer. Assumed 50% for default with opt-out rate for Reference (conservative assumption); 80% for Ambitious.
1in10 | Reference | Dynamic Pricing | Dynamic Pricing | Industrial | Ind-BTM Battery | AllSize | 2030: 25% | Brattle Group research indicates greater than 80% enrollment in dynamic pricing under a default with opt-out type of offer. Assumed 50% for default with opt-out rate for Reference (conservative assumption); 80% for Ambitious.
1in10 | Reference | Dynamic Pricing | Dynamic Pricing | Industrial | Mfg-Equipment | Small | 2030: 25% | Brattle Group research indicates greater than 80% enrollment in dynamic pricing under a default with opt-out type of offer. Assumed 50% for default with opt-out rate for Reference (conservative assumption); 80% for Ambitious.
1in10 | Reference | Dynamic Pricing | Dynamic Pricing | Industrial | Mfg-Equipment | Medium | 2030: 25% | Brattle Group research indicates greater than 80% enrollment in dynamic pricing under a default with opt-out type of offer. Assumed 50% for default with opt-out rate for Reference (conservative assumption); 80% for Ambitious.
1in10 | Reference | Dynamic Pricing | Dynamic Pricing | Industrial | Mfg-Equipment | Large | 2030: 25% | Brattle Group research indicates greater than 80% enrollment in dynamic pricing under a default with opt-out type of offer. Assumed 50% for default with opt-out rate for Reference (conservative assumption); 80% for Ambitious.
1in10 | Reference | Dynamic Pricing | Dynamic Pricing | Industrial | Mfg-Goods | Small | 2030: 25% | Brattle Group research indicates greater than 80% enrollment in dynamic pricing under a default with opt-out type of offer. Assumed 50% for default with opt-out rate for Reference (conservative assumption); 80% for Ambitious.
1in10 | Reference | Dynamic Pricing | Dynamic Pricing | Industrial | Mfg-Goods | Medium | 2030: 25% | Brattle Group research indicates greater than 80% enrollment in dynamic pricing under a default with opt-out type of offer. Assumed 50% for default with opt-out rate for Reference (conservative assumption); 80% for Ambitious.
1in10 | Reference | Dynamic Pricing | Dynamic Pricing | Industrial | Mfg-Goods | Large | 2030: 25% | Brattle Group research indicates greater than 80% enrollment in dynamic pricing under a default with opt-out type of offer. Assumed 50% for default with opt-out rate for Reference (conservative assumption); 80% for Ambitious.
1in10 | Reference | Dynamic Pricing | Dynamic Pricing | Industrial | Mfg-Materials | Small | 2030: 25% | Brattle Group research indicates greater than 80% enrollment in dynamic pricing under a default with opt-out type of offer. Assumed 50% for default with opt-out rate for Reference (conservative assumption); 80% for Ambitious.
1in10 | Reference | Dynamic Pricing | Dynamic Pricing | Industrial | Mfg-Materials | Medium | 2030: 25% | Brattle Group research indicates greater than 80% enrollment in dynamic pricing under a default with opt-out type of offer. Assumed 50% for default with opt-out rate for Reference (conservative assumption); 80% for Ambitious.
1in10 | Reference | Dynamic Pricing | Dynamic Pricing | Industrial | Mfg-Materials | Large | 2030: 25% | Brattle Group research indicates greater than 80% enrollment in dynamic pricing under a default with opt-out type of offer. Assumed 50% for default with opt-out rate for Reference (conservative assumption); 80% for Ambitious.
1in10 | Reference | Dynamic Pricing | Dynamic Pricing | Residential | Multifamily | AllSize | 2030: 25% | Brattle Group research indicates greater than 80% enrollment in dynamic pricing under a default with opt-out type of offer. Assumed 50% for default with opt-out rate for Reference (conservative assumption); 80% for Ambitious.
1in10 | Reference | Dynamic Pricing | Dynamic Pricing | Residential | Res-BTM Battery | AllSize | 2030: 25% | Brattle Group research indicates greater than 80% enrollment in dynamic pricing under a default with opt-out type of offer. Assumed 50% for default with opt-out rate for Reference (conservative assumption); 80% for Ambitious.
1in10 | Reference | Dynamic Pricing | Dynamic Pricing | Residential | Singlefamily | AllSize | 2030: 25% | Brattle Group research indicates greater than 80% enrollment in dynamic pricing under a default with opt-out type of offer. Assumed 50% for default with opt-out rate for Reference (conservative assumption); 80% for Ambitious.
1in10 | Reference | Event-Based Options | Ag-Battery Dispatch | Agricultural | Ag-BTM Battery | AllSize | 2030: 30% | LBNL Phase 4 aggregate enrollment fraction, shed, 2030
1in10 | Reference | Event-Based Options | Com-Battery Dispatch | Commercial | Com-BTM Battery | AllSize | 2030: 20% | LBNL Phase 4 aggregate enrollment fraction, shed, 2030
1in10 | Reference | Event-Based Options | EV-Electric Buses-V2X | Electric Vehicle | INTERCITY.BUS | Electric Buses | 2030: 20% | LBNL Phase 4 aggregate enrollment fraction, shed, 2030
1in10 | Reference | Event-Based Options | EV-Electric Buses-V2X | Electric Vehicle | OTHER.BUS | Electric Buses | 2030: 20% | LBNL Phase 4 aggregate enrollment fraction, shed, 2030
1in10 | Reference | Event-Based Options | EV-Electric Buses-V2X | Electric Vehicle | SCHOOL.BUS | Electric Buses | 2030: 20% | LBNL Phase 4 aggregate enrollment fraction, shed, 2030
1in10 | Reference | Event-Based Options | EV-Electric Buses-V2X | Electric Vehicle | URBAN.BUS | Electric Buses | 2030: 20% | LBNL Phase 4 aggregate enrollment fraction, shed, 2030
1in10 | Reference | Event-Based Options | EV-HDV-V2X | Electric Vehicle | GVWR7 | Heavy Duty EV | 2030: 20% | LBNL Phase 4 aggregate enrollment fraction, shed, 2030
1in10 | Reference | Event-Based Options | EV-HDV-V2X | Electric Vehicle | GVWR8.COMBO | Heavy Duty EV | 2030: 20% | LBNL Phase 4 aggregate enrollment fraction, shed, 2030
1in10 | Reference | Event-Based Options | EV-HDV-V2X | Electric Vehicle | GVWR8.IRP | Heavy Duty EV | 2030: 20% | LBNL Phase 4 aggregate enrollment fraction, shed, 2030
1in10 | Reference | Event-Based Options | EV-HDV-V2X | Electric Vehicle | GVWR8.PORT | Heavy Duty EV | 2030: 20% | LBNL Phase 4 aggregate enrollment fraction, shed, 2030
1in10 | Reference | Event-Based Options | EV-HDV-V2X | Electric Vehicle | GVWR8.REFUSE.AND.RECYCLING | Heavy Duty EV | 2030: 20% | LBNL Phase 4 aggregate enrollment fraction, shed, 2030
1in10 | Reference | Event-Based Options | EV-HDV-V2X | Electric Vehicle | GVWR8.SU | Heavy Duty EV | 2030: 20% | LBNL Phase 4 aggregate enrollment fraction, shed, 2030
1in10 | Reference | Event-Based Options | EV-LDV-V2X | Electric Vehicle | LDV | Light Duty EV | 2030: 20% | Estimated from Phase 4 appendices enrollment curves
1in10 | Reference | Event-Based Options | EV-MDV-V2X | Electric Vehicle | GVWR3 | Medium Duty EV | 2030: 20% | LBNL Phase 4 aggregate enrollment fraction, shed, 2030
1in10 | Reference | Event-Based Options | EV-MDV-V2X | Electric Vehicle | GVWR456 | Medium Duty EV | 2030: 20% | LBNL Phase 4 aggregate enrollment fraction, shed, 2030
1in10 | Reference | Event-Based Options | Ind-Battery Dispatch | Industrial | Ind-BTM Battery | AllSize | 2030: 20% | LBNL Phase 4 aggregate enrollment fraction, shed, 2030
1in10 | Reference | Event-Based Options | Res-Battery Dispatch | Residential | Res-BTM Battery | AllSize | [30 empty] | LBNL Phase 4 aggregate enrollment fraction, shed, 2030 | bar: 2030
1in10 | Reference | Event-Based Options | Ag-Auto-DR-Pumping Control | Agricultural | Ag-Animal | Small | 2030: 60.69% | LBNL Phase 4 aggregate enrollment fraction, shed, 2030
1in10 | Reference | Event-Based Options | Ag-Auto-DR-Pumping Control | Agricultural | Ag-Animal | Medium | 2030: 44.79% | LBNL Phase 4 aggregate enrollment fraction, shed, 2030
1in10 | Reference | Event-Based Options | Ag-Auto-DR-Pumping Control | Agricultural | Ag-Animal | Large | 2030: 14.78% | LBNL Phase 4 aggregate enrollment fraction, shed, 2030
1in10 | Reference | Event-Based Options | Ag-Auto-DR-Pumping Control | Agricultural | Ag-Crop | Small | 2030: 59.52% | LBNL Phase 4 aggregate enrollment fraction, shed, 2030
1in10 | Reference | Event-Based Options | Ag-Auto-DR-Pumping Control | Agricultural | Ag-Crop | Medium | 2030: 59.52% | LBNL Phase 4 aggregate enrollment fraction, shed, 2030
1in10 | Reference | Event-Based Options | Ag-Auto-DR-Pumping Control | Agricultural | Ag-Crop | Large | 2030: 59.52% | LBNL Phase 4 aggregate enrollment fraction, shed, 2030
1in10 | Reference | Event-Based Options | Ag-Auto-DR-Pumping Control | Agricultural | Water, Irrigation | Small | 2030: 60.85% | LBNL Phase 4 aggregate enrollment fraction, shed, 2030
1in10 | Reference | Event-Based Options | Ag-Auto-DR-Pumping Control | Agricultural | Water, Irrigation | Medium | 2030: 61.66% | LBNL Phase 4 aggregate enrollment fraction, shed, 2030
1in10 | Reference | Event-Based Options | Ag-Auto-DR-Pumping Control | Agricultural | Water, Irrigation | Large | 2030: 61.66% | LBNL Phase 4 aggregate enrollment fraction, shed, 2030
1in10 | Reference | Event-Based Options | Ag-Auto-DR-Pumping Control | Agricultural | Water, Municipal | Small | [30 empty] | Estimated from Phase 4 appendices enrollment curves | bar: 2030
1in10 | Reference | Event-Based Options | Ag-Auto-DR-Pumping Control | Agricultural | Water, Municipal | Medium | [30 empty] | LBNL Phase 4 aggregate enrollment fraction, shed, 2030 | bar: 2030
1in10 | Reference | Event-Based Options | Ag-Auto-DR-Pumping Control | Agricultural | Water, Municipal | Large | [30 empty] | LBNL Phase 4 aggregate enrollment fraction, shed, 2030 | bar: 2030
1in10 | Reference | Event-Based Options | Ag-Battery Load Shift | Agricultural | Ag-BTM Battery | AllSize | 2030: 30% | LBNL Phase 4 aggregate enrollment fraction, shed, 2030
1in10 | Reference | Event-Based Options | Ag-DLC Switch-Pumping Control | Agricultural | Ag-Animal | Small | 2030: 52.66% | LBNL Phase 4 aggregate enrollment fraction, shed, 2030
1in10 | Reference | Event-Based Options | Ag-DLC Switch-Pumping Control | Agricultural | Ag-Animal | Medium | 2030: 43.98% | LBNL Phase 4 aggregate enrollment fraction, shed, 2030
1in10 | Reference | Event-Based Options | Ag-DLC Switch-Pumping Control | Agricultural | Ag-Animal | Large | 2030: 14.78% | LBNL Phase 4 aggregate enrollment fraction, shed, 2030
1in10 | Reference | Event-Based Options | Ag-DLC Switch-Pumping Control | Agricultural | Ag-Crop | Small | 2030: 60.37% | LBNL Phase 4 aggregate enrollment fraction, shed, 2030
1in10 | Reference | Event-Based Options | Ag-DLC Switch-Pumping Control | Agricultural | Ag-Crop | Medium | 2030: 60.37% | LBNL Phase 4 aggregate enrollment fraction, shed, 2030
1in10 | Reference | Event-Based Options | Ag-DLC Switch-Pumping Control | Agricultural | Ag-Crop | Large | 2030: 60.37% | LBNL Phase 4 aggregate enrollment fraction, shed, 2030
1in10 | Reference | Event-Based Options | Ag-DLC Switch-Pumping Control | Agricultural | Water, Irrigation | Small | 2030: 58.61% | LBNL Phase 4 aggregate enrollment fraction, shed, 2030
1in10 | Reference | Event-Based Options | Ag-DLC Switch-Pumping Control | Agricultural | Water, Irrigation | Medium | 2030: 61.24% | LBNL Phase 4 aggregate enrollment fraction, shed, 2030
1in10 | Reference | Event-Based Options | Ag-DLC Switch-Pumping Control | Agricultural | Water, Irrigation | Large | 2030: 61.24% | LBNL Phase 4 aggregate enrollment fraction, shed, 2030
1in10 | Reference | Event-Based Options | Ag-DLC Switch-Pumping Control | Agricultural | Water, Municipal | Small | [30 empty] | LBNL Phase 4 aggregate enrollment fraction, shed, 2030 | bar: 2030
1in10 | Reference | Event-Based Options | Ag-DLC Switch-Pumping Control | Agricultural | Water, Municipal | Medium | [30 empty] | LBNL Phase 4 aggregate enrollment fraction, shed, 2030 | bar: 2030
1in10 | Reference | Event-Based Options | Ag-DLC Switch-Pumping Control | Agricultural | Water, Municipal | Large | [30 empty] | LBNL Phase 4 aggregate enrollment fraction, shed, 2030 | bar: 2030
1in10 | Reference | Event-Based Options | Com-Battery Load Shift | Commercial | Com-BTM Battery | AllSize | 2030: 20% | LBNL Phase 4 aggregate enrollment fraction, shed, 2030
1in10 | Reference | Event-Based Options | Com-DLC-HVAC-Switch | Commercial | Com - College | Small | [30 empty] | LBNL Phase 4 aggregate enrollment fraction, shed, 2030 | bar: 2030
1in10 | Reference | Event-Based Options | Com-DLC-HVAC-Switch | Commercial | Com - College | Medium | 2030: 33.97% | LBNL Phase 4 aggregate enrollment fraction, shed, 2030
1in10 | Reference | Event-Based Options | Com-DLC-HVAC-Switch | Commercial | Com - College | Large | [30 empty] | LBNL Phase 4 aggregate enrollment fraction, shed, 2030 | bar: 2030
1in10 | Reference | Event-Based Options | Com-DLC-HVAC-Switch | Commercial | Com - Grocery | Small | [30 empty] | LBNL Phase 4 aggregate enrollment fraction, shed, 2030 | bar: 2030
1in10 | Reference | Event-Based Options | Com-DLC-HVAC-Switch | Commercial | Com - Grocery | Medium | 2030: 36.48% | LBNL Phase 4 aggregate enrollment fraction, shed, 2030
1in10 | Reference | Event-Based Options | Com-DLC-HVAC-Switch | Commercial | Com - Grocery | Large | [30 empty] | LBNL Phase 4 aggregate enrollment fraction, shed, 2030 | bar: 2030
1in10 | Reference | Event-Based Options | Com-DLC-HVAC-Switch | Commercial | Com - Health | Small | [30 empty] | LBNL Phase 4 aggregate enrollment fraction, shed, 2030 | bar: 2030
1in10 | Reference | Event-Based Options | Com-DLC-HVAC-Switch | Commercial | Com - Health | Medium | 2030: 39.79% | LBNL Phase 4 aggregate enrollment fraction, shed, 2030
1in10 | Reference | Event-Based Options | Com-DLC-HVAC-Switch | Commercial | Com - Health | Large | [30 empty] | LBNL Phase 4 aggregate enrollment fraction, shed, 2030 | bar: 2030
1in10 | Reference | Event-Based Options | Com-DLC-HVAC-Switch | Commercial | Com - Lodging | Small | [30 empty] | LBNL Phase 4 aggregate enrollment fraction, shed, 2030 | bar: 2030
1in10 | Reference | Event-Based Options | Com-DLC-HVAC-Switch | Commercial | Com - Lodging | Medium | 2030: 44.93% | LBNL Phase 4 aggregate enrollment fraction, shed, 2030
1in10 | Reference | Event-Based Options | Com-DLC-HVAC-Switch | Commercial | Com - Lodging | Large | [30 empty] | LBNL Phase 4 aggregate enrollment fraction, shed, 2030 | bar: 2030
1in10 | Reference | Event-Based Options | Com-DLC-HVAC-Switch | Commercial | Com - Office (Large) | Small | 2030: 40.79% | LBNL Phase 4 aggregate enrollment fraction, shed, 2030
1in10 | Reference | Event-Based Options | Com-DLC-HVAC-Switch | Commercial | Com - Office (Large) | Medium | [30 empty] | LBNL Phase 4 aggregate enrollment fraction, shed, 2030 | bar: 2030
1in10 | Reference | Event-Based Options | Com-DLC-HVAC-Switch | Commercial | Com - Office (Large) | Large | [30 empty] | LBNL Phase 4 aggregate enrollment fraction, shed, 2030 | bar: 2030
1in10 | Reference | Event-Based Options | Com-DLC-HVAC-Switch | Commercial | Com - Office (Small) | Small | [30 empty] | LBNL Phase 4 aggregate enrollment fraction, shed, 2030 | bar: 2030
1in10 | Reference | Event-Based Options | Com-DLC-HVAC-Switch | Commercial | Com - Office (Small) | Medium | [30 empty] | LBNL Phase 4 aggregate enrollment fraction, shed, 2030 | bar: 2030
1in10 | Reference | Event-Based Options | Com-DLC-HVAC-Switch | Commercial | Com - Office (Small) | Large | [30 empty] | LBNL Phase 4 aggregate enrollment fraction, shed, 2030 | bar: 2030
1in10 | Reference | Event-Based Options | Com-DLC-HVAC-Switch | Commercial | Com - Other | Small | [30 empty] | LBNL Phase 4 aggregate enrollment fraction, shed, 2030 | bar: 2030
1in10 | Reference | Event-Based Options | Com-DLC-HVAC-Switch | Commercial | Com - Other | Medium | 2030: 41.06% | LBNL Phase 4 aggregate enrollment fraction, shed, 2030
1in10 | Reference | Event-Based Options | Com-DLC-HVAC-Switch | Commercial | Com - Other | Large | [30 empty] | LBNL Phase 4 aggregate enrollment fraction, shed, 2030 | bar: 2030
1in10 | Reference | Event-Based Options | Com-DLC-HVAC-Switch | Commercial | Com - Refrig. Warehouse | Small | [30 empty] | LBNL Phase 4 aggregate enrollment fraction, shed, 2030 | bar: 2030
1in10 | Reference | Event-Based Options | Com-DLC-HVAC-Switch | Commercial | Com - Refrig. Warehouse | Medium | 2030: 46.09% | LBNL Phase 4 aggregate enrollment fraction, shed, 2030
1in10 | Reference | Event-Based Options | Com-DLC-HVAC-Switch | Commercial | Com - Refrig. Warehouse | Large | [30 empty] | LBNL Phase 4 aggregate enrollment fraction, shed, 2030 | bar: 2030
1in10 | Reference | Event-Based Options | Com-DLC-HVAC-Switch | Commercial | Com - Restaurant | Small | [30 empty] | LBNL Phase 4 aggregate enrollment fraction, shed, 2030 | bar: 2030
1in10 | Reference | Event-Based Options | Com-DLC-HVAC-Switch | Commercial | Com - Restaurant | Medium | 2030: 43.3% | LBNL Phase 4 aggregate enrollment fraction, shed, 2030
1in10 | Reference | Event-Based Options | Com-DLC-HVAC-Switch | Commercial | Com - Restaurant | Large | [30 empty] | LBNL Phase 4 aggregate enrollment fraction, shed, 2030 | bar: 2030
1in10 | Reference | Event-Based Options | Com-DLC-HVAC-Switch | Commercial | Com - Retail | Small | [30 empty] | LBNL Phase 4 aggregate enrollment fraction, shed, 2030 | bar: 2030
1in10 | Reference | Event-Based Options | Com-DLC-HVAC-Switch | Commercial | Com - Retail | Medium | 2030: 36.48% | LBNL Phase 4 aggregate enrollment fraction, shed, 2030
1in10 | Reference | Event-Based Options | Com-DLC-HVAC-Switch | Commercial | Com - Retail | Large | [30 empty] | LBNL Phase 4 aggregate enrollment fraction, shed, 2030 | bar: 2030
1in10 | Reference | Event-Based Options | Com-DLC-HVAC-Switch | Commercial | Com - School | Small | [30 empty] | LBNL Phase 4 aggregate enrollment fraction, shed, 2030 | bar: 2030
1in10 | Reference | Event-Based Options | Com-DLC-HVAC-Switch | Commercial | Com - School | Medium | 2030: 33.97% | LBNL Phase 4 aggregate enrollment fraction, shed, 2030
1in10 | Reference | Event-Based Options | Com-DLC-HVAC-Switch | Commercial | Com - School | Large | [30 empty] | LBNL Phase 4 aggregate enrollment fraction, shed, 2030 | bar: 2030
1in10 | Reference | Event-Based Options | Com-DLC-HVAC-Switch | Commercial | Com - Warehouse | Small | [30 empty] | LBNL Phase 4 aggregate enrollment fraction, shed, 2030 | bar: 2030
1in10 | Reference | Event-Based Options | Com-DLC-HVAC-Switch | Commercial | Com - Warehouse | Medium | 2030: 59.13% | LBNL Phase 4 aggregate enrollment fraction, shed, 2030
1in10 | Reference | Event-Based Options | Com-DLC-HVAC-Switch | Commercial | Com - Warehouse | Large | [30 empty] | LBNL Phase 4 aggregate enrollment fraction, shed, 2030 | bar: 2030
1in10 | Reference | Event-Based Options | Com-DLC-Water Heating-Switch | Commercial | Com - College | Small | [30 empty] | LBNL Phase 4 aggregate enrollment fraction, shed, 2030 | bar: 2030
1in10 | Reference | Event-Based Options | Com-DLC-Water Heating-Switch | Commercial | Com - College | Medium | [30 empty] | LBNL Phase 4 aggregate enrollment fraction, shed, 2030 | bar: 2030
1in10 | Reference | Event-Based Options | Com-DLC-Water Heating-Switch | Commercial | Com - College | Large | [30 empty] | LBNL Phase 4 aggregate enrollment fraction, shed, 2030 | bar: 2030
1in10 | Reference | Event-Based Options | Com-DLC-Water Heating-Switch | Commercial | Com - Grocery | Small | [30 empty] | LBNL Phase 4 aggregate enrollment fraction, shed, 2030 | bar: 2030
1in10 | Reference | Event-Based Options | Com-DLC-Water Heating-Switch | Commercial | Com - Grocery | Medium | [30 empty] | LBNL Phase 4 aggregate enrollment fraction, shed, 2030 | bar: 2030
1in10 | Reference | Event-Based Options | Com-DLC-Water Heating-Switch | Commercial | Com - Grocery | Large | [30 empty] | LBNL Phase 4 aggregate enrollment fraction, shed, 2030 | bar: 2030
1in10 | Reference | Event-Based Options | Com-DLC-Water Heating-Switch | Commercial | Com - Health | Small | [30 empty] | LBNL Phase 4 aggregate enrollment fraction, shed, 2030 | bar: 2030
1in10 | Reference | Event-Based Options | Com-DLC-Water Heating-Switch | Commercial | Com - Health | Medium | [30 empty] | LBNL Phase 4 aggregate enrollment fraction, shed, 2030 | bar: 2030
1in10 | Reference | Event-Based Options | Com-DLC-Water Heating-Switch | Commercial | Com - Health | Large | [30 empty] | LBNL Phase 4 aggregate enrollment fraction, shed, 2030 | bar: 2030
1in10 | Reference | Event-Based Options | Com-DLC-Water Heating-Switch | Commercial | Com - Lodging | Small | [30 empty] | LBNL Phase 4 aggregate enrollment fraction, shed, 2030 | bar: 2030
1in10 | Reference | Event-Based Options | Com-DLC-Water Heating-Switch | Commercial | Com - Lodging | Medium | [30 empty] | LBNL Phase 4 aggregate enrollment fraction, shed, 2030 | bar: 2030
1in10 | Reference | Event-Based Options | Com-DLC-Water Heating-Switch | Commercial | Com - Lodging | Large | [30 empty] | LBNL Phase 4 aggregate enrollment fraction, shed, 2030 | bar: 2030
1in10 | Reference | Event-Based Options | Com-DLC-Water Heating-Switch | Commercial | Com - Office (Large) | Small | 2030: 16.1% | LBNL Phase 4 aggregate enrollment fraction, shed, 2030
1in10 | Reference | Event-Based Options | Com-DLC-Water Heating-Switch | Commercial | Com - Office (Large) | Medium | 2030: 16.1% | LBNL Phase 4 aggregate enrollment fraction, shed, 2030
1in10 | Reference | Event-Based Options | Com-DLC-Water Heating-Switch | Commercial | Com - Office (Large) | Large | 2030: 16.1% | LBNL Phase 4 aggregate enrollment fraction, shed, 2030
1in10 | Reference | Event-Based Options | Com-DLC-Water Heating-Switch | Commercial | Com - Office (Small) | Small | 2030: 47.82% | LBNL Phase 4 aggregate enrollment fraction, shed, 2030
1in10 | Reference | Event-Based Options | Com-DLC-Water Heating-Switch | Commercial | Com - Office (Small) | Medium | 2030: 47.82% | LBNL Phase 4 aggregate enrollment fraction, shed, 2030
1in10 | Reference | Event-Based Options | Com-DLC-Water Heating-Switch | Commercial | Com - Office (Small) | Large | 2030: 47.82% | LBNL Phase 4 aggregate enrollment fraction, shed, 2030
1in10 | Reference | Event-Based Options | Com-DLC-Water Heating-Switch | Commercial | Com - Other | Small | [30 empty] | LBNL Phase 4 aggregate enrollment fraction, shed, 2030 | bar: 2030
1in10 | Reference | Event-Based Options | Com-DLC-Water Heating-Switch | Commercial | Com - Other | Medium | [30 empty] | LBNL Phase 4 aggregate enrollment fraction, shed, 2030 | bar: 2030
1in10 | Reference | Event-Based Options | Com-DLC-Water Heating-Switch | Commercial | Com - Other | Large | [30 empty] | LBNL Phase 4 aggregate enrollment fraction, shed, 2030 | bar: 2030
1in10 | Reference | Event-Based Options | Com-DLC-Water Heating-Switch | Commercial | Com - Refrig. Warehouse | Small | [30 empty] | LBNL Phase 4 aggregate enrollment fraction, shed, 2030 | bar: 2030
1in10 | Reference | Event-Based Options | Com-DLC-Water Heating-Switch | Commercial | Com - Refrig. Warehouse | Medium | [30 empty] | LBNL Phase 4 aggregate enrollment fraction, shed, 2030 | bar: 2030
1in10 | Reference | Event-Based Options | Com-DLC-Water Heating-Switch | Commercial | Com - Refrig. Warehouse | Large | [30 empty] | LBNL Phase 4 aggregate enrollment fraction, shed, 2030 | bar: 2030
1in10 | Reference | Event-Based Options | Com-DLC-Water Heating-Switch | Commercial | Com - Restaurant | Small | [30 empty] | LBNL Phase 4 aggregate enrollment fraction, shed, 2030 | bar: 2030
1in10 | Reference | Event-Based Options | Com-DLC-Water Heating-Switch | Commercial | Com - Restaurant | Medium | [30 empty] | LBNL Phase 4 aggregate enrollment fraction, shed, 2030 | bar: 2030
1in10 | Reference | Event-Based Options | Com-DLC-Water Heating-Switch | Commercial | Com - Restaurant | Large | [30 empty] | LBNL Phase 4 aggregate enrollment fraction, shed, 2030 | bar: 2030
1in10 | Reference | Event-Based Options | Com-DLC-Water Heating-Switch | Commercial | Com - Retail | Small | [30 empty] | LBNL Phase 4 aggregate enrollment fraction, shed, 2030 | bar: 2030
1in10 | Reference | Event-Based Options | Com-DLC-Water Heating-Switch | Commercial | Com - Retail | Medium | [30 empty] | LBNL Phase 4 aggregate enrollment fraction, shed, 2030 | bar: 2030
1in10 | Reference | Event-Based Options | Com-DLC-Water Heating-Switch | Commercial | Com - Retail | Large | [30 empty] | LBNL Phase 4 aggregate enrollment fraction, shed, 2030 | bar: 2030
1in10 | Reference | Event-Based Options | Com-DLC-Water Heating-Switch | Commercial | Com - School | Small | [30 empty] | LBNL Phase 4 aggregate enrollment fraction, shed, 2030 | bar: 2030
1in10 | Reference | Event-Based Options | Com-DLC-Water Heating-Switch | Commercial | Com - School | Medium | [30 empty] | LBNL Phase 4 aggregate enrollment fraction, shed, 2030 | bar: 2030
1in10 | Reference | Event-Based Options | Com-DLC-Water Heating-Switch | Commercial | Com - School | Large | [30 empty] | LBNL Phase 4 aggregate enrollment fraction, shed, 2030 | bar: 2030
1in10 | Reference | Event-Based Options | Com-DLC-Water Heating-Switch | Commercial | Com - Warehouse | Small | [30 empty] | LBNL Phase 4 aggregate enrollment fraction, shed, 2030 | bar: 2030
1in10 | Reference | Event-Based Options | Com-DLC-Water Heating-Switch | Commercial | Com - Warehouse | Medium | [30 empty] | LBNL Phase 4 aggregate enrollment fraction, shed, 2030 | bar: 2030
1in10 | Reference | Event-Based Options | Com-DLC-Water Heating-Switch | Commercial | Com - Warehouse | Large | [30 empty] | LBNL Phase 4 aggregate enrollment fraction, shed, 2030 | bar: 2030
1in10 | Reference | Event-Based Options | Com-HVAC-EMS | Commercial | Com - College | Small | [30 empty] | LBNL Phase 4 aggregate enrollment fraction, shed, 2030 | bar: 2030
1in10 | Reference | Event-Based Options | Com-HVAC-EMS | Commercial | Com - College | Medium | 2030: 33.66% | LBNL Phase 4 aggregate enrollment fraction, shed, 2030
1in10 | Reference | Event-Based Options | Com-HVAC-EMS | Commercial | Com - College | Large | 2030: 38.93% | LBNL Phase 4 aggregate enrollment fraction, shed, 2030
1in10 | Reference | Event-Based Options | Com-HVAC-EMS | Commercial | Com - Grocery | Small | [30 empty] | LBNL Phase 4 aggregate enrollment fraction, shed, 2030 | bar: 2030
1in10 | Reference | Event-Based Options | Com-HVAC-EMS | Commercial | Com - Grocery | Medium | 2030: 34.56% | LBNL Phase 4 aggregate enrollment fraction, shed, 2030
1in10 | Reference | Event-Based Options | Com-HVAC-EMS | Commercial | Com - Grocery | Large | 2030: 18.87% | LBNL Phase 4 aggregate enrollment fraction, shed, 2030
1in10 | Reference | Event-Based Options | Com-HVAC-EMS | Commercial | Com - Health | Small | [30 empty] | LBNL Phase 4 aggregate enrollment fraction, shed, 2030 | bar: 2030
1in10 | Reference | Event-Based Options | Com-HVAC-EMS | Commercial | Com - Health | Medium | 2030: 37.97% | LBNL Phase 4 aggregate enrollment fraction, shed, 2030
1in10 | Reference | Event-Based Options | Com-HVAC-EMS | Commercial | Com - Health | Large | 2030: 14.01% | LBNL Phase 4 aggregate enrollment fraction, shed, 2030
1in10 | Reference | Event-Based Options | Com-HVAC-EMS | Commercial | Com - Lodging | Small | [30 empty] | LBNL Phase 4 aggregate enrollment fraction, shed, 2030 | bar: 2030
1in10 | Reference | Event-Based Options | Com-HVAC-EMS | Commercial | Com - Lodging | Medium | 2030: 42.31% | LBNL Phase 4 aggregate enrollment fraction, shed, 2030
1in10 | Reference | Event-Based Options | Com-HVAC-EMS | Commercial | Com - Lodging | Large | 2030: 12.56% | LBNL Phase 4 aggregate enrollment fraction, shed, 2030
1in10 | Reference | Event-Based Options | Com-HVAC-EMS | Commercial | Com - Office (Large) | Small | 2030: 36.82% | LBNL Phase 4 aggregate enrollment fraction, shed, 2030
1in10 | Reference | Event-Based Options | Com-HVAC-EMS | Commercial | Com - Office (Large) | Medium | 2030: 36.82% | LBNL Phase 4 aggregate enrollment fraction, shed, 2030
1in10 | Reference | Event-Based Options | Com-HVAC-EMS | Commercial | Com - Office (Large) | Large | 2030: 36.82% | LBNL Phase 4 aggregate enrollment fraction, shed, 2030
1in10 | Reference | Event-Based Options | Com-HVAC-EMS | Commercial | Com - Office (Small) | Small | [30 empty] | LBNL Phase 4 aggregate enrollment fraction, shed, 2030 | bar: 2030
1in10 | Reference | Event-Based Options | Com-HVAC-EMS | Commercial | Com - Office (Small) | Medium | [30 empty] | LBNL Phase 4 aggregate enrollment fraction, shed, 2030 | bar: 2030
1in10 | Reference | Event-Based Options | Com-HVAC-EMS | Commercial | Com - Office (Small) | Large | [30 empty] | LBNL Phase 4 aggregate enrollment fraction, shed, 2030 | bar: 2030
1in10 | Reference | Event-Based Options | Com-HVAC-EMS | Commercial | Com - Other | Small | [30 empty] | LBNL Phase 4 aggregate enrollment fraction, shed, 2030 | bar: 2030
1in10 | Reference | Event-Based Options | Com-HVAC-EMS | Commercial | Com - Other | Medium | 2030: 33.55% | LBNL Phase 4 aggregate enrollment fraction, shed, 2030
1in10 | Reference | Event-Based Options | Com-HVAC-EMS | Commercial | Com - Other | Large | 2030: 27.99% | LBNL Phase 4 aggregate enrollment fraction, shed, 2030
1in10 | Reference | Event-Based Options | Com-HVAC-EMS | Commercial | Com - Refrig. Warehouse | Small | [30 empty] | LBNL Phase 4 aggregate enrollment fraction, shed, 2030 | bar: 2030
1in10 | Reference | Event-Based Options | Com-HVAC-EMS | Commercial | Com - Refrig. Warehouse | Medium | 2030: 45.18% | LBNL Phase 4 aggregate enrollment fraction, shed, 2030
1in10 | Reference | Event-Based Options | Com-HVAC-EMS | Commercial | Com - Refrig. Warehouse | Large | 2030: 40.6% | LBNL Phase 4 aggregate enrollment fraction, shed, 2030
1in10 | Reference | Event-Based Options | Com-HVAC-EMS | Commercial | Com - Restaurant | Small | [30 empty] | LBNL Phase 4 aggregate enrollment fraction, shed, 2030 | bar: 2030
1in10 | Reference | Event-Based Options | Com-HVAC-EMS | Commercial | Com - Restaurant | Medium | 2030: 38.91% | LBNL Phase 4 aggregate enrollment fraction, shed, 2030
1in10 | Reference | Event-Based Options | Com-HVAC-EMS | Commercial | Com - Restaurant | Large | 2030: 41.77% | LBNL Phase 4 aggregate enrollment fraction, shed, 2030
1in10 | Reference | Event-Based Options | Com-HVAC-EMS | Commercial | Com - Retail | Small | [30 empty] | LBNL Phase 4 aggregate enrollment fraction, shed, 2030 | bar: 2030
1in10 | Reference | Event-Based Options | Com-HVAC-EMS | Commercial | Com - Retail | Medium | 2030: 34.56% | LBNL Phase 4 aggregate enrollment fraction, shed, 2030
1in10 | Reference | Event-Based Options | Com-HVAC-EMS | Commercial | Com - Retail | Large | 2030: 18.87% | LBNL Phase 4 aggregate enrollment fraction, shed, 2030
1in10 | Reference | Event-Based Options | Com-HVAC-EMS | Commercial | Com - School | Small | [30 empty] | LBNL Phase 4 aggregate enrollment fraction, shed, 2030 | bar: 2030
1in10 | Reference | Event-Based Options | Com-HVAC-EMS | Commercial | Com - School | Medium | 2030: 33.66% | LBNL Phase 4 aggregate enrollment fraction, shed, 2030
1in10 | Reference | Event-Based Options | Com-HVAC-EMS | Commercial | Com - School | Large | 2030: 38.93% | LBNL Phase 4 aggregate enrollment fraction, shed, 2030
1in10 | Reference | Event-Based Options | Com-HVAC-EMS | Commercial | Com - Warehouse | Small | [30 empty] | LBNL Phase 4 aggregate enrollment fraction, shed, 2030 | bar: 2030
1in10 | Reference | Event-Based Options | Com-HVAC-EMS | Commercial | Com - Warehouse | Medium | 2030: 50.62% | LBNL Phase 4 aggregate enrollment fraction, shed, 2030
1in10 | Reference | Event-Based Options | Com-HVAC-EMS | Commercial | Com - Warehouse | Large | 2030: 19.41% | LBNL Phase 4 aggregate enrollment fraction, shed, 2030
1in10 | Reference | Event-Based Options | Com-HVAC-TES | Commercial | Com - College | Small | [30 empty] | LBNL Phase 4 aggregate enrollment fraction, shed, 2030 | bar: 2030
1in10 | Reference | Event-Based Options | Com-HVAC-TES | Commercial | Com - College | Medium | [30 empty] | LBNL Phase 4 aggregate enrollment fraction, shed, 2030 | bar: 2030
1in10 | Reference | Event-Based Options | Com-HVAC-TES | Commercial | Com - College | Large | [30 empty] | LBNL Phase 4 aggregate enrollment fraction, shed, 2030 | bar: 2030
1in10 | Reference | Event-Based Options | Com-HVAC-TES | Commercial | Com - Grocery | Small | [30 empty] | LBNL Phase 4 aggregate enrollment fraction, shed, 2030 | bar: 2030
1in10 | Reference | Event-Based Options | Com-HVAC-TES | Commercial | Com - Grocery | Medium | [30 empty] | LBNL Phase 4 aggregate enrollment fraction, shed, 2030 | bar: 2030
1in10 | Reference | Event-Based Options | Com-HVAC-TES | Commercial | Com - Grocery | Large | [30 empty] | LBNL Phase 4 aggregate enrollment fraction, shed, 2030 | bar: 2030
1in10 | Reference | Event-Based Options | Com-HVAC-TES | Commercial | Com - Health | Small | [30 empty] | LBNL Phase 4 aggregate enrollment fraction, shed, 2030 | bar: 2030
1in10 | Reference | Event-Based Options | Com-HVAC-TES | Commercial | Com - Health | Medium | [30 empty] | LBNL Phase 4 aggregate enrollment fraction, shed, 2030 | bar: 2030
1in10 | Reference | Event-Based Options | Com-HVAC-TES | Commercial | Com - Health | Large | [30 empty] | LBNL Phase 4 aggregate enrollment fraction, shed, 2030 | bar: 2030
1in10 | Reference | Event-Based Options | Com-HVAC-TES | Commercial | Com - Lodging | Small | [30 empty] | LBNL Phase 4 aggregate enrollment fraction, shed, 2030 | bar: 2030
1in10 | Reference | Event-Based Options | Com-HVAC-TES | Commercial | Com - Lodging | Medium | [30 empty] | LBNL Phase 4 aggregate enrollment fraction, shed, 2030 | bar: 2030
1in10 | Reference | Event-Based Options | Com-HVAC-TES | Commercial | Com - Lodging | Large | [30 empty] | LBNL Phase 4 aggregate enrollment fraction, shed, 2030 | bar: 2030
1in10 | Reference | Event-Based Options | Com-HVAC-TES | Commercial | Com - Office (Large) | Small | [30 empty] | LBNL Phase 4 aggregate enrollment fraction, shed, 2030 | bar: 2030
1in10 | Reference | Event-Based Options | Com-HVAC-TES | Commercial | Com - Office (Large) | Medium | [30 empty] | LBNL Phase 4 aggregate enrollment fraction, shed, 2030 | bar: 2030
1in10 | Reference | Event-Based Options | Com-HVAC-TES | Commercial | Com - Office (Large) | Large | [30 empty] | LBNL Phase 4 aggregate enrollment fraction, shed, 2030 | bar: 2030
1in10 | Reference | Event-Based Options | Com-HVAC-TES | Commercial | Com - Office (Small) | Small | [30 empty] | LBNL Phase 4 aggregate enrollment fraction, shed, 2030 | bar: 2030
1in10 | Reference | Event-Based Options | Com-HVAC-TES | Commercial | Com - Office (Small) | Medium | [30 empty] | LBNL Phase 4 aggregate enrollment fraction, shed, 2030 | bar: 2030
1in10 | Reference | Event-Based Options | Com-HVAC-TES | Commercial | Com - Office (Small) | Large | [30 empty] | LBNL Phase 4 aggregate enrollment fraction, shed, 2030 | bar: 2030
1in10 | Reference | Event-Based Options | Com-HVAC-TES | Commercial | Com - Other | Small | [30 empty] | LBNL Phase 4 aggregate enrollment fraction, shed, 2030 | bar: 2030
1in10 | Reference | Event-Based Options | Com-HVAC-TES | Commercial | Com - Other | Medium | [30 empty] | LBNL Phase 4 aggregate enrollment fraction, shed, 2030 | bar: 2030
1in10 | Reference | Event-Based Options | Com-HVAC-TES | Commercial | Com - Other | Large | [30 empty] | LBNL Phase 4 aggregate enrollment fraction, shed, 2030 | bar: 2030
1in10 | Reference | Event-Based Options | Com-HVAC-TES | Commercial | Com - Refrig. Warehouse | Small | [30 empty] | LBNL Phase 4 aggregate enrollment fraction, shed, 2030 | bar: 2030
1in10 | Reference | Event-Based Options | Com-HVAC-TES | Commercial | Com - Refrig. Warehouse | Medium | [30 empty] | LBNL Phase 4 aggregate enrollment fraction, shed, 2030 | bar: 2030
1in10 | Reference | Event-Based Options | Com-HVAC-TES | Commercial | Com - Refrig. Warehouse | Large | [30 empty] | LBNL Phase 4 aggregate enrollment fraction, shed, 2030 | bar: 2030
1in10 | Reference | Event-Based Options | Com-HVAC-TES | Commercial | Com - Restaurant | Small | [30 empty] | LBNL Phase 4 aggregate enrollment fraction, shed, 2030 | bar: 2030
1in10 | Reference | Event-Based Options | Com-HVAC-TES | Commercial | Com - Restaurant | Medium | [30 empty] | LBNL Phase 4 aggregate enrollment fraction, shed, 2030 | bar: 2030
1in10 | Reference | Event-Based Options | Com-HVAC-TES | Commercial | Com - Restaurant | Large | [30 empty] | LBNL Phase 4 aggregate enrollment fraction, shed, 2030 | bar: 2030
1in10 | Reference | Event-Based Options | Com-HVAC-TES | Commercial | Com - Retail | Small | [30 empty] | LBNL Phase 4 aggregate enrollment fraction, shed, 2030 | bar: 2030
1in10 | Reference | Event-Based Options | Com-HVAC-TES | Commercial | Com - Retail | Medium | [30 empty] | LBNL Phase 4 aggregate enrollment fraction, shed, 2030 | bar: 2030
1in10 | Reference | Event-Based Options | Com-HVAC-TES | Commercial | Com - Retail | Large | [30 empty] | LBNL Phase 4 aggregate enrollment fraction, shed, 2030 | bar: 2030
1in10 | Reference | Event-Based Options | Com-HVAC-TES | Commercial | Com - School | Small | [30 empty] | LBNL Phase 4 aggregate enrollment fraction, shed, 2030 | bar: 2030
1in10 | Reference | Event-Based Options | Com-HVAC-TES | Commercial | Com - School | Medium | [30 empty] | LBNL Phase 4 aggregate enrollment fraction, shed, 2030 | bar: 2030
1in10 | Reference | Event-Based Options | Com-HVAC-TES | Commercial | Com - School | Large | [30 empty] | LBNL Phase 4 aggregate enrollment fraction, shed, 2030 | bar: 2030
1in10 | Reference | Event-Based Options | Com-HVAC-TES | Commercial | Com - Warehouse | Small | [30 empty] | LBNL Phase 4 aggregate enrollment fraction, shed, 2030 | bar: 2030
1in10 | Reference | Event-Based Options | Com-HVAC-TES | Commercial | Com - Warehouse | Medium | [30 empty] | LBNL Phase 4 aggregate enrollment fraction, shed, 2030 | bar: 2030
1in10 | Reference | Event-Based Options | Com-HVAC-TES | Commercial | Com - Warehouse | Large | [30 empty] | LBNL Phase 4 aggregate enrollment fraction, shed, 2030 | bar: 2030
1in10 | Reference | Event-Based Options | Com-HVAC-Thermostat | Commercial | Com - College | Small | 2030: 45.93% | LBNL Phase 4 aggregate enrollment fraction, shed, 2030
1in10 | Reference | Event-Based Options | Com-HVAC-Thermostat | Commercial | Com - College | Medium | [30 empty] | LBNL Phase 4 aggregate enrollment fraction, shed, 2030 | bar: 2030
1in10 | Reference | Event-Based Options | Com-HVAC-Thermostat | Commercial | Com - College | Large | [30 empty] | LBNL Phase 4 aggregate enrollment fraction, shed, 2030 | bar: 2030
1in10 | Reference | Event-Based Options | Com-HVAC-Thermostat | Commercial | Com - Grocery | Small | 2030: 56.5% | LBNL Phase 4 aggregate enrollment fraction, shed, 2030
1in10 | Reference | Event-Based Options | Com-HVAC-Thermostat | Commercial | Com - Grocery | Medium | [30 empty] | LBNL Phase 4 aggregate enrollment fraction, shed, 2030 | bar: 2030
1in10 | Reference | Event-Based Options | Com-HVAC-Thermostat | Commercial | Com - Grocery | Large | [30 empty] | LBNL Phase 4 aggregate enrollment fraction, shed, 2030 | bar: 2030
1in10 | Reference | Event-Based Options | Com-HVAC-Thermostat | Commercial | Com - Health | Small | 2030: 59.14% | LBNL Phase 4 aggregate enrollment fraction, shed, 2030
1in10 | Reference | Event-Based Options | Com-HVAC-Thermostat | Commercial | Com - Health | Medium | [30 empty] | LBNL Phase 4 aggregate enrollment fraction, shed, 2030 | bar: 2030
1in10 | Reference | Event-Based Options | Com-HVAC-Thermostat | Commercial | Com - Health | Large | [30 empty] | LBNL Phase 4 aggregate enrollment fraction, shed, 2030 | bar: 2030
1in10 | Reference | Event-Based Options | Com-HVAC-Thermostat | Commercial | Com - Lodging | Small | 2030: 55.59% | LBNL Phase 4 aggregate enrollment fraction, shed, 2030
1in10 | Reference | Event-Based Options | Com-HVAC-Thermostat | Commercial | Com - Lodging | Medium | [30 empty] | LBNL Phase 4 aggregate enrollment fraction, shed, 2030 | bar: 2030
1in10 | Reference | Event-Based Options | Com-HVAC-Thermostat | Commercial | Com - Lodging | Large | [30 empty] | LBNL Phase 4 aggregate enrollment fraction, shed, 2030 | bar: 2030
1in10 | Reference | Event-Based Options | Com-HVAC-Thermostat | Commercial | Com - Office (Large) | Small | [30 empty] | LBNL Phase 4 aggregate enrollment fraction, shed, 2030 | bar: 2030
1in10 | Reference | Event-Based Options | Com-HVAC-Thermostat | Commercial | Com - Office (Large) | Medium | [30 empty] | LBNL Phase 4 aggregate enrollment fraction, shed, 2030 | bar: 2030
1in10 | Reference | Event-Based Options | Com-HVAC-Thermostat | Commercial | Com - Office (Large) | Large | [30 empty] | LBNL Phase 4 aggregate enrollment fraction, shed, 2030 | bar: 2030
1in10 | Reference | Event-Based Options | Com-HVAC-Thermostat | Commercial | Com - Office (Small) | Small | 2030: 47.2% | LBNL Phase 4 aggregate enrollment fraction, shed, 2030
1in10 | Reference | Event-Based Options | Com-HVAC-Thermostat | Commercial | Com - Office (Small) | Medium | 2030: 47.2% | LBNL Phase 4 aggregate enrollment fraction, shed, 2030
1in10 | Reference | Event-Based Options | Com-HVAC-Thermostat | Commercial | Com - Office (Small) | Large | 2030: 47.2% | LBNL Phase 4 aggregate enrollment fraction, shed, 2030
1in10 | Reference | Event-Based Options | Com-HVAC-Thermostat | Commercial | Com - Other | Small | 2030: 50.46% | LBNL Phase 4 aggregate enrollment fraction, shed, 2030
1in10 | Reference | Event-Based Options | Com-HVAC-Thermostat | Commercial | Com - Other | Medium | 2030: 49.91% | LBNL Phase 4 aggregate enrollment fraction, shed, 2030
1in10 | Reference | Event-Based Options | Com-HVAC-Thermostat | Commercial | Com - Other | Large | [30 empty] | LBNL Phase 4 aggregate enrollment fraction, shed, 2030 | bar: 2030
1in10 | Reference | Event-Based Options | Com-HVAC-Thermostat | Commercial | Com - Refrig. Warehouse | Small | 2030: 42.02% | LBNL Phase 4 aggregate enrollment fraction, shed, 2030
1in10 | Reference | Event-Based Options | Com-HVAC-Thermostat | Commercial | Com - Refrig. Warehouse | Medium | 2030: 44.55% | LBNL Phase 4 aggregate enrollment fraction, shed, 2030
1in10 | Reference | Event-Based Options | Com-HVAC-Thermostat | Commercial | Com - Refrig. Warehouse | Large | [30 empty] | LBNL Phase 4 aggregate enrollment fraction, shed, 2030 | bar: 2030
1in10 | Reference | Event-Based Options | Com-HVAC-Thermostat | Commercial | Com - Restaurant | Small | 2030: 44.6% | LBNL Phase 4 aggregate enrollment fraction, shed, 2030
1in10 | Reference | Event-Based Options | Com-HVAC-Thermostat | Commercial | Com - Restaurant | Medium | 2030: 42.21% | LBNL Phase 4 aggregate enrollment fraction, shed, 2030
1in10 | Reference | Event-Based Options | Com-HVAC-Thermostat | Commercial | Com - Restaurant | Large | [30 empty] | LBNL Phase 4 aggregate enrollment fraction, shed, 2030 | bar: 2030
1in10 | Reference | Event-Based Options | Com-HVAC-Thermostat | Commercial | Com - Retail | Small | 2030: 56.5% | LBNL Phase 4 aggregate enrollment fraction, shed, 2030
1in10 | Reference | Event-Based Options | Com-HVAC-Thermostat | Commercial | Com - Retail | Medium | [30 empty] | LBNL Phase 4 aggregate enrollment fraction, shed, 2030 | bar: 2030
1in10 | Reference | Event-Based Options | Com-HVAC-Thermostat | Commercial | Com - Retail | Large | [30 empty] | LBNL Phase 4 aggregate enrollment fraction, shed, 2030 | bar: 2030
1in10 | Reference | Event-Based Options | Com-HVAC-Thermostat | Commercial | Com - School | Small | 2030: 45.93% | LBNL Phase 4 aggregate enrollment fraction, shed, 2030
1in10 | Reference | Event-Based Options | Com-HVAC-Thermostat | Commercial | Com - School | Medium | [30 empty] | LBNL Phase 4 aggregate enrollment fraction, shed, 2030 | bar: 2030
1in10 | Reference | Event-Based Options | Com-HVAC-Thermostat | Commercial | Com - School | Large | [30 empty] | LBNL Phase 4 aggregate enrollment fraction, shed, 2030 | bar: 2030
1in10 | Reference | Event-Based Options | Com-HVAC-Thermostat | Commercial | Com - Warehouse | Small | 2030: 45.12% | LBNL Phase 4 aggregate enrollment fraction, shed, 2030
1in10 | Reference | Event-Based Options | Com-HVAC-Thermostat | Commercial | Com - Warehouse | Medium | 2030: 43.99% | LBNL Phase 4 aggregate enrollment fraction, shed, 2030
1in10 | Reference | Event-Based Options | Com-HVAC-Thermostat | Commercial | Com - Warehouse | Large | [30 empty] | LBNL Phase 4 aggregate enrollment fraction, shed, 2030 | bar: 2030
1in10 | Reference | Event-Based Options | Com-Lighting control | Commercial | Com - College | Small | 2030: 46.19% | LBNL Phase 4 aggregate enrollment fraction, shed, 2030
1in10 | Reference | Event-Based Options | Com-Lighting control | Commercial | Com - College | Medium | 2030: 34.01% | LBNL Phase 4 aggregate enrollment fraction, shed, 2030
1in10 | Reference | Event-Based Options | Com-Lighting control | Commercial | Com - College | Large | 2030: 39.65% | LBNL Phase 4 aggregate enrollment fraction, shed, 2030
1in10 | Reference | Event-Based Options | Com-Lighting control | Commercial | Com - Grocery | Small | 2030: 57.18% | LBNL Phase 4 aggregate enrollment fraction, shed, 2030
1in10 | Reference | Event-Based Options | Com-Lighting control | Commercial | Com - Grocery | Medium | 2030: 35.37% | LBNL Phase 4 aggregate enrollment fraction, shed, 2030
1in10 | Reference | Event-Based Options | Com-Lighting control | Commercial | Com - Grocery | Large | 2030: 19.08% | LBNL Phase 4 aggregate enrollment fraction, shed, 2030
1in10 | Reference | Event-Based Options | Com-Lighting control | Commercial | Com - Health | Small | 2030: 62.07% | LBNL Phase 4 aggregate enrollment fraction, shed, 2030
1in10 | Reference | Event-Based Options | Com-Lighting control | Commercial | Com - Health | Medium | 2030: 39.04% | LBNL Phase 4 aggregate enrollment fraction, shed, 2030
1in10 | Reference | Event-Based Options | Com-Lighting control | Commercial | Com - Health | Large | 2030: 14.47% | LBNL Phase 4 aggregate enrollment fraction, shed, 2030
1in10 | Reference | Event-Based Options | Com-Lighting control | Commercial | Com - Lodging | Small | 2030: 56.26% | LBNL Phase 4 aggregate enrollment fraction, shed, 2030
1in10 | Reference | Event-Based Options | Com-Lighting control | Commercial | Com - Lodging | Medium | 2030: 43.41% | LBNL Phase 4 aggregate enrollment fraction, shed, 2030
1in10 | Reference | Event-Based Options | Com-Lighting control | Commercial | Com - Lodging | Large | 2030: 12.84% | LBNL Phase 4 aggregate enrollment fraction, shed, 2030
1in10 | Reference | Event-Based Options | Com-Lighting control | Commercial | Com - Office (Large) | Small | 2030: 38.04% | LBNL Phase 4 aggregate enrollment fraction, shed, 2030
1in10 | Reference | Event-Based Options | Com-Lighting control | Commercial | Com - Office (Large) | Medium | 2030: 38.04% | LBNL Phase 4 aggregate enrollment fraction, shed, 2030
1in10 | Reference | Event-Based Options | Com-Lighting control | Commercial | Com - Office (Large) | Large | 2030: 38.04% | LBNL Phase 4 aggregate enrollment fraction, shed, 2030
1in10 | Reference | Event-Based Options | Com-Lighting control | Commercial | Com - Office (Small) | Small | 2030: 47.51% | LBNL Phase 4 aggregate enrollment fraction, shed, 2030
1in10 | Reference | Event-Based Options | Com-Lighting control | Commercial | Com - Office (Small) | Medium | 2030: 47.51% | LBNL Phase 4 aggregate enrollment fraction, shed, 2030
1in10 | Reference | Event-Based Options | Com-Lighting control | Commercial | Com - Office (Small) | Large | 2030: 47.51% | LBNL Phase 4 aggregate enrollment fraction, shed, 2030
1in10 | Reference | Event-Based Options | Com-Lighting control | Commercial | Com - Other | Small | 2030: 50.36% | LBNL Phase 4 aggregate enrollment fraction, shed, 2030
1in10 | Reference | Event-Based Options | Com-Lighting control | Commercial | Com - Other | Medium | 2030: 34.83% | LBNL Phase 4 aggregate enrollment fraction, shed, 2030
1in10 | Reference | Event-Based Options | Com-Lighting control | Commercial | Com - Other | Large | 2030: 27.86% | LBNL Phase 4 aggregate enrollment fraction, shed, 2030
1in10 | Reference | Event-Based Options | Com-Lighting control | Commercial | Com - Refrig. Warehouse | Small | 2030: 41.32% | LBNL Phase 4 aggregate enrollment fraction, shed, 2030
1in10 | Reference | Event-Based Options | Com-Lighting control | Commercial | Com - Refrig. Warehouse | Medium | 2030: 46.3% | LBNL Phase 4 aggregate enrollment fraction, shed, 2030
1in10 | Reference | Event-Based Options | Com-Lighting control | Commercial | Com - Refrig. Warehouse | Large | 2030: 41.43% | LBNL Phase 4 aggregate enrollment fraction, shed, 2030
1in10 | Reference | Event-Based Options | Com-Lighting control | Commercial | Com - Restaurant | Small | 2030: 44.45% | LBNL Phase 4 aggregate enrollment fraction, shed, 2030
1in10 | Reference | Event-Based Options | Com-Lighting control | Commercial | Com - Restaurant | Medium | 2030: 39.49% | LBNL Phase 4 aggregate enrollment fraction, shed, 2030
1in10 | Reference | Event-Based Options | Com-Lighting control | Commercial | Com - Restaurant | Large | 2030: 41.48% | LBNL Phase 4 aggregate enrollment fraction, shed, 2030
1in10 | Reference | Event-Based Options | Com-Lighting control | Commercial | Com - Retail | Small | 2030: 57.18% | LBNL Phase 4 aggregate enrollment fraction, shed, 2030
1in10 | Reference | Event-Based Options | Com-Lighting control | Commercial | Com - Retail | Medium | 2030: 35.37% | LBNL Phase 4 aggregate enrollment fraction, shed, 2030
1in10 | Reference | Event-Based Options | Com-Lighting control | Commercial | Com - Retail | Large | 2030: 19.08% | LBNL Phase 4 aggregate enrollment fraction, shed, 2030
1in10 | Reference | Event-Based Options | Com-Lighting control | Commercial | Com - School | Small | 2030: 46.19% | LBNL Phase 4 aggregate enrollment fraction, shed, 2030
1in10 | Reference | Event-Based Options | Com-Lighting control | Commercial | Com - School | Medium | 2030: 34.01% | LBNL Phase 4 aggregate enrollment fraction, shed, 2030
1in10 | Reference | Event-Based Options | Com-Lighting control | Commercial | Com - School | Large | 2030: 39.65% | LBNL Phase 4 aggregate enrollment fraction, shed, 2030
1in10 | Reference | Event-Based Options | Com-Lighting control | Commercial | Com - Warehouse | Small | 2030: 45.02% | LBNL Phase 4 aggregate enrollment fraction, shed, 2030
1in10 | Reference | Event-Based Options | Com-Lighting control | Commercial | Com - Warehouse | Medium | 2030: 52.56% | LBNL Phase 4 aggregate enrollment fraction, shed, 2030
1in10 | Reference | Event-Based Options | Com-Lighting control | Commercial | Com - Warehouse | Large | 2030: 19.6% | LBNL Phase 4 aggregate enrollment fraction, shed, 2030
1in10 | Reference | Event-Based Options | Com-Other End Uses Control | Commercial | Com - College | Small | 2030: 46.14% | LBNL Phase 4 aggregate enrollment fraction, shed, 2030
1in10 | Reference | Event-Based Options | Com-Other End Uses Control | Commercial | Com - College | Medium | 2030: 33.34% | LBNL Phase 4 aggregate enrollment fraction, shed, 2030
1in10 | Reference | Event-Based Options | Com-Other End Uses Control | Commercial | Com - College | Large | 2030: 38.33% | LBNL Phase 4 aggregate enrollment fraction, shed, 2030
1in10 | Reference | Event-Based Options | Com-Other End Uses Control | Commercial | Com - Grocery | Small | 2030: 61.04% | LBNL Phase 4 aggregate enrollment fraction, shed, 2030
1in10 | Reference | Event-Based Options | Com-Other End Uses Control | Commercial | Com - Grocery | Medium | 2030: 35.91% | LBNL Phase 4 aggregate enrollment fraction, shed, 2030
1in10 | Reference | Event-Based Options | Com-Other End Uses Control | Commercial | Com - Grocery | Large | 2030: 20.37% | LBNL Phase 4 aggregate enrollment fraction, shed, 2030
1in10 | Reference | Event-Based Options | Com-Other End Uses Control | Commercial | Com - Health | Small | 2030: 64.25% | LBNL Phase 4 aggregate enrollment fraction, shed, 2030
1in10 | Reference | Event-Based Options | Com-Other End Uses Control | Commercial | Com - Health | Medium | 2030: 38.78% | LBNL Phase 4 aggregate enrollment fraction, shed, 2030
1in10 | Reference | Event-Based Options | Com-Other End Uses Control | Commercial | Com - Health | Large | 2030: 14.33% | LBNL Phase 4 aggregate enrollment fraction, shed, 2030
1in10 | Reference | Event-Based Options | Com-Other End Uses Control | Commercial | Com - Lodging | Small | 2030: 58.64% | LBNL Phase 4 aggregate enrollment fraction, shed, 2030
1in10 | Reference | Event-Based Options | Com-Other End Uses Control | Commercial | Com - Lodging | Medium | 2030: 43.51% | LBNL Phase 4 aggregate enrollment fraction, shed, 2030
1in10 | Reference | Event-Based Options | Com-Other End Uses Control | Commercial | Com - Lodging | Large | 2030: 13.58% | LBNL Phase 4 aggregate enrollment fraction, shed, 2030
1in10 | Reference | Event-Based Options | Com-Other End Uses Control | Commercial | Com - Office (Large) | Small | 2030: 37.57% | LBNL Phase 4 aggregate enrollment fraction, shed, 2030
1in10 | Reference | Event-Based Options | Com-Other End Uses Control | Commercial | Com - Office (Large) | Medium | 2030: 37.57% | LBNL Phase 4 aggregate enrollment fraction, shed, 2030
1in10 | Reference | Event-Based Options | Com-Other End Uses Control | Commercial | Com - Office (Large) | Large | 2030: 37.57% | LBNL Phase 4 aggregate enrollment fraction, shed, 2030
1in10 | Reference | Event-Based Options | Com-Other End Uses Control | Commercial | Com - Office (Small) | Small | 2030: 47.13% | LBNL Phase 4 aggregate enrollment fraction, shed, 2030
1in10 | Reference | Event-Based Options | Com-Other End Uses Control | Commercial | Com - Office (Small) | Medium | 2030: 47.13% | LBNL Phase 4 aggregate enrollment fraction, shed, 2030
1in10 | Reference | Event-Based Options | Com-Other End Uses Control | Commercial | Com - Office (Small) | Large | 2030: 47.13% | LBNL Phase 4 aggregate enrollment fraction, shed, 2030
1in10 | Reference | Event-Based Options | Com-Other End Uses Control | Commercial | Com - Other | Small | 2030: 53.08% | LBNL Phase 4 aggregate enrollment fraction, shed, 2030
1in10 | Reference | Event-Based Options | Com-Other End Uses Control | Commercial | Com - Other | Medium | 2030: 35.34% | LBNL Phase 4 aggregate enrollment fraction, shed, 2030
1in10 | Reference | Event-Based Options | Com-Other End Uses Control | Commercial | Com - Other | Large | 2030: 28.48% | LBNL Phase 4 aggregate enrollment fraction, shed, 2030
1in10 | Reference | Event-Based Options | Com-Other End Uses Control | Commercial | Com - Refrig. Warehouse | Small | 2030: 43.16% | LBNL Phase 4 aggregate enrollment fraction, shed, 2030
1in10 | Reference | Event-Based Options | Com-Other End Uses Control | Commercial | Com - Refrig. Warehouse | Medium | 2030: 45.07% | LBNL Phase 4 aggregate enrollment fraction, shed, 2030
1in10 | Reference | Event-Based Options | Com-Other End Uses Control | Commercial | Com - Refrig. Warehouse | Large | 2030: 42.55% | LBNL Phase 4 aggregate enrollment fraction, shed, 2030
1in10 | Reference | Event-Based Options | Com-Other End Uses Control | Commercial | Com - Restaurant | Small | 2030: 45.85% | LBNL Phase 4 aggregate enrollment fraction, shed, 2030
1in10 | Reference | Event-Based Options | Com-Other End Uses Control | Commercial | Com - Restaurant | Medium | 2030: 40.9% | LBNL Phase 4 aggregate enrollment fraction, shed, 2030
1in10 | Reference | Event-Based Options | Com-Other End Uses Control | Commercial | Com - Restaurant | Large | 2030: 42.84% | LBNL Phase 4 aggregate enrollment fraction, shed, 2030
1in10 | Reference | Event-Based Options | Com-Other End Uses Control | Commercial | Com - Retail | Small | 2030: 61.04% | LBNL Phase 4 aggregate enrollment fraction, shed, 2030
1in10 | Reference | Event-Based Options | Com-Other End Uses Control | Commercial | Com - Retail | Medium | 2030: 35.91% | LBNL Phase 4 aggregate enrollment fraction, shed, 2030
1in10 | Reference | Event-Based Options | Com-Other End Uses Control | Commercial | Com - Retail | Large | 2030: 20.37% | LBNL Phase 4 aggregate enrollment fraction, shed, 2030
1in10 | Reference | Event-Based Options | Com-Other End Uses Control | Commercial | Com - School | Small | 2030: 46.14% | LBNL Phase 4 aggregate enrollment fraction, shed, 2030
1in10 | Reference | Event-Based Options | Com-Other End Uses Control | Commercial | Com - School | Medium | 2030: 33.34% | LBNL Phase 4 aggregate enrollment fraction, shed, 2030
1in10 | Reference | Event-Based Options | Com-Other End Uses Control | Commercial | Com - School | Large | 2030: 38.33% | LBNL Phase 4 aggregate enrollment fraction, shed, 2030
1in10 | Reference | Event-Based Options | Com-Other End Uses Control | Commercial | Com - Warehouse | Small | 2030: 45.26% | LBNL Phase 4 aggregate enrollment fraction, shed, 2030
1in10 | Reference | Event-Based Options | Com-Other End Uses Control | Commercial | Com - Warehouse | Medium | 2030: 52.32% | LBNL Phase 4 aggregate enrollment fraction, shed, 2030
1in10 | Reference | Event-Based Options | Com-Other End Uses Control | Commercial | Com - Warehouse | Large | 2030: 20.24% | LBNL Phase 4 aggregate enrollment fraction, shed, 2030
1in10 | Reference | Event-Based Options | Com-Refrigeration control | Commercial | Com - College | Small | [30 empty] | LBNL Phase 4 aggregate enrollment fraction, shed, 2030 | bar: 2030
1in10 | Reference | Event-Based Options | Com-Refrigeration control | Commercial | Com - College | Medium | [30 empty] | LBNL Phase 4 aggregate enrollment fraction, shed, 2030 | bar: 2030
1in10 | Reference | Event-Based Options | Com-Refrigeration control | Commercial | Com - College | Large | [30 empty] | LBNL Phase 4 aggregate enrollment fraction, shed, 2030 | bar: 2030
1in10 | Reference | Event-Based Options | Com-Refrigeration control | Commercial | Com - Grocery | Small | [30 empty] | LBNL Phase 4 aggregate enrollment fraction, shed, 2030 | bar: 2030
1in10 | Reference | Event-Based Options | Com-Refrigeration control | Commercial | Com - Grocery | Medium | [30 empty] | LBNL Phase 4 aggregate enrollment fraction, shed, 2030 | bar: 2030
1in10 | Reference | Event-Based Options | Com-Refrigeration control | Commercial | Com - Grocery | Large | [30 empty] | LBNL Phase 4 aggregate enrollment fraction, shed, 2030 | bar: 2030
1in10 | Reference | Event-Based Options | Com-Refrigeration control | Commercial | Com - Health | Small | [30 empty] | LBNL Phase 4 aggregate enrollment fraction, shed, 2030 | bar: 2030
1in10 | Reference | Event-Based Options | Com-Refrigeration control | Commercial | Com - Health | Medium | [30 empty] | LBNL Phase 4 aggregate enrollment fraction, shed, 2030 | bar: 2030
1in10 | Reference | Event-Based Options | Com-Refrigeration control | Commercial | Com - Health | Large | [30 empty] | LBNL Phase 4 aggregate enrollment fraction, shed, 2030 | bar: 2030
1in10 | Reference | Event-Based Options | Com-Refrigeration control | Commercial | Com - Lodging | Small | [30 empty] | LBNL Phase 4 aggregate enrollment fraction, shed, 2030 | bar: 2030
1in10 | Reference | Event-Based Options | Com-Refrigeration control | Commercial | Com - Lodging | Medium | [30 empty] | LBNL Phase 4 aggregate enrollment fraction, shed, 2030 | bar: 2030
1in10 | Reference | Event-Based Options | Com-Refrigeration control | Commercial | Com - Lodging | Large | [30 empty] | LBNL Phase 4 aggregate enrollment fraction, shed, 2030 | bar: 2030
1in10 | Reference | Event-Based Options | Com-Refrigeration control | Commercial | Com - Office (Large) | Small | [30 empty] | LBNL Phase 4 aggregate enrollment fraction, shed, 2030 | bar: 2030
1in10 | Reference | Event-Based Options | Com-Refrigeration control | Commercial | Com - Office (Large) | Medium | [30 empty] | LBNL Phase 4 aggregate enrollment fraction, shed, 2030 | bar: 2030
1in10 | Reference | Event-Based Options | Com-Refrigeration control | Commercial | Com - Office (Large) | Large | [30 empty] | LBNL Phase 4 aggregate enrollment fraction, shed, 2030 | bar: 2030
1in10 | Reference | Event-Based Options | Com-Refrigeration control | Commercial | Com - Office (Small) | Small | [30 empty] | LBNL Phase 4 aggregate enrollment fraction, shed, 2030 | bar: 2030
1in10 | Reference | Event-Based Options | Com-Refrigeration control | Commercial | Com - Office (Small) | Medium | [30 empty] | LBNL Phase 4 aggregate enrollment fraction, shed, 2030 | bar: 2030
1in10 | Reference | Event-Based Options | Com-Refrigeration control | Commercial | Com - Office (Small) | Large | [30 empty] | LBNL Phase 4 aggregate enrollment fraction, shed, 2030 | bar: 2030
1in10 | Reference | Event-Based Options | Com-Refrigeration control | Commercial | Com - Other | Small | [30 empty] | LBNL Phase 4 aggregate enrollment fraction, shed, 2030 | bar: 2030
1in10 | Reference | Event-Based Options | Com-Refrigeration control | Commercial | Com - Other | Medium | [30 empty] | LBNL Phase 4 aggregate enrollment fraction, shed, 2030 | bar: 2030
1in10 | Reference | Event-Based Options | Com-Refrigeration control | Commercial | Com - Other | Large | [30 empty] | LBNL Phase 4 aggregate enrollment fraction, shed, 2030 | bar: 2030
1in10 | Reference | Event-Based Options | Com-Refrigeration control | Commercial | Com - Refrig. Warehouse | Small | 2030: 41.58% | LBNL Phase 4 aggregate enrollment fraction, shed, 2030
1in10 | Reference | Event-Based Options | Com-Refrigeration control | Commercial | Com - Refrig. Warehouse | Medium | 2030: 49.55% | LBNL Phase 4 aggregate enrollment fraction, shed, 2030
1in10 | Reference | Event-Based Options | Com-Refrigeration control | Commercial | Com - Refrig. Warehouse | Large | 2030: 44.32% | LBNL Phase 4 aggregate enrollment fraction, shed, 2030
1in10 | Reference | Event-Based Options | Com-Refrigeration control | Commercial | Com - Restaurant | Small | [30 empty] | LBNL Phase 4 aggregate enrollment fraction, shed, 2030 | bar: 2030
1in10 | Reference | Event-Based Options | Com-Refrigeration control | Commercial | Com - Restaurant | Medium | [30 empty] | LBNL Phase 4 aggregate enrollment fraction, shed, 2030 | bar: 2030
1in10 | Reference | Event-Based Options | Com-Refrigeration control | Commercial | Com - Restaurant | Large | [30 empty] | LBNL Phase 4 aggregate enrollment fraction, shed, 2030 | bar: 2030
1in10 | Reference | Event-Based Options | Com-Refrigeration control | Commercial | Com - Retail | Small | [30 empty] | LBNL Phase 4 aggregate enrollment fraction, shed, 2030 | bar: 2030
1in10 | Reference | Event-Based Options | Com-Refrigeration control | Commercial | Com - Retail | Medium | [30 empty] | LBNL Phase 4 aggregate enrollment fraction, shed, 2030 | bar: 2030
1in10 | Reference | Event-Based Options | Com-Refrigeration control | Commercial | Com - Retail | Large | [30 empty] | LBNL Phase 4 aggregate enrollment fraction, shed, 2030 | bar: 2030
1in10 | Reference | Event-Based Options | Com-Refrigeration control | Commercial | Com - School | Small | [30 empty] | LBNL Phase 4 aggregate enrollment fraction, shed, 2030 | bar: 2030
1in10 | Reference | Event-Based Options | Com-Refrigeration control | Commercial | Com - School | Medium | [30 empty] | LBNL Phase 4 aggregate enrollment fraction, shed, 2030 | bar: 2030
1in10 | Reference | Event-Based Options | Com-Refrigeration control | Commercial | Com - School | Large | [30 empty] | LBNL Phase 4 aggregate enrollment fraction, shed, 2030 | bar: 2030
1in10 | Reference | Event-Based Options | Com-Refrigeration control | Commercial | Com - Warehouse | Small | [30 empty] | LBNL Phase 4 aggregate enrollment fraction, shed, 2030 | bar: 2030
1in10 | Reference | Event-Based Options | Com-Refrigeration control | Commercial | Com - Warehouse | Medium | [30 empty] | LBNL Phase 4 aggregate enrollment fraction, shed, 2030 | bar: 2030
1in10 | Reference | Event-Based Options | Com-Refrigeration control | Commercial | Com - Warehouse | Large | [30 empty] | LBNL Phase 4 aggregate enrollment fraction, shed, 2030 | bar: 2030
1in10 | Reference | Event-Based Options | Com-Refrigeration TES | Commercial | Com - College | Small | [30 empty] | LBNL Phase 4 aggregate enrollment fraction, shed, 2030 | bar: 2030
1in10 | Reference | Event-Based Options | Com-Refrigeration TES | Commercial | Com - College | Medium | [30 empty] | LBNL Phase 4 aggregate enrollment fraction, shed, 2030 | bar: 2030
1in10 | Reference | Event-Based Options | Com-Refrigeration TES | Commercial | Com - College | Large | [30 empty] | LBNL Phase 4 aggregate enrollment fraction, shed, 2030 | bar: 2030
1in10 | Reference | Event-Based Options | Com-Refrigeration TES | Commercial | Com - Grocery | Small | 2030: 52.01% | LBNL Phase 4 aggregate enrollment fraction, shed, 2030
1in10 | Reference | Event-Based Options | Com-Refrigeration TES | Commercial | Com - Grocery | Medium | 2030: 33.43% | LBNL Phase 4 aggregate enrollment fraction, shed, 2030
1in10 | Reference | Event-Based Options | Com-Refrigeration TES | Commercial | Com - Grocery | Large | 2030: 17.46% | LBNL Phase 4 aggregate enrollment fraction, shed, 2030
1in10 | Reference | Event-Based Options | Com-Refrigeration TES | Commercial | Com - Health | Small | 2030: 62.91% | LBNL Phase 4 aggregate enrollment fraction, shed, 2030
1in10 | Reference | Event-Based Options | Com-Refrigeration TES | Commercial | Com - Health | Medium | 2030: 38.43% | LBNL Phase 4 aggregate enrollment fraction, shed, 2030
1in10 | Reference | Event-Based Options | Com-Refrigeration TES | Commercial | Com - Health | Large | 2030: 13.69% | LBNL Phase 4 aggregate enrollment fraction, shed, 2030
1in10 | Reference | Event-Based Options | Com-Refrigeration TES | Commercial | Com - Lodging | Small | [30 empty] | LBNL Phase 4 aggregate enrollment fraction, shed, 2030 | bar: 2030
1in10 | Reference | Event-Based Options | Com-Refrigeration TES | Commercial | Com - Lodging | Medium | [30 empty] | LBNL Phase 4 aggregate enrollment fraction, shed, 2030 | bar: 2030
1in10 | Reference | Event-Based Options | Com-Refrigeration TES | Commercial | Com - Lodging | Large | [30 empty] | LBNL Phase 4 aggregate enrollment fraction, shed, 2030 | bar: 2030
1in10 | Reference | Event-Based Options | Com-Refrigeration TES | Commercial | Com - Office (Large) | Small | [30 empty] | LBNL Phase 4 aggregate enrollment fraction, shed, 2030 | bar: 2030
1in10 | Reference | Event-Based Options | Com-Refrigeration TES | Commercial | Com - Office (Large) | Medium | [30 empty] | LBNL Phase 4 aggregate enrollment fraction, shed, 2030 | bar: 2030
1in10 | Reference | Event-Based Options | Com-Refrigeration TES | Commercial | Com - Office (Large) | Large | [30 empty] | LBNL Phase 4 aggregate enrollment fraction, shed, 2030 | bar: 2030
1in10 | Reference | Event-Based Options | Com-Refrigeration TES | Commercial | Com - Office (Small) | Small | [30 empty] | LBNL Phase 4 aggregate enrollment fraction, shed, 2030 | bar: 2030
1in10 | Reference | Event-Based Options | Com-Refrigeration TES | Commercial | Com - Office (Small) | Medium | [30 empty] | LBNL Phase 4 aggregate enrollment fraction, shed, 2030 | bar: 2030
1in10 | Reference | Event-Based Options | Com-Refrigeration TES | Commercial | Com - Office (Small) | Large | [30 empty] | LBNL Phase 4 aggregate enrollment fraction, shed, 2030 | bar: 2030
1in10 | Reference | Event-Based Options | Com-Refrigeration TES | Commercial | Com - Other | Small | [30 empty] | LBNL Phase 4 aggregate enrollment fraction, shed, 2030 | bar: 2030
1in10 | Reference | Event-Based Options | Com-Refrigeration TES | Commercial | Com - Other | Medium | [30 empty] | LBNL Phase 4 aggregate enrollment fraction, shed, 2030 | bar: 2030
1in10 | Reference | Event-Based Options | Com-Refrigeration TES | Commercial | Com - Other | Large | [30 empty] | LBNL Phase 4 aggregate enrollment fraction, shed, 2030 | bar: 2030
1in10 | Reference | Event-Based Options | Com-Refrigeration TES | Commercial | Com - Refrig. Warehouse | Small | 2030: 37.83% | LBNL Phase 4 aggregate enrollment fraction, shed, 2030
1in10 | Reference | Event-Based Options | Com-Refrigeration TES | Commercial | Com - Refrig. Warehouse | Medium | 2030: 44.82% | LBNL Phase 4 aggregate enrollment fraction, shed, 2030
1in10 | Reference | Event-Based Options | Com-Refrigeration TES | Commercial | Com - Refrig. Warehouse | Large | 2030: 39.22% | LBNL Phase 4 aggregate enrollment fraction, shed, 2030
1in10 | Reference | Event-Based Options | Com-Refrigeration TES | Commercial | Com - Restaurant | Small | 2030: 43.33% | LBNL Phase 4 aggregate enrollment fraction, shed, 2030
1in10 | Reference | Event-Based Options | Com-Refrigeration TES | Commercial | Com - Restaurant | Medium | 2030: 38.69% | LBNL Phase 4 aggregate enrollment fraction, shed, 2030
1in10 | Reference | Event-Based Options | Com-Refrigeration TES | Commercial | Com - Restaurant | Large | 2030: 39.71% | LBNL Phase 4 aggregate enrollment fraction, shed, 2030
1in10 | Reference | Event-Based Options | Com-Refrigeration TES | Commercial | Com - Retail | Small | 2030: 52.01% | LBNL Phase 4 aggregate enrollment fraction, shed, 2030
1in10 | Reference | Event-Based Options | Com-Refrigeration TES | Commercial | Com - Retail | Medium | 2030: 33.43% | LBNL Phase 4 aggregate enrollment fraction, shed, 2030
1in10 | Reference | Event-Based Options | Com-Refrigeration TES | Commercial | Com - Retail | Large | 2030: 17.46% | LBNL Phase 4 aggregate enrollment fraction, shed, 2030
1in10 | Reference | Event-Based Options | Com-Refrigeration TES | Commercial | Com - School | Small | [30 empty] | LBNL Phase 4 aggregate enrollment fraction, shed, 2030 | bar: 2030
1in10 | Reference | Event-Based Options | Com-Refrigeration TES | Commercial | Com - School | Medium | [30 empty] | LBNL Phase 4 aggregate enrollment fraction, shed, 2030 | bar: 2030
1in10 | Reference | Event-Based Options | Com-Refrigeration TES | Commercial | Com - School | Large | [30 empty] | LBNL Phase 4 aggregate enrollment fraction, shed, 2030 | bar: 2030
1in10 | Reference | Event-Based Options | Com-Refrigeration TES | Commercial | Com - Warehouse | Small | [30 empty] | LBNL Phase 4 aggregate enrollment fraction, shed, 2030 | bar: 2030
1in10 | Reference | Event-Based Options | Com-Refrigeration TES | Commercial | Com - Warehouse | Medium | [30 empty] | LBNL Phase 4 aggregate enrollment fraction, shed, 2030 | bar: 2030
1in10 | Reference | Event-Based Options | Com-Refrigeration TES | Commercial | Com - Warehouse | Large | [30 empty] | LBNL Phase 4 aggregate enrollment fraction, shed, 2030 | bar: 2030
1in10 | Reference | Event-Based Options | Com-Water Heating-Add-on CTA 2045 control | Commercial | Com - College | Small | 2030: 46.56% | LBNL Phase 4 aggregate enrollment fraction, shed, 2030
1in10 | Reference | Event-Based Options | Com-Water Heating-Add-on CTA 2045 control | Commercial | Com - College | Medium | 2030: 35.67% | LBNL Phase 4 aggregate enrollment fraction, shed, 2030
1in10 | Reference | Event-Based Options | Com-Water Heating-Add-on CTA 2045 control | Commercial | Com - College | Large | 2030: 40.23% | LBNL Phase 4 aggregate enrollment fraction, shed, 2030
1in10 | Reference | Event-Based Options | Com-Water Heating-Add-on CTA 2045 control | Commercial | Com - Grocery | Small | 2030: 61.09% | LBNL Phase 4 aggregate enrollment fraction, shed, 2030
1in10 | Reference | Event-Based Options | Com-Water Heating-Add-on CTA 2045 control | Commercial | Com - Grocery | Medium | 2030: 36.76% | LBNL Phase 4 aggregate enrollment fraction, shed, 2030
1in10 | Reference | Event-Based Options | Com-Water Heating-Add-on CTA 2045 control | Commercial | Com - Grocery | Large | 2030: 22.37% | LBNL Phase 4 aggregate enrollment fraction, shed, 2030
1in10 | Reference | Event-Based Options | Com-Water Heating-Add-on CTA 2045 control | Commercial | Com - Health | Small | 2030: 64.1% | LBNL Phase 4 aggregate enrollment fraction, shed, 2030
1in10 | Reference | Event-Based Options | Com-Water Heating-Add-on CTA 2045 control | Commercial | Com - Health | Medium | 2030: 38.95% | LBNL Phase 4 aggregate enrollment fraction, shed, 2030
1in10 | Reference | Event-Based Options | Com-Water Heating-Add-on CTA 2045 control | Commercial | Com - Health | Large | 2030: 17.82% | LBNL Phase 4 aggregate enrollment fraction, shed, 2030
1in10 | Reference | Event-Based Options | Com-Water Heating-Add-on CTA 2045 control | Commercial | Com - Lodging | Small | 2030: 50.64% | LBNL Phase 4 aggregate enrollment fraction, shed, 2030
1in10 | Reference | Event-Based Options | Com-Water Heating-Add-on CTA 2045 control | Commercial | Com - Lodging | Medium | 2030: 43.4% | LBNL Phase 4 aggregate enrollment fraction, shed, 2030
1in10 | Reference | Event-Based Options | Com-Water Heating-Add-on CTA 2045 control | Commercial | Com - Lodging | Large | 2030: 11.3% | LBNL Phase 4 aggregate enrollment fraction, shed, 2030
1in10 | Reference | Event-Based Options | Com-Water Heating-Add-on CTA 2045 control | Commercial | Com - Office (Large) | Small | 2030: 39.31% | LBNL Phase 4 aggregate enrollment fraction, shed, 2030
1in10 | Reference | Event-Based Options | Com-Water Heating-Add-on CTA 2045 control | Commercial | Com - Office (Large) | Medium | 2030: 39.31% | LBNL Phase 4 aggregate enrollment fraction, shed, 2030
1in10 | Reference | Event-Based Options | Com-Water Heating-Add-on CTA 2045 control | Commercial | Com - Office (Large) | Large | 2030: 39.31% | LBNL Phase 4 aggregate enrollment fraction, shed, 2030
1in10 | Reference | Event-Based Options | Com-Water Heating-Add-on CTA 2045 control | Commercial | Com - Office (Small) | Small | 2030: 46.56% | LBNL Phase 4 aggregate enrollment fraction, shed, 2030
1in10 | Reference | Event-Based Options | Com-Water Heating-Add-on CTA 2045 control | Commercial | Com - Office (Small) | Medium | 2030: 46.56% | LBNL Phase 4 aggregate enrollment fraction, shed, 2030
1in10 | Reference | Event-Based Options | Com-Water Heating-Add-on CTA 2045 control | Commercial | Com - Office (Small) | Large | 2030: 46.56% | LBNL Phase 4 aggregate enrollment fraction, shed, 2030
1in10 | Reference | Event-Based Options | Com-Water Heating-Add-on CTA 2045 control | Commercial | Com - Other | Small | 2030: 53.16% | LBNL Phase 4 aggregate enrollment fraction, shed, 2030
1in10 | Reference | Event-Based Options | Com-Water Heating-Add-on CTA 2045 control | Commercial | Com - Other | Medium | 2030: 38.03% | LBNL Phase 4 aggregate enrollment fraction, shed, 2030
1in10 | Reference | Event-Based Options | Com-Water Heating-Add-on CTA 2045 control | Commercial | Com - Other | Large | 2030: 31.37% | LBNL Phase 4 aggregate enrollment fraction, shed, 2030
1in10 | Reference | Event-Based Options | Com-Water Heating-Add-on CTA 2045 control | Commercial | Com - Refrig. Warehouse | Small | 2030: 43.38% | LBNL Phase 4 aggregate enrollment fraction, shed, 2030
1in10 | Reference | Event-Based Options | Com-Water Heating-Add-on CTA 2045 control | Commercial | Com - Refrig. Warehouse | Medium | 2030: 45.07% | LBNL Phase 4 aggregate enrollment fraction, shed, 2030
1in10 | Reference | Event-Based Options | Com-Water Heating-Add-on CTA 2045 control | Commercial | Com - Refrig. Warehouse | Large | 2030: 43.51% | LBNL Phase 4 aggregate enrollment fraction, shed, 2030
1in10 | Reference | Event-Based Options | Com-Water Heating-Add-on CTA 2045 control | Commercial | Com - Restaurant | Small | 2030: 46.32% | LBNL Phase 4 aggregate enrollment fraction, shed, 2030
1in10 | Reference | Event-Based Options | Com-Water Heating-Add-on CTA 2045 control | Commercial | Com - Restaurant | Medium | 2030: 41.48% | LBNL Phase 4 aggregate enrollment fraction, shed, 2030
1in10 | Reference | Event-Based Options | Com-Water Heating-Add-on CTA 2045 control | Commercial | Com - Restaurant | Large | 2030: 42.9% | LBNL Phase 4 aggregate enrollment fraction, shed, 2030
1in10 | Reference | Event-Based Options | Com-Water Heating-Add-on CTA 2045 control | Commercial | Com - Retail | Small | 2030: 61.09% | LBNL Phase 4 aggregate enrollment fraction, shed, 2030
1in10 | Reference | Event-Based Options | Com-Water Heating-Add-on CTA 2045 control | Commercial | Com - Retail | Medium | 2030: 36.76% | LBNL Phase 4 aggregate enrollment fraction, shed, 2030
1in10 | Reference | Event-Based Options | Com-Water Heating-Add-on CTA 2045 control | Commercial | Com - Retail | Large | 2030: 22.37% | LBNL Phase 4 aggregate enrollment fraction, shed, 2030
1in10 | Reference | Event-Based Options | Com-Water Heating-Add-on CTA 2045 control | Commercial | Com - School | Small | 2030: 46.56% | LBNL Phase 4 aggregate enrollment fraction, shed, 2030
1in10 | Reference | Event-Based Options | Com-Water Heating-Add-on CTA 2045 control | Commercial | Com - School | Medium | 2030: 35.67% | LBNL Phase 4 aggregate enrollment fraction, shed, 2030
1in10 | Reference | Event-Based Options | Com-Water Heating-Add-on CTA 2045 control | Commercial | Com - School | Large | 2030: 40.23% | LBNL Phase 4 aggregate enrollment fraction, shed, 2030
1in10 | Reference | Event-Based Options | Com-Water Heating-Add-on CTA 2045 control | Commercial | Com - Warehouse | Small | 2030: 45.22% | LBNL Phase 4 aggregate enrollment fraction, shed, 2030
1in10 | Reference | Event-Based Options | Com-Water Heating-Add-on CTA 2045 control | Commercial | Com - Warehouse | Medium | 2030: 53.57% | LBNL Phase 4 aggregate enrollment fraction, shed, 2030
1in10 | Reference | Event-Based Options | Com-Water Heating-Add-on CTA 2045 control | Commercial | Com - Warehouse | Large | 2030: 20.95% | LBNL Phase 4 aggregate enrollment fraction, shed, 2030
1in10 | Reference | Event-Based Options | Com-Water Heating-Smart Water Heater | Commercial | Com - College | Small | 2030: 46.78% | LBNL Phase 4 aggregate enrollment fraction, shed, 2030
1in10 | Reference | Event-Based Options | Com-Water Heating-Smart Water Heater | Commercial | Com - College | Medium | [30 empty] | LBNL Phase 4 aggregate enrollment fraction, shed, 2030 | bar: 2030
1in10 | Reference | Event-Based Options | Com-Water Heating-Smart Water Heater | Commercial | Com - College | Large | [30 empty] | LBNL Phase 4 aggregate enrollment fraction, shed, 2030 | bar: 2030
1in10 | Reference | Event-Based Options | Com-Water Heating-Smart Water Heater | Commercial | Com - Grocery | Small | 2030: 63.48% | LBNL Phase 4 aggregate enrollment fraction, shed, 2030
1in10 | Reference | Event-Based Options | Com-Water Heating-Smart Water Heater | Commercial | Com - Grocery | Medium | [30 empty] | LBNL Phase 4 aggregate enrollment fraction, shed, 2030 | bar: 2030
1in10 | Reference | Event-Based Options | Com-Water Heating-Smart Water Heater | Commercial | Com - Grocery | Large | [30 empty] | LBNL Phase 4 aggregate enrollment fraction, shed, 2030 | bar: 2030
1in10 | Reference | Event-Based Options | Com-Water Heating-Smart Water Heater | Commercial | Com - Health | Small | 2030: 64.3% | LBNL Phase 4 aggregate enrollment fraction, shed, 2030
1in10 | Reference | Event-Based Options | Com-Water Heating-Smart Water Heater | Commercial | Com - Health | Medium | [30 empty] | LBNL Phase 4 aggregate enrollment fraction, shed, 2030 | bar: 2030
1in10 | Reference | Event-Based Options | Com-Water Heating-Smart Water Heater | Commercial | Com - Health | Large | [30 empty] | LBNL Phase 4 aggregate enrollment fraction, shed, 2030 | bar: 2030
1in10 | Reference | Event-Based Options | Com-Water Heating-Smart Water Heater | Commercial | Com - Lodging | Small | 2030: 48.55% | LBNL Phase 4 aggregate enrollment fraction, shed, 2030
1in10 | Reference | Event-Based Options | Com-Water Heating-Smart Water Heater | Commercial | Com - Lodging | Medium | [30 empty] | LBNL Phase 4 aggregate enrollment fraction, shed, 2030 | bar: 2030
1in10 | Reference | Event-Based Options | Com-Water Heating-Smart Water Heater | Commercial | Com - Lodging | Large | [30 empty] | LBNL Phase 4 aggregate enrollment fraction, shed, 2030 | bar: 2030
1in10 | Reference | Event-Based Options | Com-Water Heating-Smart Water Heater | Commercial | Com - Office (Large) | Small | [30 empty] | LBNL Phase 4 aggregate enrollment fraction, shed, 2030 | bar: 2030
1in10 | Reference | Event-Based Options | Com-Water Heating-Smart Water Heater | Commercial | Com - Office (Large) | Medium | [30 empty] | LBNL Phase 4 aggregate enrollment fraction, shed, 2030 | bar: 2030
1in10 | Reference | Event-Based Options | Com-Water Heating-Smart Water Heater | Commercial | Com - Office (Large) | Large | [30 empty] | LBNL Phase 4 aggregate enrollment fraction, shed, 2030 | bar: 2030
1in10 | Reference | Event-Based Options | Com-Water Heating-Smart Water Heater | Commercial | Com - Office (Small) | Small | 2030: 47.26% | LBNL Phase 4 aggregate enrollment fraction, shed, 2030
1in10 | Reference | Event-Based Options | Com-Water Heating-Smart Water Heater | Commercial | Com - Office (Small) | Medium | 2030: 47.26% | LBNL Phase 4 aggregate enrollment fraction, shed, 2030
1in10 | Reference | Event-Based Options | Com-Water Heating-Smart Water Heater | Commercial | Com - Office (Small) | Large | 2030: 47.26% | LBNL Phase 4 aggregate enrollment fraction, shed, 2030
1in10 | Reference | Event-Based Options | Com-Water Heating-Smart Water Heater | Commercial | Com - Other | Small | 2030: 51.34% | LBNL Phase 4 aggregate enrollment fraction, shed, 2030
1in10 | Reference | Event-Based Options | Com-Water Heating-Smart Water Heater | Commercial | Com - Other | Medium | [30 empty] | LBNL Phase 4 aggregate enrollment fraction, shed, 2030 | bar: 2030
1in10 | Reference | Event-Based Options | Com-Water Heating-Smart Water Heater | Commercial | Com - Other | Large | [30 empty] | LBNL Phase 4 aggregate enrollment fraction, shed, 2030 | bar: 2030
1in10 | Reference | Event-Based Options | Com-Water Heating-Smart Water Heater | Commercial | Com - Refrig. Warehouse | Small | [30 empty] | LBNL Phase 4 aggregate enrollment fraction, shed, 2030 | bar: 2030
1in10 | Reference | Event-Based Options | Com-Water Heating-Smart Water Heater | Commercial | Com - Refrig. Warehouse | Medium | [30 empty] | LBNL Phase 4 aggregate enrollment fraction, shed, 2030 | bar: 2030
1in10 | Reference | Event-Based Options | Com-Water Heating-Smart Water Heater | Commercial | Com - Refrig. Warehouse | Large | [30 empty] | LBNL Phase 4 aggregate enrollment fraction, shed, 2030 | bar: 2030
1in10 | Reference | Event-Based Options | Com-Water Heating-Smart Water Heater | Commercial | Com - Restaurant | Small | [30 empty] | LBNL Phase 4 aggregate enrollment fraction, shed, 2030 | bar: 2030
1in10 | Reference | Event-Based Options | Com-Water Heating-Smart Water Heater | Commercial | Com - Restaurant | Medium | [30 empty] | Default 20% assumption | bar: 2030
1in10 | Reference | Event-Based Options | Com-Water Heating-Smart Water Heater | Commercial | Com - Restaurant | Large | [30 empty] | Default 20% assumption | bar: 2030
1in10 | Reference | Event-Based Options | Com-Water Heating-Smart Water Heater | Commercial | Com - Retail | Small | 2030: 63.48% | Default 20% assumption
1in10 | Reference | Event-Based Options | Com-Water Heating-Smart Water Heater | Commercial | Com - Retail | Medium | [30 empty] | Default 20% assumption | bar: 2030
1in10 | Reference | Event-Based Options | Com-Water Heating-Smart Water Heater | Commercial | Com - Retail | Large | [30 empty] | LBNL Phase 4 aggregate enrollment fraction, shed, 2030 | bar: 2030
1in10 | Reference | Event-Based Options | Com-Water Heating-Smart Water Heater | Commercial | Com - School | Small | 2030: 46.78% | LBNL Phase 4 aggregate enrollment fraction, shed, 2030
1in10 | Reference | Event-Based Options | Com-Water Heating-Smart Water Heater | Commercial | Com - School | Medium | [30 empty] | LBNL Phase 4 aggregate enrollment fraction, shed, 2030 | bar: 2030
1in10 | Reference | Event-Based Options | Com-Water Heating-Smart Water Heater | Commercial | Com - School | Large | [30 empty] | LBNL Phase 4 aggregate enrollment fraction, shed, 2030 | bar: 2030
1in10 | Reference | Event-Based Options | Com-Water Heating-Smart Water Heater | Commercial | Com - Warehouse | Small | 2030: 45.92% | LBNL Phase 4 aggregate enrollment fraction, shed, 2030
1in10 | Reference | Event-Based Options | Com-Water Heating-Smart Water Heater | Commercial | Com - Warehouse | Medium | [30 empty] | LBNL Phase 4 aggregate enrollment fraction, shed, 2030 | bar: 2030
1in10 | Reference | Event-Based Options | Com-Water Heating-Smart Water Heater | Commercial | Com - Warehouse | Large | [30 empty] | Default 20% assumption | bar: 2030
1in10 | Reference | Event-Based Options | EV-Electric Buses-Charging Control | Electric Vehicle | INTERCITY.BUS | Electric Buses | 2030: 53.03% | Default 20% assumption
1in10 | Reference | Event-Based Options | EV-Electric Buses-Charging Control | Electric Vehicle | OTHER.BUS | Electric Buses | 2030: 53.03% | Default 20% assumption
1in10 | Reference | Event-Based Options | EV-Electric Buses-Charging Control | Electric Vehicle | SCHOOL.BUS | Electric Buses | 2030: 53.03% | Default 20% assumption
1in10 | Reference | Event-Based Options | EV-Electric Buses-Charging Control | Electric Vehicle | URBAN.BUS | Electric Buses | 2030: 53.03% | Default 20% assumption
1in10 | Reference | Event-Based Options | EV-HDV-Charging Control | Electric Vehicle | GVWR7 | Heavy Duty EV | 2030: 52.86% | Default 20% assumption
1in10 | Reference | Event-Based Options | EV-HDV-Charging Control | Electric Vehicle | GVWR8.COMBO | Heavy Duty EV | 2030: 52.86% | LBNL Phase 4 aggregate enrollment fraction, shed, 2030
1in10 | Reference | Event-Based Options | EV-HDV-Charging Control | Electric Vehicle | GVWR8.IRP | Heavy Duty EV | 2030: 52.86% | Default 20% assumption
1in10 | Reference | Event-Based Options | EV-HDV-Charging Control | Electric Vehicle | GVWR8.PORT | Heavy Duty EV | 2030: 52.86% | LBNL Phase 4 aggregate enrollment fraction, shed, 2030
1in10 | Reference | Event-Based Options | EV-HDV-Charging Control | Electric Vehicle | GVWR8.REFUSE.AND.RECYCLING | Heavy Duty EV | 2030: 52.86% | LBNL Phase 4 aggregate enrollment fraction, shed, 2030
1in10 | Reference | Event-Based Options | EV-HDV-Charging Control | Electric Vehicle | GVWR8.SU | Heavy Duty EV | 2030: 52.86% | Default 20% assumption
1in10 | Reference | Event-Based Options | EV-LDV-Charging Control | Electric Vehicle | LDV | Light Duty EV | 2030: 4.172% | Default 20% assumption
1in10 | Reference | Event-Based Options | EV-MDV-Charging Control | Electric Vehicle | GVWR3 | Medium Duty EV | 2030: 53.03% | Estimated from Phase 4 appendices enrollment curves
1in10 | Reference | Event-Based Options | EV-MDV-Charging Control | Electric Vehicle | GVWR456 | Medium Duty EV | 2030: 53.03% | LBNL Phase 4 aggregate enrollment fraction, shed, 2030
1in10 | Reference | Event-Based Options | Ind-Battery Load Shift | Industrial | Ind-BTM Battery | AllSize | 2030: 20% | LBNL Phase 4 aggregate enrollment fraction, shed, 2030
1in10 | Reference | Event-Based Options | Ind-HVAC Control | Industrial | Chem/Petrol | Small | [30 empty] | LBNL Phase 4 aggregate enrollment fraction, shed, 2030 | bar: 2030
1in10 | Reference | Event-Based Options | Ind-HVAC Control | Industrial | Chem/Petrol | Medium | 2030: 42.63% | LBNL Phase 4 aggregate enrollment fraction, shed, 2030
1in10 | Reference | Event-Based Options | Ind-HVAC Control | Industrial | Chem/Petrol | Large | 2030: 20.25% | LBNL Phase 4 aggregate enrollment fraction, shed, 2030
1in10 | Reference | Event-Based Options | Ind-HVAC Control | Industrial | Food/Bev | Small | [30 empty] | LBNL Phase 4 aggregate enrollment fraction, shed, 2030 | bar: 2030
1in10 | Reference | Event-Based Options | Ind-HVAC Control | Industrial | Food/Bev | Medium | 2030: 48.4% | LBNL Phase 4 aggregate enrollment fraction, shed, 2030
1in10 | Reference | Event-Based Options | Ind-HVAC Control | Industrial | Food/Bev | Large | 2030: 22.11% | LBNL Phase 4 aggregate enrollment fraction, shed, 2030
1in10 | Reference | Event-Based Options | Ind-HVAC Control | Industrial | Mfg-Equipment | Small | [30 empty] | LBNL Phase 4 aggregate enrollment fraction, shed, 2030 | bar: 2030
1in10 | Reference | Event-Based Options | Ind-HVAC Control | Industrial | Mfg-Equipment | Medium | 2030: 42.81% | LBNL Phase 4 aggregate enrollment fraction, shed, 2030
1in10 | Reference | Event-Based Options | Ind-HVAC Control | Industrial | Mfg-Equipment | Large | 2030: 31.85% | LBNL Phase 4 aggregate enrollment fraction, shed, 2030
1in10 | Reference | Event-Based Options | Ind-HVAC Control | Industrial | Mfg-Goods | Small | [30 empty] | LBNL Phase 4 aggregate enrollment fraction, shed, 2030 | bar: 2030
1in10 | Reference | Event-Based Options | Ind-HVAC Control | Industrial | Mfg-Goods | Medium | 2030: 50.75% | LBNL Phase 4 aggregate enrollment fraction, shed, 2030
1in10 | Reference | Event-Based Options | Ind-HVAC Control | Industrial | Mfg-Goods | Large | 2030: 33.51% | LBNL Phase 4 aggregate enrollment fraction, shed, 2030
1in10 | Reference | Event-Based Options | Ind-HVAC Control | Industrial | Mfg-Materials | Small | [30 empty] | LBNL Phase 4 aggregate enrollment fraction, shed, 2030 | bar: 2030
1in10 | Reference | Event-Based Options | Ind-HVAC Control | Industrial | Mfg-Materials | Medium | 2030: 43.51% | LBNL Phase 4 aggregate enrollment fraction, shed, 2030
1in10 | Reference | Event-Based Options | Ind-HVAC Control | Industrial | Mfg-Materials | Large | 2030: 52.29% | LBNL Phase 4 aggregate enrollment fraction, shed, 2030
1in10 | Reference | Event-Based Options | Ind-Lighting control | Industrial | Chem/Petrol | Small | 2030: 44.34% | LBNL Phase 4 aggregate enrollment fraction, shed, 2030
1in10 | Reference | Event-Based Options | Ind-Lighting control | Industrial | Chem/Petrol | Medium | 2030: 38.71% | LBNL Phase 4 aggregate enrollment fraction, shed, 2030
1in10 | Reference | Event-Based Options | Ind-Lighting control | Industrial | Chem/Petrol | Large | 2030: 28.63% | LBNL Phase 4 aggregate enrollment fraction, shed, 2030
1in10 | Reference | Event-Based Options | Ind-Lighting control | Industrial | Food/Bev | Small | 2030: 44.34% | LBNL Phase 4 aggregate enrollment fraction, shed, 2030
1in10 | Reference | Event-Based Options | Ind-Lighting control | Industrial | Food/Bev | Medium | 2030: 38.71% | LBNL Phase 4 aggregate enrollment fraction, shed, 2030
1in10 | Reference | Event-Based Options | Ind-Lighting control | Industrial | Food/Bev | Large | 2030: 28.63% | LBNL Phase 4 aggregate enrollment fraction, shed, 2030
1in10 | Reference | Event-Based Options | Ind-Lighting control | Industrial | Mfg-Equipment | Small | 2030: 44.34% | LBNL Phase 4 aggregate enrollment fraction, shed, 2030
1in10 | Reference | Event-Based Options | Ind-Lighting control | Industrial | Mfg-Equipment | Medium | 2030: 38.71% | LBNL Phase 4 aggregate enrollment fraction, shed, 2030
1in10 | Reference | Event-Based Options | Ind-Lighting control | Industrial | Mfg-Equipment | Large | 2030: 28.63% | LBNL Phase 4 aggregate enrollment fraction, shed, 2030
1in10 | Reference | Event-Based Options | Ind-Lighting control | Industrial | Mfg-Goods | Small | 2030: 44.34% | LBNL Phase 4 aggregate enrollment fraction, shed, 2030
1in10 | Reference | Event-Based Options | Ind-Lighting control | Industrial | Mfg-Goods | Medium | 2030: 38.71% | LBNL Phase 4 aggregate enrollment fraction, shed, 2030
1in10 | Reference | Event-Based Options | Ind-Lighting control | Industrial | Mfg-Goods | Large | 2030: 28.63% | LBNL Phase 4 aggregate enrollment fraction, shed, 2030
1in10 | Reference | Event-Based Options | Ind-Lighting control | Industrial | Mfg-Materials | Small | 2030: 44.34% | LBNL Phase 4 aggregate enrollment fraction, shed, 2030
1in10 | Reference | Event-Based Options | Ind-Lighting control | Industrial | Mfg-Materials | Medium | 2030: 38.71% | LBNL Phase 4 aggregate enrollment fraction, shed, 2030
1in10 | Reference | Event-Based Options | Ind-Lighting control | Industrial | Mfg-Materials | Large | 2030: 28.63% | LBNL Phase 4 aggregate enrollment fraction, shed, 2030
1in10 | Reference | Event-Based Options | Ind-Process Control | Industrial | Chem/Petrol | Small | 2030: 40.52% | LBNL Phase 4 aggregate enrollment fraction, shed, 2030
1in10 | Reference | Event-Based Options | Ind-Process Control | Industrial | Chem/Petrol | Medium | 2030: 42.47% | LBNL Phase 4 aggregate enrollment fraction, shed, 2030
1in10 | Reference | Event-Based Options | Ind-Process Control | Industrial | Chem/Petrol | Large | 2030: 21.45% | LBNL Phase 4 aggregate enrollment fraction, shed, 2030
1in10 | Reference | Event-Based Options | Ind-Process Control | Industrial | Food/Bev | Small | 2030: 44.27% | LBNL Phase 4 aggregate enrollment fraction, shed, 2030
1in10 | Reference | Event-Based Options | Ind-Process Control | Industrial | Food/Bev | Medium | 2030: 48.49% | LBNL Phase 4 aggregate enrollment fraction, shed, 2030
1in10 | Reference | Event-Based Options | Ind-Process Control | Industrial | Food/Bev | Large | 2030: 22.85% | LBNL Phase 4 aggregate enrollment fraction, shed, 2030
1in10 | Reference | Event-Based Options | Ind-Process Control | Industrial | Mfg-Equipment | Small | 2030: 55.71% | LBNL Phase 4 aggregate enrollment fraction, shed, 2030
1in10 | Reference | Event-Based Options | Ind-Process Control | Industrial | Mfg-Equipment | Medium | 2030: 42.72% | LBNL Phase 4 aggregate enrollment fraction, shed, 2030
1in10 | Reference | Event-Based Options | Ind-Process Control | Industrial | Mfg-Equipment | Large | 2030: 31.59% | LBNL Phase 4 aggregate enrollment fraction, shed, 2030
1in10 | Reference | Event-Based Options | Ind-Process Control | Industrial | Mfg-Goods | Small | 2030: 54.5% | LBNL Phase 4 aggregate enrollment fraction, shed, 2030
1in10 | Reference | Event-Based Options | Ind-Process Control | Industrial | Mfg-Goods | Medium | 2030: 49.64% | LBNL Phase 4 aggregate enrollment fraction, shed, 2030
1in10 | Reference | Event-Based Options | Ind-Process Control | Industrial | Mfg-Goods | Large | 2030: 37.54% | LBNL Phase 4 aggregate enrollment fraction, shed, 2030
1in10 | Reference | Event-Based Options | Ind-Process Control | Industrial | Mfg-Materials | Small | 2030: 52.5% | LBNL Phase 4 aggregate enrollment fraction, shed, 2030
1in10 | Reference | Event-Based Options | Ind-Process Control | Industrial | Mfg-Materials | Medium | 2030: 43.69% | LBNL Phase 4 aggregate enrollment fraction, shed, 2030
1in10 | Reference | Event-Based Options | Ind-Process Control | Industrial | Mfg-Materials | Large | 2030: 52.73% | LBNL Phase 4 aggregate enrollment fraction, shed, 2030
1in10 | Reference | Event-Based Options | Ind-Refrigeration control | Industrial | Chem/Petrol | Small | 2030: 36.91% | LBNL Phase 4 aggregate enrollment fraction, shed, 2030
1in10 | Reference | Event-Based Options | Ind-Refrigeration control | Industrial | Chem/Petrol | Medium | 2030: 42.6% | LBNL Phase 4 aggregate enrollment fraction, shed, 2030
1in10 | Reference | Event-Based Options | Ind-Refrigeration control | Industrial | Chem/Petrol | Large | 2030: 21.58% | LBNL Phase 4 aggregate enrollment fraction, shed, 2030
1in10 | Reference | Event-Based Options | Ind-Refrigeration control | Industrial | Food/Bev | Small | 2030: 44.46% | LBNL Phase 4 aggregate enrollment fraction, shed, 2030
1in10 | Reference | Event-Based Options | Ind-Refrigeration control | Industrial | Food/Bev | Medium | 2030: 48.12% | LBNL Phase 4 aggregate enrollment fraction, shed, 2030
1in10 | Reference | Event-Based Options | Ind-Refrigeration control | Industrial | Food/Bev | Large | 2030: 23.87% | LBNL Phase 4 aggregate enrollment fraction, shed, 2030
1in10 | Reference | Event-Based Options | Ind-Refrigeration control | Industrial | Mfg-Equipment | Small | [30 empty] | LBNL Phase 4 aggregate enrollment fraction, shed, 2030 | bar: 2030
1in10 | Reference | Event-Based Options | Ind-Refrigeration control | Industrial | Mfg-Equipment | Medium | 2030: 42.68% | LBNL Phase 4 aggregate enrollment fraction, shed, 2030
1in10 | Reference | Event-Based Options | Ind-Refrigeration control | Industrial | Mfg-Equipment | Large | 2030: 33.14% | LBNL Phase 4 aggregate enrollment fraction, shed, 2030
1in10 | Reference | Event-Based Options | Ind-Refrigeration control | Industrial | Mfg-Goods | Small | [30 empty] | LBNL Phase 4 aggregate enrollment fraction, shed, 2030 | bar: 2030
1in10 | Reference | Event-Based Options | Ind-Refrigeration control | Industrial | Mfg-Goods | Medium | 2030: 50.27% | LBNL Phase 4 aggregate enrollment fraction, shed, 2030
1in10 | Reference | Event-Based Options | Ind-Refrigeration control | Industrial | Mfg-Goods | Large | 2030: 37.32% | LBNL Phase 4 aggregate enrollment fraction, shed, 2030
1in10 | Reference | Event-Based Options | Ind-Refrigeration control | Industrial | Mfg-Materials | Small | [30 empty] | LBNL Phase 4 aggregate enrollment fraction, shed, 2030 | bar: 2030
1in10 | Reference | Event-Based Options | Ind-Refrigeration control | Industrial | Mfg-Materials | Medium | 2030: 43.6% | LBNL Phase 4 aggregate enrollment fraction, shed, 2030
1in10 | Reference | Event-Based Options | Ind-Refrigeration control | Industrial | Mfg-Materials | Large | 2030: 53.11% | LBNL Phase 4 aggregate enrollment fraction, shed, 2030
1in10 | Reference | Event-Based Options | Res-Appliances Control | Residential | Multifamily | AllSize | 2030: 1.77% | LBNL Phase 4 aggregate enrollment fraction, shed, 2030
1in10 | Reference | Event-Based Options | Res-Appliances Control | Residential | Singlefamily | AllSize | 2030: 2.37% | Estimated from Phase 4 appendices enrollment curves
1in10 | Reference | Event-Based Options | Res-Battery Load Shift | Residential | Res-BTM Battery | AllSize | [30 empty] | LBNL Phase 4 aggregate enrollment fraction, shed, 2030 | bar: 2030
1in10 | Reference | Event-Based Options | Res-DLC-HVAC-Switch | Residential | Multifamily | AllSize | [30 empty] | LBNL Phase 4 aggregate enrollment fraction, shed, 2030 | bar: 2030
1in10 | Reference | Event-Based Options | Res-DLC-HVAC-Switch | Residential | Singlefamily | AllSize | [30 empty] | LBNL Phase 4 aggregate enrollment fraction, shed, 2030 | bar: 2030
1in10 | Reference | Event-Based Options | Res-DLC-Water Heating-Switch | Residential | Multifamily | AllSize | 2030: 1.484% | LBNL Phase 4 aggregate enrollment fraction, shed, 2030
1in10 | Reference | Event-Based Options | Res-DLC-Water Heating-Switch | Residential | Singlefamily | AllSize | 2030: 2.716% | LBNL Phase 4 aggregate enrollment fraction, shed, 2030
1in10 | Reference | Event-Based Options | Res-HVAC-Thermostat | Residential | Multifamily | AllSize | 2030: 1.873% | LBNL Phase 4 aggregate enrollment fraction, shed, 2030
1in10 | Reference | Event-Based Options | Res-HVAC-Thermostat | Residential | Singlefamily | AllSize | 2030: 2.494% | LBNL Phase 4 aggregate enrollment fraction, shed, 2030
1in10 | Reference | Event-Based Options | Res-Lighting Control | Residential | Multifamily | AllSize | 2030: 1.798% | LBNL Phase 4 aggregate enrollment fraction, shed, 2030
1in10 | Reference | Event-Based Options | Res-Lighting Control | Residential | Singlefamily | AllSize | 2030: 2.327% | LBNL Phase 4 aggregate enrollment fraction, shed, 2030
1in10 | Reference | Event-Based Options | Res-Other end uses control | Residential | Multifamily | AllSize | 2030: 1.787% | LBNL Phase 4 aggregate enrollment fraction, shed, 2030
1in10 | Reference | Event-Based Options | Res-Other end uses control | Residential | Singlefamily | AllSize | 2030: 2.378% | LBNL Phase 4 aggregate enrollment fraction, shed, 2030
1in10 | Reference | Event-Based Options | Res-Water Heating-Add-on CTA 2045 control | Residential | Multifamily | AllSize | [30 empty] | LBNL Phase 4 aggregate enrollment fraction, shed, 2030 | bar: 2030
1in10 | Reference | Event-Based Options | Res-Water Heating-Add-on CTA 2045 control | Residential | Singlefamily | AllSize | [30 empty] | LBNL Phase 4 aggregate enrollment fraction, shed, 2030 | bar: 2030
1in10 | Reference | Event-Based Options | Res-Water Heating-Smart Water Heater | Residential | Multifamily | AllSize | 2030: 1.727% | LBNL Phase 4 aggregate enrollment fraction, shed, 2030
1in10 | Reference | Event-Based Options | Res-Water Heating-Smart Water Heater | Residential | Singlefamily | AllSize | 2030: 2.314% | LBNL Phase 4 aggregate enrollment fraction, shed, 2030
1in10 | Reference | Event-Based Options | Water Supply/WW pumping control | Agricultural | Ag-Animal | Small | [30 empty] | LBNL Phase 4 aggregate enrollment fraction, shed, 2030 | bar: 2030
1in10 | Reference | Event-Based Options | Water Supply/WW pumping control | Agricultural | Ag-Animal | Medium | [30 empty] | LBNL Phase 4 aggregate enrollment fraction, shed, 2030 | bar: 2030
1in10 | Reference | Event-Based Options | Water Supply/WW pumping control | Agricultural | Ag-Animal | Large | [30 empty] | LBNL Phase 4 aggregate enrollment fraction, shed, 2030 | bar: 2030
1in10 | Reference | Event-Based Options | Water Supply/WW pumping control | Agricultural | Ag-Crop | Small | [30 empty] | LBNL Phase 4 aggregate enrollment fraction, shed, 2030 | bar: 2030
1in10 | Reference | Event-Based Options | Water Supply/WW pumping control | Agricultural | Ag-Crop | Medium | [30 empty] | LBNL Phase 4 aggregate enrollment fraction, shed, 2030 | bar: 2030
1in10 | Reference | Event-Based Options | Water Supply/WW pumping control | Agricultural | Ag-Crop | Large | [30 empty] | LBNL Phase 4 aggregate enrollment fraction, shed, 2030 | bar: 2030
1in10 | Reference | Event-Based Options | Water Supply/WW pumping control | Agricultural | Water, Irrigation | Small | [30 empty] | LBNL Phase 4 aggregate enrollment fraction, shed, 2030 | bar: 2030
1in10 | Reference | Event-Based Options | Water Supply/WW pumping control | Agricultural | Water, Irrigation | Medium | [30 empty] | LBNL Phase 4 aggregate enrollment fraction, shed, 2030 | bar: 2030
1in10 | Reference | Event-Based Options | Water Supply/WW pumping control | Agricultural | Water, Irrigation | Large | [30 empty] | LBNL Phase 4 aggregate enrollment fraction, shed, 2030 | bar: 2030
1in10 | Reference | Event-Based Options | Water Supply/WW pumping control | Agricultural | Water, Municipal | Small | 2030: 28.87% | LBNL Phase 4 aggregate enrollment fraction, shed, 2030
1in10 | Reference | Event-Based Options | Water Supply/WW pumping control | Agricultural | Water, Municipal | Medium | 2030: 30.43% | LBNL Phase 4 aggregate enrollment fraction, shed, 2030
1in10 | Reference | Event-Based Options | Water Supply/WW pumping control | Agricultural | Water, Municipal | Large | 2030: 42.13% | LBNL Phase 4 aggregate enrollment fraction, shed, 2030
1in10 | Ambitious | Dynamic Pricing | Dynamic Pricing | Agricultural | Ag-Animal | Small | 2030: 80% | Brattle Group research indicates greater than 80% enrollment in dynamic pricing under a default with opt-out type of offer. Assumed 50% for default with opt-out rate for Reference (conservative assumption); 80% for Ambitious.
1in10 | Ambitious | Dynamic Pricing | Dynamic Pricing | Agricultural | Ag-Animal | Medium | 2030: 80% | Brattle Group research indicates greater than 80% enrollment in dynamic pricing under a default with opt-out type of offer. Assumed 50% for default with opt-out rate for Reference (conservative assumption); 80% for Ambitious.
1in10 | Ambitious | Dynamic Pricing | Dynamic Pricing | Agricultural | Ag-Animal | Large | 2030: 80% | Brattle Group research indicates greater than 80% enrollment in dynamic pricing under a default with opt-out type of offer. Assumed 50% for default with opt-out rate for Reference (conservative assumption); 80% for Ambitious.
1in10 | Ambitious | Dynamic Pricing | Dynamic Pricing | Agricultural | Ag-BTM Battery | AllSize | 2030: 80% | Brattle Group research indicates greater than 80% enrollment in dynamic pricing under a default with opt-out type of offer. Assumed 50% for default with opt-out rate for Reference (conservative assumption); 80% for Ambitious.
1in10 | Ambitious | Dynamic Pricing | Dynamic Pricing | Agricultural | Ag-Crop | Small | 2030: 80% | Brattle Group research indicates greater than 80% enrollment in dynamic pricing under a default with opt-out type of offer. Assumed 50% for default with opt-out rate for Reference (conservative assumption); 80% for Ambitious.
1in10 | Ambitious | Dynamic Pricing | Dynamic Pricing | Agricultural | Ag-Crop | Medium | 2030: 80% | Brattle Group research indicates greater than 80% enrollment in dynamic pricing under a default with opt-out type of offer. Assumed 50% for default with opt-out rate for Reference (conservative assumption); 80% for Ambitious.
1in10 | Ambitious | Dynamic Pricing | Dynamic Pricing | Agricultural | Ag-Crop | Large | 2030: 80% | Brattle Group research indicates greater than 80% enrollment in dynamic pricing under a default with opt-out type of offer. Assumed 50% for default with opt-out rate for Reference (conservative assumption); 80% for Ambitious.
1in10 | Ambitious | Dynamic Pricing | Dynamic Pricing | Agricultural | Water, Irrigation | Small | 2030: 80% | Brattle Group research indicates greater than 80% enrollment in dynamic pricing under a default with opt-out type of offer. Assumed 50% for default with opt-out rate for Reference (conservative assumption); 80% for Ambitious.
1in10 | Ambitious | Dynamic Pricing | Dynamic Pricing | Agricultural | Water, Irrigation | Medium | 2030: 80% | Brattle Group research indicates greater than 80% enrollment in dynamic pricing under a default with opt-out type of offer. Assumed 50% for default with opt-out rate for Reference (conservative assumption); 80% for Ambitious.
1in10 | Ambitious | Dynamic Pricing | Dynamic Pricing | Agricultural | Water, Irrigation | Large | 2030: 80% | Brattle Group research indicates greater than 80% enrollment in dynamic pricing under a default with opt-out type of offer. Assumed 50% for default with opt-out rate for Reference (conservative assumption); 80% for Ambitious.
1in10 | Ambitious | Dynamic Pricing | Dynamic Pricing | Agricultural | Water, Municipal | Small | 2030: 80% | Brattle Group research indicates greater than 80% enrollment in dynamic pricing under a default with opt-out type of offer. Assumed 50% for default with opt-out rate for Reference (conservative assumption); 80% for Ambitious.
1in10 | Ambitious | Dynamic Pricing | Dynamic Pricing | Agricultural | Water, Municipal | Medium | 2030: 80% | Brattle Group research indicates greater than 80% enrollment in dynamic pricing under a default with opt-out type of offer. Assumed 50% for default with opt-out rate for Reference (conservative assumption); 80% for Ambitious.
1in10 | Ambitious | Dynamic Pricing | Dynamic Pricing | Agricultural | Water, Municipal | Large | 2030: 80% | Brattle Group research indicates greater than 80% enrollment in dynamic pricing under a default with opt-out type of offer. Assumed 50% for default with opt-out rate for Reference (conservative assumption); 80% for Ambitious.
1in10 | Ambitious | Dynamic Pricing | Dynamic Pricing | Commercial | Com - College | Small | 2030: 80% | Brattle Group research indicates greater than 80% enrollment in dynamic pricing under a default with opt-out type of offer. Assumed 50% for default with opt-out rate for Reference (conservative assumption); 80% for Ambitious.
1in10 | Ambitious | Dynamic Pricing | Dynamic Pricing | Commercial | Com - College | Medium | 2030: 80% | Brattle Group research indicates greater than 80% enrollment in dynamic pricing under a default with opt-out type of offer. Assumed 50% for default with opt-out rate for Reference (conservative assumption); 80% for Ambitious.
1in10 | Ambitious | Dynamic Pricing | Dynamic Pricing | Commercial | Com - College | Large | 2030: 80% | Brattle Group research indicates greater than 80% enrollment in dynamic pricing under a default with opt-out type of offer. Assumed 50% for default with opt-out rate for Reference (conservative assumption); 80% for Ambitious.
1in10 | Ambitious | Dynamic Pricing | Dynamic Pricing | Commercial | Com - Grocery | Small | 2030: 80% | Brattle Group research indicates greater than 80% enrollment in dynamic pricing under a default with opt-out type of offer. Assumed 50% for default with opt-out rate for Reference (conservative assumption); 80% for Ambitious.
1in10 | Ambitious | Dynamic Pricing | Dynamic Pricing | Commercial | Com - Grocery | Medium | 2030: 80% | Brattle Group research indicates greater than 80% enrollment in dynamic pricing under a default with opt-out type of offer. Assumed 50% for default with opt-out rate for Reference (conservative assumption); 80% for Ambitious.
1in10 | Ambitious | Dynamic Pricing | Dynamic Pricing | Commercial | Com - Grocery | Large | 2030: 80% | Brattle Group research indicates greater than 80% enrollment in dynamic pricing under a default with opt-out type of offer. Assumed 50% for default with opt-out rate for Reference (conservative assumption); 80% for Ambitious.
1in10 | Ambitious | Dynamic Pricing | Dynamic Pricing | Commercial | Com - Health | Small | 2030: 80% | Brattle Group research indicates greater than 80% enrollment in dynamic pricing under a default with opt-out type of offer. Assumed 50% for default with opt-out rate for Reference (conservative assumption); 80% for Ambitious.
1in10 | Ambitious | Dynamic Pricing | Dynamic Pricing | Commercial | Com - Health | Medium | 2030: 80% | Brattle Group research indicates greater than 80% enrollment in dynamic pricing under a default with opt-out type of offer. Assumed 50% for default with opt-out rate for Reference (conservative assumption); 80% for Ambitious.
1in10 | Ambitious | Dynamic Pricing | Dynamic Pricing | Commercial | Com - Health | Large | 2030: 80% | Brattle Group research indicates greater than 80% enrollment in dynamic pricing under a default with opt-out type of offer. Assumed 50% for default with opt-out rate for Reference (conservative assumption); 80% for Ambitious.
1in10 | Ambitious | Dynamic Pricing | Dynamic Pricing | Commercial | Com - Lodging | Small | 2030: 80% | Brattle Group research indicates greater than 80% enrollment in dynamic pricing under a default with opt-out type of offer. Assumed 50% for default with opt-out rate for Reference (conservative assumption); 80% for Ambitious.
1in10 | Ambitious | Dynamic Pricing | Dynamic Pricing | Commercial | Com - Lodging | Medium | 2030: 80% | Brattle Group research indicates greater than 80% enrollment in dynamic pricing under a default with opt-out type of offer. Assumed 50% for default with opt-out rate for Reference (conservative assumption); 80% for Ambitious.
1in10 | Ambitious | Dynamic Pricing | Dynamic Pricing | Commercial | Com - Lodging | Large | 2030: 80% | Brattle Group research indicates greater than 80% enrollment in dynamic pricing under a default with opt-out type of offer. Assumed 50% for default with opt-out rate for Reference (conservative assumption); 80% for Ambitious.
1in10 | Ambitious | Dynamic Pricing | Dynamic Pricing | Commercial | Com - Office (Large) | Small | 2030: 80% | Brattle Group research indicates greater than 80% enrollment in dynamic pricing under a default with opt-out type of offer. Assumed 50% for default with opt-out rate for Reference (conservative assumption); 80% for Ambitious.
1in10 | Ambitious | Dynamic Pricing | Dynamic Pricing | Commercial | Com - Office (Large) | Medium | 2030: 80% | Brattle Group research indicates greater than 80% enrollment in dynamic pricing under a default with opt-out type of offer. Assumed 50% for default with opt-out rate for Reference (conservative assumption); 80% for Ambitious.
1in10 | Ambitious | Dynamic Pricing | Dynamic Pricing | Commercial | Com - Office (Large) | Large | 2030: 80% | Brattle Group research indicates greater than 80% enrollment in dynamic pricing under a default with opt-out type of offer. Assumed 50% for default with opt-out rate for Reference (conservative assumption); 80% for Ambitious.
1in10 | Ambitious | Dynamic Pricing | Dynamic Pricing | Commercial | Com - Office (Small) | Small | 2030: 80% | Brattle Group research indicates greater than 80% enrollment in dynamic pricing under a default with opt-out type of offer. Assumed 50% for default with opt-out rate for Reference (conservative assumption); 80% for Ambitious.
1in10 | Ambitious | Dynamic Pricing | Dynamic Pricing | Commercial | Com - Office (Small) | Medium | 2030: 80% | Brattle Group research indicates greater than 80% enrollment in dynamic pricing under a default with opt-out type of offer. Assumed 50% for default with opt-out rate for Reference (conservative assumption); 80% for Ambitious.
1in10 | Ambitious | Dynamic Pricing | Dynamic Pricing | Commercial | Com - Office (Small) | Large | 2030: 80% | Brattle Group research indicates greater than 80% enrollment in dynamic pricing under a default with opt-out type of offer. Assumed 50% for default with opt-out rate for Reference (conservative assumption); 80% for Ambitious.
1in10 | Ambitious | Dynamic Pricing | Dynamic Pricing | Commercial | Com - Other | Small | 2030: 80% | Brattle Group research indicates greater than 80% enrollment in dynamic pricing under a default with opt-out type of offer. Assumed 50% for default with opt-out rate for Reference (conservative assumption); 80% for Ambitious.
1in10 | Ambitious | Dynamic Pricing | Dynamic Pricing | Commercial | Com - Other | Medium | 2030: 80% | Brattle Group research indicates greater than 80% enrollment in dynamic pricing under a default with opt-out type of offer. Assumed 50% for default with opt-out rate for Reference (conservative assumption); 80% for Ambitious.
1in10 | Ambitious | Dynamic Pricing | Dynamic Pricing | Commercial | Com - Other | Large | 2030: 80% | Brattle Group research indicates greater than 80% enrollment in dynamic pricing under a default with opt-out type of offer. Assumed 50% for default with opt-out rate for Reference (conservative assumption); 80% for Ambitious.
1in10 | Ambitious | Dynamic Pricing | Dynamic Pricing | Commercial | Com - Refrig. Warehouse | Small | 2030: 80% | Brattle Group research indicates greater than 80% enrollment in dynamic pricing under a default with opt-out type of offer. Assumed 50% for default with opt-out rate for Reference (conservative assumption); 80% for Ambitious.
1in10 | Ambitious | Dynamic Pricing | Dynamic Pricing | Commercial | Com - Refrig. Warehouse | Medium | 2030: 80% | Brattle Group research indicates greater than 80% enrollment in dynamic pricing under a default with opt-out type of offer. Assumed 50% for default with opt-out rate for Reference (conservative assumption); 80% for Ambitious.
1in10 | Ambitious | Dynamic Pricing | Dynamic Pricing | Commercial | Com - Refrig. Warehouse | Large | 2030: 80% | Brattle Group research indicates greater than 80% enrollment in dynamic pricing under a default with opt-out type of offer. Assumed 50% for default with opt-out rate for Reference (conservative assumption); 80% for Ambitious.
1in10 | Ambitious | Dynamic Pricing | Dynamic Pricing | Commercial | Com - Restaurant | Small | 2030: 80% | Brattle Group research indicates greater than 80% enrollment in dynamic pricing under a default with opt-out type of offer. Assumed 50% for default with opt-out rate for Reference (conservative assumption); 80% for Ambitious.
1in10 | Ambitious | Dynamic Pricing | Dynamic Pricing | Commercial | Com - Restaurant | Medium | 2030: 80% | Brattle Group research indicates greater than 80% enrollment in dynamic pricing under a default with opt-out type of offer. Assumed 50% for default with opt-out rate for Reference (conservative assumption); 80% for Ambitious.
1in10 | Ambitious | Dynamic Pricing | Dynamic Pricing | Commercial | Com - Restaurant | Large | 2030: 80% | Brattle Group research indicates greater than 80% enrollment in dynamic pricing under a default with opt-out type of offer. Assumed 50% for default with opt-out rate for Reference (conservative assumption); 80% for Ambitious.
1in10 | Ambitious | Dynamic Pricing | Dynamic Pricing | Commercial | Com - Retail | Small | 2030: 80% | Brattle Group research indicates greater than 80% enrollment in dynamic pricing under a default with opt-out type of offer. Assumed 50% for default with opt-out rate for Reference (conservative assumption); 80% for Ambitious.
1in10 | Ambitious | Dynamic Pricing | Dynamic Pricing | Commercial | Com - Retail | Medium | 2030: 80% | Brattle Group research indicates greater than 80% enrollment in dynamic pricing under a default with opt-out type of offer. Assumed 50% for default with opt-out rate for Reference (conservative assumption); 80% for Ambitious.
1in10 | Ambitious | Dynamic Pricing | Dynamic Pricing | Commercial | Com - Retail | Large | 2030: 80% | Brattle Group research indicates greater than 80% enrollment in dynamic pricing under a default with opt-out type of offer. Assumed 50% for default with opt-out rate for Reference (conservative assumption); 80% for Ambitious.
1in10 | Ambitious | Dynamic Pricing | Dynamic Pricing | Commercial | Com - School | Small | 2030: 80% | Brattle Group research indicates greater than 80% enrollment in dynamic pricing under a default with opt-out type of offer. Assumed 50% for default with opt-out rate for Reference (conservative assumption); 80% for Ambitious.
1in10 | Ambitious | Dynamic Pricing | Dynamic Pricing | Commercial | Com - School | Medium | 2030: 80% | Brattle Group research indicates greater than 80% enrollment in dynamic pricing under a default with opt-out type of offer. Assumed 50% for default with opt-out rate for Reference (conservative assumption); 80% for Ambitious.
1in10 | Ambitious | Dynamic Pricing | Dynamic Pricing | Commercial | Com - School | Large | 2030: 80% | Brattle Group research indicates greater than 80% enrollment in dynamic pricing under a default with opt-out type of offer. Assumed 50% for default with opt-out rate for Reference (conservative assumption); 80% for Ambitious.
1in10 | Ambitious | Dynamic Pricing | Dynamic Pricing | Commercial | Com - Warehouse | Small | 2030: 80% | Brattle Group research indicates greater than 80% enrollment in dynamic pricing under a default with opt-out type of offer. Assumed 50% for default with opt-out rate for Reference (conservative assumption); 80% for Ambitious.
1in10 | Ambitious | Dynamic Pricing | Dynamic Pricing | Commercial | Com - Warehouse | Medium | 2030: 80% | Brattle Group research indicates greater than 80% enrollment in dynamic pricing under a default with opt-out type of offer. Assumed 50% for default with opt-out rate for Reference (conservative assumption); 80% for Ambitious.
1in10 | Ambitious | Dynamic Pricing | Dynamic Pricing | Commercial | Com - Warehouse | Large | 2030: 80% | Brattle Group research indicates greater than 80% enrollment in dynamic pricing under a default with opt-out type of offer. Assumed 50% for default with opt-out rate for Reference (conservative assumption); 80% for Ambitious.
1in10 | Ambitious | Dynamic Pricing | Dynamic Pricing | Commercial | Com-BTM Battery | AllSize | 2030: 80% | Brattle Group research indicates greater than 80% enrollment in dynamic pricing under a default with opt-out type of offer. Assumed 50% for default with opt-out rate for Reference (conservative assumption); 80% for Ambitious.
1in10 | Ambitious | Dynamic Pricing | Dynamic Pricing | Electric Vehicle | GVWR3 | Medium Duty EV | 2030: 80% | Brattle Group research indicates greater than 80% enrollment in dynamic pricing under a default with opt-out type of offer. Assumed 50% for default with opt-out rate for Reference (conservative assumption); 80% for Ambitious.
1in10 | Ambitious | Dynamic Pricing | Dynamic Pricing | Electric Vehicle | GVWR456 | Medium Duty EV | 2030: 80% | Brattle Group research indicates greater than 80% enrollment in dynamic pricing under a default with opt-out type of offer. Assumed 50% for default with opt-out rate for Reference (conservative assumption); 80% for Ambitious.
1in10 | Ambitious | Dynamic Pricing | Dynamic Pricing | Electric Vehicle | GVWR7 | Heavy Duty EV | 2030: 80% | Brattle Group research indicates greater than 80% enrollment in dynamic pricing under a default with opt-out type of offer. Assumed 50% for default with opt-out rate for Reference (conservative assumption); 80% for Ambitious.
1in10 | Ambitious | Dynamic Pricing | Dynamic Pricing | Electric Vehicle | GVWR8.COMBO | Heavy Duty EV | 2030: 80% | Brattle Group research indicates greater than 80% enrollment in dynamic pricing under a default with opt-out type of offer. Assumed 50% for default with opt-out rate for Reference (conservative assumption); 80% for Ambitious.
1in10 | Ambitious | Dynamic Pricing | Dynamic Pricing | Electric Vehicle | GVWR8.IRP | Heavy Duty EV | 2030: 80% | Brattle Group research indicates greater than 80% enrollment in dynamic pricing under a default with opt-out type of offer. Assumed 50% for default with opt-out rate for Reference (conservative assumption); 80% for Ambitious.
1in10 | Ambitious | Dynamic Pricing | Dynamic Pricing | Electric Vehicle | GVWR8.PORT | Heavy Duty EV | 2030: 80% | Brattle Group research indicates greater than 80% enrollment in dynamic pricing under a default with opt-out type of offer. Assumed 50% for default with opt-out rate for Reference (conservative assumption); 80% for Ambitious.
1in10 | Ambitious | Dynamic Pricing | Dynamic Pricing | Electric Vehicle | GVWR8.REFUSE.AND.RECYCLING | Heavy Duty EV | 2030: 80% | Brattle Group research indicates greater than 80% enrollment in dynamic pricing under a default with opt-out type of offer. Assumed 50% for default with opt-out rate for Reference (conservative assumption); 80% for Ambitious.
1in10 | Ambitious | Dynamic Pricing | Dynamic Pricing | Electric Vehicle | GVWR8.SU | Heavy Duty EV | 2030: 80% | Brattle Group research indicates greater than 80% enrollment in dynamic pricing under a default with opt-out type of offer. Assumed 50% for default with opt-out rate for Reference (conservative assumption); 80% for Ambitious.
1in10 | Ambitious | Dynamic Pricing | Dynamic Pricing | Electric Vehicle | INTERCITY.BUS | Electric Buses | 2030: 80% | Brattle Group research indicates greater than 80% enrollment in dynamic pricing under a default with opt-out type of offer. Assumed 50% for default with opt-out rate for Reference (conservative assumption); 80% for Ambitious.
1in10 | Ambitious | Dynamic Pricing | Dynamic Pricing | Electric Vehicle | LDV | Light Duty EV | 2030: 80% | Brattle Group research indicates greater than 80% enrollment in dynamic pricing under a default with opt-out type of offer. Assumed 50% for default with opt-out rate for Reference (conservative assumption); 80% for Ambitious.
1in10 | Ambitious | Dynamic Pricing | Dynamic Pricing | Electric Vehicle | OTHER.BUS | Electric Buses | 2030: 80% | Brattle Group research indicates greater than 80% enrollment in dynamic pricing under a default with opt-out type of offer. Assumed 50% for default with opt-out rate for Reference (conservative assumption); 80% for Ambitious.
1in10 | Ambitious | Dynamic Pricing | Dynamic Pricing | Electric Vehicle | SCHOOL.BUS | Electric Buses | 2030: 80% | Brattle Group research indicates greater than 80% enrollment in dynamic pricing under a default with opt-out type of offer. Assumed 50% for default with opt-out rate for Reference (conservative assumption); 80% for Ambitious.
1in10 | Ambitious | Dynamic Pricing | Dynamic Pricing | Electric Vehicle | URBAN.BUS | Electric Buses | 2030: 80% | Brattle Group research indicates greater than 80% enrollment in dynamic pricing under a default with opt-out type of offer. Assumed 50% for default with opt-out rate for Reference (conservative assumption); 80% for Ambitious.
1in10 | Ambitious | Dynamic Pricing | Dynamic Pricing | Industrial | Chem/Petrol | Small | 2030: 80% | Brattle Group research indicates greater than 80% enrollment in dynamic pricing under a default with opt-out type of offer. Assumed 50% for default with opt-out rate for Reference (conservative assumption); 80% for Ambitious.
1in10 | Ambitious | Dynamic Pricing | Dynamic Pricing | Industrial | Chem/Petrol | Medium | 2030: 80% | Brattle Group research indicates greater than 80% enrollment in dynamic pricing under a default with opt-out type of offer. Assumed 50% for default with opt-out rate for Reference (conservative assumption); 80% for Ambitious.
1in10 | Ambitious | Dynamic Pricing | Dynamic Pricing | Industrial | Chem/Petrol | Large | 2030: 80% | Brattle Group research indicates greater than 80% enrollment in dynamic pricing under a default with opt-out type of offer. Assumed 50% for default with opt-out rate for Reference (conservative assumption); 80% for Ambitious.
1in10 | Ambitious | Dynamic Pricing | Dynamic Pricing | Industrial | Food/Bev | Small | 2030: 80% | Brattle Group research indicates greater than 80% enrollment in dynamic pricing under a default with opt-out type of offer. Assumed 50% for default with opt-out rate for Reference (conservative assumption); 80% for Ambitious.
1in10 | Ambitious | Dynamic Pricing | Dynamic Pricing | Industrial | Food/Bev | Medium | 2030: 80% | Brattle Group research indicates greater than 80% enrollment in dynamic pricing under a default with opt-out type of offer. Assumed 50% for default with opt-out rate for Reference (conservative assumption); 80% for Ambitious.
1in10 | Ambitious | Dynamic Pricing | Dynamic Pricing | Industrial | Food/Bev | Large | 2030: 80% | Brattle Group research indicates greater than 80% enrollment in dynamic pricing under a default with opt-out type of offer. Assumed 50% for default with opt-out rate for Reference (conservative assumption); 80% for Ambitious.
1in10 | Ambitious | Dynamic Pricing | Dynamic Pricing | Industrial | Ind-BTM Battery | AllSize | 2030: 80% | Brattle Group research indicates greater than 80% enrollment in dynamic pricing under a default with opt-out type of offer. Assumed 50% for default with opt-out rate for Reference (conservative assumption); 80% for Ambitious.
1in10 | Ambitious | Dynamic Pricing | Dynamic Pricing | Industrial | Mfg-Equipment | Small | 2030: 80% | Brattle Group research indicates greater than 80% enrollment in dynamic pricing under a default with opt-out type of offer. Assumed 50% for default with opt-out rate for Reference (conservative assumption); 80% for Ambitious.
1in10 | Ambitious | Dynamic Pricing | Dynamic Pricing | Industrial | Mfg-Equipment | Medium | 2030: 80% | Brattle Group research indicates greater than 80% enrollment in dynamic pricing under a default with opt-out type of offer. Assumed 50% for default with opt-out rate for Reference (conservative assumption); 80% for Ambitious.
1in10 | Ambitious | Dynamic Pricing | Dynamic Pricing | Industrial | Mfg-Equipment | Large | 2030: 80% | Brattle Group research indicates greater than 80% enrollment in dynamic pricing under a default with opt-out type of offer. Assumed 50% for default with opt-out rate for Reference (conservative assumption); 80% for Ambitious.
1in10 | Ambitious | Dynamic Pricing | Dynamic Pricing | Industrial | Mfg-Goods | Small | 2030: 80% | Brattle Group research indicates greater than 80% enrollment in dynamic pricing under a default with opt-out type of offer. Assumed 50% for default with opt-out rate for Reference (conservative assumption); 80% for Ambitious.
1in10 | Ambitious | Dynamic Pricing | Dynamic Pricing | Industrial | Mfg-Goods | Medium | 2030: 80% | Brattle Group research indicates greater than 80% enrollment in dynamic pricing under a default with opt-out type of offer. Assumed 50% for default with opt-out rate for Reference (conservative assumption); 80% for Ambitious.
1in10 | Ambitious | Dynamic Pricing | Dynamic Pricing | Industrial | Mfg-Goods | Large | 2030: 80% | Brattle Group research indicates greater than 80% enrollment in dynamic pricing under a default with opt-out type of offer. Assumed 50% for default with opt-out rate for Reference (conservative assumption); 80% for Ambitious.
1in10 | Ambitious | Dynamic Pricing | Dynamic Pricing | Industrial | Mfg-Materials | Small | 2030: 80% | Brattle Group research indicates greater than 80% enrollment in dynamic pricing under a default with opt-out type of offer. Assumed 50% for default with opt-out rate for Reference (conservative assumption); 80% for Ambitious.
1in10 | Ambitious | Dynamic Pricing | Dynamic Pricing | Industrial | Mfg-Materials | Medium | 2030: 80% | Brattle Group research indicates greater than 80% enrollment in dynamic pricing under a default with opt-out type of offer. Assumed 50% for default with opt-out rate for Reference (conservative assumption); 80% for Ambitious.
1in10 | Ambitious | Dynamic Pricing | Dynamic Pricing | Industrial | Mfg-Materials | Large | 2030: 80% | Brattle Group research indicates greater than 80% enrollment in dynamic pricing under a default with opt-out type of offer. Assumed 50% for default with opt-out rate for Reference (conservative assumption); 80% for Ambitious.
1in10 | Ambitious | Dynamic Pricing | Dynamic Pricing | Residential | Multifamily | AllSize | 2030: 80% | Brattle Group research indicates greater than 80% enrollment in dynamic pricing under a default with opt-out type of offer. Assumed 50% for default with opt-out rate for Reference (conservative assumption); 80% for Ambitious.
1in10 | Ambitious | Dynamic Pricing | Dynamic Pricing | Residential | Res-BTM Battery | AllSize | 2030: 80% | Brattle Group research indicates greater than 80% enrollment in dynamic pricing under a default with opt-out type of offer. Assumed 50% for default with opt-out rate for Reference (conservative assumption); 80% for Ambitious.
1in10 | Ambitious | Dynamic Pricing | Dynamic Pricing | Residential | Singlefamily | AllSize | 2030: 80% | Brattle Group research indicates greater than 80% enrollment in dynamic pricing under a default with opt-out type of offer. Assumed 50% for default with opt-out rate for Reference (conservative assumption); 80% for Ambitious.
1in10 | Ambitious | Event-Based Options | Ag-Battery Dispatch | Agricultural | Ag-BTM Battery | AllSize | 2030: 36% | LBNL Phase 4 aggregate enrollment fraction, shed, 2030
1in10 | Ambitious | Event-Based Options | Com-Battery Dispatch | Commercial | Com-BTM Battery | AllSize | 2030: 24% | LBNL Phase 4 aggregate enrollment fraction, shed, 2030
1in10 | Ambitious | Event-Based Options | EV-Electric Buses-V2X | Electric Vehicle | INTERCITY.BUS | Electric Buses | 2030: 24% | LBNL Phase 4 aggregate enrollment fraction, shed, 2030
1in10 | Ambitious | Event-Based Options | EV-Electric Buses-V2X | Electric Vehicle | OTHER.BUS | Electric Buses | 2030: 24% | LBNL Phase 4 aggregate enrollment fraction, shed, 2030
1in10 | Ambitious | Event-Based Options | EV-Electric Buses-V2X | Electric Vehicle | SCHOOL.BUS | Electric Buses | 2030: 24% | LBNL Phase 4 aggregate enrollment fraction, shed, 2030
1in10 | Ambitious | Event-Based Options | EV-Electric Buses-V2X | Electric Vehicle | URBAN.BUS | Electric Buses | 2030: 24% | LBNL Phase 4 aggregate enrollment fraction, shed, 2030
1in10 | Ambitious | Event-Based Options | EV-HDV-V2X | Electric Vehicle | GVWR7 | Heavy Duty EV | 2030: 24% | LBNL Phase 4 aggregate enrollment fraction, shed, 2030
1in10 | Ambitious | Event-Based Options | EV-HDV-V2X | Electric Vehicle | GVWR8.COMBO | Heavy Duty EV | 2030: 24% | LBNL Phase 4 aggregate enrollment fraction, shed, 2030
1in10 | Ambitious | Event-Based Options | EV-HDV-V2X | Electric Vehicle | GVWR8.IRP | Heavy Duty EV | 2030: 24% | LBNL Phase 4 aggregate enrollment fraction, shed, 2030
1in10 | Ambitious | Event-Based Options | EV-HDV-V2X | Electric Vehicle | GVWR8.PORT | Heavy Duty EV | 2030: 24% | LBNL Phase 4 aggregate enrollment fraction, shed, 2030
1in10 | Ambitious | Event-Based Options | EV-HDV-V2X | Electric Vehicle | GVWR8.REFUSE.AND.RECYCLING | Heavy Duty EV | 2030: 24% | LBNL Phase 4 aggregate enrollment fraction, shed, 2030
1in10 | Ambitious | Event-Based Options | EV-HDV-V2X | Electric Vehicle | GVWR8.SU | Heavy Duty EV | 2030: 24% | LBNL Phase 4 aggregate enrollment fraction, shed, 2030
1in10 | Ambitious | Event-Based Options | EV-LDV-V2X | Electric Vehicle | LDV | Light Duty EV | 2030: 24% | Estimated from Phase 4 appendices enrollment curves
1in10 | Ambitious | Event-Based Options | EV-MDV-V2X | Electric Vehicle | GVWR3 | Medium Duty EV | 2030: 24% | LBNL Phase 4 aggregate enrollment fraction, shed, 2030
1in10 | Ambitious | Event-Based Options | EV-MDV-V2X | Electric Vehicle | GVWR456 | Medium Duty EV | 2030: 24% | LBNL Phase 4 aggregate enrollment fraction, shed, 2030
1in10 | Ambitious | Event-Based Options | Ind-Battery Dispatch | Industrial | Ind-BTM Battery | AllSize | 2030: 24% | LBNL Phase 4 aggregate enrollment fraction, shed, 2030
1in10 | Ambitious | Event-Based Options | Res-Battery Dispatch | Residential | Res-BTM Battery | AllSize | [30 empty] | LBNL Phase 4 aggregate enrollment fraction, shed, 2030 | bar: 2030
1in10 | Ambitious | Event-Based Options | Ag-Auto-DR-Pumping Control | Agricultural | Ag-Animal | Small | 2030: 72.83% | LBNL Phase 4 aggregate enrollment fraction, shed, 2030
1in10 | Ambitious | Event-Based Options | Ag-Auto-DR-Pumping Control | Agricultural | Ag-Animal | Medium | 2030: 53.75% | LBNL Phase 4 aggregate enrollment fraction, shed, 2030
1in10 | Ambitious | Event-Based Options | Ag-Auto-DR-Pumping Control | Agricultural | Ag-Animal | Large | 2030: 17.74% | LBNL Phase 4 aggregate enrollment fraction, shed, 2030
1in10 | Ambitious | Event-Based Options | Ag-Auto-DR-Pumping Control | Agricultural | Ag-Crop | Small | 2030: 71.42% | LBNL Phase 4 aggregate enrollment fraction, shed, 2030
1in10 | Ambitious | Event-Based Options | Ag-Auto-DR-Pumping Control | Agricultural | Ag-Crop | Medium | 2030: 71.42% | LBNL Phase 4 aggregate enrollment fraction, shed, 2030
1in10 | Ambitious | Event-Based Options | Ag-Auto-DR-Pumping Control | Agricultural | Ag-Crop | Large | 2030: 71.42% | LBNL Phase 4 aggregate enrollment fraction, shed, 2030
1in10 | Ambitious | Event-Based Options | Ag-Auto-DR-Pumping Control | Agricultural | Water, Irrigation | Small | 2030: 73.02% | LBNL Phase 4 aggregate enrollment fraction, shed, 2030
1in10 | Ambitious | Event-Based Options | Ag-Auto-DR-Pumping Control | Agricultural | Water, Irrigation | Medium | 2030: 73.99% | LBNL Phase 4 aggregate enrollment fraction, shed, 2030
1in10 | Ambitious | Event-Based Options | Ag-Auto-DR-Pumping Control | Agricultural | Water, Irrigation | Large | 2030: 73.99% | LBNL Phase 4 aggregate enrollment fraction, shed, 2030
1in10 | Ambitious | Event-Based Options | Ag-Auto-DR-Pumping Control | Agricultural | Water, Municipal | Small | [30 empty] | Estimated from Phase 4 appendices enrollment curves | bar: 2030
1in10 | Ambitious | Event-Based Options | Ag-Auto-DR-Pumping Control | Agricultural | Water, Municipal | Medium | [30 empty] | LBNL Phase 4 aggregate enrollment fraction, shed, 2030 | bar: 2030
1in10 | Ambitious | Event-Based Options | Ag-Auto-DR-Pumping Control | Agricultural | Water, Municipal | Large | [30 empty] | LBNL Phase 4 aggregate enrollment fraction, shed, 2030 | bar: 2030
1in10 | Ambitious | Event-Based Options | Ag-Battery Load Shift | Agricultural | Ag-BTM Battery | AllSize | 2030: 36% | LBNL Phase 4 aggregate enrollment fraction, shed, 2030
1in10 | Ambitious | Event-Based Options | Ag-DLC Switch-Pumping Control | Agricultural | Ag-Animal | Small | 2030: 63.19% | LBNL Phase 4 aggregate enrollment fraction, shed, 2030
1in10 | Ambitious | Event-Based Options | Ag-DLC Switch-Pumping Control | Agricultural | Ag-Animal | Medium | 2030: 52.77% | LBNL Phase 4 aggregate enrollment fraction, shed, 2030
1in10 | Ambitious | Event-Based Options | Ag-DLC Switch-Pumping Control | Agricultural | Ag-Animal | Large | 2030: 17.74% | LBNL Phase 4 aggregate enrollment fraction, shed, 2030
1in10 | Ambitious | Event-Based Options | Ag-DLC Switch-Pumping Control | Agricultural | Ag-Crop | Small | 2030: 72.44% | LBNL Phase 4 aggregate enrollment fraction, shed, 2030
1in10 | Ambitious | Event-Based Options | Ag-DLC Switch-Pumping Control | Agricultural | Ag-Crop | Medium | 2030: 72.44% | LBNL Phase 4 aggregate enrollment fraction, shed, 2030
1in10 | Ambitious | Event-Based Options | Ag-DLC Switch-Pumping Control | Agricultural | Ag-Crop | Large | 2030: 72.44% | LBNL Phase 4 aggregate enrollment fraction, shed, 2030
1in10 | Ambitious | Event-Based Options | Ag-DLC Switch-Pumping Control | Agricultural | Water, Irrigation | Small | 2030: 70.34% | LBNL Phase 4 aggregate enrollment fraction, shed, 2030
1in10 | Ambitious | Event-Based Options | Ag-DLC Switch-Pumping Control | Agricultural | Water, Irrigation | Medium | 2030: 73.49% | LBNL Phase 4 aggregate enrollment fraction, shed, 2030
1in10 | Ambitious | Event-Based Options | Ag-DLC Switch-Pumping Control | Agricultural | Water, Irrigation | Large | 2030: 73.49% | LBNL Phase 4 aggregate enrollment fraction, shed, 2030
1in10 | Ambitious | Event-Based Options | Ag-DLC Switch-Pumping Control | Agricultural | Water, Municipal | Small | [30 empty] | LBNL Phase 4 aggregate enrollment fraction, shed, 2030 | bar: 2030
1in10 | Ambitious | Event-Based Options | Ag-DLC Switch-Pumping Control | Agricultural | Water, Municipal | Medium | [30 empty] | LBNL Phase 4 aggregate enrollment fraction, shed, 2030 | bar: 2030
1in10 | Ambitious | Event-Based Options | Ag-DLC Switch-Pumping Control | Agricultural | Water, Municipal | Large | [30 empty] | LBNL Phase 4 aggregate enrollment fraction, shed, 2030 | bar: 2030
1in10 | Ambitious | Event-Based Options | Com-Battery Load Shift | Commercial | Com-BTM Battery | AllSize | 2030: 24% | LBNL Phase 4 aggregate enrollment fraction, shed, 2030
1in10 | Ambitious | Event-Based Options | Com-DLC-HVAC-Switch | Commercial | Com - College | Small | [30 empty] | LBNL Phase 4 aggregate enrollment fraction, shed, 2030 | bar: 2030
1in10 | Ambitious | Event-Based Options | Com-DLC-HVAC-Switch | Commercial | Com - College | Medium | 2030: 40.76% | LBNL Phase 4 aggregate enrollment fraction, shed, 2030
1in10 | Ambitious | Event-Based Options | Com-DLC-HVAC-Switch | Commercial | Com - College | Large | [30 empty] | LBNL Phase 4 aggregate enrollment fraction, shed, 2030 | bar: 2030
1in10 | Ambitious | Event-Based Options | Com-DLC-HVAC-Switch | Commercial | Com - Grocery | Small | [30 empty] | LBNL Phase 4 aggregate enrollment fraction, shed, 2030 | bar: 2030
1in10 | Ambitious | Event-Based Options | Com-DLC-HVAC-Switch | Commercial | Com - Grocery | Medium | 2030: 43.78% | LBNL Phase 4 aggregate enrollment fraction, shed, 2030
1in10 | Ambitious | Event-Based Options | Com-DLC-HVAC-Switch | Commercial | Com - Grocery | Large | [30 empty] | LBNL Phase 4 aggregate enrollment fraction, shed, 2030 | bar: 2030
1in10 | Ambitious | Event-Based Options | Com-DLC-HVAC-Switch | Commercial | Com - Health | Small | [30 empty] | LBNL Phase 4 aggregate enrollment fraction, shed, 2030 | bar: 2030
1in10 | Ambitious | Event-Based Options | Com-DLC-HVAC-Switch | Commercial | Com - Health | Medium | 2030: 47.75% | LBNL Phase 4 aggregate enrollment fraction, shed, 2030
1in10 | Ambitious | Event-Based Options | Com-DLC-HVAC-Switch | Commercial | Com - Health | Large | [30 empty] | LBNL Phase 4 aggregate enrollment fraction, shed, 2030 | bar: 2030
1in10 | Ambitious | Event-Based Options | Com-DLC-HVAC-Switch | Commercial | Com - Lodging | Small | [30 empty] | LBNL Phase 4 aggregate enrollment fraction, shed, 2030 | bar: 2030
1in10 | Ambitious | Event-Based Options | Com-DLC-HVAC-Switch | Commercial | Com - Lodging | Medium | 2030: 53.92% | LBNL Phase 4 aggregate enrollment fraction, shed, 2030
1in10 | Ambitious | Event-Based Options | Com-DLC-HVAC-Switch | Commercial | Com - Lodging | Large | [30 empty] | LBNL Phase 4 aggregate enrollment fraction, shed, 2030 | bar: 2030
1in10 | Ambitious | Event-Based Options | Com-DLC-HVAC-Switch | Commercial | Com - Office (Large) | Small | 2030: 48.94% | LBNL Phase 4 aggregate enrollment fraction, shed, 2030
1in10 | Ambitious | Event-Based Options | Com-DLC-HVAC-Switch | Commercial | Com - Office (Large) | Medium | [30 empty] | LBNL Phase 4 aggregate enrollment fraction, shed, 2030 | bar: 2030
1in10 | Ambitious | Event-Based Options | Com-DLC-HVAC-Switch | Commercial | Com - Office (Large) | Large | [30 empty] | LBNL Phase 4 aggregate enrollment fraction, shed, 2030 | bar: 2030
1in10 | Ambitious | Event-Based Options | Com-DLC-HVAC-Switch | Commercial | Com - Office (Small) | Small | [30 empty] | LBNL Phase 4 aggregate enrollment fraction, shed, 2030 | bar: 2030
1in10 | Ambitious | Event-Based Options | Com-DLC-HVAC-Switch | Commercial | Com - Office (Small) | Medium | [30 empty] | LBNL Phase 4 aggregate enrollment fraction, shed, 2030 | bar: 2030
1in10 | Ambitious | Event-Based Options | Com-DLC-HVAC-Switch | Commercial | Com - Office (Small) | Large | [30 empty] | LBNL Phase 4 aggregate enrollment fraction, shed, 2030 | bar: 2030
1in10 | Ambitious | Event-Based Options | Com-DLC-HVAC-Switch | Commercial | Com - Other | Small | [30 empty] | LBNL Phase 4 aggregate enrollment fraction, shed, 2030 | bar: 2030
1in10 | Ambitious | Event-Based Options | Com-DLC-HVAC-Switch | Commercial | Com - Other | Medium | 2030: 49.27% | LBNL Phase 4 aggregate enrollment fraction, shed, 2030
1in10 | Ambitious | Event-Based Options | Com-DLC-HVAC-Switch | Commercial | Com - Other | Large | [30 empty] | LBNL Phase 4 aggregate enrollment fraction, shed, 2030 | bar: 2030
1in10 | Ambitious | Event-Based Options | Com-DLC-HVAC-Switch | Commercial | Com - Refrig. Warehouse | Small | [30 empty] | LBNL Phase 4 aggregate enrollment fraction, shed, 2030 | bar: 2030
1in10 | Ambitious | Event-Based Options | Com-DLC-HVAC-Switch | Commercial | Com - Refrig. Warehouse | Medium | 2030: 55.3% | LBNL Phase 4 aggregate enrollment fraction, shed, 2030
1in10 | Ambitious | Event-Based Options | Com-DLC-HVAC-Switch | Commercial | Com - Refrig. Warehouse | Large | [30 empty] | LBNL Phase 4 aggregate enrollment fraction, shed, 2030 | bar: 2030
1in10 | Ambitious | Event-Based Options | Com-DLC-HVAC-Switch | Commercial | Com - Restaurant | Small | [30 empty] | LBNL Phase 4 aggregate enrollment fraction, shed, 2030 | bar: 2030
1in10 | Ambitious | Event-Based Options | Com-DLC-HVAC-Switch | Commercial | Com - Restaurant | Medium | 2030: 51.96% | LBNL Phase 4 aggregate enrollment fraction, shed, 2030
1in10 | Ambitious | Event-Based Options | Com-DLC-HVAC-Switch | Commercial | Com - Restaurant | Large | [30 empty] | LBNL Phase 4 aggregate enrollment fraction, shed, 2030 | bar: 2030
1in10 | Ambitious | Event-Based Options | Com-DLC-HVAC-Switch | Commercial | Com - Retail | Small | [30 empty] | LBNL Phase 4 aggregate enrollment fraction, shed, 2030 | bar: 2030
1in10 | Ambitious | Event-Based Options | Com-DLC-HVAC-Switch | Commercial | Com - Retail | Medium | 2030: 43.78% | LBNL Phase 4 aggregate enrollment fraction, shed, 2030
1in10 | Ambitious | Event-Based Options | Com-DLC-HVAC-Switch | Commercial | Com - Retail | Large | [30 empty] | LBNL Phase 4 aggregate enrollment fraction, shed, 2030 | bar: 2030
1in10 | Ambitious | Event-Based Options | Com-DLC-HVAC-Switch | Commercial | Com - School | Small | [30 empty] | LBNL Phase 4 aggregate enrollment fraction, shed, 2030 | bar: 2030
1in10 | Ambitious | Event-Based Options | Com-DLC-HVAC-Switch | Commercial | Com - School | Medium | 2030: 40.76% | LBNL Phase 4 aggregate enrollment fraction, shed, 2030
1in10 | Ambitious | Event-Based Options | Com-DLC-HVAC-Switch | Commercial | Com - School | Large | [30 empty] | LBNL Phase 4 aggregate enrollment fraction, shed, 2030 | bar: 2030
1in10 | Ambitious | Event-Based Options | Com-DLC-HVAC-Switch | Commercial | Com - Warehouse | Small | [30 empty] | LBNL Phase 4 aggregate enrollment fraction, shed, 2030 | bar: 2030
1in10 | Ambitious | Event-Based Options | Com-DLC-HVAC-Switch | Commercial | Com - Warehouse | Medium | 2030: 70.96% | LBNL Phase 4 aggregate enrollment fraction, shed, 2030
1in10 | Ambitious | Event-Based Options | Com-DLC-HVAC-Switch | Commercial | Com - Warehouse | Large | [30 empty] | LBNL Phase 4 aggregate enrollment fraction, shed, 2030 | bar: 2030
1in10 | Ambitious | Event-Based Options | Com-DLC-Water Heating-Switch | Commercial | Com - College | Small | [30 empty] | LBNL Phase 4 aggregate enrollment fraction, shed, 2030 | bar: 2030
1in10 | Ambitious | Event-Based Options | Com-DLC-Water Heating-Switch | Commercial | Com - College | Medium | [30 empty] | LBNL Phase 4 aggregate enrollment fraction, shed, 2030 | bar: 2030
1in10 | Ambitious | Event-Based Options | Com-DLC-Water Heating-Switch | Commercial | Com - College | Large | [30 empty] | LBNL Phase 4 aggregate enrollment fraction, shed, 2030 | bar: 2030
1in10 | Ambitious | Event-Based Options | Com-DLC-Water Heating-Switch | Commercial | Com - Grocery | Small | [30 empty] | LBNL Phase 4 aggregate enrollment fraction, shed, 2030 | bar: 2030
1in10 | Ambitious | Event-Based Options | Com-DLC-Water Heating-Switch | Commercial | Com - Grocery | Medium | [30 empty] | LBNL Phase 4 aggregate enrollment fraction, shed, 2030 | bar: 2030
1in10 | Ambitious | Event-Based Options | Com-DLC-Water Heating-Switch | Commercial | Com - Grocery | Large | [30 empty] | LBNL Phase 4 aggregate enrollment fraction, shed, 2030 | bar: 2030
1in10 | Ambitious | Event-Based Options | Com-DLC-Water Heating-Switch | Commercial | Com - Health | Small | [30 empty] | LBNL Phase 4 aggregate enrollment fraction, shed, 2030 | bar: 2030
1in10 | Ambitious | Event-Based Options | Com-DLC-Water Heating-Switch | Commercial | Com - Health | Medium | [30 empty] | LBNL Phase 4 aggregate enrollment fraction, shed, 2030 | bar: 2030
1in10 | Ambitious | Event-Based Options | Com-DLC-Water Heating-Switch | Commercial | Com - Health | Large | [30 empty] | LBNL Phase 4 aggregate enrollment fraction, shed, 2030 | bar: 2030
1in10 | Ambitious | Event-Based Options | Com-DLC-Water Heating-Switch | Commercial | Com - Lodging | Small | [30 empty] | LBNL Phase 4 aggregate enrollment fraction, shed, 2030 | bar: 2030
1in10 | Ambitious | Event-Based Options | Com-DLC-Water Heating-Switch | Commercial | Com - Lodging | Medium | [30 empty] | LBNL Phase 4 aggregate enrollment fraction, shed, 2030 | bar: 2030
1in10 | Ambitious | Event-Based Options | Com-DLC-Water Heating-Switch | Commercial | Com - Lodging | Large | [30 empty] | LBNL Phase 4 aggregate enrollment fraction, shed, 2030 | bar: 2030
1in10 | Ambitious | Event-Based Options | Com-DLC-Water Heating-Switch | Commercial | Com - Office (Large) | Small | 2030: 19.31% | LBNL Phase 4 aggregate enrollment fraction, shed, 2030
1in10 | Ambitious | Event-Based Options | Com-DLC-Water Heating-Switch | Commercial | Com - Office (Large) | Medium | 2030: 19.31% | LBNL Phase 4 aggregate enrollment fraction, shed, 2030
1in10 | Ambitious | Event-Based Options | Com-DLC-Water Heating-Switch | Commercial | Com - Office (Large) | Large | 2030: 19.31% | LBNL Phase 4 aggregate enrollment fraction, shed, 2030
1in10 | Ambitious | Event-Based Options | Com-DLC-Water Heating-Switch | Commercial | Com - Office (Small) | Small | 2030: 57.38% | LBNL Phase 4 aggregate enrollment fraction, shed, 2030
1in10 | Ambitious | Event-Based Options | Com-DLC-Water Heating-Switch | Commercial | Com - Office (Small) | Medium | 2030: 57.38% | LBNL Phase 4 aggregate enrollment fraction, shed, 2030
1in10 | Ambitious | Event-Based Options | Com-DLC-Water Heating-Switch | Commercial | Com - Office (Small) | Large | 2030: 57.38% | LBNL Phase 4 aggregate enrollment fraction, shed, 2030
1in10 | Ambitious | Event-Based Options | Com-DLC-Water Heating-Switch | Commercial | Com - Other | Small | [30 empty] | LBNL Phase 4 aggregate enrollment fraction, shed, 2030 | bar: 2030
1in10 | Ambitious | Event-Based Options | Com-DLC-Water Heating-Switch | Commercial | Com - Other | Medium | [30 empty] | LBNL Phase 4 aggregate enrollment fraction, shed, 2030 | bar: 2030
1in10 | Ambitious | Event-Based Options | Com-DLC-Water Heating-Switch | Commercial | Com - Other | Large | [30 empty] | LBNL Phase 4 aggregate enrollment fraction, shed, 2030 | bar: 2030
1in10 | Ambitious | Event-Based Options | Com-DLC-Water Heating-Switch | Commercial | Com - Refrig. Warehouse | Small | [30 empty] | LBNL Phase 4 aggregate enrollment fraction, shed, 2030 | bar: 2030
1in10 | Ambitious | Event-Based Options | Com-DLC-Water Heating-Switch | Commercial | Com - Refrig. Warehouse | Medium | [30 empty] | LBNL Phase 4 aggregate enrollment fraction, shed, 2030 | bar: 2030
1in10 | Ambitious | Event-Based Options | Com-DLC-Water Heating-Switch | Commercial | Com - Refrig. Warehouse | Large | [30 empty] | LBNL Phase 4 aggregate enrollment fraction, shed, 2030 | bar: 2030
1in10 | Ambitious | Event-Based Options | Com-DLC-Water Heating-Switch | Commercial | Com - Restaurant | Small | [30 empty] | LBNL Phase 4 aggregate enrollment fraction, shed, 2030 | bar: 2030
1in10 | Ambitious | Event-Based Options | Com-DLC-Water Heating-Switch | Commercial | Com - Restaurant | Medium | [30 empty] | LBNL Phase 4 aggregate enrollment fraction, shed, 2030 | bar: 2030
1in10 | Ambitious | Event-Based Options | Com-DLC-Water Heating-Switch | Commercial | Com - Restaurant | Large | [30 empty] | LBNL Phase 4 aggregate enrollment fraction, shed, 2030 | bar: 2030
1in10 | Ambitious | Event-Based Options | Com-DLC-Water Heating-Switch | Commercial | Com - Retail | Small | [30 empty] | LBNL Phase 4 aggregate enrollment fraction, shed, 2030 | bar: 2030
1in10 | Ambitious | Event-Based Options | Com-DLC-Water Heating-Switch | Commercial | Com - Retail | Medium | [30 empty] | LBNL Phase 4 aggregate enrollment fraction, shed, 2030 | bar: 2030
1in10 | Ambitious | Event-Based Options | Com-DLC-Water Heating-Switch | Commercial | Com - Retail | Large | [30 empty] | LBNL Phase 4 aggregate enrollment fraction, shed, 2030 | bar: 2030
1in10 | Ambitious | Event-Based Options | Com-DLC-Water Heating-Switch | Commercial | Com - School | Small | [30 empty] | LBNL Phase 4 aggregate enrollment fraction, shed, 2030 | bar: 2030
1in10 | Ambitious | Event-Based Options | Com-DLC-Water Heating-Switch | Commercial | Com - School | Medium | [30 empty] | LBNL Phase 4 aggregate enrollment fraction, shed, 2030 | bar: 2030
1in10 | Ambitious | Event-Based Options | Com-DLC-Water Heating-Switch | Commercial | Com - School | Large | [30 empty] | LBNL Phase 4 aggregate enrollment fraction, shed, 2030 | bar: 2030
1in10 | Ambitious | Event-Based Options | Com-DLC-Water Heating-Switch | Commercial | Com - Warehouse | Small | [30 empty] | LBNL Phase 4 aggregate enrollment fraction, shed, 2030 | bar: 2030
1in10 | Ambitious | Event-Based Options | Com-DLC-Water Heating-Switch | Commercial | Com - Warehouse | Medium | [30 empty] | LBNL Phase 4 aggregate enrollment fraction, shed, 2030 | bar: 2030
1in10 | Ambitious | Event-Based Options | Com-DLC-Water Heating-Switch | Commercial | Com - Warehouse | Large | [30 empty] | LBNL Phase 4 aggregate enrollment fraction, shed, 2030 | bar: 2030
1in10 | Ambitious | Event-Based Options | Com-HVAC-EMS | Commercial | Com - College | Small | [30 empty] | LBNL Phase 4 aggregate enrollment fraction, shed, 2030 | bar: 2030
1in10 | Ambitious | Event-Based Options | Com-HVAC-EMS | Commercial | Com - College | Medium | 2030: 40.39% | LBNL Phase 4 aggregate enrollment fraction, shed, 2030
1in10 | Ambitious | Event-Based Options | Com-HVAC-EMS | Commercial | Com - College | Large | 2030: 46.72% | LBNL Phase 4 aggregate enrollment fraction, shed, 2030
1in10 | Ambitious | Event-Based Options | Com-HVAC-EMS | Commercial | Com - Grocery | Small | [30 empty] | LBNL Phase 4 aggregate enrollment fraction, shed, 2030 | bar: 2030
1in10 | Ambitious | Event-Based Options | Com-HVAC-EMS | Commercial | Com - Grocery | Medium | 2030: 41.47% | LBNL Phase 4 aggregate enrollment fraction, shed, 2030
1in10 | Ambitious | Event-Based Options | Com-HVAC-EMS | Commercial | Com - Grocery | Large | 2030: 22.65% | LBNL Phase 4 aggregate enrollment fraction, shed, 2030
1in10 | Ambitious | Event-Based Options | Com-HVAC-EMS | Commercial | Com - Health | Small | [30 empty] | LBNL Phase 4 aggregate enrollment fraction, shed, 2030 | bar: 2030
1in10 | Ambitious | Event-Based Options | Com-HVAC-EMS | Commercial | Com - Health | Medium | 2030: 45.56% | LBNL Phase 4 aggregate enrollment fraction, shed, 2030
1in10 | Ambitious | Event-Based Options | Com-HVAC-EMS | Commercial | Com - Health | Large | 2030: 16.81% | LBNL Phase 4 aggregate enrollment fraction, shed, 2030
1in10 | Ambitious | Event-Based Options | Com-HVAC-EMS | Commercial | Com - Lodging | Small | [30 empty] | LBNL Phase 4 aggregate enrollment fraction, shed, 2030 | bar: 2030
1in10 | Ambitious | Event-Based Options | Com-HVAC-EMS | Commercial | Com - Lodging | Medium | 2030: 50.78% | LBNL Phase 4 aggregate enrollment fraction, shed, 2030
1in10 | Ambitious | Event-Based Options | Com-HVAC-EMS | Commercial | Com - Lodging | Large | 2030: 15.08% | LBNL Phase 4 aggregate enrollment fraction, shed, 2030
1in10 | Ambitious | Event-Based Options | Com-HVAC-EMS | Commercial | Com - Office (Large) | Small | 2030: 44.18% | LBNL Phase 4 aggregate enrollment fraction, shed, 2030
1in10 | Ambitious | Event-Based Options | Com-HVAC-EMS | Commercial | Com - Office (Large) | Medium | 2030: 44.18% | LBNL Phase 4 aggregate enrollment fraction, shed, 2030
1in10 | Ambitious | Event-Based Options | Com-HVAC-EMS | Commercial | Com - Office (Large) | Large | 2030: 44.18% | LBNL Phase 4 aggregate enrollment fraction, shed, 2030
1in10 | Ambitious | Event-Based Options | Com-HVAC-EMS | Commercial | Com - Office (Small) | Small | [30 empty] | LBNL Phase 4 aggregate enrollment fraction, shed, 2030 | bar: 2030
1in10 | Ambitious | Event-Based Options | Com-HVAC-EMS | Commercial | Com - Office (Small) | Medium | [30 empty] | LBNL Phase 4 aggregate enrollment fraction, shed, 2030 | bar: 2030
1in10 | Ambitious | Event-Based Options | Com-HVAC-EMS | Commercial | Com - Office (Small) | Large | [30 empty] | LBNL Phase 4 aggregate enrollment fraction, shed, 2030 | bar: 2030
1in10 | Ambitious | Event-Based Options | Com-HVAC-EMS | Commercial | Com - Other | Small | [30 empty] | LBNL Phase 4 aggregate enrollment fraction, shed, 2030 | bar: 2030
1in10 | Ambitious | Event-Based Options | Com-HVAC-EMS | Commercial | Com - Other | Medium | 2030: 40.26% | LBNL Phase 4 aggregate enrollment fraction, shed, 2030
1in10 | Ambitious | Event-Based Options | Com-HVAC-EMS | Commercial | Com - Other | Large | 2030: 33.58% | LBNL Phase 4 aggregate enrollment fraction, shed, 2030
1in10 | Ambitious | Event-Based Options | Com-HVAC-EMS | Commercial | Com - Refrig. Warehouse | Small | [30 empty] | LBNL Phase 4 aggregate enrollment fraction, shed, 2030 | bar: 2030
1in10 | Ambitious | Event-Based Options | Com-HVAC-EMS | Commercial | Com - Refrig. Warehouse | Medium | 2030: 54.22% | LBNL Phase 4 aggregate enrollment fraction, shed, 2030
1in10 | Ambitious | Event-Based Options | Com-HVAC-EMS | Commercial | Com - Refrig. Warehouse | Large | 2030: 48.72% | LBNL Phase 4 aggregate enrollment fraction, shed, 2030
1in10 | Ambitious | Event-Based Options | Com-HVAC-EMS | Commercial | Com - Restaurant | Small | [30 empty] | LBNL Phase 4 aggregate enrollment fraction, shed, 2030 | bar: 2030
1in10 | Ambitious | Event-Based Options | Com-HVAC-EMS | Commercial | Com - Restaurant | Medium | 2030: 46.69% | LBNL Phase 4 aggregate enrollment fraction, shed, 2030
1in10 | Ambitious | Event-Based Options | Com-HVAC-EMS | Commercial | Com - Restaurant | Large | 2030: 50.12% | LBNL Phase 4 aggregate enrollment fraction, shed, 2030
1in10 | Ambitious | Event-Based Options | Com-HVAC-EMS | Commercial | Com - Retail | Small | [30 empty] | LBNL Phase 4 aggregate enrollment fraction, shed, 2030 | bar: 2030
1in10 | Ambitious | Event-Based Options | Com-HVAC-EMS | Commercial | Com - Retail | Medium | 2030: 41.47% | LBNL Phase 4 aggregate enrollment fraction, shed, 2030
1in10 | Ambitious | Event-Based Options | Com-HVAC-EMS | Commercial | Com - Retail | Large | 2030: 22.65% | LBNL Phase 4 aggregate enrollment fraction, shed, 2030
1in10 | Ambitious | Event-Based Options | Com-HVAC-EMS | Commercial | Com - School | Small | [30 empty] | LBNL Phase 4 aggregate enrollment fraction, shed, 2030 | bar: 2030
1in10 | Ambitious | Event-Based Options | Com-HVAC-EMS | Commercial | Com - School | Medium | 2030: 40.39% | LBNL Phase 4 aggregate enrollment fraction, shed, 2030
1in10 | Ambitious | Event-Based Options | Com-HVAC-EMS | Commercial | Com - School | Large | 2030: 46.72% | LBNL Phase 4 aggregate enrollment fraction, shed, 2030
1in10 | Ambitious | Event-Based Options | Com-HVAC-EMS | Commercial | Com - Warehouse | Small | [30 empty] | LBNL Phase 4 aggregate enrollment fraction, shed, 2030 | bar: 2030
1in10 | Ambitious | Event-Based Options | Com-HVAC-EMS | Commercial | Com - Warehouse | Medium | 2030: 60.74% | LBNL Phase 4 aggregate enrollment fraction, shed, 2030
1in10 | Ambitious | Event-Based Options | Com-HVAC-EMS | Commercial | Com - Warehouse | Large | 2030: 23.29% | LBNL Phase 4 aggregate enrollment fraction, shed, 2030
1in10 | Ambitious | Event-Based Options | Com-HVAC-TES | Commercial | Com - College | Small | [30 empty] | LBNL Phase 4 aggregate enrollment fraction, shed, 2030 | bar: 2030
1in10 | Ambitious | Event-Based Options | Com-HVAC-TES | Commercial | Com - College | Medium | [30 empty] | LBNL Phase 4 aggregate enrollment fraction, shed, 2030 | bar: 2030
1in10 | Ambitious | Event-Based Options | Com-HVAC-TES | Commercial | Com - College | Large | [30 empty] | LBNL Phase 4 aggregate enrollment fraction, shed, 2030 | bar: 2030
1in10 | Ambitious | Event-Based Options | Com-HVAC-TES | Commercial | Com - Grocery | Small | [30 empty] | LBNL Phase 4 aggregate enrollment fraction, shed, 2030 | bar: 2030
1in10 | Ambitious | Event-Based Options | Com-HVAC-TES | Commercial | Com - Grocery | Medium | [30 empty] | LBNL Phase 4 aggregate enrollment fraction, shed, 2030 | bar: 2030
1in10 | Ambitious | Event-Based Options | Com-HVAC-TES | Commercial | Com - Grocery | Large | [30 empty] | LBNL Phase 4 aggregate enrollment fraction, shed, 2030 | bar: 2030
1in10 | Ambitious | Event-Based Options | Com-HVAC-TES | Commercial | Com - Health | Small | [30 empty] | LBNL Phase 4 aggregate enrollment fraction, shed, 2030 | bar: 2030
1in10 | Ambitious | Event-Based Options | Com-HVAC-TES | Commercial | Com - Health | Medium | [30 empty] | LBNL Phase 4 aggregate enrollment fraction, shed, 2030 | bar: 2030
1in10 | Ambitious | Event-Based Options | Com-HVAC-TES | Commercial | Com - Health | Large | [30 empty] | LBNL Phase 4 aggregate enrollment fraction, shed, 2030 | bar: 2030
1in10 | Ambitious | Event-Based Options | Com-HVAC-TES | Commercial | Com - Lodging | Small | [30 empty] | LBNL Phase 4 aggregate enrollment fraction, shed, 2030 | bar: 2030
1in10 | Ambitious | Event-Based Options | Com-HVAC-TES | Commercial | Com - Lodging | Medium | [30 empty] | LBNL Phase 4 aggregate enrollment fraction, shed, 2030 | bar: 2030
1in10 | Ambitious | Event-Based Options | Com-HVAC-TES | Commercial | Com - Lodging | Large | [30 empty] | LBNL Phase 4 aggregate enrollment fraction, shed, 2030 | bar: 2030
1in10 | Ambitious | Event-Based Options | Com-HVAC-TES | Commercial | Com - Office (Large) | Small | [30 empty] | LBNL Phase 4 aggregate enrollment fraction, shed, 2030 | bar: 2030
1in10 | Ambitious | Event-Based Options | Com-HVAC-TES | Commercial | Com - Office (Large) | Medium | [30 empty] | LBNL Phase 4 aggregate enrollment fraction, shed, 2030 | bar: 2030
1in10 | Ambitious | Event-Based Options | Com-HVAC-TES | Commercial | Com - Office (Large) | Large | [30 empty] | LBNL Phase 4 aggregate enrollment fraction, shed, 2030 | bar: 2030
1in10 | Ambitious | Event-Based Options | Com-HVAC-TES | Commercial | Com - Office (Small) | Small | [30 empty] | LBNL Phase 4 aggregate enrollment fraction, shed, 2030 | bar: 2030
1in10 | Ambitious | Event-Based Options | Com-HVAC-TES | Commercial | Com - Office (Small) | Medium | [30 empty] | LBNL Phase 4 aggregate enrollment fraction, shed, 2030 | bar: 2030
1in10 | Ambitious | Event-Based Options | Com-HVAC-TES | Commercial | Com - Office (Small) | Large | [30 empty] | LBNL Phase 4 aggregate enrollment fraction, shed, 2030 | bar: 2030
1in10 | Ambitious | Event-Based Options | Com-HVAC-TES | Commercial | Com - Other | Small | [30 empty] | LBNL Phase 4 aggregate enrollment fraction, shed, 2030 | bar: 2030
1in10 | Ambitious | Event-Based Options | Com-HVAC-TES | Commercial | Com - Other | Medium | [30 empty] | LBNL Phase 4 aggregate enrollment fraction, shed, 2030 | bar: 2030
1in10 | Ambitious | Event-Based Options | Com-HVAC-TES | Commercial | Com - Other | Large | [30 empty] | LBNL Phase 4 aggregate enrollment fraction, shed, 2030 | bar: 2030
1in10 | Ambitious | Event-Based Options | Com-HVAC-TES | Commercial | Com - Refrig. Warehouse | Small | [30 empty] | LBNL Phase 4 aggregate enrollment fraction, shed, 2030 | bar: 2030
1in10 | Ambitious | Event-Based Options | Com-HVAC-TES | Commercial | Com - Refrig. Warehouse | Medium | [30 empty] | LBNL Phase 4 aggregate enrollment fraction, shed, 2030 | bar: 2030
1in10 | Ambitious | Event-Based Options | Com-HVAC-TES | Commercial | Com - Refrig. Warehouse | Large | [30 empty] | LBNL Phase 4 aggregate enrollment fraction, shed, 2030 | bar: 2030
1in10 | Ambitious | Event-Based Options | Com-HVAC-TES | Commercial | Com - Restaurant | Small | [30 empty] | LBNL Phase 4 aggregate enrollment fraction, shed, 2030 | bar: 2030
1in10 | Ambitious | Event-Based Options | Com-HVAC-TES | Commercial | Com - Restaurant | Medium | [30 empty] | LBNL Phase 4 aggregate enrollment fraction, shed, 2030 | bar: 2030
1in10 | Ambitious | Event-Based Options | Com-HVAC-TES | Commercial | Com - Restaurant | Large | [30 empty] | LBNL Phase 4 aggregate enrollment fraction, shed, 2030 | bar: 2030
1in10 | Ambitious | Event-Based Options | Com-HVAC-TES | Commercial | Com - Retail | Small | [30 empty] | LBNL Phase 4 aggregate enrollment fraction, shed, 2030 | bar: 2030
1in10 | Ambitious | Event-Based Options | Com-HVAC-TES | Commercial | Com - Retail | Medium | [30 empty] | LBNL Phase 4 aggregate enrollment fraction, shed, 2030 | bar: 2030
1in10 | Ambitious | Event-Based Options | Com-HVAC-TES | Commercial | Com - Retail | Large | [30 empty] | LBNL Phase 4 aggregate enrollment fraction, shed, 2030 | bar: 2030
1in10 | Ambitious | Event-Based Options | Com-HVAC-TES | Commercial | Com - School | Small | [30 empty] | LBNL Phase 4 aggregate enrollment fraction, shed, 2030 | bar: 2030
1in10 | Ambitious | Event-Based Options | Com-HVAC-TES | Commercial | Com - School | Medium | [30 empty] | LBNL Phase 4 aggregate enrollment fraction, shed, 2030 | bar: 2030
1in10 | Ambitious | Event-Based Options | Com-HVAC-TES | Commercial | Com - School | Large | [30 empty] | LBNL Phase 4 aggregate enrollment fraction, shed, 2030 | bar: 2030
1in10 | Ambitious | Event-Based Options | Com-HVAC-TES | Commercial | Com - Warehouse | Small | [30 empty] | LBNL Phase 4 aggregate enrollment fraction, shed, 2030 | bar: 2030
1in10 | Ambitious | Event-Based Options | Com-HVAC-TES | Commercial | Com - Warehouse | Medium | [30 empty] | LBNL Phase 4 aggregate enrollment fraction, shed, 2030 | bar: 2030
1in10 | Ambitious | Event-Based Options | Com-HVAC-TES | Commercial | Com - Warehouse | Large | [30 empty] | LBNL Phase 4 aggregate enrollment fraction, shed, 2030 | bar: 2030
1in10 | Ambitious | Event-Based Options | Com-HVAC-Thermostat | Commercial | Com - College | Small | 2030: 55.12% | LBNL Phase 4 aggregate enrollment fraction, shed, 2030
1in10 | Ambitious | Event-Based Options | Com-HVAC-Thermostat | Commercial | Com - College | Medium | [30 empty] | LBNL Phase 4 aggregate enrollment fraction, shed, 2030 | bar: 2030
1in10 | Ambitious | Event-Based Options | Com-HVAC-Thermostat | Commercial | Com - College | Large | [30 empty] | LBNL Phase 4 aggregate enrollment fraction, shed, 2030 | bar: 2030
1in10 | Ambitious | Event-Based Options | Com-HVAC-Thermostat | Commercial | Com - Grocery | Small | 2030: 67.81% | LBNL Phase 4 aggregate enrollment fraction, shed, 2030
1in10 | Ambitious | Event-Based Options | Com-HVAC-Thermostat | Commercial | Com - Grocery | Medium | [30 empty] | LBNL Phase 4 aggregate enrollment fraction, shed, 2030 | bar: 2030
1in10 | Ambitious | Event-Based Options | Com-HVAC-Thermostat | Commercial | Com - Grocery | Large | [30 empty] | LBNL Phase 4 aggregate enrollment fraction, shed, 2030 | bar: 2030
1in10 | Ambitious | Event-Based Options | Com-HVAC-Thermostat | Commercial | Com - Health | Small | 2030: 70.96% | LBNL Phase 4 aggregate enrollment fraction, shed, 2030
1in10 | Ambitious | Event-Based Options | Com-HVAC-Thermostat | Commercial | Com - Health | Medium | [30 empty] | LBNL Phase 4 aggregate enrollment fraction, shed, 2030 | bar: 2030
1in10 | Ambitious | Event-Based Options | Com-HVAC-Thermostat | Commercial | Com - Health | Large | [30 empty] | LBNL Phase 4 aggregate enrollment fraction, shed, 2030 | bar: 2030
1in10 | Ambitious | Event-Based Options | Com-HVAC-Thermostat | Commercial | Com - Lodging | Small | 2030: 66.7% | LBNL Phase 4 aggregate enrollment fraction, shed, 2030
1in10 | Ambitious | Event-Based Options | Com-HVAC-Thermostat | Commercial | Com - Lodging | Medium | [30 empty] | LBNL Phase 4 aggregate enrollment fraction, shed, 2030 | bar: 2030
1in10 | Ambitious | Event-Based Options | Com-HVAC-Thermostat | Commercial | Com - Lodging | Large | [30 empty] | LBNL Phase 4 aggregate enrollment fraction, shed, 2030 | bar: 2030
1in10 | Ambitious | Event-Based Options | Com-HVAC-Thermostat | Commercial | Com - Office (Large) | Small | [30 empty] | LBNL Phase 4 aggregate enrollment fraction, shed, 2030 | bar: 2030
1in10 | Ambitious | Event-Based Options | Com-HVAC-Thermostat | Commercial | Com - Office (Large) | Medium | [30 empty] | LBNL Phase 4 aggregate enrollment fraction, shed, 2030 | bar: 2030
1in10 | Ambitious | Event-Based Options | Com-HVAC-Thermostat | Commercial | Com - Office (Large) | Large | [30 empty] | LBNL Phase 4 aggregate enrollment fraction, shed, 2030 | bar: 2030
1in10 | Ambitious | Event-Based Options | Com-HVAC-Thermostat | Commercial | Com - Office (Small) | Small | 2030: 56.64% | LBNL Phase 4 aggregate enrollment fraction, shed, 2030
1in10 | Ambitious | Event-Based Options | Com-HVAC-Thermostat | Commercial | Com - Office (Small) | Medium | 2030: 56.64% | LBNL Phase 4 aggregate enrollment fraction, shed, 2030
1in10 | Ambitious | Event-Based Options | Com-HVAC-Thermostat | Commercial | Com - Office (Small) | Large | 2030: 56.64% | LBNL Phase 4 aggregate enrollment fraction, shed, 2030
1in10 | Ambitious | Event-Based Options | Com-HVAC-Thermostat | Commercial | Com - Other | Small | 2030: 60.55% | LBNL Phase 4 aggregate enrollment fraction, shed, 2030
1in10 | Ambitious | Event-Based Options | Com-HVAC-Thermostat | Commercial | Com - Other | Medium | 2030: 59.89% | LBNL Phase 4 aggregate enrollment fraction, shed, 2030
1in10 | Ambitious | Event-Based Options | Com-HVAC-Thermostat | Commercial | Com - Other | Large | [30 empty] | LBNL Phase 4 aggregate enrollment fraction, shed, 2030 | bar: 2030
1in10 | Ambitious | Event-Based Options | Com-HVAC-Thermostat | Commercial | Com - Refrig. Warehouse | Small | 2030: 50.43% | LBNL Phase 4 aggregate enrollment fraction, shed, 2030
1in10 | Ambitious | Event-Based Options | Com-HVAC-Thermostat | Commercial | Com - Refrig. Warehouse | Medium | 2030: 53.46% | LBNL Phase 4 aggregate enrollment fraction, shed, 2030
1in10 | Ambitious | Event-Based Options | Com-HVAC-Thermostat | Commercial | Com - Refrig. Warehouse | Large | [30 empty] | LBNL Phase 4 aggregate enrollment fraction, shed, 2030 | bar: 2030
1in10 | Ambitious | Event-Based Options | Com-HVAC-Thermostat | Commercial | Com - Restaurant | Small | 2030: 53.52% | LBNL Phase 4 aggregate enrollment fraction, shed, 2030
1in10 | Ambitious | Event-Based Options | Com-HVAC-Thermostat | Commercial | Com - Restaurant | Medium | 2030: 50.65% | LBNL Phase 4 aggregate enrollment fraction, shed, 2030
1in10 | Ambitious | Event-Based Options | Com-HVAC-Thermostat | Commercial | Com - Restaurant | Large | [30 empty] | LBNL Phase 4 aggregate enrollment fraction, shed, 2030 | bar: 2030
1in10 | Ambitious | Event-Based Options | Com-HVAC-Thermostat | Commercial | Com - Retail | Small | 2030: 67.81% | LBNL Phase 4 aggregate enrollment fraction, shed, 2030
1in10 | Ambitious | Event-Based Options | Com-HVAC-Thermostat | Commercial | Com - Retail | Medium | [30 empty] | LBNL Phase 4 aggregate enrollment fraction, shed, 2030 | bar: 2030
1in10 | Ambitious | Event-Based Options | Com-HVAC-Thermostat | Commercial | Com - Retail | Large | [30 empty] | LBNL Phase 4 aggregate enrollment fraction, shed, 2030 | bar: 2030
1in10 | Ambitious | Event-Based Options | Com-HVAC-Thermostat | Commercial | Com - School | Small | 2030: 55.12% | LBNL Phase 4 aggregate enrollment fraction, shed, 2030
1in10 | Ambitious | Event-Based Options | Com-HVAC-Thermostat | Commercial | Com - School | Medium | [30 empty] | LBNL Phase 4 aggregate enrollment fraction, shed, 2030 | bar: 2030
1in10 | Ambitious | Event-Based Options | Com-HVAC-Thermostat | Commercial | Com - School | Large | [30 empty] | LBNL Phase 4 aggregate enrollment fraction, shed, 2030 | bar: 2030
1in10 | Ambitious | Event-Based Options | Com-HVAC-Thermostat | Commercial | Com - Warehouse | Small | 2030: 54.15% | LBNL Phase 4 aggregate enrollment fraction, shed, 2030
1in10 | Ambitious | Event-Based Options | Com-HVAC-Thermostat | Commercial | Com - Warehouse | Medium | 2030: 52.78% | LBNL Phase 4 aggregate enrollment fraction, shed, 2030
1in10 | Ambitious | Event-Based Options | Com-HVAC-Thermostat | Commercial | Com - Warehouse | Large | [30 empty] | LBNL Phase 4 aggregate enrollment fraction, shed, 2030 | bar: 2030
1in10 | Ambitious | Event-Based Options | Com-Lighting control | Commercial | Com - College | Small | 2030: 55.43% | LBNL Phase 4 aggregate enrollment fraction, shed, 2030
1in10 | Ambitious | Event-Based Options | Com-Lighting control | Commercial | Com - College | Medium | 2030: 40.81% | LBNL Phase 4 aggregate enrollment fraction, shed, 2030
1in10 | Ambitious | Event-Based Options | Com-Lighting control | Commercial | Com - College | Large | 2030: 47.58% | LBNL Phase 4 aggregate enrollment fraction, shed, 2030
1in10 | Ambitious | Event-Based Options | Com-Lighting control | Commercial | Com - Grocery | Small | 2030: 68.62% | LBNL Phase 4 aggregate enrollment fraction, shed, 2030
1in10 | Ambitious | Event-Based Options | Com-Lighting control | Commercial | Com - Grocery | Medium | 2030: 42.45% | LBNL Phase 4 aggregate enrollment fraction, shed, 2030
1in10 | Ambitious | Event-Based Options | Com-Lighting control | Commercial | Com - Grocery | Large | 2030: 22.9% | LBNL Phase 4 aggregate enrollment fraction, shed, 2030
1in10 | Ambitious | Event-Based Options | Com-Lighting control | Commercial | Com - Health | Small | 2030: 74.49% | LBNL Phase 4 aggregate enrollment fraction, shed, 2030
1in10 | Ambitious | Event-Based Options | Com-Lighting control | Commercial | Com - Health | Medium | 2030: 46.84% | LBNL Phase 4 aggregate enrollment fraction, shed, 2030
1in10 | Ambitious | Event-Based Options | Com-Lighting control | Commercial | Com - Health | Large | 2030: 17.37% | LBNL Phase 4 aggregate enrollment fraction, shed, 2030
1in10 | Ambitious | Event-Based Options | Com-Lighting control | Commercial | Com - Lodging | Small | 2030: 67.51% | LBNL Phase 4 aggregate enrollment fraction, shed, 2030
1in10 | Ambitious | Event-Based Options | Com-Lighting control | Commercial | Com - Lodging | Medium | 2030: 52.09% | LBNL Phase 4 aggregate enrollment fraction, shed, 2030
1in10 | Ambitious | Event-Based Options | Com-Lighting control | Commercial | Com - Lodging | Large | 2030: 15.41% | LBNL Phase 4 aggregate enrollment fraction, shed, 2030
1in10 | Ambitious | Event-Based Options | Com-Lighting control | Commercial | Com - Office (Large) | Small | 2030: 45.64% | LBNL Phase 4 aggregate enrollment fraction, shed, 2030
1in10 | Ambitious | Event-Based Options | Com-Lighting control | Commercial | Com - Office (Large) | Medium | 2030: 45.64% | LBNL Phase 4 aggregate enrollment fraction, shed, 2030
1in10 | Ambitious | Event-Based Options | Com-Lighting control | Commercial | Com - Office (Large) | Large | 2030: 45.64% | LBNL Phase 4 aggregate enrollment fraction, shed, 2030
1in10 | Ambitious | Event-Based Options | Com-Lighting control | Commercial | Com - Office (Small) | Small | 2030: 57.01% | LBNL Phase 4 aggregate enrollment fraction, shed, 2030
1in10 | Ambitious | Event-Based Options | Com-Lighting control | Commercial | Com - Office (Small) | Medium | 2030: 57.01% | LBNL Phase 4 aggregate enrollment fraction, shed, 2030
1in10 | Ambitious | Event-Based Options | Com-Lighting control | Commercial | Com - Office (Small) | Large | 2030: 57.01% | LBNL Phase 4 aggregate enrollment fraction, shed, 2030
1in10 | Ambitious | Event-Based Options | Com-Lighting control | Commercial | Com - Other | Small | 2030: 60.43% | LBNL Phase 4 aggregate enrollment fraction, shed, 2030
1in10 | Ambitious | Event-Based Options | Com-Lighting control | Commercial | Com - Other | Medium | 2030: 41.8% | LBNL Phase 4 aggregate enrollment fraction, shed, 2030
1in10 | Ambitious | Event-Based Options | Com-Lighting control | Commercial | Com - Other | Large | 2030: 33.43% | LBNL Phase 4 aggregate enrollment fraction, shed, 2030
1in10 | Ambitious | Event-Based Options | Com-Lighting control | Commercial | Com - Refrig. Warehouse | Small | 2030: 49.58% | LBNL Phase 4 aggregate enrollment fraction, shed, 2030
1in10 | Ambitious | Event-Based Options | Com-Lighting control | Commercial | Com - Refrig. Warehouse | Medium | 2030: 55.56% | LBNL Phase 4 aggregate enrollment fraction, shed, 2030
1in10 | Ambitious | Event-Based Options | Com-Lighting control | Commercial | Com - Refrig. Warehouse | Large | 2030: 49.71% | LBNL Phase 4 aggregate enrollment fraction, shed, 2030
1in10 | Ambitious | Event-Based Options | Com-Lighting control | Commercial | Com - Restaurant | Small | 2030: 53.34% | LBNL Phase 4 aggregate enrollment fraction, shed, 2030
1in10 | Ambitious | Event-Based Options | Com-Lighting control | Commercial | Com - Restaurant | Medium | 2030: 47.39% | LBNL Phase 4 aggregate enrollment fraction, shed, 2030
1in10 | Ambitious | Event-Based Options | Com-Lighting control | Commercial | Com - Restaurant | Large | 2030: 49.78% | LBNL Phase 4 aggregate enrollment fraction, shed, 2030
1in10 | Ambitious | Event-Based Options | Com-Lighting control | Commercial | Com - Retail | Small | 2030: 68.62% | LBNL Phase 4 aggregate enrollment fraction, shed, 2030
1in10 | Ambitious | Event-Based Options | Com-Lighting control | Commercial | Com - Retail | Medium | 2030: 42.45% | LBNL Phase 4 aggregate enrollment fraction, shed, 2030
1in10 | Ambitious | Event-Based Options | Com-Lighting control | Commercial | Com - Retail | Large | 2030: 22.9% | LBNL Phase 4 aggregate enrollment fraction, shed, 2030
1in10 | Ambitious | Event-Based Options | Com-Lighting control | Commercial | Com - School | Small | 2030: 55.43% | LBNL Phase 4 aggregate enrollment fraction, shed, 2030
1in10 | Ambitious | Event-Based Options | Com-Lighting control | Commercial | Com - School | Medium | 2030: 40.81% | LBNL Phase 4 aggregate enrollment fraction, shed, 2030
1in10 | Ambitious | Event-Based Options | Com-Lighting control | Commercial | Com - School | Large | 2030: 47.58% | LBNL Phase 4 aggregate enrollment fraction, shed, 2030
1in10 | Ambitious | Event-Based Options | Com-Lighting control | Commercial | Com - Warehouse | Small | 2030: 54.02% | LBNL Phase 4 aggregate enrollment fraction, shed, 2030
1in10 | Ambitious | Event-Based Options | Com-Lighting control | Commercial | Com - Warehouse | Medium | 2030: 63.07% | LBNL Phase 4 aggregate enrollment fraction, shed, 2030
1in10 | Ambitious | Event-Based Options | Com-Lighting control | Commercial | Com - Warehouse | Large | 2030: 23.52% | LBNL Phase 4 aggregate enrollment fraction, shed, 2030
1in10 | Ambitious | Event-Based Options | Com-Other End Uses Control | Commercial | Com - College | Small | 2030: 55.37% | LBNL Phase 4 aggregate enrollment fraction, shed, 2030
1in10 | Ambitious | Event-Based Options | Com-Other End Uses Control | Commercial | Com - College | Medium | 2030: 40% | LBNL Phase 4 aggregate enrollment fraction, shed, 2030
1in10 | Ambitious | Event-Based Options | Com-Other End Uses Control | Commercial | Com - College | Large | 2030: 45.99% | LBNL Phase 4 aggregate enrollment fraction, shed, 2030
1in10 | Ambitious | Event-Based Options | Com-Other End Uses Control | Commercial | Com - Grocery | Small | 2030: 73.25% | LBNL Phase 4 aggregate enrollment fraction, shed, 2030
1in10 | Ambitious | Event-Based Options | Com-Other End Uses Control | Commercial | Com - Grocery | Medium | 2030: 43.09% | LBNL Phase 4 aggregate enrollment fraction, shed, 2030
1in10 | Ambitious | Event-Based Options | Com-Other End Uses Control | Commercial | Com - Grocery | Large | 2030: 24.45% | LBNL Phase 4 aggregate enrollment fraction, shed, 2030
1in10 | Ambitious | Event-Based Options | Com-Other End Uses Control | Commercial | Com - Health | Small | 2030: 77.1% | LBNL Phase 4 aggregate enrollment fraction, shed, 2030
1in10 | Ambitious | Event-Based Options | Com-Other End Uses Control | Commercial | Com - Health | Medium | 2030: 46.53% | LBNL Phase 4 aggregate enrollment fraction, shed, 2030
1in10 | Ambitious | Event-Based Options | Com-Other End Uses Control | Commercial | Com - Health | Large | 2030: 17.19% | LBNL Phase 4 aggregate enrollment fraction, shed, 2030
1in10 | Ambitious | Event-Based Options | Com-Other End Uses Control | Commercial | Com - Lodging | Small | 2030: 70.37% | LBNL Phase 4 aggregate enrollment fraction, shed, 2030
1in10 | Ambitious | Event-Based Options | Com-Other End Uses Control | Commercial | Com - Lodging | Medium | 2030: 52.21% | LBNL Phase 4 aggregate enrollment fraction, shed, 2030
1in10 | Ambitious | Event-Based Options | Com-Other End Uses Control | Commercial | Com - Lodging | Large | 2030: 16.3% | LBNL Phase 4 aggregate enrollment fraction, shed, 2030
1in10 | Ambitious | Event-Based Options | Com-Other End Uses Control | Commercial | Com - Office (Large) | Small | 2030: 45.08% | LBNL Phase 4 aggregate enrollment fraction, shed, 2030
1in10 | Ambitious | Event-Based Options | Com-Other End Uses Control | Commercial | Com - Office (Large) | Medium | 2030: 45.08% | LBNL Phase 4 aggregate enrollment fraction, shed, 2030
1in10 | Ambitious | Event-Based Options | Com-Other End Uses Control | Commercial | Com - Office (Large) | Large | 2030: 45.08% | LBNL Phase 4 aggregate enrollment fraction, shed, 2030
1in10 | Ambitious | Event-Based Options | Com-Other End Uses Control | Commercial | Com - Office (Small) | Small | 2030: 56.55% | LBNL Phase 4 aggregate enrollment fraction, shed, 2030
1in10 | Ambitious | Event-Based Options | Com-Other End Uses Control | Commercial | Com - Office (Small) | Medium | 2030: 56.55% | LBNL Phase 4 aggregate enrollment fraction, shed, 2030
1in10 | Ambitious | Event-Based Options | Com-Other End Uses Control | Commercial | Com - Office (Small) | Large | 2030: 56.55% | LBNL Phase 4 aggregate enrollment fraction, shed, 2030
1in10 | Ambitious | Event-Based Options | Com-Other End Uses Control | Commercial | Com - Other | Small | 2030: 63.7% | LBNL Phase 4 aggregate enrollment fraction, shed, 2030
1in10 | Ambitious | Event-Based Options | Com-Other End Uses Control | Commercial | Com - Other | Medium | 2030: 42.4% | LBNL Phase 4 aggregate enrollment fraction, shed, 2030
1in10 | Ambitious | Event-Based Options | Com-Other End Uses Control | Commercial | Com - Other | Large | 2030: 34.18% | LBNL Phase 4 aggregate enrollment fraction, shed, 2030
1in10 | Ambitious | Event-Based Options | Com-Other End Uses Control | Commercial | Com - Refrig. Warehouse | Small | 2030: 51.79% | LBNL Phase 4 aggregate enrollment fraction, shed, 2030
1in10 | Ambitious | Event-Based Options | Com-Other End Uses Control | Commercial | Com - Refrig. Warehouse | Medium | 2030: 54.09% | LBNL Phase 4 aggregate enrollment fraction, shed, 2030
1in10 | Ambitious | Event-Based Options | Com-Other End Uses Control | Commercial | Com - Refrig. Warehouse | Large | 2030: 51.06% | LBNL Phase 4 aggregate enrollment fraction, shed, 2030
1in10 | Ambitious | Event-Based Options | Com-Other End Uses Control | Commercial | Com - Restaurant | Small | 2030: 55.02% | LBNL Phase 4 aggregate enrollment fraction, shed, 2030
1in10 | Ambitious | Event-Based Options | Com-Other End Uses Control | Commercial | Com - Restaurant | Medium | 2030: 49.08% | LBNL Phase 4 aggregate enrollment fraction, shed, 2030
1in10 | Ambitious | Event-Based Options | Com-Other End Uses Control | Commercial | Com - Restaurant | Large | 2030: 51.41% | LBNL Phase 4 aggregate enrollment fraction, shed, 2030
1in10 | Ambitious | Event-Based Options | Com-Other End Uses Control | Commercial | Com - Retail | Small | 2030: 73.25% | LBNL Phase 4 aggregate enrollment fraction, shed, 2030
1in10 | Ambitious | Event-Based Options | Com-Other End Uses Control | Commercial | Com - Retail | Medium | 2030: 43.09% | LBNL Phase 4 aggregate enrollment fraction, shed, 2030
1in10 | Ambitious | Event-Based Options | Com-Other End Uses Control | Commercial | Com - Retail | Large | 2030: 24.45% | LBNL Phase 4 aggregate enrollment fraction, shed, 2030
1in10 | Ambitious | Event-Based Options | Com-Other End Uses Control | Commercial | Com - School | Small | 2030: 55.37% | LBNL Phase 4 aggregate enrollment fraction, shed, 2030
1in10 | Ambitious | Event-Based Options | Com-Other End Uses Control | Commercial | Com - School | Medium | 2030: 40% | LBNL Phase 4 aggregate enrollment fraction, shed, 2030
1in10 | Ambitious | Event-Based Options | Com-Other End Uses Control | Commercial | Com - School | Large | 2030: 45.99% | LBNL Phase 4 aggregate enrollment fraction, shed, 2030
1in10 | Ambitious | Event-Based Options | Com-Other End Uses Control | Commercial | Com - Warehouse | Small | 2030: 54.32% | LBNL Phase 4 aggregate enrollment fraction, shed, 2030
1in10 | Ambitious | Event-Based Options | Com-Other End Uses Control | Commercial | Com - Warehouse | Medium | 2030: 62.78% | LBNL Phase 4 aggregate enrollment fraction, shed, 2030
1in10 | Ambitious | Event-Based Options | Com-Other End Uses Control | Commercial | Com - Warehouse | Large | 2030: 24.29% | LBNL Phase 4 aggregate enrollment fraction, shed, 2030
1in10 | Ambitious | Event-Based Options | Com-Refrigeration control | Commercial | Com - College | Small | [30 empty] | LBNL Phase 4 aggregate enrollment fraction, shed, 2030 | bar: 2030
1in10 | Ambitious | Event-Based Options | Com-Refrigeration control | Commercial | Com - College | Medium | [30 empty] | LBNL Phase 4 aggregate enrollment fraction, shed, 2030 | bar: 2030
1in10 | Ambitious | Event-Based Options | Com-Refrigeration control | Commercial | Com - College | Large | [30 empty] | LBNL Phase 4 aggregate enrollment fraction, shed, 2030 | bar: 2030
1in10 | Ambitious | Event-Based Options | Com-Refrigeration control | Commercial | Com - Grocery | Small | [30 empty] | LBNL Phase 4 aggregate enrollment fraction, shed, 2030 | bar: 2030
1in10 | Ambitious | Event-Based Options | Com-Refrigeration control | Commercial | Com - Grocery | Medium | [30 empty] | LBNL Phase 4 aggregate enrollment fraction, shed, 2030 | bar: 2030
1in10 | Ambitious | Event-Based Options | Com-Refrigeration control | Commercial | Com - Grocery | Large | [30 empty] | LBNL Phase 4 aggregate enrollment fraction, shed, 2030 | bar: 2030
1in10 | Ambitious | Event-Based Options | Com-Refrigeration control | Commercial | Com - Health | Small | [30 empty] | LBNL Phase 4 aggregate enrollment fraction, shed, 2030 | bar: 2030
1in10 | Ambitious | Event-Based Options | Com-Refrigeration control | Commercial | Com - Health | Medium | [30 empty] | LBNL Phase 4 aggregate enrollment fraction, shed, 2030 | bar: 2030
1in10 | Ambitious | Event-Based Options | Com-Refrigeration control | Commercial | Com - Health | Large | [30 empty] | LBNL Phase 4 aggregate enrollment fraction, shed, 2030 | bar: 2030
1in10 | Ambitious | Event-Based Options | Com-Refrigeration control | Commercial | Com - Lodging | Small | [30 empty] | LBNL Phase 4 aggregate enrollment fraction, shed, 2030 | bar: 2030
1in10 | Ambitious | Event-Based Options | Com-Refrigeration control | Commercial | Com - Lodging | Medium | [30 empty] | LBNL Phase 4 aggregate enrollment fraction, shed, 2030 | bar: 2030
1in10 | Ambitious | Event-Based Options | Com-Refrigeration control | Commercial | Com - Lodging | Large | [30 empty] | LBNL Phase 4 aggregate enrollment fraction, shed, 2030 | bar: 2030
1in10 | Ambitious | Event-Based Options | Com-Refrigeration control | Commercial | Com - Office (Large) | Small | [30 empty] | LBNL Phase 4 aggregate enrollment fraction, shed, 2030 | bar: 2030
1in10 | Ambitious | Event-Based Options | Com-Refrigeration control | Commercial | Com - Office (Large) | Medium | [30 empty] | LBNL Phase 4 aggregate enrollment fraction, shed, 2030 | bar: 2030
1in10 | Ambitious | Event-Based Options | Com-Refrigeration control | Commercial | Com - Office (Large) | Large | [30 empty] | LBNL Phase 4 aggregate enrollment fraction, shed, 2030 | bar: 2030
1in10 | Ambitious | Event-Based Options | Com-Refrigeration control | Commercial | Com - Office (Small) | Small | [30 empty] | LBNL Phase 4 aggregate enrollment fraction, shed, 2030 | bar: 2030
1in10 | Ambitious | Event-Based Options | Com-Refrigeration control | Commercial | Com - Office (Small) | Medium | [30 empty] | LBNL Phase 4 aggregate enrollment fraction, shed, 2030 | bar: 2030
1in10 | Ambitious | Event-Based Options | Com-Refrigeration control | Commercial | Com - Office (Small) | Large | [30 empty] | LBNL Phase 4 aggregate enrollment fraction, shed, 2030 | bar: 2030
1in10 | Ambitious | Event-Based Options | Com-Refrigeration control | Commercial | Com - Other | Small | [30 empty] | LBNL Phase 4 aggregate enrollment fraction, shed, 2030 | bar: 2030
1in10 | Ambitious | Event-Based Options | Com-Refrigeration control | Commercial | Com - Other | Medium | [30 empty] | LBNL Phase 4 aggregate enrollment fraction, shed, 2030 | bar: 2030
1in10 | Ambitious | Event-Based Options | Com-Refrigeration control | Commercial | Com - Other | Large | [30 empty] | LBNL Phase 4 aggregate enrollment fraction, shed, 2030 | bar: 2030
1in10 | Ambitious | Event-Based Options | Com-Refrigeration control | Commercial | Com - Refrig. Warehouse | Small | 2030: 49.9% | LBNL Phase 4 aggregate enrollment fraction, shed, 2030
1in10 | Ambitious | Event-Based Options | Com-Refrigeration control | Commercial | Com - Refrig. Warehouse | Medium | 2030: 59.46% | LBNL Phase 4 aggregate enrollment fraction, shed, 2030
1in10 | Ambitious | Event-Based Options | Com-Refrigeration control | Commercial | Com - Refrig. Warehouse | Large | 2030: 53.19% | LBNL Phase 4 aggregate enrollment fraction, shed, 2030
1in10 | Ambitious | Event-Based Options | Com-Refrigeration control | Commercial | Com - Restaurant | Small | [30 empty] | LBNL Phase 4 aggregate enrollment fraction, shed, 2030 | bar: 2030
1in10 | Ambitious | Event-Based Options | Com-Refrigeration control | Commercial | Com - Restaurant | Medium | [30 empty] | LBNL Phase 4 aggregate enrollment fraction, shed, 2030 | bar: 2030
1in10 | Ambitious | Event-Based Options | Com-Refrigeration control | Commercial | Com - Restaurant | Large | [30 empty] | LBNL Phase 4 aggregate enrollment fraction, shed, 2030 | bar: 2030
1in10 | Ambitious | Event-Based Options | Com-Refrigeration control | Commercial | Com - Retail | Small | [30 empty] | LBNL Phase 4 aggregate enrollment fraction, shed, 2030 | bar: 2030
1in10 | Ambitious | Event-Based Options | Com-Refrigeration control | Commercial | Com - Retail | Medium | [30 empty] | LBNL Phase 4 aggregate enrollment fraction, shed, 2030 | bar: 2030
1in10 | Ambitious | Event-Based Options | Com-Refrigeration control | Commercial | Com - Retail | Large | [30 empty] | LBNL Phase 4 aggregate enrollment fraction, shed, 2030 | bar: 2030
1in10 | Ambitious | Event-Based Options | Com-Refrigeration control | Commercial | Com - School | Small | [30 empty] | LBNL Phase 4 aggregate enrollment fraction, shed, 2030 | bar: 2030
1in10 | Ambitious | Event-Based Options | Com-Refrigeration control | Commercial | Com - School | Medium | [30 empty] | LBNL Phase 4 aggregate enrollment fraction, shed, 2030 | bar: 2030
1in10 | Ambitious | Event-Based Options | Com-Refrigeration control | Commercial | Com - School | Large | [30 empty] | LBNL Phase 4 aggregate enrollment fraction, shed, 2030 | bar: 2030
1in10 | Ambitious | Event-Based Options | Com-Refrigeration control | Commercial | Com - Warehouse | Small | [30 empty] | LBNL Phase 4 aggregate enrollment fraction, shed, 2030 | bar: 2030
1in10 | Ambitious | Event-Based Options | Com-Refrigeration control | Commercial | Com - Warehouse | Medium | [30 empty] | LBNL Phase 4 aggregate enrollment fraction, shed, 2030 | bar: 2030
1in10 | Ambitious | Event-Based Options | Com-Refrigeration control | Commercial | Com - Warehouse | Large | [30 empty] | LBNL Phase 4 aggregate enrollment fraction, shed, 2030 | bar: 2030
1in10 | Ambitious | Event-Based Options | Com-Refrigeration TES | Commercial | Com - College | Small | [30 empty] | LBNL Phase 4 aggregate enrollment fraction, shed, 2030 | bar: 2030
1in10 | Ambitious | Event-Based Options | Com-Refrigeration TES | Commercial | Com - College | Medium | [30 empty] | LBNL Phase 4 aggregate enrollment fraction, shed, 2030 | bar: 2030
1in10 | Ambitious | Event-Based Options | Com-Refrigeration TES | Commercial | Com - College | Large | [30 empty] | LBNL Phase 4 aggregate enrollment fraction, shed, 2030 | bar: 2030
1in10 | Ambitious | Event-Based Options | Com-Refrigeration TES | Commercial | Com - Grocery | Small | 2030: 62.42% | LBNL Phase 4 aggregate enrollment fraction, shed, 2030
1in10 | Ambitious | Event-Based Options | Com-Refrigeration TES | Commercial | Com - Grocery | Medium | 2030: 40.11% | LBNL Phase 4 aggregate enrollment fraction, shed, 2030
1in10 | Ambitious | Event-Based Options | Com-Refrigeration TES | Commercial | Com - Grocery | Large | 2030: 20.95% | LBNL Phase 4 aggregate enrollment fraction, shed, 2030
1in10 | Ambitious | Event-Based Options | Com-Refrigeration TES | Commercial | Com - Health | Small | 2030: 75.49% | LBNL Phase 4 aggregate enrollment fraction, shed, 2030
1in10 | Ambitious | Event-Based Options | Com-Refrigeration TES | Commercial | Com - Health | Medium | 2030: 46.12% | LBNL Phase 4 aggregate enrollment fraction, shed, 2030
1in10 | Ambitious | Event-Based Options | Com-Refrigeration TES | Commercial | Com - Health | Large | 2030: 16.43% | LBNL Phase 4 aggregate enrollment fraction, shed, 2030
1in10 | Ambitious | Event-Based Options | Com-Refrigeration TES | Commercial | Com - Lodging | Small | [30 empty] | LBNL Phase 4 aggregate enrollment fraction, shed, 2030 | bar: 2030
1in10 | Ambitious | Event-Based Options | Com-Refrigeration TES | Commercial | Com - Lodging | Medium | [30 empty] | LBNL Phase 4 aggregate enrollment fraction, shed, 2030 | bar: 2030
1in10 | Ambitious | Event-Based Options | Com-Refrigeration TES | Commercial | Com - Lodging | Large | [30 empty] | LBNL Phase 4 aggregate enrollment fraction, shed, 2030 | bar: 2030
1in10 | Ambitious | Event-Based Options | Com-Refrigeration TES | Commercial | Com - Office (Large) | Small | [30 empty] | LBNL Phase 4 aggregate enrollment fraction, shed, 2030 | bar: 2030
1in10 | Ambitious | Event-Based Options | Com-Refrigeration TES | Commercial | Com - Office (Large) | Medium | [30 empty] | LBNL Phase 4 aggregate enrollment fraction, shed, 2030 | bar: 2030
1in10 | Ambitious | Event-Based Options | Com-Refrigeration TES | Commercial | Com - Office (Large) | Large | [30 empty] | LBNL Phase 4 aggregate enrollment fraction, shed, 2030 | bar: 2030
1in10 | Ambitious | Event-Based Options | Com-Refrigeration TES | Commercial | Com - Office (Small) | Small | [30 empty] | LBNL Phase 4 aggregate enrollment fraction, shed, 2030 | bar: 2030
1in10 | Ambitious | Event-Based Options | Com-Refrigeration TES | Commercial | Com - Office (Small) | Medium | [30 empty] | LBNL Phase 4 aggregate enrollment fraction, shed, 2030 | bar: 2030
1in10 | Ambitious | Event-Based Options | Com-Refrigeration TES | Commercial | Com - Office (Small) | Large | [30 empty] | LBNL Phase 4 aggregate enrollment fraction, shed, 2030 | bar: 2030
1in10 | Ambitious | Event-Based Options | Com-Refrigeration TES | Commercial | Com - Other | Small | [30 empty] | LBNL Phase 4 aggregate enrollment fraction, shed, 2030 | bar: 2030
1in10 | Ambitious | Event-Based Options | Com-Refrigeration TES | Commercial | Com - Other | Medium | [30 empty] | LBNL Phase 4 aggregate enrollment fraction, shed, 2030 | bar: 2030
1in10 | Ambitious | Event-Based Options | Com-Refrigeration TES | Commercial | Com - Other | Large | [30 empty] | LBNL Phase 4 aggregate enrollment fraction, shed, 2030 | bar: 2030
1in10 | Ambitious | Event-Based Options | Com-Refrigeration TES | Commercial | Com - Refrig. Warehouse | Small | 2030: 45.4% | LBNL Phase 4 aggregate enrollment fraction, shed, 2030
1in10 | Ambitious | Event-Based Options | Com-Refrigeration TES | Commercial | Com - Refrig. Warehouse | Medium | 2030: 53.78% | LBNL Phase 4 aggregate enrollment fraction, shed, 2030
1in10 | Ambitious | Event-Based Options | Com-Refrigeration TES | Commercial | Com - Refrig. Warehouse | Large | 2030: 47.06% | LBNL Phase 4 aggregate enrollment fraction, shed, 2030
1in10 | Ambitious | Event-Based Options | Com-Refrigeration TES | Commercial | Com - Restaurant | Small | 2030: 52% | LBNL Phase 4 aggregate enrollment fraction, shed, 2030
1in10 | Ambitious | Event-Based Options | Com-Refrigeration TES | Commercial | Com - Restaurant | Medium | 2030: 46.43% | LBNL Phase 4 aggregate enrollment fraction, shed, 2030
1in10 | Ambitious | Event-Based Options | Com-Refrigeration TES | Commercial | Com - Restaurant | Large | 2030: 47.65% | LBNL Phase 4 aggregate enrollment fraction, shed, 2030
1in10 | Ambitious | Event-Based Options | Com-Refrigeration TES | Commercial | Com - Retail | Small | 2030: 62.42% | LBNL Phase 4 aggregate enrollment fraction, shed, 2030
1in10 | Ambitious | Event-Based Options | Com-Refrigeration TES | Commercial | Com - Retail | Medium | 2030: 40.11% | LBNL Phase 4 aggregate enrollment fraction, shed, 2030
1in10 | Ambitious | Event-Based Options | Com-Refrigeration TES | Commercial | Com - Retail | Large | 2030: 20.95% | LBNL Phase 4 aggregate enrollment fraction, shed, 2030
1in10 | Ambitious | Event-Based Options | Com-Refrigeration TES | Commercial | Com - School | Small | [30 empty] | LBNL Phase 4 aggregate enrollment fraction, shed, 2030 | bar: 2030
1in10 | Ambitious | Event-Based Options | Com-Refrigeration TES | Commercial | Com - School | Medium | [30 empty] | LBNL Phase 4 aggregate enrollment fraction, shed, 2030 | bar: 2030
1in10 | Ambitious | Event-Based Options | Com-Refrigeration TES | Commercial | Com - School | Large | [30 empty] | LBNL Phase 4 aggregate enrollment fraction, shed, 2030 | bar: 2030
1in10 | Ambitious | Event-Based Options | Com-Refrigeration TES | Commercial | Com - Warehouse | Small | [30 empty] | LBNL Phase 4 aggregate enrollment fraction, shed, 2030 | bar: 2030
1in10 | Ambitious | Event-Based Options | Com-Refrigeration TES | Commercial | Com - Warehouse | Medium | [30 empty] | LBNL Phase 4 aggregate enrollment fraction, shed, 2030 | bar: 2030
1in10 | Ambitious | Event-Based Options | Com-Refrigeration TES | Commercial | Com - Warehouse | Large | [30 empty] | LBNL Phase 4 aggregate enrollment fraction, shed, 2030 | bar: 2030
1in10 | Ambitious | Event-Based Options | Com-Water Heating-Add-on CTA 2045 control | Commercial | Com - College | Small | 2030: 55.87% | LBNL Phase 4 aggregate enrollment fraction, shed, 2030
1in10 | Ambitious | Event-Based Options | Com-Water Heating-Add-on CTA 2045 control | Commercial | Com - College | Medium | 2030: 42.81% | LBNL Phase 4 aggregate enrollment fraction, shed, 2030
1in10 | Ambitious | Event-Based Options | Com-Water Heating-Add-on CTA 2045 control | Commercial | Com - College | Large | 2030: 48.28% | LBNL Phase 4 aggregate enrollment fraction, shed, 2030
1in10 | Ambitious | Event-Based Options | Com-Water Heating-Add-on CTA 2045 control | Commercial | Com - Grocery | Small | 2030: 73.31% | LBNL Phase 4 aggregate enrollment fraction, shed, 2030
1in10 | Ambitious | Event-Based Options | Com-Water Heating-Add-on CTA 2045 control | Commercial | Com - Grocery | Medium | 2030: 44.11% | LBNL Phase 4 aggregate enrollment fraction, shed, 2030
1in10 | Ambitious | Event-Based Options | Com-Water Heating-Add-on CTA 2045 control | Commercial | Com - Grocery | Large | 2030: 26.84% | LBNL Phase 4 aggregate enrollment fraction, shed, 2030
1in10 | Ambitious | Event-Based Options | Com-Water Heating-Add-on CTA 2045 control | Commercial | Com - Health | Small | 2030: 76.92% | LBNL Phase 4 aggregate enrollment fraction, shed, 2030
1in10 | Ambitious | Event-Based Options | Com-Water Heating-Add-on CTA 2045 control | Commercial | Com - Health | Medium | 2030: 46.74% | LBNL Phase 4 aggregate enrollment fraction, shed, 2030
1in10 | Ambitious | Event-Based Options | Com-Water Heating-Add-on CTA 2045 control | Commercial | Com - Health | Large | 2030: 21.38% | LBNL Phase 4 aggregate enrollment fraction, shed, 2030
1in10 | Ambitious | Event-Based Options | Com-Water Heating-Add-on CTA 2045 control | Commercial | Com - Lodging | Small | 2030: 60.77% | LBNL Phase 4 aggregate enrollment fraction, shed, 2030
1in10 | Ambitious | Event-Based Options | Com-Water Heating-Add-on CTA 2045 control | Commercial | Com - Lodging | Medium | 2030: 52.08% | LBNL Phase 4 aggregate enrollment fraction, shed, 2030
1in10 | Ambitious | Event-Based Options | Com-Water Heating-Add-on CTA 2045 control | Commercial | Com - Lodging | Large | 2030: 13.57% | LBNL Phase 4 aggregate enrollment fraction, shed, 2030
1in10 | Ambitious | Event-Based Options | Com-Water Heating-Add-on CTA 2045 control | Commercial | Com - Office (Large) | Small | 2030: 47.17% | LBNL Phase 4 aggregate enrollment fraction, shed, 2030
1in10 | Ambitious | Event-Based Options | Com-Water Heating-Add-on CTA 2045 control | Commercial | Com - Office (Large) | Medium | 2030: 47.17% | LBNL Phase 4 aggregate enrollment fraction, shed, 2030
1in10 | Ambitious | Event-Based Options | Com-Water Heating-Add-on CTA 2045 control | Commercial | Com - Office (Large) | Large | 2030: 47.17% | LBNL Phase 4 aggregate enrollment fraction, shed, 2030
1in10 | Ambitious | Event-Based Options | Com-Water Heating-Add-on CTA 2045 control | Commercial | Com - Office (Small) | Small | 2030: 55.87% | LBNL Phase 4 aggregate enrollment fraction, shed, 2030
1in10 | Ambitious | Event-Based Options | Com-Water Heating-Add-on CTA 2045 control | Commercial | Com - Office (Small) | Medium | 2030: 55.87% | LBNL Phase 4 aggregate enrollment fraction, shed, 2030
1in10 | Ambitious | Event-Based Options | Com-Water Heating-Add-on CTA 2045 control | Commercial | Com - Office (Small) | Large | 2030: 55.87% | LBNL Phase 4 aggregate enrollment fraction, shed, 2030
1in10 | Ambitious | Event-Based Options | Com-Water Heating-Add-on CTA 2045 control | Commercial | Com - Other | Small | 2030: 63.79% | LBNL Phase 4 aggregate enrollment fraction, shed, 2030
1in10 | Ambitious | Event-Based Options | Com-Water Heating-Add-on CTA 2045 control | Commercial | Com - Other | Medium | 2030: 45.64% | LBNL Phase 4 aggregate enrollment fraction, shed, 2030
1in10 | Ambitious | Event-Based Options | Com-Water Heating-Add-on CTA 2045 control | Commercial | Com - Other | Large | 2030: 37.65% | LBNL Phase 4 aggregate enrollment fraction, shed, 2030
1in10 | Ambitious | Event-Based Options | Com-Water Heating-Add-on CTA 2045 control | Commercial | Com - Refrig. Warehouse | Small | 2030: 52.06% | LBNL Phase 4 aggregate enrollment fraction, shed, 2030
1in10 | Ambitious | Event-Based Options | Com-Water Heating-Add-on CTA 2045 control | Commercial | Com - Refrig. Warehouse | Medium | 2030: 54.09% | LBNL Phase 4 aggregate enrollment fraction, shed, 2030
1in10 | Ambitious | Event-Based Options | Com-Water Heating-Add-on CTA 2045 control | Commercial | Com - Refrig. Warehouse | Large | 2030: 52.21% | LBNL Phase 4 aggregate enrollment fraction, shed, 2030
1in10 | Ambitious | Event-Based Options | Com-Water Heating-Add-on CTA 2045 control | Commercial | Com - Restaurant | Small | 2030: 55.58% | LBNL Phase 4 aggregate enrollment fraction, shed, 2030
1in10 | Ambitious | Event-Based Options | Com-Water Heating-Add-on CTA 2045 control | Commercial | Com - Restaurant | Medium | 2030: 49.78% | LBNL Phase 4 aggregate enrollment fraction, shed, 2030
1in10 | Ambitious | Event-Based Options | Com-Water Heating-Add-on CTA 2045 control | Commercial | Com - Restaurant | Large | 2030: 51.48% | LBNL Phase 4 aggregate enrollment fraction, shed, 2030
1in10 | Ambitious | Event-Based Options | Com-Water Heating-Add-on CTA 2045 control | Commercial | Com - Retail | Small | 2030: 73.31% | LBNL Phase 4 aggregate enrollment fraction, shed, 2030
1in10 | Ambitious | Event-Based Options | Com-Water Heating-Add-on CTA 2045 control | Commercial | Com - Retail | Medium | 2030: 44.11% | LBNL Phase 4 aggregate enrollment fraction, shed, 2030
1in10 | Ambitious | Event-Based Options | Com-Water Heating-Add-on CTA 2045 control | Commercial | Com - Retail | Large | 2030: 26.84% | LBNL Phase 4 aggregate enrollment fraction, shed, 2030
1in10 | Ambitious | Event-Based Options | Com-Water Heating-Add-on CTA 2045 control | Commercial | Com - School | Small | 2030: 55.87% | LBNL Phase 4 aggregate enrollment fraction, shed, 2030
1in10 | Ambitious | Event-Based Options | Com-Water Heating-Add-on CTA 2045 control | Commercial | Com - School | Medium | 2030: 42.81% | LBNL Phase 4 aggregate enrollment fraction, shed, 2030
1in10 | Ambitious | Event-Based Options | Com-Water Heating-Add-on CTA 2045 control | Commercial | Com - School | Large | 2030: 48.28% | LBNL Phase 4 aggregate enrollment fraction, shed, 2030
1in10 | Ambitious | Event-Based Options | Com-Water Heating-Add-on CTA 2045 control | Commercial | Com - Warehouse | Small | 2030: 54.26% | LBNL Phase 4 aggregate enrollment fraction, shed, 2030
1in10 | Ambitious | Event-Based Options | Com-Water Heating-Add-on CTA 2045 control | Commercial | Com - Warehouse | Medium | 2030: 64.28% | LBNL Phase 4 aggregate enrollment fraction, shed, 2030
1in10 | Ambitious | Event-Based Options | Com-Water Heating-Add-on CTA 2045 control | Commercial | Com - Warehouse | Large | 2030: 25.14% | LBNL Phase 4 aggregate enrollment fraction, shed, 2030
1in10 | Ambitious | Event-Based Options | Com-Water Heating-Smart Water Heater | Commercial | Com - College | Small | 2030: 56.13% | LBNL Phase 4 aggregate enrollment fraction, shed, 2030
1in10 | Ambitious | Event-Based Options | Com-Water Heating-Smart Water Heater | Commercial | Com - College | Medium | [30 empty] | LBNL Phase 4 aggregate enrollment fraction, shed, 2030 | bar: 2030
1in10 | Ambitious | Event-Based Options | Com-Water Heating-Smart Water Heater | Commercial | Com - College | Large | [30 empty] | LBNL Phase 4 aggregate enrollment fraction, shed, 2030 | bar: 2030
1in10 | Ambitious | Event-Based Options | Com-Water Heating-Smart Water Heater | Commercial | Com - Grocery | Small | 2030: 76.17% | LBNL Phase 4 aggregate enrollment fraction, shed, 2030
1in10 | Ambitious | Event-Based Options | Com-Water Heating-Smart Water Heater | Commercial | Com - Grocery | Medium | [30 empty] | LBNL Phase 4 aggregate enrollment fraction, shed, 2030 | bar: 2030
1in10 | Ambitious | Event-Based Options | Com-Water Heating-Smart Water Heater | Commercial | Com - Grocery | Large | [30 empty] | LBNL Phase 4 aggregate enrollment fraction, shed, 2030 | bar: 2030
1in10 | Ambitious | Event-Based Options | Com-Water Heating-Smart Water Heater | Commercial | Com - Health | Small | 2030: 77.16% | LBNL Phase 4 aggregate enrollment fraction, shed, 2030
1in10 | Ambitious | Event-Based Options | Com-Water Heating-Smart Water Heater | Commercial | Com - Health | Medium | [30 empty] | LBNL Phase 4 aggregate enrollment fraction, shed, 2030 | bar: 2030
1in10 | Ambitious | Event-Based Options | Com-Water Heating-Smart Water Heater | Commercial | Com - Health | Large | [30 empty] | LBNL Phase 4 aggregate enrollment fraction, shed, 2030 | bar: 2030
1in10 | Ambitious | Event-Based Options | Com-Water Heating-Smart Water Heater | Commercial | Com - Lodging | Small | 2030: 58.26% | LBNL Phase 4 aggregate enrollment fraction, shed, 2030
1in10 | Ambitious | Event-Based Options | Com-Water Heating-Smart Water Heater | Commercial | Com - Lodging | Medium | [30 empty] | LBNL Phase 4 aggregate enrollment fraction, shed, 2030 | bar: 2030
1in10 | Ambitious | Event-Based Options | Com-Water Heating-Smart Water Heater | Commercial | Com - Lodging | Large | [30 empty] | LBNL Phase 4 aggregate enrollment fraction, shed, 2030 | bar: 2030
1in10 | Ambitious | Event-Based Options | Com-Water Heating-Smart Water Heater | Commercial | Com - Office (Large) | Small | [30 empty] | LBNL Phase 4 aggregate enrollment fraction, shed, 2030 | bar: 2030
1in10 | Ambitious | Event-Based Options | Com-Water Heating-Smart Water Heater | Commercial | Com - Office (Large) | Medium | [30 empty] | LBNL Phase 4 aggregate enrollment fraction, shed, 2030 | bar: 2030
1in10 | Ambitious | Event-Based Options | Com-Water Heating-Smart Water Heater | Commercial | Com - Office (Large) | Large | [30 empty] | LBNL Phase 4 aggregate enrollment fraction, shed, 2030 | bar: 2030
1in10 | Ambitious | Event-Based Options | Com-Water Heating-Smart Water Heater | Commercial | Com - Office (Small) | Small | 2030: 56.71% | LBNL Phase 4 aggregate enrollment fraction, shed, 2030
1in10 | Ambitious | Event-Based Options | Com-Water Heating-Smart Water Heater | Commercial | Com - Office (Small) | Medium | 2030: 56.71% | LBNL Phase 4 aggregate enrollment fraction, shed, 2030
1in10 | Ambitious | Event-Based Options | Com-Water Heating-Smart Water Heater | Commercial | Com - Office (Small) | Large | 2030: 56.71% | LBNL Phase 4 aggregate enrollment fraction, shed, 2030
1in10 | Ambitious | Event-Based Options | Com-Water Heating-Smart Water Heater | Commercial | Com - Other | Small | 2030: 61.61% | LBNL Phase 4 aggregate enrollment fraction, shed, 2030
1in10 | Ambitious | Event-Based Options | Com-Water Heating-Smart Water Heater | Commercial | Com - Other | Medium | [30 empty] | LBNL Phase 4 aggregate enrollment fraction, shed, 2030 | bar: 2030
1in10 | Ambitious | Event-Based Options | Com-Water Heating-Smart Water Heater | Commercial | Com - Other | Large | [30 empty] | LBNL Phase 4 aggregate enrollment fraction, shed, 2030 | bar: 2030
1in10 | Ambitious | Event-Based Options | Com-Water Heating-Smart Water Heater | Commercial | Com - Refrig. Warehouse | Small | [30 empty] | LBNL Phase 4 aggregate enrollment fraction, shed, 2030 | bar: 2030
1in10 | Ambitious | Event-Based Options | Com-Water Heating-Smart Water Heater | Commercial | Com - Refrig. Warehouse | Medium | [30 empty] | LBNL Phase 4 aggregate enrollment fraction, shed, 2030 | bar: 2030
1in10 | Ambitious | Event-Based Options | Com-Water Heating-Smart Water Heater | Commercial | Com - Refrig. Warehouse | Large | [30 empty] | LBNL Phase 4 aggregate enrollment fraction, shed, 2030 | bar: 2030
1in10 | Ambitious | Event-Based Options | Com-Water Heating-Smart Water Heater | Commercial | Com - Restaurant | Small | [30 empty] | LBNL Phase 4 aggregate enrollment fraction, shed, 2030 | bar: 2030
1in10 | Ambitious | Event-Based Options | Com-Water Heating-Smart Water Heater | Commercial | Com - Restaurant | Medium | [30 empty] | Default 20% assumption | bar: 2030
1in10 | Ambitious | Event-Based Options | Com-Water Heating-Smart Water Heater | Commercial | Com - Restaurant | Large | [30 empty] | Default 20% assumption | bar: 2030
1in10 | Ambitious | Event-Based Options | Com-Water Heating-Smart Water Heater | Commercial | Com - Retail | Small | 2030: 76.17% | Default 20% assumption
1in10 | Ambitious | Event-Based Options | Com-Water Heating-Smart Water Heater | Commercial | Com - Retail | Medium | [30 empty] | Default 20% assumption | bar: 2030
1in10 | Ambitious | Event-Based Options | Com-Water Heating-Smart Water Heater | Commercial | Com - Retail | Large | [30 empty] | LBNL Phase 4 aggregate enrollment fraction, shed, 2030 | bar: 2030
1in10 | Ambitious | Event-Based Options | Com-Water Heating-Smart Water Heater | Commercial | Com - School | Small | 2030: 56.13% | LBNL Phase 4 aggregate enrollment fraction, shed, 2030
1in10 | Ambitious | Event-Based Options | Com-Water Heating-Smart Water Heater | Commercial | Com - School | Medium | [30 empty] | LBNL Phase 4 aggregate enrollment fraction, shed, 2030 | bar: 2030
1in10 | Ambitious | Event-Based Options | Com-Water Heating-Smart Water Heater | Commercial | Com - School | Large | [30 empty] | LBNL Phase 4 aggregate enrollment fraction, shed, 2030 | bar: 2030
1in10 | Ambitious | Event-Based Options | Com-Water Heating-Smart Water Heater | Commercial | Com - Warehouse | Small | 2030: 55.1% | LBNL Phase 4 aggregate enrollment fraction, shed, 2030
1in10 | Ambitious | Event-Based Options | Com-Water Heating-Smart Water Heater | Commercial | Com - Warehouse | Medium | [30 empty] | LBNL Phase 4 aggregate enrollment fraction, shed, 2030 | bar: 2030
1in10 | Ambitious | Event-Based Options | Com-Water Heating-Smart Water Heater | Commercial | Com - Warehouse | Large | [30 empty] | Default 20% assumption | bar: 2030
1in10 | Ambitious | Event-Based Options | EV-Electric Buses-Charging Control | Electric Vehicle | INTERCITY.BUS | Electric Buses | 2030: 63.63% | Default 20% assumption
1in10 | Ambitious | Event-Based Options | EV-Electric Buses-Charging Control | Electric Vehicle | OTHER.BUS | Electric Buses | 2030: 63.63% | Default 20% assumption
1in10 | Ambitious | Event-Based Options | EV-Electric Buses-Charging Control | Electric Vehicle | SCHOOL.BUS | Electric Buses | 2030: 63.63% | Default 20% assumption
1in10 | Ambitious | Event-Based Options | EV-Electric Buses-Charging Control | Electric Vehicle | URBAN.BUS | Electric Buses | 2030: 63.63% | Default 20% assumption
1in10 | Ambitious | Event-Based Options | EV-HDV-Charging Control | Electric Vehicle | GVWR7 | Heavy Duty EV | 2030: 63.43% | Default 20% assumption
1in10 | Ambitious | Event-Based Options | EV-HDV-Charging Control | Electric Vehicle | GVWR8.COMBO | Heavy Duty EV | 2030: 63.43% | LBNL Phase 4 aggregate enrollment fraction, shed, 2030
1in10 | Ambitious | Event-Based Options | EV-HDV-Charging Control | Electric Vehicle | GVWR8.IRP | Heavy Duty EV | 2030: 63.43% | Default 20% assumption
1in10 | Ambitious | Event-Based Options | EV-HDV-Charging Control | Electric Vehicle | GVWR8.PORT | Heavy Duty EV | 2030: 63.43% | LBNL Phase 4 aggregate enrollment fraction, shed, 2030
1in10 | Ambitious | Event-Based Options | EV-HDV-Charging Control | Electric Vehicle | GVWR8.REFUSE.AND.RECYCLING | Heavy Duty EV | 2030: 63.43% | LBNL Phase 4 aggregate enrollment fraction, shed, 2030
1in10 | Ambitious | Event-Based Options | EV-HDV-Charging Control | Electric Vehicle | GVWR8.SU | Heavy Duty EV | 2030: 63.43% | Default 20% assumption
1in10 | Ambitious | Event-Based Options | EV-LDV-Charging Control | Electric Vehicle | LDV | Light Duty EV | 2030: 5.006% | Default 20% assumption
1in10 | Ambitious | Event-Based Options | EV-MDV-Charging Control | Electric Vehicle | GVWR3 | Medium Duty EV | 2030: 63.64% | Estimated from Phase 4 appendices enrollment curves
1in10 | Ambitious | Event-Based Options | EV-MDV-Charging Control | Electric Vehicle | GVWR456 | Medium Duty EV | 2030: 63.64% | LBNL Phase 4 aggregate enrollment fraction, shed, 2030
1in10 | Ambitious | Event-Based Options | Ind-Battery Load Shift | Industrial | Ind-BTM Battery | AllSize | 2030: 24% | LBNL Phase 4 aggregate enrollment fraction, shed, 2030
1in10 | Ambitious | Event-Based Options | Ind-HVAC Control | Industrial | Chem/Petrol | Small | [30 empty] | LBNL Phase 4 aggregate enrollment fraction, shed, 2030 | bar: 2030
1in10 | Ambitious | Event-Based Options | Ind-HVAC Control | Industrial | Chem/Petrol | Medium | 2030: 51.16% | LBNL Phase 4 aggregate enrollment fraction, shed, 2030
1in10 | Ambitious | Event-Based Options | Ind-HVAC Control | Industrial | Chem/Petrol | Large | 2030: 24.3% | LBNL Phase 4 aggregate enrollment fraction, shed, 2030
1in10 | Ambitious | Event-Based Options | Ind-HVAC Control | Industrial | Food/Bev | Small | [30 empty] | LBNL Phase 4 aggregate enrollment fraction, shed, 2030 | bar: 2030
1in10 | Ambitious | Event-Based Options | Ind-HVAC Control | Industrial | Food/Bev | Medium | 2030: 58.08% | LBNL Phase 4 aggregate enrollment fraction, shed, 2030
1in10 | Ambitious | Event-Based Options | Ind-HVAC Control | Industrial | Food/Bev | Large | 2030: 26.53% | LBNL Phase 4 aggregate enrollment fraction, shed, 2030
1in10 | Ambitious | Event-Based Options | Ind-HVAC Control | Industrial | Mfg-Equipment | Small | [30 empty] | LBNL Phase 4 aggregate enrollment fraction, shed, 2030 | bar: 2030
1in10 | Ambitious | Event-Based Options | Ind-HVAC Control | Industrial | Mfg-Equipment | Medium | 2030: 51.37% | LBNL Phase 4 aggregate enrollment fraction, shed, 2030
1in10 | Ambitious | Event-Based Options | Ind-HVAC Control | Industrial | Mfg-Equipment | Large | 2030: 38.22% | LBNL Phase 4 aggregate enrollment fraction, shed, 2030
1in10 | Ambitious | Event-Based Options | Ind-HVAC Control | Industrial | Mfg-Goods | Small | [30 empty] | LBNL Phase 4 aggregate enrollment fraction, shed, 2030 | bar: 2030
1in10 | Ambitious | Event-Based Options | Ind-HVAC Control | Industrial | Mfg-Goods | Medium | 2030: 60.89% | LBNL Phase 4 aggregate enrollment fraction, shed, 2030
1in10 | Ambitious | Event-Based Options | Ind-HVAC Control | Industrial | Mfg-Goods | Large | 2030: 40.22% | LBNL Phase 4 aggregate enrollment fraction, shed, 2030
1in10 | Ambitious | Event-Based Options | Ind-HVAC Control | Industrial | Mfg-Materials | Small | [30 empty] | LBNL Phase 4 aggregate enrollment fraction, shed, 2030 | bar: 2030
1in10 | Ambitious | Event-Based Options | Ind-HVAC Control | Industrial | Mfg-Materials | Medium | 2030: 52.22% | LBNL Phase 4 aggregate enrollment fraction, shed, 2030
1in10 | Ambitious | Event-Based Options | Ind-HVAC Control | Industrial | Mfg-Materials | Large | 2030: 62.75% | LBNL Phase 4 aggregate enrollment fraction, shed, 2030
1in10 | Ambitious | Event-Based Options | Ind-Lighting control | Industrial | Chem/Petrol | Small | 2030: 53.21% | LBNL Phase 4 aggregate enrollment fraction, shed, 2030
1in10 | Ambitious | Event-Based Options | Ind-Lighting control | Industrial | Chem/Petrol | Medium | 2030: 46.45% | LBNL Phase 4 aggregate enrollment fraction, shed, 2030
1in10 | Ambitious | Event-Based Options | Ind-Lighting control | Industrial | Chem/Petrol | Large | 2030: 34.36% | LBNL Phase 4 aggregate enrollment fraction, shed, 2030
1in10 | Ambitious | Event-Based Options | Ind-Lighting control | Industrial | Food/Bev | Small | 2030: 53.21% | LBNL Phase 4 aggregate enrollment fraction, shed, 2030
1in10 | Ambitious | Event-Based Options | Ind-Lighting control | Industrial | Food/Bev | Medium | 2030: 46.45% | LBNL Phase 4 aggregate enrollment fraction, shed, 2030
1in10 | Ambitious | Event-Based Options | Ind-Lighting control | Industrial | Food/Bev | Large | 2030: 34.36% | LBNL Phase 4 aggregate enrollment fraction, shed, 2030
1in10 | Ambitious | Event-Based Options | Ind-Lighting control | Industrial | Mfg-Equipment | Small | 2030: 53.21% | LBNL Phase 4 aggregate enrollment fraction, shed, 2030
1in10 | Ambitious | Event-Based Options | Ind-Lighting control | Industrial | Mfg-Equipment | Medium | 2030: 46.45% | LBNL Phase 4 aggregate enrollment fraction, shed, 2030
1in10 | Ambitious | Event-Based Options | Ind-Lighting control | Industrial | Mfg-Equipment | Large | 2030: 34.36% | LBNL Phase 4 aggregate enrollment fraction, shed, 2030
1in10 | Ambitious | Event-Based Options | Ind-Lighting control | Industrial | Mfg-Goods | Small | 2030: 53.21% | LBNL Phase 4 aggregate enrollment fraction, shed, 2030
1in10 | Ambitious | Event-Based Options | Ind-Lighting control | Industrial | Mfg-Goods | Medium | 2030: 46.45% | LBNL Phase 4 aggregate enrollment fraction, shed, 2030
1in10 | Ambitious | Event-Based Options | Ind-Lighting control | Industrial | Mfg-Goods | Large | 2030: 34.36% | LBNL Phase 4 aggregate enrollment fraction, shed, 2030
1in10 | Ambitious | Event-Based Options | Ind-Lighting control | Industrial | Mfg-Materials | Small | 2030: 53.21% | LBNL Phase 4 aggregate enrollment fraction, shed, 2030
1in10 | Ambitious | Event-Based Options | Ind-Lighting control | Industrial | Mfg-Materials | Medium | 2030: 46.45% | LBNL Phase 4 aggregate enrollment fraction, shed, 2030
1in10 | Ambitious | Event-Based Options | Ind-Lighting control | Industrial | Mfg-Materials | Large | 2030: 34.36% | LBNL Phase 4 aggregate enrollment fraction, shed, 2030
1in10 | Ambitious | Event-Based Options | Ind-Process Control | Industrial | Chem/Petrol | Small | 2030: 48.62% | LBNL Phase 4 aggregate enrollment fraction, shed, 2030
1in10 | Ambitious | Event-Based Options | Ind-Process Control | Industrial | Chem/Petrol | Medium | 2030: 50.96% | LBNL Phase 4 aggregate enrollment fraction, shed, 2030
1in10 | Ambitious | Event-Based Options | Ind-Process Control | Industrial | Chem/Petrol | Large | 2030: 25.74% | LBNL Phase 4 aggregate enrollment fraction, shed, 2030
1in10 | Ambitious | Event-Based Options | Ind-Process Control | Industrial | Food/Bev | Small | 2030: 53.12% | LBNL Phase 4 aggregate enrollment fraction, shed, 2030
1in10 | Ambitious | Event-Based Options | Ind-Process Control | Industrial | Food/Bev | Medium | 2030: 58.19% | LBNL Phase 4 aggregate enrollment fraction, shed, 2030
1in10 | Ambitious | Event-Based Options | Ind-Process Control | Industrial | Food/Bev | Large | 2030: 27.42% | LBNL Phase 4 aggregate enrollment fraction, shed, 2030
1in10 | Ambitious | Event-Based Options | Ind-Process Control | Industrial | Mfg-Equipment | Small | 2030: 66.85% | LBNL Phase 4 aggregate enrollment fraction, shed, 2030
1in10 | Ambitious | Event-Based Options | Ind-Process Control | Industrial | Mfg-Equipment | Medium | 2030: 51.27% | LBNL Phase 4 aggregate enrollment fraction, shed, 2030
1in10 | Ambitious | Event-Based Options | Ind-Process Control | Industrial | Mfg-Equipment | Large | 2030: 37.91% | LBNL Phase 4 aggregate enrollment fraction, shed, 2030
1in10 | Ambitious | Event-Based Options | Ind-Process Control | Industrial | Mfg-Goods | Small | 2030: 65.4% | LBNL Phase 4 aggregate enrollment fraction, shed, 2030
1in10 | Ambitious | Event-Based Options | Ind-Process Control | Industrial | Mfg-Goods | Medium | 2030: 59.56% | LBNL Phase 4 aggregate enrollment fraction, shed, 2030
1in10 | Ambitious | Event-Based Options | Ind-Process Control | Industrial | Mfg-Goods | Large | 2030: 45.05% | LBNL Phase 4 aggregate enrollment fraction, shed, 2030
1in10 | Ambitious | Event-Based Options | Ind-Process Control | Industrial | Mfg-Materials | Small | 2030: 63.01% | LBNL Phase 4 aggregate enrollment fraction, shed, 2030
1in10 | Ambitious | Event-Based Options | Ind-Process Control | Industrial | Mfg-Materials | Medium | 2030: 52.43% | LBNL Phase 4 aggregate enrollment fraction, shed, 2030
1in10 | Ambitious | Event-Based Options | Ind-Process Control | Industrial | Mfg-Materials | Large | 2030: 63.28% | LBNL Phase 4 aggregate enrollment fraction, shed, 2030
1in10 | Ambitious | Event-Based Options | Ind-Refrigeration control | Industrial | Chem/Petrol | Small | 2030: 44.29% | LBNL Phase 4 aggregate enrollment fraction, shed, 2030
1in10 | Ambitious | Event-Based Options | Ind-Refrigeration control | Industrial | Chem/Petrol | Medium | 2030: 51.12% | LBNL Phase 4 aggregate enrollment fraction, shed, 2030
1in10 | Ambitious | Event-Based Options | Ind-Refrigeration control | Industrial | Chem/Petrol | Large | 2030: 25.89% | LBNL Phase 4 aggregate enrollment fraction, shed, 2030
1in10 | Ambitious | Event-Based Options | Ind-Refrigeration control | Industrial | Food/Bev | Small | 2030: 53.35% | LBNL Phase 4 aggregate enrollment fraction, shed, 2030
1in10 | Ambitious | Event-Based Options | Ind-Refrigeration control | Industrial | Food/Bev | Medium | 2030: 57.75% | LBNL Phase 4 aggregate enrollment fraction, shed, 2030
1in10 | Ambitious | Event-Based Options | Ind-Refrigeration control | Industrial | Food/Bev | Large | 2030: 28.65% | LBNL Phase 4 aggregate enrollment fraction, shed, 2030
1in10 | Ambitious | Event-Based Options | Ind-Refrigeration control | Industrial | Mfg-Equipment | Small | [30 empty] | LBNL Phase 4 aggregate enrollment fraction, shed, 2030 | bar: 2030
1in10 | Ambitious | Event-Based Options | Ind-Refrigeration control | Industrial | Mfg-Equipment | Medium | 2030: 51.22% | LBNL Phase 4 aggregate enrollment fraction, shed, 2030
1in10 | Ambitious | Event-Based Options | Ind-Refrigeration control | Industrial | Mfg-Equipment | Large | 2030: 39.77% | LBNL Phase 4 aggregate enrollment fraction, shed, 2030
1in10 | Ambitious | Event-Based Options | Ind-Refrigeration control | Industrial | Mfg-Goods | Small | [30 empty] | LBNL Phase 4 aggregate enrollment fraction, shed, 2030 | bar: 2030
1in10 | Ambitious | Event-Based Options | Ind-Refrigeration control | Industrial | Mfg-Goods | Medium | 2030: 60.32% | LBNL Phase 4 aggregate enrollment fraction, shed, 2030
1in10 | Ambitious | Event-Based Options | Ind-Refrigeration control | Industrial | Mfg-Goods | Large | 2030: 44.78% | LBNL Phase 4 aggregate enrollment fraction, shed, 2030
1in10 | Ambitious | Event-Based Options | Ind-Refrigeration control | Industrial | Mfg-Materials | Small | [30 empty] | LBNL Phase 4 aggregate enrollment fraction, shed, 2030 | bar: 2030
1in10 | Ambitious | Event-Based Options | Ind-Refrigeration control | Industrial | Mfg-Materials | Medium | 2030: 52.32% | LBNL Phase 4 aggregate enrollment fraction, shed, 2030
1in10 | Ambitious | Event-Based Options | Ind-Refrigeration control | Industrial | Mfg-Materials | Large | 2030: 63.73% | LBNL Phase 4 aggregate enrollment fraction, shed, 2030
1in10 | Ambitious | Event-Based Options | Res-Appliances Control | Residential | Multifamily | AllSize | 2030: 2.124% | LBNL Phase 4 aggregate enrollment fraction, shed, 2030
1in10 | Ambitious | Event-Based Options | Res-Appliances Control | Residential | Singlefamily | AllSize | 2030: 2.845% | Estimated from Phase 4 appendices enrollment curves
1in10 | Ambitious | Event-Based Options | Res-Battery Load Shift | Residential | Res-BTM Battery | AllSize | [30 empty] | LBNL Phase 4 aggregate enrollment fraction, shed, 2030 | bar: 2030
1in10 | Ambitious | Event-Based Options | Res-DLC-HVAC-Switch | Residential | Multifamily | AllSize | [30 empty] | LBNL Phase 4 aggregate enrollment fraction, shed, 2030 | bar: 2030
1in10 | Ambitious | Event-Based Options | Res-DLC-HVAC-Switch | Residential | Singlefamily | AllSize | [30 empty] | LBNL Phase 4 aggregate enrollment fraction, shed, 2030 | bar: 2030
1in10 | Ambitious | Event-Based Options | Res-DLC-Water Heating-Switch | Residential | Multifamily | AllSize | 2030: 1.781% | LBNL Phase 4 aggregate enrollment fraction, shed, 2030
1in10 | Ambitious | Event-Based Options | Res-DLC-Water Heating-Switch | Residential | Singlefamily | AllSize | 2030: 3.259% | LBNL Phase 4 aggregate enrollment fraction, shed, 2030
1in10 | Ambitious | Event-Based Options | Res-HVAC-Thermostat | Residential | Multifamily | AllSize | 2030: 2.247% | LBNL Phase 4 aggregate enrollment fraction, shed, 2030
1in10 | Ambitious | Event-Based Options | Res-HVAC-Thermostat | Residential | Singlefamily | AllSize | 2030: 2.993% | LBNL Phase 4 aggregate enrollment fraction, shed, 2030
1in10 | Ambitious | Event-Based Options | Res-Lighting Control | Residential | Multifamily | AllSize | 2030: 2.158% | LBNL Phase 4 aggregate enrollment fraction, shed, 2030
1in10 | Ambitious | Event-Based Options | Res-Lighting Control | Residential | Singlefamily | AllSize | 2030: 2.792% | LBNL Phase 4 aggregate enrollment fraction, shed, 2030
1in10 | Ambitious | Event-Based Options | Res-Other end uses control | Residential | Multifamily | AllSize | 2030: 2.144% | LBNL Phase 4 aggregate enrollment fraction, shed, 2030
1in10 | Ambitious | Event-Based Options | Res-Other end uses control | Residential | Singlefamily | AllSize | 2030: 2.854% | LBNL Phase 4 aggregate enrollment fraction, shed, 2030
1in10 | Ambitious | Event-Based Options | Res-Water Heating-Add-on CTA 2045 control | Residential | Multifamily | AllSize | [30 empty] | LBNL Phase 4 aggregate enrollment fraction, shed, 2030 | bar: 2030
1in10 | Ambitious | Event-Based Options | Res-Water Heating-Add-on CTA 2045 control | Residential | Singlefamily | AllSize | [30 empty] | LBNL Phase 4 aggregate enrollment fraction, shed, 2030 | bar: 2030
1in10 | Ambitious | Event-Based Options | Res-Water Heating-Smart Water Heater | Residential | Multifamily | AllSize | 2030: 2.072% | LBNL Phase 4 aggregate enrollment fraction, shed, 2030
1in10 | Ambitious | Event-Based Options | Res-Water Heating-Smart Water Heater | Residential | Singlefamily | AllSize | 2030: 2.776% | LBNL Phase 4 aggregate enrollment fraction, shed, 2030
1in10 | Ambitious | Event-Based Options | Water Supply/WW pumping control | Agricultural | Ag-Animal | Small | [30 empty] | LBNL Phase 4 aggregate enrollment fraction, shed, 2030 | bar: 2030
1in10 | Ambitious | Event-Based Options | Water Supply/WW pumping control | Agricultural | Ag-Animal | Medium | [30 empty] | LBNL Phase 4 aggregate enrollment fraction, shed, 2030 | bar: 2030
1in10 | Ambitious | Event-Based Options | Water Supply/WW pumping control | Agricultural | Ag-Animal | Large | [30 empty] | LBNL Phase 4 aggregate enrollment fraction, shed, 2030 | bar: 2030
1in10 | Ambitious | Event-Based Options | Water Supply/WW pumping control | Agricultural | Ag-Crop | Small | [30 empty] | LBNL Phase 4 aggregate enrollment fraction, shed, 2030 | bar: 2030
1in10 | Ambitious | Event-Based Options | Water Supply/WW pumping control | Agricultural | Ag-Crop | Medium | [30 empty] | LBNL Phase 4 aggregate enrollment fraction, shed, 2030 | bar: 2030
1in10 | Ambitious | Event-Based Options | Water Supply/WW pumping control | Agricultural | Ag-Crop | Large | [30 empty] | LBNL Phase 4 aggregate enrollment fraction, shed, 2030 | bar: 2030
1in10 | Ambitious | Event-Based Options | Water Supply/WW pumping control | Agricultural | Water, Irrigation | Small | [30 empty] | LBNL Phase 4 aggregate enrollment fraction, shed, 2030 | bar: 2030
1in10 | Ambitious | Event-Based Options | Water Supply/WW pumping control | Agricultural | Water, Irrigation | Medium | [30 empty] | LBNL Phase 4 aggregate enrollment fraction, shed, 2030 | bar: 2030
1in10 | Ambitious | Event-Based Options | Water Supply/WW pumping control | Agricultural | Water, Irrigation | Large | [30 empty] | LBNL Phase 4 aggregate enrollment fraction, shed, 2030 | bar: 2030
1in10 | Ambitious | Event-Based Options | Water Supply/WW pumping control | Agricultural | Water, Municipal | Small | 2030: 34.65% | LBNL Phase 4 aggregate enrollment fraction, shed, 2030
1in10 | Ambitious | Event-Based Options | Water Supply/WW pumping control | Agricultural | Water, Municipal | Medium | 2030: 36.52% | LBNL Phase 4 aggregate enrollment fraction, shed, 2030
1in10 | Ambitious | Event-Based Options | Water Supply/WW pumping control | Agricultural | Water, Municipal | Large | 2030: 50.56% | LBNL Phase 4 aggregate enrollment fraction, shed, 2030

## Unit Impact
This represents the % reduction of load achieved by eligible and participating customers, as a percentage of those customers’ average peak load.
Impact Scenario | DRSubOption | Sector | BuildingType | 2021 | 2022 | 2023 | 2024 | 2025 | 2026 | 2027 | 2028 | 2029 | 2030 | 2031 | 2032 | 2033 | 2034 | 2035 | 2036 | 2037 | 2038 | 2039 | 2040 | 2041 | 2042 | 2043 | 2044 | 2045 | 2046 | 2047 | 2048 | 2049 | 2050
Reference | Ag-Auto-DR-Pumping Control | Agricultural | Ag-Animal | 66% | 66% | 66% | 66% | 66% | 66% | 66% | 66% | 66% | 66% | 66% | 66% | 66% | 66% | 66% | 66% | 66% | 66% | 66% | 66% | 66% | 66% | 66% | 66% | 66% | 66% | 66% | 66% | 66% | 66%
Reference | Ag-Auto-DR-Pumping Control | Agricultural | Ag-Crop | 66% | 66% | 66% | 66% | 66% | 66% | 66% | 66% | 66% | 66% | 66% | 66% | 66% | 66% | 66% | 66% | 66% | 66% | 66% | 66% | 66% | 66% | 66% | 66% | 66% | 66% | 66% | 66% | 66% | 66%
Reference | Ag-Auto-DR-Pumping Control | Agricultural | Water, Irrigation | 66% | 66% | 66% | 66% | 66% | 66% | 66% | 66% | 66% | 66% | 66% | 66% | 66% | 66% | 66% | 66% | 66% | 66% | 66% | 66% | 66% | 66% | 66% | 66% | 66% | 66% | 66% | 66% | 66% | 66%
Reference | Ag-Auto-DR-Pumping Control | Agricultural | Water, Municipal | 50% | 50% | 50% | 50% | 50% | 50% | 50% | 50% | 50% | 50% | 50% | 50% | 50% | 50% | 50% | 50% | 50% | 50% | 50% | 50% | 50% | 50% | 50% | 50% | 50% | 50% | 50% | 50% | 50% | 50%
Reference | Ag-Battery Dispatch | Agricultural | Ag-BTM Battery | 100% | 100% | 100% | 100% | 100% | 100% | 100% | 100% | 100% | 100% | 100% | 100% | 100% | 100% | 100% | 100% | 100% | 100% | 100% | 100% | 100% | 100% | 100% | 100% | 100% | 100% | 100% | 100% | 100% | 100%
Reference | Ag-Battery Load Shift | Agricultural | Ag-BTM Battery | 100% | 100% | 100% | 100% | 100% | 100% | 100% | 100% | 100% | 100% | 100% | 100% | 100% | 100% | 100% | 100% | 100% | 100% | 100% | 100% | 100% | 100% | 100% | 100% | 100% | 100% | 100% | 100% | 100% | 100%
Reference | Ag-DLC Switch-Pumping Control | Agricultural | Ag-Animal | 66% | 66% | 66% | 66% | 66% | 66% | 66% | 66% | 66% | 66% | 66% | 66% | 66% | 66% | 66% | 66% | 66% | 66% | 66% | 66% | 66% | 66% | 66% | 66% | 66% | 66% | 66% | 66% | 66% | 66%
Reference | Ag-DLC Switch-Pumping Control | Agricultural | Ag-Crop | 66% | 66% | 66% | 66% | 66% | 66% | 66% | 66% | 66% | 66% | 66% | 66% | 66% | 66% | 66% | 66% | 66% | 66% | 66% | 66% | 66% | 66% | 66% | 66% | 66% | 66% | 66% | 66% | 66% | 66%
Reference | Ag-DLC Switch-Pumping Control | Agricultural | Water, Irrigation | 66% | 66% | 66% | 66% | 66% | 66% | 66% | 66% | 66% | 66% | 66% | 66% | 66% | 66% | 66% | 66% | 66% | 66% | 66% | 66% | 66% | 66% | 66% | 66% | 66% | 66% | 66% | 66% | 66% | 66%
Reference | Ag-DLC Switch-Pumping Control | Agricultural | Water, Municipal | 50% | 50% | 50% | 50% | 50% | 50% | 50% | 50% | 50% | 50% | 50% | 50% | 50% | 50% | 50% | 50% | 50% | 50% | 50% | 50% | 50% | 50% | 50% | 50% | 50% | 50% | 50% | 50% | 50% | 50%
Reference | Com-Battery Dispatch | Commercial | Com-BTM Battery | 100% | 100% | 100% | 100% | 100% | 100% | 100% | 100% | 100% | 100% | 100% | 100% | 100% | 100% | 100% | 100% | 100% | 100% | 100% | 100% | 100% | 100% | 100% | 100% | 100% | 100% | 100% | 100% | 100% | 100%
Reference | Com-Battery Load Shift | Commercial | Com-BTM Battery | 100% | 100% | 100% | 100% | 100% | 100% | 100% | 100% | 100% | 100% | 100% | 100% | 100% | 100% | 100% | 100% | 100% | 100% | 100% | 100% | 100% | 100% | 100% | 100% | 100% | 100% | 100% | 100% | 100% | 100%
Reference | Com-DLC-HVAC-Switch | Commercial | Com - College | 50% | 50% | 50% | 50% | 50% | 50% | 50% | 50% | 50% | 50% | 50% | 50% | 50% | 50% | 50% | 50% | 50% | 50% | 50% | 50% | 50% | 50% | 50% | 50% | 50% | 50% | 50% | 50% | 50% | 50%
Reference | Com-DLC-HVAC-Switch | Commercial | Com - Grocery | 50% | 50% | 50% | 50% | 50% | 50% | 50% | 50% | 50% | 50% | 50% | 50% | 50% | 50% | 50% | 50% | 50% | 50% | 50% | 50% | 50% | 50% | 50% | 50% | 50% | 50% | 50% | 50% | 50% | 50%
Reference | Com-DLC-HVAC-Switch | Commercial | Com - Health | 50% | 50% | 50% | 50% | 50% | 50% | 50% | 50% | 50% | 50% | 50% | 50% | 50% | 50% | 50% | 50% | 50% | 50% | 50% | 50% | 50% | 50% | 50% | 50% | 50% | 50% | 50% | 50% | 50% | 50%
Reference | Com-DLC-HVAC-Switch | Commercial | Com - Lodging | 50% | 50% | 50% | 50% | 50% | 50% | 50% | 50% | 50% | 50% | 50% | 50% | 50% | 50% | 50% | 50% | 50% | 50% | 50% | 50% | 50% | 50% | 50% | 50% | 50% | 50% | 50% | 50% | 50% | 50%
Reference | Com-DLC-HVAC-Switch | Commercial | Com - Office (Large) | 50% | 50% | 50% | 50% | 50% | 50% | 50% | 50% | 50% | 50% | 50% | 50% | 50% | 50% | 50% | 50% | 50% | 50% | 50% | 50% | 50% | 50% | 50% | 50% | 50% | 50% | 50% | 50% | 50% | 50%
Reference | Com-DLC-HVAC-Switch | Commercial | Com - Office (Small) | 50% | 50% | 50% | 50% | 50% | 50% | 50% | 50% | 50% | 50% | 50% | 50% | 50% | 50% | 50% | 50% | 50% | 50% | 50% | 50% | 50% | 50% | 50% | 50% | 50% | 50% | 50% | 50% | 50% | 50%
Reference | Com-DLC-HVAC-Switch | Commercial | Com - Other | 50% | 50% | 50% | 50% | 50% | 50% | 50% | 50% | 50% | 50% | 50% | 50% | 50% | 50% | 50% | 50% | 50% | 50% | 50% | 50% | 50% | 50% | 50% | 50% | 50% | 50% | 50% | 50% | 50% | 50%
Reference | Com-DLC-HVAC-Switch | Commercial | Com - Refrig. Warehouse | 50% | 50% | 50% | 50% | 50% | 50% | 50% | 50% | 50% | 50% | 50% | 50% | 50% | 50% | 50% | 50% | 50% | 50% | 50% | 50% | 50% | 50% | 50% | 50% | 50% | 50% | 50% | 50% | 50% | 50%
Reference | Com-DLC-HVAC-Switch | Commercial | Com - Restaurant | 50% | 50% | 50% | 50% | 50% | 50% | 50% | 50% | 50% | 50% | 50% | 50% | 50% | 50% | 50% | 50% | 50% | 50% | 50% | 50% | 50% | 50% | 50% | 50% | 50% | 50% | 50% | 50% | 50% | 50%
Reference | Com-DLC-HVAC-Switch | Commercial | Com - Retail | 50% | 50% | 50% | 50% | 50% | 50% | 50% | 50% | 50% | 50% | 50% | 50% | 50% | 50% | 50% | 50% | 50% | 50% | 50% | 50% | 50% | 50% | 50% | 50% | 50% | 50% | 50% | 50% | 50% | 50%
Reference | Com-DLC-HVAC-Switch | Commercial | Com - School | 50% | 50% | 50% | 50% | 50% | 50% | 50% | 50% | 50% | 50% | 50% | 50% | 50% | 50% | 50% | 50% | 50% | 50% | 50% | 50% | 50% | 50% | 50% | 50% | 50% | 50% | 50% | 50% | 50% | 50%
Reference | Com-DLC-HVAC-Switch | Commercial | Com - Warehouse | 50% | 50% | 50% | 50% | 50% | 50% | 50% | 50% | 50% | 50% | 50% | 50% | 50% | 50% | 50% | 50% | 50% | 50% | 50% | 50% | 50% | 50% | 50% | 50% | 50% | 50% | 50% | 50% | 50% | 50%
Reference | Com-DLC-Water Heating-Switch | Commercial | Com - College | 50% | 50% | 50% | 50% | 50% | 50% | 50% | 50% | 50% | 50% | 50% | 50% | 50% | 50% | 50% | 50% | 50% | 50% | 50% | 50% | 50% | 50% | 50% | 50% | 50% | 50% | 50% | 50% | 50% | 50%
Reference | Com-DLC-Water Heating-Switch | Commercial | Com - Grocery | 50% | 50% | 50% | 50% | 50% | 50% | 50% | 50% | 50% | 50% | 50% | 50% | 50% | 50% | 50% | 50% | 50% | 50% | 50% | 50% | 50% | 50% | 50% | 50% | 50% | 50% | 50% | 50% | 50% | 50%
Reference | Com-DLC-Water Heating-Switch | Commercial | Com - Health | 50% | 50% | 50% | 50% | 50% | 50% | 50% | 50% | 50% | 50% | 50% | 50% | 50% | 50% | 50% | 50% | 50% | 50% | 50% | 50% | 50% | 50% | 50% | 50% | 50% | 50% | 50% | 50% | 50% | 50%
Reference | Com-DLC-Water Heating-Switch | Commercial | Com - Lodging | 50% | 50% | 50% | 50% | 50% | 50% | 50% | 50% | 50% | 50% | 50% | 50% | 50% | 50% | 50% | 50% | 50% | 50% | 50% | 50% | 50% | 50% | 50% | 50% | 50% | 50% | 50% | 50% | 50% | 50%
Reference | Com-DLC-Water Heating-Switch | Commercial | Com - Office (Large) | 50% | 50% | 50% | 50% | 50% | 50% | 50% | 50% | 50% | 50% | 50% | 50% | 50% | 50% | 50% | 50% | 50% | 50% | 50% | 50% | 50% | 50% | 50% | 50% | 50% | 50% | 50% | 50% | 50% | 50%
Reference | Com-DLC-Water Heating-Switch | Commercial | Com - Office (Small) | 50% | 50% | 50% | 50% | 50% | 50% | 50% | 50% | 50% | 50% | 50% | 50% | 50% | 50% | 50% | 50% | 50% | 50% | 50% | 50% | 50% | 50% | 50% | 50% | 50% | 50% | 50% | 50% | 50% | 50%
Reference | Com-DLC-Water Heating-Switch | Commercial | Com - Other | 50% | 50% | 50% | 50% | 50% | 50% | 50% | 50% | 50% | 50% | 50% | 50% | 50% | 50% | 50% | 50% | 50% | 50% | 50% | 50% | 50% | 50% | 50% | 50% | 50% | 50% | 50% | 50% | 50% | 50%
Reference | Com-DLC-Water Heating-Switch | Commercial | Com - Refrig. Warehouse | 50% | 50% | 50% | 50% | 50% | 50% | 50% | 50% | 50% | 50% | 50% | 50% | 50% | 50% | 50% | 50% | 50% | 50% | 50% | 50% | 50% | 50% | 50% | 50% | 50% | 50% | 50% | 50% | 50% | 50%
Reference | Com-DLC-Water Heating-Switch | Commercial | Com - Restaurant | 50% | 50% | 50% | 50% | 50% | 50% | 50% | 50% | 50% | 50% | 50% | 50% | 50% | 50% | 50% | 50% | 50% | 50% | 50% | 50% | 50% | 50% | 50% | 50% | 50% | 50% | 50% | 50% | 50% | 50%
Reference | Com-DLC-Water Heating-Switch | Commercial | Com - Retail | 50% | 50% | 50% | 50% | 50% | 50% | 50% | 50% | 50% | 50% | 50% | 50% | 50% | 50% | 50% | 50% | 50% | 50% | 50% | 50% | 50% | 50% | 50% | 50% | 50% | 50% | 50% | 50% | 50% | 50%
Reference | Com-DLC-Water Heating-Switch | Commercial | Com - School | 50% | 50% | 50% | 50% | 50% | 50% | 50% | 50% | 50% | 50% | 50% | 50% | 50% | 50% | 50% | 50% | 50% | 50% | 50% | 50% | 50% | 50% | 50% | 50% | 50% | 50% | 50% | 50% | 50% | 50%
Reference | Com-DLC-Water Heating-Switch | Commercial | Com - Warehouse | 50% | 50% | 50% | 50% | 50% | 50% | 50% | 50% | 50% | 50% | 50% | 50% | 50% | 50% | 50% | 50% | 50% | 50% | 50% | 50% | 50% | 50% | 50% | 50% | 50% | 50% | 50% | 50% | 50% | 50%
Reference | Com-HVAC-EMS | Commercial | Com - College | 50% | 50% | 50% | 50% | 50% | 50% | 50% | 50% | 50% | 50% | 50% | 50% | 50% | 50% | 50% | 50% | 50% | 50% | 50% | 50% | 50% | 50% | 50% | 50% | 50% | 50% | 50% | 50% | 50% | 50%
Reference | Com-HVAC-EMS | Commercial | Com - Grocery | 50% | 50% | 50% | 50% | 50% | 50% | 50% | 50% | 50% | 50% | 50% | 50% | 50% | 50% | 50% | 50% | 50% | 50% | 50% | 50% | 50% | 50% | 50% | 50% | 50% | 50% | 50% | 50% | 50% | 50%
Reference | Com-HVAC-EMS | Commercial | Com - Health | 50% | 50% | 50% | 50% | 50% | 50% | 50% | 50% | 50% | 50% | 50% | 50% | 50% | 50% | 50% | 50% | 50% | 50% | 50% | 50% | 50% | 50% | 50% | 50% | 50% | 50% | 50% | 50% | 50% | 50%
Reference | Com-HVAC-EMS | Commercial | Com - Lodging | 50% | 50% | 50% | 50% | 50% | 50% | 50% | 50% | 50% | 50% | 50% | 50% | 50% | 50% | 50% | 50% | 50% | 50% | 50% | 50% | 50% | 50% | 50% | 50% | 50% | 50% | 50% | 50% | 50% | 50%
Reference | Com-HVAC-EMS | Commercial | Com - Office (Large) | 50% | 50% | 50% | 50% | 50% | 50% | 50% | 50% | 50% | 50% | 50% | 50% | 50% | 50% | 50% | 50% | 50% | 50% | 50% | 50% | 50% | 50% | 50% | 50% | 50% | 50% | 50% | 50% | 50% | 50%
Reference | Com-HVAC-EMS | Commercial | Com - Office (Small) | 50% | 50% | 50% | 50% | 50% | 50% | 50% | 50% | 50% | 50% | 50% | 50% | 50% | 50% | 50% | 50% | 50% | 50% | 50% | 50% | 50% | 50% | 50% | 50% | 50% | 50% | 50% | 50% | 50% | 50%
Reference | Com-HVAC-EMS | Commercial | Com - Other | 50% | 50% | 50% | 50% | 50% | 50% | 50% | 50% | 50% | 50% | 50% | 50% | 50% | 50% | 50% | 50% | 50% | 50% | 50% | 50% | 50% | 50% | 50% | 50% | 50% | 50% | 50% | 50% | 50% | 50%
Reference | Com-HVAC-EMS | Commercial | Com - Refrig. Warehouse | 50% | 50% | 50% | 50% | 50% | 50% | 50% | 50% | 50% | 50% | 50% | 50% | 50% | 50% | 50% | 50% | 50% | 50% | 50% | 50% | 50% | 50% | 50% | 50% | 50% | 50% | 50% | 50% | 50% | 50%
Reference | Com-HVAC-EMS | Commercial | Com - Restaurant | 50% | 50% | 50% | 50% | 50% | 50% | 50% | 50% | 50% | 50% | 50% | 50% | 50% | 50% | 50% | 50% | 50% | 50% | 50% | 50% | 50% | 50% | 50% | 50% | 50% | 50% | 50% | 50% | 50% | 50%
Reference | Com-HVAC-EMS | Commercial | Com - Retail | 50% | 50% | 50% | 50% | 50% | 50% | 50% | 50% | 50% | 50% | 50% | 50% | 50% | 50% | 50% | 50% | 50% | 50% | 50% | 50% | 50% | 50% | 50% | 50% | 50% | 50% | 50% | 50% | 50% | 50%
Reference | Com-HVAC-EMS | Commercial | Com - School | 50% | 50% | 50% | 50% | 50% | 50% | 50% | 50% | 50% | 50% | 50% | 50% | 50% | 50% | 50% | 50% | 50% | 50% | 50% | 50% | 50% | 50% | 50% | 50% | 50% | 50% | 50% | 50% | 50% | 50%
Reference | Com-HVAC-EMS | Commercial | Com - Warehouse | 50% | 50% | 50% | 50% | 50% | 50% | 50% | 50% | 50% | 50% | 50% | 50% | 50% | 50% | 50% | 50% | 50% | 50% | 50% | 50% | 50% | 50% | 50% | 50% | 50% | 50% | 50% | 50% | 50% | 50%
Reference | Com-HVAC-TES | Commercial | Com - College | 100% | 100% | 100% | 100% | 100% | 100% | 100% | 100% | 100% | 100% | 100% | 100% | 100% | 100% | 100% | 100% | 100% | 100% | 100% | 100% | 100% | 100% | 100% | 100% | 100% | 100% | 100% | 100% | 100% | 100%
Reference | Com-HVAC-TES | Commercial | Com - Grocery | 100% | 100% | 100% | 100% | 100% | 100% | 100% | 100% | 100% | 100% | 100% | 100% | 100% | 100% | 100% | 100% | 100% | 100% | 100% | 100% | 100% | 100% | 100% | 100% | 100% | 100% | 100% | 100% | 100% | 100%
Reference | Com-HVAC-TES | Commercial | Com - Health | 100% | 100% | 100% | 100% | 100% | 100% | 100% | 100% | 100% | 100% | 100% | 100% | 100% | 100% | 100% | 100% | 100% | 100% | 100% | 100% | 100% | 100% | 100% | 100% | 100% | 100% | 100% | 100% | 100% | 100%
Reference | Com-HVAC-TES | Commercial | Com - Lodging | 100% | 100% | 100% | 100% | 100% | 100% | 100% | 100% | 100% | 100% | 100% | 100% | 100% | 100% | 100% | 100% | 100% | 100% | 100% | 100% | 100% | 100% | 100% | 100% | 100% | 100% | 100% | 100% | 100% | 100%
Reference | Com-HVAC-TES | Commercial | Com - Office (Large) | 100% | 100% | 100% | 100% | 100% | 100% | 100% | 100% | 100% | 100% | 100% | 100% | 100% | 100% | 100% | 100% | 100% | 100% | 100% | 100% | 100% | 100% | 100% | 100% | 100% | 100% | 100% | 100% | 100% | 100%
Reference | Com-HVAC-TES | Commercial | Com - Office (Small) | 100% | 100% | 100% | 100% | 100% | 100% | 100% | 100% | 100% | 100% | 100% | 100% | 100% | 100% | 100% | 100% | 100% | 100% | 100% | 100% | 100% | 100% | 100% | 100% | 100% | 100% | 100% | 100% | 100% | 100%
Reference | Com-HVAC-TES | Commercial | Com - Other | 100% | 100% | 100% | 100% | 100% | 100% | 100% | 100% | 100% | 100% | 100% | 100% | 100% | 100% | 100% | 100% | 100% | 100% | 100% | 100% | 100% | 100% | 100% | 100% | 100% | 100% | 100% | 100% | 100% | 100%
Reference | Com-HVAC-TES | Commercial | Com - Refrig. Warehouse | 100% | 100% | 100% | 100% | 100% | 100% | 100% | 100% | 100% | 100% | 100% | 100% | 100% | 100% | 100% | 100% | 100% | 100% | 100% | 100% | 100% | 100% | 100% | 100% | 100% | 100% | 100% | 100% | 100% | 100%
Reference | Com-HVAC-TES | Commercial | Com - Restaurant | 100% | 100% | 100% | 100% | 100% | 100% | 100% | 100% | 100% | 100% | 100% | 100% | 100% | 100% | 100% | 100% | 100% | 100% | 100% | 100% | 100% | 100% | 100% | 100% | 100% | 100% | 100% | 100% | 100% | 100%
Reference | Com-HVAC-TES | Commercial | Com - Retail | 100% | 100% | 100% | 100% | 100% | 100% | 100% | 100% | 100% | 100% | 100% | 100% | 100% | 100% | 100% | 100% | 100% | 100% | 100% | 100% | 100% | 100% | 100% | 100% | 100% | 100% | 100% | 100% | 100% | 100%
Reference | Com-HVAC-TES | Commercial | Com - School | 100% | 100% | 100% | 100% | 100% | 100% | 100% | 100% | 100% | 100% | 100% | 100% | 100% | 100% | 100% | 100% | 100% | 100% | 100% | 100% | 100% | 100% | 100% | 100% | 100% | 100% | 100% | 100% | 100% | 100%
Reference | Com-HVAC-TES | Commercial | Com - Warehouse | 100% | 100% | 100% | 100% | 100% | 100% | 100% | 100% | 100% | 100% | 100% | 100% | 100% | 100% | 100% | 100% | 100% | 100% | 100% | 100% | 100% | 100% | 100% | 100% | 100% | 100% | 100% | 100% | 100% | 100%
Reference | Com-HVAC-Thermostat | Commercial | Com - College | 50% | 50% | 50% | 50% | 50% | 50% | 50% | 50% | 50% | 50% | 50% | 50% | 50% | 50% | 50% | 50% | 50% | 50% | 50% | 50% | 50% | 50% | 50% | 50% | 50% | 50% | 50% | 50% | 50% | 50%
Reference | Com-HVAC-Thermostat | Commercial | Com - Grocery | 50% | 50% | 50% | 50% | 50% | 50% | 50% | 50% | 50% | 50% | 50% | 50% | 50% | 50% | 50% | 50% | 50% | 50% | 50% | 50% | 50% | 50% | 50% | 50% | 50% | 50% | 50% | 50% | 50% | 50%
Reference | Com-HVAC-Thermostat | Commercial | Com - Health | 50% | 50% | 50% | 50% | 50% | 50% | 50% | 50% | 50% | 50% | 50% | 50% | 50% | 50% | 50% | 50% | 50% | 50% | 50% | 50% | 50% | 50% | 50% | 50% | 50% | 50% | 50% | 50% | 50% | 50%
Reference | Com-HVAC-Thermostat | Commercial | Com - Lodging | 50% | 50% | 50% | 50% | 50% | 50% | 50% | 50% | 50% | 50% | 50% | 50% | 50% | 50% | 50% | 50% | 50% | 50% | 50% | 50% | 50% | 50% | 50% | 50% | 50% | 50% | 50% | 50% | 50% | 50%
Reference | Com-HVAC-Thermostat | Commercial | Com - Office (Large) | 50% | 50% | 50% | 50% | 50% | 50% | 50% | 50% | 50% | 50% | 50% | 50% | 50% | 50% | 50% | 50% | 50% | 50% | 50% | 50% | 50% | 50% | 50% | 50% | 50% | 50% | 50% | 50% | 50% | 50%
Reference | Com-HVAC-Thermostat | Commercial | Com - Office (Small) | 50% | 50% | 50% | 50% | 50% | 50% | 50% | 50% | 50% | 50% | 50% | 50% | 50% | 50% | 50% | 50% | 50% | 50% | 50% | 50% | 50% | 50% | 50% | 50% | 50% | 50% | 50% | 50% | 50% | 50%
Reference | Com-HVAC-Thermostat | Commercial | Com - Other | 50% | 50% | 50% | 50% | 50% | 50% | 50% | 50% | 50% | 50% | 50% | 50% | 50% | 50% | 50% | 50% | 50% | 50% | 50% | 50% | 50% | 50% | 50% | 50% | 50% | 50% | 50% | 50% | 50% | 50%
Reference | Com-HVAC-Thermostat | Commercial | Com - Refrig. Warehouse | 50% | 50% | 50% | 50% | 50% | 50% | 50% | 50% | 50% | 50% | 50% | 50% | 50% | 50% | 50% | 50% | 50% | 50% | 50% | 50% | 50% | 50% | 50% | 50% | 50% | 50% | 50% | 50% | 50% | 50%
Reference | Com-HVAC-Thermostat | Commercial | Com - Restaurant | 50% | 50% | 50% | 50% | 50% | 50% | 50% | 50% | 50% | 50% | 50% | 50% | 50% | 50% | 50% | 50% | 50% | 50% | 50% | 50% | 50% | 50% | 50% | 50% | 50% | 50% | 50% | 50% | 50% | 50%
Reference | Com-HVAC-Thermostat | Commercial | Com - Retail | 50% | 50% | 50% | 50% | 50% | 50% | 50% | 50% | 50% | 50% | 50% | 50% | 50% | 50% | 50% | 50% | 50% | 50% | 50% | 50% | 50% | 50% | 50% | 50% | 50% | 50% | 50% | 50% | 50% | 50%
Reference | Com-HVAC-Thermostat | Commercial | Com - School | 50% | 50% | 50% | 50% | 50% | 50% | 50% | 50% | 50% | 50% | 50% | 50% | 50% | 50% | 50% | 50% | 50% | 50% | 50% | 50% | 50% | 50% | 50% | 50% | 50% | 50% | 50% | 50% | 50% | 50%
Reference | Com-HVAC-Thermostat | Commercial | Com - Warehouse | 50% | 50% | 50% | 50% | 50% | 50% | 50% | 50% | 50% | 50% | 50% | 50% | 50% | 50% | 50% | 50% | 50% | 50% | 50% | 50% | 50% | 50% | 50% | 50% | 50% | 50% | 50% | 50% | 50% | 50%
Reference | Com-Lighting control | Commercial | Com - College | 35% | 35% | 35% | 35% | 35% | 35% | 35% | 35% | 35% | 35% | 35% | 35% | 35% | 35% | 35% | 35% | 35% | 35% | 35% | 35% | 35% | 35% | 35% | 35% | 35% | 35% | 35% | 35% | 35% | 35%
Reference | Com-Lighting control | Commercial | Com - Grocery | 35% | 35% | 35% | 35% | 35% | 35% | 35% | 35% | 35% | 35% | 35% | 35% | 35% | 35% | 35% | 35% | 35% | 35% | 35% | 35% | 35% | 35% | 35% | 35% | 35% | 35% | 35% | 35% | 35% | 35%
Reference | Com-Lighting control | Commercial | Com - Health | 35% | 35% | 35% | 35% | 35% | 35% | 35% | 35% | 35% | 35% | 35% | 35% | 35% | 35% | 35% | 35% | 35% | 35% | 35% | 35% | 35% | 35% | 35% | 35% | 35% | 35% | 35% | 35% | 35% | 35%
Reference | Com-Lighting control | Commercial | Com - Lodging | 35% | 35% | 35% | 35% | 35% | 35% | 35% | 35% | 35% | 35% | 35% | 35% | 35% | 35% | 35% | 35% | 35% | 35% | 35% | 35% | 35% | 35% | 35% | 35% | 35% | 35% | 35% | 35% | 35% | 35%
Reference | Com-Lighting control | Commercial | Com - Office (Large) | 35% | 35% | 35% | 35% | 35% | 35% | 35% | 35% | 35% | 35% | 35% | 35% | 35% | 35% | 35% | 35% | 35% | 35% | 35% | 35% | 35% | 35% | 35% | 35% | 35% | 35% | 35% | 35% | 35% | 35%
Reference | Com-Lighting control | Commercial | Com - Office (Small) | 35% | 35% | 35% | 35% | 35% | 35% | 35% | 35% | 35% | 35% | 35% | 35% | 35% | 35% | 35% | 35% | 35% | 35% | 35% | 35% | 35% | 35% | 35% | 35% | 35% | 35% | 35% | 35% | 35% | 35%
Reference | Com-Lighting control | Commercial | Com - Other | 35% | 35% | 35% | 35% | 35% | 35% | 35% | 35% | 35% | 35% | 35% | 35% | 35% | 35% | 35% | 35% | 35% | 35% | 35% | 35% | 35% | 35% | 35% | 35% | 35% | 35% | 35% | 35% | 35% | 35%
Reference | Com-Lighting control | Commercial | Com - Refrig. Warehouse | 35% | 35% | 35% | 35% | 35% | 35% | 35% | 35% | 35% | 35% | 35% | 35% | 35% | 35% | 35% | 35% | 35% | 35% | 35% | 35% | 35% | 35% | 35% | 35% | 35% | 35% | 35% | 35% | 35% | 35%
Reference | Com-Lighting control | Commercial | Com - Restaurant | 35% | 35% | 35% | 35% | 35% | 35% | 35% | 35% | 35% | 35% | 35% | 35% | 35% | 35% | 35% | 35% | 35% | 35% | 35% | 35% | 35% | 35% | 35% | 35% | 35% | 35% | 35% | 35% | 35% | 35%
Reference | Com-Lighting control | Commercial | Com - Retail | 35% | 35% | 35% | 35% | 35% | 35% | 35% | 35% | 35% | 35% | 35% | 35% | 35% | 35% | 35% | 35% | 35% | 35% | 35% | 35% | 35% | 35% | 35% | 35% | 35% | 35% | 35% | 35% | 35% | 35%
Reference | Com-Lighting control | Commercial | Com - School | 35% | 35% | 35% | 35% | 35% | 35% | 35% | 35% | 35% | 35% | 35% | 35% | 35% | 35% | 35% | 35% | 35% | 35% | 35% | 35% | 35% | 35% | 35% | 35% | 35% | 35% | 35% | 35% | 35% | 35%
Reference | Com-Lighting control | Commercial | Com - Warehouse | 35% | 35% | 35% | 35% | 35% | 35% | 35% | 35% | 35% | 35% | 35% | 35% | 35% | 35% | 35% | 35% | 35% | 35% | 35% | 35% | 35% | 35% | 35% | 35% | 35% | 35% | 35% | 35% | 35% | 35%
Reference | Com-Other End Uses Control | Commercial | Com - College | 50% | 50% | 50% | 50% | 50% | 50% | 50% | 50% | 50% | 50% | 50% | 50% | 50% | 50% | 50% | 50% | 50% | 50% | 50% | 50% | 50% | 50% | 50% | 50% | 50% | 50% | 50% | 50% | 50% | 50%
Reference | Com-Other End Uses Control | Commercial | Com - Grocery | 50% | 50% | 50% | 50% | 50% | 50% | 50% | 50% | 50% | 50% | 50% | 50% | 50% | 50% | 50% | 50% | 50% | 50% | 50% | 50% | 50% | 50% | 50% | 50% | 50% | 50% | 50% | 50% | 50% | 50%
Reference | Com-Other End Uses Control | Commercial | Com - Health | 50% | 50% | 50% | 50% | 50% | 50% | 50% | 50% | 50% | 50% | 50% | 50% | 50% | 50% | 50% | 50% | 50% | 50% | 50% | 50% | 50% | 50% | 50% | 50% | 50% | 50% | 50% | 50% | 50% | 50%
Reference | Com-Other End Uses Control | Commercial | Com - Lodging | 50% | 50% | 50% | 50% | 50% | 50% | 50% | 50% | 50% | 50% | 50% | 50% | 50% | 50% | 50% | 50% | 50% | 50% | 50% | 50% | 50% | 50% | 50% | 50% | 50% | 50% | 50% | 50% | 50% | 50%
Reference | Com-Other End Uses Control | Commercial | Com - Office (Large) | 50% | 50% | 50% | 50% | 50% | 50% | 50% | 50% | 50% | 50% | 50% | 50% | 50% | 50% | 50% | 50% | 50% | 50% | 50% | 50% | 50% | 50% | 50% | 50% | 50% | 50% | 50% | 50% | 50% | 50%
Reference | Com-Other End Uses Control | Commercial | Com - Office (Small) | 50% | 50% | 50% | 50% | 50% | 50% | 50% | 50% | 50% | 50% | 50% | 50% | 50% | 50% | 50% | 50% | 50% | 50% | 50% | 50% | 50% | 50% | 50% | 50% | 50% | 50% | 50% | 50% | 50% | 50%
Reference | Com-Other End Uses Control | Commercial | Com - Other | 50% | 50% | 50% | 50% | 50% | 50% | 50% | 50% | 50% | 50% | 50% | 50% | 50% | 50% | 50% | 50% | 50% | 50% | 50% | 50% | 50% | 50% | 50% | 50% | 50% | 50% | 50% | 50% | 50% | 50%
Reference | Com-Other End Uses Control | Commercial | Com - Refrig. Warehouse | 50% | 50% | 50% | 50% | 50% | 50% | 50% | 50% | 50% | 50% | 50% | 50% | 50% | 50% | 50% | 50% | 50% | 50% | 50% | 50% | 50% | 50% | 50% | 50% | 50% | 50% | 50% | 50% | 50% | 50%
Reference | Com-Other End Uses Control | Commercial | Com - Restaurant | 50% | 50% | 50% | 50% | 50% | 50% | 50% | 50% | 50% | 50% | 50% | 50% | 50% | 50% | 50% | 50% | 50% | 50% | 50% | 50% | 50% | 50% | 50% | 50% | 50% | 50% | 50% | 50% | 50% | 50%
Reference | Com-Other End Uses Control | Commercial | Com - Retail | 50% | 50% | 50% | 50% | 50% | 50% | 50% | 50% | 50% | 50% | 50% | 50% | 50% | 50% | 50% | 50% | 50% | 50% | 50% | 50% | 50% | 50% | 50% | 50% | 50% | 50% | 50% | 50% | 50% | 50%
Reference | Com-Other End Uses Control | Commercial | Com - School | 50% | 50% | 50% | 50% | 50% | 50% | 50% | 50% | 50% | 50% | 50% | 50% | 50% | 50% | 50% | 50% | 50% | 50% | 50% | 50% | 50% | 50% | 50% | 50% | 50% | 50% | 50% | 50% | 50% | 50%
Reference | Com-Other End Uses Control | Commercial | Com - Warehouse | 50% | 50% | 50% | 50% | 50% | 50% | 50% | 50% | 50% | 50% | 50% | 50% | 50% | 50% | 50% | 50% | 50% | 50% | 50% | 50% | 50% | 50% | 50% | 50% | 50% | 50% | 50% | 50% | 50% | 50%
Reference | Com-Refrigeration control | Commercial | Com - College | 50% | 50% | 50% | 50% | 50% | 50% | 50% | 50% | 50% | 50% | 50% | 50% | 50% | 50% | 50% | 50% | 50% | 50% | 50% | 50% | 50% | 50% | 50% | 50% | 50% | 50% | 50% | 50% | 50% | 50%
Reference | Com-Refrigeration control | Commercial | Com - Grocery | 50% | 50% | 50% | 50% | 50% | 50% | 50% | 50% | 50% | 50% | 50% | 50% | 50% | 50% | 50% | 50% | 50% | 50% | 50% | 50% | 50% | 50% | 50% | 50% | 50% | 50% | 50% | 50% | 50% | 50%
Reference | Com-Refrigeration control | Commercial | Com - Health | 50% | 50% | 50% | 50% | 50% | 50% | 50% | 50% | 50% | 50% | 50% | 50% | 50% | 50% | 50% | 50% | 50% | 50% | 50% | 50% | 50% | 50% | 50% | 50% | 50% | 50% | 50% | 50% | 50% | 50%
Reference | Com-Refrigeration control | Commercial | Com - Lodging | 50% | 50% | 50% | 50% | 50% | 50% | 50% | 50% | 50% | 50% | 50% | 50% | 50% | 50% | 50% | 50% | 50% | 50% | 50% | 50% | 50% | 50% | 50% | 50% | 50% | 50% | 50% | 50% | 50% | 50%
Reference | Com-Refrigeration control | Commercial | Com - Office (Large) | 50% | 50% | 50% | 50% | 50% | 50% | 50% | 50% | 50% | 50% | 50% | 50% | 50% | 50% | 50% | 50% | 50% | 50% | 50% | 50% | 50% | 50% | 50% | 50% | 50% | 50% | 50% | 50% | 50% | 50%
Reference | Com-Refrigeration control | Commercial | Com - Office (Small) | 50% | 50% | 50% | 50% | 50% | 50% | 50% | 50% | 50% | 50% | 50% | 50% | 50% | 50% | 50% | 50% | 50% | 50% | 50% | 50% | 50% | 50% | 50% | 50% | 50% | 50% | 50% | 50% | 50% | 50%
Reference | Com-Refrigeration control | Commercial | Com - Other | 50% | 50% | 50% | 50% | 50% | 50% | 50% | 50% | 50% | 50% | 50% | 50% | 50% | 50% | 50% | 50% | 50% | 50% | 50% | 50% | 50% | 50% | 50% | 50% | 50% | 50% | 50% | 50% | 50% | 50%
Reference | Com-Refrigeration control | Commercial | Com - Refrig. Warehouse | 50% | 50% | 50% | 50% | 50% | 50% | 50% | 50% | 50% | 50% | 50% | 50% | 50% | 50% | 50% | 50% | 50% | 50% | 50% | 50% | 50% | 50% | 50% | 50% | 50% | 50% | 50% | 50% | 50% | 50%
Reference | Com-Refrigeration control | Commercial | Com - Restaurant | 50% | 50% | 50% | 50% | 50% | 50% | 50% | 50% | 50% | 50% | 50% | 50% | 50% | 50% | 50% | 50% | 50% | 50% | 50% | 50% | 50% | 50% | 50% | 50% | 50% | 50% | 50% | 50% | 50% | 50%
Reference | Com-Refrigeration control | Commercial | Com - Retail | 50% | 50% | 50% | 50% | 50% | 50% | 50% | 50% | 50% | 50% | 50% | 50% | 50% | 50% | 50% | 50% | 50% | 50% | 50% | 50% | 50% | 50% | 50% | 50% | 50% | 50% | 50% | 50% | 50% | 50%
Reference | Com-Refrigeration control | Commercial | Com - School | 50% | 50% | 50% | 50% | 50% | 50% | 50% | 50% | 50% | 50% | 50% | 50% | 50% | 50% | 50% | 50% | 50% | 50% | 50% | 50% | 50% | 50% | 50% | 50% | 50% | 50% | 50% | 50% | 50% | 50%
Reference | Com-Refrigeration control | Commercial | Com - Warehouse | 50% | 50% | 50% | 50% | 50% | 50% | 50% | 50% | 50% | 50% | 50% | 50% | 50% | 50% | 50% | 50% | 50% | 50% | 50% | 50% | 50% | 50% | 50% | 50% | 50% | 50% | 50% | 50% | 50% | 50%
Reference | Com-Refrigeration TES | Commercial | Com - College | 100% | 100% | 100% | 100% | 100% | 100% | 100% | 100% | 100% | 100% | 100% | 100% | 100% | 100% | 100% | 100% | 100% | 100% | 100% | 100% | 100% | 100% | 100% | 100% | 100% | 100% | 100% | 100% | 100% | 100%
Reference | Com-Refrigeration TES | Commercial | Com - Grocery | 100% | 100% | 100% | 100% | 100% | 100% | 100% | 100% | 100% | 100% | 100% | 100% | 100% | 100% | 100% | 100% | 100% | 100% | 100% | 100% | 100% | 100% | 100% | 100% | 100% | 100% | 100% | 100% | 100% | 100%
Reference | Com-Refrigeration TES | Commercial | Com - Health | 100% | 100% | 100% | 100% | 100% | 100% | 100% | 100% | 100% | 100% | 100% | 100% | 100% | 100% | 100% | 100% | 100% | 100% | 100% | 100% | 100% | 100% | 100% | 100% | 100% | 100% | 100% | 100% | 100% | 100%
Reference | Com-Refrigeration TES | Commercial | Com - Lodging | 100% | 100% | 100% | 100% | 100% | 100% | 100% | 100% | 100% | 100% | 100% | 100% | 100% | 100% | 100% | 100% | 100% | 100% | 100% | 100% | 100% | 100% | 100% | 100% | 100% | 100% | 100% | 100% | 100% | 100%
Reference | Com-Refrigeration TES | Commercial | Com - Office (Large) | 100% | 100% | 100% | 100% | 100% | 100% | 100% | 100% | 100% | 100% | 100% | 100% | 100% | 100% | 100% | 100% | 100% | 100% | 100% | 100% | 100% | 100% | 100% | 100% | 100% | 100% | 100% | 100% | 100% | 100%
Reference | Com-Refrigeration TES | Commercial | Com - Office (Small) | 100% | 100% | 100% | 100% | 100% | 100% | 100% | 100% | 100% | 100% | 100% | 100% | 100% | 100% | 100% | 100% | 100% | 100% | 100% | 100% | 100% | 100% | 100% | 100% | 100% | 100% | 100% | 100% | 100% | 100%
Reference | Com-Refrigeration TES | Commercial | Com - Other | 100% | 100% | 100% | 100% | 100% | 100% | 100% | 100% | 100% | 100% | 100% | 100% | 100% | 100% | 100% | 100% | 100% | 100% | 100% | 100% | 100% | 100% | 100% | 100% | 100% | 100% | 100% | 100% | 100% | 100%
Reference | Com-Refrigeration TES | Commercial | Com - Refrig. Warehouse | 100% | 100% | 100% | 100% | 100% | 100% | 100% | 100% | 100% | 100% | 100% | 100% | 100% | 100% | 100% | 100% | 100% | 100% | 100% | 100% | 100% | 100% | 100% | 100% | 100% | 100% | 100% | 100% | 100% | 100%
Reference | Com-Refrigeration TES | Commercial | Com - Restaurant | 100% | 100% | 100% | 100% | 100% | 100% | 100% | 100% | 100% | 100% | 100% | 100% | 100% | 100% | 100% | 100% | 100% | 100% | 100% | 100% | 100% | 100% | 100% | 100% | 100% | 100% | 100% | 100% | 100% | 100%
Reference | Com-Refrigeration TES | Commercial | Com - Retail | 100% | 100% | 100% | 100% | 100% | 100% | 100% | 100% | 100% | 100% | 100% | 100% | 100% | 100% | 100% | 100% | 100% | 100% | 100% | 100% | 100% | 100% | 100% | 100% | 100% | 100% | 100% | 100% | 100% | 100%
Reference | Com-Refrigeration TES | Commercial | Com - School | 100% | 100% | 100% | 100% | 100% | 100% | 100% | 100% | 100% | 100% | 100% | 100% | 100% | 100% | 100% | 100% | 100% | 100% | 100% | 100% | 100% | 100% | 100% | 100% | 100% | 100% | 100% | 100% | 100% | 100%
Reference | Com-Refrigeration TES | Commercial | Com - Warehouse | 100% | 100% | 100% | 100% | 100% | 100% | 100% | 100% | 100% | 100% | 100% | 100% | 100% | 100% | 100% | 100% | 100% | 100% | 100% | 100% | 100% | 100% | 100% | 100% | 100% | 100% | 100% | 100% | 100% | 100%
Reference | Com-Water Heating-Add-on CTA 2045 control | Commercial | Com - College | 40% | 40% | 40% | 40% | 40% | 40% | 40% | 40% | 40% | 40% | 40% | 40% | 40% | 40% | 40% | 40% | 40% | 40% | 40% | 40% | 40% | 40% | 40% | 40% | 40% | 40% | 40% | 40% | 40% | 40%
Reference | Com-Water Heating-Add-on CTA 2045 control | Commercial | Com - Grocery | 40% | 40% | 40% | 40% | 40% | 40% | 40% | 40% | 40% | 40% | 40% | 40% | 40% | 40% | 40% | 40% | 40% | 40% | 40% | 40% | 40% | 40% | 40% | 40% | 40% | 40% | 40% | 40% | 40% | 40%
Reference | Com-Water Heating-Add-on CTA 2045 control | Commercial | Com - Health | 40% | 40% | 40% | 40% | 40% | 40% | 40% | 40% | 40% | 40% | 40% | 40% | 40% | 40% | 40% | 40% | 40% | 40% | 40% | 40% | 40% | 40% | 40% | 40% | 40% | 40% | 40% | 40% | 40% | 40%
Reference | Com-Water Heating-Add-on CTA 2045 control | Commercial | Com - Lodging | 40% | 40% | 40% | 40% | 40% | 40% | 40% | 40% | 40% | 40% | 40% | 40% | 40% | 40% | 40% | 40% | 40% | 40% | 40% | 40% | 40% | 40% | 40% | 40% | 40% | 40% | 40% | 40% | 40% | 40%
Reference | Com-Water Heating-Add-on CTA 2045 control | Commercial | Com - Office (Large) | 40% | 40% | 40% | 40% | 40% | 40% | 40% | 40% | 40% | 40% | 40% | 40% | 40% | 40% | 40% | 40% | 40% | 40% | 40% | 40% | 40% | 40% | 40% | 40% | 40% | 40% | 40% | 40% | 40% | 40%
Reference | Com-Water Heating-Add-on CTA 2045 control | Commercial | Com - Office (Small) | 40% | 40% | 40% | 40% | 40% | 40% | 40% | 40% | 40% | 40% | 40% | 40% | 40% | 40% | 40% | 40% | 40% | 40% | 40% | 40% | 40% | 40% | 40% | 40% | 40% | 40% | 40% | 40% | 40% | 40%
Reference | Com-Water Heating-Add-on CTA 2045 control | Commercial | Com - Other | 40% | 40% | 40% | 40% | 40% | 40% | 40% | 40% | 40% | 40% | 40% | 40% | 40% | 40% | 40% | 40% | 40% | 40% | 40% | 40% | 40% | 40% | 40% | 40% | 40% | 40% | 40% | 40% | 40% | 40%
Reference | Com-Water Heating-Add-on CTA 2045 control | Commercial | Com - Refrig. Warehouse | 40% | 40% | 40% | 40% | 40% | 40% | 40% | 40% | 40% | 40% | 40% | 40% | 40% | 40% | 40% | 40% | 40% | 40% | 40% | 40% | 40% | 40% | 40% | 40% | 40% | 40% | 40% | 40% | 40% | 40%
Reference | Com-Water Heating-Add-on CTA 2045 control | Commercial | Com - Restaurant | 40% | 40% | 40% | 40% | 40% | 40% | 40% | 40% | 40% | 40% | 40% | 40% | 40% | 40% | 40% | 40% | 40% | 40% | 40% | 40% | 40% | 40% | 40% | 40% | 40% | 40% | 40% | 40% | 40% | 40%
Reference | Com-Water Heating-Add-on CTA 2045 control | Commercial | Com - Retail | 40% | 40% | 40% | 40% | 40% | 40% | 40% | 40% | 40% | 40% | 40% | 40% | 40% | 40% | 40% | 40% | 40% | 40% | 40% | 40% | 40% | 40% | 40% | 40% | 40% | 40% | 40% | 40% | 40% | 40%
Reference | Com-Water Heating-Add-on CTA 2045 control | Commercial | Com - School | 40% | 40% | 40% | 40% | 40% | 40% | 40% | 40% | 40% | 40% | 40% | 40% | 40% | 40% | 40% | 40% | 40% | 40% | 40% | 40% | 40% | 40% | 40% | 40% | 40% | 40% | 40% | 40% | 40% | 40%
Reference | Com-Water Heating-Add-on CTA 2045 control | Commercial | Com - Warehouse | 40% | 40% | 40% | 40% | 40% | 40% | 40% | 40% | 40% | 40% | 40% | 40% | 40% | 40% | 40% | 40% | 40% | 40% | 40% | 40% | 40% | 40% | 40% | 40% | 40% | 40% | 40% | 40% | 40% | 40%
Reference | Com-Water Heating-Smart Water Heater | Commercial | Com - College | 40% | 40% | 40% | 40% | 40% | 40% | 40% | 40% | 40% | 40% | 40% | 40% | 40% | 40% | 40% | 40% | 40% | 40% | 40% | 40% | 40% | 40% | 40% | 40% | 40% | 40% | 40% | 40% | 40% | 40%
Reference | Com-Water Heating-Smart Water Heater | Commercial | Com - Grocery | 40% | 40% | 40% | 40% | 40% | 40% | 40% | 40% | 40% | 40% | 40% | 40% | 40% | 40% | 40% | 40% | 40% | 40% | 40% | 40% | 40% | 40% | 40% | 40% | 40% | 40% | 40% | 40% | 40% | 40%
Reference | Com-Water Heating-Smart Water Heater | Commercial | Com - Health | 40% | 40% | 40% | 40% | 40% | 40% | 40% | 40% | 40% | 40% | 40% | 40% | 40% | 40% | 40% | 40% | 40% | 40% | 40% | 40% | 40% | 40% | 40% | 40% | 40% | 40% | 40% | 40% | 40% | 40%
Reference | Com-Water Heating-Smart Water Heater | Commercial | Com - Lodging | 40% | 40% | 40% | 40% | 40% | 40% | 40% | 40% | 40% | 40% | 40% | 40% | 40% | 40% | 40% | 40% | 40% | 40% | 40% | 40% | 40% | 40% | 40% | 40% | 40% | 40% | 40% | 40% | 40% | 40%
Reference | Com-Water Heating-Smart Water Heater | Commercial | Com - Office (Large) | 40% | 40% | 40% | 40% | 40% | 40% | 40% | 40% | 40% | 40% | 40% | 40% | 40% | 40% | 40% | 40% | 40% | 40% | 40% | 40% | 40% | 40% | 40% | 40% | 40% | 40% | 40% | 40% | 40% | 40%
Reference | Com-Water Heating-Smart Water Heater | Commercial | Com - Office (Small) | 40% | 40% | 40% | 40% | 40% | 40% | 40% | 40% | 40% | 40% | 40% | 40% | 40% | 40% | 40% | 40% | 40% | 40% | 40% | 40% | 40% | 40% | 40% | 40% | 40% | 40% | 40% | 40% | 40% | 40%
Reference | Com-Water Heating-Smart Water Heater | Commercial | Com - Other | 40% | 40% | 40% | 40% | 40% | 40% | 40% | 40% | 40% | 40% | 40% | 40% | 40% | 40% | 40% | 40% | 40% | 40% | 40% | 40% | 40% | 40% | 40% | 40% | 40% | 40% | 40% | 40% | 40% | 40%
Reference | Com-Water Heating-Smart Water Heater | Commercial | Com - Refrig. Warehouse | 40% | 40% | 40% | 40% | 40% | 40% | 40% | 40% | 40% | 40% | 40% | 40% | 40% | 40% | 40% | 40% | 40% | 40% | 40% | 40% | 40% | 40% | 40% | 40% | 40% | 40% | 40% | 40% | 40% | 40%
Reference | Com-Water Heating-Smart Water Heater | Commercial | Com - Restaurant | 40% | 40% | 40% | 40% | 40% | 40% | 40% | 40% | 40% | 40% | 40% | 40% | 40% | 40% | 40% | 40% | 40% | 40% | 40% | 40% | 40% | 40% | 40% | 40% | 40% | 40% | 40% | 40% | 40% | 40%
Reference | Com-Water Heating-Smart Water Heater | Commercial | Com - Retail | 40% | 40% | 40% | 40% | 40% | 40% | 40% | 40% | 40% | 40% | 40% | 40% | 40% | 40% | 40% | 40% | 40% | 40% | 40% | 40% | 40% | 40% | 40% | 40% | 40% | 40% | 40% | 40% | 40% | 40%
Reference | Com-Water Heating-Smart Water Heater | Commercial | Com - School | 40% | 40% | 40% | 40% | 40% | 40% | 40% | 40% | 40% | 40% | 40% | 40% | 40% | 40% | 40% | 40% | 40% | 40% | 40% | 40% | 40% | 40% | 40% | 40% | 40% | 40% | 40% | 40% | 40% | 40%
Reference | Com-Water Heating-Smart Water Heater | Commercial | Com - Warehouse | 40% | 40% | 40% | 40% | 40% | 40% | 40% | 40% | 40% | 40% | 40% | 40% | 40% | 40% | 40% | 40% | 40% | 40% | 40% | 40% | 40% | 40% | 40% | 40% | 40% | 40% | 40% | 40% | 40% | 40%
Reference | Dynamic Pricing | Agricultural | Ag-Animal | 14.25% | 14.25% | 14.25% | 14.25% | 14.25% | 14.25% | 14.25% | 14.25% | 14.25% | 14.25% | 14.25% | 14.25% | 14.25% | 14.25% | 14.25% | 14.25% | 14.25% | 14.25% | 14.25% | 14.25% | 14.25% | 14.25% | 14.25% | 14.25% | 14.25% | 14.25% | 14.25% | 14.25% | 14.25% | 14.25%
Reference | Dynamic Pricing | Agricultural | Ag-Crop | 14.25% | 14.25% | 14.25% | 14.25% | 14.25% | 14.25% | 14.25% | 14.25% | 14.25% | 14.25% | 14.25% | 14.25% | 14.25% | 14.25% | 14.25% | 14.25% | 14.25% | 14.25% | 14.25% | 14.25% | 14.25% | 14.25% | 14.25% | 14.25% | 14.25% | 14.25% | 14.25% | 14.25% | 14.25% | 14.25%
Reference | Dynamic Pricing | Agricultural | Water, Irrigation | 14.25% | 14.25% | 14.25% | 14.25% | 14.25% | 14.25% | 14.25% | 14.25% | 14.25% | 14.25% | 14.25% | 14.25% | 14.25% | 14.25% | 14.25% | 14.25% | 14.25% | 14.25% | 14.25% | 14.25% | 14.25% | 14.25% | 14.25% | 14.25% | 14.25% | 14.25% | 14.25% | 14.25% | 14.25% | 14.25%
Reference | Dynamic Pricing | Agricultural | Water, Municipal | 14.25% | 14.25% | 14.25% | 14.25% | 14.25% | 14.25% | 14.25% | 14.25% | 14.25% | 14.25% | 14.25% | 14.25% | 14.25% | 14.25% | 14.25% | 14.25% | 14.25% | 14.25% | 14.25% | 14.25% | 14.25% | 14.25% | 14.25% | 14.25% | 14.25% | 14.25% | 14.25% | 14.25% | 14.25% | 14.25%
Reference | Dynamic Pricing | Agricultural | Ag-BTM Battery | 14.25% | 14.25% | 14.25% | 14.25% | 14.25% | 14.25% | 14.25% | 14.25% | 14.25% | 14.25% | 14.25% | 14.25% | 14.25% | 14.25% | 14.25% | 14.25% | 14.25% | 14.25% | 14.25% | 14.25% | 14.25% | 14.25% | 14.25% | 14.25% | 14.25% | 14.25% | 14.25% | 14.25% | 14.25% | 14.25%
Reference | Dynamic Pricing | Commercial | Com - College | 14.25% | 14.25% | 14.25% | 14.25% | 14.25% | 14.25% | 14.25% | 14.25% | 14.25% | 14.25% | 14.25% | 14.25% | 14.25% | 14.25% | 14.25% | 14.25% | 14.25% | 14.25% | 14.25% | 14.25% | 14.25% | 14.25% | 14.25% | 14.25% | 14.25% | 14.25% | 14.25% | 14.25% | 14.25% | 14.25%
Reference | Dynamic Pricing | Commercial | Com - Grocery | 14.25% | 14.25% | 14.25% | 14.25% | 14.25% | 14.25% | 14.25% | 14.25% | 14.25% | 14.25% | 14.25% | 14.25% | 14.25% | 14.25% | 14.25% | 14.25% | 14.25% | 14.25% | 14.25% | 14.25% | 14.25% | 14.25% | 14.25% | 14.25% | 14.25% | 14.25% | 14.25% | 14.25% | 14.25% | 14.25%
Reference | Dynamic Pricing | Commercial | Com - Health | 14.25% | 14.25% | 14.25% | 14.25% | 14.25% | 14.25% | 14.25% | 14.25% | 14.25% | 14.25% | 14.25% | 14.25% | 14.25% | 14.25% | 14.25% | 14.25% | 14.25% | 14.25% | 14.25% | 14.25% | 14.25% | 14.25% | 14.25% | 14.25% | 14.25% | 14.25% | 14.25% | 14.25% | 14.25% | 14.25%
Reference | Dynamic Pricing | Commercial | Com - Lodging | 14.25% | 14.25% | 14.25% | 14.25% | 14.25% | 14.25% | 14.25% | 14.25% | 14.25% | 14.25% | 14.25% | 14.25% | 14.25% | 14.25% | 14.25% | 14.25% | 14.25% | 14.25% | 14.25% | 14.25% | 14.25% | 14.25% | 14.25% | 14.25% | 14.25% | 14.25% | 14.25% | 14.25% | 14.25% | 14.25%
Reference | Dynamic Pricing | Commercial | Com - Office (Large) | 14.25% | 14.25% | 14.25% | 14.25% | 14.25% | 14.25% | 14.25% | 14.25% | 14.25% | 14.25% | 14.25% | 14.25% | 14.25% | 14.25% | 14.25% | 14.25% | 14.25% | 14.25% | 14.25% | 14.25% | 14.25% | 14.25% | 14.25% | 14.25% | 14.25% | 14.25% | 14.25% | 14.25% | 14.25% | 14.25%
Reference | Dynamic Pricing | Commercial | Com - Office (Small) | 14.25% | 14.25% | 14.25% | 14.25% | 14.25% | 14.25% | 14.25% | 14.25% | 14.25% | 14.25% | 14.25% | 14.25% | 14.25% | 14.25% | 14.25% | 14.25% | 14.25% | 14.25% | 14.25% | 14.25% | 14.25% | 14.25% | 14.25% | 14.25% | 14.25% | 14.25% | 14.25% | 14.25% | 14.25% | 14.25%
Reference | Dynamic Pricing | Commercial | Com - Other | 14.25% | 14.25% | 14.25% | 14.25% | 14.25% | 14.25% | 14.25% | 14.25% | 14.25% | 14.25% | 14.25% | 14.25% | 14.25% | 14.25% | 14.25% | 14.25% | 14.25% | 14.25% | 14.25% | 14.25% | 14.25% | 14.25% | 14.25% | 14.25% | 14.25% | 14.25% | 14.25% | 14.25% | 14.25% | 14.25%
Reference | Dynamic Pricing | Commercial | Com - Refrig. Warehouse | 14.25% | 14.25% | 14.25% | 14.25% | 14.25% | 14.25% | 14.25% | 14.25% | 14.25% | 14.25% | 14.25% | 14.25% | 14.25% | 14.25% | 14.25% | 14.25% | 14.25% | 14.25% | 14.25% | 14.25% | 14.25% | 14.25% | 14.25% | 14.25% | 14.25% | 14.25% | 14.25% | 14.25% | 14.25% | 14.25%
Reference | Dynamic Pricing | Commercial | Com - Restaurant | 14.25% | 14.25% | 14.25% | 14.25% | 14.25% | 14.25% | 14.25% | 14.25% | 14.25% | 14.25% | 14.25% | 14.25% | 14.25% | 14.25% | 14.25% | 14.25% | 14.25% | 14.25% | 14.25% | 14.25% | 14.25% | 14.25% | 14.25% | 14.25% | 14.25% | 14.25% | 14.25% | 14.25% | 14.25% | 14.25%
Reference | Dynamic Pricing | Commercial | Com - Retail | 14.25% | 14.25% | 14.25% | 14.25% | 14.25% | 14.25% | 14.25% | 14.25% | 14.25% | 14.25% | 14.25% | 14.25% | 14.25% | 14.25% | 14.25% | 14.25% | 14.25% | 14.25% | 14.25% | 14.25% | 14.25% | 14.25% | 14.25% | 14.25% | 14.25% | 14.25% | 14.25% | 14.25% | 14.25% | 14.25%
Reference | Dynamic Pricing | Commercial | Com - School | 14.25% | 14.25% | 14.25% | 14.25% | 14.25% | 14.25% | 14.25% | 14.25% | 14.25% | 14.25% | 14.25% | 14.25% | 14.25% | 14.25% | 14.25% | 14.25% | 14.25% | 14.25% | 14.25% | 14.25% | 14.25% | 14.25% | 14.25% | 14.25% | 14.25% | 14.25% | 14.25% | 14.25% | 14.25% | 14.25%
Reference | Dynamic Pricing | Commercial | Com - Warehouse | 14.25% | 14.25% | 14.25% | 14.25% | 14.25% | 14.25% | 14.25% | 14.25% | 14.25% | 14.25% | 14.25% | 14.25% | 14.25% | 14.25% | 14.25% | 14.25% | 14.25% | 14.25% | 14.25% | 14.25% | 14.25% | 14.25% | 14.25% | 14.25% | 14.25% | 14.25% | 14.25% | 14.25% | 14.25% | 14.25%
Reference | Dynamic Pricing | Commercial | Com-BTM Battery | 14.25% | 14.25% | 14.25% | 14.25% | 14.25% | 14.25% | 14.25% | 14.25% | 14.25% | 14.25% | 14.25% | 14.25% | 14.25% | 14.25% | 14.25% | 14.25% | 14.25% | 14.25% | 14.25% | 14.25% | 14.25% | 14.25% | 14.25% | 14.25% | 14.25% | 14.25% | 14.25% | 14.25% | 14.25% | 14.25%
Reference | Dynamic Pricing | Electric Vehicle | INTERCITY.BUS | 16% | 16% | 16% | 16% | 16% | 16% | 16% | 16% | 16% | 16% | 16% | 16% | 16% | 16% | 16% | 16% | 16% | 16% | 16% | 16% | 16% | 16% | 16% | 16% | 16% | 16% | 16% | 16% | 16% | 16%
Reference | Dynamic Pricing | Electric Vehicle | SCHOOL.BUS | 16% | 16% | 16% | 16% | 16% | 16% | 16% | 16% | 16% | 16% | 16% | 16% | 16% | 16% | 16% | 16% | 16% | 16% | 16% | 16% | 16% | 16% | 16% | 16% | 16% | 16% | 16% | 16% | 16% | 16%
Reference | Dynamic Pricing | Electric Vehicle | URBAN.BUS | 16% | 16% | 16% | 16% | 16% | 16% | 16% | 16% | 16% | 16% | 16% | 16% | 16% | 16% | 16% | 16% | 16% | 16% | 16% | 16% | 16% | 16% | 16% | 16% | 16% | 16% | 16% | 16% | 16% | 16%
Reference | Dynamic Pricing | Electric Vehicle | OTHER.BUS | 16% | 16% | 16% | 16% | 16% | 16% | 16% | 16% | 16% | 16% | 16% | 16% | 16% | 16% | 16% | 16% | 16% | 16% | 16% | 16% | 16% | 16% | 16% | 16% | 16% | 16% | 16% | 16% | 16% | 16%
Reference | Dynamic Pricing | Electric Vehicle | GVWR7 | 16% | 16% | 16% | 16% | 16% | 16% | 16% | 16% | 16% | 16% | 16% | 16% | 16% | 16% | 16% | 16% | 16% | 16% | 16% | 16% | 16% | 16% | 16% | 16% | 16% | 16% | 16% | 16% | 16% | 16%
Reference | Dynamic Pricing | Electric Vehicle | GVWR8.COMBO | 16% | 16% | 16% | 16% | 16% | 16% | 16% | 16% | 16% | 16% | 16% | 16% | 16% | 16% | 16% | 16% | 16% | 16% | 16% | 16% | 16% | 16% | 16% | 16% | 16% | 16% | 16% | 16% | 16% | 16%
Reference | Dynamic Pricing | Electric Vehicle | GVWR8.IRP | 16% | 16% | 16% | 16% | 16% | 16% | 16% | 16% | 16% | 16% | 16% | 16% | 16% | 16% | 16% | 16% | 16% | 16% | 16% | 16% | 16% | 16% | 16% | 16% | 16% | 16% | 16% | 16% | 16% | 16%
Reference | Dynamic Pricing | Electric Vehicle | GVWR8.PORT | 16% | 16% | 16% | 16% | 16% | 16% | 16% | 16% | 16% | 16% | 16% | 16% | 16% | 16% | 16% | 16% | 16% | 16% | 16% | 16% | 16% | 16% | 16% | 16% | 16% | 16% | 16% | 16% | 16% | 16%
Reference | Dynamic Pricing | Electric Vehicle | GVWR8.REFUSE.AND.RECYCLING | 16% | 16% | 16% | 16% | 16% | 16% | 16% | 16% | 16% | 16% | 16% | 16% | 16% | 16% | 16% | 16% | 16% | 16% | 16% | 16% | 16% | 16% | 16% | 16% | 16% | 16% | 16% | 16% | 16% | 16%
Reference | Dynamic Pricing | Electric Vehicle | GVWR8.SU | 16% | 16% | 16% | 16% | 16% | 16% | 16% | 16% | 16% | 16% | 16% | 16% | 16% | 16% | 16% | 16% | 16% | 16% | 16% | 16% | 16% | 16% | 16% | 16% | 16% | 16% | 16% | 16% | 16% | 16%
Reference | Dynamic Pricing | Electric Vehicle | LDV | 16% | 16% | 16% | 16% | 16% | 16% | 16% | 16% | 16% | 16% | 16% | 16% | 16% | 16% | 16% | 16% | 16% | 16% | 16% | 16% | 16% | 16% | 16% | 16% | 16% | 16% | 16% | 16% | 16% | 16%
Reference | Dynamic Pricing | Electric Vehicle | GVWR3 | 16% | 16% | 16% | 16% | 16% | 16% | 16% | 16% | 16% | 16% | 16% | 16% | 16% | 16% | 16% | 16% | 16% | 16% | 16% | 16% | 16% | 16% | 16% | 16% | 16% | 16% | 16% | 16% | 16% | 16%
Reference | Dynamic Pricing | Electric Vehicle | GVWR456 | 16% | 16% | 16% | 16% | 16% | 16% | 16% | 16% | 16% | 16% | 16% | 16% | 16% | 16% | 16% | 16% | 16% | 16% | 16% | 16% | 16% | 16% | 16% | 16% | 16% | 16% | 16% | 16% | 16% | 16%
Reference | Dynamic Pricing | Industrial | Chem/Petrol | 14.25% | 14.25% | 14.25% | 14.25% | 14.25% | 14.25% | 14.25% | 14.25% | 14.25% | 14.25% | 14.25% | 14.25% | 14.25% | 14.25% | 14.25% | 14.25% | 14.25% | 14.25% | 14.25% | 14.25% | 14.25% | 14.25% | 14.25% | 14.25% | 14.25% | 14.25% | 14.25% | 14.25% | 14.25% | 14.25%
Reference | Dynamic Pricing | Industrial | Food/Bev | 14.25% | 14.25% | 14.25% | 14.25% | 14.25% | 14.25% | 14.25% | 14.25% | 14.25% | 14.25% | 14.25% | 14.25% | 14.25% | 14.25% | 14.25% | 14.25% | 14.25% | 14.25% | 14.25% | 14.25% | 14.25% | 14.25% | 14.25% | 14.25% | 14.25% | 14.25% | 14.25% | 14.25% | 14.25% | 14.25%
Reference | Dynamic Pricing | Industrial | Mfg-Equipment | 14.25% | 14.25% | 14.25% | 14.25% | 14.25% | 14.25% | 14.25% | 14.25% | 14.25% | 14.25% | 14.25% | 14.25% | 14.25% | 14.25% | 14.25% | 14.25% | 14.25% | 14.25% | 14.25% | 14.25% | 14.25% | 14.25% | 14.25% | 14.25% | 14.25% | 14.25% | 14.25% | 14.25% | 14.25% | 14.25%
Reference | Dynamic Pricing | Industrial | Mfg-Goods | 14.25% | 14.25% | 14.25% | 14.25% | 14.25% | 14.25% | 14.25% | 14.25% | 14.25% | 14.25% | 14.25% | 14.25% | 14.25% | 14.25% | 14.25% | 14.25% | 14.25% | 14.25% | 14.25% | 14.25% | 14.25% | 14.25% | 14.25% | 14.25% | 14.25% | 14.25% | 14.25% | 14.25% | 14.25% | 14.25%
Reference | Dynamic Pricing | Industrial | Mfg-Materials | 14.25% | 14.25% | 14.25% | 14.25% | 14.25% | 14.25% | 14.25% | 14.25% | 14.25% | 14.25% | 14.25% | 14.25% | 14.25% | 14.25% | 14.25% | 14.25% | 14.25% | 14.25% | 14.25% | 14.25% | 14.25% | 14.25% | 14.25% | 14.25% | 14.25% | 14.25% | 14.25% | 14.25% | 14.25% | 14.25%
Reference | Dynamic Pricing | Industrial | Ind-BTM Battery | 14.25% | 14.25% | 14.25% | 14.25% | 14.25% | 14.25% | 14.25% | 14.25% | 14.25% | 14.25% | 14.25% | 14.25% | 14.25% | 14.25% | 14.25% | 14.25% | 14.25% | 14.25% | 14.25% | 14.25% | 14.25% | 14.25% | 14.25% | 14.25% | 14.25% | 14.25% | 14.25% | 14.25% | 14.25% | 14.25%
Reference | Dynamic Pricing | Residential | Multifamily | 14.25% | 14.25% | 14.25% | 14.25% | 14.25% | 14.25% | 14.25% | 14.25% | 14.25% | 14.25% | 14.25% | 14.25% | 14.25% | 14.25% | 14.25% | 14.25% | 14.25% | 14.25% | 14.25% | 14.25% | 14.25% | 14.25% | 14.25% | 14.25% | 14.25% | 14.25% | 14.25% | 14.25% | 14.25% | 14.25%
Reference | Dynamic Pricing | Residential | Singlefamily | 14.25% | 14.25% | 14.25% | 14.25% | 14.25% | 14.25% | 14.25% | 14.25% | 14.25% | 14.25% | 14.25% | 14.25% | 14.25% | 14.25% | 14.25% | 14.25% | 14.25% | 14.25% | 14.25% | 14.25% | 14.25% | 14.25% | 14.25% | 14.25% | 14.25% | 14.25% | 14.25% | 14.25% | 14.25% | 14.25%
Reference | Dynamic Pricing | Residential | Res-BTM Battery | 14.25% | 14.25% | 14.25% | 14.25% | 14.25% | 14.25% | 14.25% | 14.25% | 14.25% | 14.25% | 14.25% | 14.25% | 14.25% | 14.25% | 14.25% | 14.25% | 14.25% | 14.25% | 14.25% | 14.25% | 14.25% | 14.25% | 14.25% | 14.25% | 14.25% | 14.25% | 14.25% | 14.25% | 14.25% | 14.25%
Reference | EV-Electric Buses-Charging Control | Electric Vehicle | INTERCITY.BUS | 50% | 50% | 50% | 50% | 50% | 50% | 50% | 50% | 50% | 50% | 50% | 50% | 50% | 50% | 50% | 50% | 50% | 50% | 50% | 50% | 50% | 50% | 50% | 50% | 50% | 50% | 50% | 50% | 50% | 50%
Reference | EV-Electric Buses-Charging Control | Electric Vehicle | SCHOOL.BUS | 50% | 50% | 50% | 50% | 50% | 50% | 50% | 50% | 50% | 50% | 50% | 50% | 50% | 50% | 50% | 50% | 50% | 50% | 50% | 50% | 50% | 50% | 50% | 50% | 50% | 50% | 50% | 50% | 50% | 50%
Reference | EV-Electric Buses-Charging Control | Electric Vehicle | URBAN.BUS | 50% | 50% | 50% | 50% | 50% | 50% | 50% | 50% | 50% | 50% | 50% | 50% | 50% | 50% | 50% | 50% | 50% | 50% | 50% | 50% | 50% | 50% | 50% | 50% | 50% | 50% | 50% | 50% | 50% | 50%
Reference | EV-Electric Buses-Charging Control | Electric Vehicle | OTHER.BUS | 50% | 50% | 50% | 50% | 50% | 50% | 50% | 50% | 50% | 50% | 50% | 50% | 50% | 50% | 50% | 50% | 50% | 50% | 50% | 50% | 50% | 50% | 50% | 50% | 50% | 50% | 50% | 50% | 50% | 50%
Reference | EV-Electric Buses-V2X | Electric Vehicle | INTERCITY.BUS | 100% | 100% | 100% | 100% | 100% | 100% | 100% | 100% | 100% | 100% | 100% | 100% | 100% | 100% | 100% | 100% | 100% | 100% | 100% | 100% | 100% | 100% | 100% | 100% | 100% | 100% | 100% | 100% | 100% | 100%
Reference | EV-Electric Buses-V2X | Electric Vehicle | SCHOOL.BUS | 100% | 100% | 100% | 100% | 100% | 100% | 100% | 100% | 100% | 100% | 100% | 100% | 100% | 100% | 100% | 100% | 100% | 100% | 100% | 100% | 100% | 100% | 100% | 100% | 100% | 100% | 100% | 100% | 100% | 100%
Reference | EV-Electric Buses-V2X | Electric Vehicle | URBAN.BUS | 100% | 100% | 100% | 100% | 100% | 100% | 100% | 100% | 100% | 100% | 100% | 100% | 100% | 100% | 100% | 100% | 100% | 100% | 100% | 100% | 100% | 100% | 100% | 100% | 100% | 100% | 100% | 100% | 100% | 100%
Reference | EV-Electric Buses-V2X | Electric Vehicle | OTHER.BUS | 100% | 100% | 100% | 100% | 100% | 100% | 100% | 100% | 100% | 100% | 100% | 100% | 100% | 100% | 100% | 100% | 100% | 100% | 100% | 100% | 100% | 100% | 100% | 100% | 100% | 100% | 100% | 100% | 100% | 100%
Reference | EV-HDV-Charging Control | Electric Vehicle | GVWR7 | 50% | 50% | 50% | 50% | 50% | 50% | 50% | 50% | 50% | 50% | 50% | 50% | 50% | 50% | 50% | 50% | 50% | 50% | 50% | 50% | 50% | 50% | 50% | 50% | 50% | 50% | 50% | 50% | 50% | 50%
Reference | EV-HDV-Charging Control | Electric Vehicle | GVWR8.COMBO | 50% | 50% | 50% | 50% | 50% | 50% | 50% | 50% | 50% | 50% | 50% | 50% | 50% | 50% | 50% | 50% | 50% | 50% | 50% | 50% | 50% | 50% | 50% | 50% | 50% | 50% | 50% | 50% | 50% | 50%
Reference | EV-HDV-Charging Control | Electric Vehicle | GVWR8.IRP | 50% | 50% | 50% | 50% | 50% | 50% | 50% | 50% | 50% | 50% | 50% | 50% | 50% | 50% | 50% | 50% | 50% | 50% | 50% | 50% | 50% | 50% | 50% | 50% | 50% | 50% | 50% | 50% | 50% | 50%
Reference | EV-HDV-Charging Control | Electric Vehicle | GVWR8.PORT | 50% | 50% | 50% | 50% | 50% | 50% | 50% | 50% | 50% | 50% | 50% | 50% | 50% | 50% | 50% | 50% | 50% | 50% | 50% | 50% | 50% | 50% | 50% | 50% | 50% | 50% | 50% | 50% | 50% | 50%
Reference | EV-HDV-Charging Control | Electric Vehicle | GVWR8.REFUSE.AND.RECYCLING | 50% | 50% | 50% | 50% | 50% | 50% | 50% | 50% | 50% | 50% | 50% | 50% | 50% | 50% | 50% | 50% | 50% | 50% | 50% | 50% | 50% | 50% | 50% | 50% | 50% | 50% | 50% | 50% | 50% | 50%
Reference | EV-HDV-Charging Control | Electric Vehicle | GVWR8.SU | 50% | 50% | 50% | 50% | 50% | 50% | 50% | 50% | 50% | 50% | 50% | 50% | 50% | 50% | 50% | 50% | 50% | 50% | 50% | 50% | 50% | 50% | 50% | 50% | 50% | 50% | 50% | 50% | 50% | 50%
Reference | EV-HDV-V2X | Electric Vehicle | GVWR7 | 100% | 100% | 100% | 100% | 100% | 100% | 100% | 100% | 100% | 100% | 100% | 100% | 100% | 100% | 100% | 100% | 100% | 100% | 100% | 100% | 100% | 100% | 100% | 100% | 100% | 100% | 100% | 100% | 100% | 100%
Reference | EV-HDV-V2X | Electric Vehicle | GVWR8.COMBO | 100% | 100% | 100% | 100% | 100% | 100% | 100% | 100% | 100% | 100% | 100% | 100% | 100% | 100% | 100% | 100% | 100% | 100% | 100% | 100% | 100% | 100% | 100% | 100% | 100% | 100% | 100% | 100% | 100% | 100%
Reference | EV-HDV-V2X | Electric Vehicle | GVWR8.IRP | 100% | 100% | 100% | 100% | 100% | 100% | 100% | 100% | 100% | 100% | 100% | 100% | 100% | 100% | 100% | 100% | 100% | 100% | 100% | 100% | 100% | 100% | 100% | 100% | 100% | 100% | 100% | 100% | 100% | 100%
Reference | EV-HDV-V2X | Electric Vehicle | GVWR8.PORT | 100% | 100% | 100% | 100% | 100% | 100% | 100% | 100% | 100% | 100% | 100% | 100% | 100% | 100% | 100% | 100% | 100% | 100% | 100% | 100% | 100% | 100% | 100% | 100% | 100% | 100% | 100% | 100% | 100% | 100%
Reference | EV-HDV-V2X | Electric Vehicle | GVWR8.REFUSE.AND.RECYCLING | 100% | 100% | 100% | 100% | 100% | 100% | 100% | 100% | 100% | 100% | 100% | 100% | 100% | 100% | 100% | 100% | 100% | 100% | 100% | 100% | 100% | 100% | 100% | 100% | 100% | 100% | 100% | 100% | 100% | 100%
Reference | EV-HDV-V2X | Electric Vehicle | GVWR8.SU | 100% | 100% | 100% | 100% | 100% | 100% | 100% | 100% | 100% | 100% | 100% | 100% | 100% | 100% | 100% | 100% | 100% | 100% | 100% | 100% | 100% | 100% | 100% | 100% | 100% | 100% | 100% | 100% | 100% | 100%
Reference | EV-LDV-Charging Control | Electric Vehicle | LDV | 90% | 90% | 90% | 90% | 90% | 90% | 90% | 90% | 90% | 90% | 90% | 90% | 90% | 90% | 90% | 90% | 90% | 90% | 90% | 90% | 90% | 90% | 90% | 90% | 90% | 90% | 90% | 90% | 90% | 90%
Reference | EV-LDV-V2X | Electric Vehicle | LDV | 100% | 100% | 100% | 100% | 100% | 100% | 100% | 100% | 100% | 100% | 100% | 100% | 100% | 100% | 100% | 100% | 100% | 100% | 100% | 100% | 100% | 100% | 100% | 100% | 100% | 100% | 100% | 100% | 100% | 100%
Reference | EV-MDV-Charging Control | Electric Vehicle | GVWR3 | 50% | 50% | 50% | 50% | 50% | 50% | 50% | 50% | 50% | 50% | 50% | 50% | 50% | 50% | 50% | 50% | 50% | 50% | 50% | 50% | 50% | 50% | 50% | 50% | 50% | 50% | 50% | 50% | 50% | 50%
Reference | EV-MDV-Charging Control | Electric Vehicle | GVWR456 | 50% | 50% | 50% | 50% | 50% | 50% | 50% | 50% | 50% | 50% | 50% | 50% | 50% | 50% | 50% | 50% | 50% | 50% | 50% | 50% | 50% | 50% | 50% | 50% | 50% | 50% | 50% | 50% | 50% | 50%
Reference | EV-MDV-V2X | Electric Vehicle | GVWR3 | 100% | 100% | 100% | 100% | 100% | 100% | 100% | 100% | 100% | 100% | 100% | 100% | 100% | 100% | 100% | 100% | 100% | 100% | 100% | 100% | 100% | 100% | 100% | 100% | 100% | 100% | 100% | 100% | 100% | 100%
Reference | EV-MDV-V2X | Electric Vehicle | GVWR456 | 100% | 100% | 100% | 100% | 100% | 100% | 100% | 100% | 100% | 100% | 100% | 100% | 100% | 100% | 100% | 100% | 100% | 100% | 100% | 100% | 100% | 100% | 100% | 100% | 100% | 100% | 100% | 100% | 100% | 100%
Reference | Ind-HVAC Control | Industrial | Chem/Petrol | 50% | 50% | 50% | 50% | 50% | 50% | 50% | 50% | 50% | 50% | 50% | 50% | 50% | 50% | 50% | 50% | 50% | 50% | 50% | 50% | 50% | 50% | 50% | 50% | 50% | 50% | 50% | 50% | 50% | 50%
Reference | Ind-HVAC Control | Industrial | Food/Bev | 50% | 50% | 50% | 50% | 50% | 50% | 50% | 50% | 50% | 50% | 50% | 50% | 50% | 50% | 50% | 50% | 50% | 50% | 50% | 50% | 50% | 50% | 50% | 50% | 50% | 50% | 50% | 50% | 50% | 50%
Reference | Ind-HVAC Control | Industrial | Mfg-Equipment | 50% | 50% | 50% | 50% | 50% | 50% | 50% | 50% | 50% | 50% | 50% | 50% | 50% | 50% | 50% | 50% | 50% | 50% | 50% | 50% | 50% | 50% | 50% | 50% | 50% | 50% | 50% | 50% | 50% | 50%
Reference | Ind-HVAC Control | Industrial | Mfg-Goods | 50% | 50% | 50% | 50% | 50% | 50% | 50% | 50% | 50% | 50% | 50% | 50% | 50% | 50% | 50% | 50% | 50% | 50% | 50% | 50% | 50% | 50% | 50% | 50% | 50% | 50% | 50% | 50% | 50% | 50%
Reference | Ind-HVAC Control | Industrial | Mfg-Materials | 50% | 50% | 50% | 50% | 50% | 50% | 50% | 50% | 50% | 50% | 50% | 50% | 50% | 50% | 50% | 50% | 50% | 50% | 50% | 50% | 50% | 50% | 50% | 50% | 50% | 50% | 50% | 50% | 50% | 50%
Reference | Ind-Lighting control | Industrial | Chem/Petrol | 35% | 35% | 35% | 35% | 35% | 35% | 35% | 35% | 35% | 35% | 35% | 35% | 35% | 35% | 35% | 35% | 35% | 35% | 35% | 35% | 35% | 35% | 35% | 35% | 35% | 35% | 35% | 35% | 35% | 35%
Reference | Ind-Lighting control | Industrial | Food/Bev | 35% | 35% | 35% | 35% | 35% | 35% | 35% | 35% | 35% | 35% | 35% | 35% | 35% | 35% | 35% | 35% | 35% | 35% | 35% | 35% | 35% | 35% | 35% | 35% | 35% | 35% | 35% | 35% | 35% | 35%
Reference | Ind-Lighting control | Industrial | Mfg-Equipment | 35% | 35% | 35% | 35% | 35% | 35% | 35% | 35% | 35% | 35% | 35% | 35% | 35% | 35% | 35% | 35% | 35% | 35% | 35% | 35% | 35% | 35% | 35% | 35% | 35% | 35% | 35% | 35% | 35% | 35%
Reference | Ind-Lighting control | Industrial | Mfg-Goods | 35% | 35% | 35% | 35% | 35% | 35% | 35% | 35% | 35% | 35% | 35% | 35% | 35% | 35% | 35% | 35% | 35% | 35% | 35% | 35% | 35% | 35% | 35% | 35% | 35% | 35% | 35% | 35% | 35% | 35%
Reference | Ind-Lighting control | Industrial | Mfg-Materials | 35% | 35% | 35% | 35% | 35% | 35% | 35% | 35% | 35% | 35% | 35% | 35% | 35% | 35% | 35% | 35% | 35% | 35% | 35% | 35% | 35% | 35% | 35% | 35% | 35% | 35% | 35% | 35% | 35% | 35%
Reference | Ind-Process Control | Industrial | Chem/Petrol | 60% | 60% | 60% | 60% | 60% | 60% | 60% | 60% | 60% | 60% | 60% | 60% | 60% | 60% | 60% | 60% | 60% | 60% | 60% | 60% | 60% | 60% | 60% | 60% | 60% | 60% | 60% | 60% | 60% | 60%
Reference | Ind-Process Control | Industrial | Food/Bev | 60% | 60% | 60% | 60% | 60% | 60% | 60% | 60% | 60% | 60% | 60% | 60% | 60% | 60% | 60% | 60% | 60% | 60% | 60% | 60% | 60% | 60% | 60% | 60% | 60% | 60% | 60% | 60% | 60% | 60%
Reference | Ind-Process Control | Industrial | Mfg-Equipment | 60% | 60% | 60% | 60% | 60% | 60% | 60% | 60% | 60% | 60% | 60% | 60% | 60% | 60% | 60% | 60% | 60% | 60% | 60% | 60% | 60% | 60% | 60% | 60% | 60% | 60% | 60% | 60% | 60% | 60%
Reference | Ind-Process Control | Industrial | Mfg-Goods | 60% | 60% | 60% | 60% | 60% | 60% | 60% | 60% | 60% | 60% | 60% | 60% | 60% | 60% | 60% | 60% | 60% | 60% | 60% | 60% | 60% | 60% | 60% | 60% | 60% | 60% | 60% | 60% | 60% | 60%
Reference | Ind-Process Control | Industrial | Mfg-Materials | 60% | 60% | 60% | 60% | 60% | 60% | 60% | 60% | 60% | 60% | 60% | 60% | 60% | 60% | 60% | 60% | 60% | 60% | 60% | 60% | 60% | 60% | 60% | 60% | 60% | 60% | 60% | 60% | 60% | 60%
Reference | Ind-Refrigeration control | Industrial | Chem/Petrol | 60% | 60% | 60% | 60% | 60% | 60% | 60% | 60% | 60% | 60% | 60% | 60% | 60% | 60% | 60% | 60% | 60% | 60% | 60% | 60% | 60% | 60% | 60% | 60% | 60% | 60% | 60% | 60% | 60% | 60%
Reference | Ind-Refrigeration control | Industrial | Food/Bev | 60% | 60% | 60% | 60% | 60% | 60% | 60% | 60% | 60% | 60% | 60% | 60% | 60% | 60% | 60% | 60% | 60% | 60% | 60% | 60% | 60% | 60% | 60% | 60% | 60% | 60% | 60% | 60% | 60% | 60%
Reference | Ind-Refrigeration control | Industrial | Mfg-Equipment | 60% | 60% | 60% | 60% | 60% | 60% | 60% | 60% | 60% | 60% | 60% | 60% | 60% | 60% | 60% | 60% | 60% | 60% | 60% | 60% | 60% | 60% | 60% | 60% | 60% | 60% | 60% | 60% | 60% | 60%
Reference | Ind-Refrigeration control | Industrial | Mfg-Goods | 60% | 60% | 60% | 60% | 60% | 60% | 60% | 60% | 60% | 60% | 60% | 60% | 60% | 60% | 60% | 60% | 60% | 60% | 60% | 60% | 60% | 60% | 60% | 60% | 60% | 60% | 60% | 60% | 60% | 60%
Reference | Ind-Refrigeration control | Industrial | Mfg-Materials | 60% | 60% | 60% | 60% | 60% | 60% | 60% | 60% | 60% | 60% | 60% | 60% | 60% | 60% | 60% | 60% | 60% | 60% | 60% | 60% | 60% | 60% | 60% | 60% | 60% | 60% | 60% | 60% | 60% | 60%
Reference | Res-Appliances Control | Residential | Multifamily | 25% | 25% | 25% | 25% | 25% | 25% | 25% | 25% | 25% | 25% | 25% | 25% | 25% | 25% | 25% | 25% | 25% | 25% | 25% | 25% | 25% | 25% | 25% | 25% | 25% | 25% | 25% | 25% | 25% | 25%
Reference | Res-Appliances Control | Residential | Singlefamily | 25% | 25% | 25% | 25% | 25% | 25% | 25% | 25% | 25% | 25% | 25% | 25% | 25% | 25% | 25% | 25% | 25% | 25% | 25% | 25% | 25% | 25% | 25% | 25% | 25% | 25% | 25% | 25% | 25% | 25%
Reference | Res-Battery Dispatch | Residential | Res-BTM Battery | 100% | 100% | 100% | 100% | 100% | 100% | 100% | 100% | 100% | 100% | 100% | 100% | 100% | 100% | 100% | 100% | 100% | 100% | 100% | 100% | 100% | 100% | 100% | 100% | 100% | 100% | 100% | 100% | 100% | 100%
Reference | Res-Battery Load Shift | Residential | Res-BTM Battery | 100% | 100% | 100% | 100% | 100% | 100% | 100% | 100% | 100% | 100% | 100% | 100% | 100% | 100% | 100% | 100% | 100% | 100% | 100% | 100% | 100% | 100% | 100% | 100% | 100% | 100% | 100% | 100% | 100% | 100%
Reference | Res-DLC-HVAC-Switch | Residential | Multifamily | 50% | 50% | 50% | 50% | 50% | 50% | 50% | 50% | 50% | 50% | 50% | 50% | 50% | 50% | 50% | 50% | 50% | 50% | 50% | 50% | 50% | 50% | 50% | 50% | 50% | 50% | 50% | 50% | 50% | 50%
Reference | Res-DLC-HVAC-Switch | Residential | Singlefamily | 50% | 50% | 50% | 50% | 50% | 50% | 50% | 50% | 50% | 50% | 50% | 50% | 50% | 50% | 50% | 50% | 50% | 50% | 50% | 50% | 50% | 50% | 50% | 50% | 50% | 50% | 50% | 50% | 50% | 50%
Reference | Res-DLC-Water Heating-Switch | Residential | Multifamily | 50% | 50% | 50% | 50% | 50% | 50% | 50% | 50% | 50% | 50% | 50% | 50% | 50% | 50% | 50% | 50% | 50% | 50% | 50% | 50% | 50% | 50% | 50% | 50% | 50% | 50% | 50% | 50% | 50% | 50%
Reference | Res-DLC-Water Heating-Switch | Residential | Singlefamily | 50% | 50% | 50% | 50% | 50% | 50% | 50% | 50% | 50% | 50% | 50% | 50% | 50% | 50% | 50% | 50% | 50% | 50% | 50% | 50% | 50% | 50% | 50% | 50% | 50% | 50% | 50% | 50% | 50% | 50%
Reference | Res-HVAC-Thermostat | Residential | Multifamily | 65% | 65% | 65% | 65% | 65% | 65% | 65% | 65% | 65% | 65% | 65% | 65% | 65% | 65% | 65% | 65% | 65% | 65% | 65% | 65% | 65% | 65% | 65% | 65% | 65% | 65% | 65% | 65% | 65% | 65%
Reference | Res-HVAC-Thermostat | Residential | Singlefamily | 65% | 65% | 65% | 65% | 65% | 65% | 65% | 65% | 65% | 65% | 65% | 65% | 65% | 65% | 65% | 65% | 65% | 65% | 65% | 65% | 65% | 65% | 65% | 65% | 65% | 65% | 65% | 65% | 65% | 65%
Reference | Res-Lighting Control | Residential | Multifamily | 35% | 35% | 35% | 35% | 35% | 35% | 35% | 35% | 35% | 35% | 35% | 35% | 35% | 35% | 35% | 35% | 35% | 35% | 35% | 35% | 35% | 35% | 35% | 35% | 35% | 35% | 35% | 35% | 35% | 35%
Reference | Res-Lighting Control | Residential | Singlefamily | 35% | 35% | 35% | 35% | 35% | 35% | 35% | 35% | 35% | 35% | 35% | 35% | 35% | 35% | 35% | 35% | 35% | 35% | 35% | 35% | 35% | 35% | 35% | 35% | 35% | 35% | 35% | 35% | 35% | 35%
Reference | Res-Other end uses control | Residential | Multifamily | 50% | 50% | 50% | 50% | 50% | 50% | 50% | 50% | 50% | 50% | 50% | 50% | 50% | 50% | 50% | 50% | 50% | 50% | 50% | 50% | 50% | 50% | 50% | 50% | 50% | 50% | 50% | 50% | 50% | 50%
Reference | Res-Other end uses control | Residential | Singlefamily | 50% | 50% | 50% | 50% | 50% | 50% | 50% | 50% | 50% | 50% | 50% | 50% | 50% | 50% | 50% | 50% | 50% | 50% | 50% | 50% | 50% | 50% | 50% | 50% | 50% | 50% | 50% | 50% | 50% | 50%
Reference | Res-Water Heating-Add-on CTA 2045 control | Residential | Multifamily | 40% | 40% | 40% | 40% | 40% | 40% | 40% | 40% | 40% | 40% | 40% | 40% | 40% | 40% | 40% | 40% | 40% | 40% | 40% | 40% | 40% | 40% | 40% | 40% | 40% | 40% | 40% | 40% | 40% | 40%
Reference | Res-Water Heating-Add-on CTA 2045 control | Residential | Singlefamily | 40% | 40% | 40% | 40% | 40% | 40% | 40% | 40% | 40% | 40% | 40% | 40% | 40% | 40% | 40% | 40% | 40% | 40% | 40% | 40% | 40% | 40% | 40% | 40% | 40% | 40% | 40% | 40% | 40% | 40%
Reference | Res-Water Heating-Smart Water Heater | Residential | Multifamily | 40% | 40% | 40% | 40% | 40% | 40% | 40% | 40% | 40% | 40% | 40% | 40% | 40% | 40% | 40% | 40% | 40% | 40% | 40% | 40% | 40% | 40% | 40% | 40% | 40% | 40% | 40% | 40% | 40% | 40%
Reference | Res-Water Heating-Smart Water Heater | Residential | Singlefamily | 40% | 40% | 40% | 40% | 40% | 40% | 40% | 40% | 40% | 40% | 40% | 40% | 40% | 40% | 40% | 40% | 40% | 40% | 40% | 40% | 40% | 40% | 40% | 40% | 40% | 40% | 40% | 40% | 40% | 40%
Reference | Water Supply/WW pumping control | Agricultural | Ag-Animal | 66% | 66% | 66% | 66% | 66% | 66% | 66% | 66% | 66% | 66% | 66% | 66% | 66% | 66% | 66% | 66% | 66% | 66% | 66% | 66% | 66% | 66% | 66% | 66% | 66% | 66% | 66% | 66% | 66% | 66%
Reference | Water Supply/WW pumping control | Agricultural | Ag-Crop | 66% | 66% | 66% | 66% | 66% | 66% | 66% | 66% | 66% | 66% | 66% | 66% | 66% | 66% | 66% | 66% | 66% | 66% | 66% | 66% | 66% | 66% | 66% | 66% | 66% | 66% | 66% | 66% | 66% | 66%
Reference | Water Supply/WW pumping control | Agricultural | Water, Irrigation | 66% | 66% | 66% | 66% | 66% | 66% | 66% | 66% | 66% | 66% | 66% | 66% | 66% | 66% | 66% | 66% | 66% | 66% | 66% | 66% | 66% | 66% | 66% | 66% | 66% | 66% | 66% | 66% | 66% | 66%
Reference | Water Supply/WW pumping control | Agricultural | Water, Municipal | 50% | 50% | 50% | 50% | 50% | 50% | 50% | 50% | 50% | 50% | 50% | 50% | 50% | 50% | 50% | 50% | 50% | 50% | 50% | 50% | 50% | 50% | 50% | 50% | 50% | 50% | 50% | 50% | 50% | 50%
Ambitious | Ag-Auto-DR-Pumping Control | Agricultural | Ag-Animal | 66% | 66% | 66% | 66% | 66% | 66% | 66% | 66% | 66% | 66% | 66% | 66% | 66% | 66% | 66% | 66% | 66% | 66% | 66% | 66% | 66% | 66% | 66% | 66% | 66% | 66% | 66% | 66% | 66% | 66%
Ambitious | Ag-Auto-DR-Pumping Control | Agricultural | Ag-Crop | 66% | 66% | 66% | 66% | 66% | 66% | 66% | 66% | 66% | 66% | 66% | 66% | 66% | 66% | 66% | 66% | 66% | 66% | 66% | 66% | 66% | 66% | 66% | 66% | 66% | 66% | 66% | 66% | 66% | 66%
Ambitious | Ag-Auto-DR-Pumping Control | Agricultural | Water, Irrigation | 66% | 66% | 66% | 66% | 66% | 66% | 66% | 66% | 66% | 66% | 66% | 66% | 66% | 66% | 66% | 66% | 66% | 66% | 66% | 66% | 66% | 66% | 66% | 66% | 66% | 66% | 66% | 66% | 66% | 66%
Ambitious | Ag-Auto-DR-Pumping Control | Agricultural | Water, Municipal | 50% | 50% | 50% | 50% | 50% | 50% | 50% | 50% | 50% | 50% | 50% | 50% | 50% | 50% | 50% | 50% | 50% | 50% | 50% | 50% | 50% | 50% | 50% | 50% | 50% | 50% | 50% | 50% | 50% | 50%
Ambitious | Ag-Battery Dispatch | Agricultural | Ag-BTM Battery | 100% | 100% | 100% | 100% | 100% | 100% | 100% | 100% | 100% | 100% | 100% | 100% | 100% | 100% | 100% | 100% | 100% | 100% | 100% | 100% | 100% | 100% | 100% | 100% | 100% | 100% | 100% | 100% | 100% | 100%
Ambitious | Ag-Battery Load Shift | Agricultural | Ag-BTM Battery | 100% | 100% | 100% | 100% | 100% | 100% | 100% | 100% | 100% | 100% | 100% | 100% | 100% | 100% | 100% | 100% | 100% | 100% | 100% | 100% | 100% | 100% | 100% | 100% | 100% | 100% | 100% | 100% | 100% | 100%
Ambitious | Ag-DLC Switch-Pumping Control | Agricultural | Ag-Animal | 66% | 66% | 66% | 66% | 66% | 66% | 66% | 66% | 66% | 66% | 66% | 66% | 66% | 66% | 66% | 66% | 66% | 66% | 66% | 66% | 66% | 66% | 66% | 66% | 66% | 66% | 66% | 66% | 66% | 66%
Ambitious | Ag-DLC Switch-Pumping Control | Agricultural | Ag-Crop | 66% | 66% | 66% | 66% | 66% | 66% | 66% | 66% | 66% | 66% | 66% | 66% | 66% | 66% | 66% | 66% | 66% | 66% | 66% | 66% | 66% | 66% | 66% | 66% | 66% | 66% | 66% | 66% | 66% | 66%
Ambitious | Ag-DLC Switch-Pumping Control | Agricultural | Water, Irrigation | 66% | 66% | 66% | 66% | 66% | 66% | 66% | 66% | 66% | 66% | 66% | 66% | 66% | 66% | 66% | 66% | 66% | 66% | 66% | 66% | 66% | 66% | 66% | 66% | 66% | 66% | 66% | 66% | 66% | 66%
Ambitious | Ag-DLC Switch-Pumping Control | Agricultural | Water, Municipal | 50% | 50% | 50% | 50% | 50% | 50% | 50% | 50% | 50% | 50% | 50% | 50% | 50% | 50% | 50% | 50% | 50% | 50% | 50% | 50% | 50% | 50% | 50% | 50% | 50% | 50% | 50% | 50% | 50% | 50%
Ambitious | Com-Battery Dispatch | Commercial | Com-BTM Battery | 100% | 100% | 100% | 100% | 100% | 100% | 100% | 100% | 100% | 100% | 100% | 100% | 100% | 100% | 100% | 100% | 100% | 100% | 100% | 100% | 100% | 100% | 100% | 100% | 100% | 100% | 100% | 100% | 100% | 100%
Ambitious | Com-Battery Load Shift | Commercial | Com-BTM Battery | 100% | 100% | 100% | 100% | 100% | 100% | 100% | 100% | 100% | 100% | 100% | 100% | 100% | 100% | 100% | 100% | 100% | 100% | 100% | 100% | 100% | 100% | 100% | 100% | 100% | 100% | 100% | 100% | 100% | 100%
Ambitious | Com-DLC-HVAC-Switch | Commercial | Com - College | 50% | 50% | 50% | 50% | 50% | 50% | 50% | 50% | 50% | 50% | 50% | 50% | 50% | 50% | 50% | 50% | 50% | 50% | 50% | 50% | 50% | 50% | 50% | 50% | 50% | 50% | 50% | 50% | 50% | 50%
Ambitious | Com-DLC-HVAC-Switch | Commercial | Com - Grocery | 50% | 50% | 50% | 50% | 50% | 50% | 50% | 50% | 50% | 50% | 50% | 50% | 50% | 50% | 50% | 50% | 50% | 50% | 50% | 50% | 50% | 50% | 50% | 50% | 50% | 50% | 50% | 50% | 50% | 50%
Ambitious | Com-DLC-HVAC-Switch | Commercial | Com - Health | 50% | 50% | 50% | 50% | 50% | 50% | 50% | 50% | 50% | 50% | 50% | 50% | 50% | 50% | 50% | 50% | 50% | 50% | 50% | 50% | 50% | 50% | 50% | 50% | 50% | 50% | 50% | 50% | 50% | 50%
Ambitious | Com-DLC-HVAC-Switch | Commercial | Com - Lodging | 50% | 50% | 50% | 50% | 50% | 50% | 50% | 50% | 50% | 50% | 50% | 50% | 50% | 50% | 50% | 50% | 50% | 50% | 50% | 50% | 50% | 50% | 50% | 50% | 50% | 50% | 50% | 50% | 50% | 50%
Ambitious | Com-DLC-HVAC-Switch | Commercial | Com - Office (Large) | 50% | 50% | 50% | 50% | 50% | 50% | 50% | 50% | 50% | 50% | 50% | 50% | 50% | 50% | 50% | 50% | 50% | 50% | 50% | 50% | 50% | 50% | 50% | 50% | 50% | 50% | 50% | 50% | 50% | 50%
Ambitious | Com-DLC-HVAC-Switch | Commercial | Com - Office (Small) | 50% | 50% | 50% | 50% | 50% | 50% | 50% | 50% | 50% | 50% | 50% | 50% | 50% | 50% | 50% | 50% | 50% | 50% | 50% | 50% | 50% | 50% | 50% | 50% | 50% | 50% | 50% | 50% | 50% | 50%
Ambitious | Com-DLC-HVAC-Switch | Commercial | Com - Other | 50% | 50% | 50% | 50% | 50% | 50% | 50% | 50% | 50% | 50% | 50% | 50% | 50% | 50% | 50% | 50% | 50% | 50% | 50% | 50% | 50% | 50% | 50% | 50% | 50% | 50% | 50% | 50% | 50% | 50%
Ambitious | Com-DLC-HVAC-Switch | Commercial | Com - Refrig. Warehouse | 50% | 50% | 50% | 50% | 50% | 50% | 50% | 50% | 50% | 50% | 50% | 50% | 50% | 50% | 50% | 50% | 50% | 50% | 50% | 50% | 50% | 50% | 50% | 50% | 50% | 50% | 50% | 50% | 50% | 50%
Ambitious | Com-DLC-HVAC-Switch | Commercial | Com - Restaurant | 50% | 50% | 50% | 50% | 50% | 50% | 50% | 50% | 50% | 50% | 50% | 50% | 50% | 50% | 50% | 50% | 50% | 50% | 50% | 50% | 50% | 50% | 50% | 50% | 50% | 50% | 50% | 50% | 50% | 50%
Ambitious | Com-DLC-HVAC-Switch | Commercial | Com - Retail | 50% | 50% | 50% | 50% | 50% | 50% | 50% | 50% | 50% | 50% | 50% | 50% | 50% | 50% | 50% | 50% | 50% | 50% | 50% | 50% | 50% | 50% | 50% | 50% | 50% | 50% | 50% | 50% | 50% | 50%
Ambitious | Com-DLC-HVAC-Switch | Commercial | Com - School | 50% | 50% | 50% | 50% | 50% | 50% | 50% | 50% | 50% | 50% | 50% | 50% | 50% | 50% | 50% | 50% | 50% | 50% | 50% | 50% | 50% | 50% | 50% | 50% | 50% | 50% | 50% | 50% | 50% | 50%
Ambitious | Com-DLC-HVAC-Switch | Commercial | Com - Warehouse | 50% | 50% | 50% | 50% | 50% | 50% | 50% | 50% | 50% | 50% | 50% | 50% | 50% | 50% | 50% | 50% | 50% | 50% | 50% | 50% | 50% | 50% | 50% | 50% | 50% | 50% | 50% | 50% | 50% | 50%
Ambitious | Com-DLC-Water Heating-Switch | Commercial | Com - College | 50% | 50% | 50% | 50% | 50% | 50% | 50% | 50% | 50% | 50% | 50% | 50% | 50% | 50% | 50% | 50% | 50% | 50% | 50% | 50% | 50% | 50% | 50% | 50% | 50% | 50% | 50% | 50% | 50% | 50%
Ambitious | Com-DLC-Water Heating-Switch | Commercial | Com - Grocery | 50% | 50% | 50% | 50% | 50% | 50% | 50% | 50% | 50% | 50% | 50% | 50% | 50% | 50% | 50% | 50% | 50% | 50% | 50% | 50% | 50% | 50% | 50% | 50% | 50% | 50% | 50% | 50% | 50% | 50%
Ambitious | Com-DLC-Water Heating-Switch | Commercial | Com - Health | 50% | 50% | 50% | 50% | 50% | 50% | 50% | 50% | 50% | 50% | 50% | 50% | 50% | 50% | 50% | 50% | 50% | 50% | 50% | 50% | 50% | 50% | 50% | 50% | 50% | 50% | 50% | 50% | 50% | 50%
Ambitious | Com-DLC-Water Heating-Switch | Commercial | Com - Lodging | 50% | 50% | 50% | 50% | 50% | 50% | 50% | 50% | 50% | 50% | 50% | 50% | 50% | 50% | 50% | 50% | 50% | 50% | 50% | 50% | 50% | 50% | 50% | 50% | 50% | 50% | 50% | 50% | 50% | 50%
Ambitious | Com-DLC-Water Heating-Switch | Commercial | Com - Office (Large) | 50% | 50% | 50% | 50% | 50% | 50% | 50% | 50% | 50% | 50% | 50% | 50% | 50% | 50% | 50% | 50% | 50% | 50% | 50% | 50% | 50% | 50% | 50% | 50% | 50% | 50% | 50% | 50% | 50% | 50%
Ambitious | Com-DLC-Water Heating-Switch | Commercial | Com - Office (Small) | 50% | 50% | 50% | 50% | 50% | 50% | 50% | 50% | 50% | 50% | 50% | 50% | 50% | 50% | 50% | 50% | 50% | 50% | 50% | 50% | 50% | 50% | 50% | 50% | 50% | 50% | 50% | 50% | 50% | 50%
Ambitious | Com-DLC-Water Heating-Switch | Commercial | Com - Other | 50% | 50% | 50% | 50% | 50% | 50% | 50% | 50% | 50% | 50% | 50% | 50% | 50% | 50% | 50% | 50% | 50% | 50% | 50% | 50% | 50% | 50% | 50% | 50% | 50% | 50% | 50% | 50% | 50% | 50%
Ambitious | Com-DLC-Water Heating-Switch | Commercial | Com - Refrig. Warehouse | 50% | 50% | 50% | 50% | 50% | 50% | 50% | 50% | 50% | 50% | 50% | 50% | 50% | 50% | 50% | 50% | 50% | 50% | 50% | 50% | 50% | 50% | 50% | 50% | 50% | 50% | 50% | 50% | 50% | 50%
Ambitious | Com-DLC-Water Heating-Switch | Commercial | Com - Restaurant | 50% | 50% | 50% | 50% | 50% | 50% | 50% | 50% | 50% | 50% | 50% | 50% | 50% | 50% | 50% | 50% | 50% | 50% | 50% | 50% | 50% | 50% | 50% | 50% | 50% | 50% | 50% | 50% | 50% | 50%
Ambitious | Com-DLC-Water Heating-Switch | Commercial | Com - Retail | 50% | 50% | 50% | 50% | 50% | 50% | 50% | 50% | 50% | 50% | 50% | 50% | 50% | 50% | 50% | 50% | 50% | 50% | 50% | 50% | 50% | 50% | 50% | 50% | 50% | 50% | 50% | 50% | 50% | 50%
Ambitious | Com-DLC-Water Heating-Switch | Commercial | Com - School | 50% | 50% | 50% | 50% | 50% | 50% | 50% | 50% | 50% | 50% | 50% | 50% | 50% | 50% | 50% | 50% | 50% | 50% | 50% | 50% | 50% | 50% | 50% | 50% | 50% | 50% | 50% | 50% | 50% | 50%
Ambitious | Com-DLC-Water Heating-Switch | Commercial | Com - Warehouse | 50% | 50% | 50% | 50% | 50% | 50% | 50% | 50% | 50% | 50% | 50% | 50% | 50% | 50% | 50% | 50% | 50% | 50% | 50% | 50% | 50% | 50% | 50% | 50% | 50% | 50% | 50% | 50% | 50% | 50%
Ambitious | Com-HVAC-EMS | Commercial | Com - College | 50% | 50% | 50% | 50% | 50% | 50% | 50% | 50% | 50% | 50% | 50% | 50% | 50% | 50% | 50% | 50% | 50% | 50% | 50% | 50% | 50% | 50% | 50% | 50% | 50% | 50% | 50% | 50% | 50% | 50%
Ambitious | Com-HVAC-EMS | Commercial | Com - Grocery | 50% | 50% | 50% | 50% | 50% | 50% | 50% | 50% | 50% | 50% | 50% | 50% | 50% | 50% | 50% | 50% | 50% | 50% | 50% | 50% | 50% | 50% | 50% | 50% | 50% | 50% | 50% | 50% | 50% | 50%
Ambitious | Com-HVAC-EMS | Commercial | Com - Health | 50% | 50% | 50% | 50% | 50% | 50% | 50% | 50% | 50% | 50% | 50% | 50% | 50% | 50% | 50% | 50% | 50% | 50% | 50% | 50% | 50% | 50% | 50% | 50% | 50% | 50% | 50% | 50% | 50% | 50%
Ambitious | Com-HVAC-EMS | Commercial | Com - Lodging | 50% | 50% | 50% | 50% | 50% | 50% | 50% | 50% | 50% | 50% | 50% | 50% | 50% | 50% | 50% | 50% | 50% | 50% | 50% | 50% | 50% | 50% | 50% | 50% | 50% | 50% | 50% | 50% | 50% | 50%
Ambitious | Com-HVAC-EMS | Commercial | Com - Office (Large) | 50% | 50% | 50% | 50% | 50% | 50% | 50% | 50% | 50% | 50% | 50% | 50% | 50% | 50% | 50% | 50% | 50% | 50% | 50% | 50% | 50% | 50% | 50% | 50% | 50% | 50% | 50% | 50% | 50% | 50%
Ambitious | Com-HVAC-EMS | Commercial | Com - Office (Small) | 50% | 50% | 50% | 50% | 50% | 50% | 50% | 50% | 50% | 50% | 50% | 50% | 50% | 50% | 50% | 50% | 50% | 50% | 50% | 50% | 50% | 50% | 50% | 50% | 50% | 50% | 50% | 50% | 50% | 50%
Ambitious | Com-HVAC-EMS | Commercial | Com - Other | 50% | 50% | 50% | 50% | 50% | 50% | 50% | 50% | 50% | 50% | 50% | 50% | 50% | 50% | 50% | 50% | 50% | 50% | 50% | 50% | 50% | 50% | 50% | 50% | 50% | 50% | 50% | 50% | 50% | 50%
Ambitious | Com-HVAC-EMS | Commercial | Com - Refrig. Warehouse | 50% | 50% | 50% | 50% | 50% | 50% | 50% | 50% | 50% | 50% | 50% | 50% | 50% | 50% | 50% | 50% | 50% | 50% | 50% | 50% | 50% | 50% | 50% | 50% | 50% | 50% | 50% | 50% | 50% | 50%
Ambitious | Com-HVAC-EMS | Commercial | Com - Restaurant | 50% | 50% | 50% | 50% | 50% | 50% | 50% | 50% | 50% | 50% | 50% | 50% | 50% | 50% | 50% | 50% | 50% | 50% | 50% | 50% | 50% | 50% | 50% | 50% | 50% | 50% | 50% | 50% | 50% | 50%
Ambitious | Com-HVAC-EMS | Commercial | Com - Retail | 50% | 50% | 50% | 50% | 50% | 50% | 50% | 50% | 50% | 50% | 50% | 50% | 50% | 50% | 50% | 50% | 50% | 50% | 50% | 50% | 50% | 50% | 50% | 50% | 50% | 50% | 50% | 50% | 50% | 50%
Ambitious | Com-HVAC-EMS | Commercial | Com - School | 50% | 50% | 50% | 50% | 50% | 50% | 50% | 50% | 50% | 50% | 50% | 50% | 50% | 50% | 50% | 50% | 50% | 50% | 50% | 50% | 50% | 50% | 50% | 50% | 50% | 50% | 50% | 50% | 50% | 50%
Ambitious | Com-HVAC-EMS | Commercial | Com - Warehouse | 50% | 50% | 50% | 50% | 50% | 50% | 50% | 50% | 50% | 50% | 50% | 50% | 50% | 50% | 50% | 50% | 50% | 50% | 50% | 50% | 50% | 50% | 50% | 50% | 50% | 50% | 50% | 50% | 50% | 50%
Ambitious | Com-HVAC-TES | Commercial | Com - College | 100% | 100% | 100% | 100% | 100% | 100% | 100% | 100% | 100% | 100% | 100% | 100% | 100% | 100% | 100% | 100% | 100% | 100% | 100% | 100% | 100% | 100% | 100% | 100% | 100% | 100% | 100% | 100% | 100% | 100%
Ambitious | Com-HVAC-TES | Commercial | Com - Grocery | 100% | 100% | 100% | 100% | 100% | 100% | 100% | 100% | 100% | 100% | 100% | 100% | 100% | 100% | 100% | 100% | 100% | 100% | 100% | 100% | 100% | 100% | 100% | 100% | 100% | 100% | 100% | 100% | 100% | 100%
Ambitious | Com-HVAC-TES | Commercial | Com - Health | 100% | 100% | 100% | 100% | 100% | 100% | 100% | 100% | 100% | 100% | 100% | 100% | 100% | 100% | 100% | 100% | 100% | 100% | 100% | 100% | 100% | 100% | 100% | 100% | 100% | 100% | 100% | 100% | 100% | 100%
Ambitious | Com-HVAC-TES | Commercial | Com - Lodging | 100% | 100% | 100% | 100% | 100% | 100% | 100% | 100% | 100% | 100% | 100% | 100% | 100% | 100% | 100% | 100% | 100% | 100% | 100% | 100% | 100% | 100% | 100% | 100% | 100% | 100% | 100% | 100% | 100% | 100%
Ambitious | Com-HVAC-TES | Commercial | Com - Office (Large) | 100% | 100% | 100% | 100% | 100% | 100% | 100% | 100% | 100% | 100% | 100% | 100% | 100% | 100% | 100% | 100% | 100% | 100% | 100% | 100% | 100% | 100% | 100% | 100% | 100% | 100% | 100% | 100% | 100% | 100%
Ambitious | Com-HVAC-TES | Commercial | Com - Office (Small) | 100% | 100% | 100% | 100% | 100% | 100% | 100% | 100% | 100% | 100% | 100% | 100% | 100% | 100% | 100% | 100% | 100% | 100% | 100% | 100% | 100% | 100% | 100% | 100% | 100% | 100% | 100% | 100% | 100% | 100%
Ambitious | Com-HVAC-TES | Commercial | Com - Other | 100% | 100% | 100% | 100% | 100% | 100% | 100% | 100% | 100% | 100% | 100% | 100% | 100% | 100% | 100% | 100% | 100% | 100% | 100% | 100% | 100% | 100% | 100% | 100% | 100% | 100% | 100% | 100% | 100% | 100%
Ambitious | Com-HVAC-TES | Commercial | Com - Refrig. Warehouse | 100% | 100% | 100% | 100% | 100% | 100% | 100% | 100% | 100% | 100% | 100% | 100% | 100% | 100% | 100% | 100% | 100% | 100% | 100% | 100% | 100% | 100% | 100% | 100% | 100% | 100% | 100% | 100% | 100% | 100%
Ambitious | Com-HVAC-TES | Commercial | Com - Restaurant | 100% | 100% | 100% | 100% | 100% | 100% | 100% | 100% | 100% | 100% | 100% | 100% | 100% | 100% | 100% | 100% | 100% | 100% | 100% | 100% | 100% | 100% | 100% | 100% | 100% | 100% | 100% | 100% | 100% | 100%
Ambitious | Com-HVAC-TES | Commercial | Com - Retail | 100% | 100% | 100% | 100% | 100% | 100% | 100% | 100% | 100% | 100% | 100% | 100% | 100% | 100% | 100% | 100% | 100% | 100% | 100% | 100% | 100% | 100% | 100% | 100% | 100% | 100% | 100% | 100% | 100% | 100%
Ambitious | Com-HVAC-TES | Commercial | Com - School | 100% | 100% | 100% | 100% | 100% | 100% | 100% | 100% | 100% | 100% | 100% | 100% | 100% | 100% | 100% | 100% | 100% | 100% | 100% | 100% | 100% | 100% | 100% | 100% | 100% | 100% | 100% | 100% | 100% | 100%
Ambitious | Com-HVAC-TES | Commercial | Com - Warehouse | 100% | 100% | 100% | 100% | 100% | 100% | 100% | 100% | 100% | 100% | 100% | 100% | 100% | 100% | 100% | 100% | 100% | 100% | 100% | 100% | 100% | 100% | 100% | 100% | 100% | 100% | 100% | 100% | 100% | 100%
Ambitious | Com-HVAC-Thermostat | Commercial | Com - College | 50% | 50% | 50% | 50% | 50% | 50% | 50% | 50% | 50% | 50% | 50% | 50% | 50% | 50% | 50% | 50% | 50% | 50% | 50% | 50% | 50% | 50% | 50% | 50% | 50% | 50% | 50% | 50% | 50% | 50%
Ambitious | Com-HVAC-Thermostat | Commercial | Com - Grocery | 50% | 50% | 50% | 50% | 50% | 50% | 50% | 50% | 50% | 50% | 50% | 50% | 50% | 50% | 50% | 50% | 50% | 50% | 50% | 50% | 50% | 50% | 50% | 50% | 50% | 50% | 50% | 50% | 50% | 50%
Ambitious | Com-HVAC-Thermostat | Commercial | Com - Health | 50% | 50% | 50% | 50% | 50% | 50% | 50% | 50% | 50% | 50% | 50% | 50% | 50% | 50% | 50% | 50% | 50% | 50% | 50% | 50% | 50% | 50% | 50% | 50% | 50% | 50% | 50% | 50% | 50% | 50%
Ambitious | Com-HVAC-Thermostat | Commercial | Com - Lodging | 50% | 50% | 50% | 50% | 50% | 50% | 50% | 50% | 50% | 50% | 50% | 50% | 50% | 50% | 50% | 50% | 50% | 50% | 50% | 50% | 50% | 50% | 50% | 50% | 50% | 50% | 50% | 50% | 50% | 50%
Ambitious | Com-HVAC-Thermostat | Commercial | Com - Office (Large) | 50% | 50% | 50% | 50% | 50% | 50% | 50% | 50% | 50% | 50% | 50% | 50% | 50% | 50% | 50% | 50% | 50% | 50% | 50% | 50% | 50% | 50% | 50% | 50% | 50% | 50% | 50% | 50% | 50% | 50%
Ambitious | Com-HVAC-Thermostat | Commercial | Com - Office (Small) | 50% | 50% | 50% | 50% | 50% | 50% | 50% | 50% | 50% | 50% | 50% | 50% | 50% | 50% | 50% | 50% | 50% | 50% | 50% | 50% | 50% | 50% | 50% | 50% | 50% | 50% | 50% | 50% | 50% | 50%
Ambitious | Com-HVAC-Thermostat | Commercial | Com - Other | 50% | 50% | 50% | 50% | 50% | 50% | 50% | 50% | 50% | 50% | 50% | 50% | 50% | 50% | 50% | 50% | 50% | 50% | 50% | 50% | 50% | 50% | 50% | 50% | 50% | 50% | 50% | 50% | 50% | 50%
Ambitious | Com-HVAC-Thermostat | Commercial | Com - Refrig. Warehouse | 50% | 50% | 50% | 50% | 50% | 50% | 50% | 50% | 50% | 50% | 50% | 50% | 50% | 50% | 50% | 50% | 50% | 50% | 50% | 50% | 50% | 50% | 50% | 50% | 50% | 50% | 50% | 50% | 50% | 50%
Ambitious | Com-HVAC-Thermostat | Commercial | Com - Restaurant | 50% | 50% | 50% | 50% | 50% | 50% | 50% | 50% | 50% | 50% | 50% | 50% | 50% | 50% | 50% | 50% | 50% | 50% | 50% | 50% | 50% | 50% | 50% | 50% | 50% | 50% | 50% | 50% | 50% | 50%
Ambitious | Com-HVAC-Thermostat | Commercial | Com - Retail | 50% | 50% | 50% | 50% | 50% | 50% | 50% | 50% | 50% | 50% | 50% | 50% | 50% | 50% | 50% | 50% | 50% | 50% | 50% | 50% | 50% | 50% | 50% | 50% | 50% | 50% | 50% | 50% | 50% | 50%
Ambitious | Com-HVAC-Thermostat | Commercial | Com - School | 50% | 50% | 50% | 50% | 50% | 50% | 50% | 50% | 50% | 50% | 50% | 50% | 50% | 50% | 50% | 50% | 50% | 50% | 50% | 50% | 50% | 50% | 50% | 50% | 50% | 50% | 50% | 50% | 50% | 50%
Ambitious | Com-HVAC-Thermostat | Commercial | Com - Warehouse | 50% | 50% | 50% | 50% | 50% | 50% | 50% | 50% | 50% | 50% | 50% | 50% | 50% | 50% | 50% | 50% | 50% | 50% | 50% | 50% | 50% | 50% | 50% | 50% | 50% | 50% | 50% | 50% | 50% | 50%
Ambitious | Com-Lighting control | Commercial | Com - College | 35% | 35% | 35% | 35% | 35% | 35% | 35% | 35% | 35% | 35% | 35% | 35% | 35% | 35% | 35% | 35% | 35% | 35% | 35% | 35% | 35% | 35% | 35% | 35% | 35% | 35% | 35% | 35% | 35% | 35%
Ambitious | Com-Lighting control | Commercial | Com - Grocery | 35% | 35% | 35% | 35% | 35% | 35% | 35% | 35% | 35% | 35% | 35% | 35% | 35% | 35% | 35% | 35% | 35% | 35% | 35% | 35% | 35% | 35% | 35% | 35% | 35% | 35% | 35% | 35% | 35% | 35%
Ambitious | Com-Lighting control | Commercial | Com - Health | 35% | 35% | 35% | 35% | 35% | 35% | 35% | 35% | 35% | 35% | 35% | 35% | 35% | 35% | 35% | 35% | 35% | 35% | 35% | 35% | 35% | 35% | 35% | 35% | 35% | 35% | 35% | 35% | 35% | 35%
Ambitious | Com-Lighting control | Commercial | Com - Lodging | 35% | 35% | 35% | 35% | 35% | 35% | 35% | 35% | 35% | 35% | 35% | 35% | 35% | 35% | 35% | 35% | 35% | 35% | 35% | 35% | 35% | 35% | 35% | 35% | 35% | 35% | 35% | 35% | 35% | 35%
Ambitious | Com-Lighting control | Commercial | Com - Office (Large) | 35% | 35% | 35% | 35% | 35% | 35% | 35% | 35% | 35% | 35% | 35% | 35% | 35% | 35% | 35% | 35% | 35% | 35% | 35% | 35% | 35% | 35% | 35% | 35% | 35% | 35% | 35% | 35% | 35% | 35%
Ambitious | Com-Lighting control | Commercial | Com - Office (Small) | 35% | 35% | 35% | 35% | 35% | 35% | 35% | 35% | 35% | 35% | 35% | 35% | 35% | 35% | 35% | 35% | 35% | 35% | 35% | 35% | 35% | 35% | 35% | 35% | 35% | 35% | 35% | 35% | 35% | 35%
Ambitious | Com-Lighting control | Commercial | Com - Other | 35% | 35% | 35% | 35% | 35% | 35% | 35% | 35% | 35% | 35% | 35% | 35% | 35% | 35% | 35% | 35% | 35% | 35% | 35% | 35% | 35% | 35% | 35% | 35% | 35% | 35% | 35% | 35% | 35% | 35%
Ambitious | Com-Lighting control | Commercial | Com - Refrig. Warehouse | 35% | 35% | 35% | 35% | 35% | 35% | 35% | 35% | 35% | 35% | 35% | 35% | 35% | 35% | 35% | 35% | 35% | 35% | 35% | 35% | 35% | 35% | 35% | 35% | 35% | 35% | 35% | 35% | 35% | 35%
Ambitious | Com-Lighting control | Commercial | Com - Restaurant | 35% | 35% | 35% | 35% | 35% | 35% | 35% | 35% | 35% | 35% | 35% | 35% | 35% | 35% | 35% | 35% | 35% | 35% | 35% | 35% | 35% | 35% | 35% | 35% | 35% | 35% | 35% | 35% | 35% | 35%
Ambitious | Com-Lighting control | Commercial | Com - Retail | 35% | 35% | 35% | 35% | 35% | 35% | 35% | 35% | 35% | 35% | 35% | 35% | 35% | 35% | 35% | 35% | 35% | 35% | 35% | 35% | 35% | 35% | 35% | 35% | 35% | 35% | 35% | 35% | 35% | 35%
Ambitious | Com-Lighting control | Commercial | Com - School | 35% | 35% | 35% | 35% | 35% | 35% | 35% | 35% | 35% | 35% | 35% | 35% | 35% | 35% | 35% | 35% | 35% | 35% | 35% | 35% | 35% | 35% | 35% | 35% | 35% | 35% | 35% | 35% | 35% | 35%
Ambitious | Com-Lighting control | Commercial | Com - Warehouse | 35% | 35% | 35% | 35% | 35% | 35% | 35% | 35% | 35% | 35% | 35% | 35% | 35% | 35% | 35% | 35% | 35% | 35% | 35% | 35% | 35% | 35% | 35% | 35% | 35% | 35% | 35% | 35% | 35% | 35%
Ambitious | Com-Other End Uses Control | Commercial | Com - College | 50% | 50% | 50% | 50% | 50% | 50% | 50% | 50% | 50% | 50% | 50% | 50% | 50% | 50% | 50% | 50% | 50% | 50% | 50% | 50% | 50% | 50% | 50% | 50% | 50% | 50% | 50% | 50% | 50% | 50%
Ambitious | Com-Other End Uses Control | Commercial | Com - Grocery | 50% | 50% | 50% | 50% | 50% | 50% | 50% | 50% | 50% | 50% | 50% | 50% | 50% | 50% | 50% | 50% | 50% | 50% | 50% | 50% | 50% | 50% | 50% | 50% | 50% | 50% | 50% | 50% | 50% | 50%
Ambitious | Com-Other End Uses Control | Commercial | Com - Health | 50% | 50% | 50% | 50% | 50% | 50% | 50% | 50% | 50% | 50% | 50% | 50% | 50% | 50% | 50% | 50% | 50% | 50% | 50% | 50% | 50% | 50% | 50% | 50% | 50% | 50% | 50% | 50% | 50% | 50%
Ambitious | Com-Other End Uses Control | Commercial | Com - Lodging | 50% | 50% | 50% | 50% | 50% | 50% | 50% | 50% | 50% | 50% | 50% | 50% | 50% | 50% | 50% | 50% | 50% | 50% | 50% | 50% | 50% | 50% | 50% | 50% | 50% | 50% | 50% | 50% | 50% | 50%
Ambitious | Com-Other End Uses Control | Commercial | Com - Office (Large) | 50% | 50% | 50% | 50% | 50% | 50% | 50% | 50% | 50% | 50% | 50% | 50% | 50% | 50% | 50% | 50% | 50% | 50% | 50% | 50% | 50% | 50% | 50% | 50% | 50% | 50% | 50% | 50% | 50% | 50%
Ambitious | Com-Other End Uses Control | Commercial | Com - Office (Small) | 50% | 50% | 50% | 50% | 50% | 50% | 50% | 50% | 50% | 50% | 50% | 50% | 50% | 50% | 50% | 50% | 50% | 50% | 50% | 50% | 50% | 50% | 50% | 50% | 50% | 50% | 50% | 50% | 50% | 50%
Ambitious | Com-Other End Uses Control | Commercial | Com - Other | 50% | 50% | 50% | 50% | 50% | 50% | 50% | 50% | 50% | 50% | 50% | 50% | 50% | 50% | 50% | 50% | 50% | 50% | 50% | 50% | 50% | 50% | 50% | 50% | 50% | 50% | 50% | 50% | 50% | 50%
Ambitious | Com-Other End Uses Control | Commercial | Com - Refrig. Warehouse | 50% | 50% | 50% | 50% | 50% | 50% | 50% | 50% | 50% | 50% | 50% | 50% | 50% | 50% | 50% | 50% | 50% | 50% | 50% | 50% | 50% | 50% | 50% | 50% | 50% | 50% | 50% | 50% | 50% | 50%
Ambitious | Com-Other End Uses Control | Commercial | Com - Restaurant | 50% | 50% | 50% | 50% | 50% | 50% | 50% | 50% | 50% | 50% | 50% | 50% | 50% | 50% | 50% | 50% | 50% | 50% | 50% | 50% | 50% | 50% | 50% | 50% | 50% | 50% | 50% | 50% | 50% | 50%
Ambitious | Com-Other End Uses Control | Commercial | Com - Retail | 50% | 50% | 50% | 50% | 50% | 50% | 50% | 50% | 50% | 50% | 50% | 50% | 50% | 50% | 50% | 50% | 50% | 50% | 50% | 50% | 50% | 50% | 50% | 50% | 50% | 50% | 50% | 50% | 50% | 50%
Ambitious | Com-Other End Uses Control | Commercial | Com - School | 50% | 50% | 50% | 50% | 50% | 50% | 50% | 50% | 50% | 50% | 50% | 50% | 50% | 50% | 50% | 50% | 50% | 50% | 50% | 50% | 50% | 50% | 50% | 50% | 50% | 50% | 50% | 50% | 50% | 50%
Ambitious | Com-Other End Uses Control | Commercial | Com - Warehouse | 50% | 50% | 50% | 50% | 50% | 50% | 50% | 50% | 50% | 50% | 50% | 50% | 50% | 50% | 50% | 50% | 50% | 50% | 50% | 50% | 50% | 50% | 50% | 50% | 50% | 50% | 50% | 50% | 50% | 50%
Ambitious | Com-Refrigeration control | Commercial | Com - College | 50% | 50% | 50% | 50% | 50% | 50% | 50% | 50% | 50% | 50% | 50% | 50% | 50% | 50% | 50% | 50% | 50% | 50% | 50% | 50% | 50% | 50% | 50% | 50% | 50% | 50% | 50% | 50% | 50% | 50%
Ambitious | Com-Refrigeration control | Commercial | Com - Grocery | 50% | 50% | 50% | 50% | 50% | 50% | 50% | 50% | 50% | 50% | 50% | 50% | 50% | 50% | 50% | 50% | 50% | 50% | 50% | 50% | 50% | 50% | 50% | 50% | 50% | 50% | 50% | 50% | 50% | 50%
Ambitious | Com-Refrigeration control | Commercial | Com - Health | 50% | 50% | 50% | 50% | 50% | 50% | 50% | 50% | 50% | 50% | 50% | 50% | 50% | 50% | 50% | 50% | 50% | 50% | 50% | 50% | 50% | 50% | 50% | 50% | 50% | 50% | 50% | 50% | 50% | 50%
Ambitious | Com-Refrigeration control | Commercial | Com - Lodging | 50% | 50% | 50% | 50% | 50% | 50% | 50% | 50% | 50% | 50% | 50% | 50% | 50% | 50% | 50% | 50% | 50% | 50% | 50% | 50% | 50% | 50% | 50% | 50% | 50% | 50% | 50% | 50% | 50% | 50%
Ambitious | Com-Refrigeration control | Commercial | Com - Office (Large) | 50% | 50% | 50% | 50% | 50% | 50% | 50% | 50% | 50% | 50% | 50% | 50% | 50% | 50% | 50% | 50% | 50% | 50% | 50% | 50% | 50% | 50% | 50% | 50% | 50% | 50% | 50% | 50% | 50% | 50%
Ambitious | Com-Refrigeration control | Commercial | Com - Office (Small) | 50% | 50% | 50% | 50% | 50% | 50% | 50% | 50% | 50% | 50% | 50% | 50% | 50% | 50% | 50% | 50% | 50% | 50% | 50% | 50% | 50% | 50% | 50% | 50% | 50% | 50% | 50% | 50% | 50% | 50%
Ambitious | Com-Refrigeration control | Commercial | Com - Other | 50% | 50% | 50% | 50% | 50% | 50% | 50% | 50% | 50% | 50% | 50% | 50% | 50% | 50% | 50% | 50% | 50% | 50% | 50% | 50% | 50% | 50% | 50% | 50% | 50% | 50% | 50% | 50% | 50% | 50%
Ambitious | Com-Refrigeration control | Commercial | Com - Refrig. Warehouse | 50% | 50% | 50% | 50% | 50% | 50% | 50% | 50% | 50% | 50% | 50% | 50% | 50% | 50% | 50% | 50% | 50% | 50% | 50% | 50% | 50% | 50% | 50% | 50% | 50% | 50% | 50% | 50% | 50% | 50%
Ambitious | Com-Refrigeration control | Commercial | Com - Restaurant | 50% | 50% | 50% | 50% | 50% | 50% | 50% | 50% | 50% | 50% | 50% | 50% | 50% | 50% | 50% | 50% | 50% | 50% | 50% | 50% | 50% | 50% | 50% | 50% | 50% | 50% | 50% | 50% | 50% | 50%
Ambitious | Com-Refrigeration control | Commercial | Com - Retail | 50% | 50% | 50% | 50% | 50% | 50% | 50% | 50% | 50% | 50% | 50% | 50% | 50% | 50% | 50% | 50% | 50% | 50% | 50% | 50% | 50% | 50% | 50% | 50% | 50% | 50% | 50% | 50% | 50% | 50%
Ambitious | Com-Refrigeration control | Commercial | Com - School | 50% | 50% | 50% | 50% | 50% | 50% | 50% | 50% | 50% | 50% | 50% | 50% | 50% | 50% | 50% | 50% | 50% | 50% | 50% | 50% | 50% | 50% | 50% | 50% | 50% | 50% | 50% | 50% | 50% | 50%
Ambitious | Com-Refrigeration control | Commercial | Com - Warehouse | 50% | 50% | 50% | 50% | 50% | 50% | 50% | 50% | 50% | 50% | 50% | 50% | 50% | 50% | 50% | 50% | 50% | 50% | 50% | 50% | 50% | 50% | 50% | 50% | 50% | 50% | 50% | 50% | 50% | 50%
Ambitious | Com-Refrigeration TES | Commercial | Com - College | 100% | 100% | 100% | 100% | 100% | 100% | 100% | 100% | 100% | 100% | 100% | 100% | 100% | 100% | 100% | 100% | 100% | 100% | 100% | 100% | 100% | 100% | 100% | 100% | 100% | 100% | 100% | 100% | 100% | 100%
Ambitious | Com-Refrigeration TES | Commercial | Com - Grocery | 100% | 100% | 100% | 100% | 100% | 100% | 100% | 100% | 100% | 100% | 100% | 100% | 100% | 100% | 100% | 100% | 100% | 100% | 100% | 100% | 100% | 100% | 100% | 100% | 100% | 100% | 100% | 100% | 100% | 100%
Ambitious | Com-Refrigeration TES | Commercial | Com - Health | 100% | 100% | 100% | 100% | 100% | 100% | 100% | 100% | 100% | 100% | 100% | 100% | 100% | 100% | 100% | 100% | 100% | 100% | 100% | 100% | 100% | 100% | 100% | 100% | 100% | 100% | 100% | 100% | 100% | 100%
Ambitious | Com-Refrigeration TES | Commercial | Com - Lodging | 100% | 100% | 100% | 100% | 100% | 100% | 100% | 100% | 100% | 100% | 100% | 100% | 100% | 100% | 100% | 100% | 100% | 100% | 100% | 100% | 100% | 100% | 100% | 100% | 100% | 100% | 100% | 100% | 100% | 100%
Ambitious | Com-Refrigeration TES | Commercial | Com - Office (Large) | 100% | 100% | 100% | 100% | 100% | 100% | 100% | 100% | 100% | 100% | 100% | 100% | 100% | 100% | 100% | 100% | 100% | 100% | 100% | 100% | 100% | 100% | 100% | 100% | 100% | 100% | 100% | 100% | 100% | 100%
Ambitious | Com-Refrigeration TES | Commercial | Com - Office (Small) | 100% | 100% | 100% | 100% | 100% | 100% | 100% | 100% | 100% | 100% | 100% | 100% | 100% | 100% | 100% | 100% | 100% | 100% | 100% | 100% | 100% | 100% | 100% | 100% | 100% | 100% | 100% | 100% | 100% | 100%
Ambitious | Com-Refrigeration TES | Commercial | Com - Other | 100% | 100% | 100% | 100% | 100% | 100% | 100% | 100% | 100% | 100% | 100% | 100% | 100% | 100% | 100% | 100% | 100% | 100% | 100% | 100% | 100% | 100% | 100% | 100% | 100% | 100% | 100% | 100% | 100% | 100%
Ambitious | Com-Refrigeration TES | Commercial | Com - Refrig. Warehouse | 100% | 100% | 100% | 100% | 100% | 100% | 100% | 100% | 100% | 100% | 100% | 100% | 100% | 100% | 100% | 100% | 100% | 100% | 100% | 100% | 100% | 100% | 100% | 100% | 100% | 100% | 100% | 100% | 100% | 100%
Ambitious | Com-Refrigeration TES | Commercial | Com - Restaurant | 100% | 100% | 100% | 100% | 100% | 100% | 100% | 100% | 100% | 100% | 100% | 100% | 100% | 100% | 100% | 100% | 100% | 100% | 100% | 100% | 100% | 100% | 100% | 100% | 100% | 100% | 100% | 100% | 100% | 100%
Ambitious | Com-Refrigeration TES | Commercial | Com - Retail | 100% | 100% | 100% | 100% | 100% | 100% | 100% | 100% | 100% | 100% | 100% | 100% | 100% | 100% | 100% | 100% | 100% | 100% | 100% | 100% | 100% | 100% | 100% | 100% | 100% | 100% | 100% | 100% | 100% | 100%
Ambitious | Com-Refrigeration TES | Commercial | Com - School | 100% | 100% | 100% | 100% | 100% | 100% | 100% | 100% | 100% | 100% | 100% | 100% | 100% | 100% | 100% | 100% | 100% | 100% | 100% | 100% | 100% | 100% | 100% | 100% | 100% | 100% | 100% | 100% | 100% | 100%
Ambitious | Com-Refrigeration TES | Commercial | Com - Warehouse | 100% | 100% | 100% | 100% | 100% | 100% | 100% | 100% | 100% | 100% | 100% | 100% | 100% | 100% | 100% | 100% | 100% | 100% | 100% | 100% | 100% | 100% | 100% | 100% | 100% | 100% | 100% | 100% | 100% | 100%
Ambitious | Com-Water Heating-Add-on CTA 2045 control | Commercial | Com - College | 40% | 40% | 40% | 40% | 40% | 40% | 40% | 40% | 40% | 40% | 40% | 40% | 40% | 40% | 40% | 40% | 40% | 40% | 40% | 40% | 40% | 40% | 40% | 40% | 40% | 40% | 40% | 40% | 40% | 40%
Ambitious | Com-Water Heating-Add-on CTA 2045 control | Commercial | Com - Grocery | 40% | 40% | 40% | 40% | 40% | 40% | 40% | 40% | 40% | 40% | 40% | 40% | 40% | 40% | 40% | 40% | 40% | 40% | 40% | 40% | 40% | 40% | 40% | 40% | 40% | 40% | 40% | 40% | 40% | 40%
Ambitious | Com-Water Heating-Add-on CTA 2045 control | Commercial | Com - Health | 40% | 40% | 40% | 40% | 40% | 40% | 40% | 40% | 40% | 40% | 40% | 40% | 40% | 40% | 40% | 40% | 40% | 40% | 40% | 40% | 40% | 40% | 40% | 40% | 40% | 40% | 40% | 40% | 40% | 40%
Ambitious | Com-Water Heating-Add-on CTA 2045 control | Commercial | Com - Lodging | 40% | 40% | 40% | 40% | 40% | 40% | 40% | 40% | 40% | 40% | 40% | 40% | 40% | 40% | 40% | 40% | 40% | 40% | 40% | 40% | 40% | 40% | 40% | 40% | 40% | 40% | 40% | 40% | 40% | 40%
Ambitious | Com-Water Heating-Add-on CTA 2045 control | Commercial | Com - Office (Large) | 40% | 40% | 40% | 40% | 40% | 40% | 40% | 40% | 40% | 40% | 40% | 40% | 40% | 40% | 40% | 40% | 40% | 40% | 40% | 40% | 40% | 40% | 40% | 40% | 40% | 40% | 40% | 40% | 40% | 40%
Ambitious | Com-Water Heating-Add-on CTA 2045 control | Commercial | Com - Office (Small) | 40% | 40% | 40% | 40% | 40% | 40% | 40% | 40% | 40% | 40% | 40% | 40% | 40% | 40% | 40% | 40% | 40% | 40% | 40% | 40% | 40% | 40% | 40% | 40% | 40% | 40% | 40% | 40% | 40% | 40%
Ambitious | Com-Water Heating-Add-on CTA 2045 control | Commercial | Com - Other | 40% | 40% | 40% | 40% | 40% | 40% | 40% | 40% | 40% | 40% | 40% | 40% | 40% | 40% | 40% | 40% | 40% | 40% | 40% | 40% | 40% | 40% | 40% | 40% | 40% | 40% | 40% | 40% | 40% | 40%
Ambitious | Com-Water Heating-Add-on CTA 2045 control | Commercial | Com - Refrig. Warehouse | 40% | 40% | 40% | 40% | 40% | 40% | 40% | 40% | 40% | 40% | 40% | 40% | 40% | 40% | 40% | 40% | 40% | 40% | 40% | 40% | 40% | 40% | 40% | 40% | 40% | 40% | 40% | 40% | 40% | 40%
Ambitious | Com-Water Heating-Add-on CTA 2045 control | Commercial | Com - Restaurant | 40% | 40% | 40% | 40% | 40% | 40% | 40% | 40% | 40% | 40% | 40% | 40% | 40% | 40% | 40% | 40% | 40% | 40% | 40% | 40% | 40% | 40% | 40% | 40% | 40% | 40% | 40% | 40% | 40% | 40%
Ambitious | Com-Water Heating-Add-on CTA 2045 control | Commercial | Com - Retail | 40% | 40% | 40% | 40% | 40% | 40% | 40% | 40% | 40% | 40% | 40% | 40% | 40% | 40% | 40% | 40% | 40% | 40% | 40% | 40% | 40% | 40% | 40% | 40% | 40% | 40% | 40% | 40% | 40% | 40%
Ambitious | Com-Water Heating-Add-on CTA 2045 control | Commercial | Com - School | 40% | 40% | 40% | 40% | 40% | 40% | 40% | 40% | 40% | 40% | 40% | 40% | 40% | 40% | 40% | 40% | 40% | 40% | 40% | 40% | 40% | 40% | 40% | 40% | 40% | 40% | 40% | 40% | 40% | 40%
Ambitious | Com-Water Heating-Add-on CTA 2045 control | Commercial | Com - Warehouse | 40% | 40% | 40% | 40% | 40% | 40% | 40% | 40% | 40% | 40% | 40% | 40% | 40% | 40% | 40% | 40% | 40% | 40% | 40% | 40% | 40% | 40% | 40% | 40% | 40% | 40% | 40% | 40% | 40% | 40%
Ambitious | Com-Water Heating-Smart Water Heater | Commercial | Com - College | 40% | 40% | 40% | 40% | 40% | 40% | 40% | 40% | 40% | 40% | 40% | 40% | 40% | 40% | 40% | 40% | 40% | 40% | 40% | 40% | 40% | 40% | 40% | 40% | 40% | 40% | 40% | 40% | 40% | 40%
Ambitious | Com-Water Heating-Smart Water Heater | Commercial | Com - Grocery | 40% | 40% | 40% | 40% | 40% | 40% | 40% | 40% | 40% | 40% | 40% | 40% | 40% | 40% | 40% | 40% | 40% | 40% | 40% | 40% | 40% | 40% | 40% | 40% | 40% | 40% | 40% | 40% | 40% | 40%
Ambitious | Com-Water Heating-Smart Water Heater | Commercial | Com - Health | 40% | 40% | 40% | 40% | 40% | 40% | 40% | 40% | 40% | 40% | 40% | 40% | 40% | 40% | 40% | 40% | 40% | 40% | 40% | 40% | 40% | 40% | 40% | 40% | 40% | 40% | 40% | 40% | 40% | 40%
Ambitious | Com-Water Heating-Smart Water Heater | Commercial | Com - Lodging | 40% | 40% | 40% | 40% | 40% | 40% | 40% | 40% | 40% | 40% | 40% | 40% | 40% | 40% | 40% | 40% | 40% | 40% | 40% | 40% | 40% | 40% | 40% | 40% | 40% | 40% | 40% | 40% | 40% | 40%
Ambitious | Com-Water Heating-Smart Water Heater | Commercial | Com - Office (Large) | 40% | 40% | 40% | 40% | 40% | 40% | 40% | 40% | 40% | 40% | 40% | 40% | 40% | 40% | 40% | 40% | 40% | 40% | 40% | 40% | 40% | 40% | 40% | 40% | 40% | 40% | 40% | 40% | 40% | 40%
Ambitious | Com-Water Heating-Smart Water Heater | Commercial | Com - Office (Small) | 40% | 40% | 40% | 40% | 40% | 40% | 40% | 40% | 40% | 40% | 40% | 40% | 40% | 40% | 40% | 40% | 40% | 40% | 40% | 40% | 40% | 40% | 40% | 40% | 40% | 40% | 40% | 40% | 40% | 40%
Ambitious | Com-Water Heating-Smart Water Heater | Commercial | Com - Other | 40% | 40% | 40% | 40% | 40% | 40% | 40% | 40% | 40% | 40% | 40% | 40% | 40% | 40% | 40% | 40% | 40% | 40% | 40% | 40% | 40% | 40% | 40% | 40% | 40% | 40% | 40% | 40% | 40% | 40%
Ambitious | Com-Water Heating-Smart Water Heater | Commercial | Com - Refrig. Warehouse | 40% | 40% | 40% | 40% | 40% | 40% | 40% | 40% | 40% | 40% | 40% | 40% | 40% | 40% | 40% | 40% | 40% | 40% | 40% | 40% | 40% | 40% | 40% | 40% | 40% | 40% | 40% | 40% | 40% | 40%
Ambitious | Com-Water Heating-Smart Water Heater | Commercial | Com - Restaurant | 40% | 40% | 40% | 40% | 40% | 40% | 40% | 40% | 40% | 40% | 40% | 40% | 40% | 40% | 40% | 40% | 40% | 40% | 40% | 40% | 40% | 40% | 40% | 40% | 40% | 40% | 40% | 40% | 40% | 40%
Ambitious | Com-Water Heating-Smart Water Heater | Commercial | Com - Retail | 40% | 40% | 40% | 40% | 40% | 40% | 40% | 40% | 40% | 40% | 40% | 40% | 40% | 40% | 40% | 40% | 40% | 40% | 40% | 40% | 40% | 40% | 40% | 40% | 40% | 40% | 40% | 40% | 40% | 40%
Ambitious | Com-Water Heating-Smart Water Heater | Commercial | Com - School | 40% | 40% | 40% | 40% | 40% | 40% | 40% | 40% | 40% | 40% | 40% | 40% | 40% | 40% | 40% | 40% | 40% | 40% | 40% | 40% | 40% | 40% | 40% | 40% | 40% | 40% | 40% | 40% | 40% | 40%
Ambitious | Com-Water Heating-Smart Water Heater | Commercial | Com - Warehouse | 40% | 40% | 40% | 40% | 40% | 40% | 40% | 40% | 40% | 40% | 40% | 40% | 40% | 40% | 40% | 40% | 40% | 40% | 40% | 40% | 40% | 40% | 40% | 40% | 40% | 40% | 40% | 40% | 40% | 40%
Ambitious | Dynamic Pricing | Agricultural | Ag-Animal | 12.5% | 12.5% | 12.5% | 12.5% | 12.5% | 12.5% | 12.5% | 12.5% | 12.5% | 12.5% | 12.5% | 12.5% | 12.5% | 12.5% | 12.5% | 12.5% | 12.5% | 12.5% | 12.5% | 12.5% | 12.5% | 12.5% | 12.5% | 12.5% | 12.5% | 12.5% | 12.5% | 12.5% | 12.5% | 12.5%
Ambitious | Dynamic Pricing | Agricultural | Ag-Crop | 12.5% | 12.5% | 12.5% | 12.5% | 12.5% | 12.5% | 12.5% | 12.5% | 12.5% | 12.5% | 12.5% | 12.5% | 12.5% | 12.5% | 12.5% | 12.5% | 12.5% | 12.5% | 12.5% | 12.5% | 12.5% | 12.5% | 12.5% | 12.5% | 12.5% | 12.5% | 12.5% | 12.5% | 12.5% | 12.5%
Ambitious | Dynamic Pricing | Agricultural | Water, Irrigation | 12.5% | 12.5% | 12.5% | 12.5% | 12.5% | 12.5% | 12.5% | 12.5% | 12.5% | 12.5% | 12.5% | 12.5% | 12.5% | 12.5% | 12.5% | 12.5% | 12.5% | 12.5% | 12.5% | 12.5% | 12.5% | 12.5% | 12.5% | 12.5% | 12.5% | 12.5% | 12.5% | 12.5% | 12.5% | 12.5%
Ambitious | Dynamic Pricing | Agricultural | Water, Municipal | 12.5% | 12.5% | 12.5% | 12.5% | 12.5% | 12.5% | 12.5% | 12.5% | 12.5% | 12.5% | 12.5% | 12.5% | 12.5% | 12.5% | 12.5% | 12.5% | 12.5% | 12.5% | 12.5% | 12.5% | 12.5% | 12.5% | 12.5% | 12.5% | 12.5% | 12.5% | 12.5% | 12.5% | 12.5% | 12.5%
Ambitious | Dynamic Pricing | Agricultural | Ag-BTM Battery | 12.5% | 12.5% | 12.5% | 12.5% | 12.5% | 12.5% | 12.5% | 12.5% | 12.5% | 12.5% | 12.5% | 12.5% | 12.5% | 12.5% | 12.5% | 12.5% | 12.5% | 12.5% | 12.5% | 12.5% | 12.5% | 12.5% | 12.5% | 12.5% | 12.5% | 12.5% | 12.5% | 12.5% | 12.5% | 12.5%
Ambitious | Dynamic Pricing | Commercial | Com - College | 12.5% | 12.5% | 12.5% | 12.5% | 12.5% | 12.5% | 12.5% | 12.5% | 12.5% | 12.5% | 12.5% | 12.5% | 12.5% | 12.5% | 12.5% | 12.5% | 12.5% | 12.5% | 12.5% | 12.5% | 12.5% | 12.5% | 12.5% | 12.5% | 12.5% | 12.5% | 12.5% | 12.5% | 12.5% | 12.5%
Ambitious | Dynamic Pricing | Commercial | Com - Grocery | 12.5% | 12.5% | 12.5% | 12.5% | 12.5% | 12.5% | 12.5% | 12.5% | 12.5% | 12.5% | 12.5% | 12.5% | 12.5% | 12.5% | 12.5% | 12.5% | 12.5% | 12.5% | 12.5% | 12.5% | 12.5% | 12.5% | 12.5% | 12.5% | 12.5% | 12.5% | 12.5% | 12.5% | 12.5% | 12.5%
Ambitious | Dynamic Pricing | Commercial | Com - Health | 12.5% | 12.5% | 12.5% | 12.5% | 12.5% | 12.5% | 12.5% | 12.5% | 12.5% | 12.5% | 12.5% | 12.5% | 12.5% | 12.5% | 12.5% | 12.5% | 12.5% | 12.5% | 12.5% | 12.5% | 12.5% | 12.5% | 12.5% | 12.5% | 12.5% | 12.5% | 12.5% | 12.5% | 12.5% | 12.5%
Ambitious | Dynamic Pricing | Commercial | Com - Lodging | 12.5% | 12.5% | 12.5% | 12.5% | 12.5% | 12.5% | 12.5% | 12.5% | 12.5% | 12.5% | 12.5% | 12.5% | 12.5% | 12.5% | 12.5% | 12.5% | 12.5% | 12.5% | 12.5% | 12.5% | 12.5% | 12.5% | 12.5% | 12.5% | 12.5% | 12.5% | 12.5% | 12.5% | 12.5% | 12.5%
Ambitious | Dynamic Pricing | Commercial | Com - Office (Large) | 12.5% | 12.5% | 12.5% | 12.5% | 12.5% | 12.5% | 12.5% | 12.5% | 12.5% | 12.5% | 12.5% | 12.5% | 12.5% | 12.5% | 12.5% | 12.5% | 12.5% | 12.5% | 12.5% | 12.5% | 12.5% | 12.5% | 12.5% | 12.5% | 12.5% | 12.5% | 12.5% | 12.5% | 12.5% | 12.5%
Ambitious | Dynamic Pricing | Commercial | Com - Office (Small) | 12.5% | 12.5% | 12.5% | 12.5% | 12.5% | 12.5% | 12.5% | 12.5% | 12.5% | 12.5% | 12.5% | 12.5% | 12.5% | 12.5% | 12.5% | 12.5% | 12.5% | 12.5% | 12.5% | 12.5% | 12.5% | 12.5% | 12.5% | 12.5% | 12.5% | 12.5% | 12.5% | 12.5% | 12.5% | 12.5%
Ambitious | Dynamic Pricing | Commercial | Com - Other | 12.5% | 12.5% | 12.5% | 12.5% | 12.5% | 12.5% | 12.5% | 12.5% | 12.5% | 12.5% | 12.5% | 12.5% | 12.5% | 12.5% | 12.5% | 12.5% | 12.5% | 12.5% | 12.5% | 12.5% | 12.5% | 12.5% | 12.5% | 12.5% | 12.5% | 12.5% | 12.5% | 12.5% | 12.5% | 12.5%
Ambitious | Dynamic Pricing | Commercial | Com - Refrig. Warehouse | 12.5% | 12.5% | 12.5% | 12.5% | 12.5% | 12.5% | 12.5% | 12.5% | 12.5% | 12.5% | 12.5% | 12.5% | 12.5% | 12.5% | 12.5% | 12.5% | 12.5% | 12.5% | 12.5% | 12.5% | 12.5% | 12.5% | 12.5% | 12.5% | 12.5% | 12.5% | 12.5% | 12.5% | 12.5% | 12.5%
Ambitious | Dynamic Pricing | Commercial | Com - Restaurant | 12.5% | 12.5% | 12.5% | 12.5% | 12.5% | 12.5% | 12.5% | 12.5% | 12.5% | 12.5% | 12.5% | 12.5% | 12.5% | 12.5% | 12.5% | 12.5% | 12.5% | 12.5% | 12.5% | 12.5% | 12.5% | 12.5% | 12.5% | 12.5% | 12.5% | 12.5% | 12.5% | 12.5% | 12.5% | 12.5%
Ambitious | Dynamic Pricing | Commercial | Com - Retail | 12.5% | 12.5% | 12.5% | 12.5% | 12.5% | 12.5% | 12.5% | 12.5% | 12.5% | 12.5% | 12.5% | 12.5% | 12.5% | 12.5% | 12.5% | 12.5% | 12.5% | 12.5% | 12.5% | 12.5% | 12.5% | 12.5% | 12.5% | 12.5% | 12.5% | 12.5% | 12.5% | 12.5% | 12.5% | 12.5%
Ambitious | Dynamic Pricing | Commercial | Com - School | 12.5% | 12.5% | 12.5% | 12.5% | 12.5% | 12.5% | 12.5% | 12.5% | 12.5% | 12.5% | 12.5% | 12.5% | 12.5% | 12.5% | 12.5% | 12.5% | 12.5% | 12.5% | 12.5% | 12.5% | 12.5% | 12.5% | 12.5% | 12.5% | 12.5% | 12.5% | 12.5% | 12.5% | 12.5% | 12.5%
Ambitious | Dynamic Pricing | Commercial | Com - Warehouse | 12.5% | 12.5% | 12.5% | 12.5% | 12.5% | 12.5% | 12.5% | 12.5% | 12.5% | 12.5% | 12.5% | 12.5% | 12.5% | 12.5% | 12.5% | 12.5% | 12.5% | 12.5% | 12.5% | 12.5% | 12.5% | 12.5% | 12.5% | 12.5% | 12.5% | 12.5% | 12.5% | 12.5% | 12.5% | 12.5%
Ambitious | Dynamic Pricing | Commercial | Com-BTM Battery | 12.5% | 12.5% | 12.5% | 12.5% | 12.5% | 12.5% | 12.5% | 12.5% | 12.5% | 12.5% | 12.5% | 12.5% | 12.5% | 12.5% | 12.5% | 12.5% | 12.5% | 12.5% | 12.5% | 12.5% | 12.5% | 12.5% | 12.5% | 12.5% | 12.5% | 12.5% | 12.5% | 12.5% | 12.5% | 12.5%
Ambitious | Dynamic Pricing | Electric Vehicle | INTERCITY.BUS | 16% | 16% | 16% | 16% | 16% | 16% | 16% | 16% | 16% | 16% | 16% | 16% | 16% | 16% | 16% | 16% | 16% | 16% | 16% | 16% | 16% | 16% | 16% | 16% | 16% | 16% | 16% | 16% | 16% | 16%
Ambitious | Dynamic Pricing | Electric Vehicle | SCHOOL.BUS | 16% | 16% | 16% | 16% | 16% | 16% | 16% | 16% | 16% | 16% | 16% | 16% | 16% | 16% | 16% | 16% | 16% | 16% | 16% | 16% | 16% | 16% | 16% | 16% | 16% | 16% | 16% | 16% | 16% | 16%
Ambitious | Dynamic Pricing | Electric Vehicle | URBAN.BUS | 16% | 16% | 16% | 16% | 16% | 16% | 16% | 16% | 16% | 16% | 16% | 16% | 16% | 16% | 16% | 16% | 16% | 16% | 16% | 16% | 16% | 16% | 16% | 16% | 16% | 16% | 16% | 16% | 16% | 16%
Ambitious | Dynamic Pricing | Electric Vehicle | OTHER.BUS | 16% | 16% | 16% | 16% | 16% | 16% | 16% | 16% | 16% | 16% | 16% | 16% | 16% | 16% | 16% | 16% | 16% | 16% | 16% | 16% | 16% | 16% | 16% | 16% | 16% | 16% | 16% | 16% | 16% | 16%
Ambitious | Dynamic Pricing | Electric Vehicle | GVWR7 | 16% | 16% | 16% | 16% | 16% | 16% | 16% | 16% | 16% | 16% | 16% | 16% | 16% | 16% | 16% | 16% | 16% | 16% | 16% | 16% | 16% | 16% | 16% | 16% | 16% | 16% | 16% | 16% | 16% | 16%
Ambitious | Dynamic Pricing | Electric Vehicle | GVWR8.COMBO | 16% | 16% | 16% | 16% | 16% | 16% | 16% | 16% | 16% | 16% | 16% | 16% | 16% | 16% | 16% | 16% | 16% | 16% | 16% | 16% | 16% | 16% | 16% | 16% | 16% | 16% | 16% | 16% | 16% | 16%
Ambitious | Dynamic Pricing | Electric Vehicle | GVWR8.IRP | 16% | 16% | 16% | 16% | 16% | 16% | 16% | 16% | 16% | 16% | 16% | 16% | 16% | 16% | 16% | 16% | 16% | 16% | 16% | 16% | 16% | 16% | 16% | 16% | 16% | 16% | 16% | 16% | 16% | 16%
Ambitious | Dynamic Pricing | Electric Vehicle | GVWR8.PORT | 16% | 16% | 16% | 16% | 16% | 16% | 16% | 16% | 16% | 16% | 16% | 16% | 16% | 16% | 16% | 16% | 16% | 16% | 16% | 16% | 16% | 16% | 16% | 16% | 16% | 16% | 16% | 16% | 16% | 16%
Ambitious | Dynamic Pricing | Electric Vehicle | GVWR8.REFUSE.AND.RECYCLING | 16% | 16% | 16% | 16% | 16% | 16% | 16% | 16% | 16% | 16% | 16% | 16% | 16% | 16% | 16% | 16% | 16% | 16% | 16% | 16% | 16% | 16% | 16% | 16% | 16% | 16% | 16% | 16% | 16% | 16%
Ambitious | Dynamic Pricing | Electric Vehicle | GVWR8.SU | 16% | 16% | 16% | 16% | 16% | 16% | 16% | 16% | 16% | 16% | 16% | 16% | 16% | 16% | 16% | 16% | 16% | 16% | 16% | 16% | 16% | 16% | 16% | 16% | 16% | 16% | 16% | 16% | 16% | 16%
Ambitious | Dynamic Pricing | Electric Vehicle | LDV | 16% | 16% | 16% | 16% | 16% | 16% | 16% | 16% | 16% | 16% | 16% | 16% | 16% | 16% | 16% | 16% | 16% | 16% | 16% | 16% | 16% | 16% | 16% | 16% | 16% | 16% | 16% | 16% | 16% | 16%
Ambitious | Dynamic Pricing | Electric Vehicle | GVWR3 | 16% | 16% | 16% | 16% | 16% | 16% | 16% | 16% | 16% | 16% | 16% | 16% | 16% | 16% | 16% | 16% | 16% | 16% | 16% | 16% | 16% | 16% | 16% | 16% | 16% | 16% | 16% | 16% | 16% | 16%
Ambitious | Dynamic Pricing | Electric Vehicle | GVWR456 | 16% | 16% | 16% | 16% | 16% | 16% | 16% | 16% | 16% | 16% | 16% | 16% | 16% | 16% | 16% | 16% | 16% | 16% | 16% | 16% | 16% | 16% | 16% | 16% | 16% | 16% | 16% | 16% | 16% | 16%
Ambitious | Dynamic Pricing | Industrial | Chem/Petrol | 12.5% | 12.5% | 12.5% | 12.5% | 12.5% | 12.5% | 12.5% | 12.5% | 12.5% | 12.5% | 12.5% | 12.5% | 12.5% | 12.5% | 12.5% | 12.5% | 12.5% | 12.5% | 12.5% | 12.5% | 12.5% | 12.5% | 12.5% | 12.5% | 12.5% | 12.5% | 12.5% | 12.5% | 12.5% | 12.5%
Ambitious | Dynamic Pricing | Industrial | Food/Bev | 12.5% | 12.5% | 12.5% | 12.5% | 12.5% | 12.5% | 12.5% | 12.5% | 12.5% | 12.5% | 12.5% | 12.5% | 12.5% | 12.5% | 12.5% | 12.5% | 12.5% | 12.5% | 12.5% | 12.5% | 12.5% | 12.5% | 12.5% | 12.5% | 12.5% | 12.5% | 12.5% | 12.5% | 12.5% | 12.5%
Ambitious | Dynamic Pricing | Industrial | Mfg-Equipment | 12.5% | 12.5% | 12.5% | 12.5% | 12.5% | 12.5% | 12.5% | 12.5% | 12.5% | 12.5% | 12.5% | 12.5% | 12.5% | 12.5% | 12.5% | 12.5% | 12.5% | 12.5% | 12.5% | 12.5% | 12.5% | 12.5% | 12.5% | 12.5% | 12.5% | 12.5% | 12.5% | 12.5% | 12.5% | 12.5%
Ambitious | Dynamic Pricing | Industrial | Mfg-Goods | 12.5% | 12.5% | 12.5% | 12.5% | 12.5% | 12.5% | 12.5% | 12.5% | 12.5% | 12.5% | 12.5% | 12.5% | 12.5% | 12.5% | 12.5% | 12.5% | 12.5% | 12.5% | 12.5% | 12.5% | 12.5% | 12.5% | 12.5% | 12.5% | 12.5% | 12.5% | 12.5% | 12.5% | 12.5% | 12.5%
Ambitious | Dynamic Pricing | Industrial | Mfg-Materials | 12.5% | 12.5% | 12.5% | 12.5% | 12.5% | 12.5% | 12.5% | 12.5% | 12.5% | 12.5% | 12.5% | 12.5% | 12.5% | 12.5% | 12.5% | 12.5% | 12.5% | 12.5% | 12.5% | 12.5% | 12.5% | 12.5% | 12.5% | 12.5% | 12.5% | 12.5% | 12.5% | 12.5% | 12.5% | 12.5%
Ambitious | Dynamic Pricing | Industrial | Ind-BTM Battery | 12.5% | 12.5% | 12.5% | 12.5% | 12.5% | 12.5% | 12.5% | 12.5% | 12.5% | 12.5% | 12.5% | 12.5% | 12.5% | 12.5% | 12.5% | 12.5% | 12.5% | 12.5% | 12.5% | 12.5% | 12.5% | 12.5% | 12.5% | 12.5% | 12.5% | 12.5% | 12.5% | 12.5% | 12.5% | 12.5%
Ambitious | Dynamic Pricing | Residential | Multifamily | 12.5% | 12.5% | 12.5% | 12.5% | 12.5% | 12.5% | 12.5% | 12.5% | 12.5% | 12.5% | 12.5% | 12.5% | 12.5% | 12.5% | 12.5% | 12.5% | 12.5% | 12.5% | 12.5% | 12.5% | 12.5% | 12.5% | 12.5% | 12.5% | 12.5% | 12.5% | 12.5% | 12.5% | 12.5% | 12.5%
Ambitious | Dynamic Pricing | Residential | Singlefamily | 12.5% | 12.5% | 12.5% | 12.5% | 12.5% | 12.5% | 12.5% | 12.5% | 12.5% | 12.5% | 12.5% | 12.5% | 12.5% | 12.5% | 12.5% | 12.5% | 12.5% | 12.5% | 12.5% | 12.5% | 12.5% | 12.5% | 12.5% | 12.5% | 12.5% | 12.5% | 12.5% | 12.5% | 12.5% | 12.5%
Ambitious | Dynamic Pricing | Residential | Res-BTM Battery | 12.5% | 12.5% | 12.5% | 12.5% | 12.5% | 12.5% | 12.5% | 12.5% | 12.5% | 12.5% | 12.5% | 12.5% | 12.5% | 12.5% | 12.5% | 12.5% | 12.5% | 12.5% | 12.5% | 12.5% | 12.5% | 12.5% | 12.5% | 12.5% | 12.5% | 12.5% | 12.5% | 12.5% | 12.5% | 12.5%
Ambitious | EV-Electric Buses-Charging Control | Electric Vehicle | INTERCITY.BUS | 50% | 50% | 50% | 50% | 50% | 50% | 50% | 50% | 50% | 50% | 50% | 50% | 50% | 50% | 50% | 50% | 50% | 50% | 50% | 50% | 50% | 50% | 50% | 50% | 50% | 50% | 50% | 50% | 50% | 50%
Ambitious | EV-Electric Buses-Charging Control | Electric Vehicle | SCHOOL.BUS | 50% | 50% | 50% | 50% | 50% | 50% | 50% | 50% | 50% | 50% | 50% | 50% | 50% | 50% | 50% | 50% | 50% | 50% | 50% | 50% | 50% | 50% | 50% | 50% | 50% | 50% | 50% | 50% | 50% | 50%
Ambitious | EV-Electric Buses-Charging Control | Electric Vehicle | URBAN.BUS | 50% | 50% | 50% | 50% | 50% | 50% | 50% | 50% | 50% | 50% | 50% | 50% | 50% | 50% | 50% | 50% | 50% | 50% | 50% | 50% | 50% | 50% | 50% | 50% | 50% | 50% | 50% | 50% | 50% | 50%
Ambitious | EV-Electric Buses-Charging Control | Electric Vehicle | OTHER.BUS | 50% | 50% | 50% | 50% | 50% | 50% | 50% | 50% | 50% | 50% | 50% | 50% | 50% | 50% | 50% | 50% | 50% | 50% | 50% | 50% | 50% | 50% | 50% | 50% | 50% | 50% | 50% | 50% | 50% | 50%
Ambitious | EV-Electric Buses-V2X | Electric Vehicle | INTERCITY.BUS | 100% | 100% | 100% | 100% | 100% | 100% | 100% | 100% | 100% | 100% | 100% | 100% | 100% | 100% | 100% | 100% | 100% | 100% | 100% | 100% | 100% | 100% | 100% | 100% | 100% | 100% | 100% | 100% | 100% | 100%
Ambitious | EV-Electric Buses-V2X | Electric Vehicle | SCHOOL.BUS | 100% | 100% | 100% | 100% | 100% | 100% | 100% | 100% | 100% | 100% | 100% | 100% | 100% | 100% | 100% | 100% | 100% | 100% | 100% | 100% | 100% | 100% | 100% | 100% | 100% | 100% | 100% | 100% | 100% | 100%
Ambitious | EV-Electric Buses-V2X | Electric Vehicle | URBAN.BUS | 100% | 100% | 100% | 100% | 100% | 100% | 100% | 100% | 100% | 100% | 100% | 100% | 100% | 100% | 100% | 100% | 100% | 100% | 100% | 100% | 100% | 100% | 100% | 100% | 100% | 100% | 100% | 100% | 100% | 100%
Ambitious | EV-Electric Buses-V2X | Electric Vehicle | OTHER.BUS | 100% | 100% | 100% | 100% | 100% | 100% | 100% | 100% | 100% | 100% | 100% | 100% | 100% | 100% | 100% | 100% | 100% | 100% | 100% | 100% | 100% | 100% | 100% | 100% | 100% | 100% | 100% | 100% | 100% | 100%
Ambitious | EV-HDV-Charging Control | Electric Vehicle | GVWR7 | 50% | 50% | 50% | 50% | 50% | 50% | 50% | 50% | 50% | 50% | 50% | 50% | 50% | 50% | 50% | 50% | 50% | 50% | 50% | 50% | 50% | 50% | 50% | 50% | 50% | 50% | 50% | 50% | 50% | 50%
Ambitious | EV-HDV-Charging Control | Electric Vehicle | GVWR8.COMBO | 50% | 50% | 50% | 50% | 50% | 50% | 50% | 50% | 50% | 50% | 50% | 50% | 50% | 50% | 50% | 50% | 50% | 50% | 50% | 50% | 50% | 50% | 50% | 50% | 50% | 50% | 50% | 50% | 50% | 50%
Ambitious | EV-HDV-Charging Control | Electric Vehicle | GVWR8.IRP | 50% | 50% | 50% | 50% | 50% | 50% | 50% | 50% | 50% | 50% | 50% | 50% | 50% | 50% | 50% | 50% | 50% | 50% | 50% | 50% | 50% | 50% | 50% | 50% | 50% | 50% | 50% | 50% | 50% | 50%
Ambitious | EV-HDV-Charging Control | Electric Vehicle | GVWR8.PORT | 50% | 50% | 50% | 50% | 50% | 50% | 50% | 50% | 50% | 50% | 50% | 50% | 50% | 50% | 50% | 50% | 50% | 50% | 50% | 50% | 50% | 50% | 50% | 50% | 50% | 50% | 50% | 50% | 50% | 50%
Ambitious | EV-HDV-Charging Control | Electric Vehicle | GVWR8.REFUSE.AND.RECYCLING | 50% | 50% | 50% | 50% | 50% | 50% | 50% | 50% | 50% | 50% | 50% | 50% | 50% | 50% | 50% | 50% | 50% | 50% | 50% | 50% | 50% | 50% | 50% | 50% | 50% | 50% | 50% | 50% | 50% | 50%
Ambitious | EV-HDV-Charging Control | Electric Vehicle | GVWR8.SU | 50% | 50% | 50% | 50% | 50% | 50% | 50% | 50% | 50% | 50% | 50% | 50% | 50% | 50% | 50% | 50% | 50% | 50% | 50% | 50% | 50% | 50% | 50% | 50% | 50% | 50% | 50% | 50% | 50% | 50%
Ambitious | EV-HDV-V2X | Electric Vehicle | GVWR7 | 100% | 100% | 100% | 100% | 100% | 100% | 100% | 100% | 100% | 100% | 100% | 100% | 100% | 100% | 100% | 100% | 100% | 100% | 100% | 100% | 100% | 100% | 100% | 100% | 100% | 100% | 100% | 100% | 100% | 100%
Ambitious | EV-HDV-V2X | Electric Vehicle | GVWR8.COMBO | 100% | 100% | 100% | 100% | 100% | 100% | 100% | 100% | 100% | 100% | 100% | 100% | 100% | 100% | 100% | 100% | 100% | 100% | 100% | 100% | 100% | 100% | 100% | 100% | 100% | 100% | 100% | 100% | 100% | 100%
Ambitious | EV-HDV-V2X | Electric Vehicle | GVWR8.IRP | 100% | 100% | 100% | 100% | 100% | 100% | 100% | 100% | 100% | 100% | 100% | 100% | 100% | 100% | 100% | 100% | 100% | 100% | 100% | 100% | 100% | 100% | 100% | 100% | 100% | 100% | 100% | 100% | 100% | 100%
Ambitious | EV-HDV-V2X | Electric Vehicle | GVWR8.PORT | 100% | 100% | 100% | 100% | 100% | 100% | 100% | 100% | 100% | 100% | 100% | 100% | 100% | 100% | 100% | 100% | 100% | 100% | 100% | 100% | 100% | 100% | 100% | 100% | 100% | 100% | 100% | 100% | 100% | 100%
Ambitious | EV-HDV-V2X | Electric Vehicle | GVWR8.REFUSE.AND.RECYCLING | 100% | 100% | 100% | 100% | 100% | 100% | 100% | 100% | 100% | 100% | 100% | 100% | 100% | 100% | 100% | 100% | 100% | 100% | 100% | 100% | 100% | 100% | 100% | 100% | 100% | 100% | 100% | 100% | 100% | 100%
Ambitious | EV-HDV-V2X | Electric Vehicle | GVWR8.SU | 100% | 100% | 100% | 100% | 100% | 100% | 100% | 100% | 100% | 100% | 100% | 100% | 100% | 100% | 100% | 100% | 100% | 100% | 100% | 100% | 100% | 100% | 100% | 100% | 100% | 100% | 100% | 100% | 100% | 100%
Ambitious | EV-LDV-Charging Control | Electric Vehicle | LDV | 90% | 90% | 90% | 90% | 90% | 90% | 90% | 90% | 90% | 90% | 90% | 90% | 90% | 90% | 90% | 90% | 90% | 90% | 90% | 90% | 90% | 90% | 90% | 90% | 90% | 90% | 90% | 90% | 90% | 90%
Ambitious | EV-LDV-V2X | Electric Vehicle | LDV | 100% | 100% | 100% | 100% | 100% | 100% | 100% | 100% | 100% | 100% | 100% | 100% | 100% | 100% | 100% | 100% | 100% | 100% | 100% | 100% | 100% | 100% | 100% | 100% | 100% | 100% | 100% | 100% | 100% | 100%
Ambitious | EV-MDV-Charging Control | Electric Vehicle | GVWR3 | 50% | 50% | 50% | 50% | 50% | 50% | 50% | 50% | 50% | 50% | 50% | 50% | 50% | 50% | 50% | 50% | 50% | 50% | 50% | 50% | 50% | 50% | 50% | 50% | 50% | 50% | 50% | 50% | 50% | 50%
Ambitious | EV-MDV-Charging Control | Electric Vehicle | GVWR456 | 50% | 50% | 50% | 50% | 50% | 50% | 50% | 50% | 50% | 50% | 50% | 50% | 50% | 50% | 50% | 50% | 50% | 50% | 50% | 50% | 50% | 50% | 50% | 50% | 50% | 50% | 50% | 50% | 50% | 50%
Ambitious | EV-MDV-V2X | Electric Vehicle | GVWR3 | 100% | 100% | 100% | 100% | 100% | 100% | 100% | 100% | 100% | 100% | 100% | 100% | 100% | 100% | 100% | 100% | 100% | 100% | 100% | 100% | 100% | 100% | 100% | 100% | 100% | 100% | 100% | 100% | 100% | 100%
Ambitious | EV-MDV-V2X | Electric Vehicle | GVWR456 | 100% | 100% | 100% | 100% | 100% | 100% | 100% | 100% | 100% | 100% | 100% | 100% | 100% | 100% | 100% | 100% | 100% | 100% | 100% | 100% | 100% | 100% | 100% | 100% | 100% | 100% | 100% | 100% | 100% | 100%
Ambitious | Ind-HVAC Control | Industrial | Chem/Petrol | 50% | 50% | 50% | 50% | 50% | 50% | 50% | 50% | 50% | 50% | 50% | 50% | 50% | 50% | 50% | 50% | 50% | 50% | 50% | 50% | 50% | 50% | 50% | 50% | 50% | 50% | 50% | 50% | 50% | 50%
Ambitious | Ind-HVAC Control | Industrial | Food/Bev | 50% | 50% | 50% | 50% | 50% | 50% | 50% | 50% | 50% | 50% | 50% | 50% | 50% | 50% | 50% | 50% | 50% | 50% | 50% | 50% | 50% | 50% | 50% | 50% | 50% | 50% | 50% | 50% | 50% | 50%
Ambitious | Ind-HVAC Control | Industrial | Mfg-Equipment | 50% | 50% | 50% | 50% | 50% | 50% | 50% | 50% | 50% | 50% | 50% | 50% | 50% | 50% | 50% | 50% | 50% | 50% | 50% | 50% | 50% | 50% | 50% | 50% | 50% | 50% | 50% | 50% | 50% | 50%
Ambitious | Ind-HVAC Control | Industrial | Mfg-Goods | 50% | 50% | 50% | 50% | 50% | 50% | 50% | 50% | 50% | 50% | 50% | 50% | 50% | 50% | 50% | 50% | 50% | 50% | 50% | 50% | 50% | 50% | 50% | 50% | 50% | 50% | 50% | 50% | 50% | 50%
Ambitious | Ind-HVAC Control | Industrial | Mfg-Materials | 50% | 50% | 50% | 50% | 50% | 50% | 50% | 50% | 50% | 50% | 50% | 50% | 50% | 50% | 50% | 50% | 50% | 50% | 50% | 50% | 50% | 50% | 50% | 50% | 50% | 50% | 50% | 50% | 50% | 50%
Ambitious | Ind-Lighting control | Industrial | Chem/Petrol | 35% | 35% | 35% | 35% | 35% | 35% | 35% | 35% | 35% | 35% | 35% | 35% | 35% | 35% | 35% | 35% | 35% | 35% | 35% | 35% | 35% | 35% | 35% | 35% | 35% | 35% | 35% | 35% | 35% | 35%
Ambitious | Ind-Lighting control | Industrial | Food/Bev | 35% | 35% | 35% | 35% | 35% | 35% | 35% | 35% | 35% | 35% | 35% | 35% | 35% | 35% | 35% | 35% | 35% | 35% | 35% | 35% | 35% | 35% | 35% | 35% | 35% | 35% | 35% | 35% | 35% | 35%
Ambitious | Ind-Lighting control | Industrial | Mfg-Equipment | 35% | 35% | 35% | 35% | 35% | 35% | 35% | 35% | 35% | 35% | 35% | 35% | 35% | 35% | 35% | 35% | 35% | 35% | 35% | 35% | 35% | 35% | 35% | 35% | 35% | 35% | 35% | 35% | 35% | 35%
Ambitious | Ind-Lighting control | Industrial | Mfg-Goods | 35% | 35% | 35% | 35% | 35% | 35% | 35% | 35% | 35% | 35% | 35% | 35% | 35% | 35% | 35% | 35% | 35% | 35% | 35% | 35% | 35% | 35% | 35% | 35% | 35% | 35% | 35% | 35% | 35% | 35%
Ambitious | Ind-Lighting control | Industrial | Mfg-Materials | 35% | 35% | 35% | 35% | 35% | 35% | 35% | 35% | 35% | 35% | 35% | 35% | 35% | 35% | 35% | 35% | 35% | 35% | 35% | 35% | 35% | 35% | 35% | 35% | 35% | 35% | 35% | 35% | 35% | 35%
Ambitious | Ind-Process Control | Industrial | Chem/Petrol | 60% | 60% | 60% | 60% | 60% | 60% | 60% | 60% | 60% | 60% | 60% | 60% | 60% | 60% | 60% | 60% | 60% | 60% | 60% | 60% | 60% | 60% | 60% | 60% | 60% | 60% | 60% | 60% | 60% | 60%
Ambitious | Ind-Process Control | Industrial | Food/Bev | 60% | 60% | 60% | 60% | 60% | 60% | 60% | 60% | 60% | 60% | 60% | 60% | 60% | 60% | 60% | 60% | 60% | 60% | 60% | 60% | 60% | 60% | 60% | 60% | 60% | 60% | 60% | 60% | 60% | 60%
Ambitious | Ind-Process Control | Industrial | Mfg-Equipment | 60% | 60% | 60% | 60% | 60% | 60% | 60% | 60% | 60% | 60% | 60% | 60% | 60% | 60% | 60% | 60% | 60% | 60% | 60% | 60% | 60% | 60% | 60% | 60% | 60% | 60% | 60% | 60% | 60% | 60%
Ambitious | Ind-Process Control | Industrial | Mfg-Goods | 60% | 60% | 60% | 60% | 60% | 60% | 60% | 60% | 60% | 60% | 60% | 60% | 60% | 60% | 60% | 60% | 60% | 60% | 60% | 60% | 60% | 60% | 60% | 60% | 60% | 60% | 60% | 60% | 60% | 60%
Ambitious | Ind-Process Control | Industrial | Mfg-Materials | 60% | 60% | 60% | 60% | 60% | 60% | 60% | 60% | 60% | 60% | 60% | 60% | 60% | 60% | 60% | 60% | 60% | 60% | 60% | 60% | 60% | 60% | 60% | 60% | 60% | 60% | 60% | 60% | 60% | 60%
Ambitious | Ind-Refrigeration control | Industrial | Chem/Petrol | 60% | 60% | 60% | 60% | 60% | 60% | 60% | 60% | 60% | 60% | 60% | 60% | 60% | 60% | 60% | 60% | 60% | 60% | 60% | 60% | 60% | 60% | 60% | 60% | 60% | 60% | 60% | 60% | 60% | 60%
Ambitious | Ind-Refrigeration control | Industrial | Food/Bev | 60% | 60% | 60% | 60% | 60% | 60% | 60% | 60% | 60% | 60% | 60% | 60% | 60% | 60% | 60% | 60% | 60% | 60% | 60% | 60% | 60% | 60% | 60% | 60% | 60% | 60% | 60% | 60% | 60% | 60%
Ambitious | Ind-Refrigeration control | Industrial | Mfg-Equipment | 60% | 60% | 60% | 60% | 60% | 60% | 60% | 60% | 60% | 60% | 60% | 60% | 60% | 60% | 60% | 60% | 60% | 60% | 60% | 60% | 60% | 60% | 60% | 60% | 60% | 60% | 60% | 60% | 60% | 60%
Ambitious | Ind-Refrigeration control | Industrial | Mfg-Goods | 60% | 60% | 60% | 60% | 60% | 60% | 60% | 60% | 60% | 60% | 60% | 60% | 60% | 60% | 60% | 60% | 60% | 60% | 60% | 60% | 60% | 60% | 60% | 60% | 60% | 60% | 60% | 60% | 60% | 60%
Ambitious | Ind-Refrigeration control | Industrial | Mfg-Materials | 60% | 60% | 60% | 60% | 60% | 60% | 60% | 60% | 60% | 60% | 60% | 60% | 60% | 60% | 60% | 60% | 60% | 60% | 60% | 60% | 60% | 60% | 60% | 60% | 60% | 60% | 60% | 60% | 60% | 60%
Ambitious | Res-Appliances Control | Residential | Multifamily | 25% | 25% | 25% | 25% | 25% | 25% | 25% | 25% | 25% | 25% | 25% | 25% | 25% | 25% | 25% | 25% | 25% | 25% | 25% | 25% | 25% | 25% | 25% | 25% | 25% | 25% | 25% | 25% | 25% | 25%
Ambitious | Res-Appliances Control | Residential | Singlefamily | 25% | 25% | 25% | 25% | 25% | 25% | 25% | 25% | 25% | 25% | 25% | 25% | 25% | 25% | 25% | 25% | 25% | 25% | 25% | 25% | 25% | 25% | 25% | 25% | 25% | 25% | 25% | 25% | 25% | 25%
Ambitious | Res-Battery Dispatch | Residential | Res-BTM Battery | 100% | 100% | 100% | 100% | 100% | 100% | 100% | 100% | 100% | 100% | 100% | 100% | 100% | 100% | 100% | 100% | 100% | 100% | 100% | 100% | 100% | 100% | 100% | 100% | 100% | 100% | 100% | 100% | 100% | 100%
Ambitious | Res-Battery Load Shift | Residential | Res-BTM Battery | 100% | 100% | 100% | 100% | 100% | 100% | 100% | 100% | 100% | 100% | 100% | 100% | 100% | 100% | 100% | 100% | 100% | 100% | 100% | 100% | 100% | 100% | 100% | 100% | 100% | 100% | 100% | 100% | 100% | 100%
Ambitious | Res-DLC-HVAC-Switch | Residential | Multifamily | 50% | 50% | 50% | 50% | 50% | 50% | 50% | 50% | 50% | 50% | 50% | 50% | 50% | 50% | 50% | 50% | 50% | 50% | 50% | 50% | 50% | 50% | 50% | 50% | 50% | 50% | 50% | 50% | 50% | 50%
Ambitious | Res-DLC-HVAC-Switch | Residential | Singlefamily | 50% | 50% | 50% | 50% | 50% | 50% | 50% | 50% | 50% | 50% | 50% | 50% | 50% | 50% | 50% | 50% | 50% | 50% | 50% | 50% | 50% | 50% | 50% | 50% | 50% | 50% | 50% | 50% | 50% | 50%
Ambitious | Res-DLC-Water Heating-Switch | Residential | Multifamily | 50% | 50% | 50% | 50% | 50% | 50% | 50% | 50% | 50% | 50% | 50% | 50% | 50% | 50% | 50% | 50% | 50% | 50% | 50% | 50% | 50% | 50% | 50% | 50% | 50% | 50% | 50% | 50% | 50% | 50%
Ambitious | Res-DLC-Water Heating-Switch | Residential | Singlefamily | 50% | 50% | 50% | 50% | 50% | 50% | 50% | 50% | 50% | 50% | 50% | 50% | 50% | 50% | 50% | 50% | 50% | 50% | 50% | 50% | 50% | 50% | 50% | 50% | 50% | 50% | 50% | 50% | 50% | 50%
Ambitious | Res-HVAC-Thermostat | Residential | Multifamily | 65% | 65% | 65% | 65% | 65% | 65% | 65% | 65% | 65% | 65% | 65% | 65% | 65% | 65% | 65% | 65% | 65% | 65% | 65% | 65% | 65% | 65% | 65% | 65% | 65% | 65% | 65% | 65% | 65% | 65%
Ambitious | Res-HVAC-Thermostat | Residential | Singlefamily | 65% | 65% | 65% | 65% | 65% | 65% | 65% | 65% | 65% | 65% | 65% | 65% | 65% | 65% | 65% | 65% | 65% | 65% | 65% | 65% | 65% | 65% | 65% | 65% | 65% | 65% | 65% | 65% | 65% | 65%
Ambitious | Res-Lighting Control | Residential | Multifamily | 35% | 35% | 35% | 35% | 35% | 35% | 35% | 35% | 35% | 35% | 35% | 35% | 35% | 35% | 35% | 35% | 35% | 35% | 35% | 35% | 35% | 35% | 35% | 35% | 35% | 35% | 35% | 35% | 35% | 35%
Ambitious | Res-Lighting Control | Residential | Singlefamily | 35% | 35% | 35% | 35% | 35% | 35% | 35% | 35% | 35% | 35% | 35% | 35% | 35% | 35% | 35% | 35% | 35% | 35% | 35% | 35% | 35% | 35% | 35% | 35% | 35% | 35% | 35% | 35% | 35% | 35%
Ambitious | Res-Other end uses control | Residential | Multifamily | 50% | 50% | 50% | 50% | 50% | 50% | 50% | 50% | 50% | 50% | 50% | 50% | 50% | 50% | 50% | 50% | 50% | 50% | 50% | 50% | 50% | 50% | 50% | 50% | 50% | 50% | 50% | 50% | 50% | 50%
Ambitious | Res-Other end uses control | Residential | Singlefamily | 50% | 50% | 50% | 50% | 50% | 50% | 50% | 50% | 50% | 50% | 50% | 50% | 50% | 50% | 50% | 50% | 50% | 50% | 50% | 50% | 50% | 50% | 50% | 50% | 50% | 50% | 50% | 50% | 50% | 50%
Ambitious | Res-Water Heating-Add-on CTA 2045 control | Residential | Multifamily | 40% | 40% | 40% | 40% | 40% | 40% | 40% | 40% | 40% | 40% | 40% | 40% | 40% | 40% | 40% | 40% | 40% | 40% | 40% | 40% | 40% | 40% | 40% | 40% | 40% | 40% | 40% | 40% | 40% | 40%
Ambitious | Res-Water Heating-Add-on CTA 2045 control | Residential | Singlefamily | 40% | 40% | 40% | 40% | 40% | 40% | 40% | 40% | 40% | 40% | 40% | 40% | 40% | 40% | 40% | 40% | 40% | 40% | 40% | 40% | 40% | 40% | 40% | 40% | 40% | 40% | 40% | 40% | 40% | 40%
Ambitious | Res-Water Heating-Smart Water Heater | Residential | Multifamily | 40% | 40% | 40% | 40% | 40% | 40% | 40% | 40% | 40% | 40% | 40% | 40% | 40% | 40% | 40% | 40% | 40% | 40% | 40% | 40% | 40% | 40% | 40% | 40% | 40% | 40% | 40% | 40% | 40% | 40%
Ambitious | Res-Water Heating-Smart Water Heater | Residential | Singlefamily | 40% | 40% | 40% | 40% | 40% | 40% | 40% | 40% | 40% | 40% | 40% | 40% | 40% | 40% | 40% | 40% | 40% | 40% | 40% | 40% | 40% | 40% | 40% | 40% | 40% | 40% | 40% | 40% | 40% | 40%
Ambitious | Water Supply/WW pumping control | Agricultural | Ag-Animal | 66% | 66% | 66% | 66% | 66% | 66% | 66% | 66% | 66% | 66% | 66% | 66% | 66% | 66% | 66% | 66% | 66% | 66% | 66% | 66% | 66% | 66% | 66% | 66% | 66% | 66% | 66% | 66% | 66% | 66%
Ambitious | Water Supply/WW pumping control | Agricultural | Ag-Crop | 66% | 66% | 66% | 66% | 66% | 66% | 66% | 66% | 66% | 66% | 66% | 66% | 66% | 66% | 66% | 66% | 66% | 66% | 66% | 66% | 66% | 66% | 66% | 66% | 66% | 66% | 66% | 66% | 66% | 66%
Ambitious | Water Supply/WW pumping control | Agricultural | Water, Irrigation | 66% | 66% | 66% | 66% | 66% | 66% | 66% | 66% | 66% | 66% | 66% | 66% | 66% | 66% | 66% | 66% | 66% | 66% | 66% | 66% | 66% | 66% | 66% | 66% | 66% | 66% | 66% | 66% | 66% | 66%
Ambitious | Water Supply/WW pumping control | Agricultural | Water, Municipal | 50% | 50% | 50% | 50% | 50% | 50% | 50% | 50% | 50% | 50% | 50% | 50% | 50% | 50% | 50% | 50% | 50% | 50% | 50% | 50% | 50% | 50% | 50% | 50% | 50% | 50% | 50% | 50% | 50% | 50%

## Dynamic Pricing Assumptions
These extracts and assumptions are used to develop the factors in the three orange tabs to the left for Dynamic Pricing.
Assumed peak to off-peak price ratio |  | 4:1
Impact without enabling tech |  | 9%
Impact with enabling tech |  | 16%
| % of enrolled load without enabling tech | % of enrolled load with enabling tech | Impact without enabling tech | Impact with enabling tech | WAV impact | Overall Participation
Reference scenario | 25% | 75% | 9% | 16% | 14.25% | 25%
Ambitious scenario | 50% | 50% | 9% | 16% | 12.5% | 75%
The Arc of Price Responsiveness shows that, on average, a customer facing a peak-to-off-peak price ratio of 2:1 will drop his or her demand by 5% and consume 95% of his or her typical peak usage. As this ratio increases to 4:1, the customer will consume 90% of his or her typical peak usage. The “With Enabling Technology” line in Figure 14 shows that in the presence of enabling technology this effect is even stronger. At a ratio of 2:1, a customer with enabling technology will consume 91% of his or her typical peak usage, and he or she will consume 84% as the ratio increases to 4:1. The arc-like shape of the curve suggests additional increases in the peak-to-off-peak price ratio result in smaller changes to peak-shifting behavior.
https://www.cpuc.ca.gov/-/media/cpuc-website/divisions/energy-division/documents/electric-rates/2017-electric-rate-forum/2017-arcturus-2-0-10122017.pdf
Source: Dynamic Pricing and Demand Response; The Brattle Group; August 2016

## EV Count
Vehicle counts for V2X suboption
|  | Units: | Vehicles
Sector | Size | Building Type | 2021 | 2022 | 2023 | 2024 | 2025 | 2026 | 2027 | 2028 | 2029 | 2030 | 2031 | 2032 | 2033 | 2034 | 2035 | 2036 | 2037 | 2038 | 2039 | 2040 | 2041 | 2042 | 2043 | 2044 | 2045 | 2046 | 2047 | 2048 | 2049 | 2050
Electric Vehicle | Light Duty EV | LDV | Vehicles 2022: 1170256.9167; Vehicles 2023: 1511212.1429; Vehicles 2024: 1860203.3607; Vehicles 2025: 2210742.6295; Vehicles 2026: 2481372.9193; Vehicles 2027: 2749922.1842; Vehicles 2028: 3036352.5876; Vehicles 2029: 3343484.5157; Vehicles 2030: 3674473.3649; Vehicles 2031: 3976324.8751; Vehicles 2032: 4280724.8435; Vehicles 2033: 4595511.9417; Vehicles 2034: 4904447.3095; Vehicles 2035: 5301930.4802
Electric Vehicle | Medium Duty EV | GVWR3 | Vehicles 2022: 261.0059; Vehicles 2023: 1124.0055; Vehicles 2024: 4480.4816; Vehicles 2025: 10972.6274; Vehicles 2026: 19382.2422; Vehicles 2027: 27972.7222; Vehicles 2028: 36634.5332; Vehicles 2029: 45331.9021; Vehicles 2030: 53814.3359; Vehicles 2031: 62076.2369; Vehicles 2032: 70209.0671; Vehicles 2033: 78222.175; Vehicles 2034: 86071.7362; Vehicles 2035: 93890.407
Electric Vehicle | Medium Duty EV | GVWR456 | Vehicles 2022: 1075.418; Vehicles 2023: 2397.4911; Vehicles 2024: 6240.6659; Vehicles 2025: 12666.6408; Vehicles 2026: 21339.0913; Vehicles 2027: 30463.4077; Vehicles 2028: 39937.8976; Vehicles 2029: 49837.5893; Vehicles 2030: 59647.7613; Vehicles 2031: 69433.0808; Vehicles 2032: 79184.7334; Vehicles 2033: 88505.59; Vehicles 2034: 97359.323; Vehicles 2035: 105717.9187
Electric Vehicle | Heavy Duty EV | GVWR7 | Vehicles 2022: 8923.0965; Vehicles 2023: 17694.6691; Vehicles 2024: 32300.4325; Vehicles 2025: 52032.3126; Vehicles 2026: 76348.8064; Vehicles 2027: 101689.9307; Vehicles 2028: 128486.7798; Vehicles 2029: 160832.5975; Vehicles 2030: 194200.3842; Vehicles 2031: 227534.2681; Vehicles 2032: 262316.0779; Vehicles 2033: 297393.4255; Vehicles 2034: 331786.3576; Vehicles 2035: 371721.1621
Electric Vehicle | Heavy Duty EV | GVWR8.COMBO | Vehicles 2022: 163.6847; Vehicles 2023: 913.7408; Vehicles 2024: 2094.5817; Vehicles 2025: 2970.3681; Vehicles 2026: 4112.1317; Vehicles 2027: 5772.4699; Vehicles 2028: 8138.3417; Vehicles 2029: 11541.4405; Vehicles 2030: 15618.8093; Vehicles 2031: 19909.7341; Vehicles 2032: 24828.0327; Vehicles 2033: 30046.7342; Vehicles 2034: 36125.6929; Vehicles 2035: 40769.9132
Electric Vehicle | Heavy Duty EV | GVWR8.IRP | Vehicles 2022: 0; Vehicles 2023: 0; Vehicles 2024: 0; Vehicles 2025: 0; Vehicles 2026: 0; Vehicles 2027: 0; Vehicles 2028: 0; Vehicles 2029: 0; Vehicles 2030: 0; Vehicles 2031: 252.4146; Vehicles 2032: 483.4488; Vehicles 2033: 911.8798; Vehicles 2034: 1367.7319; Vehicles 2035: 1885.5341
Electric Vehicle | Heavy Duty EV | GVWR8.PORT | Vehicles 2022: 0.65564; Vehicles 2023: 116.1312; Vehicles 2024: 246.6313; Vehicles 2025: 299.9508; Vehicles 2026: 351.2732; Vehicles 2027: 403.8778; Vehicles 2028: 467.6264; Vehicles 2029: 471.4961; Vehicles 2030: 458.3585; Vehicles 2031: 458.7807; Vehicles 2032: 465.1129; Vehicles 2033: 473.8194; Vehicles 2034: 484.2469; Vehicles 2035: 491.294
Electric Vehicle | Heavy Duty EV | GVWR8.REFUSE.AND.RECYCLING | Vehicles 2022: 2.9352; Vehicles 2023: 28.1863; Vehicles 2024: 57.0774; Vehicles 2025: 88.8214; Vehicles 2026: 122.0195; Vehicles 2027: 166.1071; Vehicles 2028: 229.1149; Vehicles 2029: 335.7671; Vehicles 2030: 505.1438; Vehicles 2031: 779.6345; Vehicles 2032: 1089.5634; Vehicles 2033: 1439.5591; Vehicles 2034: 1812.6226; Vehicles 2035: 2192.9191
Electric Vehicle | Heavy Duty EV | GVWR8.SU | Vehicles 2022: 3.8765; Vehicles 2023: 3.7964; Vehicles 2024: 499.212; Vehicles 2025: 783.8518; Vehicles 2026: 1111.4187; Vehicles 2027: 1523.5698; Vehicles 2028: 2039.8113; Vehicles 2029: 2780.2885; Vehicles 2030: 3799.5665; Vehicles 2031: 5225.3811; Vehicles 2032: 7136.7044; Vehicles 2033: 9477.1384; Vehicles 2034: 11759.0895; Vehicles 2035: 13998.9049
Electric Vehicle | Electric Buses | INTERCITY.BUS | Vehicles 2022: 0; Vehicles 2023: 0; Vehicles 2024: 0; Vehicles 2025: 0; Vehicles 2026: 0; Vehicles 2027: 0; Vehicles 2028: 0; Vehicles 2029: 0; Vehicles 2030: 0; Vehicles 2031: 0; Vehicles 2032: 0; Vehicles 2033: 0; Vehicles 2034: 0; Vehicles 2035: 0
Electric Vehicle | Electric Buses | SCHOOL.BUS | Vehicles 2022: 740; Vehicles 2023: 900; Vehicles 2024: 956.1935; Vehicles 2025: 1037.7083; Vehicles 2026: 1136.9282; Vehicles 2027: 1282.8652; Vehicles 2028: 1509.7565; Vehicles 2029: 1823.6648; Vehicles 2030: 2230.7982; Vehicles 2031: 2695.1883; Vehicles 2032: 3173.918; Vehicles 2033: 3719.5071; Vehicles 2034: 4318.3438; Vehicles 2035: 4949.0854
Electric Vehicle | Electric Buses | URBAN.BUS | Vehicles 2022: 261.5637; Vehicles 2023: 322.9593; Vehicles 2024: 384.9689; Vehicles 2025: 447.5986; Vehicles 2026: 510.8546; Vehicles 2027: 574.7431; Vehicles 2028: 639.2705; Vehicles 2029: 704.4433; Vehicles 2030: 770.2677; Vehicles 2031: 836.7504; Vehicles 2032: 903.8979; Vehicles 2033: 970.7168; Vehicles 2034: 1038.814; Vehicles 2035: 1106.4242
Electric Vehicle | Electric Buses | OTHER.BUS | Vehicles 2022: 582; Vehicles 2023: 747; Vehicles 2024: 1043; Vehicles 2025: 1351; Vehicles 2026: 1816; Vehicles 2027: 2313; Vehicles 2028: 2917; Vehicles 2029: 3702; Vehicles 2030: 4662; Vehicles 2031: 5197; Vehicles 2032: 6308; Vehicles 2033: 7031; Vehicles 2034: 7689; Vehicles 2035: 8109

## EV Charger Capacity
Average Charger Capacity (kW) for V2X suboption
|  | Units: | Vehicles
Sector | Size | Building Type | 2021 | 2022 | 2023 | 2024 | 2025 | 2026 | 2027 | 2028 | 2029 | 2030 | 2031 | 2032 | 2033 | 2034 | 2035 | 2036 | 2037 | 2038 | 2039 | 2040 | 2041 | 2042 | 2043 | 2044 | 2045 | 2046 | 2047 | 2048 | 2049 | 2050
Electric Vehicle | Light Duty EV | LDV | Vehicles 2022: 11.2; Vehicles 2023: 11.2; Vehicles 2024: 11.2; Vehicles 2025: 11.2; Vehicles 2026: 11.2; Vehicles 2027: 11.2; Vehicles 2028: 11.2; Vehicles 2029: 11.2; Vehicles 2030: 11.2; Vehicles 2031: 11.2; Vehicles 2032: 11.2; Vehicles 2033: 11.2; Vehicles 2034: 11.2; Vehicles 2035: 11.2
Electric Vehicle | Medium Duty EV | GVWR3 | Vehicles 2022: 41.5; Vehicles 2023: 41.5; Vehicles 2024: 41.5; Vehicles 2025: 41.5; Vehicles 2026: 41.5; Vehicles 2027: 41.5; Vehicles 2028: 41.5; Vehicles 2029: 41.5; Vehicles 2030: 41.5; Vehicles 2031: 41.5; Vehicles 2032: 41.5; Vehicles 2033: 41.5; Vehicles 2034: 41.5; Vehicles 2035: 41.5
Electric Vehicle | Medium Duty EV | GVWR456 | Vehicles 2022: 41.5; Vehicles 2023: 41.5; Vehicles 2024: 41.5; Vehicles 2025: 41.5; Vehicles 2026: 41.5; Vehicles 2027: 41.5; Vehicles 2028: 41.5; Vehicles 2029: 41.5; Vehicles 2030: 41.5; Vehicles 2031: 41.5; Vehicles 2032: 41.5; Vehicles 2033: 41.5; Vehicles 2034: 41.5; Vehicles 2035: 41.5
Electric Vehicle | Heavy Duty EV | GVWR7 | Vehicles 2022: 41.5; Vehicles 2023: 41.5; Vehicles 2024: 41.5; Vehicles 2025: 41.5; Vehicles 2026: 41.5; Vehicles 2027: 41.5; Vehicles 2028: 41.5; Vehicles 2029: 41.5; Vehicles 2030: 41.5; Vehicles 2031: 41.5; Vehicles 2032: 41.5; Vehicles 2033: 41.5; Vehicles 2034: 41.5; Vehicles 2035: 41.5
Electric Vehicle | Heavy Duty EV | GVWR8.COMBO | Vehicles 2022: 41.5; Vehicles 2023: 41.5; Vehicles 2024: 41.5; Vehicles 2025: 41.5; Vehicles 2026: 41.5; Vehicles 2027: 41.5; Vehicles 2028: 41.5; Vehicles 2029: 41.5; Vehicles 2030: 41.5; Vehicles 2031: 41.5; Vehicles 2032: 41.5; Vehicles 2033: 41.5; Vehicles 2034: 41.5; Vehicles 2035: 41.5
Electric Vehicle | Heavy Duty EV | GVWR8.IRP | Vehicles 2022: 41.5; Vehicles 2023: 41.5; Vehicles 2024: 41.5; Vehicles 2025: 41.5; Vehicles 2026: 41.5; Vehicles 2027: 41.5; Vehicles 2028: 41.5; Vehicles 2029: 41.5; Vehicles 2030: 41.5; Vehicles 2031: 41.5; Vehicles 2032: 41.5; Vehicles 2033: 41.5; Vehicles 2034: 41.5; Vehicles 2035: 41.5
Electric Vehicle | Heavy Duty EV | GVWR8.PORT | Vehicles 2022: 41.5; Vehicles 2023: 41.5; Vehicles 2024: 41.5; Vehicles 2025: 41.5; Vehicles 2026: 41.5; Vehicles 2027: 41.5; Vehicles 2028: 41.5; Vehicles 2029: 41.5; Vehicles 2030: 41.5; Vehicles 2031: 41.5; Vehicles 2032: 41.5; Vehicles 2033: 41.5; Vehicles 2034: 41.5; Vehicles 2035: 41.5
Electric Vehicle | Heavy Duty EV | GVWR8.REFUSE.AND.RECYCLING | Vehicles 2022: 41.5; Vehicles 2023: 41.5; Vehicles 2024: 41.5; Vehicles 2025: 41.5; Vehicles 2026: 41.5; Vehicles 2027: 41.5; Vehicles 2028: 41.5; Vehicles 2029: 41.5; Vehicles 2030: 41.5; Vehicles 2031: 41.5; Vehicles 2032: 41.5; Vehicles 2033: 41.5; Vehicles 2034: 41.5; Vehicles 2035: 41.5
Electric Vehicle | Heavy Duty EV | GVWR8.SU | Vehicles 2022: 41.5; Vehicles 2023: 41.5; Vehicles 2024: 41.5; Vehicles 2025: 41.5; Vehicles 2026: 41.5; Vehicles 2027: 41.5; Vehicles 2028: 41.5; Vehicles 2029: 41.5; Vehicles 2030: 41.5; Vehicles 2031: 41.5; Vehicles 2032: 41.5; Vehicles 2033: 41.5; Vehicles 2034: 41.5; Vehicles 2035: 41.5
Electric Vehicle | Electric Buses | INTERCITY.BUS | Vehicles 2022: 60; Vehicles 2023: 60; Vehicles 2024: 60; Vehicles 2025: 60; Vehicles 2026: 60; Vehicles 2027: 60; Vehicles 2028: 60; Vehicles 2029: 60; Vehicles 2030: 60; Vehicles 2031: 60; Vehicles 2032: 60; Vehicles 2033: 60; Vehicles 2034: 60; Vehicles 2035: 60
Electric Vehicle | Electric Buses | SCHOOL.BUS | Vehicles 2022: 60; Vehicles 2023: 60; Vehicles 2024: 60; Vehicles 2025: 60; Vehicles 2026: 60; Vehicles 2027: 60; Vehicles 2028: 60; Vehicles 2029: 60; Vehicles 2030: 60; Vehicles 2031: 60; Vehicles 2032: 60; Vehicles 2033: 60; Vehicles 2034: 60; Vehicles 2035: 60
Electric Vehicle | Electric Buses | URBAN.BUS | Vehicles 2022: 60; Vehicles 2023: 60; Vehicles 2024: 60; Vehicles 2025: 60; Vehicles 2026: 60; Vehicles 2027: 60; Vehicles 2028: 60; Vehicles 2029: 60; Vehicles 2030: 60; Vehicles 2031: 60; Vehicles 2032: 60; Vehicles 2033: 60; Vehicles 2034: 60; Vehicles 2035: 60
Electric Vehicle | Electric Buses | OTHER.BUS | Vehicles 2022: 60; Vehicles 2023: 60; Vehicles 2024: 60; Vehicles 2025: 60; Vehicles 2026: 60; Vehicles 2027: 60; Vehicles 2028: 60; Vehicles 2029: 60; Vehicles 2030: 60; Vehicles 2031: 60; Vehicles 2032: 60; Vehicles 2033: 60; Vehicles 2034: 60; Vehicles 2035: 60

## Tech Suitability & Derating
Technical Suitability and Derating factors to develop V2X Control Strategy Eligibility Factors found in the orange tabs.
V2X Control Strategy Eligibility Factor
Vehicle Class | Vehicle Type | 2021 | 2022 | 2023 | 2024 | 2025 | 2026 | 2027 | 2028 | 2029 | 2030 | 2031 | 2032 | 2033 | 2034 | 2035 | 2036 | 2037 | 2038 | 2039 | 2040 | 2041 | 2042 | 2043 | 2044 | 2045 | 2046 | 2047 | 2048 | 2049 | 2050
EV-LDV | EV-LDV | 0% | 0% | 0.5955% | 1.423% | 2.25% | 2.97% | 3.69% | 4.41% | 5.13% | 5.85% | 6.57% | 7.29% | 8.01% | 8.73% | 9.45% | 10.17% | 10.89% | 11.61% | 12.33% | 13.05% | 13.77% | 14.49% | 15.21% | 15.93% | 16.65% | 17.37% | 18.09% | 18.81% | 19.53% | 20.25%
EV-MDV | EV-MDV | 0% | 0% | 0.2978% | 1.274% | 2.25% | 2.97% | 3.69% | 4.41% | 5.13% | 5.85% | 6.57% | 7.29% | 8.01% | 8.73% | 9.45% | 10.17% | 10.89% | 11.61% | 12.33% | 13.05% | 13.77% | 14.49% | 15.21% | 15.93% | 16.65% | 17.37% | 18.09% | 18.81% | 19.53% | 20.25%
EV-HDV | EV-HDV | 0% | 0% | 0.2978% | 1.274% | 2.25% | 2.97% | 3.69% | 4.41% | 5.13% | 5.85% | 6.57% | 7.29% | 8.01% | 8.73% | 9.45% | 10.17% | 10.89% | 11.61% | 12.33% | 13.05% | 13.77% | 14.49% | 15.21% | 15.93% | 16.65% | 17.37% | 18.09% | 18.81% | 19.53% | 20.25%
EV-Bus | EV-Bus | 0% | 0% | 0.4797% | 2.052% | 3.625% | 4.785% | 5.945% | 7.105% | 8.265% | 9.425% | 10.59% | 11.75% | 12.91% | 14.07% | 15.23% | 16.39% | 17.55% | 18.71% | 19.87% | 21.03% | 22.19% | 23.35% | 24.51% | 25.67% | 26.83% | 27.99% | 29.15% | 30.31% | 31.47% | 32.63%
Light Duty | Light Duty | 0% | 0% | 0.5955% | 1.423% | 2.25% | 2.97% | 3.69% | 4.41% | 5.13% | 5.85% | 6.57% | 7.29% | 8.01% | 8.73% | 9.45% | 10.17% | 10.89% | 11.61% | 12.33% | 13.05% | 13.77% | 14.49% | 15.21% | 15.93% | 16.65% | 17.37% | 18.09% | 18.81% | 19.53% | 20.25%
Medium and Heavy Duty | Medium and Heavy Duty | 0% | 0% | 0.2978% | 1.274% | 2.25% | 2.97% | 3.69% | 4.41% | 5.13% | 5.85% | 6.57% | 7.29% | 8.01% | 8.73% | 9.45% | 10.17% | 10.89% | 11.61% | 12.33% | 13.05% | 13.77% | 14.49% | 15.21% | 15.93% | 16.65% | 17.37% | 18.09% | 18.81% | 19.53% | 20.25%
Transit Buses | Transit Buses | 0% | 0% | 0.2978% | 1.274% | 2.25% | 2.97% | 3.69% | 4.41% | 5.13% | 5.85% | 6.57% | 7.29% | 8.01% | 8.73% | 9.45% | 10.17% | 10.89% | 11.61% | 12.33% | 13.05% | 13.77% | 14.49% | 15.21% | 15.93% | 16.65% | 17.37% | 18.09% | 18.81% | 19.53% | 20.25%
School Buses | School Buses | 0% | 0% | 0.6617% | 2.831% | 5% | 6.6% | 8.2% | 9.8% | 11.4% | 13% | 14.6% | 16.2% | 17.8% | 19.4% | 21% | 22.6% | 24.2% | 25.8% | 27.4% | 29% | 30.6% | 32.2% | 33.8% | 35.4% | 37% | 38.6% | 40.2% | 41.8% | 43.4% | 45%
Technical Suitability (% tech suitable for V2X) | bar: 2021 to 2036
Percentage of chargers/vehicles that have V2X capabilities
Vehicle Grid Integration Council (VGIC) provided data
Vehicle Class | Vehicle Type | 2021 | 2022 | 2023 | 2024 | 2025 | 2026 | 2027 | 2028 | 2029 | 2030 | 2031 | 2032 | 2033 | 2034 | 2035 | Notes | Source
Light Duty | Light Duty | 0% | 0% | 2.647% | 6.323% | 10% | 13.2% | 16.4% | 19.6% | 22.8% | 26% | 29.2% | 32.4% | 35.6% | 38.8% | 42% | VGIC offers that 10% in 2025 and 90% in 2050 are more appropriate estimates for V2G potential as a function of V1G potential. Assumed a linear increase year by year to estimate the total vehicle stock that is expected to be V2G capable. | https://static1.squarespace.com/static/5dcde7af8ed96b403d8aeb70/t/633f623079013c1db5bc65e5/1665098288843/2022-10-06+VGIC%27s+Informal+Comments+on+I%26A+MAG+Meeting.pdf
Medium and Heavy Duty | Medium and Heavy Duty | 0% | 0% | 1.323% | 5.662% | 10% | 13.2% | 16.4% | 19.6% | 22.8% | 26% | 29.2% | 32.4% | 35.6% | 38.8% | 42% | VGIC offers that 10% in 2025 and 90% in 2050 are more appropriate estimates for V2G potential as a function of V1G potential. Assumed a linear increase year by year to estimate the total vehicle stock that is expected to be V2G capable. | https://static1.squarespace.com/static/5dcde7af8ed96b403d8aeb70/t/633f623079013c1db5bc65e5/1665098288843/2022-10-06+VGIC%27s+Informal+Comments+on+I%26A+MAG+Meeting.pdf
Transit Buses | Transit Buses | 0% | 0% | 1.323% | 5.662% | 10% | 13.2% | 16.4% | 19.6% | 22.8% | 26% | 29.2% | 32.4% | 35.6% | 38.8% | 42% | VGIC offers that 10% in 2025 and 90% in 2050 are more appropriate estimates for V2G potential as a function of V1G potential. Assumed a linear increase year by year to estimate the total vehicle stock that is expected to be V2G capable. | https://static1.squarespace.com/static/5dcde7af8ed96b403d8aeb70/t/633f623079013c1db5bc65e5/1665098288843/2022-10-06+VGIC%27s+Informal+Comments+on+I%26A+MAG+Meeting.pdf
School Buses | School Buses | 0% | 0% | 1.323% | 5.662% | 10% | 13.2% | 16.4% | 19.6% | 22.8% | 26% | 29.2% | 32.4% | 35.6% | 38.8% | 42% | VGIC offers that 10% in 2025 and 90% in 2050 are more appropriate estimates for V2G potential as a function of V1G potential. Assumed a linear increase year by year to estimate the total vehicle stock that is expected to be V2G capable. | https://static1.squarespace.com/static/5dcde7af8ed96b403d8aeb70/t/633f623079013c1db5bc65e5/1665098288843/2022-10-06+VGIC%27s+Informal+Comments+on+I%26A+MAG+Meeting.pdf
Assumed derating factor to consider charging profiles, connectivity, availability, etc. [% of available capacity for discharge]
This represents the percentage of the total enrolled V2X capable capacity that may be available for dispatch during DR/DF events
Gridworks, NREL.
Vehicle Class | Vehicle Type | 2021 | 2022 | 2023 | 2024 | 2025 | 2026 | 2027 | 2028 | 2029 | 2030 | 2031 | 2032 | 2033 | 2034 | 2035 | Notes | Sources | Source
Light Duty | Light Duty | 22.5% | 22.5% | 22.5% | 22.5% | 22.5% | 22.5% | 22.5% | 22.5% | 22.5% | 22.5% | 22.5% | 22.5% | 22.5% | 22.5% | 22.5% | 14-31% of the total capacity of the EV batteries was available to discharge during peak hours (V2G). Average of 22.5% | https://gridworks.org/wp-content/uploads/2019/03/VGI-Value-Literature-Review-Final.pdf
Medium and Heavy Duty | Medium and Heavy Duty | 22.5% | 22.5% | 22.5% | 22.5% | 22.5% | 22.5% | 22.5% | 22.5% | 22.5% | 22.5% | 22.5% | 22.5% | 22.5% | 22.5% | 22.5% | 14-31% of the total capacity of the EV batteries was available to discharge during peak hours (V2G). Average of 22.5% | https://gridworks.org/wp-content/uploads/2019/03/VGI-Value-Literature-Review-Final.pdf
Transit Buses | Transit Buses | 22.5% | 22.5% | 22.5% | 22.5% | 22.5% | 22.5% | 22.5% | 22.5% | 22.5% | 22.5% | 22.5% | 22.5% | 22.5% | 22.5% | 22.5% | 14-31% of the total capacity of the EV batteries was available to discharge during peak hours (V2G). Average of 22.5% | https://gridworks.org/wp-content/uploads/2019/03/VGI-Value-Literature-Review-Final.pdf
School Buses | School Buses | 50% | 50% | 50% | 50% | 50% | 50% | 50% | 50% | 50% | 50% | 50% | 50% | 50% | 50% | 50% | The average electric school bus has a 150kWh battery, and uses 1/3 of battery capacity (50kWh) on each of two runs per day (morning and afternoon). Leaving 50kWh to discharge per day. | https://o7j844.p3cdn1.secureserver.net/wp-content/uploads/2021/08/Rhombus-RES-D3-CS20-Dispenser-Product-Brief-Ref-Architecture-v3.2-082621.pdf | https://www.nrel.gov/docs/fy20osti/74187.pdf
Note on E24: Debyani Ghosh: This is based on VGIC provided data, which states that 30,000 Nissan LEAF and 10,000 Ford Lightning trucks will have V2G capability in 2023
Note on E26: Debyani Ghosh: Assumption
Note on E27: Debyani Ghosh: Assumption