## READ ME
D-Flex PCM Tool Inputs and Assumptions: Non-EV Options
This workbook provides the inputs and assumptions used to calculate impact potential in the D-Flex PCM Tool for options other than EVs which are detailed in a separate file.
The table below describes each of the key inputs and assumptions.
Date of Extract | 2025-02-26
Contact | Ingrid Neumann, Ph.D. |  | Decarbonization Principal, Advanced Electrification Analysis Branch
Ingrid.Neumann@energy.ca.gov
Workbook Contents
Tab | Description
Control Strategy Eligibility | -The control strategy eligibility (CSE) represents the % of participants with a particular end use that are eligible to curtail load using particular control strategies. In other words, this represents technology saturation that enables control for a given suboption. -The CSE input is relevant for suboptions which are enabled by specific technology adoption. The CSE allocates eligibility (and prevents double counting) among competing options that fundamentally act upon the same end use load. These groups of competing options are indicated in the "Control Strategy Allocation Group" column. [For example, the Ag-Pumping allocation group contains two competing control options for controlling agricultural pumping loads: (1) Auto-DR enabled control and (2) manual switch-based direct load control. For a given BuildingType, the CSE values for these two options is capped at 100%, since ag pumping load could be controlled using one technology or the other, but not both at the same time] -CSE values are derived using forecasted technology saturations from the Potential and Goals study (PG) and based on Guidehouse benchmarking from other jurisdictions.
Participation | -Participation %s indicate what fraction of the technically suitable and controllable load that is assumed to enroll in DR/DF programs. -For all suboptions except for batteries, these participation values are obtained from LBNL phase 4 study for specific years. Guidehouse used these values and interpolated for the years in between. We also aligned our assumptions with the representation in the Load Shift goal analysis. - For battery load shifting across all sectors, Guidehouse developed the participation %s in alignment with 2030 Load Shift Goal.
Unit Impact | -Unit impact values indicate what % of the enrolled load could be shed during an event. -These unit impact %s apply to all suboptions. The assumed values were obtained from the LBNL Phase 4 DR potential study.
Equations:
Non-Battery SubOptions
Varies by hour according to gross demand
MW impact = end use annual MWh consumption * normalized loadshape * control strategy eligibility * unit impact * participation
Battery SubOptions
Capacity (MW) available for system dispatch - varies by hour
If battery is in a charging state (according to charging/discharging profile):
Hourly available capacity (MW) = 0
If battery is in a neutral or discharging state (according to charging/discharging profile):
Hourly available capacity (MW) = effective monthly installed MW capacity * [100% - capacity % used by customer] * control strategy eligibility * unit impact * participation
Energy (MWh) available for system dispatch - varies by day
Daily available energy (MWh) = effective monthly installed MWh capacity * [100% - total % of energy used by customer during dispatch hours within the day - 25% reserve margin] * control strategy eligibility * unit impact * participation
|  |  | where: | effective monthly installed MWh capacity = effective monthly installed MW capacity * assumed battery duration at max rated capacity
|  |  |  | residential: | assumed battery duration at max rated capacity = 2.7 hours (based on 13.5 kWh / 5 kW powerwall systems)
|  |  |  | non-residential: | assumed battery duration at max rated capacity = 2.0 hours (based on 2023 SGIP impact evaluation, DG stats)

## Control Strategy Eligibility
Option Grouping | DRSubOption | Sector | BuildingType | Control Strategy Allocation Group | 2023 | 2024 | 2025 | 2026 | 2027 | 2028 | 2029 | 2030 | 2031 | 2032 | 2033 | 2034 | 2035 | 2036 | 2037 | 2038 | 2039 | 2040 | 2041 | 2042 | 2043 | 2044 | 2045 | 2046 | 2047 | 2048 | 2049 | 2050 | Notes
Ag Pumping | Ag-Auto-DR-Pumping Control | Agricultural | Ag-Animal | Ag-Pumping | 1% | 3.9% | 6.9% | 9.8% | 12.7% | 15.6% | 18.6% | 21.5% | 24.4% | 27.3% | 30.3% | 33.2% | 36.1% | 39% | 42% | 44.9% | 47.8% | 50.7% | 53.7% | 56.6% | 59.5% | 62.4% | 65.4% | 68.3% | 71.2% | 74.1% | 77.1% | 80%
Ag Pumping | Ag-Auto-DR-Pumping Control | Agricultural | Ag-Crop | Ag-Pumping | 1% | 3.9% | 6.9% | 9.8% | 12.7% | 15.6% | 18.6% | 21.5% | 24.4% | 27.3% | 30.3% | 33.2% | 36.1% | 39% | 42% | 44.9% | 47.8% | 50.7% | 53.7% | 56.6% | 59.5% | 62.4% | 65.4% | 68.3% | 71.2% | 74.1% | 77.1% | 80%
Ag Pumping | Ag-Auto-DR-Pumping Control | Agricultural | Water, Irrigation | Ag-Pumping | 1% | 3.9% | 6.9% | 9.8% | 12.7% | 15.6% | 18.6% | 21.5% | 24.4% | 27.3% | 30.3% | 33.2% | 36.1% | 39% | 42% | 44.9% | 47.8% | 50.7% | 53.7% | 56.6% | 59.5% | 62.4% | 65.4% | 68.3% | 71.2% | 74.1% | 77.1% | 80%
Ag Pumping | Ag-Auto-DR-Pumping Control | Agricultural | Water, Municipal | Ag-Pumping | 1% | 3.9% | 6.9% | 9.8% | 12.7% | 15.6% | 18.6% | 21.5% | 24.4% | 27.3% | 30.3% | 33.2% | 36.1% | 39% | 42% | 44.9% | 47.8% | 50.7% | 53.7% | 56.6% | 59.5% | 62.4% | 65.4% | 68.3% | 71.2% | 74.1% | 77.1% | 80%
Ag Pumping | Ag-DLC Switch-Pumping Control | Agricultural | Ag-Animal | Ag-Pumping | 99% | 96.1% | 93.1% | 90.2% | 87.3% | 84.4% | 81.4% | 78.5% | 75.6% | 72.7% | 69.7% | 66.8% | 63.9% | 61% | 58% | 55.1% | 52.2% | 49.3% | 46.3% | 43.4% | 40.5% | 37.6% | 34.6% | 31.7% | 28.8% | 25.9% | 22.9% | 20%
Ag Pumping | Ag-DLC Switch-Pumping Control | Agricultural | Ag-Crop | Ag-Pumping | 99% | 96.1% | 93.1% | 90.2% | 87.3% | 84.4% | 81.4% | 78.5% | 75.6% | 72.7% | 69.7% | 66.8% | 63.9% | 61% | 58% | 55.1% | 52.2% | 49.3% | 46.3% | 43.4% | 40.5% | 37.6% | 34.6% | 31.7% | 28.8% | 25.9% | 22.9% | 20%
Ag Pumping | Ag-DLC Switch-Pumping Control | Agricultural | Water, Irrigation | Ag-Pumping | 99% | 96.1% | 93.1% | 90.2% | 87.3% | 84.4% | 81.4% | 78.5% | 75.6% | 72.7% | 69.7% | 66.8% | 63.9% | 61% | 58% | 55.1% | 52.2% | 49.3% | 46.3% | 43.4% | 40.5% | 37.6% | 34.6% | 31.7% | 28.8% | 25.9% | 22.9% | 20%
Ag Pumping | Ag-DLC Switch-Pumping Control | Agricultural | Water, Municipal | Ag-Pumping | 99% | 96.1% | 93.1% | 90.2% | 87.3% | 84.4% | 81.4% | 78.5% | 75.6% | 72.7% | 69.7% | 66.8% | 63.9% | 61% | 58% | 55.1% | 52.2% | 49.3% | 46.3% | 43.4% | 40.5% | 37.6% | 34.6% | 31.7% | 28.8% | 25.9% | 22.9% | 20%
Ag Pumping | Water Supply/WW pumping control | Agricultural | Ag-Animal | None | 100% | 100% | 100% | 100% | 100% | 100% | 100% | 100% | 100% | 100% | 100% | 100% | 100% | 100% | 100% | 100% | 100% | 100% | 100% | 100% | 100% | 100% | 100% | 100% | 100% | 100% | 100% | 100%
Ag Pumping | Water Supply/WW pumping control | Agricultural | Ag-Crop | None | 100% | 100% | 100% | 100% | 100% | 100% | 100% | 100% | 100% | 100% | 100% | 100% | 100% | 100% | 100% | 100% | 100% | 100% | 100% | 100% | 100% | 100% | 100% | 100% | 100% | 100% | 100% | 100%
Ag Pumping | Water Supply/WW pumping control | Agricultural | Water, Irrigation | None | 100% | 100% | 100% | 100% | 100% | 100% | 100% | 100% | 100% | 100% | 100% | 100% | 100% | 100% | 100% | 100% | 100% | 100% | 100% | 100% | 100% | 100% | 100% | 100% | 100% | 100% | 100% | 100%
Ag Pumping | Water Supply/WW pumping control | Agricultural | Water, Municipal | None | 100% | 100% | 100% | 100% | 100% | 100% | 100% | 100% | 100% | 100% | 100% | 100% | 100% | 100% | 100% | 100% | 100% | 100% | 100% | 100% | 100% | 100% | 100% | 100% | 100% | 100% | 100% | 100%
Battery-NonRes | Ag-Battery Dispatch | Agricultural | Ag-BTM Battery | Ag-Battery | 100% | 100% | 100% | 100% | 100% | 100% | 100% | 100% | 100% | 100% | 100% | 100% | 100% | 100% | 100% | 100% | 100% | 100% | 100% | 100% | 100% | 100% | 100% | 100% | 100% | 100% | 100% | 100% | 100%; 25% reserve margin is built in separately in MWh availability calculations. 10% round trip efficiency does not need to factor in either.
Battery-NonRes | Com-Battery Dispatch | Commercial | Com-BTM Battery | Com-Battery | 100% | 100% | 100% | 100% | 100% | 100% | 100% | 100% | 100% | 100% | 100% | 100% | 100% | 100% | 100% | 100% | 100% | 100% | 100% | 100% | 100% | 100% | 100% | 100% | 100% | 100% | 100% | 100% | 100%; 25% reserve margin is built in separately in MWh availability calculations. 10% round trip efficiency does not need to factor in either.
Battery-NonRes | Ind-Battery Dispatch | Industrial | Ind-BTM Battery | Ind-Battery | 100% | 100% | 100% | 100% | 100% | 100% | 100% | 100% | 100% | 100% | 100% | 100% | 100% | 100% | 100% | 100% | 100% | 100% | 100% | 100% | 100% | 100% | 100% | 100% | 100% | 100% | 100% | 100% | 100%; 25% reserve margin is built in separately in MWh availability calculations. 10% round trip efficiency does not need to factor in either.
Battery-Res | Res-Battery Dispatch | Residential | Res-BTM Battery | Res-Battery | 100% | 100% | 100% | 100% | 100% | 100% | 100% | 100% | 100% | 100% | 100% | 100% | 100% | 100% | 100% | 100% | 100% | 100% | 100% | 100% | 100% | 100% | 100% | 100% | 100% | 100% | 100% | 100% | 100%; 25% reserve margin is built in separately in MWh availability calculations. 10% round trip efficiency does not need to factor in either.
HVAC | Com-DLC-HVAC-Switch | Commercial | Com - College | Com-HVAC | 25% | 25% | 25% | 25% | 25% | 25% | 25% | 25% | 25% | 25% | 25% | 25% | 25% | 25% | 25% | 25% | 25% | 25% | 25% | 25% | 25% | 25% | 25% | 25% | 25% | 25% | 25% | 25%
HVAC | Com-DLC-HVAC-Switch | Commercial | Com - Grocery | Com-HVAC | 25% | 25% | 25% | 25% | 25% | 25% | 25% | 25% | 25% | 25% | 25% | 25% | 25% | 25% | 25% | 25% | 25% | 25% | 25% | 25% | 25% | 25% | 25% | 25% | 25% | 25% | 25% | 25%
HVAC | Com-DLC-HVAC-Switch | Commercial | Com - Health | Com-HVAC | 25% | 25% | 25% | 25% | 25% | 25% | 25% | 25% | 25% | 25% | 25% | 25% | 25% | 25% | 25% | 25% | 25% | 25% | 25% | 25% | 25% | 25% | 25% | 25% | 25% | 25% | 25% | 25%
HVAC | Com-DLC-HVAC-Switch | Commercial | Com - Lodging | Com-HVAC | 25% | 25% | 25% | 25% | 25% | 25% | 25% | 25% | 25% | 25% | 25% | 25% | 25% | 25% | 25% | 25% | 25% | 25% | 25% | 25% | 25% | 25% | 25% | 25% | 25% | 25% | 25% | 25%
HVAC | Com-DLC-HVAC-Switch | Commercial | Com - Office (Large) | Com-HVAC | 25% | 25% | 25% | 25% | 25% | 25% | 25% | 25% | 25% | 25% | 25% | 25% | 25% | 25% | 25% | 25% | 25% | 25% | 25% | 25% | 25% | 25% | 25% | 25% | 25% | 25% | 25% | 25%
HVAC | Com-DLC-HVAC-Switch | Commercial | Com - Office (Small) | Com-HVAC | 25% | 25% | 25% | 25% | 25% | 25% | 25% | 25% | 25% | 25% | 25% | 25% | 25% | 25% | 25% | 25% | 25% | 25% | 25% | 25% | 25% | 25% | 25% | 25% | 25% | 25% | 25% | 25%
HVAC | Com-DLC-HVAC-Switch | Commercial | Com - Other | Com-HVAC | 25% | 25% | 25% | 25% | 25% | 25% | 25% | 25% | 25% | 25% | 25% | 25% | 25% | 25% | 25% | 25% | 25% | 25% | 25% | 25% | 25% | 25% | 25% | 25% | 25% | 25% | 25% | 25%
HVAC | Com-DLC-HVAC-Switch | Commercial | Com - Refrig. Warehouse | Com-HVAC | 25% | 25% | 25% | 25% | 25% | 25% | 25% | 25% | 25% | 25% | 25% | 25% | 25% | 25% | 25% | 25% | 25% | 25% | 25% | 25% | 25% | 25% | 25% | 25% | 25% | 25% | 25% | 25%
HVAC | Com-DLC-HVAC-Switch | Commercial | Com - Restaurant | Com-HVAC | 25% | 25% | 25% | 25% | 25% | 25% | 25% | 25% | 25% | 25% | 25% | 25% | 25% | 25% | 25% | 25% | 25% | 25% | 25% | 25% | 25% | 25% | 25% | 25% | 25% | 25% | 25% | 25%
HVAC | Com-DLC-HVAC-Switch | Commercial | Com - Retail | Com-HVAC | 25% | 25% | 25% | 25% | 25% | 25% | 25% | 25% | 25% | 25% | 25% | 25% | 25% | 25% | 25% | 25% | 25% | 25% | 25% | 25% | 25% | 25% | 25% | 25% | 25% | 25% | 25% | 25%
HVAC | Com-DLC-HVAC-Switch | Commercial | Com - School | Com-HVAC | 25% | 25% | 25% | 25% | 25% | 25% | 25% | 25% | 25% | 25% | 25% | 25% | 25% | 25% | 25% | 25% | 25% | 25% | 25% | 25% | 25% | 25% | 25% | 25% | 25% | 25% | 25% | 25%
HVAC | Com-DLC-HVAC-Switch | Commercial | Com - Warehouse | Com-HVAC | 25% | 25% | 25% | 25% | 25% | 25% | 25% | 25% | 25% | 25% | 25% | 25% | 25% | 25% | 25% | 25% | 25% | 25% | 25% | 25% | 25% | 25% | 25% | 25% | 25% | 25% | 25% | 25%
HVAC | Com-HVAC-EMS | Commercial | Com - College | Com-HVAC | 21% | 21.2% | 21.4% | 21.7% | 21.9% | 22.1% | 22.3% | 22.6% | 22.8% | 23% | 23.2% | 23.4% | 23.7% | 23.9% | 24.1% | 24.3% | 24.6% | 24.8% | 25% | 25.2% | 25.4% | 25.7% | 25.9% | 26.1% | 26.3% | 26.6% | 26.8% | 27%
HVAC | Com-HVAC-EMS | Commercial | Com - Grocery | Com-HVAC | 21% | 21.2% | 21.4% | 21.7% | 21.9% | 22.1% | 22.3% | 22.6% | 22.8% | 23% | 23.2% | 23.4% | 23.7% | 23.9% | 24.1% | 24.3% | 24.6% | 24.8% | 25% | 25.2% | 25.4% | 25.7% | 25.9% | 26.1% | 26.3% | 26.6% | 26.8% | 27%
HVAC | Com-HVAC-EMS | Commercial | Com - Health | Com-HVAC | 21% | 21.2% | 21.4% | 21.7% | 21.9% | 22.1% | 22.3% | 22.6% | 22.8% | 23% | 23.2% | 23.4% | 23.7% | 23.9% | 24.1% | 24.3% | 24.6% | 24.8% | 25% | 25.2% | 25.4% | 25.7% | 25.9% | 26.1% | 26.3% | 26.6% | 26.8% | 27%
HVAC | Com-HVAC-EMS | Commercial | Com - Lodging | Com-HVAC | 21% | 21.2% | 21.4% | 21.7% | 21.9% | 22.1% | 22.3% | 22.6% | 22.8% | 23% | 23.2% | 23.4% | 23.7% | 23.9% | 24.1% | 24.3% | 24.6% | 24.8% | 25% | 25.2% | 25.4% | 25.7% | 25.9% | 26.1% | 26.3% | 26.6% | 26.8% | 27%
HVAC | Com-HVAC-EMS | Commercial | Com - Office (Large) | Com-HVAC | 21% | 21.2% | 21.4% | 21.7% | 21.9% | 22.1% | 22.3% | 22.6% | 22.8% | 23% | 23.2% | 23.4% | 23.7% | 23.9% | 24.1% | 24.3% | 24.6% | 24.8% | 25% | 25.2% | 25.4% | 25.7% | 25.9% | 26.1% | 26.3% | 26.6% | 26.8% | 27%
HVAC | Com-HVAC-EMS | Commercial | Com - Office (Small) | Com-HVAC | 21% | 21.2% | 21.4% | 21.7% | 21.9% | 22.1% | 22.3% | 22.6% | 22.8% | 23% | 23.2% | 23.4% | 23.7% | 23.9% | 24.1% | 24.3% | 24.6% | 24.8% | 25% | 25.2% | 25.4% | 25.7% | 25.9% | 26.1% | 26.3% | 26.6% | 26.8% | 27%
HVAC | Com-HVAC-EMS | Commercial | Com - Other | Com-HVAC | 21% | 21.2% | 21.4% | 21.7% | 21.9% | 22.1% | 22.3% | 22.6% | 22.8% | 23% | 23.2% | 23.4% | 23.7% | 23.9% | 24.1% | 24.3% | 24.6% | 24.8% | 25% | 25.2% | 25.4% | 25.7% | 25.9% | 26.1% | 26.3% | 26.6% | 26.8% | 27%
HVAC | Com-HVAC-EMS | Commercial | Com - Refrig. Warehouse | Com-HVAC | 21% | 21.2% | 21.4% | 21.7% | 21.9% | 22.1% | 22.3% | 22.6% | 22.8% | 23% | 23.2% | 23.4% | 23.7% | 23.9% | 24.1% | 24.3% | 24.6% | 24.8% | 25% | 25.2% | 25.4% | 25.7% | 25.9% | 26.1% | 26.3% | 26.6% | 26.8% | 27%
HVAC | Com-HVAC-EMS | Commercial | Com - Restaurant | Com-HVAC | 21% | 21.2% | 21.4% | 21.7% | 21.9% | 22.1% | 22.3% | 22.6% | 22.8% | 23% | 23.2% | 23.4% | 23.7% | 23.9% | 24.1% | 24.3% | 24.6% | 24.8% | 25% | 25.2% | 25.4% | 25.7% | 25.9% | 26.1% | 26.3% | 26.6% | 26.8% | 27%
HVAC | Com-HVAC-EMS | Commercial | Com - Retail | Com-HVAC | 21% | 21.2% | 21.4% | 21.7% | 21.9% | 22.1% | 22.3% | 22.6% | 22.8% | 23% | 23.2% | 23.4% | 23.7% | 23.9% | 24.1% | 24.3% | 24.6% | 24.8% | 25% | 25.2% | 25.4% | 25.7% | 25.9% | 26.1% | 26.3% | 26.6% | 26.8% | 27%
HVAC | Com-HVAC-EMS | Commercial | Com - School | Com-HVAC | 21% | 21.2% | 21.4% | 21.7% | 21.9% | 22.1% | 22.3% | 22.6% | 22.8% | 23% | 23.2% | 23.4% | 23.7% | 23.9% | 24.1% | 24.3% | 24.6% | 24.8% | 25% | 25.2% | 25.4% | 25.7% | 25.9% | 26.1% | 26.3% | 26.6% | 26.8% | 27%
HVAC | Com-HVAC-EMS | Commercial | Com - Warehouse | Com-HVAC | 21% | 21.2% | 21.4% | 21.7% | 21.9% | 22.1% | 22.3% | 22.6% | 22.8% | 23% | 23.2% | 23.4% | 23.7% | 23.9% | 24.1% | 24.3% | 24.6% | 24.8% | 25% | 25.2% | 25.4% | 25.7% | 25.9% | 26.1% | 26.3% | 26.6% | 26.8% | 27%
HVAC | Com-HVAC-TES | Commercial | Com - College | Com-HVAC | bar: 2023 to 2050
HVAC | Com-HVAC-TES | Commercial | Com - Grocery | Com-HVAC | bar: 2023 to 2050
HVAC | Com-HVAC-TES | Commercial | Com - Health | Com-HVAC | bar: 2023 to 2050
HVAC | Com-HVAC-TES | Commercial | Com - Lodging | Com-HVAC | bar: 2023 to 2050
HVAC | Com-HVAC-TES | Commercial | Com - Office (Large) | Com-HVAC | bar: 2023 to 2050
HVAC | Com-HVAC-TES | Commercial | Com - Office (Small) | Com-HVAC | bar: 2023 to 2050
HVAC | Com-HVAC-TES | Commercial | Com - Other | Com-HVAC | bar: 2023 to 2050
HVAC | Com-HVAC-TES | Commercial | Com - Refrig. Warehouse | Com-HVAC | bar: 2023 to 2050
HVAC | Com-HVAC-TES | Commercial | Com - Restaurant | Com-HVAC | bar: 2023 to 2050
HVAC | Com-HVAC-TES | Commercial | Com - Retail | Com-HVAC | bar: 2023 to 2050
HVAC | Com-HVAC-TES | Commercial | Com - School | Com-HVAC | bar: 2023 to 2050
HVAC | Com-HVAC-TES | Commercial | Com - Warehouse | Com-HVAC | bar: 2023 to 2050
HVAC | Com-HVAC-Thermostat | Commercial | Com - College | Com-HVAC | 4.5% | 5.6% | 6.8% | 7.9% | 9% | 10.1% | 11.3% | 12.4% | 13.2% | 14% | 14.7% | 15.5% | 16.3% | 17.1% | 17.9% | 18.6% | 19.4% | 20.2% | 21% | 21.8% | 22.5% | 23.3% | 24.1% | 24.9% | 25.7% | 26.4% | 27.2% | 28%
HVAC | Com-HVAC-Thermostat | Commercial | Com - Grocery | Com-HVAC | 4.5% | 5.6% | 6.8% | 7.9% | 9% | 10.1% | 11.3% | 12.4% | 13.2% | 14% | 14.7% | 15.5% | 16.3% | 17.1% | 17.9% | 18.6% | 19.4% | 20.2% | 21% | 21.8% | 22.5% | 23.3% | 24.1% | 24.9% | 25.7% | 26.4% | 27.2% | 28%
HVAC | Com-HVAC-Thermostat | Commercial | Com - Health | Com-HVAC | 4.5% | 5.6% | 6.8% | 7.9% | 9% | 10.1% | 11.3% | 12.4% | 13.2% | 14% | 14.7% | 15.5% | 16.3% | 17.1% | 17.9% | 18.6% | 19.4% | 20.2% | 21% | 21.8% | 22.5% | 23.3% | 24.1% | 24.9% | 25.7% | 26.4% | 27.2% | 28%
HVAC | Com-HVAC-Thermostat | Commercial | Com - Lodging | Com-HVAC | 4.5% | 5.6% | 6.8% | 7.9% | 9% | 10.1% | 11.3% | 12.4% | 13.2% | 14% | 14.7% | 15.5% | 16.3% | 17.1% | 17.9% | 18.6% | 19.4% | 20.2% | 21% | 21.8% | 22.5% | 23.3% | 24.1% | 24.9% | 25.7% | 26.4% | 27.2% | 28%
HVAC | Com-HVAC-Thermostat | Commercial | Com - Office (Large) | Com-HVAC | 4.5% | 5.6% | 6.8% | 7.9% | 9% | 10.1% | 11.3% | 12.4% | 13.2% | 14% | 14.7% | 15.5% | 16.3% | 17.1% | 17.9% | 18.6% | 19.4% | 20.2% | 21% | 21.8% | 22.5% | 23.3% | 24.1% | 24.9% | 25.7% | 26.4% | 27.2% | 28%
HVAC | Com-HVAC-Thermostat | Commercial | Com - Office (Small) | Com-HVAC | 4.5% | 5.6% | 6.8% | 7.9% | 9% | 10.1% | 11.3% | 12.4% | 13.2% | 14% | 14.7% | 15.5% | 16.3% | 17.1% | 17.9% | 18.6% | 19.4% | 20.2% | 21% | 21.8% | 22.5% | 23.3% | 24.1% | 24.9% | 25.7% | 26.4% | 27.2% | 28%
HVAC | Com-HVAC-Thermostat | Commercial | Com - Other | Com-HVAC | 4.5% | 5.6% | 6.8% | 7.9% | 9% | 10.1% | 11.3% | 12.4% | 13.2% | 14% | 14.7% | 15.5% | 16.3% | 17.1% | 17.9% | 18.6% | 19.4% | 20.2% | 21% | 21.8% | 22.5% | 23.3% | 24.1% | 24.9% | 25.7% | 26.4% | 27.2% | 28%
HVAC | Com-HVAC-Thermostat | Commercial | Com - Refrig. Warehouse | Com-HVAC | 4.5% | 5.6% | 6.8% | 7.9% | 9% | 10.1% | 11.3% | 12.4% | 13.2% | 14% | 14.7% | 15.5% | 16.3% | 17.1% | 17.9% | 18.6% | 19.4% | 20.2% | 21% | 21.8% | 22.5% | 23.3% | 24.1% | 24.9% | 25.7% | 26.4% | 27.2% | 28%
HVAC | Com-HVAC-Thermostat | Commercial | Com - Restaurant | Com-HVAC | 4.5% | 5.6% | 6.8% | 7.9% | 9% | 10.1% | 11.3% | 12.4% | 13.2% | 14% | 14.7% | 15.5% | 16.3% | 17.1% | 17.9% | 18.6% | 19.4% | 20.2% | 21% | 21.8% | 22.5% | 23.3% | 24.1% | 24.9% | 25.7% | 26.4% | 27.2% | 28%
HVAC | Com-HVAC-Thermostat | Commercial | Com - Retail | Com-HVAC | 4.5% | 5.6% | 6.8% | 7.9% | 9% | 10.1% | 11.3% | 12.4% | 13.2% | 14% | 14.7% | 15.5% | 16.3% | 17.1% | 17.9% | 18.6% | 19.4% | 20.2% | 21% | 21.8% | 22.5% | 23.3% | 24.1% | 24.9% | 25.7% | 26.4% | 27.2% | 28%
HVAC | Com-HVAC-Thermostat | Commercial | Com - School | Com-HVAC | 4.5% | 5.6% | 6.8% | 7.9% | 9% | 10.1% | 11.3% | 12.4% | 13.2% | 14% | 14.7% | 15.5% | 16.3% | 17.1% | 17.9% | 18.6% | 19.4% | 20.2% | 21% | 21.8% | 22.5% | 23.3% | 24.1% | 24.9% | 25.7% | 26.4% | 27.2% | 28%
HVAC | Com-HVAC-Thermostat | Commercial | Com - Warehouse | Com-HVAC | 4.5% | 5.6% | 6.8% | 7.9% | 9% | 10.1% | 11.3% | 12.4% | 13.2% | 14% | 14.7% | 15.5% | 16.3% | 17.1% | 17.9% | 18.6% | 19.4% | 20.2% | 21% | 21.8% | 22.5% | 23.3% | 24.1% | 24.9% | 25.7% | 26.4% | 27.2% | 28%
HVAC | Ind-HVAC Control | Industrial | Chem/Petrol | None | 100% | 100% | 100% | 100% | 100% | 100% | 100% | 100% | 100% | 100% | 100% | 100% | 100% | 100% | 100% | 100% | 100% | 100% | 100% | 100% | 100% | 100% | 100% | 100% | 100% | 100% | 100% | 100%
HVAC | Ind-HVAC Control | Industrial | Food/Bev | None | 100% | 100% | 100% | 100% | 100% | 100% | 100% | 100% | 100% | 100% | 100% | 100% | 100% | 100% | 100% | 100% | 100% | 100% | 100% | 100% | 100% | 100% | 100% | 100% | 100% | 100% | 100% | 100%
HVAC | Ind-HVAC Control | Industrial | Mfg-Equipment | None | 100% | 100% | 100% | 100% | 100% | 100% | 100% | 100% | 100% | 100% | 100% | 100% | 100% | 100% | 100% | 100% | 100% | 100% | 100% | 100% | 100% | 100% | 100% | 100% | 100% | 100% | 100% | 100%
HVAC | Ind-HVAC Control | Industrial | Mfg-Goods | None | 100% | 100% | 100% | 100% | 100% | 100% | 100% | 100% | 100% | 100% | 100% | 100% | 100% | 100% | 100% | 100% | 100% | 100% | 100% | 100% | 100% | 100% | 100% | 100% | 100% | 100% | 100% | 100%
HVAC | Ind-HVAC Control | Industrial | Mfg-Materials | None | 100% | 100% | 100% | 100% | 100% | 100% | 100% | 100% | 100% | 100% | 100% | 100% | 100% | 100% | 100% | 100% | 100% | 100% | 100% | 100% | 100% | 100% | 100% | 100% | 100% | 100% | 100% | 100%
HVAC | Res-DLC-HVAC-Switch | Residential | Multifamily | Res-HVAC | 70% | 67.1% | 64.3% | 61.4% | 58.6% | 55.7% | 52.9% | 50% | 48% | 46% | 44% | 42% | 40% | 38% | 36% | 34% | 32% | 30% | 28% | 26% | 24% | 22% | 20% | 18% | 16% | 14% | 12% | 10%
HVAC | Res-DLC-HVAC-Switch | Residential | Singlefamily | Res-HVAC | 70% | 67.1% | 64.3% | 61.4% | 58.6% | 55.7% | 52.9% | 50% | 48% | 46% | 44% | 42% | 40% | 38% | 36% | 34% | 32% | 30% | 28% | 26% | 24% | 22% | 20% | 18% | 16% | 14% | 12% | 10%
HVAC | Res-HVAC-Thermostat | Residential | Multifamily | Res-HVAC | 30% | 32.9% | 35.7% | 38.6% | 41.4% | 44.3% | 47.1% | 50% | 52% | 54% | 56% | 58% | 60% | 62% | 64% | 66% | 68% | 70% | 72% | 74% | 76% | 78% | 80% | 82% | 84% | 86% | 88% | 90%
HVAC | Res-HVAC-Thermostat | Residential | Singlefamily | Res-HVAC | 30% | 32.9% | 35.7% | 38.6% | 41.4% | 44.3% | 47.1% | 50% | 52% | 54% | 56% | 58% | 60% | 62% | 64% | 66% | 68% | 70% | 72% | 74% | 76% | 78% | 80% | 82% | 84% | 86% | 88% | 90%
Other | Com-Lighting control | Commercial | Com - College | None | 2% | 2.3% | 2.7% | 3% | 3.3% | 3.7% | 4% | 4.3% | 4.7% | 5% | 5.3% | 5.7% | 6% | 6.3% | 6.7% | 7% | 7.3% | 7.7% | 8% | 8.3% | 8.7% | 9% | 9.3% | 9.7% | 10% | 10.3% | 10.7% | 11%
Other | Com-Lighting control | Commercial | Com - Grocery | None | 2% | 2.3% | 2.7% | 3% | 3.3% | 3.7% | 4% | 4.3% | 4.7% | 5% | 5.3% | 5.7% | 6% | 6.3% | 6.7% | 7% | 7.3% | 7.7% | 8% | 8.3% | 8.7% | 9% | 9.3% | 9.7% | 10% | 10.3% | 10.7% | 11%
Other | Com-Lighting control | Commercial | Com - Health | None | 2% | 2.3% | 2.7% | 3% | 3.3% | 3.7% | 4% | 4.3% | 4.7% | 5% | 5.3% | 5.7% | 6% | 6.3% | 6.7% | 7% | 7.3% | 7.7% | 8% | 8.3% | 8.7% | 9% | 9.3% | 9.7% | 10% | 10.3% | 10.7% | 11%
Other | Com-Lighting control | Commercial | Com - Lodging | None | 2% | 2.3% | 2.7% | 3% | 3.3% | 3.7% | 4% | 4.3% | 4.7% | 5% | 5.3% | 5.7% | 6% | 6.3% | 6.7% | 7% | 7.3% | 7.7% | 8% | 8.3% | 8.7% | 9% | 9.3% | 9.7% | 10% | 10.3% | 10.7% | 11%
Other | Com-Lighting control | Commercial | Com - Office (Large) | None | 2% | 2.3% | 2.7% | 3% | 3.3% | 3.7% | 4% | 4.3% | 4.7% | 5% | 5.3% | 5.7% | 6% | 6.3% | 6.7% | 7% | 7.3% | 7.7% | 8% | 8.3% | 8.7% | 9% | 9.3% | 9.7% | 10% | 10.3% | 10.7% | 11%
Other | Com-Lighting control | Commercial | Com - Office (Small) | None | 2% | 2.3% | 2.7% | 3% | 3.3% | 3.7% | 4% | 4.3% | 4.7% | 5% | 5.3% | 5.7% | 6% | 6.3% | 6.7% | 7% | 7.3% | 7.7% | 8% | 8.3% | 8.7% | 9% | 9.3% | 9.7% | 10% | 10.3% | 10.7% | 11%
Other | Com-Lighting control | Commercial | Com - Other | None | 2% | 2.3% | 2.7% | 3% | 3.3% | 3.7% | 4% | 4.3% | 4.7% | 5% | 5.3% | 5.7% | 6% | 6.3% | 6.7% | 7% | 7.3% | 7.7% | 8% | 8.3% | 8.7% | 9% | 9.3% | 9.7% | 10% | 10.3% | 10.7% | 11%
Other | Com-Lighting control | Commercial | Com - Refrig. Warehouse | None | 2% | 2.3% | 2.7% | 3% | 3.3% | 3.7% | 4% | 4.3% | 4.7% | 5% | 5.3% | 5.7% | 6% | 6.3% | 6.7% | 7% | 7.3% | 7.7% | 8% | 8.3% | 8.7% | 9% | 9.3% | 9.7% | 10% | 10.3% | 10.7% | 11%
Other | Com-Lighting control | Commercial | Com - Restaurant | None | 2% | 2.3% | 2.7% | 3% | 3.3% | 3.7% | 4% | 4.3% | 4.7% | 5% | 5.3% | 5.7% | 6% | 6.3% | 6.7% | 7% | 7.3% | 7.7% | 8% | 8.3% | 8.7% | 9% | 9.3% | 9.7% | 10% | 10.3% | 10.7% | 11%
Other | Com-Lighting control | Commercial | Com - Retail | None | 2% | 2.3% | 2.7% | 3% | 3.3% | 3.7% | 4% | 4.3% | 4.7% | 5% | 5.3% | 5.7% | 6% | 6.3% | 6.7% | 7% | 7.3% | 7.7% | 8% | 8.3% | 8.7% | 9% | 9.3% | 9.7% | 10% | 10.3% | 10.7% | 11%
Other | Com-Lighting control | Commercial | Com - School | None | 2% | 2.3% | 2.7% | 3% | 3.3% | 3.7% | 4% | 4.3% | 4.7% | 5% | 5.3% | 5.7% | 6% | 6.3% | 6.7% | 7% | 7.3% | 7.7% | 8% | 8.3% | 8.7% | 9% | 9.3% | 9.7% | 10% | 10.3% | 10.7% | 11%
Other | Com-Lighting control | Commercial | Com - Warehouse | None | 2% | 2.3% | 2.7% | 3% | 3.3% | 3.7% | 4% | 4.3% | 4.7% | 5% | 5.3% | 5.7% | 6% | 6.3% | 6.7% | 7% | 7.3% | 7.7% | 8% | 8.3% | 8.7% | 9% | 9.3% | 9.7% | 10% | 10.3% | 10.7% | 11%
Other | Com-Other End Uses Control | Commercial | Com - College | None | 100% | 100% | 100% | 100% | 100% | 100% | 100% | 100% | 100% | 100% | 100% | 100% | 100% | 100% | 100% | 100% | 100% | 100% | 100% | 100% | 100% | 100% | 100% | 100% | 100% | 100% | 100% | 100%
Other | Com-Other End Uses Control | Commercial | Com - Grocery | None | 100% | 100% | 100% | 100% | 100% | 100% | 100% | 100% | 100% | 100% | 100% | 100% | 100% | 100% | 100% | 100% | 100% | 100% | 100% | 100% | 100% | 100% | 100% | 100% | 100% | 100% | 100% | 100%
Other | Com-Other End Uses Control | Commercial | Com - Health | None | 100% | 100% | 100% | 100% | 100% | 100% | 100% | 100% | 100% | 100% | 100% | 100% | 100% | 100% | 100% | 100% | 100% | 100% | 100% | 100% | 100% | 100% | 100% | 100% | 100% | 100% | 100% | 100%
Other | Com-Other End Uses Control | Commercial | Com - Lodging | None | 100% | 100% | 100% | 100% | 100% | 100% | 100% | 100% | 100% | 100% | 100% | 100% | 100% | 100% | 100% | 100% | 100% | 100% | 100% | 100% | 100% | 100% | 100% | 100% | 100% | 100% | 100% | 100%
Other | Com-Other End Uses Control | Commercial | Com - Office (Large) | None | 100% | 100% | 100% | 100% | 100% | 100% | 100% | 100% | 100% | 100% | 100% | 100% | 100% | 100% | 100% | 100% | 100% | 100% | 100% | 100% | 100% | 100% | 100% | 100% | 100% | 100% | 100% | 100%
Other | Com-Other End Uses Control | Commercial | Com - Office (Small) | None | 100% | 100% | 100% | 100% | 100% | 100% | 100% | 100% | 100% | 100% | 100% | 100% | 100% | 100% | 100% | 100% | 100% | 100% | 100% | 100% | 100% | 100% | 100% | 100% | 100% | 100% | 100% | 100%
Other | Com-Other End Uses Control | Commercial | Com - Other | None | 100% | 100% | 100% | 100% | 100% | 100% | 100% | 100% | 100% | 100% | 100% | 100% | 100% | 100% | 100% | 100% | 100% | 100% | 100% | 100% | 100% | 100% | 100% | 100% | 100% | 100% | 100% | 100%
Other | Com-Other End Uses Control | Commercial | Com - Refrig. Warehouse | None | 100% | 100% | 100% | 100% | 100% | 100% | 100% | 100% | 100% | 100% | 100% | 100% | 100% | 100% | 100% | 100% | 100% | 100% | 100% | 100% | 100% | 100% | 100% | 100% | 100% | 100% | 100% | 100%
Other | Com-Other End Uses Control | Commercial | Com - Restaurant | None | 100% | 100% | 100% | 100% | 100% | 100% | 100% | 100% | 100% | 100% | 100% | 100% | 100% | 100% | 100% | 100% | 100% | 100% | 100% | 100% | 100% | 100% | 100% | 100% | 100% | 100% | 100% | 100%
Other | Com-Other End Uses Control | Commercial | Com - Retail | None | 100% | 100% | 100% | 100% | 100% | 100% | 100% | 100% | 100% | 100% | 100% | 100% | 100% | 100% | 100% | 100% | 100% | 100% | 100% | 100% | 100% | 100% | 100% | 100% | 100% | 100% | 100% | 100%
Other | Com-Other End Uses Control | Commercial | Com - School | None | 100% | 100% | 100% | 100% | 100% | 100% | 100% | 100% | 100% | 100% | 100% | 100% | 100% | 100% | 100% | 100% | 100% | 100% | 100% | 100% | 100% | 100% | 100% | 100% | 100% | 100% | 100% | 100%
Other | Com-Other End Uses Control | Commercial | Com - Warehouse | None | 100% | 100% | 100% | 100% | 100% | 100% | 100% | 100% | 100% | 100% | 100% | 100% | 100% | 100% | 100% | 100% | 100% | 100% | 100% | 100% | 100% | 100% | 100% | 100% | 100% | 100% | 100% | 100%
Other | Com-Refrigeration control | Commercial | Com - College | Com-Refrigeration | 100% | 97.6% | 95.1% | 92.7% | 90.3% | 87.9% | 85.4% | 83% | 81.4% | 79.7% | 78.1% | 76.4% | 74.8% | 73.1% | 71.5% | 69.8% | 68.2% | 66.5% | 64.9% | 63.2% | 61.6% | 59.9% | 58.3% | 56.6% | 55% | 53.3% | 51.7% | 50%
Other | Com-Refrigeration control | Commercial | Com - Grocery | Com-Refrigeration | 100% | 97.6% | 95.1% | 92.7% | 90.3% | 87.9% | 85.4% | 83% | 81.4% | 79.7% | 78.1% | 76.4% | 74.8% | 73.1% | 71.5% | 69.8% | 68.2% | 66.5% | 64.9% | 63.2% | 61.6% | 59.9% | 58.3% | 56.6% | 55% | 53.3% | 51.7% | 50%
Other | Com-Refrigeration control | Commercial | Com - Health | Com-Refrigeration | 100% | 97.6% | 95.1% | 92.7% | 90.3% | 87.9% | 85.4% | 83% | 81.4% | 79.7% | 78.1% | 76.4% | 74.8% | 73.1% | 71.5% | 69.8% | 68.2% | 66.5% | 64.9% | 63.2% | 61.6% | 59.9% | 58.3% | 56.6% | 55% | 53.3% | 51.7% | 50%
Other | Com-Refrigeration control | Commercial | Com - Lodging | Com-Refrigeration | 100% | 97.6% | 95.1% | 92.7% | 90.3% | 87.9% | 85.4% | 83% | 81.4% | 79.7% | 78.1% | 76.4% | 74.8% | 73.1% | 71.5% | 69.8% | 68.2% | 66.5% | 64.9% | 63.2% | 61.6% | 59.9% | 58.3% | 56.6% | 55% | 53.3% | 51.7% | 50%
Other | Com-Refrigeration control | Commercial | Com - Office (Large) | Com-Refrigeration | 100% | 97.6% | 95.1% | 92.7% | 90.3% | 87.9% | 85.4% | 83% | 81.4% | 79.7% | 78.1% | 76.4% | 74.8% | 73.1% | 71.5% | 69.8% | 68.2% | 66.5% | 64.9% | 63.2% | 61.6% | 59.9% | 58.3% | 56.6% | 55% | 53.3% | 51.7% | 50%
Other | Com-Refrigeration control | Commercial | Com - Office (Small) | Com-Refrigeration | 100% | 97.6% | 95.1% | 92.7% | 90.3% | 87.9% | 85.4% | 83% | 81.4% | 79.7% | 78.1% | 76.4% | 74.8% | 73.1% | 71.5% | 69.8% | 68.2% | 66.5% | 64.9% | 63.2% | 61.6% | 59.9% | 58.3% | 56.6% | 55% | 53.3% | 51.7% | 50%
Other | Com-Refrigeration control | Commercial | Com - Other | Com-Refrigeration | 100% | 97.6% | 95.1% | 92.7% | 90.3% | 87.9% | 85.4% | 83% | 81.4% | 79.7% | 78.1% | 76.4% | 74.8% | 73.1% | 71.5% | 69.8% | 68.2% | 66.5% | 64.9% | 63.2% | 61.6% | 59.9% | 58.3% | 56.6% | 55% | 53.3% | 51.7% | 50%
Other | Com-Refrigeration control | Commercial | Com - Refrig. Warehouse | Com-Refrigeration | 100% | 97.6% | 95.1% | 92.7% | 90.3% | 87.9% | 85.4% | 83% | 81.4% | 79.7% | 78.1% | 76.4% | 74.8% | 73.1% | 71.5% | 69.8% | 68.2% | 66.5% | 64.9% | 63.2% | 61.6% | 59.9% | 58.3% | 56.6% | 55% | 53.3% | 51.7% | 50%
Other | Com-Refrigeration control | Commercial | Com - Restaurant | Com-Refrigeration | 100% | 97.6% | 95.1% | 92.7% | 90.3% | 87.9% | 85.4% | 83% | 81.4% | 79.7% | 78.1% | 76.4% | 74.8% | 73.1% | 71.5% | 69.8% | 68.2% | 66.5% | 64.9% | 63.2% | 61.6% | 59.9% | 58.3% | 56.6% | 55% | 53.3% | 51.7% | 50%
Other | Com-Refrigeration control | Commercial | Com - Retail | Com-Refrigeration | 100% | 97.6% | 95.1% | 92.7% | 90.3% | 87.9% | 85.4% | 83% | 81.4% | 79.7% | 78.1% | 76.4% | 74.8% | 73.1% | 71.5% | 69.8% | 68.2% | 66.5% | 64.9% | 63.2% | 61.6% | 59.9% | 58.3% | 56.6% | 55% | 53.3% | 51.7% | 50%
Other | Com-Refrigeration control | Commercial | Com - School | Com-Refrigeration | 100% | 97.6% | 95.1% | 92.7% | 90.3% | 87.9% | 85.4% | 83% | 81.4% | 79.7% | 78.1% | 76.4% | 74.8% | 73.1% | 71.5% | 69.8% | 68.2% | 66.5% | 64.9% | 63.2% | 61.6% | 59.9% | 58.3% | 56.6% | 55% | 53.3% | 51.7% | 50%
Other | Com-Refrigeration control | Commercial | Com - Warehouse | Com-Refrigeration | 100% | 97.6% | 95.1% | 92.7% | 90.3% | 87.9% | 85.4% | 83% | 81.4% | 79.7% | 78.1% | 76.4% | 74.8% | 73.1% | 71.5% | 69.8% | 68.2% | 66.5% | 64.9% | 63.2% | 61.6% | 59.9% | 58.3% | 56.6% | 55% | 53.3% | 51.7% | 50%
Other | Com-Refrigeration TES | Commercial | Com - College | Com-Refrigeration | 0% | 2.4% | 4.9% | 7.3% | 9.7% | 12.1% | 14.6% | 17% | 18.7% | 20.3% | 22% | 23.6% | 25.3% | 26.9% | 28.6% | 30.2% | 31.9% | 33.5% | 35.2% | 36.8% | 38.5% | 40.1% | 41.8% | 43.4% | 45.1% | 46.7% | 48.4% | 50%
Other | Com-Refrigeration TES | Commercial | Com - Grocery | Com-Refrigeration | 0% | 2.4% | 4.9% | 7.3% | 9.7% | 12.1% | 14.6% | 17% | 18.7% | 20.3% | 22% | 23.6% | 25.3% | 26.9% | 28.6% | 30.2% | 31.9% | 33.5% | 35.2% | 36.8% | 38.5% | 40.1% | 41.8% | 43.4% | 45.1% | 46.7% | 48.4% | 50%
Other | Com-Refrigeration TES | Commercial | Com - Health | Com-Refrigeration | 0% | 2.4% | 4.9% | 7.3% | 9.7% | 12.1% | 14.6% | 17% | 18.7% | 20.3% | 22% | 23.6% | 25.3% | 26.9% | 28.6% | 30.2% | 31.9% | 33.5% | 35.2% | 36.8% | 38.5% | 40.1% | 41.8% | 43.4% | 45.1% | 46.7% | 48.4% | 50%
Other | Com-Refrigeration TES | Commercial | Com - Lodging | Com-Refrigeration | 0% | 2.4% | 4.9% | 7.3% | 9.7% | 12.1% | 14.6% | 17% | 18.7% | 20.3% | 22% | 23.6% | 25.3% | 26.9% | 28.6% | 30.2% | 31.9% | 33.5% | 35.2% | 36.8% | 38.5% | 40.1% | 41.8% | 43.4% | 45.1% | 46.7% | 48.4% | 50%
Other | Com-Refrigeration TES | Commercial | Com - Office (Large) | Com-Refrigeration | 0% | 2.4% | 4.9% | 7.3% | 9.7% | 12.1% | 14.6% | 17% | 18.7% | 20.3% | 22% | 23.6% | 25.3% | 26.9% | 28.6% | 30.2% | 31.9% | 33.5% | 35.2% | 36.8% | 38.5% | 40.1% | 41.8% | 43.4% | 45.1% | 46.7% | 48.4% | 50%
Other | Com-Refrigeration TES | Commercial | Com - Office (Small) | Com-Refrigeration | 0% | 2.4% | 4.9% | 7.3% | 9.7% | 12.1% | 14.6% | 17% | 18.7% | 20.3% | 22% | 23.6% | 25.3% | 26.9% | 28.6% | 30.2% | 31.9% | 33.5% | 35.2% | 36.8% | 38.5% | 40.1% | 41.8% | 43.4% | 45.1% | 46.7% | 48.4% | 50%
Other | Com-Refrigeration TES | Commercial | Com - Other | Com-Refrigeration | 0% | 2.4% | 4.9% | 7.3% | 9.7% | 12.1% | 14.6% | 17% | 18.7% | 20.3% | 22% | 23.6% | 25.3% | 26.9% | 28.6% | 30.2% | 31.9% | 33.5% | 35.2% | 36.8% | 38.5% | 40.1% | 41.8% | 43.4% | 45.1% | 46.7% | 48.4% | 50%
Other | Com-Refrigeration TES | Commercial | Com - Refrig. Warehouse | Com-Refrigeration | 0% | 2.4% | 4.9% | 7.3% | 9.7% | 12.1% | 14.6% | 17% | 18.7% | 20.3% | 22% | 23.6% | 25.3% | 26.9% | 28.6% | 30.2% | 31.9% | 33.5% | 35.2% | 36.8% | 38.5% | 40.1% | 41.8% | 43.4% | 45.1% | 46.7% | 48.4% | 50%
Other | Com-Refrigeration TES | Commercial | Com - Restaurant | Com-Refrigeration | 0% | 2.4% | 4.9% | 7.3% | 9.7% | 12.1% | 14.6% | 17% | 18.7% | 20.3% | 22% | 23.6% | 25.3% | 26.9% | 28.6% | 30.2% | 31.9% | 33.5% | 35.2% | 36.8% | 38.5% | 40.1% | 41.8% | 43.4% | 45.1% | 46.7% | 48.4% | 50%
Other | Com-Refrigeration TES | Commercial | Com - Retail | Com-Refrigeration | 0% | 2.4% | 4.9% | 7.3% | 9.7% | 12.1% | 14.6% | 17% | 18.7% | 20.3% | 22% | 23.6% | 25.3% | 26.9% | 28.6% | 30.2% | 31.9% | 33.5% | 35.2% | 36.8% | 38.5% | 40.1% | 41.8% | 43.4% | 45.1% | 46.7% | 48.4% | 50%
Other | Com-Refrigeration TES | Commercial | Com - School | Com-Refrigeration | 0% | 2.4% | 4.9% | 7.3% | 9.7% | 12.1% | 14.6% | 17% | 18.7% | 20.3% | 22% | 23.6% | 25.3% | 26.9% | 28.6% | 30.2% | 31.9% | 33.5% | 35.2% | 36.8% | 38.5% | 40.1% | 41.8% | 43.4% | 45.1% | 46.7% | 48.4% | 50%
Other | Com-Refrigeration TES | Commercial | Com - Warehouse | Com-Refrigeration | 0% | 2.4% | 4.9% | 7.3% | 9.7% | 12.1% | 14.6% | 17% | 18.7% | 20.3% | 22% | 23.6% | 25.3% | 26.9% | 28.6% | 30.2% | 31.9% | 33.5% | 35.2% | 36.8% | 38.5% | 40.1% | 41.8% | 43.4% | 45.1% | 46.7% | 48.4% | 50%
Other | Ind-Lighting control | Industrial | Chem/Petrol | None | 100% | 100% | 100% | 100% | 100% | 100% | 100% | 100% | 100% | 100% | 100% | 100% | 100% | 100% | 100% | 100% | 100% | 100% | 100% | 100% | 100% | 100% | 100% | 100% | 100% | 100% | 100% | 100%
Other | Ind-Lighting control | Industrial | Food/Bev | None | 100% | 100% | 100% | 100% | 100% | 100% | 100% | 100% | 100% | 100% | 100% | 100% | 100% | 100% | 100% | 100% | 100% | 100% | 100% | 100% | 100% | 100% | 100% | 100% | 100% | 100% | 100% | 100%
Other | Ind-Lighting control | Industrial | Mfg-Equipment | None | 100% | 100% | 100% | 100% | 100% | 100% | 100% | 100% | 100% | 100% | 100% | 100% | 100% | 100% | 100% | 100% | 100% | 100% | 100% | 100% | 100% | 100% | 100% | 100% | 100% | 100% | 100% | 100%
Other | Ind-Lighting control | Industrial | Mfg-Goods | None | 100% | 100% | 100% | 100% | 100% | 100% | 100% | 100% | 100% | 100% | 100% | 100% | 100% | 100% | 100% | 100% | 100% | 100% | 100% | 100% | 100% | 100% | 100% | 100% | 100% | 100% | 100% | 100%
Other | Ind-Lighting control | Industrial | Mfg-Materials | None | 100% | 100% | 100% | 100% | 100% | 100% | 100% | 100% | 100% | 100% | 100% | 100% | 100% | 100% | 100% | 100% | 100% | 100% | 100% | 100% | 100% | 100% | 100% | 100% | 100% | 100% | 100% | 100%
Other | Ind-Process Control | Industrial | Chem/Petrol | None | 100% | 100% | 100% | 100% | 100% | 100% | 100% | 100% | 100% | 100% | 100% | 100% | 100% | 100% | 100% | 100% | 100% | 100% | 100% | 100% | 100% | 100% | 100% | 100% | 100% | 100% | 100% | 100%
Other | Ind-Process Control | Industrial | Food/Bev | None | 100% | 100% | 100% | 100% | 100% | 100% | 100% | 100% | 100% | 100% | 100% | 100% | 100% | 100% | 100% | 100% | 100% | 100% | 100% | 100% | 100% | 100% | 100% | 100% | 100% | 100% | 100% | 100%
Other | Ind-Process Control | Industrial | Mfg-Equipment | None | 100% | 100% | 100% | 100% | 100% | 100% | 100% | 100% | 100% | 100% | 100% | 100% | 100% | 100% | 100% | 100% | 100% | 100% | 100% | 100% | 100% | 100% | 100% | 100% | 100% | 100% | 100% | 100%
Other | Ind-Process Control | Industrial | Mfg-Goods | None | 100% | 100% | 100% | 100% | 100% | 100% | 100% | 100% | 100% | 100% | 100% | 100% | 100% | 100% | 100% | 100% | 100% | 100% | 100% | 100% | 100% | 100% | 100% | 100% | 100% | 100% | 100% | 100%
Other | Ind-Process Control | Industrial | Mfg-Materials | None | 100% | 100% | 100% | 100% | 100% | 100% | 100% | 100% | 100% | 100% | 100% | 100% | 100% | 100% | 100% | 100% | 100% | 100% | 100% | 100% | 100% | 100% | 100% | 100% | 100% | 100% | 100% | 100%
Other | Ind-Refrigeration control | Industrial | Chem/Petrol | None | 100% | 100% | 100% | 100% | 100% | 100% | 100% | 100% | 100% | 100% | 100% | 100% | 100% | 100% | 100% | 100% | 100% | 100% | 100% | 100% | 100% | 100% | 100% | 100% | 100% | 100% | 100% | 100%
Other | Ind-Refrigeration control | Industrial | Food/Bev | None | 100% | 100% | 100% | 100% | 100% | 100% | 100% | 100% | 100% | 100% | 100% | 100% | 100% | 100% | 100% | 100% | 100% | 100% | 100% | 100% | 100% | 100% | 100% | 100% | 100% | 100% | 100% | 100%
Other | Ind-Refrigeration control | Industrial | Mfg-Equipment | None | 100% | 100% | 100% | 100% | 100% | 100% | 100% | 100% | 100% | 100% | 100% | 100% | 100% | 100% | 100% | 100% | 100% | 100% | 100% | 100% | 100% | 100% | 100% | 100% | 100% | 100% | 100% | 100%
Other | Ind-Refrigeration control | Industrial | Mfg-Goods | None | 100% | 100% | 100% | 100% | 100% | 100% | 100% | 100% | 100% | 100% | 100% | 100% | 100% | 100% | 100% | 100% | 100% | 100% | 100% | 100% | 100% | 100% | 100% | 100% | 100% | 100% | 100% | 100%
Other | Ind-Refrigeration control | Industrial | Mfg-Materials | None | 100% | 100% | 100% | 100% | 100% | 100% | 100% | 100% | 100% | 100% | 100% | 100% | 100% | 100% | 100% | 100% | 100% | 100% | 100% | 100% | 100% | 100% | 100% | 100% | 100% | 100% | 100% | 100%
Other | Res-Appliances Control | Residential | Multifamily | None | 100% | 100% | 100% | 100% | 100% | 100% | 100% | 100% | 100% | 100% | 100% | 100% | 100% | 100% | 100% | 100% | 100% | 100% | 100% | 100% | 100% | 100% | 100% | 100% | 100% | 100% | 100% | 100%
Other | Res-Appliances Control | Residential | Singlefamily | None | 100% | 100% | 100% | 100% | 100% | 100% | 100% | 100% | 100% | 100% | 100% | 100% | 100% | 100% | 100% | 100% | 100% | 100% | 100% | 100% | 100% | 100% | 100% | 100% | 100% | 100% | 100% | 100%
Other | Res-Lighting Control | Residential | Multifamily | None | 100% | 100% | 100% | 100% | 100% | 100% | 100% | 100% | 100% | 100% | 100% | 100% | 100% | 100% | 100% | 100% | 100% | 100% | 100% | 100% | 100% | 100% | 100% | 100% | 100% | 100% | 100% | 100%
Other | Res-Lighting Control | Residential | Singlefamily | None | 100% | 100% | 100% | 100% | 100% | 100% | 100% | 100% | 100% | 100% | 100% | 100% | 100% | 100% | 100% | 100% | 100% | 100% | 100% | 100% | 100% | 100% | 100% | 100% | 100% | 100% | 100% | 100%
Other | Res-Other end uses control | Residential | Multifamily | None | 2% | 3.1% | 4.3% | 5.4% | 6.6% | 7.7% | 8.9% | 10% | 10.8% | 11.6% | 12.4% | 13.2% | 14% | 14.8% | 15.6% | 16.4% | 17.2% | 18% | 18.8% | 19.6% | 20.4% | 21.2% | 22% | 22.8% | 23.6% | 24.4% | 25.2% | 26%
Other | Res-Other end uses control | Residential | Singlefamily | None | 2% | 3.1% | 4.3% | 5.4% | 6.6% | 7.7% | 8.9% | 10% | 14.5% | 19% | 23.5% | 28% | 32.5% | 37% | 41.5% | 46% | 50.5% | 55% | 59.5% | 64% | 68.5% | 73% | 77.5% | 82% | 86.5% | 91% | 95.5% | 100%
Water Heating | Com-DLC-Water Heating-Switch | Commercial | Com - College | Com-Water Heating | 88% | 84.9% | 81.8% | 78.7% | 75.6% | 72.4% | 69.3% | 66.2% | 63.1% | 60% | 56.9% | 53.8% | 50.7% | 47.6% | 44.4% | 41.3% | 38.2% | 35.1% | 32% | 28.9% | 25.8% | 22.7% | 19.6% | 16.4% | 13.3% | 10.2% | 7.1% | 4%
Water Heating | Com-DLC-Water Heating-Switch | Commercial | Com - Grocery | Com-Water Heating | 88% | 84.9% | 81.8% | 78.7% | 75.6% | 72.4% | 69.3% | 66.2% | 63.1% | 60% | 56.9% | 53.8% | 50.7% | 47.6% | 44.4% | 41.3% | 38.2% | 35.1% | 32% | 28.9% | 25.8% | 22.7% | 19.6% | 16.4% | 13.3% | 10.2% | 7.1% | 4%
Water Heating | Com-DLC-Water Heating-Switch | Commercial | Com - Health | Com-Water Heating | 88% | 84.9% | 81.8% | 78.7% | 75.6% | 72.4% | 69.3% | 66.2% | 63.1% | 60% | 56.9% | 53.8% | 50.7% | 47.6% | 44.4% | 41.3% | 38.2% | 35.1% | 32% | 28.9% | 25.8% | 22.7% | 19.6% | 16.4% | 13.3% | 10.2% | 7.1% | 4%
Water Heating | Com-DLC-Water Heating-Switch | Commercial | Com - Lodging | Com-Water Heating | 88% | 84.9% | 81.8% | 78.7% | 75.6% | 72.4% | 69.3% | 66.2% | 63.1% | 60% | 56.9% | 53.8% | 50.7% | 47.6% | 44.4% | 41.3% | 38.2% | 35.1% | 32% | 28.9% | 25.8% | 22.7% | 19.6% | 16.4% | 13.3% | 10.2% | 7.1% | 4%
Water Heating | Com-DLC-Water Heating-Switch | Commercial | Com - Office (Large) | Com-Water Heating | 88% | 84.9% | 81.8% | 78.7% | 75.6% | 72.4% | 69.3% | 66.2% | 63.1% | 60% | 56.9% | 53.8% | 50.7% | 47.6% | 44.4% | 41.3% | 38.2% | 35.1% | 32% | 28.9% | 25.8% | 22.7% | 19.6% | 16.4% | 13.3% | 10.2% | 7.1% | 4%
Water Heating | Com-DLC-Water Heating-Switch | Commercial | Com - Office (Small) | Com-Water Heating | 88% | 84.9% | 81.8% | 78.7% | 75.6% | 72.4% | 69.3% | 66.2% | 63.1% | 60% | 56.9% | 53.8% | 50.7% | 47.6% | 44.4% | 41.3% | 38.2% | 35.1% | 32% | 28.9% | 25.8% | 22.7% | 19.6% | 16.4% | 13.3% | 10.2% | 7.1% | 4%
Water Heating | Com-DLC-Water Heating-Switch | Commercial | Com - Other | Com-Water Heating | 88% | 84.9% | 81.8% | 78.7% | 75.6% | 72.4% | 69.3% | 66.2% | 63.1% | 60% | 56.9% | 53.8% | 50.7% | 47.6% | 44.4% | 41.3% | 38.2% | 35.1% | 32% | 28.9% | 25.8% | 22.7% | 19.6% | 16.4% | 13.3% | 10.2% | 7.1% | 4%
Water Heating | Com-DLC-Water Heating-Switch | Commercial | Com - Refrig. Warehouse | Com-Water Heating | 88% | 84.9% | 81.8% | 78.7% | 75.6% | 72.4% | 69.3% | 66.2% | 63.1% | 60% | 56.9% | 53.8% | 50.7% | 47.6% | 44.4% | 41.3% | 38.2% | 35.1% | 32% | 28.9% | 25.8% | 22.7% | 19.6% | 16.4% | 13.3% | 10.2% | 7.1% | 4%
Water Heating | Com-DLC-Water Heating-Switch | Commercial | Com - Restaurant | Com-Water Heating | 88% | 84.9% | 81.8% | 78.7% | 75.6% | 72.4% | 69.3% | 66.2% | 63.1% | 60% | 56.9% | 53.8% | 50.7% | 47.6% | 44.4% | 41.3% | 38.2% | 35.1% | 32% | 28.9% | 25.8% | 22.7% | 19.6% | 16.4% | 13.3% | 10.2% | 7.1% | 4%
Water Heating | Com-DLC-Water Heating-Switch | Commercial | Com - Retail | Com-Water Heating | 88% | 84.9% | 81.8% | 78.7% | 75.6% | 72.4% | 69.3% | 66.2% | 63.1% | 60% | 56.9% | 53.8% | 50.7% | 47.6% | 44.4% | 41.3% | 38.2% | 35.1% | 32% | 28.9% | 25.8% | 22.7% | 19.6% | 16.4% | 13.3% | 10.2% | 7.1% | 4%
Water Heating | Com-DLC-Water Heating-Switch | Commercial | Com - School | Com-Water Heating | 88% | 84.9% | 81.8% | 78.7% | 75.6% | 72.4% | 69.3% | 66.2% | 63.1% | 60% | 56.9% | 53.8% | 50.7% | 47.6% | 44.4% | 41.3% | 38.2% | 35.1% | 32% | 28.9% | 25.8% | 22.7% | 19.6% | 16.4% | 13.3% | 10.2% | 7.1% | 4%
Water Heating | Com-DLC-Water Heating-Switch | Commercial | Com - Warehouse | Com-Water Heating | 88% | 84.9% | 81.8% | 78.7% | 75.6% | 72.4% | 69.3% | 66.2% | 63.1% | 60% | 56.9% | 53.8% | 50.7% | 47.6% | 44.4% | 41.3% | 38.2% | 35.1% | 32% | 28.9% | 25.8% | 22.7% | 19.6% | 16.4% | 13.3% | 10.2% | 7.1% | 4%
Water Heating | Com-Water Heating-Add-on CTA 2045 control | Commercial | Com - College | Com-Water Heating | 10% | 11.8% | 13.6% | 15.3% | 17.1% | 18.9% | 20.7% | 22.4% | 24.2% | 26% | 27.8% | 29.6% | 31.3% | 33.1% | 34.9% | 36.7% | 38.4% | 40.2% | 42% | 43.8% | 45.6% | 47.3% | 49.1% | 50.9% | 52.7% | 54.4% | 56.2% | 58%
Water Heating | Com-Water Heating-Add-on CTA 2045 control | Commercial | Com - Grocery | Com-Water Heating | 10% | 11.8% | 13.6% | 15.3% | 17.1% | 18.9% | 20.7% | 22.4% | 24.2% | 26% | 27.8% | 29.6% | 31.3% | 33.1% | 34.9% | 36.7% | 38.4% | 40.2% | 42% | 43.8% | 45.6% | 47.3% | 49.1% | 50.9% | 52.7% | 54.4% | 56.2% | 58%
Water Heating | Com-Water Heating-Add-on CTA 2045 control | Commercial | Com - Health | Com-Water Heating | 10% | 11.8% | 13.6% | 15.3% | 17.1% | 18.9% | 20.7% | 22.4% | 24.2% | 26% | 27.8% | 29.6% | 31.3% | 33.1% | 34.9% | 36.7% | 38.4% | 40.2% | 42% | 43.8% | 45.6% | 47.3% | 49.1% | 50.9% | 52.7% | 54.4% | 56.2% | 58%
Water Heating | Com-Water Heating-Add-on CTA 2045 control | Commercial | Com - Lodging | Com-Water Heating | 10% | 11.8% | 13.6% | 15.3% | 17.1% | 18.9% | 20.7% | 22.4% | 24.2% | 26% | 27.8% | 29.6% | 31.3% | 33.1% | 34.9% | 36.7% | 38.4% | 40.2% | 42% | 43.8% | 45.6% | 47.3% | 49.1% | 50.9% | 52.7% | 54.4% | 56.2% | 58%
Water Heating | Com-Water Heating-Add-on CTA 2045 control | Commercial | Com - Office (Large) | Com-Water Heating | 10% | 11.8% | 13.6% | 15.3% | 17.1% | 18.9% | 20.7% | 22.4% | 24.2% | 26% | 27.8% | 29.6% | 31.3% | 33.1% | 34.9% | 36.7% | 38.4% | 40.2% | 42% | 43.8% | 45.6% | 47.3% | 49.1% | 50.9% | 52.7% | 54.4% | 56.2% | 58%
Water Heating | Com-Water Heating-Add-on CTA 2045 control | Commercial | Com - Office (Small) | Com-Water Heating | 10% | 11.8% | 13.6% | 15.3% | 17.1% | 18.9% | 20.7% | 22.4% | 24.2% | 26% | 27.8% | 29.6% | 31.3% | 33.1% | 34.9% | 36.7% | 38.4% | 40.2% | 42% | 43.8% | 45.6% | 47.3% | 49.1% | 50.9% | 52.7% | 54.4% | 56.2% | 58%
Water Heating | Com-Water Heating-Add-on CTA 2045 control | Commercial | Com - Other | Com-Water Heating | 10% | 11.8% | 13.6% | 15.3% | 17.1% | 18.9% | 20.7% | 22.4% | 24.2% | 26% | 27.8% | 29.6% | 31.3% | 33.1% | 34.9% | 36.7% | 38.4% | 40.2% | 42% | 43.8% | 45.6% | 47.3% | 49.1% | 50.9% | 52.7% | 54.4% | 56.2% | 58%
Water Heating | Com-Water Heating-Add-on CTA 2045 control | Commercial | Com - Refrig. Warehouse | Com-Water Heating | 10% | 11.8% | 13.6% | 15.3% | 17.1% | 18.9% | 20.7% | 22.4% | 24.2% | 26% | 27.8% | 29.6% | 31.3% | 33.1% | 34.9% | 36.7% | 38.4% | 40.2% | 42% | 43.8% | 45.6% | 47.3% | 49.1% | 50.9% | 52.7% | 54.4% | 56.2% | 58%
Water Heating | Com-Water Heating-Add-on CTA 2045 control | Commercial | Com - Restaurant | Com-Water Heating | 10% | 11.8% | 13.6% | 15.3% | 17.1% | 18.9% | 20.7% | 22.4% | 24.2% | 26% | 27.8% | 29.6% | 31.3% | 33.1% | 34.9% | 36.7% | 38.4% | 40.2% | 42% | 43.8% | 45.6% | 47.3% | 49.1% | 50.9% | 52.7% | 54.4% | 56.2% | 58%
Water Heating | Com-Water Heating-Add-on CTA 2045 control | Commercial | Com - Retail | Com-Water Heating | 10% | 11.8% | 13.6% | 15.3% | 17.1% | 18.9% | 20.7% | 22.4% | 24.2% | 26% | 27.8% | 29.6% | 31.3% | 33.1% | 34.9% | 36.7% | 38.4% | 40.2% | 42% | 43.8% | 45.6% | 47.3% | 49.1% | 50.9% | 52.7% | 54.4% | 56.2% | 58%
Water Heating | Com-Water Heating-Add-on CTA 2045 control | Commercial | Com - School | Com-Water Heating | 10% | 11.8% | 13.6% | 15.3% | 17.1% | 18.9% | 20.7% | 22.4% | 24.2% | 26% | 27.8% | 29.6% | 31.3% | 33.1% | 34.9% | 36.7% | 38.4% | 40.2% | 42% | 43.8% | 45.6% | 47.3% | 49.1% | 50.9% | 52.7% | 54.4% | 56.2% | 58%
Water Heating | Com-Water Heating-Add-on CTA 2045 control | Commercial | Com - Warehouse | Com-Water Heating | 10% | 11.8% | 13.6% | 15.3% | 17.1% | 18.9% | 20.7% | 22.4% | 24.2% | 26% | 27.8% | 29.6% | 31.3% | 33.1% | 34.9% | 36.7% | 38.4% | 40.2% | 42% | 43.8% | 45.6% | 47.3% | 49.1% | 50.9% | 52.7% | 54.4% | 56.2% | 58%
Water Heating | Com-Water Heating-Smart Water Heater | Commercial | Com - College | Com-Water Heating | 2% | 3.3% | 4.7% | 6% | 7.3% | 8.7% | 10% | 11.3% | 12.7% | 14% | 15.3% | 16.7% | 18% | 19.3% | 20.7% | 22% | 23.3% | 24.7% | 26% | 27.3% | 28.7% | 30% | 31.3% | 32.7% | 34% | 35.3% | 36.7% | 38%
Water Heating | Com-Water Heating-Smart Water Heater | Commercial | Com - Grocery | Com-Water Heating | 2% | 3.3% | 4.7% | 6% | 7.3% | 8.7% | 10% | 11.3% | 12.7% | 14% | 15.3% | 16.7% | 18% | 19.3% | 20.7% | 22% | 23.3% | 24.7% | 26% | 27.3% | 28.7% | 30% | 31.3% | 32.7% | 34% | 35.3% | 36.7% | 38%
Water Heating | Com-Water Heating-Smart Water Heater | Commercial | Com - Health | Com-Water Heating | 2% | 3.3% | 4.7% | 6% | 7.3% | 8.7% | 10% | 11.3% | 12.7% | 14% | 15.3% | 16.7% | 18% | 19.3% | 20.7% | 22% | 23.3% | 24.7% | 26% | 27.3% | 28.7% | 30% | 31.3% | 32.7% | 34% | 35.3% | 36.7% | 38%
Water Heating | Com-Water Heating-Smart Water Heater | Commercial | Com - Lodging | Com-Water Heating | 2% | 3.3% | 4.7% | 6% | 7.3% | 8.7% | 10% | 11.3% | 12.7% | 14% | 15.3% | 16.7% | 18% | 19.3% | 20.7% | 22% | 23.3% | 24.7% | 26% | 27.3% | 28.7% | 30% | 31.3% | 32.7% | 34% | 35.3% | 36.7% | 38%
Water Heating | Com-Water Heating-Smart Water Heater | Commercial | Com - Office (Large) | Com-Water Heating | 2% | 3.3% | 4.7% | 6% | 7.3% | 8.7% | 10% | 11.3% | 12.7% | 14% | 15.3% | 16.7% | 18% | 19.3% | 20.7% | 22% | 23.3% | 24.7% | 26% | 27.3% | 28.7% | 30% | 31.3% | 32.7% | 34% | 35.3% | 36.7% | 38%
Water Heating | Com-Water Heating-Smart Water Heater | Commercial | Com - Office (Small) | Com-Water Heating | 2% | 3.3% | 4.7% | 6% | 7.3% | 8.7% | 10% | 11.3% | 12.7% | 14% | 15.3% | 16.7% | 18% | 19.3% | 20.7% | 22% | 23.3% | 24.7% | 26% | 27.3% | 28.7% | 30% | 31.3% | 32.7% | 34% | 35.3% | 36.7% | 38%
Water Heating | Com-Water Heating-Smart Water Heater | Commercial | Com - Other | Com-Water Heating | 2% | 3.3% | 4.7% | 6% | 7.3% | 8.7% | 10% | 11.3% | 12.7% | 14% | 15.3% | 16.7% | 18% | 19.3% | 20.7% | 22% | 23.3% | 24.7% | 26% | 27.3% | 28.7% | 30% | 31.3% | 32.7% | 34% | 35.3% | 36.7% | 38%
Water Heating | Com-Water Heating-Smart Water Heater | Commercial | Com - Refrig. Warehouse | Com-Water Heating | 2% | 3.3% | 4.7% | 6% | 7.3% | 8.7% | 10% | 11.3% | 12.7% | 14% | 15.3% | 16.7% | 18% | 19.3% | 20.7% | 22% | 23.3% | 24.7% | 26% | 27.3% | 28.7% | 30% | 31.3% | 32.7% | 34% | 35.3% | 36.7% | 38%
Water Heating | Com-Water Heating-Smart Water Heater | Commercial | Com - Restaurant | Com-Water Heating | 2% | 3.3% | 4.7% | 6% | 7.3% | 8.7% | 10% | 11.3% | 12.7% | 14% | 15.3% | 16.7% | 18% | 19.3% | 20.7% | 22% | 23.3% | 24.7% | 26% | 27.3% | 28.7% | 30% | 31.3% | 32.7% | 34% | 35.3% | 36.7% | 38%
Water Heating | Com-Water Heating-Smart Water Heater | Commercial | Com - Retail | Com-Water Heating | 2% | 3.3% | 4.7% | 6% | 7.3% | 8.7% | 10% | 11.3% | 12.7% | 14% | 15.3% | 16.7% | 18% | 19.3% | 20.7% | 22% | 23.3% | 24.7% | 26% | 27.3% | 28.7% | 30% | 31.3% | 32.7% | 34% | 35.3% | 36.7% | 38%
Water Heating | Com-Water Heating-Smart Water Heater | Commercial | Com - School | Com-Water Heating | 2% | 3.3% | 4.7% | 6% | 7.3% | 8.7% | 10% | 11.3% | 12.7% | 14% | 15.3% | 16.7% | 18% | 19.3% | 20.7% | 22% | 23.3% | 24.7% | 26% | 27.3% | 28.7% | 30% | 31.3% | 32.7% | 34% | 35.3% | 36.7% | 38%
Water Heating | Com-Water Heating-Smart Water Heater | Commercial | Com - Warehouse | Com-Water Heating | 2% | 3.3% | 4.7% | 6% | 7.3% | 8.7% | 10% | 11.3% | 12.7% | 14% | 15.3% | 16.7% | 18% | 19.3% | 20.7% | 22% | 23.3% | 24.7% | 26% | 27.3% | 28.7% | 30% | 31.3% | 32.7% | 34% | 35.3% | 36.7% | 38%
Water Heating | Res-DLC-Water Heating-Switch | Residential | Multifamily | Res-Water Heating | 97.5% | 95.9% | 94.2% | 92.6% | 90.9% | 89.3% | 87.6% | 86% | 84.9% | 83.7% | 82.6% | 81.4% | 80.3% | 79.1% | 78% | 76.8% | 75.7% | 74.5% | 73.4% | 72.2% | 71.1% | 69.9% | 68.8% | 67.6% | 66.5% | 65.3% | 64.2% | 63%
Water Heating | Res-DLC-Water Heating-Switch | Residential | Singlefamily | Res-Water Heating | 97.5% | 95.9% | 94.2% | 92.6% | 90.9% | 89.3% | 87.6% | 86% | 84.9% | 83.7% | 82.6% | 81.4% | 80.3% | 79.1% | 78% | 76.8% | 75.7% | 74.5% | 73.4% | 72.2% | 71.1% | 69.9% | 68.8% | 67.6% | 66.5% | 65.3% | 64.2% | 63%
Water Heating | Res-Water Heating-Add-on CTA 2045 control | Residential | Multifamily | Res-Water Heating | 1.3% | 2.1% | 2.9% | 3.7% | 4.5% | 5.4% | 6.2% | 7% | 7.6% | 8.2% | 8.7% | 9.3% | 9.9% | 10.5% | 11% | 11.6% | 12.2% | 12.8% | 13.3% | 13.9% | 14.5% | 15.1% | 15.6% | 16.2% | 16.8% | 17.4% | 17.9% | 18.5%
Water Heating | Res-Water Heating-Add-on CTA 2045 control | Residential | Singlefamily | Res-Water Heating | 1.3% | 2.1% | 2.9% | 3.7% | 4.5% | 5.4% | 6.2% | 7% | 7.6% | 8.2% | 8.7% | 9.3% | 9.9% | 10.5% | 11% | 11.6% | 12.2% | 12.8% | 13.3% | 13.9% | 14.5% | 15.1% | 15.6% | 16.2% | 16.8% | 17.4% | 17.9% | 18.5%
Water Heating | Res-Water Heating-Smart Water Heater | Residential | Multifamily | Res-Water Heating | 1.3% | 2.1% | 2.9% | 3.7% | 4.5% | 5.4% | 6.2% | 7% | 7.6% | 8.2% | 8.7% | 9.3% | 9.9% | 10.5% | 11% | 11.6% | 12.2% | 12.8% | 13.3% | 13.9% | 14.5% | 15.1% | 15.6% | 16.2% | 16.8% | 17.4% | 17.9% | 18.5%
Water Heating | Res-Water Heating-Smart Water Heater | Residential | Singlefamily | Res-Water Heating | 1.3% | 2.1% | 2.9% | 3.7% | 4.5% | 5.4% | 6.2% | 7% | 7.6% | 8.2% | 8.7% | 9.3% | 9.9% | 10.5% | 11% | 11.6% | 12.2% | 12.8% | 13.3% | 13.9% | 14.5% | 15.1% | 15.6% | 16.2% | 16.8% | 17.4% | 17.9% | 18.5%

## Participation
Option Grouping | DRSubOption | Sector | BuildingType | Size | 2023 | 2024 | 2025 | 2026 | 2027 | 2028 | 2029 | 2030 | 2031 | 2032 | 2033 | 2034 | 2035 | 2036 | 2037 | 2038 | 2039 | 2040 | 2041 | 2042 | 2043 | 2044 | 2045 | 2046 | 2047 | 2048 | 2049 | 2050 | Assumptions Basis
Ag Pumping | Ag-Auto-DR-Pumping Control | Agricultural | Ag-Animal | Large | 12.07% | 13.19% | 14.31% | 15.44% | 16.56% | 17.68% | 18.8% | 19.92% | 20.04% | 20.15% | 20.26% | 20.37% | 20.49% | 20.6% | 20.71% | 20.82% | 20.94% | 21.05% | 21.16% | 21.27% | 21.39% | 21.5% | 21.61% | 21.72% | 21.83% | 21.95% | 22.06% | 22.17% | LBNL Phase 4 shed fractions for 2050, 2030, 2040, 2050, and trend interpolation (4-hour, procurement price 150)
Ag Pumping | Ag-Auto-DR-Pumping Control | Agricultural | Ag-Animal | Medium | 27.21% | 29.42% | 31.63% | 33.83% | 36.04% | 38.25% | 40.45% | 42.66% | 42.59% | 42.52% | 42.45% | 42.39% | 42.32% | 42.25% | 42.18% | 42.11% | 42.04% | 41.97% | 41.9% | 41.84% | 41.77% | 41.7% | 41.63% | 41.56% | 41.49% | 41.42% | 41.35% | 41.28% | LBNL Phase 4 shed fractions for 2050, 2030, 2040, 2050, and trend interpolation (4-hour, procurement price 150)
Ag Pumping | Ag-Auto-DR-Pumping Control | Agricultural | Ag-Animal | Small | 37.51% | 40.61% | 43.72% | 46.82% | 49.93% | 53.03% | 56.13% | 59.24% | 59.2% | 59.17% | 59.14% | 59.1% | 59.07% | 59.04% | 59% | 58.97% | 58.94% | 58.91% | 58.87% | 58.84% | 58.81% | 58.77% | 58.74% | 58.71% | 58.67% | 58.64% | 58.61% | 58.57% | LBNL Phase 4 shed fractions for 2050, 2030, 2040, 2050, and trend interpolation (4-hour, procurement price 150)
Ag Pumping | Ag-Auto-DR-Pumping Control | Agricultural | Ag-Crop | Large | 36.86% | 39.88% | 42.9% | 45.92% | 48.94% | 51.96% | 54.98% | 58.01% | 57.94% | 57.88% | 57.82% | 57.76% | 57.7% | 57.64% | 57.57% | 57.51% | 57.45% | 57.39% | 57.33% | 57.27% | 57.2% | 57.14% | 57.08% | 57.02% | 56.96% | 56.9% | 56.83% | 56.77% | LBNL Phase 4 shed fractions for 2050, 2030, 2040, 2050, and trend interpolation (4-hour, procurement price 150)
Ag Pumping | Ag-Auto-DR-Pumping Control | Agricultural | Ag-Crop | Medium | 36.86% | 39.88% | 42.9% | 45.92% | 48.94% | 51.96% | 54.98% | 58.01% | 57.94% | 57.88% | 57.82% | 57.76% | 57.7% | 57.64% | 57.57% | 57.51% | 57.45% | 57.39% | 57.33% | 57.27% | 57.2% | 57.14% | 57.08% | 57.02% | 56.96% | 56.9% | 56.83% | 56.77% | LBNL Phase 4 shed fractions for 2050, 2030, 2040, 2050, and trend interpolation (4-hour, procurement price 150)
Ag Pumping | Ag-Auto-DR-Pumping Control | Agricultural | Ag-Crop | Small | 36.86% | 39.88% | 42.9% | 45.92% | 48.94% | 51.96% | 54.98% | 58.01% | 57.94% | 57.88% | 57.82% | 57.76% | 57.7% | 57.64% | 57.57% | 57.51% | 57.45% | 57.39% | 57.33% | 57.27% | 57.2% | 57.14% | 57.08% | 57.02% | 56.96% | 56.9% | 56.83% | 56.77% | LBNL Phase 4 shed fractions for 2050, 2030, 2040, 2050, and trend interpolation (4-hour, procurement price 150)
Ag Pumping | Ag-Auto-DR-Pumping Control | Agricultural | Water, Irrigation | Large | 38.43% | 41.57% | 44.72% | 47.86% | 51% | 54.14% | 57.28% | 60.43% | 60.35% | 60.28% | 60.21% | 60.14% | 60.07% | 59.99% | 59.92% | 59.85% | 59.78% | 59.71% | 59.63% | 59.56% | 59.49% | 59.42% | 59.35% | 59.27% | 59.2% | 59.13% | 59.06% | 58.99% | LBNL Phase 4 shed fractions for 2050, 2030, 2040, 2050, and trend interpolation (4-hour, procurement price 150)
Ag Pumping | Ag-Auto-DR-Pumping Control | Agricultural | Water, Irrigation | Medium | 38.43% | 41.57% | 44.72% | 47.86% | 51% | 54.14% | 57.28% | 60.43% | 60.35% | 60.28% | 60.21% | 60.14% | 60.07% | 59.99% | 59.92% | 59.85% | 59.78% | 59.71% | 59.63% | 59.56% | 59.49% | 59.42% | 59.35% | 59.27% | 59.2% | 59.13% | 59.06% | 58.99% | LBNL Phase 4 shed fractions for 2050, 2030, 2040, 2050, and trend interpolation (4-hour, procurement price 150)
Ag Pumping | Ag-Auto-DR-Pumping Control | Agricultural | Water, Irrigation | Small | 37.61% | 40.69% | 43.78% | 46.86% | 49.94% | 53.02% | 56.11% | 59.19% | 59.12% | 59.06% | 59% | 58.94% | 58.87% | 58.81% | 58.75% | 58.69% | 58.62% | 58.56% | 58.5% | 58.43% | 58.37% | 58.31% | 58.25% | 58.18% | 58.12% | 58.06% | 57.99% | 57.93% | LBNL Phase 4 shed fractions for 2050, 2030, 2040, 2050, and trend interpolation (4-hour, procurement price 150)
Ag Pumping | Ag-Auto-DR-Pumping Control | Agricultural | Water, Municipal | Large | [28 empty] | LBNL Phase 4 shed fractions for 2050, 2030, 2040, 2050, and trend interpolation (4-hour, procurement price 150) | bar: 2023 to 2050
Ag Pumping | Ag-Auto-DR-Pumping Control | Agricultural | Water, Municipal | Medium | [28 empty] | LBNL Phase 4 shed fractions for 2050, 2030, 2040, 2050, and trend interpolation (4-hour, procurement price 150) | bar: 2023 to 2050
Ag Pumping | Ag-Auto-DR-Pumping Control | Agricultural | Water, Municipal | Small | [28 empty] | LBNL Phase 4 shed fractions for 2050, 2030, 2040, 2050, and trend interpolation (4-hour, procurement price 150) | bar: 2023 to 2050
Ag Pumping | Ag-DLC Switch-Pumping Control | Agricultural | Ag-Animal | Large | 12.07% | 13.19% | 14.31% | 15.44% | 16.56% | 17.68% | 18.8% | 19.92% | 20.04% | 20.15% | 20.26% | 20.37% | 20.49% | 20.6% | 20.71% | 20.82% | 20.94% | 21.05% | 21.16% | 21.27% | 21.39% | 21.5% | 21.61% | 21.72% | 21.83% | 21.95% | 22.06% | 22.17% | LBNL Phase 4 shed fractions for 2050, 2030, 2040, 2050, and trend interpolation (4-hour, procurement price 150)
Ag Pumping | Ag-DLC Switch-Pumping Control | Agricultural | Ag-Animal | Medium | 27.66% | 29.91% | 32.16% | 34.41% | 36.65% | 38.9% | 41.15% | 43.4% | 43.33% | 43.26% | 43.2% | 43.13% | 43.07% | 43% | 42.94% | 42.87% | 42.8% | 42.74% | 42.67% | 42.61% | 42.54% | 42.47% | 42.41% | 42.34% | 42.28% | 42.21% | 42.15% | 42.08% | LBNL Phase 4 shed fractions for 2050, 2030, 2040, 2050, and trend interpolation (4-hour, procurement price 150)
Ag Pumping | Ag-DLC Switch-Pumping Control | Agricultural | Ag-Animal | Small | 34.8% | 37.5% | 40.19% | 42.89% | 45.59% | 48.29% | 50.98% | 53.68% | 53.47% | 53.25% | 53.04% | 52.82% | 52.61% | 52.4% | 52.18% | 51.97% | 51.76% | 51.54% | 51.33% | 51.12% | 50.9% | 50.69% | 50.47% | 50.26% | 50.05% | 49.83% | 49.62% | 49.41% | LBNL Phase 4 shed fractions for 2050, 2030, 2040, 2050, and trend interpolation (4-hour, procurement price 150)
Ag Pumping | Ag-DLC Switch-Pumping Control | Agricultural | Ag-Crop | Large | 37.59% | 40.67% | 43.74% | 46.82% | 49.89% | 52.97% | 56.05% | 59.12% | 59.05% | 58.99% | 58.92% | 58.85% | 58.78% | 58.72% | 58.65% | 58.58% | 58.51% | 58.45% | 58.38% | 58.31% | 58.24% | 58.17% | 58.11% | 58.04% | 57.97% | 57.9% | 57.84% | 57.77% | LBNL Phase 4 shed fractions for 2050, 2030, 2040, 2050, and trend interpolation (4-hour, procurement price 150)
Ag Pumping | Ag-DLC Switch-Pumping Control | Agricultural | Ag-Crop | Medium | 37.59% | 40.67% | 43.74% | 46.82% | 49.89% | 52.97% | 56.05% | 59.12% | 59.05% | 58.99% | 58.92% | 58.85% | 58.78% | 58.72% | 58.65% | 58.58% | 58.51% | 58.45% | 58.38% | 58.31% | 58.24% | 58.17% | 58.11% | 58.04% | 57.97% | 57.9% | 57.84% | 57.77% | LBNL Phase 4 shed fractions for 2050, 2030, 2040, 2050, and trend interpolation (4-hour, procurement price 150)
Ag Pumping | Ag-DLC Switch-Pumping Control | Agricultural | Ag-Crop | Small | 37.59% | 40.67% | 43.74% | 46.82% | 49.89% | 52.97% | 56.05% | 59.12% | 59.05% | 58.99% | 58.92% | 58.85% | 58.78% | 58.72% | 58.65% | 58.58% | 58.51% | 58.45% | 58.38% | 58.31% | 58.24% | 58.17% | 58.11% | 58.04% | 57.97% | 57.9% | 57.84% | 57.77% | LBNL Phase 4 shed fractions for 2050, 2030, 2040, 2050, and trend interpolation (4-hour, procurement price 150)
Ag Pumping | Ag-DLC Switch-Pumping Control | Agricultural | Water, Irrigation | Large | 37.91% | 41.08% | 44.25% | 47.43% | 50.6% | 53.77% | 56.94% | 60.12% | 60.12% | 60.12% | 60.12% | 60.13% | 60.13% | 60.13% | 60.13% | 60.14% | 60.14% | 60.14% | 60.14% | 60.15% | 60.15% | 60.15% | 60.15% | 60.16% | 60.16% | 60.16% | 60.16% | 60.17% | LBNL Phase 4 shed fractions for 2050, 2030, 2040, 2050, and trend interpolation (4-hour, procurement price 150)
Ag Pumping | Ag-DLC Switch-Pumping Control | Agricultural | Water, Irrigation | Medium | 37.91% | 41.08% | 44.25% | 47.43% | 50.6% | 53.77% | 56.94% | 60.12% | 60.12% | 60.12% | 60.12% | 60.13% | 60.13% | 60.13% | 60.13% | 60.14% | 60.14% | 60.14% | 60.14% | 60.15% | 60.15% | 60.15% | 60.15% | 60.16% | 60.16% | 60.16% | 60.16% | 60.17% | LBNL Phase 4 shed fractions for 2050, 2030, 2040, 2050, and trend interpolation (4-hour, procurement price 150)
Ag Pumping | Ag-DLC Switch-Pumping Control | Agricultural | Water, Irrigation | Small | 36.66% | 39.68% | 42.69% | 45.71% | 48.73% | 51.75% | 54.77% | 57.78% | 57.74% | 57.69% | 57.64% | 57.59% | 57.55% | 57.5% | 57.45% | 57.4% | 57.35% | 57.31% | 57.26% | 57.21% | 57.16% | 57.12% | 57.07% | 57.02% | 56.97% | 56.92% | 56.88% | 56.83% | LBNL Phase 4 shed fractions for 2050, 2030, 2040, 2050, and trend interpolation (4-hour, procurement price 150)
Ag Pumping | Ag-DLC Switch-Pumping Control | Agricultural | Water, Municipal | Large | [28 empty] | LBNL Phase 4 shed fractions for 2050, 2030, 2040, 2050, and trend interpolation (4-hour, procurement price 150) | bar: 2023 to 2050
Ag Pumping | Ag-DLC Switch-Pumping Control | Agricultural | Water, Municipal | Medium | [28 empty] | LBNL Phase 4 shed fractions for 2050, 2030, 2040, 2050, and trend interpolation (4-hour, procurement price 150) | bar: 2023 to 2050
Ag Pumping | Ag-DLC Switch-Pumping Control | Agricultural | Water, Municipal | Small | [28 empty] | LBNL Phase 4 shed fractions for 2050, 2030, 2040, 2050, and trend interpolation (4-hour, procurement price 150) | bar: 2023 to 2050
Ag Pumping | Water Supply/WW pumping control | Agricultural | Ag-Animal | Large | [28 empty] | LBNL Phase 4 shed fractions for 2050, 2030, 2040, 2050, and trend interpolation (4-hour, procurement price 150) | bar: 2023 to 2050
Ag Pumping | Water Supply/WW pumping control | Agricultural | Ag-Animal | Medium | [28 empty] | LBNL Phase 4 shed fractions for 2050, 2030, 2040, 2050, and trend interpolation (4-hour, procurement price 150) | bar: 2023 to 2050
Ag Pumping | Water Supply/WW pumping control | Agricultural | Ag-Animal | Small | [28 empty] | LBNL Phase 4 shed fractions for 2050, 2030, 2040, 2050, and trend interpolation (4-hour, procurement price 150) | bar: 2023 to 2050
Ag Pumping | Water Supply/WW pumping control | Agricultural | Ag-Crop | Large | [28 empty] | LBNL Phase 4 shed fractions for 2050, 2030, 2040, 2050, and trend interpolation (4-hour, procurement price 150) | bar: 2023 to 2050
Ag Pumping | Water Supply/WW pumping control | Agricultural | Ag-Crop | Medium | [28 empty] | LBNL Phase 4 shed fractions for 2050, 2030, 2040, 2050, and trend interpolation (4-hour, procurement price 150) | bar: 2023 to 2050
Ag Pumping | Water Supply/WW pumping control | Agricultural | Ag-Crop | Small | [28 empty] | LBNL Phase 4 shed fractions for 2050, 2030, 2040, 2050, and trend interpolation (4-hour, procurement price 150) | bar: 2023 to 2050
Ag Pumping | Water Supply/WW pumping control | Agricultural | Water, Irrigation | Large | [28 empty] | LBNL Phase 4 shed fractions for 2050, 2030, 2040, 2050, and trend interpolation (4-hour, procurement price 150) | bar: 2023 to 2050
Ag Pumping | Water Supply/WW pumping control | Agricultural | Water, Irrigation | Medium | [28 empty] | LBNL Phase 4 shed fractions for 2050, 2030, 2040, 2050, and trend interpolation (4-hour, procurement price 150) | bar: 2023 to 2050
Ag Pumping | Water Supply/WW pumping control | Agricultural | Water, Irrigation | Small | [28 empty] | LBNL Phase 4 shed fractions for 2050, 2030, 2040, 2050, and trend interpolation (4-hour, procurement price 150) | bar: 2023 to 2050
Ag Pumping | Water Supply/WW pumping control | Agricultural | Water, Municipal | Large | 22.04% | 23.57% | 25.1% | 26.63% | 28.16% | 29.69% | 31.22% | 32.75% | 32.44% | 32.13% | 31.82% | 31.5% | 31.19% | 30.88% | 30.57% | 30.26% | 29.94% | 29.63% | 29.32% | 29.01% | 28.7% | 28.39% | 28.07% | 27.76% | 27.45% | 27.14% | 26.83% | 26.51% | LBNL Phase 4 shed fractions for 2050, 2030, 2040, 2050, and trend interpolation (4-hour, procurement price 150)
Ag Pumping | Water Supply/WW pumping control | Agricultural | Water, Municipal | Medium | 18.12% | 19.57% | 21.01% | 22.46% | 23.91% | 25.35% | 26.8% | 28.25% | 28.18% | 28.11% | 28.04% | 27.97% | 27.9% | 27.83% | 27.76% | 27.69% | 27.62% | 27.55% | 27.48% | 27.41% | 27.34% | 27.28% | 27.21% | 27.14% | 27.07% | 27% | 26.93% | 26.86% | LBNL Phase 4 shed fractions for 2050, 2030, 2040, 2050, and trend interpolation (4-hour, procurement price 150)
Ag Pumping | Water Supply/WW pumping control | Agricultural | Water, Municipal | Small | 6.529% | 7.799% | 9.069% | 10.34% | 11.61% | 12.88% | 14.15% | 15.42% | 16.14% | 16.87% | 17.59% | 18.31% | 19.04% | 19.76% | 20.49% | 21.21% | 21.93% | 22.66% | 23.38% | 24.1% | 24.83% | 25.55% | 26.28% | 27% | 27.72% | 28.45% | 29.17% | 29.9% | LBNL Phase 4 shed fractions for 2050, 2030, 2040, 2050, and trend interpolation (4-hour, procurement price 150)
Battery-NonRes | Ag-Battery Dispatch | Agricultural | Ag-BTM Battery | AllSize | 0% | 4.286% | 8.571% | 12.86% | 17.14% | 21.43% | 25.71% | 30% | 30% | 30% | 30% | 30% | 30% | 30% | 30% | 30% | 30% | 30% | 30% | 30% | 30% | 30% | 30% | 30% | 30% | 30% | 30% | 30% | Guidehouse assumptions aligned with 2030 Load Shift Goal
Battery-NonRes | Com-Battery Dispatch | Commercial | Com-BTM Battery | AllSize | 0% | 2.857% | 5.714% | 8.571% | 11.43% | 14.29% | 17.14% | 20% | 20% | 20% | 20% | 20% | 20% | 20% | 20% | 20% | 20% | 20% | 20% | 20% | 20% | 20% | 20% | 20% | 20% | 20% | 20% | 20% | Guidehouse assumptions aligned with 2030 Load Shift Goal
Battery-NonRes | Ind-Battery Dispatch | Industrial | Ind-BTM Battery | AllSize | 0% | 2.857% | 5.714% | 8.571% | 11.43% | 14.29% | 17.14% | 20% | 20% | 20% | 20% | 20% | 20% | 20% | 20% | 20% | 20% | 20% | 20% | 20% | 20% | 20% | 20% | 20% | 20% | 20% | 20% | 20% | Guidehouse assumptions aligned with 2030 Load Shift Goal
Battery-Res | Res-Battery Dispatch | Residential | Res-BTM Battery | AllSize | 0% | 2.857% | 5.714% | 8.571% | 11.43% | 14.29% | 17.14% | 20% | 20% | 20% | 20% | 20% | 20% | 20% | 20% | 20% | 20% | 20% | 20% | 20% | 20% | 20% | 20% | 20% | 20% | 20% | 20% | 20% | Guidehouse assumptions aligned with 2030 Load Shift Goal
HVAC | Com-DLC-HVAC-Switch | Commercial | Com - College | Large | [28 empty] | LBNL Phase 4 shed fractions for 2050, 2030, 2040, 2050, and trend interpolation (4-hour, procurement price 150) | bar: 2023 to 2050
HVAC | Com-DLC-HVAC-Switch | Commercial | Com - Grocery | Large | [28 empty] | LBNL Phase 4 shed fractions for 2050, 2030, 2040, 2050, and trend interpolation (4-hour, procurement price 150) | bar: 2023 to 2050
HVAC | Com-DLC-HVAC-Switch | Commercial | Com - Grocery | Medium | 15.34% | 15.49% | 15.64% | 15.79% | 15.94% | 16.09% | 16.24% | 16.39% | 16.36% | 16.33% | 16.3% | 16.28% | 16.25% | 16.22% | 16.19% | 16.17% | 16.14% | 16.11% | 16.08% | 16.06% | 16.03% | 16% | 15.97% | 15.95% | 15.92% | 15.89% | 15.86% | 15.84% | LBNL Phase 4 shed fractions for 2050, 2030, 2040, 2050, and trend interpolation (4-hour, procurement price 150)
HVAC | Com-DLC-HVAC-Switch | Commercial | Com - Grocery | Small | [28 empty] | LBNL Phase 4 shed fractions for 2050, 2030, 2040, 2050, and trend interpolation (4-hour, procurement price 150) | bar: 2023 to 2050
HVAC | Com-DLC-HVAC-Switch | Commercial | Com - Health | Large | [28 empty] | LBNL Phase 4 shed fractions for 2050, 2030, 2040, 2050, and trend interpolation (4-hour, procurement price 150) | bar: 2023 to 2050
HVAC | Com-DLC-HVAC-Switch | Commercial | Com - Health | Medium | 36.84% | 37.16% | 37.48% | 37.8% | 38.12% | 38.44% | 38.76% | 39.08% | 38.98% | 38.88% | 38.78% | 38.68% | 38.57% | 38.47% | 38.37% | 38.27% | 38.16% | 38.06% | 37.96% | 37.86% | 37.76% | 37.65% | 37.55% | 37.45% | 37.35% | 37.24% | 37.14% | 37.04% | LBNL Phase 4 shed fractions for 2050, 2030, 2040, 2050, and trend interpolation (4-hour, procurement price 150)
HVAC | Com-DLC-HVAC-Switch | Commercial | Com - Health | Small | [28 empty] | LBNL Phase 4 shed fractions for 2050, 2030, 2040, 2050, and trend interpolation (4-hour, procurement price 150) | bar: 2023 to 2050
HVAC | Com-DLC-HVAC-Switch | Commercial | Com - Lodging | Large | [28 empty] | LBNL Phase 4 shed fractions for 2050, 2030, 2040, 2050, and trend interpolation (4-hour, procurement price 150) | bar: 2023 to 2050
HVAC | Com-DLC-HVAC-Switch | Commercial | Com - Lodging | Medium | 40.06% | 40.38% | 40.7% | 41.02% | 41.33% | 41.65% | 41.97% | 42.29% | 42.15% | 42.01% | 41.87% | 41.73% | 41.59% | 41.45% | 41.31% | 41.17% | 41.02% | 40.88% | 40.74% | 40.6% | 40.46% | 40.32% | 40.18% | 40.04% | 39.9% | 39.76% | 39.62% | 39.48% | LBNL Phase 4 shed fractions for 2050, 2030, 2040, 2050, and trend interpolation (4-hour, procurement price 150)
HVAC | Com-DLC-HVAC-Switch | Commercial | Com - Lodging | Small | [28 empty] | LBNL Phase 4 shed fractions for 2050, 2030, 2040, 2050, and trend interpolation (4-hour, procurement price 150) | bar: 2023 to 2050
HVAC | Com-DLC-HVAC-Switch | Commercial | Com - Office (Large) | Large | [28 empty] | LBNL Phase 4 shed fractions for 2050, 2030, 2040, 2050, and trend interpolation (4-hour, procurement price 150) | bar: 2023 to 2050
HVAC | Com-DLC-HVAC-Switch | Commercial | Com - Office (Large) | Medium | 0% | 0.08691% | 0.1738% | 0.2607% | 0.3477% | 0.4346% | 0.5215% | 0.6084% | 1.947% | 3.285% | 4.624% | 5.962% | 7.301% | 8.639% | 9.978% | 11.32% | 12.65% | 13.99% | 15.33% | 16.67% | 18.01% | 19.35% | 20.69% | 22.02% | 23.36% | 24.7% | 26.04% | 27.38% | LBNL Phase 4 shed fractions for 2050, 2030, 2040, 2050, and trend interpolation (4-hour, procurement price 150)
HVAC | Com-DLC-HVAC-Switch | Commercial | Com - Office (Large) | Small | 36.35% | 36.76% | 37.16% | 37.57% | 37.97% | 38.37% | 38.78% | 39.18% | 39.17% | 39.16% | 39.14% | 39.13% | 39.12% | 39.1% | 39.09% | 39.08% | 39.06% | 39.05% | 39.04% | 39.02% | 39.01% | 39% | 38.98% | 38.97% | 38.96% | 38.94% | 38.93% | 38.92% | LBNL Phase 4 shed fractions for 2050, 2030, 2040, 2050, and trend interpolation (4-hour, procurement price 150)
HVAC | Com-DLC-HVAC-Switch | Commercial | Com - Office (Small) | Large | [28 empty] | LBNL Phase 4 shed fractions for 2050, 2030, 2040, 2050, and trend interpolation (4-hour, procurement price 150) | bar: 2023 to 2050
HVAC | Com-DLC-HVAC-Switch | Commercial | Com - Office (Small) | Medium | [28 empty] | LBNL Phase 4 shed fractions for 2050, 2030, 2040, 2050, and trend interpolation (4-hour, procurement price 150) | bar: 2023 to 2050
HVAC | Com-DLC-HVAC-Switch | Commercial | Com - Office (Small) | Small | [28 empty] | LBNL Phase 4 shed fractions for 2050, 2030, 2040, 2050, and trend interpolation (4-hour, procurement price 150) | bar: 2023 to 2050
HVAC | Com-DLC-HVAC-Switch | Commercial | Com - Other | Large | [28 empty] | LBNL Phase 4 shed fractions for 2050, 2030, 2040, 2050, and trend interpolation (4-hour, procurement price 150) | bar: 2023 to 2050
HVAC | Com-DLC-HVAC-Switch | Commercial | Com - Other | Medium | 30.93% | 31.13% | 31.33% | 31.54% | 31.74% | 31.95% | 32.15% | 32.36% | 32.21% | 32.06% | 31.9% | 31.75% | 31.6% | 31.45% | 31.3% | 31.15% | 31% | 30.85% | 30.7% | 30.55% | 30.4% | 30.24% | 30.09% | 29.94% | 29.79% | 29.64% | 29.49% | 29.34% | LBNL Phase 4 shed fractions for 2050, 2030, 2040, 2050, and trend interpolation (4-hour, procurement price 150)
HVAC | Com-DLC-HVAC-Switch | Commercial | Com - Other | Small | [28 empty] | LBNL Phase 4 shed fractions for 2050, 2030, 2040, 2050, and trend interpolation (4-hour, procurement price 150) | bar: 2023 to 2050
HVAC | Com-DLC-HVAC-Switch | Commercial | Com - Refrig. Warehouse | Large | [28 empty] | LBNL Phase 4 shed fractions for 2050, 2030, 2040, 2050, and trend interpolation (4-hour, procurement price 150) | bar: 2023 to 2050
HVAC | Com-DLC-HVAC-Switch | Commercial | Com - Refrig. Warehouse | Medium | 42.13% | 42.6% | 43.07% | 43.55% | 44.02% | 44.5% | 44.97% | 45.45% | 45.44% | 45.43% | 45.42% | 45.41% | 45.4% | 45.39% | 45.38% | 45.37% | 45.36% | 45.35% | 45.34% | 45.33% | 45.32% | 45.31% | 45.3% | 45.29% | 45.28% | 45.27% | 45.26% | 45.26% | LBNL Phase 4 shed fractions for 2050, 2030, 2040, 2050, and trend interpolation (4-hour, procurement price 150)
HVAC | Com-DLC-HVAC-Switch | Commercial | Com - Refrig. Warehouse | Small | [28 empty] | LBNL Phase 4 shed fractions for 2050, 2030, 2040, 2050, and trend interpolation (4-hour, procurement price 150) | bar: 2023 to 2050
HVAC | Com-DLC-HVAC-Switch | Commercial | Com - Restaurant | Large | [28 empty] | LBNL Phase 4 shed fractions for 2050, 2030, 2040, 2050, and trend interpolation (4-hour, procurement price 150) | bar: 2023 to 2050
HVAC | Com-DLC-HVAC-Switch | Commercial | Com - Restaurant | Medium | 37.62% | 37.79% | 37.97% | 38.14% | 38.31% | 38.49% | 38.66% | 38.83% | 38.58% | 38.32% | 38.06% | 37.8% | 37.54% | 37.28% | 37.02% | 36.76% | 36.5% | 36.24% | 35.99% | 35.73% | 35.47% | 35.21% | 34.95% | 34.69% | 34.43% | 34.17% | 33.91% | 33.65% | LBNL Phase 4 shed fractions for 2050, 2030, 2040, 2050, and trend interpolation (4-hour, procurement price 150)
HVAC | Com-DLC-HVAC-Switch | Commercial | Com - Restaurant | Small | [28 empty] | LBNL Phase 4 shed fractions for 2050, 2030, 2040, 2050, and trend interpolation (4-hour, procurement price 150) | bar: 2023 to 2050
HVAC | Com-DLC-HVAC-Switch | Commercial | Com - Retail | Large | [28 empty] | LBNL Phase 4 shed fractions for 2050, 2030, 2040, 2050, and trend interpolation (4-hour, procurement price 150) | bar: 2023 to 2050
HVAC | Com-DLC-HVAC-Switch | Commercial | Com - Retail | Medium | 34.97% | 35.28% | 35.6% | 35.91% | 36.23% | 36.54% | 36.86% | 37.17% | 37.09% | 37% | 36.91% | 36.83% | 36.74% | 36.65% | 36.57% | 36.48% | 36.39% | 36.31% | 36.22% | 36.13% | 36.05% | 35.96% | 35.87% | 35.79% | 35.7% | 35.61% | 35.52% | 35.44% | LBNL Phase 4 shed fractions for 2050, 2030, 2040, 2050, and trend interpolation (4-hour, procurement price 150)
HVAC | Com-DLC-HVAC-Switch | Commercial | Com - Retail | Small | [28 empty] | LBNL Phase 4 shed fractions for 2050, 2030, 2040, 2050, and trend interpolation (4-hour, procurement price 150) | bar: 2023 to 2050
HVAC | Com-DLC-HVAC-Switch | Commercial | Com - School | Large | [28 empty] | LBNL Phase 4 shed fractions for 2050, 2030, 2040, 2050, and trend interpolation (4-hour, procurement price 150) | bar: 2023 to 2050
HVAC | Com-DLC-HVAC-Switch | Commercial | Com - School | Medium | 30.09% | 30.32% | 30.56% | 30.79% | 31.03% | 31.26% | 31.49% | 31.73% | 31.62% | 31.5% | 31.39% | 31.28% | 31.17% | 31.06% | 30.95% | 30.83% | 30.72% | 30.61% | 30.5% | 30.39% | 30.27% | 30.16% | 30.05% | 29.94% | 29.83% | 29.72% | 29.6% | 29.49% | LBNL Phase 4 shed fractions for 2050, 2030, 2040, 2050, and trend interpolation (4-hour, procurement price 150)
HVAC | Com-DLC-HVAC-Switch | Commercial | Com - School | Small | [28 empty] | LBNL Phase 4 shed fractions for 2050, 2030, 2040, 2050, and trend interpolation (4-hour, procurement price 150) | bar: 2023 to 2050
HVAC | Com-DLC-HVAC-Switch | Commercial | Com - Warehouse | Large | [28 empty] | LBNL Phase 4 shed fractions for 2050, 2030, 2040, 2050, and trend interpolation (4-hour, procurement price 150) | bar: 2023 to 2050
HVAC | Com-DLC-HVAC-Switch | Commercial | Com - Warehouse | Medium | 51.46% | 51.78% | 52.1% | 52.42% | 52.73% | 53.05% | 53.37% | 53.69% | 53.42% | 53.15% | 52.88% | 52.61% | 52.34% | 52.06% | 51.79% | 51.52% | 51.25% | 50.98% | 50.71% | 50.43% | 50.16% | 49.89% | 49.62% | 49.35% | 49.08% | 48.8% | 48.53% | 48.26% | LBNL Phase 4 shed fractions for 2050, 2030, 2040, 2050, and trend interpolation (4-hour, procurement price 150)
HVAC | Com-DLC-HVAC-Switch | Commercial | Com - Warehouse | Small | [28 empty] | LBNL Phase 4 shed fractions for 2050, 2030, 2040, 2050, and trend interpolation (4-hour, procurement price 150) | bar: 2023 to 2050
HVAC | Com-DLC-HVAC-Switch | Commercial | Com - College | Medium | 30.09% | 30.32% | 30.56% | 30.79% | 31.03% | 31.26% | 31.49% | 31.73% | 31.62% | 31.5% | 31.39% | 31.28% | 31.17% | 31.06% | 30.95% | 30.83% | 30.72% | 30.61% | 30.5% | 30.39% | 30.27% | 30.16% | 30.05% | 29.94% | 29.83% | 29.72% | 29.6% | 29.49% | LBNL Phase 4 shed fractions for 2050, 2030, 2040, 2050, and trend interpolation (4-hour, procurement price 150)
HVAC | Com-DLC-HVAC-Switch | Commercial | Com - College | Small | [28 empty] | LBNL Phase 4 shed fractions for 2050, 2030, 2040, 2050, and trend interpolation (4-hour, procurement price 150) | bar: 2023 to 2050
HVAC | Com-HVAC-EMS | Commercial | Com - College | Large | 33.62% | 33.98% | 34.34% | 34.7% | 35.05% | 35.41% | 35.77% | 36.13% | 36.1% | 36.07% | 36.04% | 36.02% | 35.99% | 35.96% | 35.93% | 35.9% | 35.88% | 35.85% | 35.82% | 35.79% | 35.76% | 35.73% | 35.71% | 35.68% | 35.65% | 35.62% | 35.59% | 35.57% | LBNL Phase 4 shed fractions for 2050, 2030, 2040, 2050, and trend interpolation (4-hour, procurement price 150)
HVAC | Com-HVAC-EMS | Commercial | Com - College | Medium | 29.88% | 30.2% | 30.53% | 30.85% | 31.17% | 31.49% | 31.81% | 32.13% | 32.11% | 32.09% | 32.07% | 32.05% | 32.03% | 32.01% | 31.98% | 31.96% | 31.94% | 31.92% | 31.9% | 31.88% | 31.86% | 31.83% | 31.81% | 31.79% | 31.77% | 31.75% | 31.73% | 31.71% | LBNL Phase 4 shed fractions for 2050, 2030, 2040, 2050, and trend interpolation (4-hour, procurement price 150)
HVAC | Com-HVAC-EMS | Commercial | Com - College | Small | [28 empty] | LBNL Phase 4 shed fractions for 2050, 2030, 2040, 2050, and trend interpolation (4-hour, procurement price 150) | bar: 2023 to 2050
HVAC | Com-HVAC-EMS | Commercial | Com - Grocery | Large | 11.71% | 11.84% | 11.98% | 12.12% | 12.25% | 12.39% | 12.53% | 12.66% | 12.66% | 12.67% | 12.67% | 12.67% | 12.67% | 12.67% | 12.68% | 12.68% | 12.68% | 12.68% | 12.68% | 12.68% | 12.69% | 12.69% | 12.69% | 12.69% | 12.69% | 12.7% | 12.7% | 12.7% | LBNL Phase 4 shed fractions for 2050, 2030, 2040, 2050, and trend interpolation (4-hour, procurement price 150)
HVAC | Com-HVAC-EMS | Commercial | Com - Grocery | Medium | 15.02% | 15.21% | 15.4% | 15.6% | 15.79% | 15.98% | 16.18% | 16.37% | 16.39% | 16.41% | 16.43% | 16.45% | 16.47% | 16.5% | 16.52% | 16.54% | 16.56% | 16.58% | 16.6% | 16.62% | 16.64% | 16.66% | 16.68% | 16.7% | 16.73% | 16.75% | 16.77% | 16.79% | LBNL Phase 4 shed fractions for 2050, 2030, 2040, 2050, and trend interpolation (4-hour, procurement price 150)
HVAC | Com-HVAC-EMS | Commercial | Com - Grocery | Small | [28 empty] | LBNL Phase 4 shed fractions for 2050, 2030, 2040, 2050, and trend interpolation (4-hour, procurement price 150) | bar: 2023 to 2050
HVAC | Com-HVAC-EMS | Commercial | Com - Health | Large | 11.17% | 11.22% | 11.26% | 11.31% | 11.36% | 11.4% | 11.45% | 11.5% | 11.41% | 11.33% | 11.25% | 11.17% | 11.09% | 11.01% | 10.92% | 10.84% | 10.76% | 10.68% | 10.6% | 10.51% | 10.43% | 10.35% | 10.27% | 10.19% | 10.11% | 10.02% | 9.942% | 9.86% | LBNL Phase 4 shed fractions for 2050, 2030, 2040, 2050, and trend interpolation (4-hour, procurement price 150)
HVAC | Com-HVAC-EMS | Commercial | Com - Health | Medium | 35.06% | 35.47% | 35.89% | 36.3% | 36.71% | 37.13% | 37.54% | 37.96% | 37.97% | 37.98% | 37.99% | 38% | 38.01% | 38.02% | 38.04% | 38.05% | 38.06% | 38.07% | 38.08% | 38.09% | 38.1% | 38.12% | 38.13% | 38.14% | 38.15% | 38.16% | 38.17% | 38.18% | LBNL Phase 4 shed fractions for 2050, 2030, 2040, 2050, and trend interpolation (4-hour, procurement price 150)
HVAC | Com-HVAC-EMS | Commercial | Com - Health | Small | [28 empty] | LBNL Phase 4 shed fractions for 2050, 2030, 2040, 2050, and trend interpolation (4-hour, procurement price 150) | bar: 2023 to 2050
HVAC | Com-HVAC-EMS | Commercial | Com - Lodging | Large | 10.58% | 10.68% | 10.78% | 10.89% | 10.99% | 11.09% | 11.19% | 11.3% | 11.28% | 11.26% | 11.24% | 11.22% | 11.2% | 11.18% | 11.17% | 11.15% | 11.13% | 11.11% | 11.09% | 11.07% | 11.05% | 11.03% | 11.01% | 11% | 10.98% | 10.96% | 10.94% | 10.92% | LBNL Phase 4 shed fractions for 2050, 2030, 2040, 2050, and trend interpolation (4-hour, procurement price 150)
HVAC | Com-HVAC-EMS | Commercial | Com - Lodging | Medium | 38.62% | 39.06% | 39.5% | 39.94% | 40.38% | 40.82% | 41.26% | 41.7% | 41.69% | 41.69% | 41.68% | 41.68% | 41.67% | 41.67% | 41.67% | 41.66% | 41.66% | 41.65% | 41.65% | 41.64% | 41.64% | 41.63% | 41.63% | 41.63% | 41.62% | 41.62% | 41.61% | 41.61% | LBNL Phase 4 shed fractions for 2050, 2030, 2040, 2050, and trend interpolation (4-hour, procurement price 150)
HVAC | Com-HVAC-EMS | Commercial | Com - Lodging | Small | [28 empty] | LBNL Phase 4 shed fractions for 2050, 2030, 2040, 2050, and trend interpolation (4-hour, procurement price 150) | bar: 2023 to 2050
HVAC | Com-HVAC-EMS | Commercial | Com - Office (Large) | Large | 37.55% | 37.28% | 37.01% | 36.75% | 36.48% | 36.22% | 35.95% | 35.69% | 34.99% | 34.29% | 33.6% | 32.9% | 32.2% | 31.51% | 30.81% | 30.11% | 29.41% | 28.72% | 28.02% | 27.32% | 26.63% | 25.93% | 25.23% | 24.54% | 23.84% | 23.14% | 22.45% | 21.75% | LBNL Phase 4 shed fractions for 2050, 2030, 2040, 2050, and trend interpolation (4-hour, procurement price 150)
HVAC | Com-HVAC-EMS | Commercial | Com - Office (Large) | Medium | 32.73% | 33.2% | 33.68% | 34.15% | 34.62% | 35.1% | 35.57% | 36.05% | 36.15% | 36.25% | 36.34% | 36.44% | 36.54% | 36.64% | 36.74% | 36.84% | 36.94% | 37.03% | 37.13% | 37.23% | 37.33% | 37.43% | 37.53% | 37.63% | 37.72% | 37.82% | 37.92% | 38.02% | LBNL Phase 4 shed fractions for 2050, 2030, 2040, 2050, and trend interpolation (4-hour, procurement price 150)
HVAC | Com-HVAC-EMS | Commercial | Com - Office (Large) | Small | 33.5% | 33.85% | 34.21% | 34.57% | 34.92% | 35.28% | 35.63% | 35.99% | 35.96% | 35.93% | 35.9% | 35.88% | 35.85% | 35.82% | 35.79% | 35.76% | 35.73% | 35.7% | 35.68% | 35.65% | 35.62% | 35.59% | 35.56% | 35.53% | 35.5% | 35.48% | 35.45% | 35.42% | LBNL Phase 4 shed fractions for 2050, 2030, 2040, 2050, and trend interpolation (4-hour, procurement price 150)
HVAC | Com-HVAC-EMS | Commercial | Com - Office (Small) | Large | [28 empty] | LBNL Phase 4 shed fractions for 2050, 2030, 2040, 2050, and trend interpolation (4-hour, procurement price 150) | bar: 2023 to 2050
HVAC | Com-HVAC-EMS | Commercial | Com - Office (Small) | Medium | [28 empty] | LBNL Phase 4 shed fractions for 2050, 2030, 2040, 2050, and trend interpolation (4-hour, procurement price 150) | bar: 2023 to 2050
HVAC | Com-HVAC-EMS | Commercial | Com - Office (Small) | Small | [28 empty] | LBNL Phase 4 shed fractions for 2050, 2030, 2040, 2050, and trend interpolation (4-hour, procurement price 150) | bar: 2023 to 2050
HVAC | Com-HVAC-EMS | Commercial | Com - Other | Large | 22.04% | 22.12% | 22.2% | 22.27% | 22.35% | 22.43% | 22.5% | 22.58% | 22.4% | 22.23% | 22.05% | 21.87% | 21.7% | 21.52% | 21.35% | 21.17% | 20.99% | 20.82% | 20.64% | 20.46% | 20.29% | 20.11% | 19.94% | 19.76% | 19.58% | 19.41% | 19.23% | 19.05% | LBNL Phase 4 shed fractions for 2050, 2030, 2040, 2050, and trend interpolation (4-hour, procurement price 150)
HVAC | Com-HVAC-EMS | Commercial | Com - Other | Medium | 28.24% | 28.52% | 28.8% | 29.08% | 29.37% | 29.65% | 29.93% | 30.21% | 30.17% | 30.13% | 30.08% | 30.04% | 30% | 29.95% | 29.91% | 29.87% | 29.83% | 29.78% | 29.74% | 29.7% | 29.65% | 29.61% | 29.57% | 29.53% | 29.48% | 29.44% | 29.4% | 29.36% | LBNL Phase 4 shed fractions for 2050, 2030, 2040, 2050, and trend interpolation (4-hour, procurement price 150)
HVAC | Com-HVAC-EMS | Commercial | Com - Other | Small | [28 empty] | LBNL Phase 4 shed fractions for 2050, 2030, 2040, 2050, and trend interpolation (4-hour, procurement price 150) | bar: 2023 to 2050
HVAC | Com-HVAC-EMS | Commercial | Com - Refrig. Warehouse | Large | 35.53% | 35.93% | 36.33% | 36.74% | 37.14% | 37.54% | 37.95% | 38.35% | 38.35% | 38.34% | 38.34% | 38.33% | 38.33% | 38.32% | 38.32% | 38.31% | 38.31% | 38.3% | 38.3% | 38.29% | 38.29% | 38.28% | 38.28% | 38.27% | 38.27% | 38.26% | 38.26% | 38.25% | LBNL Phase 4 shed fractions for 2050, 2030, 2040, 2050, and trend interpolation (4-hour, procurement price 150)
HVAC | Com-HVAC-EMS | Commercial | Com - Refrig. Warehouse | Medium | 43.3% | 43.82% | 44.33% | 44.84% | 45.36% | 45.87% | 46.38% | 46.9% | 46.91% | 46.93% | 46.95% | 46.96% | 46.98% | 46.99% | 47.01% | 47.03% | 47.04% | 47.06% | 47.08% | 47.09% | 47.11% | 47.12% | 47.14% | 47.16% | 47.17% | 47.19% | 47.2% | 47.22% | LBNL Phase 4 shed fractions for 2050, 2030, 2040, 2050, and trend interpolation (4-hour, procurement price 150)
HVAC | Com-HVAC-EMS | Commercial | Com - Refrig. Warehouse | Small | [28 empty] | LBNL Phase 4 shed fractions for 2050, 2030, 2040, 2050, and trend interpolation (4-hour, procurement price 150) | bar: 2023 to 2050
HVAC | Com-HVAC-EMS | Commercial | Com - Restaurant | Large | 37.6% | 37.99% | 38.38% | 38.78% | 39.17% | 39.57% | 39.96% | 40.36% | 40.32% | 40.28% | 40.24% | 40.21% | 40.17% | 40.13% | 40.09% | 40.06% | 40.02% | 39.98% | 39.94% | 39.91% | 39.87% | 39.83% | 39.79% | 39.75% | 39.72% | 39.68% | 39.64% | 39.6% | LBNL Phase 4 shed fractions for 2050, 2030, 2040, 2050, and trend interpolation (4-hour, procurement price 150)
HVAC | Com-HVAC-EMS | Commercial | Com - Restaurant | Medium | 34.25% | 34.6% | 34.95% | 35.3% | 35.66% | 36.01% | 36.36% | 36.71% | 36.66% | 36.62% | 36.58% | 36.53% | 36.49% | 36.45% | 36.41% | 36.36% | 36.32% | 36.28% | 36.23% | 36.19% | 36.15% | 36.1% | 36.06% | 36.02% | 35.98% | 35.93% | 35.89% | 35.85% | LBNL Phase 4 shed fractions for 2050, 2030, 2040, 2050, and trend interpolation (4-hour, procurement price 150)
HVAC | Com-HVAC-EMS | Commercial | Com - Restaurant | Small | [28 empty] | LBNL Phase 4 shed fractions for 2050, 2030, 2040, 2050, and trend interpolation (4-hour, procurement price 150) | bar: 2023 to 2050
HVAC | Com-HVAC-EMS | Commercial | Com - Retail | Large | 15.84% | 15.98% | 16.11% | 16.25% | 16.39% | 16.52% | 16.66% | 16.8% | 16.75% | 16.71% | 16.66% | 16.62% | 16.57% | 16.53% | 16.48% | 16.44% | 16.39% | 16.35% | 16.3% | 16.26% | 16.21% | 16.16% | 16.12% | 16.07% | 16.03% | 15.98% | 15.94% | 15.89% | LBNL Phase 4 shed fractions for 2050, 2030, 2040, 2050, and trend interpolation (4-hour, procurement price 150)
HVAC | Com-HVAC-EMS | Commercial | Com - Retail | Medium | 33.09% | 33.54% | 34% | 34.46% | 34.92% | 35.38% | 35.83% | 36.29% | 36.37% | 36.45% | 36.53% | 36.6% | 36.68% | 36.76% | 36.84% | 36.91% | 36.99% | 37.07% | 37.15% | 37.23% | 37.3% | 37.38% | 37.46% | 37.54% | 37.61% | 37.69% | 37.77% | 37.85% | LBNL Phase 4 shed fractions for 2050, 2030, 2040, 2050, and trend interpolation (4-hour, procurement price 150)
HVAC | Com-HVAC-EMS | Commercial | Com - Retail | Small | [28 empty] | LBNL Phase 4 shed fractions for 2050, 2030, 2040, 2050, and trend interpolation (4-hour, procurement price 150) | bar: 2023 to 2050
HVAC | Com-HVAC-EMS | Commercial | Com - School | Large | 33.62% | 33.98% | 34.34% | 34.7% | 35.05% | 35.41% | 35.77% | 36.13% | 36.1% | 36.07% | 36.04% | 36.02% | 35.99% | 35.96% | 35.93% | 35.9% | 35.88% | 35.85% | 35.82% | 35.79% | 35.76% | 35.73% | 35.71% | 35.68% | 35.65% | 35.62% | 35.59% | 35.57% | LBNL Phase 4 shed fractions for 2050, 2030, 2040, 2050, and trend interpolation (4-hour, procurement price 150)
HVAC | Com-HVAC-EMS | Commercial | Com - School | Medium | 29.88% | 30.2% | 30.53% | 30.85% | 31.17% | 31.49% | 31.81% | 32.13% | 32.11% | 32.09% | 32.07% | 32.05% | 32.03% | 32.01% | 31.98% | 31.96% | 31.94% | 31.92% | 31.9% | 31.88% | 31.86% | 31.83% | 31.81% | 31.79% | 31.77% | 31.75% | 31.73% | 31.71% | LBNL Phase 4 shed fractions for 2050, 2030, 2040, 2050, and trend interpolation (4-hour, procurement price 150)
HVAC | Com-HVAC-EMS | Commercial | Com - School | Small | [28 empty] | LBNL Phase 4 shed fractions for 2050, 2030, 2040, 2050, and trend interpolation (4-hour, procurement price 150) | bar: 2023 to 2050
HVAC | Com-HVAC-EMS | Commercial | Com - Warehouse | Large | 15.97% | 16.1% | 16.23% | 16.37% | 16.5% | 16.63% | 16.77% | 16.9% | 16.85% | 16.8% | 16.75% | 16.7% | 16.65% | 16.6% | 16.55% | 16.5% | 16.45% | 16.4% | 16.35% | 16.3% | 16.25% | 16.2% | 16.15% | 16.1% | 16.05% | 16% | 15.95% | 15.9% | LBNL Phase 4 shed fractions for 2050, 2030, 2040, 2050, and trend interpolation (4-hour, procurement price 150)
HVAC | Com-HVAC-EMS | Commercial | Com - Warehouse | Medium | 45.99% | 46.53% | 47.07% | 47.61% | 48.14% | 48.68% | 49.22% | 49.76% | 49.77% | 49.78% | 49.79% | 49.8% | 49.81% | 49.82% | 49.83% | 49.84% | 49.85% | 49.86% | 49.87% | 49.88% | 49.89% | 49.9% | 49.91% | 49.92% | 49.93% | 49.94% | 49.95% | 49.96% | LBNL Phase 4 shed fractions for 2050, 2030, 2040, 2050, and trend interpolation (4-hour, procurement price 150)
HVAC | Com-HVAC-EMS | Commercial | Com - Warehouse | Small | [28 empty] | LBNL Phase 4 shed fractions for 2050, 2030, 2040, 2050, and trend interpolation (4-hour, procurement price 150) | bar: 2023 to 2050
HVAC | Com-HVAC-TES | Commercial | Com - College | Large | [28 empty] | LBNL Phase 4 shed fractions for 2050, 2030, 2040, 2050, and trend interpolation (4-hour, procurement price 150) | bar: 2023 to 2050
HVAC | Com-HVAC-TES | Commercial | Com - College | Medium | [28 empty] | LBNL Phase 4 shed fractions for 2050, 2030, 2040, 2050, and trend interpolation (4-hour, procurement price 150) | bar: 2023 to 2050
HVAC | Com-HVAC-TES | Commercial | Com - College | Small | [28 empty] | LBNL Phase 4 shed fractions for 2050, 2030, 2040, 2050, and trend interpolation (4-hour, procurement price 150) | bar: 2023 to 2050
HVAC | Com-HVAC-TES | Commercial | Com - Grocery | Large | [28 empty] | LBNL Phase 4 shed fractions for 2050, 2030, 2040, 2050, and trend interpolation (4-hour, procurement price 150) | bar: 2023 to 2050
HVAC | Com-HVAC-TES | Commercial | Com - Grocery | Medium | [28 empty] | LBNL Phase 4 shed fractions for 2050, 2030, 2040, 2050, and trend interpolation (4-hour, procurement price 150) | bar: 2023 to 2050
HVAC | Com-HVAC-TES | Commercial | Com - Grocery | Small | [28 empty] | LBNL Phase 4 shed fractions for 2050, 2030, 2040, 2050, and trend interpolation (4-hour, procurement price 150) | bar: 2023 to 2050
HVAC | Com-HVAC-TES | Commercial | Com - Health | Large | [28 empty] | LBNL Phase 4 shed fractions for 2050, 2030, 2040, 2050, and trend interpolation (4-hour, procurement price 150) | bar: 2023 to 2050
HVAC | Com-HVAC-TES | Commercial | Com - Health | Medium | [28 empty] | LBNL Phase 4 shed fractions for 2050, 2030, 2040, 2050, and trend interpolation (4-hour, procurement price 150) | bar: 2023 to 2050
HVAC | Com-HVAC-TES | Commercial | Com - Health | Small | [28 empty] | LBNL Phase 4 shed fractions for 2050, 2030, 2040, 2050, and trend interpolation (4-hour, procurement price 150) | bar: 2023 to 2050
HVAC | Com-HVAC-TES | Commercial | Com - Lodging | Large | [28 empty] | LBNL Phase 4 shed fractions for 2050, 2030, 2040, 2050, and trend interpolation (4-hour, procurement price 150) | bar: 2023 to 2050
HVAC | Com-HVAC-TES | Commercial | Com - Lodging | Medium | [28 empty] | LBNL Phase 4 shed fractions for 2050, 2030, 2040, 2050, and trend interpolation (4-hour, procurement price 150) | bar: 2023 to 2050
HVAC | Com-HVAC-TES | Commercial | Com - Lodging | Small | [28 empty] | LBNL Phase 4 shed fractions for 2050, 2030, 2040, 2050, and trend interpolation (4-hour, procurement price 150) | bar: 2023 to 2050
HVAC | Com-HVAC-TES | Commercial | Com - Office (Large) | Large | [28 empty] | LBNL Phase 4 shed fractions for 2050, 2030, 2040, 2050, and trend interpolation (4-hour, procurement price 150) | bar: 2023 to 2050
HVAC | Com-HVAC-TES | Commercial | Com - Office (Large) | Medium | [28 empty] | LBNL Phase 4 shed fractions for 2050, 2030, 2040, 2050, and trend interpolation (4-hour, procurement price 150) | bar: 2023 to 2050
HVAC | Com-HVAC-TES | Commercial | Com - Office (Large) | Small | [28 empty] | LBNL Phase 4 shed fractions for 2050, 2030, 2040, 2050, and trend interpolation (4-hour, procurement price 150) | bar: 2023 to 2050
HVAC | Com-HVAC-TES | Commercial | Com - Office (Small) | Large | [28 empty] | LBNL Phase 4 shed fractions for 2050, 2030, 2040, 2050, and trend interpolation (4-hour, procurement price 150) | bar: 2023 to 2050
HVAC | Com-HVAC-TES | Commercial | Com - Office (Small) | Medium | [28 empty] | LBNL Phase 4 shed fractions for 2050, 2030, 2040, 2050, and trend interpolation (4-hour, procurement price 150) | bar: 2023 to 2050
HVAC | Com-HVAC-TES | Commercial | Com - Office (Small) | Small | [28 empty] | LBNL Phase 4 shed fractions for 2050, 2030, 2040, 2050, and trend interpolation (4-hour, procurement price 150) | bar: 2023 to 2050
HVAC | Com-HVAC-TES | Commercial | Com - Other | Large | 27.63% | 26.69% | 25.74% | 24.79% | 23.84% | 22.89% | 21.95% | 21% | 19.73% | 18.47% | 17.2% | 15.94% | 14.67% | 13.41% | 12.14% | 10.87% | 9.609% | 8.344% | 7.078% | 5.813% | 4.548% | 3.282% | 2.017% | 0.7515% | 0% | 0% | 0% | 0% | LBNL Phase 4 shed fractions for 2050, 2030, 2040, 2050, and trend interpolation (4-hour, procurement price 150)
HVAC | Com-HVAC-TES | Commercial | Com - Other | Medium | [28 empty] | LBNL Phase 4 shed fractions for 2050, 2030, 2040, 2050, and trend interpolation (4-hour, procurement price 150) | bar: 2023 to 2050
HVAC | Com-HVAC-TES | Commercial | Com - Other | Small | [28 empty] | LBNL Phase 4 shed fractions for 2050, 2030, 2040, 2050, and trend interpolation (4-hour, procurement price 150) | bar: 2023 to 2050
HVAC | Com-HVAC-TES | Commercial | Com - Refrig. Warehouse | Large | [28 empty] | LBNL Phase 4 shed fractions for 2050, 2030, 2040, 2050, and trend interpolation (4-hour, procurement price 150) | bar: 2023 to 2050
HVAC | Com-HVAC-TES | Commercial | Com - Refrig. Warehouse | Medium | [28 empty] | LBNL Phase 4 shed fractions for 2050, 2030, 2040, 2050, and trend interpolation (4-hour, procurement price 150) | bar: 2023 to 2050
HVAC | Com-HVAC-TES | Commercial | Com - Refrig. Warehouse | Small | [28 empty] | LBNL Phase 4 shed fractions for 2050, 2030, 2040, 2050, and trend interpolation (4-hour, procurement price 150) | bar: 2023 to 2050
HVAC | Com-HVAC-TES | Commercial | Com - Restaurant | Large | [28 empty] | LBNL Phase 4 shed fractions for 2050, 2030, 2040, 2050, and trend interpolation (4-hour, procurement price 150) | bar: 2023 to 2050
HVAC | Com-HVAC-TES | Commercial | Com - Restaurant | Medium | [28 empty] | LBNL Phase 4 shed fractions for 2050, 2030, 2040, 2050, and trend interpolation (4-hour, procurement price 150) | bar: 2023 to 2050
HVAC | Com-HVAC-TES | Commercial | Com - Restaurant | Small | [28 empty] | LBNL Phase 4 shed fractions for 2050, 2030, 2040, 2050, and trend interpolation (4-hour, procurement price 150) | bar: 2023 to 2050
HVAC | Com-HVAC-TES | Commercial | Com - Retail | Large | [28 empty] | LBNL Phase 4 shed fractions for 2050, 2030, 2040, 2050, and trend interpolation (4-hour, procurement price 150) | bar: 2023 to 2050
HVAC | Com-HVAC-TES | Commercial | Com - Retail | Medium | [28 empty] | LBNL Phase 4 shed fractions for 2050, 2030, 2040, 2050, and trend interpolation (4-hour, procurement price 150) | bar: 2023 to 2050
HVAC | Com-HVAC-TES | Commercial | Com - Retail | Small | [28 empty] | LBNL Phase 4 shed fractions for 2050, 2030, 2040, 2050, and trend interpolation (4-hour, procurement price 150) | bar: 2023 to 2050
HVAC | Com-HVAC-TES | Commercial | Com - School | Large | [28 empty] | LBNL Phase 4 shed fractions for 2050, 2030, 2040, 2050, and trend interpolation (4-hour, procurement price 150) | bar: 2023 to 2050
HVAC | Com-HVAC-TES | Commercial | Com - School | Medium | [28 empty] | LBNL Phase 4 shed fractions for 2050, 2030, 2040, 2050, and trend interpolation (4-hour, procurement price 150) | bar: 2023 to 2050
HVAC | Com-HVAC-TES | Commercial | Com - School | Small | [28 empty] | LBNL Phase 4 shed fractions for 2050, 2030, 2040, 2050, and trend interpolation (4-hour, procurement price 150) | bar: 2023 to 2050
HVAC | Com-HVAC-TES | Commercial | Com - Warehouse | Large | [28 empty] | LBNL Phase 4 shed fractions for 2050, 2030, 2040, 2050, and trend interpolation (4-hour, procurement price 150) | bar: 2023 to 2050
HVAC | Com-HVAC-TES | Commercial | Com - Warehouse | Medium | [28 empty] | LBNL Phase 4 shed fractions for 2050, 2030, 2040, 2050, and trend interpolation (4-hour, procurement price 150) | bar: 2023 to 2050
HVAC | Com-HVAC-TES | Commercial | Com - Warehouse | Small | [28 empty] | LBNL Phase 4 shed fractions for 2050, 2030, 2040, 2050, and trend interpolation (4-hour, procurement price 150) | bar: 2023 to 2050
HVAC | Com-HVAC-Thermostat | Commercial | Com - College | Large | [28 empty] | LBNL Phase 4 shed fractions for 2050, 2030, 2040, 2050, and trend interpolation (4-hour, procurement price 150) | bar: 2023 to 2050
HVAC | Com-HVAC-Thermostat | Commercial | Com - College | Medium | [28 empty] | LBNL Phase 4 shed fractions for 2050, 2030, 2040, 2050, and trend interpolation (4-hour, procurement price 150) | bar: 2023 to 2050
HVAC | Com-HVAC-Thermostat | Commercial | Com - College | Small | 43.25% | 43.69% | 44.12% | 44.56% | 45% | 45.43% | 45.87% | 46.31% | 46.25% | 46.19% | 46.13% | 46.07% | 46.01% | 45.95% | 45.89% | 45.83% | 45.77% | 45.71% | 45.65% | 45.59% | 45.53% | 45.47% | 45.41% | 45.35% | 45.29% | 45.23% | 45.17% | 45.11% | LBNL Phase 4 shed fractions for 2050, 2030, 2040, 2050, and trend interpolation (4-hour, procurement price 150)
HVAC | Com-HVAC-Thermostat | Commercial | Com - Grocery | Large | [28 empty] | LBNL Phase 4 shed fractions for 2050, 2030, 2040, 2050, and trend interpolation (4-hour, procurement price 150) | bar: 2023 to 2050
HVAC | Com-HVAC-Thermostat | Commercial | Com - Grocery | Medium | [28 empty] | LBNL Phase 4 shed fractions for 2050, 2030, 2040, 2050, and trend interpolation (4-hour, procurement price 150) | bar: 2023 to 2050
HVAC | Com-HVAC-Thermostat | Commercial | Com - Grocery | Small | 42.35% | 42.78% | 43.21% | 43.64% | 44.06% | 44.49% | 44.92% | 45.35% | 45.29% | 45.23% | 45.17% | 45.11% | 45.05% | 44.99% | 44.93% | 44.87% | 44.81% | 44.75% | 44.7% | 44.64% | 44.58% | 44.52% | 44.46% | 44.4% | 44.34% | 44.28% | 44.22% | 44.16% | LBNL Phase 4 shed fractions for 2050, 2030, 2040, 2050, and trend interpolation (4-hour, procurement price 150)
HVAC | Com-HVAC-Thermostat | Commercial | Com - Health | Large | [28 empty] | LBNL Phase 4 shed fractions for 2050, 2030, 2040, 2050, and trend interpolation (4-hour, procurement price 150) | bar: 2023 to 2050
HVAC | Com-HVAC-Thermostat | Commercial | Com - Health | Medium | [28 empty] | LBNL Phase 4 shed fractions for 2050, 2030, 2040, 2050, and trend interpolation (4-hour, procurement price 150) | bar: 2023 to 2050
HVAC | Com-HVAC-Thermostat | Commercial | Com - Health | Small | 53.8% | 54.22% | 54.64% | 55.05% | 55.47% | 55.88% | 56.3% | 56.71% | 56.51% | 56.31% | 56.11% | 55.9% | 55.7% | 55.5% | 55.3% | 55.09% | 54.89% | 54.69% | 54.49% | 54.28% | 54.08% | 53.88% | 53.68% | 53.47% | 53.27% | 53.07% | 52.87% | 52.66% | LBNL Phase 4 shed fractions for 2050, 2030, 2040, 2050, and trend interpolation (4-hour, procurement price 150)
HVAC | Com-HVAC-Thermostat | Commercial | Com - Lodging | Large | [28 empty] | LBNL Phase 4 shed fractions for 2050, 2030, 2040, 2050, and trend interpolation (4-hour, procurement price 150) | bar: 2023 to 2050
HVAC | Com-HVAC-Thermostat | Commercial | Com - Lodging | Medium | [28 empty] | LBNL Phase 4 shed fractions for 2050, 2030, 2040, 2050, and trend interpolation (4-hour, procurement price 150) | bar: 2023 to 2050
HVAC | Com-HVAC-Thermostat | Commercial | Com - Lodging | Small | 48.98% | 49.34% | 49.7% | 50.07% | 50.43% | 50.79% | 51.15% | 51.51% | 51.31% | 51.11% | 50.91% | 50.7% | 50.5% | 50.3% | 50.1% | 49.9% | 49.7% | 49.5% | 49.29% | 49.09% | 48.89% | 48.69% | 48.49% | 48.29% | 48.08% | 47.88% | 47.68% | 47.48% | LBNL Phase 4 shed fractions for 2050, 2030, 2040, 2050, and trend interpolation (4-hour, procurement price 150)
HVAC | Com-HVAC-Thermostat | Commercial | Com - Office (Large) | Large | [28 empty] | LBNL Phase 4 shed fractions for 2050, 2030, 2040, 2050, and trend interpolation (4-hour, procurement price 150) | bar: 2023 to 2050
HVAC | Com-HVAC-Thermostat | Commercial | Com - Office (Large) | Medium | [28 empty] | LBNL Phase 4 shed fractions for 2050, 2030, 2040, 2050, and trend interpolation (4-hour, procurement price 150) | bar: 2023 to 2050
HVAC | Com-HVAC-Thermostat | Commercial | Com - Office (Large) | Small | [28 empty] | LBNL Phase 4 shed fractions for 2050, 2030, 2040, 2050, and trend interpolation (4-hour, procurement price 150) | bar: 2023 to 2050
HVAC | Com-HVAC-Thermostat | Commercial | Com - Office (Small) | Large | 45.1% | 45.62% | 46.14% | 46.66% | 47.18% | 47.7% | 48.22% | 48.74% | 48.74% | 48.75% | 48.75% | 48.75% | 48.75% | 48.75% | 48.76% | 48.76% | 48.76% | 48.76% | 48.77% | 48.77% | 48.77% | 48.77% | 48.77% | 48.78% | 48.78% | 48.78% | 48.78% | 48.78% | LBNL Phase 4 shed fractions for 2050, 2030, 2040, 2050, and trend interpolation (4-hour, procurement price 150)
HVAC | Com-HVAC-Thermostat | Commercial | Com - Office (Small) | Medium | 45.1% | 45.62% | 46.14% | 46.66% | 47.18% | 47.7% | 48.22% | 48.74% | 48.74% | 48.75% | 48.75% | 48.75% | 48.75% | 48.75% | 48.76% | 48.76% | 48.76% | 48.76% | 48.77% | 48.77% | 48.77% | 48.77% | 48.77% | 48.78% | 48.78% | 48.78% | 48.78% | 48.78% | LBNL Phase 4 shed fractions for 2050, 2030, 2040, 2050, and trend interpolation (4-hour, procurement price 150)
HVAC | Com-HVAC-Thermostat | Commercial | Com - Office (Small) | Small | 44.84% | 45.29% | 45.74% | 46.19% | 46.64% | 47.09% | 47.54% | 47.99% | 47.93% | 47.87% | 47.8% | 47.74% | 47.67% | 47.61% | 47.54% | 47.48% | 47.42% | 47.35% | 47.29% | 47.22% | 47.16% | 47.09% | 47.03% | 46.97% | 46.9% | 46.84% | 46.77% | 46.71% | LBNL Phase 4 shed fractions for 2050, 2030, 2040, 2050, and trend interpolation (4-hour, procurement price 150)
HVAC | Com-HVAC-Thermostat | Commercial | Com - Other | Large | [28 empty] | LBNL Phase 4 shed fractions for 2050, 2030, 2040, 2050, and trend interpolation (4-hour, procurement price 150) | bar: 2023 to 2050
HVAC | Com-HVAC-Thermostat | Commercial | Com - Other | Medium | [28 empty] | LBNL Phase 4 shed fractions for 2050, 2030, 2040, 2050, and trend interpolation (4-hour, procurement price 150) | bar: 2023 to 2050
HVAC | Com-HVAC-Thermostat | Commercial | Com - Other | Small | 44.43% | 44.77% | 45.11% | 45.45% | 45.8% | 46.14% | 46.48% | 46.82% | 46.65% | 46.49% | 46.32% | 46.15% | 45.98% | 45.81% | 45.64% | 45.48% | 45.31% | 45.14% | 44.97% | 44.8% | 44.64% | 44.47% | 44.3% | 44.13% | 43.96% | 43.79% | 43.63% | 43.46% | LBNL Phase 4 shed fractions for 2050, 2030, 2040, 2050, and trend interpolation (4-hour, procurement price 150)
HVAC | Com-HVAC-Thermostat | Commercial | Com - Refrig. Warehouse | Large | [28 empty] | LBNL Phase 4 shed fractions for 2050, 2030, 2040, 2050, and trend interpolation (4-hour, procurement price 150) | bar: 2023 to 2050
HVAC | Com-HVAC-Thermostat | Commercial | Com - Refrig. Warehouse | Medium | [28 empty] | LBNL Phase 4 shed fractions for 2050, 2030, 2040, 2050, and trend interpolation (4-hour, procurement price 150) | bar: 2023 to 2050
HVAC | Com-HVAC-Thermostat | Commercial | Com - Refrig. Warehouse | Small | 38.68% | 39.01% | 39.34% | 39.67% | 40% | 40.34% | 40.67% | 41% | 40.88% | 40.77% | 40.65% | 40.54% | 40.43% | 40.31% | 40.2% | 40.08% | 39.97% | 39.86% | 39.74% | 39.63% | 39.51% | 39.4% | 39.29% | 39.17% | 39.06% | 38.94% | 38.83% | 38.72% | LBNL Phase 4 shed fractions for 2050, 2030, 2040, 2050, and trend interpolation (4-hour, procurement price 150)
HVAC | Com-HVAC-Thermostat | Commercial | Com - Restaurant | Large | [28 empty] | LBNL Phase 4 shed fractions for 2050, 2030, 2040, 2050, and trend interpolation (4-hour, procurement price 150) | bar: 2023 to 2050
HVAC | Com-HVAC-Thermostat | Commercial | Com - Restaurant | Medium | 35.85% | 36.41% | 36.97% | 37.53% | 38.09% | 38.65% | 39.21% | 39.77% | 39.92% | 40.07% | 40.22% | 40.37% | 40.52% | 40.67% | 40.82% | 40.97% | 41.11% | 41.26% | 41.41% | 41.56% | 41.71% | 41.86% | 42.01% | 42.16% | 42.31% | 42.46% | 42.61% | 42.75% | LBNL Phase 4 shed fractions for 2050, 2030, 2040, 2050, and trend interpolation (4-hour, procurement price 150)
HVAC | Com-HVAC-Thermostat | Commercial | Com - Restaurant | Small | 41.23% | 41.61% | 42% | 42.39% | 42.77% | 43.16% | 43.54% | 43.93% | 43.84% | 43.75% | 43.66% | 43.58% | 43.49% | 43.4% | 43.31% | 43.22% | 43.14% | 43.05% | 42.96% | 42.87% | 42.78% | 42.7% | 42.61% | 42.52% | 42.43% | 42.34% | 42.26% | 42.17% | LBNL Phase 4 shed fractions for 2050, 2030, 2040, 2050, and trend interpolation (4-hour, procurement price 150)
HVAC | Com-HVAC-Thermostat | Commercial | Com - Retail | Large | [28 empty] | LBNL Phase 4 shed fractions for 2050, 2030, 2040, 2050, and trend interpolation (4-hour, procurement price 150) | bar: 2023 to 2050
HVAC | Com-HVAC-Thermostat | Commercial | Com - Retail | Medium | [28 empty] | LBNL Phase 4 shed fractions for 2050, 2030, 2040, 2050, and trend interpolation (4-hour, procurement price 150) | bar: 2023 to 2050
HVAC | Com-HVAC-Thermostat | Commercial | Com - Retail | Small | 50.44% | 50.82% | 51.2% | 51.58% | 51.96% | 52.34% | 52.72% | 53.1% | 52.9% | 52.71% | 52.51% | 52.31% | 52.11% | 51.91% | 51.71% | 51.51% | 51.31% | 51.12% | 50.92% | 50.72% | 50.52% | 50.32% | 50.12% | 49.92% | 49.72% | 49.52% | 49.33% | 49.13% | LBNL Phase 4 shed fractions for 2050, 2030, 2040, 2050, and trend interpolation (4-hour, procurement price 150)
HVAC | Com-HVAC-Thermostat | Commercial | Com - School | Large | [28 empty] | LBNL Phase 4 shed fractions for 2050, 2030, 2040, 2050, and trend interpolation (4-hour, procurement price 150) | bar: 2023 to 2050
HVAC | Com-HVAC-Thermostat | Commercial | Com - School | Medium | [28 empty] | LBNL Phase 4 shed fractions for 2050, 2030, 2040, 2050, and trend interpolation (4-hour, procurement price 150) | bar: 2023 to 2050
HVAC | Com-HVAC-Thermostat | Commercial | Com - School | Small | 43.25% | 43.69% | 44.12% | 44.56% | 45% | 45.43% | 45.87% | 46.31% | 46.25% | 46.19% | 46.13% | 46.07% | 46.01% | 45.95% | 45.89% | 45.83% | 45.77% | 45.71% | 45.65% | 45.59% | 45.53% | 45.47% | 45.41% | 45.35% | 45.29% | 45.23% | 45.17% | 45.11% | LBNL Phase 4 shed fractions for 2050, 2030, 2040, 2050, and trend interpolation (4-hour, procurement price 150)
HVAC | Com-HVAC-Thermostat | Commercial | Com - Warehouse | Large | [28 empty] | LBNL Phase 4 shed fractions for 2050, 2030, 2040, 2050, and trend interpolation (4-hour, procurement price 150) | bar: 2023 to 2050
HVAC | Com-HVAC-Thermostat | Commercial | Com - Warehouse | Medium | 39.66% | 40.07% | 40.47% | 40.88% | 41.29% | 41.7% | 42.1% | 42.51% | 42.46% | 42.41% | 42.36% | 42.32% | 42.27% | 42.22% | 42.17% | 42.12% | 42.08% | 42.03% | 41.98% | 41.93% | 41.88% | 41.83% | 41.79% | 41.74% | 41.69% | 41.64% | 41.59% | 41.54% | LBNL Phase 4 shed fractions for 2050, 2030, 2040, 2050, and trend interpolation (4-hour, procurement price 150)
HVAC | Com-HVAC-Thermostat | Commercial | Com - Warehouse | Small | 43.81% | 44.21% | 44.62% | 45.03% | 45.44% | 45.85% | 46.25% | 46.66% | 46.57% | 46.47% | 46.37% | 46.28% | 46.18% | 46.09% | 45.99% | 45.9% | 45.8% | 45.71% | 45.61% | 45.51% | 45.42% | 45.32% | 45.23% | 45.13% | 45.04% | 44.94% | 44.85% | 44.75% | LBNL Phase 4 shed fractions for 2050, 2030, 2040, 2050, and trend interpolation (4-hour, procurement price 150)
HVAC | Ind-HVAC Control | Industrial | Chem/Petrol | Large | 21.39% | 21.68% | 21.96% | 22.25% | 22.53% | 22.82% | 23.1% | 23.39% | 23.43% | 23.47% | 23.51% | 23.55% | 23.58% | 23.62% | 23.66% | 23.7% | 23.74% | 23.78% | 23.82% | 23.86% | 23.9% | 23.94% | 23.98% | 24.02% | 24.05% | 24.09% | 24.13% | 24.17% | LBNL Phase 4 shed fractions for 2050, 2030, 2040, 2050, and trend interpolation (4-hour, procurement price 150)
HVAC | Ind-HVAC Control | Industrial | Chem/Petrol | Medium | 37.83% | 38.2% | 38.56% | 38.93% | 39.29% | 39.66% | 40.02% | 40.39% | 40.32% | 40.25% | 40.18% | 40.11% | 40.04% | 39.97% | 39.9% | 39.83% | 39.76% | 39.69% | 39.62% | 39.55% | 39.48% | 39.41% | 39.34% | 39.27% | 39.2% | 39.13% | 39.06% | 38.99% | LBNL Phase 4 shed fractions for 2050, 2030, 2040, 2050, and trend interpolation (4-hour, procurement price 150)
HVAC | Ind-HVAC Control | Industrial | Chem/Petrol | Small | [28 empty] | LBNL Phase 4 shed fractions for 2050, 2030, 2040, 2050, and trend interpolation (4-hour, procurement price 150) | bar: 2023 to 2050
HVAC | Ind-HVAC Control | Industrial | Food/Bev | Large | 22.71% | 22.99% | 23.28% | 23.56% | 23.85% | 24.13% | 24.42% | 24.71% | 24.73% | 24.76% | 24.78% | 24.81% | 24.83% | 24.85% | 24.88% | 24.9% | 24.93% | 24.95% | 24.98% | 25% | 25.03% | 25.05% | 25.08% | 25.1% | 25.13% | 25.15% | 25.18% | 25.2% | LBNL Phase 4 shed fractions for 2050, 2030, 2040, 2050, and trend interpolation (4-hour, procurement price 150)
HVAC | Ind-HVAC Control | Industrial | Food/Bev | Medium | 43.17% | 43.59% | 44.01% | 44.42% | 44.84% | 45.26% | 45.68% | 46.1% | 46.02% | 45.94% | 45.86% | 45.79% | 45.71% | 45.63% | 45.55% | 45.47% | 45.4% | 45.32% | 45.24% | 45.16% | 45.09% | 45.01% | 44.93% | 44.85% | 44.77% | 44.7% | 44.62% | 44.54% | LBNL Phase 4 shed fractions for 2050, 2030, 2040, 2050, and trend interpolation (4-hour, procurement price 150)
HVAC | Ind-HVAC Control | Industrial | Food/Bev | Small | [28 empty] | LBNL Phase 4 shed fractions for 2050, 2030, 2040, 2050, and trend interpolation (4-hour, procurement price 150) | bar: 2023 to 2050
HVAC | Ind-HVAC Control | Industrial | Mfg-Equipment | Large | 31.74% | 32.13% | 32.52% | 32.91% | 33.29% | 33.68% | 34.07% | 34.45% | 34.48% | 34.5% | 34.52% | 34.54% | 34.57% | 34.59% | 34.61% | 34.63% | 34.65% | 34.68% | 34.7% | 34.72% | 34.74% | 34.77% | 34.79% | 34.81% | 34.83% | 34.86% | 34.88% | 34.9% | LBNL Phase 4 shed fractions for 2050, 2030, 2040, 2050, and trend interpolation (4-hour, procurement price 150)
HVAC | Ind-HVAC Control | Industrial | Mfg-Equipment | Medium | 38.71% | 39.12% | 39.53% | 39.94% | 40.35% | 40.75% | 41.16% | 41.57% | 41.54% | 41.5% | 41.46% | 41.43% | 41.39% | 41.36% | 41.32% | 41.28% | 41.25% | 41.21% | 41.18% | 41.14% | 41.1% | 41.07% | 41.03% | 41% | 40.96% | 40.92% | 40.89% | 40.85% | LBNL Phase 4 shed fractions for 2050, 2030, 2040, 2050, and trend interpolation (4-hour, procurement price 150)
HVAC | Ind-HVAC Control | Industrial | Mfg-Equipment | Small | [28 empty] | LBNL Phase 4 shed fractions for 2050, 2030, 2040, 2050, and trend interpolation (4-hour, procurement price 150) | bar: 2023 to 2050
HVAC | Ind-HVAC Control | Industrial | Mfg-Goods | Large | 29.25% | 29.46% | 29.67% | 29.88% | 30.09% | 30.3% | 30.51% | 30.72% | 30.59% | 30.47% | 30.34% | 30.21% | 30.09% | 29.96% | 29.84% | 29.71% | 29.59% | 29.46% | 29.33% | 29.21% | 29.08% | 28.96% | 28.83% | 28.71% | 28.58% | 28.45% | 28.33% | 28.2% | LBNL Phase 4 shed fractions for 2050, 2030, 2040, 2050, and trend interpolation (4-hour, procurement price 150)
HVAC | Ind-HVAC Control | Industrial | Mfg-Goods | Medium | 44.37% | 44.8% | 45.23% | 45.65% | 46.08% | 46.51% | 46.93% | 47.36% | 47.28% | 47.19% | 47.11% | 47.03% | 46.94% | 46.86% | 46.78% | 46.69% | 46.61% | 46.53% | 46.44% | 46.36% | 46.28% | 46.19% | 46.11% | 46.03% | 45.94% | 45.86% | 45.78% | 45.69% | LBNL Phase 4 shed fractions for 2050, 2030, 2040, 2050, and trend interpolation (4-hour, procurement price 150)
HVAC | Ind-HVAC Control | Industrial | Mfg-Goods | Small | [28 empty] | LBNL Phase 4 shed fractions for 2050, 2030, 2040, 2050, and trend interpolation (4-hour, procurement price 150) | bar: 2023 to 2050
HVAC | Ind-HVAC Control | Industrial | Mfg-Materials | Large | 46.64% | 47.04% | 47.44% | 47.84% | 48.24% | 48.64% | 49.04% | 49.44% | 49.3% | 49.17% | 49.03% | 48.89% | 48.76% | 48.62% | 48.49% | 48.35% | 48.21% | 48.08% | 47.94% | 47.81% | 47.67% | 47.53% | 47.4% | 47.26% | 47.13% | 46.99% | 46.85% | 46.72% | LBNL Phase 4 shed fractions for 2050, 2030, 2040, 2050, and trend interpolation (4-hour, procurement price 150)
HVAC | Ind-HVAC Control | Industrial | Mfg-Materials | Medium | 39.92% | 40.35% | 40.78% | 41.21% | 41.64% | 42.07% | 42.5% | 42.93% | 42.91% | 42.88% | 42.85% | 42.82% | 42.8% | 42.77% | 42.74% | 42.71% | 42.69% | 42.66% | 42.63% | 42.6% | 42.58% | 42.55% | 42.52% | 42.49% | 42.47% | 42.44% | 42.41% | 42.38% | LBNL Phase 4 shed fractions for 2050, 2030, 2040, 2050, and trend interpolation (4-hour, procurement price 150)
HVAC | Ind-HVAC Control | Industrial | Mfg-Materials | Small | [28 empty] | LBNL Phase 4 shed fractions for 2050, 2030, 2040, 2050, and trend interpolation (4-hour, procurement price 150) | bar: 2023 to 2050
HVAC | Res-DLC-HVAC-Switch | Residential | Multifamily | AllSize | [28 empty] | LBNL Phase 4 shed fractions for 2050, 2030, 2040, 2050, and trend interpolation (4-hour, procurement price 150) | bar: 2023 to 2050
HVAC | Res-DLC-HVAC-Switch | Residential | Singlefamily | AllSize | [28 empty] | LBNL Phase 4 shed fractions for 2050, 2030, 2040, 2050, and trend interpolation (4-hour, procurement price 150) | bar: 2023 to 2050
HVAC | Res-HVAC-Thermostat | Residential | Multifamily | AllSize | 2.216% | 2.298% | 2.381% | 2.464% | 2.546% | 2.629% | 2.712% | 2.794% | 2.851% | 2.908% | 2.966% | 3.023% | 3.08% | 3.137% | 3.194% | 3.251% | 3.309% | 3.366% | 3.423% | 3.48% | 3.537% | 3.594% | 3.651% | 3.709% | 3.766% | 3.823% | 3.88% | 3.937% | LBNL Phase 4 shed fractions for 2050, 2030, 2040, 2050, and trend interpolation (4-hour, procurement price 150)
HVAC | Res-HVAC-Thermostat | Residential | Singlefamily | AllSize | 3.352% | 3.373% | 3.393% | 3.414% | 3.435% | 3.456% | 3.477% | 3.498% | 3.48% | 3.463% | 3.445% | 3.428% | 3.41% | 3.392% | 3.375% | 3.357% | 3.34% | 3.322% | 3.304% | 3.287% | 3.269% | 3.252% | 3.234% | 3.216% | 3.199% | 3.181% | 3.164% | 3.146% | LBNL Phase 4 shed fractions for 2050, 2030, 2040, 2050, and trend interpolation (4-hour, procurement price 150)
Other | Com-Lighting control | Commercial | Com - College | Large | 23.36% | 25.41% | 27.45% | 29.5% | 31.54% | 33.59% | 35.63% | 37.68% | 37.62% | 37.57% | 37.52% | 37.47% | 37.41% | 37.36% | 37.31% | 37.25% | 37.2% | 37.15% | 37.09% | 37.04% | 36.99% | 36.94% | 36.88% | 36.83% | 36.78% | 36.72% | 36.67% | 36.62% | LBNL Phase 4 shed fractions for 2050, 2030, 2040, 2050, and trend interpolation (4-hour, procurement price 150)
Other | Com-Lighting control | Commercial | Com - College | Medium | 20.19% | 21.97% | 23.75% | 25.54% | 27.32% | 29.1% | 30.88% | 32.66% | 32.63% | 32.6% | 32.57% | 32.54% | 32.51% | 32.47% | 32.44% | 32.41% | 32.38% | 32.35% | 32.32% | 32.28% | 32.25% | 32.22% | 32.19% | 32.16% | 32.13% | 32.1% | 32.06% | 32.03% | LBNL Phase 4 shed fractions for 2050, 2030, 2040, 2050, and trend interpolation (4-hour, procurement price 150)
Other | Com-Lighting control | Commercial | Com - College | Small | 28.25% | 30.82% | 33.38% | 35.95% | 38.51% | 41.08% | 43.64% | 46.21% | 46.24% | 46.26% | 46.29% | 46.32% | 46.35% | 46.38% | 46.4% | 46.43% | 46.46% | 46.49% | 46.51% | 46.54% | 46.57% | 46.6% | 46.62% | 46.65% | 46.68% | 46.71% | 46.73% | 46.76% | LBNL Phase 4 shed fractions for 2050, 2030, 2040, 2050, and trend interpolation (4-hour, procurement price 150)
Other | Com-Lighting control | Commercial | Com - Grocery | Large | 8.187% | 8.929% | 9.67% | 10.41% | 11.15% | 11.89% | 12.64% | 13.38% | 13.38% | 13.39% | 13.39% | 13.4% | 13.41% | 13.41% | 13.42% | 13.42% | 13.43% | 13.44% | 13.44% | 13.45% | 13.45% | 13.46% | 13.47% | 13.47% | 13.48% | 13.48% | 13.49% | 13.5% | LBNL Phase 4 shed fractions for 2050, 2030, 2040, 2050, and trend interpolation (4-hour, procurement price 150)
Other | Com-Lighting control | Commercial | Com - Grocery | Medium | 10.29% | 11.21% | 12.14% | 13.06% | 13.98% | 14.9% | 15.83% | 16.75% | 16.75% | 16.75% | 16.75% | 16.75% | 16.75% | 16.75% | 16.74% | 16.74% | 16.74% | 16.74% | 16.74% | 16.74% | 16.74% | 16.74% | 16.74% | 16.74% | 16.74% | 16.73% | 16.73% | 16.73% | LBNL Phase 4 shed fractions for 2050, 2030, 2040, 2050, and trend interpolation (4-hour, procurement price 150)
Other | Com-Lighting control | Commercial | Com - Grocery | Small | 27.84% | 30.35% | 32.86% | 35.36% | 37.87% | 40.38% | 42.89% | 45.39% | 45.4% | 45.41% | 45.42% | 45.42% | 45.43% | 45.44% | 45.44% | 45.45% | 45.46% | 45.46% | 45.47% | 45.48% | 45.49% | 45.49% | 45.5% | 45.51% | 45.51% | 45.52% | 45.53% | 45.54% | LBNL Phase 4 shed fractions for 2050, 2030, 2040, 2050, and trend interpolation (4-hour, procurement price 150)
Other | Com-Lighting control | Commercial | Com - Health | Large | 7.768% | 8.384% | 8.999% | 9.615% | 10.23% | 10.85% | 11.46% | 12.08% | 12% | 11.91% | 11.83% | 11.75% | 11.67% | 11.59% | 11.5% | 11.42% | 11.34% | 11.26% | 11.18% | 11.1% | 11.01% | 10.93% | 10.85% | 10.77% | 10.69% | 10.6% | 10.52% | 10.44% | LBNL Phase 4 shed fractions for 2050, 2030, 2040, 2050, and trend interpolation (4-hour, procurement price 150)
Other | Com-Lighting control | Commercial | Com - Health | Medium | 23.94% | 26.09% | 28.25% | 30.4% | 32.55% | 34.7% | 36.85% | 39% | 39% | 39% | 39% | 39% | 39% | 39% | 39% | 39% | 39.01% | 39.01% | 39.01% | 39.01% | 39.01% | 39.01% | 39.01% | 39.01% | 39.01% | 39.01% | 39.01% | 39.01% | LBNL Phase 4 shed fractions for 2050, 2030, 2040, 2050, and trend interpolation (4-hour, procurement price 150)
Other | Com-Lighting control | Commercial | Com - Health | Small | 35.78% | 38.8% | 41.81% | 44.83% | 47.84% | 50.86% | 53.87% | 56.89% | 56.69% | 56.49% | 56.29% | 56.09% | 55.89% | 55.69% | 55.5% | 55.3% | 55.1% | 54.9% | 54.7% | 54.5% | 54.3% | 54.1% | 53.91% | 53.71% | 53.51% | 53.31% | 53.11% | 52.91% | LBNL Phase 4 shed fractions for 2050, 2030, 2040, 2050, and trend interpolation (4-hour, procurement price 150)
Other | Com-Lighting control | Commercial | Com - Lodging | Large | 7.393% | 8.027% | 8.66% | 9.294% | 9.928% | 10.56% | 11.2% | 11.83% | 11.8% | 11.77% | 11.74% | 11.71% | 11.68% | 11.65% | 11.62% | 11.59% | 11.56% | 11.53% | 11.5% | 11.47% | 11.44% | 11.41% | 11.38% | 11.35% | 11.32% | 11.29% | 11.26% | 11.23% | LBNL Phase 4 shed fractions for 2050, 2030, 2040, 2050, and trend interpolation (4-hour, procurement price 150)
Other | Com-Lighting control | Commercial | Com - Lodging | Medium | 26.36% | 28.71% | 31.06% | 33.41% | 35.75% | 38.1% | 40.45% | 42.8% | 42.78% | 42.76% | 42.74% | 42.72% | 42.7% | 42.68% | 42.66% | 42.64% | 42.62% | 42.6% | 42.58% | 42.56% | 42.54% | 42.52% | 42.51% | 42.49% | 42.47% | 42.45% | 42.43% | 42.41% | LBNL Phase 4 shed fractions for 2050, 2030, 2040, 2050, and trend interpolation (4-hour, procurement price 150)
Other | Com-Lighting control | Commercial | Com - Lodging | Small | 32.44% | 35.2% | 37.97% | 40.74% | 43.5% | 46.27% | 49.04% | 51.8% | 51.66% | 51.51% | 51.36% | 51.21% | 51.07% | 50.92% | 50.77% | 50.63% | 50.48% | 50.33% | 50.19% | 50.04% | 49.89% | 49.75% | 49.6% | 49.45% | 49.31% | 49.16% | 49.01% | 48.87% | LBNL Phase 4 shed fractions for 2050, 2030, 2040, 2050, and trend interpolation (4-hour, procurement price 150)
Other | Com-Lighting control | Commercial | Com - Office (Large) | Large | 25.4% | 27.01% | 28.62% | 30.23% | 31.84% | 33.45% | 35.06% | 36.68% | 36% | 35.33% | 34.66% | 33.99% | 33.32% | 32.65% | 31.98% | 31.31% | 30.64% | 29.97% | 29.3% | 28.63% | 27.96% | 27.29% | 26.62% | 25.95% | 25.28% | 24.61% | 23.94% | 23.27% | LBNL Phase 4 shed fractions for 2050, 2030, 2040, 2050, and trend interpolation (4-hour, procurement price 150)
Other | Com-Lighting control | Commercial | Com - Office (Large) | Medium | 22.4% | 24.49% | 26.57% | 28.66% | 30.75% | 32.84% | 34.93% | 37.02% | 37.09% | 37.17% | 37.25% | 37.32% | 37.4% | 37.48% | 37.55% | 37.63% | 37.71% | 37.78% | 37.86% | 37.94% | 38.01% | 38.09% | 38.17% | 38.24% | 38.32% | 38.4% | 38.47% | 38.55% | LBNL Phase 4 shed fractions for 2050, 2030, 2040, 2050, and trend interpolation (4-hour, procurement price 150)
Other | Com-Lighting control | Commercial | Com - Office (Large) | Small | 22.8% | 24.82% | 26.85% | 28.87% | 30.9% | 32.92% | 34.95% | 36.97% | 36.95% | 36.92% | 36.9% | 36.88% | 36.85% | 36.83% | 36.81% | 36.78% | 36.76% | 36.74% | 36.72% | 36.69% | 36.67% | 36.65% | 36.62% | 36.6% | 36.58% | 36.55% | 36.53% | 36.51% | LBNL Phase 4 shed fractions for 2050, 2030, 2040, 2050, and trend interpolation (4-hour, procurement price 150)
Other | Com-Lighting control | Commercial | Com - Office (Small) | Large | 30.13% | 32.82% | 35.51% | 38.2% | 40.89% | 43.59% | 46.28% | 48.97% | 48.96% | 48.94% | 48.93% | 48.91% | 48.9% | 48.89% | 48.87% | 48.86% | 48.85% | 48.83% | 48.82% | 48.81% | 48.79% | 48.78% | 48.76% | 48.75% | 48.74% | 48.72% | 48.71% | 48.7% | LBNL Phase 4 shed fractions for 2050, 2030, 2040, 2050, and trend interpolation (4-hour, procurement price 150)
Other | Com-Lighting control | Commercial | Com - Office (Small) | Medium | 30.13% | 32.82% | 35.51% | 38.2% | 40.89% | 43.59% | 46.28% | 48.97% | 48.96% | 48.94% | 48.93% | 48.91% | 48.9% | 48.89% | 48.87% | 48.86% | 48.85% | 48.83% | 48.82% | 48.81% | 48.79% | 48.78% | 48.76% | 48.75% | 48.74% | 48.72% | 48.71% | 48.7% | LBNL Phase 4 shed fractions for 2050, 2030, 2040, 2050, and trend interpolation (4-hour, procurement price 150)
Other | Com-Lighting control | Commercial | Com - Office (Small) | Small | 29.93% | 32.65% | 35.38% | 38.1% | 40.82% | 43.55% | 46.27% | 48.99% | 49.03% | 49.06% | 49.1% | 49.13% | 49.17% | 49.2% | 49.24% | 49.27% | 49.31% | 49.35% | 49.38% | 49.42% | 49.45% | 49.49% | 49.52% | 49.56% | 49.59% | 49.63% | 49.66% | 49.7% | LBNL Phase 4 shed fractions for 2050, 2030, 2040, 2050, and trend interpolation (4-hour, procurement price 150)
Other | Com-Lighting control | Commercial | Com - Other | Large | 14.8% | 16.01% | 17.21% | 18.41% | 19.61% | 20.81% | 22.01% | 23.22% | 23.09% | 22.96% | 22.83% | 22.71% | 22.58% | 22.45% | 22.32% | 22.19% | 22.07% | 21.94% | 21.81% | 21.68% | 21.56% | 21.43% | 21.3% | 21.17% | 21.05% | 20.92% | 20.79% | 20.66% | LBNL Phase 4 shed fractions for 2050, 2030, 2040, 2050, and trend interpolation (4-hour, procurement price 150)
Other | Com-Lighting control | Commercial | Com - Other | Medium | 19.7% | 21.39% | 23.08% | 24.76% | 26.45% | 28.14% | 29.82% | 31.51% | 31.43% | 31.34% | 31.26% | 31.18% | 31.1% | 31.01% | 30.93% | 30.85% | 30.76% | 30.68% | 30.6% | 30.51% | 30.43% | 30.35% | 30.27% | 30.18% | 30.1% | 30.02% | 29.93% | 29.85% | LBNL Phase 4 shed fractions for 2050, 2030, 2040, 2050, and trend interpolation (4-hour, procurement price 150)
Other | Com-Lighting control | Commercial | Com - Other | Small | 29.04% | 31.53% | 34.01% | 36.5% | 38.99% | 41.47% | 43.96% | 46.45% | 46.32% | 46.2% | 46.08% | 45.96% | 45.84% | 45.72% | 45.59% | 45.47% | 45.35% | 45.23% | 45.11% | 44.99% | 44.86% | 44.74% | 44.62% | 44.5% | 44.38% | 44.26% | 44.13% | 44.01% | LBNL Phase 4 shed fractions for 2050, 2030, 2040, 2050, and trend interpolation (4-hour, procurement price 150)
Other | Com-Lighting control | Commercial | Com - Refrig. Warehouse | Large | 25% | 27.23% | 29.47% | 31.7% | 33.94% | 36.17% | 38.41% | 40.64% | 40.63% | 40.62% | 40.61% | 40.6% | 40.59% | 40.58% | 40.57% | 40.56% | 40.55% | 40.54% | 40.53% | 40.52% | 40.51% | 40.5% | 40.49% | 40.48% | 40.47% | 40.46% | 40.45% | 40.44% | LBNL Phase 4 shed fractions for 2050, 2030, 2040, 2050, and trend interpolation (4-hour, procurement price 150)
Other | Com-Lighting control | Commercial | Com - Refrig. Warehouse | Medium | 28.94% | 31.57% | 34.2% | 36.83% | 39.46% | 42.09% | 44.72% | 47.35% | 47.38% | 47.41% | 47.44% | 47.47% | 47.5% | 47.53% | 47.56% | 47.59% | 47.62% | 47.65% | 47.68% | 47.71% | 47.74% | 47.77% | 47.8% | 47.83% | 47.86% | 47.89% | 47.92% | 47.95% | LBNL Phase 4 shed fractions for 2050, 2030, 2040, 2050, and trend interpolation (4-hour, procurement price 150)
Other | Com-Lighting control | Commercial | Com - Refrig. Warehouse | Small | 23.78% | 25.82% | 27.87% | 29.91% | 31.95% | 34% | 36.04% | 38.08% | 37.99% | 37.9% | 37.8% | 37.71% | 37.62% | 37.52% | 37.43% | 37.34% | 37.24% | 37.15% | 37.06% | 36.97% | 36.87% | 36.78% | 36.69% | 36.59% | 36.5% | 36.41% | 36.32% | 36.22% | LBNL Phase 4 shed fractions for 2050, 2030, 2040, 2050, and trend interpolation (4-hour, procurement price 150)
Other | Com-Lighting control | Commercial | Com - Restaurant | Large | 24.63% | 26.8% | 28.96% | 31.13% | 33.29% | 35.46% | 37.63% | 39.79% | 39.75% | 39.7% | 39.65% | 39.61% | 39.56% | 39.52% | 39.47% | 39.42% | 39.38% | 39.33% | 39.29% | 39.24% | 39.2% | 39.15% | 39.1% | 39.06% | 39.01% | 38.97% | 38.92% | 38.87% | LBNL Phase 4 shed fractions for 2050, 2030, 2040, 2050, and trend interpolation (4-hour, procurement price 150)
Other | Com-Lighting control | Commercial | Com - Restaurant | Medium | 23.22% | 25.25% | 27.28% | 29.31% | 31.34% | 33.37% | 35.4% | 37.42% | 37.37% | 37.31% | 37.26% | 37.2% | 37.14% | 37.09% | 37.03% | 36.97% | 36.92% | 36.86% | 36.81% | 36.75% | 36.69% | 36.64% | 36.58% | 36.53% | 36.47% | 36.41% | 36.36% | 36.3% | LBNL Phase 4 shed fractions for 2050, 2030, 2040, 2050, and trend interpolation (4-hour, procurement price 150)
Other | Com-Lighting control | Commercial | Com - Restaurant | Small | 26.54% | 28.87% | 31.19% | 33.52% | 35.85% | 38.18% | 40.51% | 42.83% | 42.78% | 42.72% | 42.67% | 42.61% | 42.56% | 42.5% | 42.45% | 42.39% | 42.33% | 42.28% | 42.22% | 42.17% | 42.11% | 42.06% | 42% | 41.95% | 41.89% | 41.84% | 41.78% | 41.73% | LBNL Phase 4 shed fractions for 2050, 2030, 2040, 2050, and trend interpolation (4-hour, procurement price 150)
Other | Com-Lighting control | Commercial | Com - Retail | Large | 10.95% | 11.89% | 12.84% | 13.78% | 14.73% | 15.67% | 16.61% | 17.56% | 17.52% | 17.48% | 17.44% | 17.4% | 17.36% | 17.32% | 17.29% | 17.25% | 17.21% | 17.17% | 17.13% | 17.09% | 17.05% | 17.01% | 16.97% | 16.94% | 16.9% | 16.86% | 16.82% | 16.78% | LBNL Phase 4 shed fractions for 2050, 2030, 2040, 2050, and trend interpolation (4-hour, procurement price 150)
Other | Com-Lighting control | Commercial | Com - Retail | Medium | 22.84% | 24.95% | 27.06% | 29.17% | 31.28% | 33.39% | 35.5% | 37.61% | 37.67% | 37.73% | 37.79% | 37.85% | 37.91% | 37.96% | 38.02% | 38.08% | 38.14% | 38.2% | 38.26% | 38.32% | 38.38% | 38.44% | 38.5% | 38.56% | 38.62% | 38.68% | 38.74% | 38.8% | LBNL Phase 4 shed fractions for 2050, 2030, 2040, 2050, and trend interpolation (4-hour, procurement price 150)
Other | Com-Lighting control | Commercial | Com - Retail | Small | 33.38% | 36.27% | 39.16% | 42.05% | 44.95% | 47.84% | 50.73% | 53.63% | 53.52% | 53.42% | 53.31% | 53.21% | 53.1% | 53% | 52.89% | 52.79% | 52.68% | 52.58% | 52.47% | 52.37% | 52.26% | 52.16% | 52.05% | 51.95% | 51.85% | 51.74% | 51.64% | 51.53% | LBNL Phase 4 shed fractions for 2050, 2030, 2040, 2050, and trend interpolation (4-hour, procurement price 150)
Other | Com-Lighting control | Commercial | Com - School | Large | 23.36% | 25.41% | 27.45% | 29.5% | 31.54% | 33.59% | 35.63% | 37.68% | 37.62% | 37.57% | 37.52% | 37.47% | 37.41% | 37.36% | 37.31% | 37.25% | 37.2% | 37.15% | 37.09% | 37.04% | 36.99% | 36.94% | 36.88% | 36.83% | 36.78% | 36.72% | 36.67% | 36.62% | LBNL Phase 4 shed fractions for 2050, 2030, 2040, 2050, and trend interpolation (4-hour, procurement price 150)
Other | Com-Lighting control | Commercial | Com - School | Medium | 20.19% | 21.97% | 23.75% | 25.54% | 27.32% | 29.1% | 30.88% | 32.66% | 32.63% | 32.6% | 32.57% | 32.54% | 32.51% | 32.47% | 32.44% | 32.41% | 32.38% | 32.35% | 32.32% | 32.28% | 32.25% | 32.22% | 32.19% | 32.16% | 32.13% | 32.1% | 32.06% | 32.03% | LBNL Phase 4 shed fractions for 2050, 2030, 2040, 2050, and trend interpolation (4-hour, procurement price 150)
Other | Com-Lighting control | Commercial | Com - School | Small | 28.25% | 30.82% | 33.38% | 35.95% | 38.51% | 41.08% | 43.64% | 46.21% | 46.24% | 46.26% | 46.29% | 46.32% | 46.35% | 46.38% | 46.4% | 46.43% | 46.46% | 46.49% | 46.51% | 46.54% | 46.57% | 46.6% | 46.62% | 46.65% | 46.68% | 46.71% | 46.73% | 46.76% | LBNL Phase 4 shed fractions for 2050, 2030, 2040, 2050, and trend interpolation (4-hour, procurement price 150)
Other | Com-Lighting control | Commercial | Com - Warehouse | Large | 11.36% | 12.34% | 13.32% | 14.3% | 15.28% | 16.26% | 17.24% | 18.22% | 18.18% | 18.14% | 18.1% | 18.06% | 18.02% | 17.97% | 17.93% | 17.89% | 17.85% | 17.81% | 17.77% | 17.73% | 17.69% | 17.65% | 17.6% | 17.56% | 17.52% | 17.48% | 17.44% | 17.4% | LBNL Phase 4 shed fractions for 2050, 2030, 2040, 2050, and trend interpolation (4-hour, procurement price 150)
Other | Com-Lighting control | Commercial | Com - Warehouse | Medium | 31.7% | 34.52% | 37.34% | 40.16% | 42.99% | 45.81% | 48.63% | 51.45% | 51.42% | 51.4% | 51.37% | 51.35% | 51.32% | 51.3% | 51.27% | 51.24% | 51.22% | 51.19% | 51.17% | 51.14% | 51.12% | 51.09% | 51.07% | 51.04% | 51.01% | 50.99% | 50.96% | 50.94% | LBNL Phase 4 shed fractions for 2050, 2030, 2040, 2050, and trend interpolation (4-hour, procurement price 150)
Other | Com-Lighting control | Commercial | Com - Warehouse | Small | 27.69% | 30.21% | 32.72% | 35.23% | 37.74% | 40.25% | 42.76% | 45.27% | 45.3% | 45.32% | 45.35% | 45.37% | 45.39% | 45.42% | 45.44% | 45.47% | 45.49% | 45.51% | 45.54% | 45.56% | 45.59% | 45.61% | 45.64% | 45.66% | 45.68% | 45.71% | 45.73% | 45.76% | LBNL Phase 4 shed fractions for 2050, 2030, 2040, 2050, and trend interpolation (4-hour, procurement price 150)
Other | Com-Other End Uses Control | Commercial | Com - College | Large | 21.99% | 23.89% | 25.79% | 27.69% | 29.59% | 31.49% | 33.39% | 35.29% | 35.22% | 35.14% | 35.07% | 34.99% | 34.92% | 34.84% | 34.77% | 34.69% | 34.62% | 34.54% | 34.47% | 34.39% | 34.32% | 34.24% | 34.17% | 34.09% | 34.02% | 33.94% | 33.87% | 33.8% | LBNL Phase 4 shed fractions for 2050, 2030, 2040, 2050, and trend interpolation (4-hour, procurement price 150)
Other | Com-Other End Uses Control | Commercial | Com - College | Medium | 19.29% | 20.98% | 22.66% | 24.34% | 26.03% | 27.71% | 29.39% | 31.08% | 31.03% | 30.98% | 30.93% | 30.88% | 30.83% | 30.78% | 30.73% | 30.68% | 30.63% | 30.59% | 30.54% | 30.49% | 30.44% | 30.39% | 30.34% | 30.29% | 30.24% | 30.19% | 30.14% | 30.09% | LBNL Phase 4 shed fractions for 2050, 2030, 2040, 2050, and trend interpolation (4-hour, procurement price 150)
Other | Com-Other End Uses Control | Commercial | Com - College | Small | 27.24% | 29.65% | 32.07% | 34.49% | 36.9% | 39.32% | 41.74% | 44.16% | 44.13% | 44.1% | 44.07% | 44.04% | 44.02% | 43.99% | 43.96% | 43.93% | 43.9% | 43.87% | 43.85% | 43.82% | 43.79% | 43.76% | 43.73% | 43.7% | 43.67% | 43.65% | 43.62% | 43.59% | LBNL Phase 4 shed fractions for 2050, 2030, 2040, 2050, and trend interpolation (4-hour, procurement price 150)
Other | Com-Other End Uses Control | Commercial | Com - Grocery | Large | 7.692% | 8.34% | 8.988% | 9.636% | 10.28% | 10.93% | 11.58% | 12.23% | 12.19% | 12.14% | 12.1% | 12.06% | 12.01% | 11.97% | 11.93% | 11.89% | 11.84% | 11.8% | 11.76% | 11.72% | 11.67% | 11.63% | 11.59% | 11.54% | 11.5% | 11.46% | 11.42% | 11.37% | LBNL Phase 4 shed fractions for 2050, 2030, 2040, 2050, and trend interpolation (4-hour, procurement price 150)
Other | Com-Other End Uses Control | Commercial | Com - Grocery | Medium | 10.32% | 11.24% | 12.17% | 13.1% | 14.03% | 14.96% | 15.88% | 16.81% | 16.81% | 16.81% | 16.81% | 16.82% | 16.82% | 16.82% | 16.82% | 16.82% | 16.82% | 16.82% | 16.82% | 16.83% | 16.83% | 16.83% | 16.83% | 16.83% | 16.83% | 16.83% | 16.84% | 16.84% | LBNL Phase 4 shed fractions for 2050, 2030, 2040, 2050, and trend interpolation (4-hour, procurement price 150)
Other | Com-Other End Uses Control | Commercial | Com - Grocery | Small | 26.57% | 28.98% | 31.38% | 33.78% | 36.18% | 38.58% | 40.98% | 43.38% | 43.4% | 43.41% | 43.43% | 43.44% | 43.46% | 43.47% | 43.49% | 43.5% | 43.52% | 43.53% | 43.55% | 43.56% | 43.58% | 43.59% | 43.61% | 43.62% | 43.64% | 43.65% | 43.67% | 43.68% | LBNL Phase 4 shed fractions for 2050, 2030, 2040, 2050, and trend interpolation (4-hour, procurement price 150)
Other | Com-Other End Uses Control | Commercial | Com - Health | Large | 7.462% | 8.056% | 8.65% | 9.244% | 9.838% | 10.43% | 11.03% | 11.62% | 11.54% | 11.47% | 11.39% | 11.32% | 11.24% | 11.16% | 11.09% | 11.01% | 10.93% | 10.86% | 10.78% | 10.71% | 10.63% | 10.55% | 10.48% | 10.4% | 10.33% | 10.25% | 10.17% | 10.1% | LBNL Phase 4 shed fractions for 2050, 2030, 2040, 2050, and trend interpolation (4-hour, procurement price 150)
Other | Com-Other End Uses Control | Commercial | Com - Health | Medium | 23.69% | 25.81% | 27.93% | 30.04% | 32.16% | 34.28% | 36.4% | 38.52% | 38.51% | 38.5% | 38.49% | 38.48% | 38.47% | 38.46% | 38.45% | 38.44% | 38.43% | 38.42% | 38.41% | 38.4% | 38.39% | 38.38% | 38.37% | 38.36% | 38.35% | 38.34% | 38.33% | 38.32% | LBNL Phase 4 shed fractions for 2050, 2030, 2040, 2050, and trend interpolation (4-hour, procurement price 150)
Other | Com-Other End Uses Control | Commercial | Com - Health | Small | 35.69% | 38.72% | 41.74% | 44.77% | 47.79% | 50.82% | 53.84% | 56.87% | 56.69% | 56.51% | 56.33% | 56.15% | 55.97% | 55.79% | 55.61% | 55.43% | 55.25% | 55.07% | 54.89% | 54.7% | 54.52% | 54.34% | 54.16% | 53.98% | 53.8% | 53.62% | 53.44% | 53.26% | LBNL Phase 4 shed fractions for 2050, 2030, 2040, 2050, and trend interpolation (4-hour, procurement price 150)
Other | Com-Other End Uses Control | Commercial | Com - Lodging | Large | 7.388% | 8.006% | 8.624% | 9.242% | 9.86% | 10.48% | 11.1% | 11.71% | 11.67% | 11.62% | 11.58% | 11.53% | 11.49% | 11.44% | 11.4% | 11.35% | 11.3% | 11.26% | 11.21% | 11.17% | 11.12% | 11.08% | 11.03% | 10.99% | 10.94% | 10.9% | 10.85% | 10.8% | LBNL Phase 4 shed fractions for 2050, 2030, 2040, 2050, and trend interpolation (4-hour, procurement price 150)
Other | Com-Other End Uses Control | Commercial | Com - Lodging | Medium | 26.16% | 28.46% | 30.77% | 33.08% | 35.39% | 37.7% | 40.01% | 42.32% | 42.28% | 42.24% | 42.2% | 42.16% | 42.12% | 42.08% | 42.04% | 42% | 41.96% | 41.93% | 41.89% | 41.85% | 41.81% | 41.77% | 41.73% | 41.69% | 41.65% | 41.61% | 41.57% | 41.53% | LBNL Phase 4 shed fractions for 2050, 2030, 2040, 2050, and trend interpolation (4-hour, procurement price 150)
Other | Com-Other End Uses Control | Commercial | Com - Lodging | Small | 32.62% | 35.31% | 38.01% | 40.7% | 43.4% | 46.09% | 48.79% | 51.48% | 51.25% | 51.01% | 50.78% | 50.55% | 50.31% | 50.08% | 49.84% | 49.61% | 49.37% | 49.14% | 48.9% | 48.67% | 48.43% | 48.2% | 47.96% | 47.73% | 47.5% | 47.26% | 47.03% | 46.79% | LBNL Phase 4 shed fractions for 2050, 2030, 2040, 2050, and trend interpolation (4-hour, procurement price 150)
Other | Com-Other End Uses Control | Commercial | Com - Office (Large) | Large | 24.95% | 26.52% | 28.1% | 29.67% | 31.24% | 32.82% | 34.39% | 35.96% | 35.3% | 34.63% | 33.96% | 33.3% | 32.63% | 31.96% | 31.29% | 30.63% | 29.96% | 29.29% | 28.63% | 27.96% | 27.29% | 26.62% | 25.96% | 25.29% | 24.62% | 23.95% | 23.29% | 22.62% | LBNL Phase 4 shed fractions for 2050, 2030, 2040, 2050, and trend interpolation (4-hour, procurement price 150)
Other | Com-Other End Uses Control | Commercial | Com - Office (Large) | Medium | 21.92% | 23.98% | 26.03% | 28.09% | 30.14% | 32.2% | 34.25% | 36.31% | 36.39% | 36.48% | 36.57% | 36.65% | 36.74% | 36.82% | 36.91% | 37% | 37.08% | 37.17% | 37.25% | 37.34% | 37.43% | 37.51% | 37.6% | 37.68% | 37.77% | 37.86% | 37.94% | 38.03% | LBNL Phase 4 shed fractions for 2050, 2030, 2040, 2050, and trend interpolation (4-hour, procurement price 150)
Other | Com-Other End Uses Control | Commercial | Com - Office (Large) | Small | 22.36% | 24.35% | 26.33% | 28.32% | 30.3% | 32.29% | 34.27% | 36.26% | 36.23% | 36.21% | 36.19% | 36.16% | 36.14% | 36.12% | 36.09% | 36.07% | 36.05% | 36.02% | 36% | 35.98% | 35.95% | 35.93% | 35.91% | 35.88% | 35.86% | 35.83% | 35.81% | 35.79% | LBNL Phase 4 shed fractions for 2050, 2030, 2040, 2050, and trend interpolation (4-hour, procurement price 150)
Other | Com-Other End Uses Control | Commercial | Com - Office (Small) | Large | 29.87% | 32.54% | 35.21% | 37.88% | 40.56% | 43.23% | 45.9% | 48.57% | 48.56% | 48.54% | 48.53% | 48.52% | 48.51% | 48.5% | 48.49% | 48.47% | 48.46% | 48.45% | 48.44% | 48.43% | 48.42% | 48.4% | 48.39% | 48.38% | 48.37% | 48.36% | 48.34% | 48.33% | LBNL Phase 4 shed fractions for 2050, 2030, 2040, 2050, and trend interpolation (4-hour, procurement price 150)
Other | Com-Other End Uses Control | Commercial | Com - Office (Small) | Medium | 29.87% | 32.54% | 35.21% | 37.88% | 40.56% | 43.23% | 45.9% | 48.57% | 48.56% | 48.54% | 48.53% | 48.52% | 48.51% | 48.5% | 48.49% | 48.47% | 48.46% | 48.45% | 48.44% | 48.43% | 48.42% | 48.4% | 48.39% | 48.38% | 48.37% | 48.36% | 48.34% | 48.33% | LBNL Phase 4 shed fractions for 2050, 2030, 2040, 2050, and trend interpolation (4-hour, procurement price 150)
Other | Com-Other End Uses Control | Commercial | Com - Office (Small) | Small | 29.68% | 32.38% | 35.08% | 37.79% | 40.49% | 43.19% | 45.89% | 48.59% | 48.62% | 48.66% | 48.7% | 48.73% | 48.77% | 48.8% | 48.84% | 48.87% | 48.91% | 48.94% | 48.98% | 49.01% | 49.05% | 49.08% | 49.12% | 49.15% | 49.19% | 49.22% | 49.26% | 49.29% | LBNL Phase 4 shed fractions for 2050, 2030, 2040, 2050, and trend interpolation (4-hour, procurement price 150)
Other | Com-Other End Uses Control | Commercial | Com - Other | Large | 13.14% | 14.17% | 15.2% | 16.23% | 17.25% | 18.28% | 19.31% | 20.34% | 20.19% | 20.04% | 19.88% | 19.73% | 19.58% | 19.43% | 19.28% | 19.12% | 18.97% | 18.82% | 18.67% | 18.52% | 18.36% | 18.21% | 18.06% | 17.91% | 17.76% | 17.61% | 17.45% | 17.3% | LBNL Phase 4 shed fractions for 2050, 2030, 2040, 2050, and trend interpolation (4-hour, procurement price 150)
Other | Com-Other End Uses Control | Commercial | Com - Other | Medium | 19.62% | 21.29% | 22.95% | 24.62% | 26.29% | 27.96% | 29.62% | 31.29% | 31.2% | 31.1% | 31.01% | 30.92% | 30.82% | 30.73% | 30.63% | 30.54% | 30.45% | 30.35% | 30.26% | 30.16% | 30.07% | 29.97% | 29.88% | 29.79% | 29.69% | 29.6% | 29.5% | 29.41% | LBNL Phase 4 shed fractions for 2050, 2030, 2040, 2050, and trend interpolation (4-hour, procurement price 150)
Other | Com-Other End Uses Control | Commercial | Com - Other | Small | 29.85% | 32.28% | 34.72% | 37.15% | 39.58% | 42.02% | 44.45% | 46.88% | 46.64% | 46.39% | 46.14% | 45.89% | 45.65% | 45.4% | 45.15% | 44.9% | 44.66% | 44.41% | 44.16% | 43.91% | 43.67% | 43.42% | 43.17% | 42.92% | 42.67% | 42.43% | 42.18% | 41.93% | LBNL Phase 4 shed fractions for 2050, 2030, 2040, 2050, and trend interpolation (4-hour, procurement price 150)
Other | Com-Other End Uses Control | Commercial | Com - Refrig. Warehouse | Large | 25.26% | 27.47% | 29.68% | 31.9% | 34.11% | 36.32% | 38.53% | 40.75% | 40.69% | 40.63% | 40.58% | 40.52% | 40.47% | 40.41% | 40.36% | 40.3% | 40.24% | 40.19% | 40.13% | 40.08% | 40.02% | 39.97% | 39.91% | 39.85% | 39.8% | 39.74% | 39.69% | 39.63% | LBNL Phase 4 shed fractions for 2050, 2030, 2040, 2050, and trend interpolation (4-hour, procurement price 150)
Other | Com-Other End Uses Control | Commercial | Com - Refrig. Warehouse | Medium | [28 empty] | LBNL Phase 4 shed fractions for 2050, 2030, 2040, 2050, and trend interpolation (4-hour, procurement price 150) | bar: 2023 to 2050
Other | Com-Other End Uses Control | Commercial | Com - Refrig. Warehouse | Small | [28 empty] | LBNL Phase 4 shed fractions for 2050, 2030, 2040, 2050, and trend interpolation (4-hour, procurement price 150) | bar: 2023 to 2050
Other | Com-Other End Uses Control | Commercial | Com - Restaurant | Large | 25.15% | 27.36% | 29.57% | 31.77% | 33.98% | 36.19% | 38.39% | 40.6% | 40.55% | 40.49% | 40.44% | 40.39% | 40.34% | 40.29% | 40.23% | 40.18% | 40.13% | 40.08% | 40.03% | 39.97% | 39.92% | 39.87% | 39.82% | 39.76% | 39.71% | 39.66% | 39.61% | 39.56% | LBNL Phase 4 shed fractions for 2050, 2030, 2040, 2050, and trend interpolation (4-hour, procurement price 150)
Other | Com-Other End Uses Control | Commercial | Com - Restaurant | Medium | 23.57% | 25.6% | 27.62% | 29.64% | 31.66% | 33.68% | 35.7% | 37.72% | 37.63% | 37.53% | 37.43% | 37.34% | 37.24% | 37.15% | 37.05% | 36.96% | 36.86% | 36.76% | 36.67% | 36.57% | 36.48% | 36.38% | 36.28% | 36.19% | 36.09% | 36% | 35.9% | 35.8% | LBNL Phase 4 shed fractions for 2050, 2030, 2040, 2050, and trend interpolation (4-hour, procurement price 150)
Other | Com-Other End Uses Control | Commercial | Com - Restaurant | Small | 26.63% | 28.93% | 31.24% | 33.54% | 35.84% | 38.14% | 40.44% | 42.75% | 42.66% | 42.57% | 42.48% | 42.39% | 42.3% | 42.21% | 42.12% | 42.03% | 41.94% | 41.85% | 41.76% | 41.67% | 41.58% | 41.49% | 41.4% | 41.31% | 41.22% | 41.13% | 41.04% | 40.95% | LBNL Phase 4 shed fractions for 2050, 2030, 2040, 2050, and trend interpolation (4-hour, procurement price 150)
Other | Com-Other End Uses Control | Commercial | Com - Retail | Large | 11.04% | 11.96% | 12.88% | 13.79% | 14.71% | 15.63% | 16.55% | 17.47% | 17.39% | 17.32% | 17.25% | 17.17% | 17.1% | 17.03% | 16.95% | 16.88% | 16.81% | 16.73% | 16.66% | 16.59% | 16.51% | 16.44% | 16.37% | 16.29% | 16.22% | 16.15% | 16.07% | 16% | LBNL Phase 4 shed fractions for 2050, 2030, 2040, 2050, and trend interpolation (4-hour, procurement price 150)
Other | Com-Other End Uses Control | Commercial | Com - Retail | Medium | 22.59% | 24.65% | 26.71% | 28.77% | 30.83% | 32.89% | 34.95% | 37.01% | 37.05% | 37.08% | 37.11% | 37.14% | 37.18% | 37.21% | 37.24% | 37.28% | 37.31% | 37.34% | 37.37% | 37.41% | 37.44% | 37.47% | 37.5% | 37.54% | 37.57% | 37.6% | 37.63% | 37.67% | LBNL Phase 4 shed fractions for 2050, 2030, 2040, 2050, and trend interpolation (4-hour, procurement price 150)
Other | Com-Other End Uses Control | Commercial | Com - Retail | Small | 34.06% | 36.88% | 39.71% | 42.53% | 45.35% | 48.17% | 50.99% | 53.81% | 53.57% | 53.33% | 53.09% | 52.86% | 52.62% | 52.38% | 52.14% | 51.9% | 51.66% | 51.42% | 51.19% | 50.95% | 50.71% | 50.47% | 50.23% | 49.99% | 49.76% | 49.52% | 49.28% | 49.04% | LBNL Phase 4 shed fractions for 2050, 2030, 2040, 2050, and trend interpolation (4-hour, procurement price 150)
Other | Com-Other End Uses Control | Commercial | Com - School | Large | 21.99% | 23.89% | 25.79% | 27.69% | 29.59% | 31.49% | 33.39% | 35.29% | 35.22% | 35.14% | 35.07% | 34.99% | 34.92% | 34.84% | 34.77% | 34.69% | 34.62% | 34.54% | 34.47% | 34.39% | 34.32% | 34.24% | 34.17% | 34.09% | 34.02% | 33.94% | 33.87% | 33.8% | LBNL Phase 4 shed fractions for 2050, 2030, 2040, 2050, and trend interpolation (4-hour, procurement price 150)
Other | Com-Other End Uses Control | Commercial | Com - School | Medium | 19.29% | 20.98% | 22.66% | 24.34% | 26.03% | 27.71% | 29.39% | 31.08% | 31.03% | 30.98% | 30.93% | 30.88% | 30.83% | 30.78% | 30.73% | 30.68% | 30.63% | 30.59% | 30.54% | 30.49% | 30.44% | 30.39% | 30.34% | 30.29% | 30.24% | 30.19% | 30.14% | 30.09% | LBNL Phase 4 shed fractions for 2050, 2030, 2040, 2050, and trend interpolation (4-hour, procurement price 150)
Other | Com-Other End Uses Control | Commercial | Com - School | Small | 27.24% | 29.65% | 32.07% | 34.49% | 36.9% | 39.32% | 41.74% | 44.16% | 44.13% | 44.1% | 44.07% | 44.04% | 44.02% | 43.99% | 43.96% | 43.93% | 43.9% | 43.87% | 43.85% | 43.82% | 43.79% | 43.76% | 43.73% | 43.7% | 43.67% | 43.65% | 43.62% | 43.59% | LBNL Phase 4 shed fractions for 2050, 2030, 2040, 2050, and trend interpolation (4-hour, procurement price 150)
Other | Com-Other End Uses Control | Commercial | Com - Warehouse | Large | 11.19% | 12.13% | 13.06% | 13.99% | 14.92% | 15.85% | 16.78% | 17.71% | 17.64% | 17.56% | 17.49% | 17.42% | 17.34% | 17.27% | 17.19% | 17.12% | 17.05% | 16.97% | 16.9% | 16.82% | 16.75% | 16.68% | 16.6% | 16.53% | 16.45% | 16.38% | 16.31% | 16.23% | LBNL Phase 4 shed fractions for 2050, 2030, 2040, 2050, and trend interpolation (4-hour, procurement price 150)
Other | Com-Other End Uses Control | Commercial | Com - Warehouse | Medium | 31.01% | 33.75% | 36.49% | 39.23% | 41.98% | 44.72% | 47.46% | 50.2% | 50.16% | 50.11% | 50.07% | 50.03% | 49.98% | 49.94% | 49.9% | 49.85% | 49.81% | 49.77% | 49.72% | 49.68% | 49.64% | 49.59% | 49.55% | 49.51% | 49.46% | 49.42% | 49.38% | 49.33% | LBNL Phase 4 shed fractions for 2050, 2030, 2040, 2050, and trend interpolation (4-hour, procurement price 150)
Other | Com-Other End Uses Control | Commercial | Com - Warehouse | Small | 26.11% | 28.38% | 30.66% | 32.93% | 35.21% | 37.48% | 39.76% | 42.03% | 41.96% | 41.89% | 41.82% | 41.75% | 41.68% | 41.61% | 41.55% | 41.48% | 41.41% | 41.34% | 41.27% | 41.2% | 41.13% | 41.06% | 40.99% | 40.92% | 40.85% | 40.78% | 40.71% | 40.64% | LBNL Phase 4 shed fractions for 2050, 2030, 2040, 2050, and trend interpolation (4-hour, procurement price 150)
Other | Com-Refrigeration control | Commercial | Com - College | Large | [28 empty] | LBNL Phase 4 shed fractions for 2050, 2030, 2040, 2050, and trend interpolation (4-hour, procurement price 150) | bar: 2023 to 2050
Other | Com-Refrigeration control | Commercial | Com - College | Medium | [28 empty] | LBNL Phase 4 shed fractions for 2050, 2030, 2040, 2050, and trend interpolation (4-hour, procurement price 150) | bar: 2023 to 2050
Other | Com-Refrigeration control | Commercial | Com - College | Small | [28 empty] | LBNL Phase 4 shed fractions for 2050, 2030, 2040, 2050, and trend interpolation (4-hour, procurement price 150) | bar: 2023 to 2050
Other | Com-Refrigeration control | Commercial | Com - Grocery | Large | [28 empty] | LBNL Phase 4 shed fractions for 2050, 2030, 2040, 2050, and trend interpolation (4-hour, procurement price 150) | bar: 2023 to 2050
Other | Com-Refrigeration control | Commercial | Com - Grocery | Medium | [28 empty] | LBNL Phase 4 shed fractions for 2050, 2030, 2040, 2050, and trend interpolation (4-hour, procurement price 150) | bar: 2023 to 2050
Other | Com-Refrigeration control | Commercial | Com - Grocery | Small | [28 empty] | LBNL Phase 4 shed fractions for 2050, 2030, 2040, 2050, and trend interpolation (4-hour, procurement price 150) | bar: 2023 to 2050
Other | Com-Refrigeration control | Commercial | Com - Health | Large | [28 empty] | LBNL Phase 4 shed fractions for 2050, 2030, 2040, 2050, and trend interpolation (4-hour, procurement price 150) | bar: 2023 to 2050
Other | Com-Refrigeration control | Commercial | Com - Health | Medium | [28 empty] | LBNL Phase 4 shed fractions for 2050, 2030, 2040, 2050, and trend interpolation (4-hour, procurement price 150) | bar: 2023 to 2050
Other | Com-Refrigeration control | Commercial | Com - Health | Small | [28 empty] | LBNL Phase 4 shed fractions for 2050, 2030, 2040, 2050, and trend interpolation (4-hour, procurement price 150) | bar: 2023 to 2050
Other | Com-Refrigeration control | Commercial | Com - Lodging | Large | [28 empty] | LBNL Phase 4 shed fractions for 2050, 2030, 2040, 2050, and trend interpolation (4-hour, procurement price 150) | bar: 2023 to 2050
Other | Com-Refrigeration control | Commercial | Com - Lodging | Medium | [28 empty] | LBNL Phase 4 shed fractions for 2050, 2030, 2040, 2050, and trend interpolation (4-hour, procurement price 150) | bar: 2023 to 2050
Other | Com-Refrigeration control | Commercial | Com - Lodging | Small | [28 empty] | LBNL Phase 4 shed fractions for 2050, 2030, 2040, 2050, and trend interpolation (4-hour, procurement price 150) | bar: 2023 to 2050
Other | Com-Refrigeration control | Commercial | Com - Office (Large) | Large | [28 empty] | LBNL Phase 4 shed fractions for 2050, 2030, 2040, 2050, and trend interpolation (4-hour, procurement price 150) | bar: 2023 to 2050
Other | Com-Refrigeration control | Commercial | Com - Office (Large) | Medium | [28 empty] | LBNL Phase 4 shed fractions for 2050, 2030, 2040, 2050, and trend interpolation (4-hour, procurement price 150) | bar: 2023 to 2050
Other | Com-Refrigeration control | Commercial | Com - Office (Large) | Small | [28 empty] | LBNL Phase 4 shed fractions for 2050, 2030, 2040, 2050, and trend interpolation (4-hour, procurement price 150) | bar: 2023 to 2050
Other | Com-Refrigeration control | Commercial | Com - Office (Small) | Large | [28 empty] | LBNL Phase 4 shed fractions for 2050, 2030, 2040, 2050, and trend interpolation (4-hour, procurement price 150) | bar: 2023 to 2050
Other | Com-Refrigeration control | Commercial | Com - Office (Small) | Medium | [28 empty] | LBNL Phase 4 shed fractions for 2050, 2030, 2040, 2050, and trend interpolation (4-hour, procurement price 150) | bar: 2023 to 2050
Other | Com-Refrigeration control | Commercial | Com - Office (Small) | Small | [28 empty] | LBNL Phase 4 shed fractions for 2050, 2030, 2040, 2050, and trend interpolation (4-hour, procurement price 150) | bar: 2023 to 2050
Other | Com-Refrigeration control | Commercial | Com - Other | Large | [28 empty] | LBNL Phase 4 shed fractions for 2050, 2030, 2040, 2050, and trend interpolation (4-hour, procurement price 150) | bar: 2023 to 2050
Other | Com-Refrigeration control | Commercial | Com - Other | Medium | [28 empty] | LBNL Phase 4 shed fractions for 2050, 2030, 2040, 2050, and trend interpolation (4-hour, procurement price 150) | bar: 2023 to 2050
Other | Com-Refrigeration control | Commercial | Com - Other | Small | [28 empty] | LBNL Phase 4 shed fractions for 2050, 2030, 2040, 2050, and trend interpolation (4-hour, procurement price 150) | bar: 2023 to 2050
Other | Com-Refrigeration control | Commercial | Com - Refrig. Warehouse | Large | [28 empty] | LBNL Phase 4 shed fractions for 2050, 2030, 2040, 2050, and trend interpolation (4-hour, procurement price 150) | bar: 2023 to 2050
Other | Com-Refrigeration control | Commercial | Com - Refrig. Warehouse | Medium | 31.38% | 34.2% | 37.01% | 39.82% | 42.63% | 45.44% | 48.25% | 51.06% | 51.05% | 51.04% | 51.04% | 51.03% | 51.02% | 51.01% | 51% | 51% | 50.99% | 50.98% | 50.97% | 50.96% | 50.96% | 50.95% | 50.94% | 50.93% | 50.92% | 50.92% | 50.91% | 50.9% | LBNL Phase 4 shed fractions for 2050, 2030, 2040, 2050, and trend interpolation (4-hour, procurement price 150)
Other | Com-Refrigeration control | Commercial | Com - Refrig. Warehouse | Small | 25.69% | 27.97% | 30.24% | 32.52% | 34.79% | 37.07% | 39.34% | 41.62% | 41.58% | 41.55% | 41.52% | 41.49% | 41.45% | 41.42% | 41.39% | 41.35% | 41.32% | 41.29% | 41.26% | 41.22% | 41.19% | 41.16% | 41.13% | 41.09% | 41.06% | 41.03% | 41% | 40.96% | LBNL Phase 4 shed fractions for 2050, 2030, 2040, 2050, and trend interpolation (4-hour, procurement price 150)
Other | Com-Refrigeration control | Commercial | Com - Restaurant | Large | [28 empty] | LBNL Phase 4 shed fractions for 2050, 2030, 2040, 2050, and trend interpolation (4-hour, procurement price 150) | bar: 2023 to 2050
Other | Com-Refrigeration control | Commercial | Com - Restaurant | Medium | [28 empty] | LBNL Phase 4 shed fractions for 2050, 2030, 2040, 2050, and trend interpolation (4-hour, procurement price 150) | bar: 2023 to 2050
Other | Com-Refrigeration control | Commercial | Com - Restaurant | Small | [28 empty] | LBNL Phase 4 shed fractions for 2050, 2030, 2040, 2050, and trend interpolation (4-hour, procurement price 150) | bar: 2023 to 2050
Other | Com-Refrigeration control | Commercial | Com - Retail | Large | [28 empty] | LBNL Phase 4 shed fractions for 2050, 2030, 2040, 2050, and trend interpolation (4-hour, procurement price 150) | bar: 2023 to 2050
Other | Com-Refrigeration control | Commercial | Com - Retail | Medium | [28 empty] | LBNL Phase 4 shed fractions for 2050, 2030, 2040, 2050, and trend interpolation (4-hour, procurement price 150) | bar: 2023 to 2050
Other | Com-Refrigeration control | Commercial | Com - Retail | Small | [28 empty] | LBNL Phase 4 shed fractions for 2050, 2030, 2040, 2050, and trend interpolation (4-hour, procurement price 150) | bar: 2023 to 2050
Other | Com-Refrigeration control | Commercial | Com - School | Large | [28 empty] | LBNL Phase 4 shed fractions for 2050, 2030, 2040, 2050, and trend interpolation (4-hour, procurement price 150) | bar: 2023 to 2050
Other | Com-Refrigeration control | Commercial | Com - School | Medium | [28 empty] | LBNL Phase 4 shed fractions for 2050, 2030, 2040, 2050, and trend interpolation (4-hour, procurement price 150) | bar: 2023 to 2050
Other | Com-Refrigeration control | Commercial | Com - School | Small | [28 empty] | LBNL Phase 4 shed fractions for 2050, 2030, 2040, 2050, and trend interpolation (4-hour, procurement price 150) | bar: 2023 to 2050
Other | Com-Refrigeration control | Commercial | Com - Warehouse | Large | [28 empty] | LBNL Phase 4 shed fractions for 2050, 2030, 2040, 2050, and trend interpolation (4-hour, procurement price 150) | bar: 2023 to 2050
Other | Com-Refrigeration control | Commercial | Com - Warehouse | Medium | [28 empty] | LBNL Phase 4 shed fractions for 2050, 2030, 2040, 2050, and trend interpolation (4-hour, procurement price 150) | bar: 2023 to 2050
Other | Com-Refrigeration control | Commercial | Com - Warehouse | Small | [28 empty] | LBNL Phase 4 shed fractions for 2050, 2030, 2040, 2050, and trend interpolation (4-hour, procurement price 150) | bar: 2023 to 2050
Other | Com-Refrigeration TES | Commercial | Com - College | Large | [28 empty] | LBNL Phase 4 shed fractions for 2050, 2030, 2040, 2050, and trend interpolation (4-hour, procurement price 150) | bar: 2023 to 2050
Other | Com-Refrigeration TES | Commercial | Com - College | Medium | [28 empty] | LBNL Phase 4 shed fractions for 2050, 2030, 2040, 2050, and trend interpolation (4-hour, procurement price 150) | bar: 2023 to 2050
Other | Com-Refrigeration TES | Commercial | Com - College | Small | [28 empty] | LBNL Phase 4 shed fractions for 2050, 2030, 2040, 2050, and trend interpolation (4-hour, procurement price 150) | bar: 2023 to 2050
Other | Com-Refrigeration TES | Commercial | Com - Grocery | Large | 7.382% | 8.068% | 8.753% | 9.439% | 10.12% | 10.81% | 11.5% | 12.18% | 12.2% | 12.23% | 12.25% | 12.27% | 12.3% | 12.32% | 12.34% | 12.36% | 12.39% | 12.41% | 12.43% | 12.46% | 12.48% | 12.5% | 12.52% | 12.55% | 12.57% | 12.59% | 12.62% | 12.64% | LBNL Phase 4 shed fractions for 2050, 2030, 2040, 2050, and trend interpolation (4-hour, procurement price 150)
Other | Com-Refrigeration TES | Commercial | Com - Grocery | Medium | 9.802% | 10.69% | 11.58% | 12.48% | 13.37% | 14.26% | 15.15% | 16.04% | 16.05% | 16.07% | 16.08% | 16.09% | 16.1% | 16.11% | 16.12% | 16.13% | 16.14% | 16.16% | 16.17% | 16.18% | 16.19% | 16.2% | 16.21% | 16.22% | 16.23% | 16.25% | 16.26% | 16.27% | LBNL Phase 4 shed fractions for 2050, 2030, 2040, 2050, and trend interpolation (4-hour, procurement price 150)
Other | Com-Refrigeration TES | Commercial | Com - Grocery | Small | 27.22% | 29.67% | 32.12% | 34.57% | 37.02% | 39.47% | 41.92% | 44.37% | 44.37% | 44.38% | 44.38% | 44.39% | 44.39% | 44.4% | 44.4% | 44.41% | 44.41% | 44.42% | 44.42% | 44.43% | 44.43% | 44.44% | 44.44% | 44.45% | 44.45% | 44.46% | 44.46% | 44.47% | LBNL Phase 4 shed fractions for 2050, 2030, 2040, 2050, and trend interpolation (4-hour, procurement price 150)
Other | Com-Refrigeration TES | Commercial | Com - Health | Large | 6.883% | 7.436% | 7.988% | 8.54% | 9.093% | 9.645% | 10.2% | 10.75% | 10.68% | 10.62% | 10.55% | 10.49% | 10.42% | 10.36% | 10.29% | 10.22% | 10.16% | 10.09% | 10.03% | 9.962% | 9.897% | 9.831% | 9.765% | 9.7% | 9.634% | 9.568% | 9.502% | 9.437% | LBNL Phase 4 shed fractions for 2050, 2030, 2040, 2050, and trend interpolation (4-hour, procurement price 150)
Other | Com-Refrigeration TES | Commercial | Com - Health | Medium | 23.27% | 25.34% | 27.41% | 29.48% | 31.54% | 33.61% | 35.68% | 37.74% | 37.72% | 37.7% | 37.68% | 37.65% | 37.63% | 37.61% | 37.58% | 37.56% | 37.54% | 37.52% | 37.49% | 37.47% | 37.45% | 37.42% | 37.4% | 37.38% | 37.36% | 37.33% | 37.31% | 37.29% | LBNL Phase 4 shed fractions for 2050, 2030, 2040, 2050, and trend interpolation (4-hour, procurement price 150)
Other | Com-Refrigeration TES | Commercial | Com - Health | Small | 36.8% | 39.83% | 42.87% | 45.9% | 48.94% | 51.97% | 55.01% | 58.04% | 57.77% | 57.5% | 57.23% | 56.96% | 56.69% | 56.42% | 56.15% | 55.89% | 55.62% | 55.35% | 55.08% | 54.81% | 54.54% | 54.27% | 54% | 53.73% | 53.46% | 53.19% | 52.92% | 52.65% | LBNL Phase 4 shed fractions for 2050, 2030, 2040, 2050, and trend interpolation (4-hour, procurement price 150)
Other | Com-Refrigeration TES | Commercial | Com - Lodging | Large | [28 empty] | LBNL Phase 4 shed fractions for 2050, 2030, 2040, 2050, and trend interpolation (4-hour, procurement price 150) | bar: 2023 to 2050
Other | Com-Refrigeration TES | Commercial | Com - Lodging | Medium | [28 empty] | LBNL Phase 4 shed fractions for 2050, 2030, 2040, 2050, and trend interpolation (4-hour, procurement price 150) | bar: 2023 to 2050
Other | Com-Refrigeration TES | Commercial | Com - Lodging | Small | [28 empty] | LBNL Phase 4 shed fractions for 2050, 2030, 2040, 2050, and trend interpolation (4-hour, procurement price 150) | bar: 2023 to 2050
Other | Com-Refrigeration TES | Commercial | Com - Office (Large) | Large | [28 empty] | LBNL Phase 4 shed fractions for 2050, 2030, 2040, 2050, and trend interpolation (4-hour, procurement price 150) | bar: 2023 to 2050
Other | Com-Refrigeration TES | Commercial | Com - Office (Large) | Medium | [28 empty] | LBNL Phase 4 shed fractions for 2050, 2030, 2040, 2050, and trend interpolation (4-hour, procurement price 150) | bar: 2023 to 2050
Other | Com-Refrigeration TES | Commercial | Com - Office (Large) | Small | [28 empty] | LBNL Phase 4 shed fractions for 2050, 2030, 2040, 2050, and trend interpolation (4-hour, procurement price 150) | bar: 2023 to 2050
Other | Com-Refrigeration TES | Commercial | Com - Office (Small) | Large | [28 empty] | LBNL Phase 4 shed fractions for 2050, 2030, 2040, 2050, and trend interpolation (4-hour, procurement price 150) | bar: 2023 to 2050
Other | Com-Refrigeration TES | Commercial | Com - Office (Small) | Medium | [28 empty] | LBNL Phase 4 shed fractions for 2050, 2030, 2040, 2050, and trend interpolation (4-hour, procurement price 150) | bar: 2023 to 2050
Other | Com-Refrigeration TES | Commercial | Com - Office (Small) | Small | [28 empty] | LBNL Phase 4 shed fractions for 2050, 2030, 2040, 2050, and trend interpolation (4-hour, procurement price 150) | bar: 2023 to 2050
Other | Com-Refrigeration TES | Commercial | Com - Other | Large | [28 empty] | LBNL Phase 4 shed fractions for 2050, 2030, 2040, 2050, and trend interpolation (4-hour, procurement price 150) | bar: 2023 to 2050
Other | Com-Refrigeration TES | Commercial | Com - Other | Medium | [28 empty] | LBNL Phase 4 shed fractions for 2050, 2030, 2040, 2050, and trend interpolation (4-hour, procurement price 150) | bar: 2023 to 2050
Other | Com-Refrigeration TES | Commercial | Com - Other | Small | [28 empty] | LBNL Phase 4 shed fractions for 2050, 2030, 2040, 2050, and trend interpolation (4-hour, procurement price 150) | bar: 2023 to 2050
Other | Com-Refrigeration TES | Commercial | Com - Refrig. Warehouse | Large | 23.07% | 25.12% | 27.17% | 29.22% | 31.28% | 33.33% | 35.38% | 37.43% | 37.41% | 37.39% | 37.37% | 37.35% | 37.33% | 37.31% | 37.29% | 37.26% | 37.24% | 37.22% | 37.2% | 37.18% | 37.16% | 37.14% | 37.12% | 37.1% | 37.08% | 37.06% | 37.04% | 37.02% | LBNL Phase 4 shed fractions for 2050, 2030, 2040, 2050, and trend interpolation (4-hour, procurement price 150)
Other | Com-Refrigeration TES | Commercial | Com - Refrig. Warehouse | Medium | 27.5% | 30.03% | 32.57% | 35.1% | 37.64% | 40.17% | 42.71% | 45.24% | 45.31% | 45.37% | 45.44% | 45.51% | 45.57% | 45.64% | 45.7% | 45.77% | 45.84% | 45.9% | 45.97% | 46.03% | 46.1% | 46.16% | 46.23% | 46.3% | 46.36% | 46.43% | 46.49% | 46.56% | LBNL Phase 4 shed fractions for 2050, 2030, 2040, 2050, and trend interpolation (4-hour, procurement price 150)
Other | Com-Refrigeration TES | Commercial | Com - Refrig. Warehouse | Small | 22.31% | 24.41% | 26.51% | 28.62% | 30.72% | 32.82% | 34.92% | 37.02% | 37.11% | 37.21% | 37.31% | 37.4% | 37.5% | 37.6% | 37.69% | 37.79% | 37.89% | 37.98% | 38.08% | 38.18% | 38.27% | 38.37% | 38.47% | 38.56% | 38.66% | 38.75% | 38.85% | 38.95% | LBNL Phase 4 shed fractions for 2050, 2030, 2040, 2050, and trend interpolation (4-hour, procurement price 150)
Other | Com-Refrigeration TES | Commercial | Com - Restaurant | Large | 23.6% | 25.67% | 27.75% | 29.83% | 31.91% | 33.99% | 36.07% | 38.15% | 38.11% | 38.07% | 38.03% | 37.99% | 37.95% | 37.91% | 37.87% | 37.83% | 37.79% | 37.75% | 37.71% | 37.67% | 37.63% | 37.59% | 37.55% | 37.51% | 37.48% | 37.44% | 37.4% | 37.36% | LBNL Phase 4 shed fractions for 2050, 2030, 2040, 2050, and trend interpolation (4-hour, procurement price 150)
Other | Com-Refrigeration TES | Commercial | Com - Restaurant | Medium | 22.49% | 24.46% | 26.43% | 28.4% | 30.36% | 32.33% | 34.3% | 36.27% | 36.22% | 36.16% | 36.11% | 36.06% | 36.01% | 35.95% | 35.9% | 35.85% | 35.8% | 35.75% | 35.69% | 35.64% | 35.59% | 35.54% | 35.49% | 35.43% | 35.38% | 35.33% | 35.28% | 35.22% | LBNL Phase 4 shed fractions for 2050, 2030, 2040, 2050, and trend interpolation (4-hour, procurement price 150)
Other | Com-Refrigeration TES | Commercial | Com - Restaurant | Small | 25.8% | 28.07% | 30.34% | 32.61% | 34.88% | 37.14% | 39.41% | 41.68% | 41.63% | 41.58% | 41.53% | 41.49% | 41.44% | 41.39% | 41.34% | 41.29% | 41.24% | 41.19% | 41.14% | 41.1% | 41.05% | 41% | 40.95% | 40.9% | 40.85% | 40.8% | 40.75% | 40.7% | LBNL Phase 4 shed fractions for 2050, 2030, 2040, 2050, and trend interpolation (4-hour, procurement price 150)
Other | Com-Refrigeration TES | Commercial | Com - Retail | Large | 9.776% | 10.61% | 11.44% | 12.27% | 13.09% | 13.92% | 14.75% | 15.58% | 15.54% | 15.49% | 15.44% | 15.39% | 15.34% | 15.3% | 15.25% | 15.2% | 15.15% | 15.1% | 15.05% | 15.01% | 14.96% | 14.91% | 14.86% | 14.81% | 14.77% | 14.72% | 14.67% | 14.62% | LBNL Phase 4 shed fractions for 2050, 2030, 2040, 2050, and trend interpolation (4-hour, procurement price 150)
Other | Com-Refrigeration TES | Commercial | Com - Retail | Medium | 21.55% | 23.54% | 25.52% | 27.51% | 29.5% | 31.48% | 33.47% | 35.46% | 35.51% | 35.56% | 35.62% | 35.67% | 35.72% | 35.77% | 35.82% | 35.88% | 35.93% | 35.98% | 36.03% | 36.08% | 36.14% | 36.19% | 36.24% | 36.29% | 36.34% | 36.4% | 36.45% | 36.5% | LBNL Phase 4 shed fractions for 2050, 2030, 2040, 2050, and trend interpolation (4-hour, procurement price 150)
Other | Com-Refrigeration TES | Commercial | Com - Retail | Small | 31.04% | 33.77% | 36.49% | 39.22% | 41.94% | 44.67% | 47.39% | 50.12% | 50.06% | 49.99% | 49.93% | 49.87% | 49.81% | 49.74% | 49.68% | 49.62% | 49.56% | 49.49% | 49.43% | 49.37% | 49.31% | 49.24% | 49.18% | 49.12% | 49.06% | 48.99% | 48.93% | 48.87% | LBNL Phase 4 shed fractions for 2050, 2030, 2040, 2050, and trend interpolation (4-hour, procurement price 150)
Other | Com-Refrigeration TES | Commercial | Com - School | Large | [28 empty] | LBNL Phase 4 shed fractions for 2050, 2030, 2040, 2050, and trend interpolation (4-hour, procurement price 150) | bar: 2023 to 2050
Other | Com-Refrigeration TES | Commercial | Com - School | Medium | [28 empty] | LBNL Phase 4 shed fractions for 2050, 2030, 2040, 2050, and trend interpolation (4-hour, procurement price 150) | bar: 2023 to 2050
Other | Com-Refrigeration TES | Commercial | Com - School | Small | [28 empty] | LBNL Phase 4 shed fractions for 2050, 2030, 2040, 2050, and trend interpolation (4-hour, procurement price 150) | bar: 2023 to 2050
Other | Com-Refrigeration TES | Commercial | Com - Warehouse | Large | [28 empty] | LBNL Phase 4 shed fractions for 2050, 2030, 2040, 2050, and trend interpolation (4-hour, procurement price 150) | bar: 2023 to 2050
Other | Com-Refrigeration TES | Commercial | Com - Warehouse | Medium | [28 empty] | LBNL Phase 4 shed fractions for 2050, 2030, 2040, 2050, and trend interpolation (4-hour, procurement price 150) | bar: 2023 to 2050
Other | Com-Refrigeration TES | Commercial | Com - Warehouse | Small | [28 empty] | LBNL Phase 4 shed fractions for 2050, 2030, 2040, 2050, and trend interpolation (4-hour, procurement price 150) | bar: 2023 to 2050
Other | Ind-Lighting control | Industrial | Chem/Petrol | Large | [28 empty] | LBNL Phase 4 shed fractions for 2050, 2030, 2040, 2050, and trend interpolation (4-hour, procurement price 150) | bar: 2023 to 2050
Other | Ind-Lighting control | Industrial | Chem/Petrol | Medium | [28 empty] | LBNL Phase 4 shed fractions for 2050, 2030, 2040, 2050, and trend interpolation (4-hour, procurement price 150) | bar: 2023 to 2050
Other | Ind-Lighting control | Industrial | Chem/Petrol | Small | [28 empty] | LBNL Phase 4 shed fractions for 2050, 2030, 2040, 2050, and trend interpolation (4-hour, procurement price 150) | bar: 2023 to 2050
Other | Ind-Lighting control | Industrial | Food/Bev | Large | [28 empty] | LBNL Phase 4 shed fractions for 2050, 2030, 2040, 2050, and trend interpolation (4-hour, procurement price 150) | bar: 2023 to 2050
Other | Ind-Lighting control | Industrial | Food/Bev | Medium | [28 empty] | LBNL Phase 4 shed fractions for 2050, 2030, 2040, 2050, and trend interpolation (4-hour, procurement price 150) | bar: 2023 to 2050
Other | Ind-Lighting control | Industrial | Food/Bev | Small | [28 empty] | LBNL Phase 4 shed fractions for 2050, 2030, 2040, 2050, and trend interpolation (4-hour, procurement price 150) | bar: 2023 to 2050
Other | Ind-Lighting control | Industrial | Mfg-Equipment | Large | [28 empty] | LBNL Phase 4 shed fractions for 2050, 2030, 2040, 2050, and trend interpolation (4-hour, procurement price 150) | bar: 2023 to 2050
Other | Ind-Lighting control | Industrial | Mfg-Equipment | Medium | [28 empty] | LBNL Phase 4 shed fractions for 2050, 2030, 2040, 2050, and trend interpolation (4-hour, procurement price 150) | bar: 2023 to 2050
Other | Ind-Lighting control | Industrial | Mfg-Equipment | Small | [28 empty] | LBNL Phase 4 shed fractions for 2050, 2030, 2040, 2050, and trend interpolation (4-hour, procurement price 150) | bar: 2023 to 2050
Other | Ind-Lighting control | Industrial | Mfg-Goods | Large | [28 empty] | LBNL Phase 4 shed fractions for 2050, 2030, 2040, 2050, and trend interpolation (4-hour, procurement price 150) | bar: 2023 to 2050
Other | Ind-Lighting control | Industrial | Mfg-Goods | Medium | [28 empty] | LBNL Phase 4 shed fractions for 2050, 2030, 2040, 2050, and trend interpolation (4-hour, procurement price 150) | bar: 2023 to 2050
Other | Ind-Lighting control | Industrial | Mfg-Goods | Small | [28 empty] | LBNL Phase 4 shed fractions for 2050, 2030, 2040, 2050, and trend interpolation (4-hour, procurement price 150) | bar: 2023 to 2050
Other | Ind-Lighting control | Industrial | Mfg-Materials | Large | [28 empty] | LBNL Phase 4 shed fractions for 2050, 2030, 2040, 2050, and trend interpolation (4-hour, procurement price 150) | bar: 2023 to 2050
Other | Ind-Lighting control | Industrial | Mfg-Materials | Medium | [28 empty] | LBNL Phase 4 shed fractions for 2050, 2030, 2040, 2050, and trend interpolation (4-hour, procurement price 150) | bar: 2023 to 2050
Other | Ind-Lighting control | Industrial | Mfg-Materials | Small | [28 empty] | LBNL Phase 4 shed fractions for 2050, 2030, 2040, 2050, and trend interpolation (4-hour, procurement price 150) | bar: 2023 to 2050
Other | Ind-Process Control | Industrial | Chem/Petrol | Large | 15.66% | 17.14% | 18.61% | 20.08% | 21.56% | 23.03% | 24.51% | 25.98% | 26.05% | 26.12% | 26.19% | 26.25% | 26.32% | 26.39% | 26.46% | 26.53% | 26.59% | 26.66% | 26.73% | 26.8% | 26.86% | 26.93% | 27% | 27.07% | 27.14% | 27.2% | 27.27% | 27.34% | LBNL Phase 4 shed fractions for 2050, 2030, 2040, 2050, and trend interpolation (4-hour, procurement price 150)
Other | Ind-Process Control | Industrial | Chem/Petrol | Medium | 25.35% | 27.59% | 29.83% | 32.07% | 34.31% | 36.55% | 38.78% | 41.02% | 40.99% | 40.95% | 40.91% | 40.87% | 40.83% | 40.79% | 40.76% | 40.72% | 40.68% | 40.64% | 40.6% | 40.56% | 40.53% | 40.49% | 40.45% | 40.41% | 40.37% | 40.33% | 40.3% | 40.26% | LBNL Phase 4 shed fractions for 2050, 2030, 2040, 2050, and trend interpolation (4-hour, procurement price 150)
Other | Ind-Process Control | Industrial | Chem/Petrol | Small | 24.2% | 26.34% | 28.48% | 30.62% | 32.75% | 34.89% | 37.03% | 39.17% | 39.14% | 39.11% | 39.07% | 39.04% | 39.01% | 38.97% | 38.94% | 38.91% | 38.87% | 38.84% | 38.8% | 38.77% | 38.74% | 38.7% | 38.67% | 38.64% | 38.6% | 38.57% | 38.54% | 38.5% | LBNL Phase 4 shed fractions for 2050, 2030, 2040, 2050, and trend interpolation (4-hour, procurement price 150)
Other | Ind-Process Control | Industrial | Food/Bev | Large | 16.01% | 17.54% | 19.07% | 20.6% | 22.13% | 23.66% | 25.19% | 26.72% | 26.81% | 26.9% | 26.99% | 27.08% | 27.17% | 27.27% | 27.36% | 27.45% | 27.54% | 27.63% | 27.72% | 27.82% | 27.91% | 28% | 28.09% | 28.18% | 28.27% | 28.36% | 28.46% | 28.55% | LBNL Phase 4 shed fractions for 2050, 2030, 2040, 2050, and trend interpolation (4-hour, procurement price 150)
Other | Ind-Process Control | Industrial | Food/Bev | Medium | 28.91% | 31.44% | 33.98% | 36.51% | 39.04% | 41.58% | 44.11% | 46.65% | 46.58% | 46.52% | 46.46% | 46.4% | 46.34% | 46.27% | 46.21% | 46.15% | 46.09% | 46.03% | 45.96% | 45.9% | 45.84% | 45.78% | 45.71% | 45.65% | 45.59% | 45.53% | 45.47% | 45.4% | LBNL Phase 4 shed fractions for 2050, 2030, 2040, 2050, and trend interpolation (4-hour, procurement price 150)
Other | Ind-Process Control | Industrial | Food/Bev | Small | 26.74% | 29.11% | 31.49% | 33.87% | 36.25% | 38.63% | 41.01% | 43.39% | 43.37% | 43.35% | 43.33% | 43.3% | 43.28% | 43.26% | 43.24% | 43.22% | 43.19% | 43.17% | 43.15% | 43.13% | 43.11% | 43.09% | 43.06% | 43.04% | 43.02% | 43% | 42.98% | 42.96% | LBNL Phase 4 shed fractions for 2050, 2030, 2040, 2050, and trend interpolation (4-hour, procurement price 150)
Other | Ind-Process Control | Industrial | Mfg-Equipment | Large | 20.68% | 22.58% | 24.49% | 26.39% | 28.3% | 30.2% | 32.11% | 34.01% | 34.06% | 34.1% | 34.15% | 34.2% | 34.25% | 34.29% | 34.34% | 34.39% | 34.43% | 34.48% | 34.53% | 34.58% | 34.62% | 34.67% | 34.72% | 34.76% | 34.81% | 34.86% | 34.91% | 34.95% | LBNL Phase 4 shed fractions for 2050, 2030, 2040, 2050, and trend interpolation (4-hour, procurement price 150)
Other | Ind-Process Control | Industrial | Mfg-Equipment | Medium | 25.71% | 27.99% | 30.26% | 32.54% | 34.81% | 37.09% | 39.36% | 41.64% | 41.6% | 41.57% | 41.54% | 41.5% | 41.47% | 41.43% | 41.4% | 41.37% | 41.33% | 41.3% | 41.26% | 41.23% | 41.19% | 41.16% | 41.13% | 41.09% | 41.06% | 41.02% | 40.99% | 40.96% | LBNL Phase 4 shed fractions for 2050, 2030, 2040, 2050, and trend interpolation (4-hour, procurement price 150)
Other | Ind-Process Control | Industrial | Mfg-Equipment | Small | 33.8% | 36.8% | 39.79% | 42.79% | 45.79% | 48.79% | 51.79% | 54.79% | 54.75% | 54.71% | 54.68% | 54.64% | 54.6% | 54.57% | 54.53% | 54.49% | 54.45% | 54.42% | 54.38% | 54.34% | 54.31% | 54.27% | 54.23% | 54.2% | 54.16% | 54.12% | 54.09% | 54.05% | LBNL Phase 4 shed fractions for 2050, 2030, 2040, 2050, and trend interpolation (4-hour, procurement price 150)
Other | Ind-Process Control | Industrial | Mfg-Goods | Large | 23.8% | 25.91% | 28.02% | 30.12% | 32.23% | 34.34% | 36.45% | 38.56% | 38.53% | 38.5% | 38.47% | 38.44% | 38.41% | 38.38% | 38.35% | 38.32% | 38.29% | 38.26% | 38.23% | 38.2% | 38.17% | 38.15% | 38.12% | 38.09% | 38.06% | 38.03% | 38% | 37.97% | LBNL Phase 4 shed fractions for 2050, 2030, 2040, 2050, and trend interpolation (4-hour, procurement price 150)
Other | Ind-Process Control | Industrial | Mfg-Goods | Medium | 29.08% | 31.62% | 34.16% | 36.7% | 39.24% | 41.78% | 44.32% | 46.86% | 46.79% | 46.72% | 46.65% | 46.58% | 46.51% | 46.44% | 46.37% | 46.3% | 46.23% | 46.15% | 46.08% | 46.01% | 45.94% | 45.87% | 45.8% | 45.73% | 45.66% | 45.59% | 45.52% | 45.44% | LBNL Phase 4 shed fractions for 2050, 2030, 2040, 2050, and trend interpolation (4-hour, procurement price 150)
Other | Ind-Process Control | Industrial | Mfg-Goods | Small | 33.58% | 36.54% | 39.5% | 42.46% | 45.42% | 48.38% | 51.34% | 54.3% | 54.24% | 54.19% | 54.13% | 54.08% | 54.02% | 53.96% | 53.91% | 53.85% | 53.8% | 53.74% | 53.69% | 53.63% | 53.57% | 53.52% | 53.46% | 53.41% | 53.35% | 53.3% | 53.24% | 53.19% | LBNL Phase 4 shed fractions for 2050, 2030, 2040, 2050, and trend interpolation (4-hour, procurement price 150)
Other | Ind-Process Control | Industrial | Mfg-Materials | Large | 31.46% | 34.17% | 36.87% | 39.58% | 42.28% | 44.99% | 47.69% | 50.4% | 50.28% | 50.16% | 50.04% | 49.92% | 49.8% | 49.68% | 49.56% | 49.44% | 49.32% | 49.2% | 49.09% | 48.97% | 48.85% | 48.73% | 48.61% | 48.49% | 48.37% | 48.25% | 48.13% | 48.01% | LBNL Phase 4 shed fractions for 2050, 2030, 2040, 2050, and trend interpolation (4-hour, procurement price 150)
Other | Ind-Process Control | Industrial | Mfg-Materials | Medium | 26.59% | 28.95% | 31.32% | 33.68% | 36.05% | 38.41% | 40.77% | 43.14% | 43.11% | 43.09% | 43.07% | 43.04% | 43.02% | 43% | 42.97% | 42.95% | 42.93% | 42.9% | 42.88% | 42.85% | 42.83% | 42.81% | 42.78% | 42.76% | 42.74% | 42.71% | 42.69% | 42.67% | LBNL Phase 4 shed fractions for 2050, 2030, 2040, 2050, and trend interpolation (4-hour, procurement price 150)
Other | Ind-Process Control | Industrial | Mfg-Materials | Small | 31.65% | 34.45% | 37.25% | 40.04% | 42.84% | 45.63% | 48.43% | 51.23% | 51.18% | 51.13% | 51.09% | 51.04% | 51% | 50.95% | 50.9% | 50.86% | 50.81% | 50.77% | 50.72% | 50.67% | 50.63% | 50.58% | 50.54% | 50.49% | 50.44% | 50.4% | 50.35% | 50.3% | LBNL Phase 4 shed fractions for 2050, 2030, 2040, 2050, and trend interpolation (4-hour, procurement price 150)
Other | Ind-Refrigeration control | Industrial | Chem/Petrol | Large | 15.69% | 17.21% | 18.72% | 20.24% | 21.75% | 23.27% | 24.78% | 26.3% | 26.4% | 26.51% | 26.61% | 26.72% | 26.83% | 26.93% | 27.04% | 27.14% | 27.25% | 27.36% | 27.46% | 27.57% | 27.67% | 27.78% | 27.89% | 27.99% | 28.1% | 28.2% | 28.31% | 28.42% | LBNL Phase 4 shed fractions for 2050, 2030, 2040, 2050, and trend interpolation (4-hour, procurement price 150)
Other | Ind-Refrigeration control | Industrial | Chem/Petrol | Medium | 25.51% | 27.75% | 30% | 32.24% | 34.48% | 36.72% | 38.97% | 41.21% | 41.16% | 41.11% | 41.06% | 41.01% | 40.96% | 40.92% | 40.87% | 40.82% | 40.77% | 40.72% | 40.67% | 40.62% | 40.57% | 40.53% | 40.48% | 40.43% | 40.38% | 40.33% | 40.28% | 40.23% | LBNL Phase 4 shed fractions for 2050, 2030, 2040, 2050, and trend interpolation (4-hour, procurement price 150)
Other | Ind-Refrigeration control | Industrial | Chem/Petrol | Small | 22.85% | 24.89% | 26.94% | 28.98% | 31.02% | 33.06% | 35.1% | 37.14% | 37.13% | 37.12% | 37.11% | 37.1% | 37.09% | 37.08% | 37.07% | 37.06% | 37.05% | 37.04% | 37.03% | 37.02% | 37.01% | 37% | 36.99% | 36.97% | 36.96% | 36.95% | 36.94% | 36.93% | LBNL Phase 4 shed fractions for 2050, 2030, 2040, 2050, and trend interpolation (4-hour, procurement price 150)
Other | Ind-Refrigeration control | Industrial | Food/Bev | Large | 17.57% | 19.24% | 20.9% | 22.57% | 24.24% | 25.91% | 27.58% | 29.24% | 29.33% | 29.43% | 29.52% | 29.61% | 29.7% | 29.79% | 29.88% | 29.97% | 30.06% | 30.15% | 30.24% | 30.33% | 30.42% | 30.51% | 30.6% | 30.69% | 30.78% | 30.87% | 30.96% | 31.05% | LBNL Phase 4 shed fractions for 2050, 2030, 2040, 2050, and trend interpolation (4-hour, procurement price 150)
Other | Ind-Refrigeration control | Industrial | Food/Bev | Medium | 28.66% | 31.18% | 33.71% | 36.23% | 38.75% | 41.27% | 43.8% | 46.32% | 46.27% | 46.22% | 46.17% | 46.12% | 46.06% | 46.01% | 45.96% | 45.91% | 45.86% | 45.81% | 45.76% | 45.71% | 45.66% | 45.61% | 45.55% | 45.5% | 45.45% | 45.4% | 45.35% | 45.3% | LBNL Phase 4 shed fractions for 2050, 2030, 2040, 2050, and trend interpolation (4-hour, procurement price 150)
Other | Ind-Refrigeration control | Industrial | Food/Bev | Small | 26.77% | 29.15% | 31.53% | 33.91% | 36.29% | 38.68% | 41.06% | 43.44% | 43.41% | 43.39% | 43.37% | 43.34% | 43.32% | 43.29% | 43.27% | 43.25% | 43.22% | 43.2% | 43.18% | 43.15% | 43.13% | 43.11% | 43.08% | 43.06% | 43.03% | 43.01% | 42.99% | 42.96% | LBNL Phase 4 shed fractions for 2050, 2030, 2040, 2050, and trend interpolation (4-hour, procurement price 150)
Other | Ind-Refrigeration control | Industrial | Mfg-Equipment | Large | 22.49% | 24.57% | 26.64% | 28.72% | 30.79% | 32.86% | 34.94% | 37.01% | 37.06% | 37.12% | 37.17% | 37.22% | 37.28% | 37.33% | 37.39% | 37.44% | 37.49% | 37.55% | 37.6% | 37.65% | 37.71% | 37.76% | 37.81% | 37.87% | 37.92% | 37.97% | 38.03% | 38.08% | LBNL Phase 4 shed fractions for 2050, 2030, 2040, 2050, and trend interpolation (4-hour, procurement price 150)
Other | Ind-Refrigeration control | Industrial | Mfg-Equipment | Medium | 25.72% | 27.99% | 30.26% | 32.53% | 34.8% | 37.07% | 39.34% | 41.61% | 41.57% | 41.54% | 41.5% | 41.46% | 41.42% | 41.38% | 41.34% | 41.3% | 41.27% | 41.23% | 41.19% | 41.15% | 41.11% | 41.07% | 41.04% | 41% | 40.96% | 40.92% | 40.88% | 40.84% | LBNL Phase 4 shed fractions for 2050, 2030, 2040, 2050, and trend interpolation (4-hour, procurement price 150)
Other | Ind-Refrigeration control | Industrial | Mfg-Equipment | Small | [28 empty] | LBNL Phase 4 shed fractions for 2050, 2030, 2040, 2050, and trend interpolation (4-hour, procurement price 150) | bar: 2023 to 2050
Other | Ind-Refrigeration control | Industrial | Mfg-Goods | Large | 23.93% | 26.1% | 28.26% | 30.43% | 32.59% | 34.75% | 36.92% | 39.08% | 39.1% | 39.11% | 39.13% | 39.14% | 39.16% | 39.17% | 39.19% | 39.2% | 39.22% | 39.24% | 39.25% | 39.27% | 39.28% | 39.3% | 39.31% | 39.33% | 39.34% | 39.36% | 39.37% | 39.39% | LBNL Phase 4 shed fractions for 2050, 2030, 2040, 2050, and trend interpolation (4-hour, procurement price 150)
Other | Ind-Refrigeration control | Industrial | Mfg-Goods | Medium | 29.21% | 31.75% | 34.3% | 36.84% | 39.38% | 41.92% | 44.46% | 47% | 46.92% | 46.84% | 46.75% | 46.67% | 46.59% | 46.51% | 46.43% | 46.34% | 46.26% | 46.18% | 46.1% | 46.01% | 45.93% | 45.85% | 45.77% | 45.69% | 45.6% | 45.52% | 45.44% | 45.36% | LBNL Phase 4 shed fractions for 2050, 2030, 2040, 2050, and trend interpolation (4-hour, procurement price 150)
Other | Ind-Refrigeration control | Industrial | Mfg-Goods | Small | [28 empty] | LBNL Phase 4 shed fractions for 2050, 2030, 2040, 2050, and trend interpolation (4-hour, procurement price 150) | bar: 2023 to 2050
Other | Ind-Refrigeration control | Industrial | Mfg-Materials | Large | 31.9% | 34.67% | 37.45% | 40.22% | 43% | 45.78% | 48.55% | 51.33% | 51.24% | 51.15% | 51.06% | 50.98% | 50.89% | 50.8% | 50.71% | 50.62% | 50.54% | 50.45% | 50.36% | 50.27% | 50.18% | 50.09% | 50.01% | 49.92% | 49.83% | 49.74% | 49.65% | 49.56% | LBNL Phase 4 shed fractions for 2050, 2030, 2040, 2050, and trend interpolation (4-hour, procurement price 150)
Other | Ind-Refrigeration control | Industrial | Mfg-Materials | Medium | 26.64% | 29.01% | 31.37% | 33.74% | 36.1% | 38.46% | 40.83% | 43.19% | 43.16% | 43.14% | 43.11% | 43.08% | 43.05% | 43.02% | 42.99% | 42.96% | 42.94% | 42.91% | 42.88% | 42.85% | 42.82% | 42.79% | 42.76% | 42.74% | 42.71% | 42.68% | 42.65% | 42.62% | LBNL Phase 4 shed fractions for 2050, 2030, 2040, 2050, and trend interpolation (4-hour, procurement price 150)
Other | Ind-Refrigeration control | Industrial | Mfg-Materials | Small | [28 empty] | LBNL Phase 4 shed fractions for 2050, 2030, 2040, 2050, and trend interpolation (4-hour, procurement price 150) | bar: 2023 to 2050
Other | Res-Appliances Control | Residential | Multifamily | AllSize | 1.083% | 1.235% | 1.386% | 1.537% | 1.689% | 1.84% | 1.992% | 2.143% | 2.197% | 2.251% | 2.306% | 2.36% | 2.414% | 2.468% | 2.522% | 2.576% | 2.63% | 2.685% | 2.739% | 2.793% | 2.847% | 2.901% | 2.955% | 3.009% | 3.063% | 3.118% | 3.172% | 3.226% | LBNL Phase 4 shed fractions for 2050, 2030, 2040, 2050, and trend interpolation (4-hour, procurement price 150)
Other | Res-Appliances Control | Residential | Singlefamily | AllSize | 1.306% | 1.457% | 1.609% | 1.761% | 1.912% | 2.064% | 2.216% | 2.367% | 2.402% | 2.436% | 2.471% | 2.505% | 2.539% | 2.574% | 2.608% | 2.643% | 2.677% | 2.711% | 2.746% | 2.78% | 2.815% | 2.849% | 2.884% | 2.918% | 2.952% | 2.987% | 3.021% | 3.056% | LBNL Phase 4 shed fractions for 2050, 2030, 2040, 2050, and trend interpolation (4-hour, procurement price 150)
Other | Res-Lighting Control | Residential | Multifamily | AllSize | [28 empty] | LBNL Phase 4 shed fractions for 2050, 2030, 2040, 2050, and trend interpolation (4-hour, procurement price 150) | bar: 2023 to 2050
Other | Res-Lighting Control | Residential | Singlefamily | AllSize | [28 empty] | LBNL Phase 4 shed fractions for 2050, 2030, 2040, 2050, and trend interpolation (4-hour, procurement price 150) | bar: 2023 to 2050
Other | Res-Other end uses control | Residential | Multifamily | AllSize | 1.488% | 1.605% | 1.723% | 1.84% | 1.957% | 2.075% | 2.192% | 2.309% | 2.293% | 2.277% | 2.261% | 2.244% | 2.228% | 2.212% | 2.195% | 2.179% | 2.163% | 2.147% | 2.13% | 2.114% | 2.098% | 2.082% | 2.065% | 2.049% | 2.033% | 2.016% | 2% | 1.984% | LBNL Phase 4 shed fractions for 2050, 2030, 2040, 2050, and trend interpolation (4-hour, procurement price 150)
Other | Res-Other end uses control | Residential | Singlefamily | AllSize | 1.579% | 1.769% | 1.96% | 2.151% | 2.341% | 2.532% | 2.722% | 2.913% | 2.962% | 3.01% | 3.059% | 3.108% | 3.157% | 3.205% | 3.254% | 3.303% | 3.352% | 3.401% | 3.449% | 3.498% | 3.547% | 3.596% | 3.644% | 3.693% | 3.742% | 3.791% | 3.839% | 3.888% | LBNL Phase 4 shed fractions for 2050, 2030, 2040, 2050, and trend interpolation (4-hour, procurement price 150)
Water Heating | Com-DLC-Water Heating-Switch | Commercial | Com - College | Large | [28 empty] | LBNL Phase 4 shed fractions for 2050, 2030, 2040, 2050, and trend interpolation (4-hour, procurement price 150) | bar: 2023 to 2050
Water Heating | Com-DLC-Water Heating-Switch | Commercial | Com - College | Medium | [28 empty] | LBNL Phase 4 shed fractions for 2050, 2030, 2040, 2050, and trend interpolation (4-hour, procurement price 150) | bar: 2023 to 2050
Water Heating | Com-DLC-Water Heating-Switch | Commercial | Com - College | Small | [28 empty] | LBNL Phase 4 shed fractions for 2050, 2030, 2040, 2050, and trend interpolation (4-hour, procurement price 150) | bar: 2023 to 2050
Water Heating | Com-DLC-Water Heating-Switch | Commercial | Com - Grocery | Large | [28 empty] | LBNL Phase 4 shed fractions for 2050, 2030, 2040, 2050, and trend interpolation (4-hour, procurement price 150) | bar: 2023 to 2050
Water Heating | Com-DLC-Water Heating-Switch | Commercial | Com - Grocery | Medium | [28 empty] | LBNL Phase 4 shed fractions for 2050, 2030, 2040, 2050, and trend interpolation (4-hour, procurement price 150) | bar: 2023 to 2050
Water Heating | Com-DLC-Water Heating-Switch | Commercial | Com - Grocery | Small | [28 empty] | LBNL Phase 4 shed fractions for 2050, 2030, 2040, 2050, and trend interpolation (4-hour, procurement price 150) | bar: 2023 to 2050
Water Heating | Com-DLC-Water Heating-Switch | Commercial | Com - Health | Large | [28 empty] | LBNL Phase 4 shed fractions for 2050, 2030, 2040, 2050, and trend interpolation (4-hour, procurement price 150) | bar: 2023 to 2050
Water Heating | Com-DLC-Water Heating-Switch | Commercial | Com - Health | Medium | [28 empty] | LBNL Phase 4 shed fractions for 2050, 2030, 2040, 2050, and trend interpolation (4-hour, procurement price 150) | bar: 2023 to 2050
Water Heating | Com-DLC-Water Heating-Switch | Commercial | Com - Health | Small | [28 empty] | LBNL Phase 4 shed fractions for 2050, 2030, 2040, 2050, and trend interpolation (4-hour, procurement price 150) | bar: 2023 to 2050
Water Heating | Com-DLC-Water Heating-Switch | Commercial | Com - Lodging | Large | [28 empty] | LBNL Phase 4 shed fractions for 2050, 2030, 2040, 2050, and trend interpolation (4-hour, procurement price 150) | bar: 2023 to 2050
Water Heating | Com-DLC-Water Heating-Switch | Commercial | Com - Lodging | Medium | [28 empty] | LBNL Phase 4 shed fractions for 2050, 2030, 2040, 2050, and trend interpolation (4-hour, procurement price 150) | bar: 2023 to 2050
Water Heating | Com-DLC-Water Heating-Switch | Commercial | Com - Lodging | Small | [28 empty] | LBNL Phase 4 shed fractions for 2050, 2030, 2040, 2050, and trend interpolation (4-hour, procurement price 150) | bar: 2023 to 2050
Water Heating | Com-DLC-Water Heating-Switch | Commercial | Com - Office (Large) | Large | [28 empty] | LBNL Phase 4 shed fractions for 2050, 2030, 2040, 2050, and trend interpolation (4-hour, procurement price 150) | bar: 2023 to 2050
Water Heating | Com-DLC-Water Heating-Switch | Commercial | Com - Office (Large) | Medium | [28 empty] | LBNL Phase 4 shed fractions for 2050, 2030, 2040, 2050, and trend interpolation (4-hour, procurement price 150) | bar: 2023 to 2050
Water Heating | Com-DLC-Water Heating-Switch | Commercial | Com - Office (Large) | Small | [28 empty] | LBNL Phase 4 shed fractions for 2050, 2030, 2040, 2050, and trend interpolation (4-hour, procurement price 150) | bar: 2023 to 2050
Water Heating | Com-DLC-Water Heating-Switch | Commercial | Com - Office (Small) | Large | [28 empty] | LBNL Phase 4 shed fractions for 2050, 2030, 2040, 2050, and trend interpolation (4-hour, procurement price 150) | bar: 2023 to 2050
Water Heating | Com-DLC-Water Heating-Switch | Commercial | Com - Office (Small) | Medium | [28 empty] | LBNL Phase 4 shed fractions for 2050, 2030, 2040, 2050, and trend interpolation (4-hour, procurement price 150) | bar: 2023 to 2050
Water Heating | Com-DLC-Water Heating-Switch | Commercial | Com - Office (Small) | Small | [28 empty] | LBNL Phase 4 shed fractions for 2050, 2030, 2040, 2050, and trend interpolation (4-hour, procurement price 150) | bar: 2023 to 2050
Water Heating | Com-DLC-Water Heating-Switch | Commercial | Com - Other | Large | [28 empty] | LBNL Phase 4 shed fractions for 2050, 2030, 2040, 2050, and trend interpolation (4-hour, procurement price 150) | bar: 2023 to 2050
Water Heating | Com-DLC-Water Heating-Switch | Commercial | Com - Other | Medium | [28 empty] | LBNL Phase 4 shed fractions for 2050, 2030, 2040, 2050, and trend interpolation (4-hour, procurement price 150) | bar: 2023 to 2050
Water Heating | Com-DLC-Water Heating-Switch | Commercial | Com - Other | Small | [28 empty] | LBNL Phase 4 shed fractions for 2050, 2030, 2040, 2050, and trend interpolation (4-hour, procurement price 150) | bar: 2023 to 2050
Water Heating | Com-DLC-Water Heating-Switch | Commercial | Com - Refrig. Warehouse | Large | [28 empty] | LBNL Phase 4 shed fractions for 2050, 2030, 2040, 2050, and trend interpolation (4-hour, procurement price 150) | bar: 2023 to 2050
Water Heating | Com-DLC-Water Heating-Switch | Commercial | Com - Refrig. Warehouse | Medium | [28 empty] | LBNL Phase 4 shed fractions for 2050, 2030, 2040, 2050, and trend interpolation (4-hour, procurement price 150) | bar: 2023 to 2050
Water Heating | Com-DLC-Water Heating-Switch | Commercial | Com - Refrig. Warehouse | Small | [28 empty] | LBNL Phase 4 shed fractions for 2050, 2030, 2040, 2050, and trend interpolation (4-hour, procurement price 150) | bar: 2023 to 2050
Water Heating | Com-DLC-Water Heating-Switch | Commercial | Com - Restaurant | Large | [28 empty] | LBNL Phase 4 shed fractions for 2050, 2030, 2040, 2050, and trend interpolation (4-hour, procurement price 150) | bar: 2023 to 2050
Water Heating | Com-DLC-Water Heating-Switch | Commercial | Com - Restaurant | Medium | [28 empty] | LBNL Phase 4 shed fractions for 2050, 2030, 2040, 2050, and trend interpolation (4-hour, procurement price 150) | bar: 2023 to 2050
Water Heating | Com-DLC-Water Heating-Switch | Commercial | Com - Restaurant | Small | [28 empty] | LBNL Phase 4 shed fractions for 2050, 2030, 2040, 2050, and trend interpolation (4-hour, procurement price 150) | bar: 2023 to 2050
Water Heating | Com-DLC-Water Heating-Switch | Commercial | Com - Retail | Large | [28 empty] | LBNL Phase 4 shed fractions for 2050, 2030, 2040, 2050, and trend interpolation (4-hour, procurement price 150) | bar: 2023 to 2050
Water Heating | Com-DLC-Water Heating-Switch | Commercial | Com - Retail | Medium | [28 empty] | LBNL Phase 4 shed fractions for 2050, 2030, 2040, 2050, and trend interpolation (4-hour, procurement price 150) | bar: 2023 to 2050
Water Heating | Com-DLC-Water Heating-Switch | Commercial | Com - Retail | Small | [28 empty] | LBNL Phase 4 shed fractions for 2050, 2030, 2040, 2050, and trend interpolation (4-hour, procurement price 150) | bar: 2023 to 2050
Water Heating | Com-DLC-Water Heating-Switch | Commercial | Com - School | Large | [28 empty] | LBNL Phase 4 shed fractions for 2050, 2030, 2040, 2050, and trend interpolation (4-hour, procurement price 150) | bar: 2023 to 2050
Water Heating | Com-DLC-Water Heating-Switch | Commercial | Com - School | Medium | [28 empty] | LBNL Phase 4 shed fractions for 2050, 2030, 2040, 2050, and trend interpolation (4-hour, procurement price 150) | bar: 2023 to 2050
Water Heating | Com-DLC-Water Heating-Switch | Commercial | Com - School | Small | [28 empty] | LBNL Phase 4 shed fractions for 2050, 2030, 2040, 2050, and trend interpolation (4-hour, procurement price 150) | bar: 2023 to 2050
Water Heating | Com-DLC-Water Heating-Switch | Commercial | Com - Warehouse | Large | [28 empty] | LBNL Phase 4 shed fractions for 2050, 2030, 2040, 2050, and trend interpolation (4-hour, procurement price 150) | bar: 2023 to 2050
Water Heating | Com-DLC-Water Heating-Switch | Commercial | Com - Warehouse | Medium | [28 empty] | LBNL Phase 4 shed fractions for 2050, 2030, 2040, 2050, and trend interpolation (4-hour, procurement price 150) | bar: 2023 to 2050
Water Heating | Com-DLC-Water Heating-Switch | Commercial | Com - Warehouse | Small | [28 empty] | LBNL Phase 4 shed fractions for 2050, 2030, 2040, 2050, and trend interpolation (4-hour, procurement price 150) | bar: 2023 to 2050
Water Heating | Com-Water Heating-Add-on CTA 2045 control | Commercial | Com - College | Large | 0% | 5.117% | 10.23% | 15.35% | 20.47% | 25.58% | 30.7% | 35.82% | 35.76% | 35.7% | 35.64% | 35.59% | 35.53% | 35.47% | 35.41% | 35.36% | 35.3% | 35.24% | 35.18% | 35.13% | 35.07% | 35.01% | 34.95% | 34.9% | 34.84% | 34.78% | 34.72% | 34.66% | LBNL Phase 4 shed fractions for 2050, 2030, 2040, 2050, and trend interpolation (4-hour, procurement price 150)
Water Heating | Com-Water Heating-Add-on CTA 2045 control | Commercial | Com - College | Medium | 0% | 4.609% | 9.218% | 13.83% | 18.44% | 23.05% | 27.65% | 32.26% | 32.21% | 32.15% | 32.09% | 32.04% | 31.98% | 31.92% | 31.87% | 31.81% | 31.75% | 31.7% | 31.64% | 31.58% | 31.53% | 31.47% | 31.41% | 31.36% | 31.3% | 31.25% | 31.19% | 31.13% | LBNL Phase 4 shed fractions for 2050, 2030, 2040, 2050, and trend interpolation (4-hour, procurement price 150)
Water Heating | Com-Water Heating-Add-on CTA 2045 control | Commercial | Com - College | Small | 0% | 3.647% | 7.294% | 10.94% | 14.59% | 18.24% | 21.88% | 25.53% | 26.88% | 28.23% | 29.58% | 30.92% | 32.27% | 33.62% | 34.97% | 36.32% | 37.67% | 39.02% | 40.37% | 41.71% | 43.06% | 44.41% | 45.76% | 47.11% | 48.46% | 49.81% | 51.16% | 52.5% | LBNL Phase 4 shed fractions for 2050, 2030, 2040, 2050, and trend interpolation (4-hour, procurement price 150)
Water Heating | Com-Water Heating-Add-on CTA 2045 control | Commercial | Com - Grocery | Large | 0% | 1.603% | 3.205% | 4.808% | 6.41% | 8.013% | 9.615% | 11.22% | 11.27% | 11.31% | 11.36% | 11.41% | 11.46% | 11.5% | 11.55% | 11.6% | 11.65% | 11.69% | 11.74% | 11.79% | 11.84% | 11.89% | 11.93% | 11.98% | 12.03% | 12.08% | 12.12% | 12.17% | LBNL Phase 4 shed fractions for 2050, 2030, 2040, 2050, and trend interpolation (4-hour, procurement price 150)
Water Heating | Com-Water Heating-Add-on CTA 2045 control | Commercial | Com - Grocery | Medium | 0% | 2.397% | 4.795% | 7.192% | 9.59% | 11.99% | 14.38% | 16.78% | 16.82% | 16.85% | 16.89% | 16.93% | 16.96% | 17% | 17.04% | 17.07% | 17.11% | 17.15% | 17.18% | 17.22% | 17.25% | 17.29% | 17.33% | 17.36% | 17.4% | 17.44% | 17.47% | 17.51% | LBNL Phase 4 shed fractions for 2050, 2030, 2040, 2050, and trend interpolation (4-hour, procurement price 150)
Water Heating | Com-Water Heating-Add-on CTA 2045 control | Commercial | Com - Grocery | Small | 0% | 1.269% | 2.539% | 3.808% | 5.077% | 6.347% | 7.616% | 8.886% | 10.99% | 13.09% | 15.2% | 17.3% | 19.4% | 21.51% | 23.61% | 25.71% | 27.82% | 29.92% | 32.03% | 34.13% | 36.23% | 38.34% | 40.44% | 42.54% | 44.65% | 46.75% | 48.85% | 50.96% | LBNL Phase 4 shed fractions for 2050, 2030, 2040, 2050, and trend interpolation (4-hour, procurement price 150)
Water Heating | Com-Water Heating-Add-on CTA 2045 control | Commercial | Com - Health | Large | 0% | 1.73% | 3.459% | 5.189% | 6.919% | 8.648% | 10.38% | 12.11% | 12.03% | 11.95% | 11.87% | 11.79% | 11.71% | 11.63% | 11.55% | 11.47% | 11.38% | 11.3% | 11.22% | 11.14% | 11.06% | 10.98% | 10.9% | 10.82% | 10.74% | 10.66% | 10.58% | 10.5% | LBNL Phase 4 shed fractions for 2050, 2030, 2040, 2050, and trend interpolation (4-hour, procurement price 150)
Water Heating | Com-Water Heating-Add-on CTA 2045 control | Commercial | Com - Health | Medium | 0% | 5.336% | 10.67% | 16.01% | 21.34% | 26.68% | 32.01% | 37.35% | 37.39% | 37.43% | 37.46% | 37.5% | 37.54% | 37.58% | 37.62% | 37.65% | 37.69% | 37.73% | 37.77% | 37.81% | 37.84% | 37.88% | 37.92% | 37.96% | 38% | 38.03% | 38.07% | 38.11% | LBNL Phase 4 shed fractions for 2050, 2030, 2040, 2050, and trend interpolation (4-hour, procurement price 150)
Water Heating | Com-Water Heating-Add-on CTA 2045 control | Commercial | Com - Health | Small | 0% | 5.073% | 10.15% | 15.22% | 20.29% | 25.37% | 30.44% | 35.51% | 36.91% | 38.31% | 39.71% | 41.11% | 42.51% | 43.91% | 45.31% | 46.71% | 48.11% | 49.51% | 50.91% | 52.31% | 53.71% | 55.11% | 56.51% | 57.91% | 59.31% | 60.71% | 62.11% | 63.51% | LBNL Phase 4 shed fractions for 2050, 2030, 2040, 2050, and trend interpolation (4-hour, procurement price 150)
Water Heating | Com-Water Heating-Add-on CTA 2045 control | Commercial | Com - Lodging | Large | 0% | 1.428% | 2.856% | 4.283% | 5.711% | 7.139% | 8.567% | 9.995% | 9.978% | 9.962% | 9.946% | 9.93% | 9.914% | 9.897% | 9.881% | 9.865% | 9.849% | 9.833% | 9.816% | 9.8% | 9.784% | 9.768% | 9.752% | 9.735% | 9.719% | 9.703% | 9.687% | 9.671% | LBNL Phase 4 shed fractions for 2050, 2030, 2040, 2050, and trend interpolation (4-hour, procurement price 150)
Water Heating | Com-Water Heating-Add-on CTA 2045 control | Commercial | Com - Lodging | Medium | 0% | 5.782% | 11.56% | 17.35% | 23.13% | 28.91% | 34.69% | 40.48% | 40.4% | 40.33% | 40.25% | 40.18% | 40.1% | 40.02% | 39.95% | 39.87% | 39.8% | 39.72% | 39.65% | 39.57% | 39.5% | 39.42% | 39.35% | 39.27% | 39.2% | 39.12% | 39.05% | 38.97% | LBNL Phase 4 shed fractions for 2050, 2030, 2040, 2050, and trend interpolation (4-hour, procurement price 150)
Water Heating | Com-Water Heating-Add-on CTA 2045 control | Commercial | Com - Lodging | Small | [28 empty] | LBNL Phase 4 shed fractions for 2050, 2030, 2040, 2050, and trend interpolation (4-hour, procurement price 150) | bar: 2023 to 2050
Water Heating | Com-Water Heating-Add-on CTA 2045 control | Commercial | Com - Office (Large) | Large | 0% | 5.25% | 10.5% | 15.75% | 21% | 26.25% | 31.5% | 36.75% | 36.04% | 35.33% | 34.62% | 33.9% | 33.19% | 32.48% | 31.77% | 31.06% | 30.35% | 29.64% | 28.93% | 28.22% | 27.51% | 26.8% | 26.09% | 25.37% | 24.66% | 23.95% | 23.24% | 22.53% | LBNL Phase 4 shed fractions for 2050, 2030, 2040, 2050, and trend interpolation (4-hour, procurement price 150)
Water Heating | Com-Water Heating-Add-on CTA 2045 control | Commercial | Com - Office (Large) | Medium | 0% | 5.299% | 10.6% | 15.9% | 21.2% | 26.5% | 31.8% | 37.1% | 37.15% | 37.2% | 37.26% | 37.31% | 37.36% | 37.42% | 37.47% | 37.52% | 37.58% | 37.63% | 37.68% | 37.74% | 37.79% | 37.84% | 37.9% | 37.95% | 38% | 38.06% | 38.11% | 38.16% | LBNL Phase 4 shed fractions for 2050, 2030, 2040, 2050, and trend interpolation (4-hour, procurement price 150)
Water Heating | Com-Water Heating-Add-on CTA 2045 control | Commercial | Com - Office (Large) | Small | 0% | 5.294% | 10.59% | 15.88% | 21.18% | 26.47% | 31.76% | 37.06% | 37.03% | 37% | 36.97% | 36.94% | 36.91% | 36.88% | 36.85% | 36.82% | 36.79% | 36.76% | 36.73% | 36.7% | 36.67% | 36.64% | 36.61% | 36.59% | 36.56% | 36.53% | 36.5% | 36.47% | LBNL Phase 4 shed fractions for 2050, 2030, 2040, 2050, and trend interpolation (4-hour, procurement price 150)
Water Heating | Com-Water Heating-Add-on CTA 2045 control | Commercial | Com - Office (Small) | Large | 0% | 6.833% | 13.67% | 20.5% | 27.33% | 34.16% | 41% | 47.83% | 47.85% | 47.88% | 47.91% | 47.93% | 47.96% | 47.98% | 48.01% | 48.03% | 48.06% | 48.09% | 48.11% | 48.14% | 48.16% | 48.19% | 48.22% | 48.24% | 48.27% | 48.29% | 48.32% | 48.34% | LBNL Phase 4 shed fractions for 2050, 2030, 2040, 2050, and trend interpolation (4-hour, procurement price 150)
Water Heating | Com-Water Heating-Add-on CTA 2045 control | Commercial | Com - Office (Small) | Medium | 0% | 6.833% | 13.67% | 20.5% | 27.33% | 34.16% | 41% | 47.83% | 47.85% | 47.88% | 47.91% | 47.93% | 47.96% | 47.98% | 48.01% | 48.03% | 48.06% | 48.09% | 48.11% | 48.14% | 48.16% | 48.19% | 48.22% | 48.24% | 48.27% | 48.29% | 48.32% | 48.34% | LBNL Phase 4 shed fractions for 2050, 2030, 2040, 2050, and trend interpolation (4-hour, procurement price 150)
Water Heating | Com-Water Heating-Add-on CTA 2045 control | Commercial | Com - Office (Small) | Small | 0% | 6.836% | 13.67% | 20.51% | 27.34% | 34.18% | 41.01% | 47.85% | 47.92% | 47.99% | 48.06% | 48.13% | 48.21% | 48.28% | 48.35% | 48.42% | 48.49% | 48.56% | 48.63% | 48.71% | 48.78% | 48.85% | 48.92% | 48.99% | 49.06% | 49.13% | 49.21% | 49.28% | LBNL Phase 4 shed fractions for 2050, 2030, 2040, 2050, and trend interpolation (4-hour, procurement price 150)
Water Heating | Com-Water Heating-Add-on CTA 2045 control | Commercial | Com - Other | Large | 0% | 3.391% | 6.782% | 10.17% | 13.56% | 16.95% | 20.35% | 23.74% | 23.55% | 23.37% | 23.18% | 23% | 22.81% | 22.63% | 22.44% | 22.26% | 22.07% | 21.89% | 21.7% | 21.52% | 21.33% | 21.15% | 20.96% | 20.78% | 20.59% | 20.41% | 20.22% | 20.04% | LBNL Phase 4 shed fractions for 2050, 2030, 2040, 2050, and trend interpolation (4-hour, procurement price 150)
Water Heating | Com-Water Heating-Add-on CTA 2045 control | Commercial | Com - Other | Medium | 0% | 4.558% | 9.116% | 13.67% | 18.23% | 22.79% | 27.35% | 31.91% | 31.78% | 31.66% | 31.54% | 31.41% | 31.29% | 31.17% | 31.04% | 30.92% | 30.8% | 30.68% | 30.55% | 30.43% | 30.31% | 30.18% | 30.06% | 29.94% | 29.81% | 29.69% | 29.57% | 29.45% | LBNL Phase 4 shed fractions for 2050, 2030, 2040, 2050, and trend interpolation (4-hour, procurement price 150)
Water Heating | Com-Water Heating-Add-on CTA 2045 control | Commercial | Com - Other | Small | 0% | 3.947% | 7.895% | 11.84% | 15.79% | 19.74% | 23.68% | 27.63% | 28.77% | 29.91% | 31.05% | 32.19% | 33.32% | 34.46% | 35.6% | 36.74% | 37.88% | 39.02% | 40.16% | 41.29% | 42.43% | 43.57% | 44.71% | 45.85% | 46.99% | 48.13% | 49.26% | 50.4% | LBNL Phase 4 shed fractions for 2050, 2030, 2040, 2050, and trend interpolation (4-hour, procurement price 150)
Water Heating | Com-Water Heating-Add-on CTA 2045 control | Commercial | Com - Refrig. Warehouse | Large | 0% | 3.37% | 6.739% | 10.11% | 13.48% | 16.85% | 20.22% | 23.59% | 24.81% | 26.04% | 27.26% | 28.49% | 29.72% | 30.94% | 32.17% | 33.39% | 34.62% | 35.84% | 37.07% | 38.3% | 39.52% | 40.75% | 41.97% | 43.2% | 44.42% | 45.65% | 46.88% | 48.1% | LBNL Phase 4 shed fractions for 2050, 2030, 2040, 2050, and trend interpolation (4-hour, procurement price 150)
Water Heating | Com-Water Heating-Add-on CTA 2045 control | Commercial | Com - Refrig. Warehouse | Medium | 0% | 3.683% | 7.366% | 11.05% | 14.73% | 18.42% | 22.1% | 25.78% | 27.33% | 28.89% | 30.44% | 31.99% | 33.55% | 35.1% | 36.65% | 38.2% | 39.76% | 41.31% | 42.86% | 44.41% | 45.97% | 47.52% | 49.07% | 50.62% | 52.18% | 53.73% | 55.28% | 56.84% | LBNL Phase 4 shed fractions for 2050, 2030, 2040, 2050, and trend interpolation (4-hour, procurement price 150)
Water Heating | Com-Water Heating-Add-on CTA 2045 control | Commercial | Com - Refrig. Warehouse | Small | [28 empty] | LBNL Phase 4 shed fractions for 2050, 2030, 2040, 2050, and trend interpolation (4-hour, procurement price 150) | bar: 2023 to 2050
Water Heating | Com-Water Heating-Add-on CTA 2045 control | Commercial | Com - Restaurant | Large | 0% | 3.314% | 6.628% | 9.942% | 13.26% | 16.57% | 19.88% | 23.2% | 24.2% | 25.2% | 26.21% | 27.21% | 28.21% | 29.21% | 30.21% | 31.22% | 32.22% | 33.22% | 34.22% | 35.22% | 36.23% | 37.23% | 38.23% | 39.23% | 40.24% | 41.24% | 42.24% | 43.24% | LBNL Phase 4 shed fractions for 2050, 2030, 2040, 2050, and trend interpolation (4-hour, procurement price 150)
Water Heating | Com-Water Heating-Add-on CTA 2045 control | Commercial | Com - Restaurant | Medium | 0% | 5.291% | 10.58% | 15.87% | 21.16% | 26.45% | 31.74% | 37.03% | 36.9% | 36.77% | 36.64% | 36.51% | 36.37% | 36.24% | 36.11% | 35.98% | 35.84% | 35.71% | 35.58% | 35.45% | 35.32% | 35.18% | 35.05% | 34.92% | 34.79% | 34.66% | 34.52% | 34.39% | LBNL Phase 4 shed fractions for 2050, 2030, 2040, 2050, and trend interpolation (4-hour, procurement price 150)
Water Heating | Com-Water Heating-Add-on CTA 2045 control | Commercial | Com - Restaurant | Small | 0% | 5.947% | 11.89% | 17.84% | 23.79% | 29.74% | 35.68% | 41.63% | 41.59% | 41.55% | 41.5% | 41.46% | 41.42% | 41.38% | 41.34% | 41.3% | 41.25% | 41.21% | 41.17% | 41.13% | 41.09% | 41.05% | 41% | 40.96% | 40.92% | 40.88% | 40.84% | 40.8% | LBNL Phase 4 shed fractions for 2050, 2030, 2040, 2050, and trend interpolation (4-hour, procurement price 150)
Water Heating | Com-Water Heating-Add-on CTA 2045 control | Commercial | Com - Retail | Large | 0% | 2.509% | 5.017% | 7.526% | 10.03% | 12.54% | 15.05% | 17.56% | 17.5% | 17.43% | 17.36% | 17.3% | 17.23% | 17.17% | 17.1% | 17.04% | 16.97% | 16.91% | 16.84% | 16.77% | 16.71% | 16.64% | 16.58% | 16.51% | 16.45% | 16.38% | 16.32% | 16.25% | LBNL Phase 4 shed fractions for 2050, 2030, 2040, 2050, and trend interpolation (4-hour, procurement price 150)
Water Heating | Com-Water Heating-Add-on CTA 2045 control | Commercial | Com - Retail | Medium | 0% | 5.324% | 10.65% | 15.97% | 21.3% | 26.62% | 31.95% | 37.27% | 37.32% | 37.38% | 37.43% | 37.48% | 37.53% | 37.59% | 37.64% | 37.69% | 37.74% | 37.8% | 37.85% | 37.9% | 37.95% | 38% | 38.06% | 38.11% | 38.16% | 38.21% | 38.27% | 38.32% | LBNL Phase 4 shed fractions for 2050, 2030, 2040, 2050, and trend interpolation (4-hour, procurement price 150)
Water Heating | Com-Water Heating-Add-on CTA 2045 control | Commercial | Com - Retail | Small | 0% | 7.72% | 15.44% | 23.16% | 30.88% | 38.6% | 46.32% | 54.04% | 53.8% | 53.55% | 53.31% | 53.06% | 52.82% | 52.58% | 52.33% | 52.09% | 51.84% | 51.6% | 51.35% | 51.11% | 50.86% | 50.62% | 50.37% | 50.13% | 49.89% | 49.64% | 49.4% | 49.15% | LBNL Phase 4 shed fractions for 2050, 2030, 2040, 2050, and trend interpolation (4-hour, procurement price 150)
Water Heating | Com-Water Heating-Add-on CTA 2045 control | Commercial | Com - School | Large | 0% | 5.117% | 10.23% | 15.35% | 20.47% | 25.58% | 30.7% | 35.82% | 35.76% | 35.7% | 35.64% | 35.59% | 35.53% | 35.47% | 35.41% | 35.36% | 35.3% | 35.24% | 35.18% | 35.13% | 35.07% | 35.01% | 34.95% | 34.9% | 34.84% | 34.78% | 34.72% | 34.66% | LBNL Phase 4 shed fractions for 2050, 2030, 2040, 2050, and trend interpolation (4-hour, procurement price 150)
Water Heating | Com-Water Heating-Add-on CTA 2045 control | Commercial | Com - School | Medium | 0% | 4.609% | 9.218% | 13.83% | 18.44% | 23.05% | 27.65% | 32.26% | 32.21% | 32.15% | 32.09% | 32.04% | 31.98% | 31.92% | 31.87% | 31.81% | 31.75% | 31.7% | 31.64% | 31.58% | 31.53% | 31.47% | 31.41% | 31.36% | 31.3% | 31.25% | 31.19% | 31.13% | LBNL Phase 4 shed fractions for 2050, 2030, 2040, 2050, and trend interpolation (4-hour, procurement price 150)
Water Heating | Com-Water Heating-Add-on CTA 2045 control | Commercial | Com - School | Small | 0% | 3.647% | 7.294% | 10.94% | 14.59% | 18.24% | 21.88% | 25.53% | 26.88% | 28.23% | 29.58% | 30.92% | 32.27% | 33.62% | 34.97% | 36.32% | 37.67% | 39.02% | 40.37% | 41.71% | 43.06% | 44.41% | 45.76% | 47.11% | 48.46% | 49.81% | 51.16% | 52.5% | LBNL Phase 4 shed fractions for 2050, 2030, 2040, 2050, and trend interpolation (4-hour, procurement price 150)
Water Heating | Com-Water Heating-Add-on CTA 2045 control | Commercial | Com - Warehouse | Large | 0% | 2.561% | 5.123% | 7.684% | 10.25% | 12.81% | 15.37% | 17.93% | 17.86% | 17.79% | 17.72% | 17.65% | 17.58% | 17.51% | 17.44% | 17.37% | 17.3% | 17.23% | 17.16% | 17.09% | 17.02% | 16.95% | 16.88% | 16.81% | 16.74% | 16.67% | 16.6% | 16.53% | LBNL Phase 4 shed fractions for 2050, 2030, 2040, 2050, and trend interpolation (4-hour, procurement price 150)
Water Heating | Com-Water Heating-Add-on CTA 2045 control | Commercial | Com - Warehouse | Medium | 0% | 7.233% | 14.47% | 21.7% | 28.93% | 36.16% | 43.4% | 50.63% | 50.61% | 50.59% | 50.58% | 50.56% | 50.54% | 50.52% | 50.5% | 50.48% | 50.47% | 50.45% | 50.43% | 50.41% | 50.39% | 50.37% | 50.35% | 50.34% | 50.32% | 50.3% | 50.28% | 50.26% | LBNL Phase 4 shed fractions for 2050, 2030, 2040, 2050, and trend interpolation (4-hour, procurement price 150)
Water Heating | Com-Water Heating-Add-on CTA 2045 control | Commercial | Com - Warehouse | Small | 0% | 3.556% | 7.112% | 10.67% | 14.22% | 17.78% | 21.34% | 24.89% | 26.1% | 27.31% | 28.52% | 29.73% | 30.93% | 32.14% | 33.35% | 34.56% | 35.77% | 36.98% | 38.18% | 39.39% | 40.6% | 41.81% | 43.02% | 44.22% | 45.43% | 46.64% | 47.85% | 49.06% | LBNL Phase 4 shed fractions for 2050, 2030, 2040, 2050, and trend interpolation (4-hour, procurement price 150)
Water Heating | Com-Water Heating-Smart Water Heater | Commercial | Com - College | Large | [28 empty] | LBNL Phase 4 shed fractions for 2050, 2030, 2040, 2050, and trend interpolation (4-hour, procurement price 150) | bar: 2023 to 2050
Water Heating | Com-Water Heating-Smart Water Heater | Commercial | Com - College | Medium | [28 empty] | LBNL Phase 4 shed fractions for 2050, 2030, 2040, 2050, and trend interpolation (4-hour, procurement price 150) | bar: 2023 to 2050
Water Heating | Com-Water Heating-Smart Water Heater | Commercial | Com - College | Small | 0% | 3.675% | 7.349% | 11.02% | 14.7% | 18.37% | 22.05% | 25.72% | 27.05% | 28.37% | 29.7% | 31.03% | 32.35% | 33.68% | 35% | 36.33% | 37.65% | 38.98% | 40.31% | 41.63% | 42.96% | 44.28% | 45.61% | 46.94% | 48.26% | 49.59% | 50.91% | 52.24% | LBNL Phase 4 shed fractions for 2050, 2030, 2040, 2050, and trend interpolation (4-hour, procurement price 150)
Water Heating | Com-Water Heating-Smart Water Heater | Commercial | Com - Grocery | Large | [28 empty] | LBNL Phase 4 shed fractions for 2050, 2030, 2040, 2050, and trend interpolation (4-hour, procurement price 150) | bar: 2023 to 2050
Water Heating | Com-Water Heating-Smart Water Heater | Commercial | Com - Grocery | Medium | [28 empty] | LBNL Phase 4 shed fractions for 2050, 2030, 2040, 2050, and trend interpolation (4-hour, procurement price 150) | bar: 2023 to 2050
Water Heating | Com-Water Heating-Smart Water Heater | Commercial | Com - Grocery | Small | [28 empty] | LBNL Phase 4 shed fractions for 2050, 2030, 2040, 2050, and trend interpolation (4-hour, procurement price 150) | bar: 2023 to 2050
Water Heating | Com-Water Heating-Smart Water Heater | Commercial | Com - Health | Large | [28 empty] | LBNL Phase 4 shed fractions for 2050, 2030, 2040, 2050, and trend interpolation (4-hour, procurement price 150) | bar: 2023 to 2050
Water Heating | Com-Water Heating-Smart Water Heater | Commercial | Com - Health | Medium | [28 empty] | LBNL Phase 4 shed fractions for 2050, 2030, 2040, 2050, and trend interpolation (4-hour, procurement price 150) | bar: 2023 to 2050
Water Heating | Com-Water Heating-Smart Water Heater | Commercial | Com - Health | Small | 0% | 4.719% | 9.438% | 14.16% | 18.88% | 23.59% | 28.31% | 33.03% | 34.55% | 36.07% | 37.58% | 39.1% | 40.62% | 42.14% | 43.65% | 45.17% | 46.69% | 48.21% | 49.72% | 51.24% | 52.76% | 54.27% | 55.79% | 57.31% | 58.83% | 60.34% | 61.86% | 63.38% | LBNL Phase 4 shed fractions for 2050, 2030, 2040, 2050, and trend interpolation (4-hour, procurement price 150)
Water Heating | Com-Water Heating-Smart Water Heater | Commercial | Com - Lodging | Large | [28 empty] | LBNL Phase 4 shed fractions for 2050, 2030, 2040, 2050, and trend interpolation (4-hour, procurement price 150) | bar: 2023 to 2050
Water Heating | Com-Water Heating-Smart Water Heater | Commercial | Com - Lodging | Medium | [28 empty] | LBNL Phase 4 shed fractions for 2050, 2030, 2040, 2050, and trend interpolation (4-hour, procurement price 150) | bar: 2023 to 2050
Water Heating | Com-Water Heating-Smart Water Heater | Commercial | Com - Lodging | Small | [28 empty] | LBNL Phase 4 shed fractions for 2050, 2030, 2040, 2050, and trend interpolation (4-hour, procurement price 150) | bar: 2023 to 2050
Water Heating | Com-Water Heating-Smart Water Heater | Commercial | Com - Office (Large) | Large | [28 empty] | LBNL Phase 4 shed fractions for 2050, 2030, 2040, 2050, and trend interpolation (4-hour, procurement price 150) | bar: 2023 to 2050
Water Heating | Com-Water Heating-Smart Water Heater | Commercial | Com - Office (Large) | Medium | [28 empty] | LBNL Phase 4 shed fractions for 2050, 2030, 2040, 2050, and trend interpolation (4-hour, procurement price 150) | bar: 2023 to 2050
Water Heating | Com-Water Heating-Smart Water Heater | Commercial | Com - Office (Large) | Small | [28 empty] | LBNL Phase 4 shed fractions for 2050, 2030, 2040, 2050, and trend interpolation (4-hour, procurement price 150) | bar: 2023 to 2050
Water Heating | Com-Water Heating-Smart Water Heater | Commercial | Com - Office (Small) | Large | [28 empty] | LBNL Phase 4 shed fractions for 2050, 2030, 2040, 2050, and trend interpolation (4-hour, procurement price 150) | bar: 2023 to 2050
Water Heating | Com-Water Heating-Smart Water Heater | Commercial | Com - Office (Small) | Medium | [28 empty] | LBNL Phase 4 shed fractions for 2050, 2030, 2040, 2050, and trend interpolation (4-hour, procurement price 150) | bar: 2023 to 2050
Water Heating | Com-Water Heating-Smart Water Heater | Commercial | Com - Office (Small) | Small | 0% | 3.738% | 7.476% | 11.21% | 14.95% | 18.69% | 22.43% | 26.17% | 27.56% | 28.96% | 30.36% | 31.76% | 33.15% | 34.55% | 35.95% | 37.35% | 38.74% | 40.14% | 41.54% | 42.94% | 44.33% | 45.73% | 47.13% | 48.53% | 49.92% | 51.32% | 52.72% | 54.12% | LBNL Phase 4 shed fractions for 2050, 2030, 2040, 2050, and trend interpolation (4-hour, procurement price 150)
Water Heating | Com-Water Heating-Smart Water Heater | Commercial | Com - Other | Large | [28 empty] | LBNL Phase 4 shed fractions for 2050, 2030, 2040, 2050, and trend interpolation (4-hour, procurement price 150) | bar: 2023 to 2050
Water Heating | Com-Water Heating-Smart Water Heater | Commercial | Com - Other | Medium | [28 empty] | LBNL Phase 4 shed fractions for 2050, 2030, 2040, 2050, and trend interpolation (4-hour, procurement price 150) | bar: 2023 to 2050
Water Heating | Com-Water Heating-Smart Water Heater | Commercial | Com - Other | Small | 0% | 3.659% | 7.319% | 10.98% | 14.64% | 18.3% | 21.96% | 25.62% | 26.71% | 27.8% | 28.89% | 29.98% | 31.07% | 32.17% | 33.26% | 34.35% | 35.44% | 36.53% | 37.62% | 38.72% | 39.81% | 40.9% | 41.99% | 43.08% | 44.18% | 45.27% | 46.36% | 47.45% | LBNL Phase 4 shed fractions for 2050, 2030, 2040, 2050, and trend interpolation (4-hour, procurement price 150)
Water Heating | Com-Water Heating-Smart Water Heater | Commercial | Com - Refrig. Warehouse | Large | [28 empty] | LBNL Phase 4 shed fractions for 2050, 2030, 2040, 2050, and trend interpolation (4-hour, procurement price 150) | bar: 2023 to 2050
Water Heating | Com-Water Heating-Smart Water Heater | Commercial | Com - Refrig. Warehouse | Medium | [28 empty] | LBNL Phase 4 shed fractions for 2050, 2030, 2040, 2050, and trend interpolation (4-hour, procurement price 150) | bar: 2023 to 2050
Water Heating | Com-Water Heating-Smart Water Heater | Commercial | Com - Refrig. Warehouse | Small | [28 empty] | LBNL Phase 4 shed fractions for 2050, 2030, 2040, 2050, and trend interpolation (4-hour, procurement price 150) | bar: 2023 to 2050
Water Heating | Com-Water Heating-Smart Water Heater | Commercial | Com - Restaurant | Large | [28 empty] | LBNL Phase 4 shed fractions for 2050, 2030, 2040, 2050, and trend interpolation (4-hour, procurement price 150) | bar: 2023 to 2050
Water Heating | Com-Water Heating-Smart Water Heater | Commercial | Com - Restaurant | Medium | [28 empty] | LBNL Phase 4 shed fractions for 2050, 2030, 2040, 2050, and trend interpolation (4-hour, procurement price 150) | bar: 2023 to 2050
Water Heating | Com-Water Heating-Smart Water Heater | Commercial | Com - Restaurant | Small | [28 empty] | LBNL Phase 4 shed fractions for 2050, 2030, 2040, 2050, and trend interpolation (4-hour, procurement price 150) | bar: 2023 to 2050
Water Heating | Com-Water Heating-Smart Water Heater | Commercial | Com - Retail | Large | [28 empty] | LBNL Phase 4 shed fractions for 2050, 2030, 2040, 2050, and trend interpolation (4-hour, procurement price 150) | bar: 2023 to 2050
Water Heating | Com-Water Heating-Smart Water Heater | Commercial | Com - Retail | Medium | [28 empty] | LBNL Phase 4 shed fractions for 2050, 2030, 2040, 2050, and trend interpolation (4-hour, procurement price 150) | bar: 2023 to 2050
Water Heating | Com-Water Heating-Smart Water Heater | Commercial | Com - Retail | Small | 0% | 4.581% | 9.162% | 13.74% | 18.32% | 22.9% | 27.49% | 32.07% | 33.26% | 34.46% | 35.65% | 36.84% | 38.04% | 39.23% | 40.43% | 41.62% | 42.82% | 44.01% | 45.21% | 46.4% | 47.59% | 48.79% | 49.98% | 51.18% | 52.37% | 53.57% | 54.76% | 55.96% | LBNL Phase 4 shed fractions for 2050, 2030, 2040, 2050, and trend interpolation (4-hour, procurement price 150)
Water Heating | Com-Water Heating-Smart Water Heater | Commercial | Com - School | Large | [28 empty] | LBNL Phase 4 shed fractions for 2050, 2030, 2040, 2050, and trend interpolation (4-hour, procurement price 150) | bar: 2023 to 2050
Water Heating | Com-Water Heating-Smart Water Heater | Commercial | Com - School | Medium | [28 empty] | LBNL Phase 4 shed fractions for 2050, 2030, 2040, 2050, and trend interpolation (4-hour, procurement price 150) | bar: 2023 to 2050
Water Heating | Com-Water Heating-Smart Water Heater | Commercial | Com - School | Small | 0% | 3.675% | 7.349% | 11.02% | 14.7% | 18.37% | 22.05% | 25.72% | 27.05% | 28.37% | 29.7% | 31.03% | 32.35% | 33.68% | 35% | 36.33% | 37.65% | 38.98% | 40.31% | 41.63% | 42.96% | 44.28% | 45.61% | 46.94% | 48.26% | 49.59% | 50.91% | 52.24% | LBNL Phase 4 shed fractions for 2050, 2030, 2040, 2050, and trend interpolation (4-hour, procurement price 150)
Water Heating | Com-Water Heating-Smart Water Heater | Commercial | Com - Warehouse | Large | [28 empty] | LBNL Phase 4 shed fractions for 2050, 2030, 2040, 2050, and trend interpolation (4-hour, procurement price 150) | bar: 2023 to 2050
Water Heating | Com-Water Heating-Smart Water Heater | Commercial | Com - Warehouse | Medium | [28 empty] | LBNL Phase 4 shed fractions for 2050, 2030, 2040, 2050, and trend interpolation (4-hour, procurement price 150) | bar: 2023 to 2050
Water Heating | Com-Water Heating-Smart Water Heater | Commercial | Com - Warehouse | Small | 0% | 3.454% | 6.907% | 10.36% | 13.81% | 17.27% | 20.72% | 24.18% | 25.5% | 26.83% | 28.16% | 29.49% | 30.82% | 32.14% | 33.47% | 34.8% | 36.13% | 37.45% | 38.78% | 40.11% | 41.44% | 42.77% | 44.09% | 45.42% | 46.75% | 48.08% | 49.41% | 50.73% | LBNL Phase 4 shed fractions for 2050, 2030, 2040, 2050, and trend interpolation (4-hour, procurement price 150)
Water Heating | Res-DLC-Water Heating-Switch | Residential | Multifamily | AllSize | 0% | 0.1493% | 0.2986% | 0.4479% | 0.5972% | 0.7465% | 0.8958% | 1.045% | 1.173% | 1.301% | 1.429% | 1.557% | 1.685% | 1.814% | 1.942% | 2.07% | 2.198% | 2.326% | 2.454% | 2.582% | 2.71% | 2.838% | 2.966% | 3.094% | 3.222% | 3.35% | 3.478% | 3.606% | LBNL Phase 4 shed fractions for 2050, 2030, 2040, 2050, and trend interpolation (4-hour, procurement price 150)
Water Heating | Res-DLC-Water Heating-Switch | Residential | Singlefamily | AllSize | 0% | 0.2382% | 0.4764% | 0.7145% | 0.9527% | 1.191% | 1.429% | 1.667% | 1.778% | 1.89% | 2.001% | 2.112% | 2.224% | 2.335% | 2.446% | 2.557% | 2.669% | 2.78% | 2.891% | 3.002% | 3.114% | 3.225% | 3.336% | 3.447% | 3.559% | 3.67% | 3.781% | 3.892% | LBNL Phase 4 shed fractions for 2050, 2030, 2040, 2050, and trend interpolation (4-hour, procurement price 150)
Water Heating | Res-Water Heating-Add-on CTA 2045 control | Residential | Multifamily | AllSize | [28 empty] | LBNL Phase 4 shed fractions for 2050, 2030, 2040, 2050, and trend interpolation (4-hour, procurement price 150) | bar: 2023 to 2050
Water Heating | Res-Water Heating-Add-on CTA 2045 control | Residential | Singlefamily | AllSize | [28 empty] | LBNL Phase 4 shed fractions for 2050, 2030, 2040, 2050, and trend interpolation (4-hour, procurement price 150) | bar: 2023 to 2050
Water Heating | Res-Water Heating-Smart Water Heater | Residential | Multifamily | AllSize | 0% | 0.2765% | 0.5529% | 0.8294% | 1.106% | 1.382% | 1.659% | 1.935% | 1.931% | 1.927% | 1.923% | 1.918% | 1.914% | 1.91% | 1.906% | 1.901% | 1.897% | 1.893% | 1.889% | 1.885% | 1.88% | 1.876% | 1.872% | 1.868% | 1.863% | 1.859% | 1.855% | 1.851% | LBNL Phase 4 shed fractions for 2050, 2030, 2040, 2050, and trend interpolation (4-hour, procurement price 150)
Water Heating | Res-Water Heating-Smart Water Heater | Residential | Singlefamily | AllSize | 0% | 0.3461% | 0.6922% | 1.038% | 1.384% | 1.73% | 2.076% | 2.423% | 2.434% | 2.445% | 2.456% | 2.467% | 2.478% | 2.489% | 2.5% | 2.511% | 2.522% | 2.533% | 2.544% | 2.556% | 2.567% | 2.578% | 2.589% | 2.6% | 2.611% | 2.622% | 2.633% | 2.644% | LBNL Phase 4 shed fractions for 2050, 2030, 2040, 2050, and trend interpolation (4-hour, procurement price 150)

## Unit Impact
Option Grouping | DRSubOption | Sector | BuildingType | 2023 | 2024 | 2025 | 2026 | 2027 | 2028 | 2029 | 2030 | 2031 | 2032 | 2033 | 2034 | 2035 | 2036 | 2037 | 2038 | 2039 | 2040 | 2041 | 2042 | 2043 | 2044 | 2045 | 2046 | 2047 | 2048 | 2049 | 2050 | Assumption Basis
Ag Pumping | Ag-Auto-DR-Pumping Control | Agricultural | Ag-Animal | 66% | 66% | 66% | 66% | 66% | 66% | 66% | 66% | 66% | 66% | 66% | 66% | 66% | 66% | 66% | 66% | 66% | 66% | 66% | 66% | 66% | 66% | 66% | 66% | 66% | 66% | 66% | 66% | LBNL Phase 3 and 4 studies
Ag Pumping | Ag-Auto-DR-Pumping Control | Agricultural | Ag-Crop | 66% | 66% | 66% | 66% | 66% | 66% | 66% | 66% | 66% | 66% | 66% | 66% | 66% | 66% | 66% | 66% | 66% | 66% | 66% | 66% | 66% | 66% | 66% | 66% | 66% | 66% | 66% | 66% | LBNL Phase 3 and 4 studies
Ag Pumping | Ag-Auto-DR-Pumping Control | Agricultural | Water, Irrigation | 66% | 66% | 66% | 66% | 66% | 66% | 66% | 66% | 66% | 66% | 66% | 66% | 66% | 66% | 66% | 66% | 66% | 66% | 66% | 66% | 66% | 66% | 66% | 66% | 66% | 66% | 66% | 66% | LBNL Phase 3 and 4 studies
Ag Pumping | Ag-Auto-DR-Pumping Control | Agricultural | Water, Municipal | 50% | 50% | 50% | 50% | 50% | 50% | 50% | 50% | 50% | 50% | 50% | 50% | 50% | 50% | 50% | 50% | 50% | 50% | 50% | 50% | 50% | 50% | 50% | 50% | 50% | 50% | 50% | 50% | LBNL Phase 3 and 4 studies
Ag Pumping | Ag-DLC Switch-Pumping Control | Agricultural | Ag-Animal | 66% | 66% | 66% | 66% | 66% | 66% | 66% | 66% | 66% | 66% | 66% | 66% | 66% | 66% | 66% | 66% | 66% | 66% | 66% | 66% | 66% | 66% | 66% | 66% | 66% | 66% | 66% | 66% | LBNL Phase 3 and 4 studies
Ag Pumping | Ag-DLC Switch-Pumping Control | Agricultural | Ag-Crop | 66% | 66% | 66% | 66% | 66% | 66% | 66% | 66% | 66% | 66% | 66% | 66% | 66% | 66% | 66% | 66% | 66% | 66% | 66% | 66% | 66% | 66% | 66% | 66% | 66% | 66% | 66% | 66% | LBNL Phase 3 and 4 studies
Ag Pumping | Ag-DLC Switch-Pumping Control | Agricultural | Water, Irrigation | 66% | 66% | 66% | 66% | 66% | 66% | 66% | 66% | 66% | 66% | 66% | 66% | 66% | 66% | 66% | 66% | 66% | 66% | 66% | 66% | 66% | 66% | 66% | 66% | 66% | 66% | 66% | 66% | LBNL Phase 3 and 4 studies
Ag Pumping | Ag-DLC Switch-Pumping Control | Agricultural | Water, Municipal | 50% | 50% | 50% | 50% | 50% | 50% | 50% | 50% | 50% | 50% | 50% | 50% | 50% | 50% | 50% | 50% | 50% | 50% | 50% | 50% | 50% | 50% | 50% | 50% | 50% | 50% | 50% | 50% | LBNL Phase 3 and 4 studies
Ag Pumping | Water Supply/WW pumping control | Agricultural | Ag-Animal | 66% | 66% | 66% | 66% | 66% | 66% | 66% | 66% | 66% | 66% | 66% | 66% | 66% | 66% | 66% | 66% | 66% | 66% | 66% | 66% | 66% | 66% | 66% | 66% | 66% | 66% | 66% | 66% | LBNL Phase 3 and 4 studies
Ag Pumping | Water Supply/WW pumping control | Agricultural | Ag-Crop | 66% | 66% | 66% | 66% | 66% | 66% | 66% | 66% | 66% | 66% | 66% | 66% | 66% | 66% | 66% | 66% | 66% | 66% | 66% | 66% | 66% | 66% | 66% | 66% | 66% | 66% | 66% | 66% | LBNL Phase 3 and 4 studies
Ag Pumping | Water Supply/WW pumping control | Agricultural | Water, Irrigation | 66% | 66% | 66% | 66% | 66% | 66% | 66% | 66% | 66% | 66% | 66% | 66% | 66% | 66% | 66% | 66% | 66% | 66% | 66% | 66% | 66% | 66% | 66% | 66% | 66% | 66% | 66% | 66% | LBNL Phase 3 and 4 studies
Ag Pumping | Water Supply/WW pumping control | Agricultural | Water, Municipal | 50% | 50% | 50% | 50% | 50% | 50% | 50% | 50% | 50% | 50% | 50% | 50% | 50% | 50% | 50% | 50% | 50% | 50% | 50% | 50% | 50% | 50% | 50% | 50% | 50% | 50% | 50% | 50% | LBNL Phase 3 and 4 studies
Battery-NonRes | Ag-Battery Dispatch | Agricultural | Ag-BTM Battery | 100% | 100% | 100% | 100% | 100% | 100% | 100% | 100% | 100% | 100% | 100% | 100% | 100% | 100% | 100% | 100% | 100% | 100% | 100% | 100% | 100% | 100% | 100% | 100% | 100% | 100% | 100% | 100% | Default 100% assumption
Battery-NonRes | Com-Battery Dispatch | Commercial | Com-BTM Battery | 100% | 100% | 100% | 100% | 100% | 100% | 100% | 100% | 100% | 100% | 100% | 100% | 100% | 100% | 100% | 100% | 100% | 100% | 100% | 100% | 100% | 100% | 100% | 100% | 100% | 100% | 100% | 100% | Default 100% assumption
Battery-NonRes | Ind-Battery Dispatch | Industrial | Ind-BTM Battery | 100% | 100% | 100% | 100% | 100% | 100% | 100% | 100% | 100% | 100% | 100% | 100% | 100% | 100% | 100% | 100% | 100% | 100% | 100% | 100% | 100% | 100% | 100% | 100% | 100% | 100% | 100% | 100% | Default 100% assumption
Battery-Res | Res-Battery Dispatch | Residential | Res-BTM Battery | 100% | 100% | 100% | 100% | 100% | 100% | 100% | 100% | 100% | 100% | 100% | 100% | 100% | 100% | 100% | 100% | 100% | 100% | 100% | 100% | 100% | 100% | 100% | 100% | 100% | 100% | 100% | 100% | Default 100% assumption
HVAC | Com-DLC-HVAC-Switch | Commercial | Com - College | 50% | 50% | 50% | 50% | 50% | 50% | 50% | 50% | 50% | 50% | 50% | 50% | 50% | 50% | 50% | 50% | 50% | 50% | 50% | 50% | 50% | 50% | 50% | 50% | 50% | 50% | 50% | 50% | LBNL Phase 3 and 4 studies
HVAC | Com-DLC-HVAC-Switch | Commercial | Com - Grocery | 50% | 50% | 50% | 50% | 50% | 50% | 50% | 50% | 50% | 50% | 50% | 50% | 50% | 50% | 50% | 50% | 50% | 50% | 50% | 50% | 50% | 50% | 50% | 50% | 50% | 50% | 50% | 50% | LBNL Phase 3 and 4 studies
HVAC | Com-DLC-HVAC-Switch | Commercial | Com - Health | 50% | 50% | 50% | 50% | 50% | 50% | 50% | 50% | 50% | 50% | 50% | 50% | 50% | 50% | 50% | 50% | 50% | 50% | 50% | 50% | 50% | 50% | 50% | 50% | 50% | 50% | 50% | 50% | LBNL Phase 3 and 4 studies
HVAC | Com-DLC-HVAC-Switch | Commercial | Com - Lodging | 50% | 50% | 50% | 50% | 50% | 50% | 50% | 50% | 50% | 50% | 50% | 50% | 50% | 50% | 50% | 50% | 50% | 50% | 50% | 50% | 50% | 50% | 50% | 50% | 50% | 50% | 50% | 50% | LBNL Phase 3 and 4 studies
HVAC | Com-DLC-HVAC-Switch | Commercial | Com - Office (Large) | 50% | 50% | 50% | 50% | 50% | 50% | 50% | 50% | 50% | 50% | 50% | 50% | 50% | 50% | 50% | 50% | 50% | 50% | 50% | 50% | 50% | 50% | 50% | 50% | 50% | 50% | 50% | 50% | LBNL Phase 3 and 4 studies
HVAC | Com-DLC-HVAC-Switch | Commercial | Com - Office (Small) | 50% | 50% | 50% | 50% | 50% | 50% | 50% | 50% | 50% | 50% | 50% | 50% | 50% | 50% | 50% | 50% | 50% | 50% | 50% | 50% | 50% | 50% | 50% | 50% | 50% | 50% | 50% | 50% | LBNL Phase 3 and 4 studies
HVAC | Com-DLC-HVAC-Switch | Commercial | Com - Other | 50% | 50% | 50% | 50% | 50% | 50% | 50% | 50% | 50% | 50% | 50% | 50% | 50% | 50% | 50% | 50% | 50% | 50% | 50% | 50% | 50% | 50% | 50% | 50% | 50% | 50% | 50% | 50% | LBNL Phase 3 and 4 studies
HVAC | Com-DLC-HVAC-Switch | Commercial | Com - Refrig. Warehouse | 50% | 50% | 50% | 50% | 50% | 50% | 50% | 50% | 50% | 50% | 50% | 50% | 50% | 50% | 50% | 50% | 50% | 50% | 50% | 50% | 50% | 50% | 50% | 50% | 50% | 50% | 50% | 50% | LBNL Phase 3 and 4 studies
HVAC | Com-DLC-HVAC-Switch | Commercial | Com - Restaurant | 50% | 50% | 50% | 50% | 50% | 50% | 50% | 50% | 50% | 50% | 50% | 50% | 50% | 50% | 50% | 50% | 50% | 50% | 50% | 50% | 50% | 50% | 50% | 50% | 50% | 50% | 50% | 50% | LBNL Phase 3 and 4 studies
HVAC | Com-DLC-HVAC-Switch | Commercial | Com - Retail | 50% | 50% | 50% | 50% | 50% | 50% | 50% | 50% | 50% | 50% | 50% | 50% | 50% | 50% | 50% | 50% | 50% | 50% | 50% | 50% | 50% | 50% | 50% | 50% | 50% | 50% | 50% | 50% | LBNL Phase 3 and 4 studies
HVAC | Com-DLC-HVAC-Switch | Commercial | Com - School | 50% | 50% | 50% | 50% | 50% | 50% | 50% | 50% | 50% | 50% | 50% | 50% | 50% | 50% | 50% | 50% | 50% | 50% | 50% | 50% | 50% | 50% | 50% | 50% | 50% | 50% | 50% | 50% | LBNL Phase 3 and 4 studies
HVAC | Com-DLC-HVAC-Switch | Commercial | Com - Warehouse | 50% | 50% | 50% | 50% | 50% | 50% | 50% | 50% | 50% | 50% | 50% | 50% | 50% | 50% | 50% | 50% | 50% | 50% | 50% | 50% | 50% | 50% | 50% | 50% | 50% | 50% | 50% | 50% | LBNL Phase 3 and 4 studies
HVAC | Com-HVAC-EMS | Commercial | Com - College | 50% | 50% | 50% | 50% | 50% | 50% | 50% | 50% | 50% | 50% | 50% | 50% | 50% | 50% | 50% | 50% | 50% | 50% | 50% | 50% | 50% | 50% | 50% | 50% | 50% | 50% | 50% | 50% | LBNL Phase 3 and 4 studies
HVAC | Com-HVAC-EMS | Commercial | Com - Grocery | 50% | 50% | 50% | 50% | 50% | 50% | 50% | 50% | 50% | 50% | 50% | 50% | 50% | 50% | 50% | 50% | 50% | 50% | 50% | 50% | 50% | 50% | 50% | 50% | 50% | 50% | 50% | 50% | LBNL Phase 3 and 4 studies
HVAC | Com-HVAC-EMS | Commercial | Com - Health | 50% | 50% | 50% | 50% | 50% | 50% | 50% | 50% | 50% | 50% | 50% | 50% | 50% | 50% | 50% | 50% | 50% | 50% | 50% | 50% | 50% | 50% | 50% | 50% | 50% | 50% | 50% | 50% | LBNL Phase 3 and 4 studies
HVAC | Com-HVAC-EMS | Commercial | Com - Lodging | 50% | 50% | 50% | 50% | 50% | 50% | 50% | 50% | 50% | 50% | 50% | 50% | 50% | 50% | 50% | 50% | 50% | 50% | 50% | 50% | 50% | 50% | 50% | 50% | 50% | 50% | 50% | 50% | LBNL Phase 3 and 4 studies
HVAC | Com-HVAC-EMS | Commercial | Com - Office (Large) | 50% | 50% | 50% | 50% | 50% | 50% | 50% | 50% | 50% | 50% | 50% | 50% | 50% | 50% | 50% | 50% | 50% | 50% | 50% | 50% | 50% | 50% | 50% | 50% | 50% | 50% | 50% | 50% | LBNL Phase 3 and 4 studies
HVAC | Com-HVAC-EMS | Commercial | Com - Office (Small) | 50% | 50% | 50% | 50% | 50% | 50% | 50% | 50% | 50% | 50% | 50% | 50% | 50% | 50% | 50% | 50% | 50% | 50% | 50% | 50% | 50% | 50% | 50% | 50% | 50% | 50% | 50% | 50% | LBNL Phase 3 and 4 studies
HVAC | Com-HVAC-EMS | Commercial | Com - Other | 50% | 50% | 50% | 50% | 50% | 50% | 50% | 50% | 50% | 50% | 50% | 50% | 50% | 50% | 50% | 50% | 50% | 50% | 50% | 50% | 50% | 50% | 50% | 50% | 50% | 50% | 50% | 50% | LBNL Phase 3 and 4 studies
HVAC | Com-HVAC-EMS | Commercial | Com - Refrig. Warehouse | 50% | 50% | 50% | 50% | 50% | 50% | 50% | 50% | 50% | 50% | 50% | 50% | 50% | 50% | 50% | 50% | 50% | 50% | 50% | 50% | 50% | 50% | 50% | 50% | 50% | 50% | 50% | 50% | LBNL Phase 3 and 4 studies
HVAC | Com-HVAC-EMS | Commercial | Com - Restaurant | 50% | 50% | 50% | 50% | 50% | 50% | 50% | 50% | 50% | 50% | 50% | 50% | 50% | 50% | 50% | 50% | 50% | 50% | 50% | 50% | 50% | 50% | 50% | 50% | 50% | 50% | 50% | 50% | LBNL Phase 3 and 4 studies
HVAC | Com-HVAC-EMS | Commercial | Com - Retail | 50% | 50% | 50% | 50% | 50% | 50% | 50% | 50% | 50% | 50% | 50% | 50% | 50% | 50% | 50% | 50% | 50% | 50% | 50% | 50% | 50% | 50% | 50% | 50% | 50% | 50% | 50% | 50% | LBNL Phase 3 and 4 studies
HVAC | Com-HVAC-EMS | Commercial | Com - School | 50% | 50% | 50% | 50% | 50% | 50% | 50% | 50% | 50% | 50% | 50% | 50% | 50% | 50% | 50% | 50% | 50% | 50% | 50% | 50% | 50% | 50% | 50% | 50% | 50% | 50% | 50% | 50% | LBNL Phase 3 and 4 studies
HVAC | Com-HVAC-EMS | Commercial | Com - Warehouse | 50% | 50% | 50% | 50% | 50% | 50% | 50% | 50% | 50% | 50% | 50% | 50% | 50% | 50% | 50% | 50% | 50% | 50% | 50% | 50% | 50% | 50% | 50% | 50% | 50% | 50% | 50% | 50% | LBNL Phase 3 and 4 studies
HVAC | Com-HVAC-TES | Commercial | Com - College | 100% | 100% | 100% | 100% | 100% | 100% | 100% | 100% | 100% | 100% | 100% | 100% | 100% | 100% | 100% | 100% | 100% | 100% | 100% | 100% | 100% | 100% | 100% | 100% | 100% | 100% | 100% | 100% | LBNL Phase 3 and 4 studies
HVAC | Com-HVAC-TES | Commercial | Com - Grocery | 100% | 100% | 100% | 100% | 100% | 100% | 100% | 100% | 100% | 100% | 100% | 100% | 100% | 100% | 100% | 100% | 100% | 100% | 100% | 100% | 100% | 100% | 100% | 100% | 100% | 100% | 100% | 100% | LBNL Phase 3 and 4 studies
HVAC | Com-HVAC-TES | Commercial | Com - Health | 100% | 100% | 100% | 100% | 100% | 100% | 100% | 100% | 100% | 100% | 100% | 100% | 100% | 100% | 100% | 100% | 100% | 100% | 100% | 100% | 100% | 100% | 100% | 100% | 100% | 100% | 100% | 100% | LBNL Phase 3 and 4 studies
HVAC | Com-HVAC-TES | Commercial | Com - Lodging | 100% | 100% | 100% | 100% | 100% | 100% | 100% | 100% | 100% | 100% | 100% | 100% | 100% | 100% | 100% | 100% | 100% | 100% | 100% | 100% | 100% | 100% | 100% | 100% | 100% | 100% | 100% | 100% | LBNL Phase 3 and 4 studies
HVAC | Com-HVAC-TES | Commercial | Com - Office (Large) | 100% | 100% | 100% | 100% | 100% | 100% | 100% | 100% | 100% | 100% | 100% | 100% | 100% | 100% | 100% | 100% | 100% | 100% | 100% | 100% | 100% | 100% | 100% | 100% | 100% | 100% | 100% | 100% | LBNL Phase 3 and 4 studies
HVAC | Com-HVAC-TES | Commercial | Com - Office (Small) | 100% | 100% | 100% | 100% | 100% | 100% | 100% | 100% | 100% | 100% | 100% | 100% | 100% | 100% | 100% | 100% | 100% | 100% | 100% | 100% | 100% | 100% | 100% | 100% | 100% | 100% | 100% | 100% | LBNL Phase 3 and 4 studies
HVAC | Com-HVAC-TES | Commercial | Com - Other | 100% | 100% | 100% | 100% | 100% | 100% | 100% | 100% | 100% | 100% | 100% | 100% | 100% | 100% | 100% | 100% | 100% | 100% | 100% | 100% | 100% | 100% | 100% | 100% | 100% | 100% | 100% | 100% | LBNL Phase 3 and 4 studies
HVAC | Com-HVAC-TES | Commercial | Com - Refrig. Warehouse | 100% | 100% | 100% | 100% | 100% | 100% | 100% | 100% | 100% | 100% | 100% | 100% | 100% | 100% | 100% | 100% | 100% | 100% | 100% | 100% | 100% | 100% | 100% | 100% | 100% | 100% | 100% | 100% | LBNL Phase 3 and 4 studies
HVAC | Com-HVAC-TES | Commercial | Com - Restaurant | 100% | 100% | 100% | 100% | 100% | 100% | 100% | 100% | 100% | 100% | 100% | 100% | 100% | 100% | 100% | 100% | 100% | 100% | 100% | 100% | 100% | 100% | 100% | 100% | 100% | 100% | 100% | 100% | LBNL Phase 3 and 4 studies
HVAC | Com-HVAC-TES | Commercial | Com - Retail | 100% | 100% | 100% | 100% | 100% | 100% | 100% | 100% | 100% | 100% | 100% | 100% | 100% | 100% | 100% | 100% | 100% | 100% | 100% | 100% | 100% | 100% | 100% | 100% | 100% | 100% | 100% | 100% | LBNL Phase 3 and 4 studies
HVAC | Com-HVAC-TES | Commercial | Com - School | 100% | 100% | 100% | 100% | 100% | 100% | 100% | 100% | 100% | 100% | 100% | 100% | 100% | 100% | 100% | 100% | 100% | 100% | 100% | 100% | 100% | 100% | 100% | 100% | 100% | 100% | 100% | 100% | LBNL Phase 3 and 4 studies
HVAC | Com-HVAC-TES | Commercial | Com - Warehouse | 100% | 100% | 100% | 100% | 100% | 100% | 100% | 100% | 100% | 100% | 100% | 100% | 100% | 100% | 100% | 100% | 100% | 100% | 100% | 100% | 100% | 100% | 100% | 100% | 100% | 100% | 100% | 100% | LBNL Phase 3 and 4 studies
HVAC | Com-HVAC-Thermostat | Commercial | Com - College | 50% | 50% | 50% | 50% | 50% | 50% | 50% | 50% | 50% | 50% | 50% | 50% | 50% | 50% | 50% | 50% | 50% | 50% | 50% | 50% | 50% | 50% | 50% | 50% | 50% | 50% | 50% | 50% | LBNL Phase 3 and 4 studies
HVAC | Com-HVAC-Thermostat | Commercial | Com - Grocery | 50% | 50% | 50% | 50% | 50% | 50% | 50% | 50% | 50% | 50% | 50% | 50% | 50% | 50% | 50% | 50% | 50% | 50% | 50% | 50% | 50% | 50% | 50% | 50% | 50% | 50% | 50% | 50% | LBNL Phase 3 and 4 studies
HVAC | Com-HVAC-Thermostat | Commercial | Com - Health | 50% | 50% | 50% | 50% | 50% | 50% | 50% | 50% | 50% | 50% | 50% | 50% | 50% | 50% | 50% | 50% | 50% | 50% | 50% | 50% | 50% | 50% | 50% | 50% | 50% | 50% | 50% | 50% | LBNL Phase 3 and 4 studies
HVAC | Com-HVAC-Thermostat | Commercial | Com - Lodging | 50% | 50% | 50% | 50% | 50% | 50% | 50% | 50% | 50% | 50% | 50% | 50% | 50% | 50% | 50% | 50% | 50% | 50% | 50% | 50% | 50% | 50% | 50% | 50% | 50% | 50% | 50% | 50% | LBNL Phase 3 and 4 studies
HVAC | Com-HVAC-Thermostat | Commercial | Com - Office (Large) | 50% | 50% | 50% | 50% | 50% | 50% | 50% | 50% | 50% | 50% | 50% | 50% | 50% | 50% | 50% | 50% | 50% | 50% | 50% | 50% | 50% | 50% | 50% | 50% | 50% | 50% | 50% | 50% | LBNL Phase 3 and 4 studies
HVAC | Com-HVAC-Thermostat | Commercial | Com - Office (Small) | 50% | 50% | 50% | 50% | 50% | 50% | 50% | 50% | 50% | 50% | 50% | 50% | 50% | 50% | 50% | 50% | 50% | 50% | 50% | 50% | 50% | 50% | 50% | 50% | 50% | 50% | 50% | 50% | LBNL Phase 3 and 4 studies
HVAC | Com-HVAC-Thermostat | Commercial | Com - Other | 50% | 50% | 50% | 50% | 50% | 50% | 50% | 50% | 50% | 50% | 50% | 50% | 50% | 50% | 50% | 50% | 50% | 50% | 50% | 50% | 50% | 50% | 50% | 50% | 50% | 50% | 50% | 50% | LBNL Phase 3 and 4 studies
HVAC | Com-HVAC-Thermostat | Commercial | Com - Refrig. Warehouse | 50% | 50% | 50% | 50% | 50% | 50% | 50% | 50% | 50% | 50% | 50% | 50% | 50% | 50% | 50% | 50% | 50% | 50% | 50% | 50% | 50% | 50% | 50% | 50% | 50% | 50% | 50% | 50% | LBNL Phase 3 and 4 studies
HVAC | Com-HVAC-Thermostat | Commercial | Com - Restaurant | 50% | 50% | 50% | 50% | 50% | 50% | 50% | 50% | 50% | 50% | 50% | 50% | 50% | 50% | 50% | 50% | 50% | 50% | 50% | 50% | 50% | 50% | 50% | 50% | 50% | 50% | 50% | 50% | LBNL Phase 3 and 4 studies
HVAC | Com-HVAC-Thermostat | Commercial | Com - Retail | 50% | 50% | 50% | 50% | 50% | 50% | 50% | 50% | 50% | 50% | 50% | 50% | 50% | 50% | 50% | 50% | 50% | 50% | 50% | 50% | 50% | 50% | 50% | 50% | 50% | 50% | 50% | 50% | LBNL Phase 3 and 4 studies
HVAC | Com-HVAC-Thermostat | Commercial | Com - School | 50% | 50% | 50% | 50% | 50% | 50% | 50% | 50% | 50% | 50% | 50% | 50% | 50% | 50% | 50% | 50% | 50% | 50% | 50% | 50% | 50% | 50% | 50% | 50% | 50% | 50% | 50% | 50% | LBNL Phase 3 and 4 studies
HVAC | Com-HVAC-Thermostat | Commercial | Com - Warehouse | 50% | 50% | 50% | 50% | 50% | 50% | 50% | 50% | 50% | 50% | 50% | 50% | 50% | 50% | 50% | 50% | 50% | 50% | 50% | 50% | 50% | 50% | 50% | 50% | 50% | 50% | 50% | 50% | LBNL Phase 3 and 4 studies
HVAC | Ind-HVAC Control | Industrial | Chem/Petrol | 50% | 50% | 50% | 50% | 50% | 50% | 50% | 50% | 50% | 50% | 50% | 50% | 50% | 50% | 50% | 50% | 50% | 50% | 50% | 50% | 50% | 50% | 50% | 50% | 50% | 50% | 50% | 50% | LBNL Phase 3 and 4 studies
HVAC | Ind-HVAC Control | Industrial | Food/Bev | 50% | 50% | 50% | 50% | 50% | 50% | 50% | 50% | 50% | 50% | 50% | 50% | 50% | 50% | 50% | 50% | 50% | 50% | 50% | 50% | 50% | 50% | 50% | 50% | 50% | 50% | 50% | 50% | LBNL Phase 3 and 4 studies
HVAC | Ind-HVAC Control | Industrial | Mfg-Equipment | 50% | 50% | 50% | 50% | 50% | 50% | 50% | 50% | 50% | 50% | 50% | 50% | 50% | 50% | 50% | 50% | 50% | 50% | 50% | 50% | 50% | 50% | 50% | 50% | 50% | 50% | 50% | 50% | LBNL Phase 3 and 4 studies
HVAC | Ind-HVAC Control | Industrial | Mfg-Goods | 50% | 50% | 50% | 50% | 50% | 50% | 50% | 50% | 50% | 50% | 50% | 50% | 50% | 50% | 50% | 50% | 50% | 50% | 50% | 50% | 50% | 50% | 50% | 50% | 50% | 50% | 50% | 50% | LBNL Phase 3 and 4 studies
HVAC | Ind-HVAC Control | Industrial | Mfg-Materials | 50% | 50% | 50% | 50% | 50% | 50% | 50% | 50% | 50% | 50% | 50% | 50% | 50% | 50% | 50% | 50% | 50% | 50% | 50% | 50% | 50% | 50% | 50% | 50% | 50% | 50% | 50% | 50% | LBNL Phase 3 and 4 studies
HVAC | Res-DLC-HVAC-Switch | Residential | Multifamily | 50% | 50% | 50% | 50% | 50% | 50% | 50% | 50% | 50% | 50% | 50% | 50% | 50% | 50% | 50% | 50% | 50% | 50% | 50% | 50% | 50% | 50% | 50% | 50% | 50% | 50% | 50% | 50% | LBNL Phase 3 and 4 studies
HVAC | Res-DLC-HVAC-Switch | Residential | Singlefamily | 50% | 50% | 50% | 50% | 50% | 50% | 50% | 50% | 50% | 50% | 50% | 50% | 50% | 50% | 50% | 50% | 50% | 50% | 50% | 50% | 50% | 50% | 50% | 50% | 50% | 50% | 50% | 50% | LBNL Phase 3 and 4 studies
HVAC | Res-HVAC-Thermostat | Residential | Multifamily | 65% | 65% | 65% | 65% | 65% | 65% | 65% | 65% | 65% | 65% | 65% | 65% | 65% | 65% | 65% | 65% | 65% | 65% | 65% | 65% | 65% | 65% | 65% | 65% | 65% | 65% | 65% | 65% | LBNL Phase 3 and 4 studies
HVAC | Res-HVAC-Thermostat | Residential | Singlefamily | 65% | 65% | 65% | 65% | 65% | 65% | 65% | 65% | 65% | 65% | 65% | 65% | 65% | 65% | 65% | 65% | 65% | 65% | 65% | 65% | 65% | 65% | 65% | 65% | 65% | 65% | 65% | 65% | LBNL Phase 3 and 4 studies
Other | Com-Lighting control | Commercial | Com - College | 35% | 35% | 35% | 35% | 35% | 35% | 35% | 35% | 35% | 35% | 35% | 35% | 35% | 35% | 35% | 35% | 35% | 35% | 35% | 35% | 35% | 35% | 35% | 35% | 35% | 35% | 35% | 35% | LBNL Phase 3 and 4 studies
Other | Com-Lighting control | Commercial | Com - Grocery | 35% | 35% | 35% | 35% | 35% | 35% | 35% | 35% | 35% | 35% | 35% | 35% | 35% | 35% | 35% | 35% | 35% | 35% | 35% | 35% | 35% | 35% | 35% | 35% | 35% | 35% | 35% | 35% | LBNL Phase 3 and 4 studies
Other | Com-Lighting control | Commercial | Com - Health | 35% | 35% | 35% | 35% | 35% | 35% | 35% | 35% | 35% | 35% | 35% | 35% | 35% | 35% | 35% | 35% | 35% | 35% | 35% | 35% | 35% | 35% | 35% | 35% | 35% | 35% | 35% | 35% | LBNL Phase 3 and 4 studies
Other | Com-Lighting control | Commercial | Com - Lodging | 35% | 35% | 35% | 35% | 35% | 35% | 35% | 35% | 35% | 35% | 35% | 35% | 35% | 35% | 35% | 35% | 35% | 35% | 35% | 35% | 35% | 35% | 35% | 35% | 35% | 35% | 35% | 35% | LBNL Phase 3 and 4 studies
Other | Com-Lighting control | Commercial | Com - Office (Large) | 35% | 35% | 35% | 35% | 35% | 35% | 35% | 35% | 35% | 35% | 35% | 35% | 35% | 35% | 35% | 35% | 35% | 35% | 35% | 35% | 35% | 35% | 35% | 35% | 35% | 35% | 35% | 35% | LBNL Phase 3 and 4 studies
Other | Com-Lighting control | Commercial | Com - Office (Small) | 35% | 35% | 35% | 35% | 35% | 35% | 35% | 35% | 35% | 35% | 35% | 35% | 35% | 35% | 35% | 35% | 35% | 35% | 35% | 35% | 35% | 35% | 35% | 35% | 35% | 35% | 35% | 35% | LBNL Phase 3 and 4 studies
Other | Com-Lighting control | Commercial | Com - Other | 35% | 35% | 35% | 35% | 35% | 35% | 35% | 35% | 35% | 35% | 35% | 35% | 35% | 35% | 35% | 35% | 35% | 35% | 35% | 35% | 35% | 35% | 35% | 35% | 35% | 35% | 35% | 35% | LBNL Phase 3 and 4 studies
Other | Com-Lighting control | Commercial | Com - Refrig. Warehouse | 35% | 35% | 35% | 35% | 35% | 35% | 35% | 35% | 35% | 35% | 35% | 35% | 35% | 35% | 35% | 35% | 35% | 35% | 35% | 35% | 35% | 35% | 35% | 35% | 35% | 35% | 35% | 35% | LBNL Phase 3 and 4 studies
Other | Com-Lighting control | Commercial | Com - Restaurant | 35% | 35% | 35% | 35% | 35% | 35% | 35% | 35% | 35% | 35% | 35% | 35% | 35% | 35% | 35% | 35% | 35% | 35% | 35% | 35% | 35% | 35% | 35% | 35% | 35% | 35% | 35% | 35% | LBNL Phase 3 and 4 studies
Other | Com-Lighting control | Commercial | Com - Retail | 35% | 35% | 35% | 35% | 35% | 35% | 35% | 35% | 35% | 35% | 35% | 35% | 35% | 35% | 35% | 35% | 35% | 35% | 35% | 35% | 35% | 35% | 35% | 35% | 35% | 35% | 35% | 35% | LBNL Phase 3 and 4 studies
Other | Com-Lighting control | Commercial | Com - School | 35% | 35% | 35% | 35% | 35% | 35% | 35% | 35% | 35% | 35% | 35% | 35% | 35% | 35% | 35% | 35% | 35% | 35% | 35% | 35% | 35% | 35% | 35% | 35% | 35% | 35% | 35% | 35% | LBNL Phase 3 and 4 studies
Other | Com-Lighting control | Commercial | Com - Warehouse | 35% | 35% | 35% | 35% | 35% | 35% | 35% | 35% | 35% | 35% | 35% | 35% | 35% | 35% | 35% | 35% | 35% | 35% | 35% | 35% | 35% | 35% | 35% | 35% | 35% | 35% | 35% | 35% | LBNL Phase 3 and 4 studies
Other | Com-Other End Uses Control | Commercial | Com - College | 50% | 50% | 50% | 50% | 50% | 50% | 50% | 50% | 50% | 50% | 50% | 50% | 50% | 50% | 50% | 50% | 50% | 50% | 50% | 50% | 50% | 50% | 50% | 50% | 50% | 50% | 50% | 50% | LBNL Phase 3 and 4 studies
Other | Com-Other End Uses Control | Commercial | Com - Grocery | 50% | 50% | 50% | 50% | 50% | 50% | 50% | 50% | 50% | 50% | 50% | 50% | 50% | 50% | 50% | 50% | 50% | 50% | 50% | 50% | 50% | 50% | 50% | 50% | 50% | 50% | 50% | 50% | LBNL Phase 3 and 4 studies
Other | Com-Other End Uses Control | Commercial | Com - Health | 50% | 50% | 50% | 50% | 50% | 50% | 50% | 50% | 50% | 50% | 50% | 50% | 50% | 50% | 50% | 50% | 50% | 50% | 50% | 50% | 50% | 50% | 50% | 50% | 50% | 50% | 50% | 50% | LBNL Phase 3 and 4 studies
Other | Com-Other End Uses Control | Commercial | Com - Lodging | 50% | 50% | 50% | 50% | 50% | 50% | 50% | 50% | 50% | 50% | 50% | 50% | 50% | 50% | 50% | 50% | 50% | 50% | 50% | 50% | 50% | 50% | 50% | 50% | 50% | 50% | 50% | 50% | LBNL Phase 3 and 4 studies
Other | Com-Other End Uses Control | Commercial | Com - Office (Large) | 50% | 50% | 50% | 50% | 50% | 50% | 50% | 50% | 50% | 50% | 50% | 50% | 50% | 50% | 50% | 50% | 50% | 50% | 50% | 50% | 50% | 50% | 50% | 50% | 50% | 50% | 50% | 50% | LBNL Phase 3 and 4 studies
Other | Com-Other End Uses Control | Commercial | Com - Office (Small) | 50% | 50% | 50% | 50% | 50% | 50% | 50% | 50% | 50% | 50% | 50% | 50% | 50% | 50% | 50% | 50% | 50% | 50% | 50% | 50% | 50% | 50% | 50% | 50% | 50% | 50% | 50% | 50% | LBNL Phase 3 and 4 studies
Other | Com-Other End Uses Control | Commercial | Com - Other | 50% | 50% | 50% | 50% | 50% | 50% | 50% | 50% | 50% | 50% | 50% | 50% | 50% | 50% | 50% | 50% | 50% | 50% | 50% | 50% | 50% | 50% | 50% | 50% | 50% | 50% | 50% | 50% | LBNL Phase 3 and 4 studies
Other | Com-Other End Uses Control | Commercial | Com - Refrig. Warehouse | 50% | 50% | 50% | 50% | 50% | 50% | 50% | 50% | 50% | 50% | 50% | 50% | 50% | 50% | 50% | 50% | 50% | 50% | 50% | 50% | 50% | 50% | 50% | 50% | 50% | 50% | 50% | 50% | LBNL Phase 3 and 4 studies
Other | Com-Other End Uses Control | Commercial | Com - Restaurant | 50% | 50% | 50% | 50% | 50% | 50% | 50% | 50% | 50% | 50% | 50% | 50% | 50% | 50% | 50% | 50% | 50% | 50% | 50% | 50% | 50% | 50% | 50% | 50% | 50% | 50% | 50% | 50% | LBNL Phase 3 and 4 studies
Other | Com-Other End Uses Control | Commercial | Com - Retail | 50% | 50% | 50% | 50% | 50% | 50% | 50% | 50% | 50% | 50% | 50% | 50% | 50% | 50% | 50% | 50% | 50% | 50% | 50% | 50% | 50% | 50% | 50% | 50% | 50% | 50% | 50% | 50% | LBNL Phase 3 and 4 studies
Other | Com-Other End Uses Control | Commercial | Com - School | 50% | 50% | 50% | 50% | 50% | 50% | 50% | 50% | 50% | 50% | 50% | 50% | 50% | 50% | 50% | 50% | 50% | 50% | 50% | 50% | 50% | 50% | 50% | 50% | 50% | 50% | 50% | 50% | LBNL Phase 3 and 4 studies
Other | Com-Other End Uses Control | Commercial | Com - Warehouse | 50% | 50% | 50% | 50% | 50% | 50% | 50% | 50% | 50% | 50% | 50% | 50% | 50% | 50% | 50% | 50% | 50% | 50% | 50% | 50% | 50% | 50% | 50% | 50% | 50% | 50% | 50% | 50% | LBNL Phase 3 and 4 studies
Other | Com-Refrigeration control | Commercial | Com - College | 50% | 50% | 50% | 50% | 50% | 50% | 50% | 50% | 50% | 50% | 50% | 50% | 50% | 50% | 50% | 50% | 50% | 50% | 50% | 50% | 50% | 50% | 50% | 50% | 50% | 50% | 50% | 50% | LBNL Phase 3 and 4 studies
Other | Com-Refrigeration control | Commercial | Com - Grocery | 50% | 50% | 50% | 50% | 50% | 50% | 50% | 50% | 50% | 50% | 50% | 50% | 50% | 50% | 50% | 50% | 50% | 50% | 50% | 50% | 50% | 50% | 50% | 50% | 50% | 50% | 50% | 50% | LBNL Phase 3 and 4 studies
Other | Com-Refrigeration control | Commercial | Com - Health | 50% | 50% | 50% | 50% | 50% | 50% | 50% | 50% | 50% | 50% | 50% | 50% | 50% | 50% | 50% | 50% | 50% | 50% | 50% | 50% | 50% | 50% | 50% | 50% | 50% | 50% | 50% | 50% | LBNL Phase 3 and 4 studies
Other | Com-Refrigeration control | Commercial | Com - Lodging | 50% | 50% | 50% | 50% | 50% | 50% | 50% | 50% | 50% | 50% | 50% | 50% | 50% | 50% | 50% | 50% | 50% | 50% | 50% | 50% | 50% | 50% | 50% | 50% | 50% | 50% | 50% | 50% | LBNL Phase 3 and 4 studies
Other | Com-Refrigeration control | Commercial | Com - Office (Large) | 50% | 50% | 50% | 50% | 50% | 50% | 50% | 50% | 50% | 50% | 50% | 50% | 50% | 50% | 50% | 50% | 50% | 50% | 50% | 50% | 50% | 50% | 50% | 50% | 50% | 50% | 50% | 50% | LBNL Phase 3 and 4 studies
Other | Com-Refrigeration control | Commercial | Com - Office (Small) | 50% | 50% | 50% | 50% | 50% | 50% | 50% | 50% | 50% | 50% | 50% | 50% | 50% | 50% | 50% | 50% | 50% | 50% | 50% | 50% | 50% | 50% | 50% | 50% | 50% | 50% | 50% | 50% | LBNL Phase 3 and 4 studies
Other | Com-Refrigeration control | Commercial | Com - Other | 50% | 50% | 50% | 50% | 50% | 50% | 50% | 50% | 50% | 50% | 50% | 50% | 50% | 50% | 50% | 50% | 50% | 50% | 50% | 50% | 50% | 50% | 50% | 50% | 50% | 50% | 50% | 50% | LBNL Phase 3 and 4 studies
Other | Com-Refrigeration control | Commercial | Com - Refrig. Warehouse | 50% | 50% | 50% | 50% | 50% | 50% | 50% | 50% | 50% | 50% | 50% | 50% | 50% | 50% | 50% | 50% | 50% | 50% | 50% | 50% | 50% | 50% | 50% | 50% | 50% | 50% | 50% | 50% | LBNL Phase 3 and 4 studies
Other | Com-Refrigeration control | Commercial | Com - Restaurant | 50% | 50% | 50% | 50% | 50% | 50% | 50% | 50% | 50% | 50% | 50% | 50% | 50% | 50% | 50% | 50% | 50% | 50% | 50% | 50% | 50% | 50% | 50% | 50% | 50% | 50% | 50% | 50% | LBNL Phase 3 and 4 studies
Other | Com-Refrigeration control | Commercial | Com - Retail | 50% | 50% | 50% | 50% | 50% | 50% | 50% | 50% | 50% | 50% | 50% | 50% | 50% | 50% | 50% | 50% | 50% | 50% | 50% | 50% | 50% | 50% | 50% | 50% | 50% | 50% | 50% | 50% | LBNL Phase 3 and 4 studies
Other | Com-Refrigeration control | Commercial | Com - School | 50% | 50% | 50% | 50% | 50% | 50% | 50% | 50% | 50% | 50% | 50% | 50% | 50% | 50% | 50% | 50% | 50% | 50% | 50% | 50% | 50% | 50% | 50% | 50% | 50% | 50% | 50% | 50% | LBNL Phase 3 and 4 studies
Other | Com-Refrigeration control | Commercial | Com - Warehouse | 50% | 50% | 50% | 50% | 50% | 50% | 50% | 50% | 50% | 50% | 50% | 50% | 50% | 50% | 50% | 50% | 50% | 50% | 50% | 50% | 50% | 50% | 50% | 50% | 50% | 50% | 50% | 50% | LBNL Phase 3 and 4 studies
Other | Com-Refrigeration TES | Commercial | Com - College | 100% | 100% | 100% | 100% | 100% | 100% | 100% | 100% | 100% | 100% | 100% | 100% | 100% | 100% | 100% | 100% | 100% | 100% | 100% | 100% | 100% | 100% | 100% | 100% | 100% | 100% | 100% | 100% | LBNL Phase 3 and 4 studies
Other | Com-Refrigeration TES | Commercial | Com - Grocery | 100% | 100% | 100% | 100% | 100% | 100% | 100% | 100% | 100% | 100% | 100% | 100% | 100% | 100% | 100% | 100% | 100% | 100% | 100% | 100% | 100% | 100% | 100% | 100% | 100% | 100% | 100% | 100% | LBNL Phase 3 and 4 studies
Other | Com-Refrigeration TES | Commercial | Com - Health | 100% | 100% | 100% | 100% | 100% | 100% | 100% | 100% | 100% | 100% | 100% | 100% | 100% | 100% | 100% | 100% | 100% | 100% | 100% | 100% | 100% | 100% | 100% | 100% | 100% | 100% | 100% | 100% | LBNL Phase 3 and 4 studies
Other | Com-Refrigeration TES | Commercial | Com - Lodging | 100% | 100% | 100% | 100% | 100% | 100% | 100% | 100% | 100% | 100% | 100% | 100% | 100% | 100% | 100% | 100% | 100% | 100% | 100% | 100% | 100% | 100% | 100% | 100% | 100% | 100% | 100% | 100% | LBNL Phase 3 and 4 studies
Other | Com-Refrigeration TES | Commercial | Com - Office (Large) | 100% | 100% | 100% | 100% | 100% | 100% | 100% | 100% | 100% | 100% | 100% | 100% | 100% | 100% | 100% | 100% | 100% | 100% | 100% | 100% | 100% | 100% | 100% | 100% | 100% | 100% | 100% | 100% | LBNL Phase 3 and 4 studies
Other | Com-Refrigeration TES | Commercial | Com - Office (Small) | 100% | 100% | 100% | 100% | 100% | 100% | 100% | 100% | 100% | 100% | 100% | 100% | 100% | 100% | 100% | 100% | 100% | 100% | 100% | 100% | 100% | 100% | 100% | 100% | 100% | 100% | 100% | 100% | LBNL Phase 3 and 4 studies
Other | Com-Refrigeration TES | Commercial | Com - Other | 100% | 100% | 100% | 100% | 100% | 100% | 100% | 100% | 100% | 100% | 100% | 100% | 100% | 100% | 100% | 100% | 100% | 100% | 100% | 100% | 100% | 100% | 100% | 100% | 100% | 100% | 100% | 100% | LBNL Phase 3 and 4 studies
Other | Com-Refrigeration TES | Commercial | Com - Refrig. Warehouse | 100% | 100% | 100% | 100% | 100% | 100% | 100% | 100% | 100% | 100% | 100% | 100% | 100% | 100% | 100% | 100% | 100% | 100% | 100% | 100% | 100% | 100% | 100% | 100% | 100% | 100% | 100% | 100% | LBNL Phase 3 and 4 studies
Other | Com-Refrigeration TES | Commercial | Com - Restaurant | 100% | 100% | 100% | 100% | 100% | 100% | 100% | 100% | 100% | 100% | 100% | 100% | 100% | 100% | 100% | 100% | 100% | 100% | 100% | 100% | 100% | 100% | 100% | 100% | 100% | 100% | 100% | 100% | LBNL Phase 3 and 4 studies
Other | Com-Refrigeration TES | Commercial | Com - Retail | 100% | 100% | 100% | 100% | 100% | 100% | 100% | 100% | 100% | 100% | 100% | 100% | 100% | 100% | 100% | 100% | 100% | 100% | 100% | 100% | 100% | 100% | 100% | 100% | 100% | 100% | 100% | 100% | LBNL Phase 3 and 4 studies
Other | Com-Refrigeration TES | Commercial | Com - School | 100% | 100% | 100% | 100% | 100% | 100% | 100% | 100% | 100% | 100% | 100% | 100% | 100% | 100% | 100% | 100% | 100% | 100% | 100% | 100% | 100% | 100% | 100% | 100% | 100% | 100% | 100% | 100% | LBNL Phase 3 and 4 studies
Other | Com-Refrigeration TES | Commercial | Com - Warehouse | 100% | 100% | 100% | 100% | 100% | 100% | 100% | 100% | 100% | 100% | 100% | 100% | 100% | 100% | 100% | 100% | 100% | 100% | 100% | 100% | 100% | 100% | 100% | 100% | 100% | 100% | 100% | 100% | LBNL Phase 3 and 4 studies
Other | Ind-Lighting control | Industrial | Chem/Petrol | 35% | 35% | 35% | 35% | 35% | 35% | 35% | 35% | 35% | 35% | 35% | 35% | 35% | 35% | 35% | 35% | 35% | 35% | 35% | 35% | 35% | 35% | 35% | 35% | 35% | 35% | 35% | 35% | LBNL Phase 3 and 4 studies
Other | Ind-Lighting control | Industrial | Food/Bev | 35% | 35% | 35% | 35% | 35% | 35% | 35% | 35% | 35% | 35% | 35% | 35% | 35% | 35% | 35% | 35% | 35% | 35% | 35% | 35% | 35% | 35% | 35% | 35% | 35% | 35% | 35% | 35% | LBNL Phase 3 and 4 studies
Other | Ind-Lighting control | Industrial | Mfg-Equipment | 35% | 35% | 35% | 35% | 35% | 35% | 35% | 35% | 35% | 35% | 35% | 35% | 35% | 35% | 35% | 35% | 35% | 35% | 35% | 35% | 35% | 35% | 35% | 35% | 35% | 35% | 35% | 35% | LBNL Phase 3 and 4 studies
Other | Ind-Lighting control | Industrial | Mfg-Goods | 35% | 35% | 35% | 35% | 35% | 35% | 35% | 35% | 35% | 35% | 35% | 35% | 35% | 35% | 35% | 35% | 35% | 35% | 35% | 35% | 35% | 35% | 35% | 35% | 35% | 35% | 35% | 35% | LBNL Phase 3 and 4 studies
Other | Ind-Lighting control | Industrial | Mfg-Materials | 35% | 35% | 35% | 35% | 35% | 35% | 35% | 35% | 35% | 35% | 35% | 35% | 35% | 35% | 35% | 35% | 35% | 35% | 35% | 35% | 35% | 35% | 35% | 35% | 35% | 35% | 35% | 35% | LBNL Phase 3 and 4 studies
Other | Ind-Process Control | Industrial | Chem/Petrol | 60% | 60% | 60% | 60% | 60% | 60% | 60% | 60% | 60% | 60% | 60% | 60% | 60% | 60% | 60% | 60% | 60% | 60% | 60% | 60% | 60% | 60% | 60% | 60% | 60% | 60% | 60% | 60% | LBNL Phase 3 and 4 studies
Other | Ind-Process Control | Industrial | Food/Bev | 60% | 60% | 60% | 60% | 60% | 60% | 60% | 60% | 60% | 60% | 60% | 60% | 60% | 60% | 60% | 60% | 60% | 60% | 60% | 60% | 60% | 60% | 60% | 60% | 60% | 60% | 60% | 60% | LBNL Phase 3 and 4 studies
Other | Ind-Process Control | Industrial | Mfg-Equipment | 60% | 60% | 60% | 60% | 60% | 60% | 60% | 60% | 60% | 60% | 60% | 60% | 60% | 60% | 60% | 60% | 60% | 60% | 60% | 60% | 60% | 60% | 60% | 60% | 60% | 60% | 60% | 60% | LBNL Phase 3 and 4 studies
Other | Ind-Process Control | Industrial | Mfg-Goods | 60% | 60% | 60% | 60% | 60% | 60% | 60% | 60% | 60% | 60% | 60% | 60% | 60% | 60% | 60% | 60% | 60% | 60% | 60% | 60% | 60% | 60% | 60% | 60% | 60% | 60% | 60% | 60% | LBNL Phase 3 and 4 studies
Other | Ind-Process Control | Industrial | Mfg-Materials | 60% | 60% | 60% | 60% | 60% | 60% | 60% | 60% | 60% | 60% | 60% | 60% | 60% | 60% | 60% | 60% | 60% | 60% | 60% | 60% | 60% | 60% | 60% | 60% | 60% | 60% | 60% | 60% | LBNL Phase 3 and 4 studies
Other | Ind-Refrigeration control | Industrial | Chem/Petrol | 60% | 60% | 60% | 60% | 60% | 60% | 60% | 60% | 60% | 60% | 60% | 60% | 60% | 60% | 60% | 60% | 60% | 60% | 60% | 60% | 60% | 60% | 60% | 60% | 60% | 60% | 60% | 60% | LBNL Phase 3 and 4 studies
Other | Ind-Refrigeration control | Industrial | Food/Bev | 60% | 60% | 60% | 60% | 60% | 60% | 60% | 60% | 60% | 60% | 60% | 60% | 60% | 60% | 60% | 60% | 60% | 60% | 60% | 60% | 60% | 60% | 60% | 60% | 60% | 60% | 60% | 60% | LBNL Phase 3 and 4 studies
Other | Ind-Refrigeration control | Industrial | Mfg-Equipment | 60% | 60% | 60% | 60% | 60% | 60% | 60% | 60% | 60% | 60% | 60% | 60% | 60% | 60% | 60% | 60% | 60% | 60% | 60% | 60% | 60% | 60% | 60% | 60% | 60% | 60% | 60% | 60% | LBNL Phase 3 and 4 studies
Other | Ind-Refrigeration control | Industrial | Mfg-Goods | 60% | 60% | 60% | 60% | 60% | 60% | 60% | 60% | 60% | 60% | 60% | 60% | 60% | 60% | 60% | 60% | 60% | 60% | 60% | 60% | 60% | 60% | 60% | 60% | 60% | 60% | 60% | 60% | LBNL Phase 3 and 4 studies
Other | Ind-Refrigeration control | Industrial | Mfg-Materials | 60% | 60% | 60% | 60% | 60% | 60% | 60% | 60% | 60% | 60% | 60% | 60% | 60% | 60% | 60% | 60% | 60% | 60% | 60% | 60% | 60% | 60% | 60% | 60% | 60% | 60% | 60% | 60% | LBNL Phase 3 and 4 studies
Other | Res-Appliances Control | Residential | Multifamily | 25% | 25% | 25% | 25% | 25% | 25% | 25% | 25% | 25% | 25% | 25% | 25% | 25% | 25% | 25% | 25% | 25% | 25% | 25% | 25% | 25% | 25% | 25% | 25% | 25% | 25% | 25% | 25% | LBNL Phase 3 and 4 studies
Other | Res-Appliances Control | Residential | Singlefamily | 25% | 25% | 25% | 25% | 25% | 25% | 25% | 25% | 25% | 25% | 25% | 25% | 25% | 25% | 25% | 25% | 25% | 25% | 25% | 25% | 25% | 25% | 25% | 25% | 25% | 25% | 25% | 25% | LBNL Phase 3 and 4 studies
Other | Res-Lighting Control | Residential | Multifamily | 35% | 35% | 35% | 35% | 35% | 35% | 35% | 35% | 35% | 35% | 35% | 35% | 35% | 35% | 35% | 35% | 35% | 35% | 35% | 35% | 35% | 35% | 35% | 35% | 35% | 35% | 35% | 35% | LBNL Phase 3 and 4 studies
Other | Res-Lighting Control | Residential | Singlefamily | 35% | 35% | 35% | 35% | 35% | 35% | 35% | 35% | 35% | 35% | 35% | 35% | 35% | 35% | 35% | 35% | 35% | 35% | 35% | 35% | 35% | 35% | 35% | 35% | 35% | 35% | 35% | 35% | LBNL Phase 3 and 4 studies
Other | Res-Other end uses control | Residential | Multifamily | 50% | 50% | 50% | 50% | 50% | 50% | 50% | 50% | 50% | 50% | 50% | 50% | 50% | 50% | 50% | 50% | 50% | 50% | 50% | 50% | 50% | 50% | 50% | 50% | 50% | 50% | 50% | 50% | LBNL Phase 3 and 4 studies
Other | Res-Other end uses control | Residential | Singlefamily | 50% | 50% | 50% | 50% | 50% | 50% | 50% | 50% | 50% | 50% | 50% | 50% | 50% | 50% | 50% | 50% | 50% | 50% | 50% | 50% | 50% | 50% | 50% | 50% | 50% | 50% | 50% | 50% | LBNL Phase 3 and 4 studies
Water Heating | Com-DLC-Water Heating-Switch | Commercial | Com - College | 50% | 50% | 50% | 50% | 50% | 50% | 50% | 50% | 50% | 50% | 50% | 50% | 50% | 50% | 50% | 50% | 50% | 50% | 50% | 50% | 50% | 50% | 50% | 50% | 50% | 50% | 50% | 50% | LBNL Phase 3 and 4 studies
Water Heating | Com-DLC-Water Heating-Switch | Commercial | Com - Grocery | 50% | 50% | 50% | 50% | 50% | 50% | 50% | 50% | 50% | 50% | 50% | 50% | 50% | 50% | 50% | 50% | 50% | 50% | 50% | 50% | 50% | 50% | 50% | 50% | 50% | 50% | 50% | 50% | LBNL Phase 3 and 4 studies
Water Heating | Com-DLC-Water Heating-Switch | Commercial | Com - Health | 50% | 50% | 50% | 50% | 50% | 50% | 50% | 50% | 50% | 50% | 50% | 50% | 50% | 50% | 50% | 50% | 50% | 50% | 50% | 50% | 50% | 50% | 50% | 50% | 50% | 50% | 50% | 50% | LBNL Phase 3 and 4 studies
Water Heating | Com-DLC-Water Heating-Switch | Commercial | Com - Lodging | 50% | 50% | 50% | 50% | 50% | 50% | 50% | 50% | 50% | 50% | 50% | 50% | 50% | 50% | 50% | 50% | 50% | 50% | 50% | 50% | 50% | 50% | 50% | 50% | 50% | 50% | 50% | 50% | LBNL Phase 3 and 4 studies
Water Heating | Com-DLC-Water Heating-Switch | Commercial | Com - Office (Large) | 50% | 50% | 50% | 50% | 50% | 50% | 50% | 50% | 50% | 50% | 50% | 50% | 50% | 50% | 50% | 50% | 50% | 50% | 50% | 50% | 50% | 50% | 50% | 50% | 50% | 50% | 50% | 50% | LBNL Phase 3 and 4 studies
Water Heating | Com-DLC-Water Heating-Switch | Commercial | Com - Office (Small) | 50% | 50% | 50% | 50% | 50% | 50% | 50% | 50% | 50% | 50% | 50% | 50% | 50% | 50% | 50% | 50% | 50% | 50% | 50% | 50% | 50% | 50% | 50% | 50% | 50% | 50% | 50% | 50% | LBNL Phase 3 and 4 studies
Water Heating | Com-DLC-Water Heating-Switch | Commercial | Com - Other | 50% | 50% | 50% | 50% | 50% | 50% | 50% | 50% | 50% | 50% | 50% | 50% | 50% | 50% | 50% | 50% | 50% | 50% | 50% | 50% | 50% | 50% | 50% | 50% | 50% | 50% | 50% | 50% | LBNL Phase 3 and 4 studies
Water Heating | Com-DLC-Water Heating-Switch | Commercial | Com - Refrig. Warehouse | 50% | 50% | 50% | 50% | 50% | 50% | 50% | 50% | 50% | 50% | 50% | 50% | 50% | 50% | 50% | 50% | 50% | 50% | 50% | 50% | 50% | 50% | 50% | 50% | 50% | 50% | 50% | 50% | LBNL Phase 3 and 4 studies
Water Heating | Com-DLC-Water Heating-Switch | Commercial | Com - Restaurant | 50% | 50% | 50% | 50% | 50% | 50% | 50% | 50% | 50% | 50% | 50% | 50% | 50% | 50% | 50% | 50% | 50% | 50% | 50% | 50% | 50% | 50% | 50% | 50% | 50% | 50% | 50% | 50% | LBNL Phase 3 and 4 studies
Water Heating | Com-DLC-Water Heating-Switch | Commercial | Com - Retail | 50% | 50% | 50% | 50% | 50% | 50% | 50% | 50% | 50% | 50% | 50% | 50% | 50% | 50% | 50% | 50% | 50% | 50% | 50% | 50% | 50% | 50% | 50% | 50% | 50% | 50% | 50% | 50% | LBNL Phase 3 and 4 studies
Water Heating | Com-DLC-Water Heating-Switch | Commercial | Com - School | 50% | 50% | 50% | 50% | 50% | 50% | 50% | 50% | 50% | 50% | 50% | 50% | 50% | 50% | 50% | 50% | 50% | 50% | 50% | 50% | 50% | 50% | 50% | 50% | 50% | 50% | 50% | 50% | LBNL Phase 3 and 4 studies
Water Heating | Com-DLC-Water Heating-Switch | Commercial | Com - Warehouse | 50% | 50% | 50% | 50% | 50% | 50% | 50% | 50% | 50% | 50% | 50% | 50% | 50% | 50% | 50% | 50% | 50% | 50% | 50% | 50% | 50% | 50% | 50% | 50% | 50% | 50% | 50% | 50% | LBNL Phase 3 and 4 studies
Water Heating | Com-Water Heating-Add-on CTA 2045 control | Commercial | Com - College | 40% | 40% | 40% | 40% | 40% | 40% | 40% | 40% | 40% | 40% | 40% | 40% | 40% | 40% | 40% | 40% | 40% | 40% | 40% | 40% | 40% | 40% | 40% | 40% | 40% | 40% | 40% | 40% | LBNL Phase 3 and 4 studies
Water Heating | Com-Water Heating-Add-on CTA 2045 control | Commercial | Com - Grocery | 40% | 40% | 40% | 40% | 40% | 40% | 40% | 40% | 40% | 40% | 40% | 40% | 40% | 40% | 40% | 40% | 40% | 40% | 40% | 40% | 40% | 40% | 40% | 40% | 40% | 40% | 40% | 40% | LBNL Phase 3 and 4 studies
Water Heating | Com-Water Heating-Add-on CTA 2045 control | Commercial | Com - Health | 40% | 40% | 40% | 40% | 40% | 40% | 40% | 40% | 40% | 40% | 40% | 40% | 40% | 40% | 40% | 40% | 40% | 40% | 40% | 40% | 40% | 40% | 40% | 40% | 40% | 40% | 40% | 40% | LBNL Phase 3 and 4 studies
Water Heating | Com-Water Heating-Add-on CTA 2045 control | Commercial | Com - Lodging | 40% | 40% | 40% | 40% | 40% | 40% | 40% | 40% | 40% | 40% | 40% | 40% | 40% | 40% | 40% | 40% | 40% | 40% | 40% | 40% | 40% | 40% | 40% | 40% | 40% | 40% | 40% | 40% | LBNL Phase 3 and 4 studies
Water Heating | Com-Water Heating-Add-on CTA 2045 control | Commercial | Com - Office (Large) | 40% | 40% | 40% | 40% | 40% | 40% | 40% | 40% | 40% | 40% | 40% | 40% | 40% | 40% | 40% | 40% | 40% | 40% | 40% | 40% | 40% | 40% | 40% | 40% | 40% | 40% | 40% | 40% | LBNL Phase 3 and 4 studies
Water Heating | Com-Water Heating-Add-on CTA 2045 control | Commercial | Com - Office (Small) | 40% | 40% | 40% | 40% | 40% | 40% | 40% | 40% | 40% | 40% | 40% | 40% | 40% | 40% | 40% | 40% | 40% | 40% | 40% | 40% | 40% | 40% | 40% | 40% | 40% | 40% | 40% | 40% | LBNL Phase 3 and 4 studies
Water Heating | Com-Water Heating-Add-on CTA 2045 control | Commercial | Com - Other | 40% | 40% | 40% | 40% | 40% | 40% | 40% | 40% | 40% | 40% | 40% | 40% | 40% | 40% | 40% | 40% | 40% | 40% | 40% | 40% | 40% | 40% | 40% | 40% | 40% | 40% | 40% | 40% | LBNL Phase 3 and 4 studies
Water Heating | Com-Water Heating-Add-on CTA 2045 control | Commercial | Com - Refrig. Warehouse | 40% | 40% | 40% | 40% | 40% | 40% | 40% | 40% | 40% | 40% | 40% | 40% | 40% | 40% | 40% | 40% | 40% | 40% | 40% | 40% | 40% | 40% | 40% | 40% | 40% | 40% | 40% | 40% | LBNL Phase 3 and 4 studies
Water Heating | Com-Water Heating-Add-on CTA 2045 control | Commercial | Com - Restaurant | 40% | 40% | 40% | 40% | 40% | 40% | 40% | 40% | 40% | 40% | 40% | 40% | 40% | 40% | 40% | 40% | 40% | 40% | 40% | 40% | 40% | 40% | 40% | 40% | 40% | 40% | 40% | 40% | LBNL Phase 3 and 4 studies
Water Heating | Com-Water Heating-Add-on CTA 2045 control | Commercial | Com - Retail | 40% | 40% | 40% | 40% | 40% | 40% | 40% | 40% | 40% | 40% | 40% | 40% | 40% | 40% | 40% | 40% | 40% | 40% | 40% | 40% | 40% | 40% | 40% | 40% | 40% | 40% | 40% | 40% | LBNL Phase 3 and 4 studies
Water Heating | Com-Water Heating-Add-on CTA 2045 control | Commercial | Com - School | 40% | 40% | 40% | 40% | 40% | 40% | 40% | 40% | 40% | 40% | 40% | 40% | 40% | 40% | 40% | 40% | 40% | 40% | 40% | 40% | 40% | 40% | 40% | 40% | 40% | 40% | 40% | 40% | LBNL Phase 3 and 4 studies
Water Heating | Com-Water Heating-Add-on CTA 2045 control | Commercial | Com - Warehouse | 40% | 40% | 40% | 40% | 40% | 40% | 40% | 40% | 40% | 40% | 40% | 40% | 40% | 40% | 40% | 40% | 40% | 40% | 40% | 40% | 40% | 40% | 40% | 40% | 40% | 40% | 40% | 40% | LBNL Phase 3 and 4 studies
Water Heating | Com-Water Heating-Smart Water Heater | Commercial | Com - College | 40% | 40% | 40% | 40% | 40% | 40% | 40% | 40% | 40% | 40% | 40% | 40% | 40% | 40% | 40% | 40% | 40% | 40% | 40% | 40% | 40% | 40% | 40% | 40% | 40% | 40% | 40% | 40% | LBNL Phase 3 and 4 studies
Water Heating | Com-Water Heating-Smart Water Heater | Commercial | Com - Grocery | 40% | 40% | 40% | 40% | 40% | 40% | 40% | 40% | 40% | 40% | 40% | 40% | 40% | 40% | 40% | 40% | 40% | 40% | 40% | 40% | 40% | 40% | 40% | 40% | 40% | 40% | 40% | 40% | LBNL Phase 3 and 4 studies
Water Heating | Com-Water Heating-Smart Water Heater | Commercial | Com - Health | 40% | 40% | 40% | 40% | 40% | 40% | 40% | 40% | 40% | 40% | 40% | 40% | 40% | 40% | 40% | 40% | 40% | 40% | 40% | 40% | 40% | 40% | 40% | 40% | 40% | 40% | 40% | 40% | LBNL Phase 3 and 4 studies
Water Heating | Com-Water Heating-Smart Water Heater | Commercial | Com - Lodging | 40% | 40% | 40% | 40% | 40% | 40% | 40% | 40% | 40% | 40% | 40% | 40% | 40% | 40% | 40% | 40% | 40% | 40% | 40% | 40% | 40% | 40% | 40% | 40% | 40% | 40% | 40% | 40% | LBNL Phase 3 and 4 studies
Water Heating | Com-Water Heating-Smart Water Heater | Commercial | Com - Office (Large) | 40% | 40% | 40% | 40% | 40% | 40% | 40% | 40% | 40% | 40% | 40% | 40% | 40% | 40% | 40% | 40% | 40% | 40% | 40% | 40% | 40% | 40% | 40% | 40% | 40% | 40% | 40% | 40% | LBNL Phase 3 and 4 studies
Water Heating | Com-Water Heating-Smart Water Heater | Commercial | Com - Office (Small) | 40% | 40% | 40% | 40% | 40% | 40% | 40% | 40% | 40% | 40% | 40% | 40% | 40% | 40% | 40% | 40% | 40% | 40% | 40% | 40% | 40% | 40% | 40% | 40% | 40% | 40% | 40% | 40% | LBNL Phase 3 and 4 studies
Water Heating | Com-Water Heating-Smart Water Heater | Commercial | Com - Other | 40% | 40% | 40% | 40% | 40% | 40% | 40% | 40% | 40% | 40% | 40% | 40% | 40% | 40% | 40% | 40% | 40% | 40% | 40% | 40% | 40% | 40% | 40% | 40% | 40% | 40% | 40% | 40% | LBNL Phase 3 and 4 studies
Water Heating | Com-Water Heating-Smart Water Heater | Commercial | Com - Refrig. Warehouse | 40% | 40% | 40% | 40% | 40% | 40% | 40% | 40% | 40% | 40% | 40% | 40% | 40% | 40% | 40% | 40% | 40% | 40% | 40% | 40% | 40% | 40% | 40% | 40% | 40% | 40% | 40% | 40% | LBNL Phase 3 and 4 studies
Water Heating | Com-Water Heating-Smart Water Heater | Commercial | Com - Restaurant | 40% | 40% | 40% | 40% | 40% | 40% | 40% | 40% | 40% | 40% | 40% | 40% | 40% | 40% | 40% | 40% | 40% | 40% | 40% | 40% | 40% | 40% | 40% | 40% | 40% | 40% | 40% | 40% | LBNL Phase 3 and 4 studies
Water Heating | Com-Water Heating-Smart Water Heater | Commercial | Com - Retail | 40% | 40% | 40% | 40% | 40% | 40% | 40% | 40% | 40% | 40% | 40% | 40% | 40% | 40% | 40% | 40% | 40% | 40% | 40% | 40% | 40% | 40% | 40% | 40% | 40% | 40% | 40% | 40% | LBNL Phase 3 and 4 studies
Water Heating | Com-Water Heating-Smart Water Heater | Commercial | Com - School | 40% | 40% | 40% | 40% | 40% | 40% | 40% | 40% | 40% | 40% | 40% | 40% | 40% | 40% | 40% | 40% | 40% | 40% | 40% | 40% | 40% | 40% | 40% | 40% | 40% | 40% | 40% | 40% | LBNL Phase 3 and 4 studies
Water Heating | Com-Water Heating-Smart Water Heater | Commercial | Com - Warehouse | 40% | 40% | 40% | 40% | 40% | 40% | 40% | 40% | 40% | 40% | 40% | 40% | 40% | 40% | 40% | 40% | 40% | 40% | 40% | 40% | 40% | 40% | 40% | 40% | 40% | 40% | 40% | 40% | LBNL Phase 3 and 4 studies
Water Heating | Res-DLC-Water Heating-Switch | Residential | Multifamily | 50% | 50% | 50% | 50% | 50% | 50% | 50% | 50% | 50% | 50% | 50% | 50% | 50% | 50% | 50% | 50% | 50% | 50% | 50% | 50% | 50% | 50% | 50% | 50% | 50% | 50% | 50% | 50% | LBNL Phase 3 and 4 studies
Water Heating | Res-DLC-Water Heating-Switch | Residential | Singlefamily | 50% | 50% | 50% | 50% | 50% | 50% | 50% | 50% | 50% | 50% | 50% | 50% | 50% | 50% | 50% | 50% | 50% | 50% | 50% | 50% | 50% | 50% | 50% | 50% | 50% | 50% | 50% | 50% | LBNL Phase 3 and 4 studies
Water Heating | Res-Water Heating-Add-on CTA 2045 control | Residential | Multifamily | 40% | 40% | 40% | 40% | 40% | 40% | 40% | 40% | 40% | 40% | 40% | 40% | 40% | 40% | 40% | 40% | 40% | 40% | 40% | 40% | 40% | 40% | 40% | 40% | 40% | 40% | 40% | 40% | LBNL Phase 3 and 4 studies
Water Heating | Res-Water Heating-Add-on CTA 2045 control | Residential | Singlefamily | 40% | 40% | 40% | 40% | 40% | 40% | 40% | 40% | 40% | 40% | 40% | 40% | 40% | 40% | 40% | 40% | 40% | 40% | 40% | 40% | 40% | 40% | 40% | 40% | 40% | 40% | 40% | 40% | LBNL Phase 3 and 4 studies
Water Heating | Res-Water Heating-Smart Water Heater | Residential | Multifamily | 40% | 40% | 40% | 40% | 40% | 40% | 40% | 40% | 40% | 40% | 40% | 40% | 40% | 40% | 40% | 40% | 40% | 40% | 40% | 40% | 40% | 40% | 40% | 40% | 40% | 40% | 40% | 40% | LBNL Phase 3 and 4 studies
Water Heating | Res-Water Heating-Smart Water Heater | Residential | Singlefamily | 40% | 40% | 40% | 40% | 40% | 40% | 40% | 40% | 40% | 40% | 40% | 40% | 40% | 40% | 40% | 40% | 40% | 40% | 40% | 40% | 40% | 40% | 40% | 40% | 40% | 40% | 40% | 40% | LBNL Phase 3 and 4 studies