## ECAA_GIS
OID | Loan Number | Address | City | County | Zip | Year | Recipient | Recipient Type | Project Type | Project Status | Old Status | Approved Loan Amount ($) | Estimated Savings ($/yr) | Annual Electric Savings (kWh) | Lighting | HVAC | Solar | Battery Storage | EV Infrastructure | Heat Pump | Other | Project Summary | Utility | Type of Utility | DAC | Senate District | Assembly District | DDLat | DDLon | GlobalID | CreationDate | Creator | EditDate | Editor | x | y | Notes | Consultant
982 |  | 72100 School House Ln, Baker, CA 92309 | Baker | San Bernardino | 92309 | 2026 | Baker Valley Unified School District | Local Educational Agency | ECAA-Ed | Waitlist | Waitlist | 1114080 | [10 empty] | Southern California Edison | IOU |  | 19 | 34 | 35.2747 | -116.0774 | [5 empty] | -116.0774 | 35.2747
984 |  | 701 Ocean St, Suite 330, Santa Cruz, CA 95060 | Santa Cruz | Santa Cruz | 95060 | 2026 | County of Santa Cruz | Local Government | ECAA-Reg | Waitlist | Waitlist | 3000000 | 186000 | 0 | No | No | No | No | Yes |  | No |  | Pacific Gas & Electric | IOU
975 |  | 6321 Highway 116, Forestville, CA 95436 | Forestville | Sonoma | 95436 | 2026 | Forestville Union Elementary School District | Local Educational Agency | ECAA-Ed | Waitlist | Waitlist | 966738 | [10 empty] | Pacific Gas & Electric | IOU |  | 2 | 2 | 38.4738 | -122.8871 | [5 empty] | -122.8871 | 38.4738
974 |  | 1310 Stroud Ave, Kingsburg, CA 93631 | Kingsburg | Fresno | 93631 | 2025 | Kingsburg Elementary Charter School District | Local Educational Agency | ECAA-Ed | Waitlist | Waitlist | 3000000 | [10 empty] | Pacific Gas & Electric | IOU |  | 16 | 33 | 36.5247 | -119.5528 | [5 empty] | -119.5528 | 36.5247
983 |  | 4463 Oak Grove Drive, La Cañada, CA 91001 | La Cañada | Los Angeles | 91001 | 2026 | La Cañada Unified School District | Local Educational Agency | ECAA-Ed | Waitlist | Waitlist | 203668 | [10 empty] | Southern California Edison | IOU |  | 25 | 41 | 34.1931 | -118.1789 | [5 empty] | -118.1789 | 34.1931
976 |  | 29161 Fresno Ave., Shafter, CA 93263 | Shafter | Kern | 93263 | 2026 | Maple Elemetary School District | Local Educational Agency | ECAA-Ed | Waitlist | Waitlist | 638568 | [10 empty] | Pacific Gas & Electric | IOU |  | 16 | 35 | 35.5142 | -119.3355 | [5 empty] | -119.3355 | 35.5142
972 |  | 3501 Palmer Drive, Cameron Park, CA 95682 | Cameron Park | El Dorado | 95682 | 2025 | Marshall Medical Center | Hospital/Public Care | ECAA-Reg | Waitlist | Waitlist | 3000000 | [10 empty] | Pacific Gas & Electric | IOU |  | 4 | 5 | 38.662 | -120.9651 | [5 empty] | -120.9651 | 38.662
984 |  | 14508 Wonderland Blvd | Redding | Shasta | 96003 | 2025 | Mountain Gate Community Services District | Special District | ECAA-Reg | Waitlist | Waitlist | 2910385 | [10 empty] | Redding Electric Utility | POU |  | 1 | 1 | 40.7101 | -122.3356 | [5 empty] | -122.3356 | 40.7101
980 |  | 500 Dyer Street, Orcutt, CA 93455 | Orcutt | Kern | 93455 | 2026 | Orcutt Union School District | Local Educational Agency | ECAA-Ed | Waitlist | Waitlist | 2843702 | [10 empty] | Pacific Gas & Electric | IOU |  | 21 | 37 | 34.8613 | -120.4428 | [5 empty] | -120.4428 | 34.8613
979 |  | 108 Whispering Dr. Suite 115, Scotts Valley, CA 95066 | Scotts Valley | Santa Cruz | 95066 | 2026 | Scotts Valley Unified School District | Local Educational Agency | ECAA-Ed | Waitlist | Waitlist | 2948835 | [10 empty] | Pacific Gas & Electric | IOU |  | 17 | 28 | 37.0737 | -121.9921 | [5 empty] | -121.9921 | 37.0737
960 | 002-24-ECI | 10300 San Diego St, Lamont, CA 93241 | Lamont | Kern | 93241 | 2024 | Bear Mountain Parks and Rec District | Special District | ECAA-Reg | In Construction | Active | 1167288 | 68664 | 201960 | No | No | Yes | No | No | No | No | Installation of three solar PV systems totaling 142 kW at three sites. | Pacific Gas & Electric | IOU | No | 16 | 35 | 35.2623 | -118.9189 |  |  | SLocwood_CAEnergy |  |  | -118.9189 | 35.2623 |  | SitelogIQ
934 | 008-22-ECG | 3235 Union Avenue, San Jose, CA 95124 | San Jose | Santa Clara | 95124 | 2023 | Campbell Union High School District | Local Educational Agency | ECAA-Ed | In Construction | Active | 2559623 | 196638 | 903653 | Yes | No | No | No | No | No | No | Lighting upgrade to LED at seven sites | Pacific Gas & Electric | IOU | No | 15 | 28 | 37.2654 | -121.932 | 22d74ae4-7e0f-4cb7-9393-561c8870646e | 2023-06-26 20:06 | SLocwood_CAEnergy | 2023-06-26 20:11 | SLocwood_CAEnergy | -121.9334 | 37.265 |  | SitelogIQ
970 | 009-24-ECI | 1601 Discovery Bay Blvd, Discovery Bay, CA 94505 | Discovery Bay | Contra Costa | 94505 | 2025 | Town of Discovery Bay | Local Government | ECAA-Reg | Waitlist | Waitlist | 3000000 | 187081 | 463872 | Yes | Yes | Yes | No | No | Yes | Yes | Project consists of the installation of a 327.8 kW PV system, LED lighting, a heat pump domestic water, pool heater, and heating and air conditioning at two sites | Pacific Gas & Electric | IOU | No | 3 | 11 | 37.9027 | -121.6013 | [5 empty] | -121.6013 | 37.9027 |  | Veolia
932 | 007-22-ECG | 4605 N Polk Ave, Fresno, CA, 93722 | Fresno | Fresno | 93722 | 2023 | Central Unified School District | Local Educational Agency | ECAA-Ed | In Construction | Active | 2995662 | 206571 | 864341 | Yes | No | No | No | No | No | No | Retrofit existing interior lighting to LED lighting at 18 school sites | Pacific Gas & Electric | IOU | Yes | 14 | 27 | 36.8028 | -119.8909 | ba67ebf1-f5fe-4e7e-a578-633f5902d0d7 | 2023-05-17 16:32 | SLocwood_CAEnergy | 2023-05-17 16:40 | SLocwood_CAEnergy | -119.8911 | 36.8021 |  | SitelogIQ
978 |  | 5211 Fifth Street, Fallbrook, CA 92028 | Fallbrook | San Diego | 92028 | 2026 | Vallecitos School District | Local Educational Agency | ECAA-Ed | Waitlist | Waitlist | 352350 | [7 empty] | No |  |  | San Diego Gas & Electric | IOU |  | 40 | 75 | 33.4135 | -117.1492 | [5 empty] | -117.1492 | 33.4135
981 |  | 5000 West Cypress Ave, Visalia, CA 93277 | Visalia | Tulare | 93277 | 2026 | Visalia Unified School District | Local Educational Agency | ECAA-Ed | Waitlist | Waitlist | 2377718 | [7 empty] | No |  |  | Pacific Gas & Electric | IOU |  | 12 | 32 | 36.3243 | -119.3463 | [5 empty] | -119.3463 | 36.3243
977 |  | 201 North Douglas St., El Segundo, CA 90245 | El Segundo | Los Angeles | 90245 | 2026 | Wiseburn Unified School District | Local Educational Agency | ECAA-Ed | Waitlist | Waitlist | 4960340 | [7 empty] | No |  |  | Southern California Edison | IOU |  | 24 | 66 | 33.9179 | -118.3841 | [5 empty] | -118.3841 | 33.9179
951 | 006-23-ECI | 736 F St, Arcata, CA 95521 | Arcata | Humboldt | 95521 | 2024 | City of Arcata | Local Government | ECAA-Reg | In Construction | Active | 576356 | 42341 | 180054 | Yes | No | Yes | No | No | No | No | Retrofit 85 CFL and MH interior and exterior fixtures and 52 MH sports lights fixtures to LED fixtures at Arcata Community Center. Install 109 kW (DC), roof-mounted solar photovoltaic array on Arcata Community Center. | Pacific Gas & Electric | IOU | Yes | 2 | 2 | 40.8673 | -124.0847 |  |  | SLocwood_CAEnergy |  |  | -124.0847 | 40.8673 |  | Redwood Coast Energy Authority
953 | 008-23-ECI | 2401 El Camino Real, Arvin, CA 93203 | Arvin | Kern | 93203 | 2024 | City of Arvin | Local Government | ECAA-Reg | In Construction | Active | 3000000 | 233091 | 1488000 | No | No | Yes | No | No | No | Yes | Installation of a 997.2 kW ground mounted PV system and perform a utility service upgrade at the City of Arvin's wastewater treatment plant | Pacific Gas & Electric | IOU | Yes | 16 | 35 | 35.1876 | -118.8472 |  |  | SLocwood_CAEnergy |  |  | -118.8472 | 35.1876 |  | Veolia
959 | 004-24-ECI | 501 Primrose Rd, Burlingame, CA 93010 | Burlingame | San Mateo | 93010 | 2024 | City of Burlingame | Local Government | ECAA-Reg | In Construction | Active | 3000000 | 178348 | 735600 | No | No | Yes | No | No | No | No | Installation of three solar PV systems totaling 489 kW at three sites. | Pacific Gas & Electric | Latit | No | 13 | 21 | 37.58 | -122.3507 |  |  | SLocwood_CAEnergy |  |  | -122.3507 | 37.58 |  | Veolia
947 | 002-23-ECI | 6000 Heritage Trail, Clayton, CA 94517 | Clayton | Contra Costa | 94517 | 2023 | City of Clayton | Local Government | ECAA-Reg | In Construction | Active | 1902113 | 139953 | 575805 | Yes | Yes | Yes | No | Yes | No | No | Installation of a carport shade structure with a 119.1 kW PV array, a 60 kW EV fast-charging station, LED lighting upgrades, HVAC and control system upgrades. | Pacific Gas & Electric | IOU | No | 9 | 15 | 37.9426 | -121.9373 |  | 2024-11-12 | SLocwood_CAEnergy |  |  | -121.9373 | 37.9426 |  | Climatec
964 | 004-23-ECI | 1033 5th Street, Clovis, CA 93612 | Clovis | Fresno | 93612 | 2023 | City of Clovis | Local Government | ECAA-Reg | In Construction | Active | 962625 | 105471 | 340245 | No | No | Yes | No | No | No | No | Installation of three solar PV arrays totaling 221.3 kW at three sites | Pacific Gas & Electric | IOU | No | 12 | 8 | 36.8249 | -119.6961 |  |  | SLocwood_CAEnergy |  |  | -119.6961 | 36.8249 |  | Compass Energy Solutions
958 | 005-24-ECI | 1133 P St., Firebaugh, CA 93622 | Firebaugh | Fresno | 93622 | 2024 | City of Firebaugh | Local Government | ECAA-Reg | In Construction | Active | 550422 | 53735 | 128976 | No | No | Yes | No | No | No | No | Installation of a 90.7 kW rooftop solar PV system at one site | Pacific Gas & Electric | IOU | Yes | 14 | 27 | 36.8597 | -120.4549 |  |  | SLocwood_CAEnergy |  |  | -120.4549 | 36.8597 |  | SitelogIQ
917 | 002-22-ECI | 44950 Eldorado Drive, Indian Wells, CA 92210 | Indian Wells | Riverside | 92210 | 2022 | City of Indian Wells | Local Government | ECAA-Reg | In Construction | Active | 2726184 | 163585 | 1125125 | No | No | Yes | No | No | No | No | Solar PV installation at City's Golf Resort Clubhouse | Southern California Edison | IOU | No | 19 | 47 | 33.7135 | -116.3396 | 775058b1-2762-444a-a8ed-37986dbb6608 | 2022-08-22 15:59 | mlaw_CAEnergy | 2022-08-22 15:59 | mlaw_CAEnergy | -116.3383 | 33.7231 |  | SitelogIQ
924 | 004-22-ECI | 809 Center St, Santa Cruz, CA 95060 | Santa Cruz | Santa Cruz | 95060 | 2022 | City of Santa Cruz | Local Government | ECAA-Reg | In Construction | Active | 2424224 | 144236 | 721424 | Yes | no | Yes | No | No | No | No | Install three solar PV arrays totaling 449.3 kW at three city sites and upgrade existing lighting to high efficiency LED lighting at one city site | Pacific Gas & Electric | IOU | No | 17 | 28 | 36.9745 | -122.0296 | de705c25-e2d7-48fc-9fce-17df17f1821d | 2022-10-14 17:53 | SLocwood_CAEnergy | 2022-10-14 17:59 | SLocwood_CAEnergy | -122.0295 | 36.9744 |  | SitelogIQ
939 | 002-23-ECG | 1005 Hoag St, Corning, CA 96021 | Corning | Tehama | 96021 | 2023 | Corning Union Elementary School District | Local Educational Agency | ECAA-Ed | In Construction | Active | 3000000 | 206817 | 795745 | No | No | Yes | No | No | No | No | Installation of three solar PV arrays totaling 480 kW at three district sites | Pacific Gas & Electric | IOU | No | 1 | 3 | 39.9258 | -122.1862 |  |  | SLocwood_CAEnergy |  | SLocwood_CAEnergy | -122.1862 | 39.9258 |  | SitelogIQ
968 | 006-24-ECI | 1737 W Houston Ave, Visalia, CA 93291 | Visalia | Tulare | 93291 | 2025 | Delta Mosquito and Vector Control District | Special District | ECAA-Reg | In Construction | Active | 408127 | 26086 | 150598 | No | No | Yes | No | No | No | No | Installation of a 103.7 kW rooftop mounted solar PV system at one site. | Pacific Gas & Electric | IOU | Yes | 16 | 33 | 36.3416 | -119.3111 | [5 empty] | -119.3111 | 36.3416 |  | Veolia
957 | 001-24-ECI | 6530 Mirabel Road, Forestville, CA 95436 | Forestville | Sonoma | 95436 | 2024 | Forestville Water District | Special District | ECAA-Reg | In Construction | Active | 1570141 | 104780 | 405367 | No | No | Yes | No | No | No | No | Installation of a 270 kW floating solar PV system at the sewer plant and lighting upgrades at the sewer plant and district building sites. | Pacific Gas & Electric | IOU | No | 2 | 2 | 38.475 | -122.8955 |  |  | SLocwood_CAEnergy |  |  | -122.8955 | 38.475 |  | SitelogIQ
412 |  | 13777 Bowman Rd, Auburn, CA 95603 | Auburn | Placer | 95603 | 1994 | ACKERMAN | Local Educational Agency | ECAA-Ed | Paid-In-Full | Completed | 13054 | - | - | No | No | No | No | No | No | Yes |  | Pacific Gas & Electric | IOU | No | 1 | 5 | 38.93534200N | 121.05612000W | 874db58d-0ccb-4b2d-904b-59c5f9b5141b | 2022-08-22 15:59 | mlaw_CAEnergy | 2022-08-22 15:59 | mlaw_CAEnergy | -121.0561 | 38.9353
971 | 007-24-ECI | 1500 N. Verdugo Rd, Glendale, CA 91208 | Glendale | Los Angeles | 91208 | 2025 | Glendale Community College | College | ECAA-Reg | In Construction | Active | 3000000 | 209813 | 1322022 | No | No | Yes | No | No | No | No | 784 kW PV array to be installed on six carports and inverted line to tie in. | Glendale Water & Power | POU | No | 25 | 44 | 34.1669 | -118.2278 | [5 empty] | -118.2278 | 34.1669
598 |  | 800 S College Dr, Santa Maria, CA 93454 | Santa Maria | Santa Barbara | 93454 | 1988 | ALLAN HANCOCK JOINT CCD | College | ECAA-Reg | Paid-In-Full | Completed | 23757 | 1188 | 21597 | No | No | No | No | No | No | Yes |  | Central Coast Community Energy | IOU | Yes | 21 | 37 | 34.94378800N | 120.42125600W | fe4395cb-dbae-4692-804c-c019c0e6363e | 2022-08-22 15:59 | mlaw_CAEnergy | 2022-08-22 15:59 | mlaw_CAEnergy | -120.4213 | 34.9438
652 |  | 800 S College Dr, Santa Maria, CA 93454 | Santa Maria | Santa Barbara | 93454 | 1985 | ALLAN HANCOCK JOINT CCD | College | ECAA-Reg | Paid-In-Full | Completed | 81600 | 4080 | 74182 | No | No | No | No | No | No | Yes |  | Central Coast Community Energy | IOU | Yes | 21 | 37 | 34.94378800N | 120.42125600W | c157daf1-4652-4ec5-9b97-89fb9af38351 | 2022-08-22 15:59 | mlaw_CAEnergy | 2022-08-22 15:59 | mlaw_CAEnergy | -120.4213 | 34.9438
935 | 006-23-ECG | 401 North Fairview Ave, Goleta, CA 93117 | Goleta | Santa Barbara | 93117 | 2023 | Goleta Union Elementary School District | Local Educational Agency | ECAA-Ed | In Construction | Active | 2092838 | 104642 | 509280 | No | No | Yes | No | No | No | No | Installation of solar PV systems at four school district sites - 128.6kW, 64.8kW, 72kW, 64.8kW | Southern California Edison | IOU | No | 21 | 37 | 34.4476 | -119.8318 |  |  | SLocwood_CAEnergy |  | SLocwood_CAEnergy | -119.8318 | 34.4476 |  | Schneider Electric
943 | 009-23-ECG | 4465 9th St, Guadalupe, CA 93434 | Guadalupe | Santa Barbara | 93434 | 2023 | Guadalupe Union School District | Local Educational Agency | ECAA-Ed | In Construction | Active | 3143496 | 160024 | 439426 | Yes | Yes | Yes | No | Yes | No | Yes | Installation of two carport solar PV systems totaling 248.4 kW, LED lighting retrofits, programmable thermostat and HVAC replacements, and one EV charger at two district sites | Pacific Gas & Electric | IOU | Yes | 21 | 37 | 34.9691 | -120.5687 |  | 2024-11-12 | SLocwood_CAEnergy |  |  | -120.5687 | 34.9691 |  | SitelogIQ
962 | 001-24-ECG | 14581 Lyons Valley Rd, Jamul, CA 91935 | Jamul | San Diego | 91935 | 2024 | Jamul-Dulzura Union School District | Local Educational Agency | ECAA-Ed | In Construction | Active | 3000000 | 175924 | 464246 | Yes | No | Yes | No | Yes | No | Yes | Lighting retrofit, HVAC control installation, PV system, EV charging station at two sites | San Diego Gas & Electric | IOU | No | 18 | 75 | 32.7417 | -116.8563 |  |  | SLocwood_CAEnergy |  |  | -116.8563 | 32.7417 |  | SitelogIQ
973 | 002-24-ECG | 8025 Lincoln St, Lemon Grove, CA 91945 | Lemon Grove | San Diego | 91945 | 2025 | Lemon Grove School District | Local Educational Agency | ECAA-Ed | In Construction | Active | 5000000 | 347311 | 835503 | Yes | No | Yes | Yes | Yes | No | No | Installation of one carport solar photovoltaic array of 458.5 kW with a 60 kW/258 kWh battery energy storage system, LED lighting and three electric vehicle chargers at three district sites. | San Diego Gas & Electric | IOU | Yes | 39 | 79 | 32.7381 | -117.0261 | [5 empty] | -117.0261 | 32.7381
937 | 005-23-ECG | 922 B St, Livingston, CA 95334 | Livingston | Merced | 95334 | 2023 | Livingston Union Elementary School District | Local Educational Agency | ECAA-Ed | In Construction | Active | 1317112 | 83494 | 342318 | No | No | Yes | No | No | No | No | 218.7 kW carport structure PV system to be installed to serve Campus Park Elementary | Pacific Gas & Electric | IOU | Yes | 14 | 27 | 37.3874 | -120.7287 |  |  | SLocwood_CAEnergy |  | SLocwood_CAEnergy | -120.7287 | 37.3874 |  | SitelogIQ
644 |  | 800 S College Dr, Santa Maria, CA 93454 | Santa Maria | Santa Barbara | 93454 | 1985 | ALLAN HANCOCK JOINT CCD | College | ECAA-Reg | Paid-In-Full | Completed | 31477 | 1574 | 28615 | No | No | No | No | No | No | Yes |  | Pacific Gas & Electric | POU | No | 21 | 37 | 34.94378800N | 120.42125600W | 951890a1-b222-4da9-99df-e09d27024057 | 2022-08-22 15:59 | mlaw_CAEnergy | 2022-08-22 15:59 | mlaw_CAEnergy | -120.4213 | 34.9438
750 |  | 800 S College Dr, Santa Maria, CA 93454 | Santa Maria | Santa Barbara | 93454 | 1980 | ALLAN HANCOCK JOINT CCD | College | ECAA-Reg | Paid-In-Full | Completed | 18800 | 940 | 17091 | No | No | No | No | No | No | Yes |  | Central Coast Community Energy | IOU | No | 21 | 37 | 34.94378800N | 120.42125600W | 7121b85c-73d2-4269-8d16-cf9dcbdedf42 | 2022-08-22 15:59 | mlaw_CAEnergy | 2022-08-22 15:59 | mlaw_CAEnergy | -120.4213 | 34.9438
781 |  | 800 S College Dr, Santa Maria, CA 93454 | Santa Maria | Santa Barbara | 93454 | 1980 | ALLAN HANCOCK JOINT CCD | College | ECAA-Reg | Paid-In-Full | Completed | 68604 | 3430 | 62367 | No | No | No | No | No | No | Yes |  | Pacific Gas & Electric | IOU | No | 21 | 37 | 34.94378800N | 120.42125600W | 814ff687-9cae-4c4d-b27a-8b8f96c5c6f0 | 2022-08-22 15:59 | mlaw_CAEnergy | 2022-08-22 15:59 | mlaw_CAEnergy | -120.4213 | 34.9438
918 | 003-22-ECI | 3580 South Frank Street, Fresno, CA 93725 | Fresno | Fresno | 93725 | 2022 | Malaga County Water District | Special District | ECAA-Reg | In Construction | Active | 2466565 | 163396 | 742985 | No | No | Yes | No | No | No | No | Solar PV installation at the district's Community Center and Wastewater Treatment Plant | Pacific Gas & Electric | IOU | Yes | 14 | 31 | 36.6836 | -119.7322 | aaba0488-6d8d-4d2c-8785-a75012241a1a | 2022-08-22 15:59 | mlaw_CAEnergy | 2022-08-22 15:59 | mlaw_CAEnergy | -119.7325 | 36.6835 |  | SitelogIQ
955 | 010-23-ECI | 22223 Hwy 29 @ Rancheria Rd, Middletown, CA 95461 | Middletown | Lake | 95461 | 2024 | Middletown Rancheria of Pomo Indians of California | Tribe | ECAA-Reg | In Construction | Active | 3000000 | 212239 | 987382 | No | No | Yes | No | No | No | No | Installation of a 696 kW ground and roof mounted solar PV system at one site. | Pacific Gas & Electric | IOU | Yes | 2 | 4 | 38.7316 | -122.6229 |  |  | SLocwood_CAEnergy |  |  | -122.6229 | 38.7316 |  | SitelogIQ
944 | 010-23-ECG | 24500 Road 68, Tulare, CA 93274 | Tulare | Tulare | 93274 | 2023 | Oak Valley Union Elementary School District | Local Educational Agency | ECAA-Ed | In Construction | Active | 2143877 | 114023 | 571746 | No | No | Yes | No | No | No | No | Installation of a 351 kW ground mounted and carport mounted solar PV array | Southern California Edison | IOU | Yes | 12 | 32 | 36.2333 | -119.4194 |  |  | SLocwood_CAEnergy |  |  | -119.4194 | 36.2333 |  | SitelogIQ
945 | 011-23-ECG | 7424 Pacheco School Rd, Redding, CA 96002 | Redding | Shasta | 96002 | 2023 | Pacheco Union Elementary School District | Local Educational Agency | ECAA-Ed | In Construction | Active | 3000000 | 156833 | 527678 | Yes | Yes | Yes | No | No | No | No | Installation of two carport solar PV systems totaling 324 kW and LED lighting and HVAC upgrades at two sites. | Pacific Gas & Electric | IOU | No | 1 | 1 | 40.506 | -122.3308 |  |  | SLocwood_CAEnergy |  |  | -122.3308 | 40.506 |  | SitelogIQ
954 | 009-23-ECI | 144 Ferguson Road, Auburn, CA 95694 | Auburn | Placer | 95694 | 2024 | Placer County Water Agency | Special District | ECAA-Reg | In Construction | Active | 3000000 | 268373 | 1055496 | No | No | Yes | No | No | No | No | Installation of a 674.1 kW solar PV system with eight canopy structures and one ground mount structure with three arrays at one site | Pacific Gas & Electric | IOU | No | 1 | 5 | 38.9218 | -121.0547 |  |  | SLocwood_CAEnergy |  |  | -121.0547 | 38.9218 |  | Veolia
965 | 012-23-ECG | 473 State St, Princeton, CA 95970 | Princeton | Colusa | 95970 | 2023 | Princeton Joint Unified School District | Local Educational Agency | ECAA-Ed | In Construction | Active | 1213573 | 69204 | 227359 | No | No | Yes | No | No | No | No | Installation of a 138.2 kW PV system at one site | Pacific Gas & Electric | IOU | No | 1 | 4 | 39.4015 | -122.0113 |  | 2024-07-09 | SLocwood_CAEnergy |  | SLocwood_CAEnergy | -122.0113 | 39.4015 |  | SitelogIQ
941 | 007-23-ECG | 1755 Airport Blvd, Red Bluff, CA 96080 | Red Bluff | Tehama | 96080 | 2023 | Red Bluff Joint Union Elementary School District | Local Educational Agency | ECAA-Ed | In Construction | Active | 3000000 | 185317 | 732656 | No | No | Yes | No | No | No | No | PV system installation at three sites. | Pacific Gas & Electric | IOU | No | 1 | 3 | 40.1568 | -122.2503 |  | 2024-11-12 | SLocwood_CAEnergy |  |  | -122.2503 | 40.1568 |  | SitelogIQ
20 | 002-17-ECG | 5313 Road 39, Alpaugh, CA 93201 | Alpaugh | Tulare | 93201 | 2018 | Alpaugh Unified School District | Local Educational Agency | ECAA-Ed | Repayment | Completed | 2100000 | 131205 | 656024 | No | No | Yes | No | No | No | No | four separate ground mounted fixed photovoltaic canopy array systems for a total of 410.4 kWdc | Pacific Gas & Electric | IOU | No | 16 | 33 | 35.88728400N | 119.48634600W | 0a7a432b-8e14-46ac-86f4-7b475d3f4a78 | 2022-08-22 15:59 | mlaw_CAEnergy | 2023-07-19 17:30 | SLocwood_CAEnergy | -119.4863 | 35.8873
946 | 001-23-ECI | 1364 Tavern Rd, Alpine, CA 91901 | Alpine | San Diego | 91901 | 2023 | Alpine Fire Protection District | Special District | ECAA-Reg | Repayment | Completed | 473790 | 27870 | 132800 | No | No | Yes | No | No | No | No | Installation of an 84 kW carport solar PV array at one district site | San Diego Gas & Electric | IOU | No | 40 | 75 | 32.8362 | -116.7773 |  | 2024-11-12 | SLocwood_CAEnergy |  |  | -116.7773 | 32.8362 |  | Baker Electric
927 | 005-22-ECG | 2293 East Crabtree Ave., Porterville, CA 93257 | Porterville | Tulare | 93257 | 2023 | Alta Vista Elementary School District | Local Educational Agency | ECAA-Ed | Paid-In-Full | Completed | 1422956 | 78772 | 483822 | No | No | Yes | No | No | No | No | Installation of one ground mounted solar PV array of 302.4 kW at one district site | Southern California Edison | IOU | Yes | 16 | 33 | 36.0585 | -118.9663 | 206c1d67-652f-4152-9db1-e2bed4ea53e5 | 2023-04-19 14:41 | SLocwood_CAEnergy | 2023-04-19 14:44 | SLocwood_CAEnergy | -118.9652 | 36.0578 | Project completed under budget. Final loan total $1,377,956 | SitelogIQ
27 | 004-16-ECD | 12800 Ridge Rd, Sutter Creek, CA 95685 | Sutter Creek | Amador | 95685 | 2018 | Amador Water Agency | Special District | ECAA-Reg | Repayment | Completed | 2021198 | 129000 | 1351000 | No | No | No | No | No | No | Yes | installing a 440kW pelton turbine at qa water transfer pipeline between two reservoirs | Pacific Gas & Electric | IOU | No | 4 | 1 | 38.38260090N | 120.78909520W | 18a6bd11-45d4-49de-a9a4-636639a6d77a | 2022-08-22 15:59 | mlaw_CAEnergy | 2023-07-19 17:31 | SLocwood_CAEnergy | -120.7891 | 38.3826
950 | 005-23-ECI | 57090 29 Palms Hwy, Yucca Valley, CA 92284 | Yucca Valley | San Bernardino | 92284 | 2023 | Town of Yucca Valley | Local Government | ECAA-Reg | In Construction | Active | 2500000 | 283861 | 582459 | No | No | Yes | No | No | No | No | Installation of a 320 kW carport structure photovoltaic (PV) system at the Town’s Aquatic and Recreation Center | Southern California Edison | IOU | Yes | 19 | 47 | 34.124 | -116.4181 |  |  | SLocwood_CAEnergy |  |  | -116.4181 | 34.124 |  | HMC Architects
900 | 019-19-ECI | 3105 Willow Pass Rd, Bay Point, CA 94565 | Bay Point | Contra Costa | 94565 | 2020 | Ambrose Recreation and Park District | Special District | ECAA-Reg | Repayment | Completed | 517550 | 36083 | 161871 | Yes | Yes | Yes | No | No | No | Yes | Installation of one solar PV system, lighting retrofits, HVAC replacement, installation of programmable thermostat and smart pool pump controls | Pacific Gas & Electric | IOU | Yes | 9 | 15 | 38.0264 | -121.9493 | 16afb7f4-8f22-42a2-99da-a56285eaa5a7 | 2022-08-22 15:59 | mlaw_CAEnergy | 2022-08-22 15:59 | mlaw_CAEnergy | -121.9493 | 38.0264 |  | Syserco Energy Solutions
942 | 008-23-ECG | 6200 South Mooney Blvd, Visalia, CA 93277 | Visalia | Tulare | 93277 | 2023 | Tulare County Office of Education | Local Educational Agency | ECAA-Ed | In Construction | Active | 5000000 | 265262 | 1269894 | No | No | Yes | Yes | Yes | No | No | Installation of one carport solar PV array (637.2 kW) with 200 kW/744 kWh battery energy storage system, one ground mounted solar PV array (171.7 kW), and six dual-port EV chargers | Pacific Gas & Electric | IOU | No | 12 | 32 | 36.2745 | -119.3116 |  | 2024-11-12 | SLocwood_CAEnergy |  |  | -119.3116 | 36.2745 |  | SitelogIQ
214 | 005-05-ECC | 1471 Ferry St, Anderson, CA 96007 | Anderson | Shasta | 96007 | 2005 | Anderson Union High School District | Local Educational Agency | ECAA-Ed | Paid-In-Full | Completed | 1160000 | 118333 | 652306 | Yes | No | Yes | No | No | No | No | install a 245 kW PV system, a dedicated chiller, energy efficient lighting and controls, and re-commission the energy management system | Pacific Gas & Electric | IOU | No | 1 | 1 | 40.44437900N | 122.30558800W | 42dbef25-d7b0-4f85-b706-5143cdd9216a | 2022-08-22 15:59 | mlaw_CAEnergy | 2023-07-25 23:03 | SLocwood_CAEnergy | -122.3056 | 40.4444
961 | 001-24-ECT | 31071 Highway 190, Porterville, CA 93257 | Porterville | Tulare | 93257 | 2024 | Tule River Indian Tribe | Tribe | ECAA-Reg | In Construction | Active | 2220909 | 153092 | 873741 | No | No | Yes | Yes | No | No | No | Installation of two rooftop solar PV systems totaling 397.1 kW and two ground mounted solar PV systems totaling 94.8 kW with an attached battery energy storage system on each at three sites. | Southern California Edison | IOU | Yes | 12 | 32 | 36.1167 | -118.8856 |  |  | SLocwood_CAEnergy |  |  | -118.8856 | 36.1167 |  | Xnergy
969 | 008-24-ECI | 9550 E Los Angeles Ave, Moorpark, CA 93021 | Moorpark | Ventura | 93021 | 2025 | Ventura County Waterworks District | Special District | ECAA-Reg | In Construction | Active | 1876120 | 110360 | 1075586 | No | No | Yes | No | No | No | No | Project consists of two PV systems, one at Moorpark wastewater treatment plant (Ventura County Waterworks District 1) and the other at Piru’s wastewater treatment plant (Ventura County Waterworks District 16). At Moorpark, a 410.9 kW solar PV system will be installed over a percolation pond. At Piru, three carport solar PV arrays totaling 263 kW will be installed. | Southern California Edison | IOU | No | 27 | 42 | 34.2818 | -118.864 | [5 empty] | -118.864 | 34.2818
525 |  | 1469 Ferry St, Anderson, CA 96007 | Anderson | Shasta | 96007 | 1991 | ANDERSON VALLEY USD | Local Educational Agency | ECAA-Ed | Paid-In-Full | Completed | 55539 | - | - | No | No | No | No | No | No | Yes |  | Pacific Gas & Electric | IOU | No | 1 | 1 | 40.44339730N | 122.30546850W | 33f874eb-09fb-464a-a77b-8ddbc154b747 | 2022-08-22 15:59 | mlaw_CAEnergy | 2022-08-22 15:59 | mlaw_CAEnergy | -122.3055 | 40.4434
963 | 013-23-ECG | 130 East Lincoln Ave, Fresno, 93706 | Fresno | Fresno | 93706 | 2023 | Washington Colony Elementary School District | Local Educational Agency | ECAA-Ed | In Construction | Active | 1072579 | 77121 | 229433 | No | No | Yes | No | No | No | No | Installation of a 145.8 kW-DC ground mounted array at Washington Colony Middle School | Pacific Gas & Electric | IOU | Yes | 14 | 31 | 36.6494 | -119.7888 |  |  | SLocwood_CAEnergy |  |  | -119.7888 | 36.6494 |  | SitelogIQ
418 |  | 22630 Antelope Blvd, Red Bluff, CA 96080 | Red Bluff | Tehama | 96080 | 1994 | ANTELOPE | Local Educational Agency | ECAA-Ed | Paid-In-Full | Completed | 23241 | 1162 | 15210 | No | No | No | No | No | No | Yes |  | Pacific Gas & Electric | IOU | No | 1 | 3 | 40.18628900N | 122.19397400W | 4ee8000d-e249-4ef0-827d-a6d58e428dcd | 2022-08-22 15:59 | mlaw_CAEnergy | 2022-08-22 15:59 | mlaw_CAEnergy | -122.194 | 40.1863
315 | 836-002-ECX | 3041 W Ave K, Lancaster, CA 93536 | Lancaster | Los Angeles | 93536 | 2001 | Antelope Valley Community College District | College | ECAA-Reg | Paid-In-Full | Completed | 550200 | 66000 | 475000 | No | No | No | No | No | No | Yes |  | Southern California Edison | IOU | No | 23 | 34 | 34.67800200N | 118.18697700W | 5228636b-35c2-4bd0-b788-09e6f4ec9a63 | 2022-08-22 15:59 | mlaw_CAEnergy | 2022-08-22 15:59 | mlaw_CAEnergy | -118.187 | 34.678
949 | 014-23-ECG | 111 Main Street Wheatland, CA 95692 | Wheatland | Yuba | 95692 | 2023 | Wheatland School District | Local Educational Agency | ECAA-Ed | In Construction | Active | 1110520 | 63627 | 209465 | Yes | No | Yes | No | No | No | No | Installation of a 135 kW carport structure PV system at one school site | Pacific Gas & Electric | IOU | No | 1 | 3 | 39.0136 | -121.42 |  |  | SLocwood_CAEnergy |  |  | -121.42 | 39.0136 |  | SitelogIQ
329 | 836-000-ECX | 3041 W Ave K, Lancaster, CA 93536 | Lancaster | Los Angeles | 93536 | 2001 | Antelope Valley Community College District | College | ECAA-Reg | Paid-In-Full | Completed | 1090020 | 146089 | 1040000 | No | No | No | No | No | No | Yes |  | Southern California Edison | IOU | No | 23 | 34 | 34.67800200N | 118.18697700W | d06ccbf2-a5dd-4e76-a4ba-57e95978dbf3 | 2022-08-22 15:59 | mlaw_CAEnergy | 2022-08-22 15:59 | mlaw_CAEnergy | -118.187 | 34.678
281 | 836-001-ECX | 3041 W Ave K, Lancaster, CA 93536 | Lancaster | Los Angeles | 93536 | 2001 | Antelope Valley Community College District | College | ECAA-Reg | Paid-In-Full | Completed | 62324 | 11300 | - | No | No | No | No | No | No | Yes |  | Southern California Edison | IOU | No | 23 | 34 | 34.67800200N | 118.18697700W | 3a77a739-01be-42d3-b6cc-48d0851e9762 | 2022-08-22 15:59 | mlaw_CAEnergy | 2022-08-22 15:59 | mlaw_CAEnergy | -118.187 | 34.678
275 | 876-000-SMS | 44811 Sierra Hwy, Lancaster, CA 93534 | Lancaster | Los Angeles | 93534 | 2002 | Antelope Valley Union High School District | Local Educational Agency | ECAA-Ed | Paid-In-Full | Completed | 2000000 | 303045 | 5704552 | Yes | Yes | No | No | No | No | No | installation of energy efficient lighting and controls and the replacement of old heat pumps | Southern California Edison | IOU | No | 23 | 39 | 34.69741239N | 118.13684100W | f7846f34-079d-4572-8bbf-e186bec77a17 | 2022-08-22 15:59 | mlaw_CAEnergy | 2022-08-22 15:59 | mlaw_CAEnergy | -118.1368 | 34.6974
314 | 831-000-ECX | 12555 Navajo Rd, Apple Valley, CA 92308 | Apple Valley | San Bernardino | 92308 | 2001 | Apple Valley Unified School District | Local Educational Agency | ECAA-Ed | Paid-In-Full | Completed | 500000 | 80185 | 20000 | No | No | No | No | No | No | Yes |  | Southern California Edison | IOU | No | 19 | 34 | 34.47941300N | 117.18949400W | 9cc240bd-a6cb-4360-8ae8-f0563f4e4a32 | 2022-08-22 15:59 | mlaw_CAEnergy | 2022-08-22 15:59 | mlaw_CAEnergy | -117.1895 | 34.4794
461 |  | 1435 Buttermilk Ln, Arcata, CA 95521 | Arcata | Humboldt | 95521 | 1993 | ARCATA SD | Local Educational Agency | ECAA-Ed | Paid-In-Full | Completed | 53404 | - | - | No | No | No | No | No | No | Yes |  | Pacific Gas & Electric | IOU | No | 2 | 2 | 40.85643970N | 124.06672570W | 7f470580-f695-4b3d-9ca5-75ed6a9da7e4 | 2022-08-22 15:59 | mlaw_CAEnergy | 2022-08-22 15:59 | mlaw_CAEnergy | -124.0667 | 40.8564
524 |  | 1435 Buttermilk Ln, Arcata, CA 95521 | Arcata | Humboldt | 95521 | 1991 | ARCATA SD | Local Educational Agency | ECAA-Ed | Paid-In-Full | Completed | 54015 | - | - | No | No | No | No | No | No | Yes |  | Pacific Gas & Electric | IOU | No | 2 | 2 | 40.85643970N | 124.06672570W | 230b8c4c-9028-4e46-858a-3e44b5e3fa56 | 2022-08-22 15:59 | mlaw_CAEnergy | 2022-08-22 15:59 | mlaw_CAEnergy | -124.0667 | 40.8564
585 |  | 1435 Buttermilk Ln, Arcata, CA 95521 | Arcata | Humboldt | 95521 | 1989 | ARCATA SD | Local Educational Agency | ECAA-Ed | Paid-In-Full | Completed | 88626 | - | - | No | No | No | No | No | No | Yes |  | Pacific Gas & Electric | IOU | Yes | 2 | 2 | 40.85643970N | 124.06672570W | 17f47ce2-7de0-47db-970c-ce2e24326f28 | 2022-08-22 15:59 | mlaw_CAEnergy | 2022-08-22 15:59 | mlaw_CAEnergy | -124.0667 | 40.8564
727 |  | 1300 Baker St, Bakersfield, CA 93305 | Bakersfield | Kern | 93305 | 1981 | BAKERSFIELD CITY SCHOOL | Local Educational Agency | ECAA-Ed | Paid-In-Full | Completed | 217042 | - | - | No | No | No | No | No | No | Yes |  | Pacific Gas & Electric | IOU | No | 16 | 35 | 35.38271500N | 118.99163900W | b80bd154-9539-4a2b-8cce-239817151e81 | 2022-08-22 15:59 | mlaw_CAEnergy | 2022-08-22 15:59 | mlaw_CAEnergy | -118.9916 | 35.3827
810 |  | 1300 Baker St, Bakersfield, CA 93305 | Bakersfield | Kern | 93305 | 1980 | BAKERSFIELD CITY SCHOOL | Local Educational Agency | ECAA-Ed | Paid-In-Full | Completed | 216150 | - | - | No | No | No | No | No | No | Yes |  | Pacific Gas & Electric | IOU | No | 16 | 35 | 35.38271500N | 118.99163900W | 8a02e01f-ab0d-4149-b15c-97ca615a0640 | 2022-08-22 15:59 | mlaw_CAEnergy | 2022-08-22 15:59 | mlaw_CAEnergy | -118.9916 | 35.3827
290 | 859-000-ECX | 551 Avenue H, Barstow, CA 92311 | Barstow | San Bernardino | 92311 | 2001 | Barstow Unified School District | Local Educational Agency | ECAA-Ed | Paid-In-Full | Completed | 119832 | 36900 | 284008 | No | No | No | No | No | No | Yes |  | Southern California Edison | IOU | No | 19 | 34 | 34.89106237N | 117.04750409W | 3a784aaf-6015-4313-8256-233ecdd45dbf | 2022-08-22 15:59 | mlaw_CAEnergy | 2022-08-22 15:59 | mlaw_CAEnergy | -117.0475 | 34.8911
391 |  | 40096 Indian Springs Rd, Oakhurst, CA 93644 | Oakhurst | Madera | 93644 | 1995 | BASS LAKE JT. UNION ELEMENTARY | Local Educational Agency | ECAA-Ed | Paid-In-Full | Completed | 9400 | 470 | 6403 | No | No | No | No | No | No | Yes |  | Pacific Gas & Electric | IOU | No | 4 | 8 | 37.33158000N | 119.64117700W | ae9b9e37-dec9-48ad-b1cd-5367d3ca72a5 | 2022-08-22 15:59 | mlaw_CAEnergy | 2022-08-22 15:59 | mlaw_CAEnergy | -119.6412 | 37.3316
408 |  | 41870 Garstin Dr, Big Bear Lake, CA 92315 | Big Bear Lake | San Bernardino | 92315 | 1994 | BEAR VALLEY COMMUNITY HOSPITAL DISTRICT | Hospital/Public Care | ECAA-Reg | Paid-In-Full | Completed | 4415 | 221 | 3066 | No | No | No | No | No | No | Yes |  | Southern California Edison | IOU | No | 19 | 34 | 34.24651600N | 116.88850700W | 52e3373e-ee50-4527-acee-cdaea881beed | 2022-08-22 15:59 | mlaw_CAEnergy | 2022-08-22 15:59 | mlaw_CAEnergy | -116.8885 | 34.2465
40 | 007-15-ECG | 350 E K St, Benicia, CA 94510 | Benicia | Solano | 94510 | 2016 | Benicia Unified School District | Local Educational Agency | ECAA-Ed | Repayment | Completed | 3000000 | 200630 | 1009210 | No | No | Yes | No | No | No | No | install a 721.35 kW DC PV parking conopy mounted system | Pacific Gas & Electric | IOU | No | 3 | 11 | 38.05043470N | 122.15166600W | 4304ed5b-764b-479c-bca8-cab0c4ea8c52 | 2022-08-22 15:59 | mlaw_CAEnergy | 2023-07-19 17:38 | SLocwood_CAEnergy | -122.1517 | 38.0504
185 | 001-08-ECD | 350 E K St, Benicia, CA 94510 | Benicia | Solano | 94510 | 2008 | Benicia Unified School District | Local Educational Agency | ECAA-Ed | Paid-In-Full | Completed | 925418 | 99153 | 683395 | Yes | Yes | No | No | No | No | Yes | install several energy efficiency projects, including lighting, equipment controls, and heating, ventilation, and air conditioning upgrades/replacement | Pacific Gas & Electric | IOU | No | 3 | 11 | 38.05043470N | 122.15166600W | b1163aee-95b3-44d8-bab1-4100d21f8d44 | 2022-08-22 15:59 | mlaw_CAEnergy | 2023-07-21 23:22 | SLocwood_CAEnergy | -122.1517 | 38.0504
697 |  | 1376 Piedmont Rd, San Jose, CA 95132 | San Jose | Santa Clara | 95132 | 1982 | BERRYESSA UNION SCHOOL | Local Educational Agency | ECAA-Ed | Paid-In-Full | Completed | 53690 | - | - | No | No | No | No | No | No | Yes |  | Pacific Gas & Electric | IOU | No | 10 | 24 | 37.40219700N | 121.84737600W | d923dbec-19a3-4048-9e89-ec18e510f47a | 2022-08-22 15:59 | mlaw_CAEnergy | 2022-08-22 15:59 | mlaw_CAEnergy | -121.8474 | 37.4022
712 |  | 1376 Piedmont Rd, San Jose, CA 95132 | San Jose | Santa Clara | 95132 | 1981 | BERRYESSA UNION SCHOOL | Local Educational Agency | ECAA-Ed | Paid-In-Full | Completed | 2525 | - | - | No | No | No | No | No | No | Yes |  | Pacific Gas & Electric | IOU | No | 10 | 24 | 37.40219700N | 121.84737600W | 1c8601da-8622-4982-a148-14091fa017b1 | 2022-08-22 15:59 | mlaw_CAEnergy | 2022-08-22 15:59 | mlaw_CAEnergy | -121.8474 | 37.4022
794 |  | 1376 Piedmont Rd, San Jose, CA 95132 | San Jose | Santa Clara | 95132 | 1980 | BERRYESSA UNION SCHOOL | Local Educational Agency | ECAA-Ed | Paid-In-Full | Completed | 120480 | - | - | No | No | No | No | No | No | Yes |  | Pacific Gas & Electric | IOU | No | 10 | 24 | 37.40219700N | 121.84737600W | c7f75e23-75b6-4ce2-9bad-41ba5057c759 | 2022-08-22 15:59 | mlaw_CAEnergy | 2022-08-22 15:59 | mlaw_CAEnergy | -121.8474 | 37.4022
843 |  | 1376 Piedmont Rd, San Jose, CA 95132 | San Jose | Santa Clara | 95132 | 1979 | BERRYESSA UNION SCHOOL | Local Educational Agency | ECAA-Ed | Paid-In-Full | Completed | 21089 | - | - | No | No | No | No | No | No | Yes |  | Pacific Gas & Electric | IOU | No | 10 | 24 | 37.40219700N | 121.84737600W | 8eef7c8f-1fea-4465-b608-d4a47af13cc2 | 2022-08-22 15:59 | mlaw_CAEnergy | 2022-08-22 15:59 | mlaw_CAEnergy | -121.8474 | 37.4022
848 |  | 1376 Piedmont Rd, San Jose, CA 95132 | San Jose | Santa Clara | 95132 | 1979 | BERRYESSA UNION SCHOOL | Local Educational Agency | ECAA-Ed | Paid-In-Full | Completed | 34418 | - | - | No | No | No | No | No | No | Yes |  | Pacific Gas & Electric | IOU | No | 10 | 24 | 37.40219700N | 121.84737600W | 8845975e-d390-4421-88ba-c126b80e1f3f | 2022-08-22 15:59 | mlaw_CAEnergy | 2022-08-22 15:59 | mlaw_CAEnergy | -121.8474 | 37.4022
25 | 003-16-ECG | 1376 Piedmont Rd, San Jose, CA 95132 | San Jose | Santa Clara | 95132 | 2017 | Berryessa Union School District | Local Educational Agency | ECAA-Ed | Repayment | Completed | 911000 | 51282 | 202035 | Yes | No | No | No | No | No | No | install more efficient interior lights, exterior lights and lighting controls | Pacific Gas & Electric | IOU | No | 10 | 24 | 37.40219700N | 121.84737600W | e04a6924-7a36-4005-a6bd-e4bea89301a5 | 2022-08-22 15:59 | mlaw_CAEnergy | 2023-07-21 17:37 | SLocwood_CAEnergy | -121.8474 | 37.4022
903 | 015-19-ECI | 4925 N 7th Ave, Biola, CA 93606 | Biola | Fresno | 93606 | 2020 | Biola Community Services District | Special District | ECAA-Reg | Repayment | Completed | 881904 | 57066 | 299979 | No | Yes | Yes | No | No | No | Yes | Installation of four PV systems, retrofit one HVAC system, and retrofit one cool roof | Pacific Gas & Electric | IOU | No | 14 | 27 | 36.8061 | -120.0151 | 4ceb8039-136d-438b-b53e-ba8bab17040f | 2022-08-22 15:59 | mlaw_CAEnergy | 2022-08-31 22:40 | SLocwood_CAEnergy | -120.0151 | 36.8061 |  | SitelogIQ
547 |  | 301 N Fowler St, Bishop, CA 93514 | Bishop | Inyo | 93514 | 1990 | BISHOP JOINT UNION HIGH SD | Local Educational Agency | ECAA-Ed | Paid-In-Full | Completed | 7823 | 391 | 5054 | No | No | No | No | No | No | Yes |  | Pacific Gas & Electric | IOU | No | 4 | 8 | 37.36309100N | 118.39930200W | 835f212b-1479-41f2-a101-2494992445b2 | 2022-08-22 15:59 | mlaw_CAEnergy | 2022-08-22 15:59 | mlaw_CAEnergy | -118.3993 | 37.3631
588 |  | 301 N Fowler St, Bishop, CA 93514 | Bishop | Inyo | 93514 | 1989 | BISHOP JOINT UNION HIGH SD | Local Educational Agency | ECAA-Ed | Paid-In-Full | Completed | 98079 | 4904 | 63359 | No | No | No | No | No | No | Yes |  | Southern California Edison | POU | No | 4 | 8 | 37.36309100N | 118.39930200W | 5c36a334-bec0-4edf-8e02-8a6f05a1d475 | 2022-08-22 15:59 | mlaw_CAEnergy | 2022-08-22 15:59 | mlaw_CAEnergy | -118.3993 | 37.3631
591 |  | 800 W Elm St, Bishop, CA 93514 | Bishop | Inyo | 93514 | 1989 | BISHOP UNION ELEMENTARY | Local Educational Agency | ECAA-Ed | Paid-In-Full | Completed | 157007 | 7850 | 142734 | No | No | No | No | No | No | Yes |  | Southern California Edison | IOU | Yes | 4 | 8 | 37.36582150N | 118.40586700W | a2439c16-4394-422e-9ad3-da9bb07ed6df | 2022-08-22 15:59 | mlaw_CAEnergy | 2022-08-22 15:59 | mlaw_CAEnergy | -118.4059 | 37.3658
472 |  | 6540 Wentworth Springs Rd, Georgetown, CA 95634 | Georgetown | El Dorado | 95634 | 1993 | BLACK OAK MINE | Local Educational Agency | ECAA-Ed | Paid-In-Full | Completed | 121147 | 6057 | 87788 | No | No | No | No | No | No | Yes |  | Pacific Gas & Electric | IOU | No | 4 | 5 | 38.91193500N | 120.82923620W | 8fbffb54-c947-4a64-bf47-2bbdf72db66b | 2022-08-22 15:59 | mlaw_CAEnergy | 2022-08-22 15:59 | mlaw_CAEnergy | -120.8292 | 38.9119
747 |  | 115 W Allen Ave, San Dimas, CA 91773 | San Dimas | Los Angeles | 91773 | 1980 | BONITA UNIFIED SCHOOL | Local Educational Agency | ECAA-Ed | Paid-In-Full | Completed | 18319 | - | - | No | No | No | No | No | No | Yes |  | Southern California Edison | IOU | No | 22 | 41 | 34.11840470N | 117.80825080W | 96035044-6956-49a5-bf1d-6069b1384638 | 2022-08-22 15:59 | mlaw_CAEnergy | 2022-08-22 15:59 | mlaw_CAEnergy | -117.8083 | 34.1184
855 |  | 115 W Allen Ave, San Dimas, CA 91773 | San Dimas | Los Angeles | 91773 | 1979 | BONITA UNIFIED SCHOOL | Local Educational Agency | ECAA-Ed | Paid-In-Full | Completed | 55742 | - | - | No | No | No | No | No | No | Yes |  | Southern California Edison | IOU | No | 22 | 41 | 34.11840470N | 117.80825080W | 1bf70f45-7d83-44eb-b1a1-a1b179f33641 | 2022-08-22 15:59 | mlaw_CAEnergy | 2022-08-22 15:59 | mlaw_CAEnergy | -117.8083 | 34.1184
492 |  | 1492 Pine Flat Rd # 1, Santa Cruz, CA 95060 | Santa Cruz | Santa Cruz | 95060 | 1992 | BONNY DOON UESD | Local Educational Agency | ECAA-Ed | Paid-In-Full | Completed | 13870 | - | - | No | No | No | No | No | No | Yes |  | Pacific Gas & Electric | IOU | No | 17 | 28 | 37.06077100N | 122.14881900W | e44408c9-869e-4075-8b8a-a82017918ce2 | 2022-08-22 15:59 | mlaw_CAEnergy | 2022-08-22 15:59 | mlaw_CAEnergy | -122.1488 | 37.0608
518 |  | 1492 Pine Flat Rd # 1, Santa Cruz, CA 95060 | Santa Cruz | Santa Cruz | 95060 | 1991 | BONNY DOON UESD | Local Educational Agency | ECAA-Ed | Paid-In-Full | Completed | 22136 | - | - | No | No | No | No | No | No | Yes |  | Pacific Gas & Electric | IOU | No | 17 | 28 | 37.06077100N | 122.14881900W | b1505342-c47c-4a67-8ad8-390d211ccec3 | 2022-08-22 15:59 | mlaw_CAEnergy | 2022-08-22 15:59 | mlaw_CAEnergy | -122.1488 | 37.0608
595 |  | 364 Murphys Grade Rd, Angels Camp, CA 95221 | Angels Camp | Calaveras | 95221 | 1988 | BRET HARTE UNION HIGH SCHOOL | Local Educational Agency | ECAA-Ed | Paid-In-Full | Completed | 12162 | 608 | 8285 | No | No | No | No | No | No | Yes |  | Pacific Gas & Electric | IOU | No | 4 | 8 | 38.07951600N | 120.55205200W | 8a71e1c7-da12-4c9e-9c97-5a89dfc70c50 | 2022-08-22 15:59 | mlaw_CAEnergy | 2022-08-22 15:59 | mlaw_CAEnergy | -120.5521 | 38.0795
208 | 010-04-ECC | 2340 Pepper St, Sutter, CA 95982 | Sutter | Sutter | 95982 | 2005 | Brittan School District | Local Educational Agency | ECAA-Ed | Paid-In-Full | Completed | 41615 | 4626 | 31474 | Yes | No | No | No | No | No | No | retrofit existing lighting system with more energy efficient equipment | Pacific Gas & Electric | IOU | No | 1 | 3 | 39.16189600N | 121.74707400W | bae4d42a-36a0-4b36-aa12-59d8bd0668e0 | 2022-08-22 15:59 | mlaw_CAEnergy | 2023-07-21 23:25 | SLocwood_CAEnergy | -121.7471 | 39.1619
931 | 001-22-ECG | 264 North Westwood Street, Porterville, CA 93257 | Porterville | Tulare | 93257 | 2023 | Burton Elementary School District | Local Educational Agency | ECAA-Ed | Repayment | Completed | 995083 | 133629 | 526816 | Yes | No | No | No | No | No | No | Retrofit existing interior lighting to LED at 8 sites | Southern California Edison | IOU | Yes | 16 | 33 | 36.0721 | -119.07 | 87bbf3ed-80cf-4a56-9a0c-61b1e1c0b950 | 2023-04-19 16:14 | SLocwood_CAEnergy | 2023-04-19 16:17 | SLocwood_CAEnergy | -119.0708 | 36.0709 |  | Vector Energy
157 | 022-09-ECE-ARRA | 78 Table Mountain Blvd, Oroville, CA 95965 | Oroville | Butte | 95965 | 2010 | Butte Glenn Community College District | College | ECAA-Reg | Paid-In-Full | Completed | 766231 | 61579 | 381107 | Yes | Yes | No | No | No | No | No | upgrade lighting systems, mechanical, and HVAC systems | Pacific Gas & Electric | IOU | Yes | 1 | 3 | 39.52165200N | 121.55348700W | c8cb5a34-7713-4e5e-b05b-49905c88d211 | 2022-08-22 15:59 | mlaw_CAEnergy | 2023-07-21 17:58 | SLocwood_CAEnergy | -121.5535 | 39.5217
894 | 003-20-ECG | 42600 CA-58, Buttonwillow, CA 93206 | Buttonwillow | Kern | 93206 | 2021 | Buttonwillow Union Elementary School District | Local Educational Agency | ECAA-Ed | Repayment | Completed | 792352 | 60693 | 275373 | No | No | Yes | No | No | No | No | Install one ground-mounted solar PV shade structure at Buttonwillow Elementary School | Pacific Gas & Electric | IOU | Yes | 12 | 35 | 35.4002 | -119.4764 | 25dc7b65-1415-452f-b9d7-eceb7c770ac1 | 2022-08-22 15:59 | mlaw_CAEnergy | 2022-08-31 22:38 | SLocwood_CAEnergy | -119.4764 | 35.4002 |  | SitelogIQ
656 |  | 6500 Soquel Dr, Aptos, CA 95003 | Aptos | Santa Cruz | 95003 | 1985 | CABRILLO COMMUNITY COLLEGE | College | ECAA-Reg | Paid-In-Full | Completed | 176693 | 8835 | 128038 | No | No | No | No | No | No | Yes |  | Pacific Gas & Electric | IOU | Yes | 17 | 30 | 36.98759000N | 121.92587900W | d9f7c156-230e-461f-8bb9-b27b9e6c88b5 | 2022-08-22 15:59 | mlaw_CAEnergy | 2022-08-22 15:59 | mlaw_CAEnergy | -121.9259 | 36.9876
596 |  | 135 Valley Vista Dr, Valley Springs, CA 95252 | Valley Springs | Calaveras | 95252 | 1988 | CALAVERAS UNIFIED SCHOOL | Local Educational Agency | ECAA-Ed | Paid-In-Full | Completed | 17407 | - | - | No | No | No | No | No | No | Yes |  | Pacific Gas & Electric | IOU | No | 4 | 8 | 38.20779900N | 120.76797000W | 0cfe1c0c-9f41-47c6-a8f3-884d91778a9d | 2022-08-22 15:59 | mlaw_CAEnergy | 2022-08-22 15:59 | mlaw_CAEnergy | -120.768 | 38.2078
132 | 001-11-ECD | 1515 S St #101n, Sacramento, CA 95811 | Sacramento | Sacramento | 95811 | 2011 | California Department of Corrections and Rehabilitation | State Agency | ECAA-Reg | Paid-In-Full | Completed | 2056229 | 350000 | 3830000 | Yes | No | No | No | No | No | No | lighting system upgrades | Sacramento Municipal Utility District | IOU | No | 8 | 6 | 38.56866300N | 121.49008600W | 73307efc-6add-42cc-b409-c1a5515f724c | 2022-08-22 15:59 | mlaw_CAEnergy | 2023-07-21 17:52 | SLocwood_CAEnergy | -121.4901 | 38.5687
175 | 001-09-ECC | 1515 S St #101n, Sacramento, CA 95811 | Sacramento | Sacramento | 95811 | 2009 | California Department of Corrections and Rehabilitation | State Agency | ECAA-Reg | Paid-In-Full | Completed | 650000 | 150000 | 1500000 | Yes | No | No | No | No | No | No | retrofit the lighting system | Sacramento Municipal Utility District | IOU | No | 8 | 6 | 38.56866300N | 121.49008600W | 57f900be-05d5-47c0-85de-570dd88df36a | 2022-08-22 15:59 | mlaw_CAEnergy | 2023-07-21 18:02 | SLocwood_CAEnergy | -121.4901 | 38.5687
180 | 002-09-ECD | 1600 9th St # 100, Sacramento, CA 95814 | Sacramento | Sacramento | 95814 | 2009 | California Department of Mental Health | State Agency | ECAA-Reg | Paid-In-Full | Completed | 1600000 | 160000 | 1309091 | No | No | No | No | No | No | Yes | fix leaks and damaged pipes in the stream distribution line | Sacramento Municipal Utility District | IOU | No | 8 | 6 | 38.57390600N | 121.49901700W | 202ae88f-4314-4d7c-8219-9ecf4a08ed08 | 2022-08-22 15:59 | mlaw_CAEnergy | 2023-07-21 23:00 | SLocwood_CAEnergy | -121.499 | 38.5739
251 | 005-03-ECB | 1600 9th St # 100, Sacramento, CA 95814 | Sacramento | Sacramento | 95814 | 2003 | California Department of Mental Health | State Agency | ECAA-Reg | Paid-In-Full | Completed | 1800000 | 180000 | 1582000 | No | No | No | No | No | No | Yes | install a premium efficiency motor on a chilled water pump, and an EMS at the Patton State Hospital | Sacramento Municipal Utility District | POU | No | 8 | 6 | 38.57390600N | 121.49901700W | ec7245ef-f985-4e5d-9526-17ee07190b31 | 2022-08-22 15:59 | mlaw_CAEnergy | 2023-07-25 23:10 | SLocwood_CAEnergy | -121.499 | 38.5739
250 | 008-02-ECB | 1600 9th St # 100, Sacramento, CA 95814 | Sacramento | Sacramento | 95814 | 2003 | California Department of Mental Health | State Agency | ECAA-Reg | Paid-In-Full | Completed | 1704391 | 210000 | 1127386 | Yes | Yes | No | No | No | No | Yes | install premimum efficiency motors, energy efficient lights, VFDs on motors, boiler improvemtnts, boiler blow-down heat recover and EMS upgrades | Sacramento Municipal Utility District | IOU | No | 8 | 6 | 38.57390600N | 121.49901700W | a3ccceee-a43c-47f2-9f04-0c05c7eeccb0 | 2022-08-22 15:59 | mlaw_CAEnergy | 2023-07-25 23:10 | SLocwood_CAEnergy | -121.499 | 38.5739
80 | 003-13-ECA | 1 Grand Avenue, San Luis Obispo, CA 93407 | San Luis Obispo | San Luis Obispo | 93407 | 2014 | California Polytechnic State University | College | ECAA-Reg | Repayment | Completed | 3000000 | 350051 | 3227583 | No | No | No | No | No | No | Yes | Lighting, Central Plant Boiler System Condenser, Central Plan Water System Upgrade, Central Plant CHW Loop Optimization and Transformer Replacements | Pacific Gas & Electric | IOU | No | 17 | 30 | 35.30099500N | 120.65854700W | 88787da9-ba17-4d45-90c0-e289c834d6ec | 2022-08-22 15:59 | mlaw_CAEnergy | 2023-07-21 17:42 | SLocwood_CAEnergy | -120.6585 | 35.301
424 |  | 1350 Main St, Cambria, CA 93428 | Cambria | San Luis Obispo | 93428 | 1994 | CAMBRIA UNION ELEMENTARY | Local Educational Agency | ECAA-Ed | Paid-In-Full | Completed | 34870 | - | - | No | No | No | No | No | No | Yes |  | Pacific Gas & Electric | IOU | No | 17 | 30 | 35.56223600N | 121.08994700W | 98dc37f8-dd2d-40ae-b634-32bb0f1d6d41 | 2022-08-22 15:59 | mlaw_CAEnergy | 2022-08-22 15:59 | mlaw_CAEnergy | -121.0899 | 35.5622
445 |  | 4115 Jacksol Dr, San Jose, CA 95124 | San Jose | Santa Clara | 95124 | 1994 | CAMBRIAN | Local Educational Agency | ECAA-Ed | Paid-In-Full | Completed | 150000 | 7500 | 104167 | No | No | No | No | No | No | Yes |  | Pacific Gas & Electric | IOU | No | 15 | 28 | 37.25698300N | 121.94090100W | d1060f13-1a8f-42f1-b00c-12bd4db5278e | 2022-08-22 15:59 | mlaw_CAEnergy | 2022-08-22 15:59 | mlaw_CAEnergy | -121.9409 | 37.257
510 |  | 3060 Snows Rd, Camino, CA 95709 | Camino | El Dorado | 95709 | 1991 | CAMINO UNION ESD | Local Educational Agency | ECAA-Ed | Paid-In-Full | Completed | 3284 | 164 | 2121 | No | No | No | No | No | No | Yes |  | Pacific Gas & Electric | IOU | No | 4 | 1 | 38.73288200N | 120.67686500W | 21872fce-3623-4a91-a346-c813c76cc24f | 2022-08-22 15:59 | mlaw_CAEnergy | 2022-08-22 15:59 | mlaw_CAEnergy | -120.6769 | 38.7329
63 | 014-14-ECG | 1970 Willow St, San Jose, CA 95125 | San Jose | Santa Clara | 95125 | 2014 | Campbell Unified School District - Blackford Elementary | Local Educational Agency | ECAA-Ed | Repayment | Completed | 513000 | 31838 | 158220 | No | No | Yes | No | No | No | Yes | PV installation | Pacific Gas & Electric | IOU | No | 15 | 26 | 37.29943700N | 121.92232100W | 562e0465-51aa-466a-a9f2-36354be13abb | 2022-08-22 15:59 | mlaw_CAEnergy | 2023-07-21 17:40 | SLocwood_CAEnergy | -121.9223 | 37.2994
69 | 017-14-ECG | 941 Capri Rd, Encinitas, CA 92024 | Encinitas | San Diego | 92024 | 2014 | Campbell Unified School District - Capri Elementary and Village School | Local Educational Agency | ECAA-Ed | Repayment | Completed | 796007 | 62512 | 243441 | No | No | Yes | No | No | No | No | PV installation and refrigeration system upgrade | San Diego Gas & Electric | IOU | No | 38 | 77 | 33.07563700N | 117.28863600W | d2e54a71-b64c-4d51-a5ed-4417a477818a | 2022-08-22 15:59 | mlaw_CAEnergy | 2023-07-21 17:41 | SLocwood_CAEnergy | -117.2886 | 33.0756
59 | 013-14-ECG | 3040 Payne Ave, Campbell, CA 95008 | Campbell | Santa Clara | 95008 | 2014 | Campbell Unified School District - Castlemont Elementary | Local Educational Agency | ECAA-Ed | Repayment | Completed | 81218 | 7250 | 40266 | Yes | No | No | No | No | No | Yes | Lighting and controls retrofit, refrigeration system uprade and exit sign upgrades | Pacific Gas & Electric | IOU | No | 15 | 23 | 37.30111200N | 121.94753400W | 4fdeac81-acd2-4c7a-b69c-93817f7f3f33 | 2022-08-22 15:59 | mlaw_CAEnergy | 2023-07-21 17:39 | SLocwood_CAEnergy | -121.9475 | 37.3011
58 | 009-14-ECG | 881 Cypress Ave, San Jose, CA 95117 | San Jose | Santa Clara | 95117 | 2014 | Campbell Unified School District - Lynhaven Elementary | Local Educational Agency | ECAA-Ed | Repayment | Completed | 65887 | 5714 | 31709 | Yes | Yes | No | No | No | No | Yes | Lighting and controls retrofit, refrigeration system uprade and exit sign upgrades | Pacific Gas & Electric | POU | No | 15 | 26 | 37.31117100N | 121.96038600W | 9963d483-ebf1-496d-8543-1db41d7649be | 2022-08-22 15:59 | mlaw_CAEnergy | 2023-07-21 17:39 | SLocwood_CAEnergy | -121.9604 | 37.3112
70 | 016-14-ECG | 1055 S Monroe St, San Jose, CA 95128 | San Jose | Santa Clara | 95128 | 2014 | Campbell Unified School District - Monroe Middle School | Local Educational Agency | ECAA-Ed | Repayment | Completed | 1078750 | 79319 | 330645 | No | No | Yes | No | No | No | Yes | PV installation and refrigeration system upgrade | Pacific Gas & Electric | IOU | No | 15 | 26 | 37.30895300N | 121.94373800W | 9f29cbbc-b900-4704-a0ad-b2fdaa3a4cb6 | 2022-08-22 15:59 | mlaw_CAEnergy | 2023-07-21 17:41 | SLocwood_CAEnergy | -121.9437 | 37.309
71 | 015-14-ECG | 14030 Weddington St, Sherman Oaks, CA 91401 | Sherman Oaks | Los Angeles | 91401 | 2014 | Campbell Unified School District - Sherman Oaks Elementary | Local Educational Agency | ECAA-Ed | Repayment | Completed | 1084933 | 62729 | 326912 | No | No | Yes | No | No | No | Yes | PV installation, refrigeration system upgrade and distribution transformer upgrade | Southern California Edison | IOU | No | 27 | 44 | 34.16581050N | 118.43898100W | 8bd36db8-e6d8-4045-91b1-7d37fb6d040d | 2022-08-22 15:59 | mlaw_CAEnergy | 2023-07-21 17:41 | SLocwood_CAEnergy | -118.439 | 34.1658
75 | 018-14-ECG | 295 Cherry Ln, Campbell, CA 95008 | Campbell | Santa Clara | 95008 | 2014 | Campbell Union School District - Campbell Middle School and Corporate Yard | Local Educational Agency | ECAA-Ed | Repayment | Completed | 1378638 | 84287 | 410763 | No | No | Yes | No | No | No | Yes | PV installation, refrigeration system upgrade and distribution transformer upgrade | Pacific Gas & Electric | IOU | No | 13 | 23 | 37.28342200N | 121.95573300W | 35d85764-0716-4853-b191-82597e880668 | 2022-08-22 15:59 | mlaw_CAEnergy | 2023-07-21 17:41 | SLocwood_CAEnergy | -121.9557 | 37.2834
64 | 010-14-ECG | 4450 McCoy Ave, San Jose, CA 95130 | San Jose | Santa Clara | 95130 | 2014 | Campbell Union School District - Forest Hill Elementary | Local Educational Agency | ECAA-Ed | Repayment | Completed | 534346 | 31362 | 162739 | No | No | Yes | No | No | No | Yes | Walk-in refrigeration and PV installation | Pacific Gas & Electric | IOU | No | 13 | 23 | 37.27602800N | 121.98251000W | 1c975e6d-b076-4327-a0db-989489dd30fe | 2022-08-22 15:59 | mlaw_CAEnergy | 2023-07-21 17:40 | SLocwood_CAEnergy | -121.9825 | 37.276
65 | 007-14-ECG | 1585 More Ave, Los Gatos, CA 95032 | Los Gatos | Santa Clara | 95032 | 2014 | Campbell Union School District - Rolling Hills Middle School | Local Educational Agency | ECAA-Ed | Repayment | Completed | 692584 | 43161 | 199902 | No | No | Yes | No | No | No | Yes | Refrigeration system upgrade, distribution transformers and PV installation | Pacific Gas & Electric | IOU | No | 13 | 23 | 37.26600600N | 121.98667700W | cb56799c-6ac5-41cd-ad0b-d57bfc6e2754 | 2022-08-22 15:59 | mlaw_CAEnergy | 2023-07-21 17:40 | SLocwood_CAEnergy | -121.9867 | 37.266
62 | 008-14-ECG | 14114 Marilyn Ln, Saratoga, CA 95070 | Saratoga | Santa Clara | 95070 | 2014 | Campbell Union School District - Marshall Lane Elementary | Local Educational Agency | ECAA-Ed | Repayment | Completed | 478754 | 30266 | 145594 | No | No | Yes | No | No | No | Yes | Refrigeration system upgrade and PV installation | Pacific Gas & Electric | IOU | No | 13 | 23 | 37.26270300N | 121.99628700W | 3a358ed9-4128-4e92-9041-c926867e0237 | 2022-08-22 15:59 | mlaw_CAEnergy | 2023-07-21 17:40 | SLocwood_CAEnergy | -121.9963 | 37.2627
68 | 006-14-ECG | 401 W Hamilton Ave, Campbell, CA 95008 | Campbell | Santa Clara | 95008 | 2014 | Campbell Union School District - Rosemary Elementary | Local Educational Agency | ECAA-Ed | Repayment | Completed | 794812 | 44922 | 228428 | No | No | Yes | No | No | No | Yes | Refrigeration system upgrade, distribution transformers and PV installation | Pacific Gas & Electric | IOU | Yes | 13 | 23 | 37.29515800N | 121.95536600W | 696af59e-cd7c-4c8e-9f2a-b41e96d3b064 | 2022-08-22 15:59 | mlaw_CAEnergy | 2023-07-21 17:40 | SLocwood_CAEnergy | -121.9554 | 37.2952
294 | 820-000-ECX | 33122 Valle Rd, San Juan Capistrano, CA 92675 | San Juan Capistrano | Orange | 92675 | 2001 | Capistrano Unified School District | Local Educational Agency | ECAA-Ed | Paid-In-Full | Completed | 185885 | 33092 | 275771 | No | No | No | No | No | No | Yes |  | Southern California Edison | IOU | No | 38 | 74 | 33.47984500N | 117.67000700W | 449acff4-2704-4bfc-861b-4979b984dc6d | 2022-08-22 15:59 | mlaw_CAEnergy | 2022-08-22 15:59 | mlaw_CAEnergy | -117.67 | 33.4798
325 | 820-001-ECX | 33122 Valle Rd, San Juan Capistrano, CA 92675 | San Juan Capistrano | Orange | 92675 | 2001 | Capistrano Unified School District | Local Educational Agency | ECAA-Ed | Paid-In-Full | Completed | 901306 | 101000 | 772000 | No | No | No | No | No | No | Yes |  | Southern California Edison | IOU | Yes | 38 | 74 | 33.47984500N | 117.67000700W | 72ae112f-65ce-4135-b968-302041572792 | 2022-08-22 15:59 | mlaw_CAEnergy | 2022-08-22 15:59 | mlaw_CAEnergy | -117.67 | 33.4798
406 |  | 4380 Carmel Valley Rd, Carmel-By-The-Sea, CA 93923 | Carmel-By-The-Sea | Monterey | 93923 | 1995 | CARMEL UNIFIED SCHOOL | Local Educational Agency | ECAA-Ed | Paid-In-Full | Completed | 400000 | 20000 | 282486 | No | No | No | No | No | No | Yes |  | Pacific Gas & Electric | IOU | No | 17 | 30 | 36.54191300N | 121.89676600W | 3ac19446-b332-48b0-8097-78cda01fca94 | 2022-08-22 15:59 | mlaw_CAEnergy | 2022-08-22 15:59 | mlaw_CAEnergy | -121.8968 | 36.5419
766 |  | 4380 Carmel Valley Rd, Carmel-By-The-Sea, CA 93923 | Carmel-By-The-Sea | Monterey | 93923 | 1980 | CARMEL UNIFIED SCHOOL | Local Educational Agency | ECAA-Ed | Paid-In-Full | Completed | 29717 | 1486 | 20987 | No | No | No | No | No | No | Yes |  | Pacific Gas & Electric | IOU | Yes | 17 | 30 | 36.54191300N | 121.89676600W | 7f4155e2-6e03-4cd4-a188-4ead2cb5bc4f | 2022-08-22 15:59 | mlaw_CAEnergy | 2022-08-22 15:59 | mlaw_CAEnergy | -121.8968 | 36.5419
414 |  | 301 Cayucos Dr, Cayucos, CA 93430 | Cayucos | San Luis Obispo | 93430 | 1994 | CAYUCOS ELEMENTARY | Local Educational Agency | ECAA-Ed | Paid-In-Full | Completed | 16500 | 825 | 10659 | No | No | No | No | No | No | Yes |  | Pacific Gas & Electric | IOU | No | 17 | 30 | 35.45181700N | 120.90459500W | a768aee4-a47e-4766-83e1-131ee37705b8 | 2022-08-22 15:59 | mlaw_CAEnergy | 2022-08-22 15:59 | mlaw_CAEnergy | -120.9046 | 35.4518
569 |  | 11110 Alondra Blvd, Norwalk, CA 90650 | Norwalk | Los Angeles | 90650 | 1990 | CERRITOS CCD | College | ECAA-Reg | Paid-In-Full | Completed | 306567 | - | - | No | No | No | No | No | No | Yes |  | Southern California Edison | POU | Yes | 36 | 67 | 33.88518600N | 118.09783800W | b9940e59-da3e-4952-b71e-9ff6bf568ce7 | 2022-08-22 15:59 | mlaw_CAEnergy | 2022-08-22 15:59 | mlaw_CAEnergy | -118.0978 | 33.8852
690 |  | 11110 Alondra Blvd, Norwalk, CA 90650 | Norwalk | Los Angeles | 90650 | 1982 | CERRITOS CCD | College | ECAA-Reg | Paid-In-Full | Completed | 16328 | - | - | No | No | No | No | No | No | Yes |  | Southern California Edison | POU | Yes | 36 | 67 | 33.88518600N | 118.09783800W | dadbb074-795c-4631-831e-2d4d3a3892c9 | 2022-08-22 15:59 | mlaw_CAEnergy | 2022-08-22 15:59 | mlaw_CAEnergy | -118.0978 | 33.8852
702 |  | 11110 Alondra Blvd, Norwalk, CA 90650 | Norwalk | Los Angeles | 90650 | 1982 | CERRITOS CCD | College | ECAA-Reg | Paid-In-Full | Completed | 100441 | - | - | No | No | No | No | No | No | Yes |  | Southern California Edison | POU | Yes | 36 | 67 | 33.88518600N | 118.09783800W | f23164bf-1c8b-4710-9d91-5c730760cf08 | 2022-08-22 15:59 | mlaw_CAEnergy | 2022-08-22 15:59 | mlaw_CAEnergy | -118.0978 | 33.8852
264 | 650-002-ECA | 7600 Dublin Blvd, Dublin, CA 94568 | Dublin | Alameda | 94568 | 2002 | Chabot Las Positas Community College District | College | ECAA-Reg | Paid-In-Full | Completed | 486500 | 122175 | 2240000 | No | No | No | No | No | No | Yes | install a 280 kW natural gas fired cogeneration system | Pacific Gas & Electric | IOU | No | 5 | 20 | 37.70354400N | 121.92982500W | d28caad7-0129-4e97-81c2-1a5379ba8fa3 | 2022-08-22 15:59 | mlaw_CAEnergy | 2023-07-25 23:13 | SLocwood_CAEnergy | -121.9298 | 37.7035
241 | 003-03-ECB | 7600 Dublin Blvd, Dublin, CA 94568 | Dublin | Alameda | 94568 | 2003 | Chabot-Las Positas Community College District | College | ECAA-Reg | Paid-In-Full | Completed | 183685 | 33486 | - | No | No | No | No | No | No | Yes | upgrade the campus electric services for the 300 kW cogeneration system interconnection | Pacific Gas & Electric | IOU | No | 5 | 20 | 37.70354400N | 121.92982500W | 13b6dc14-f948-4c04-a81a-f310fc6483de | 2022-08-22 15:59 | mlaw_CAEnergy | 2023-07-25 23:09 | SLocwood_CAEnergy | -121.9298 | 37.7035
580 |  | 211 W 5th St, Ontario, CA 91762 | Ontario | San Bernardino | 91762 | 1989 | CHAFFEY JOINT UNION HIGH | Local Educational Agency | ECAA-Ed | Paid-In-Full | Completed | 63850 | - | - | No | No | No | No | No | No | Yes |  | Southern California Edison | IOU | No | 22 | 53 | 34.08103200N | 117.65370900W | 93708e5f-368d-4cc7-aff6-be9bdedaf74e | 2022-08-22 15:59 | mlaw_CAEnergy | 2022-08-22 15:59 | mlaw_CAEnergy | -117.6537 | 34.081
604 |  | 211 W 5th St, Ontario, CA 91762 | Ontario | San Bernardino | 91762 | 1988 | CHAFFEY JOINT UNION HIGH | Local Educational Agency | ECAA-Ed | Paid-In-Full | Completed | 47132 | - | - | No | No | No | No | No | No | Yes |  | Southern California Edison | IOU | No | 22 | 53 | 34.08103200N | 117.65370900W | 41e4422a-1146-4607-be07-4fd1ad945a2f | 2022-08-22 15:59 | mlaw_CAEnergy | 2022-08-22 15:59 | mlaw_CAEnergy | -117.6537 | 34.081
348 | 804-000-ECA | 7500 Chaminade Ave, West Hills, CA 91304 | West Hills | Los Angeles | 91304 | 2000 | Chaminade College Preparatory | College | ECAA-Reg | Paid-In-Full | Completed | 200000 | 26000 | 166000 | No | No | No | No | No | No | Yes |  | Southern California Edison | IOU | No | 27 | 46 | 34.20761900N | 118.63624300W | 82ef3e9b-301a-4902-a8a8-373ba8763aea | 2022-08-22 15:59 | mlaw_CAEnergy | 2022-08-22 15:59 | mlaw_CAEnergy | -118.6362 | 34.2076
543 |  | 1 University Dr, Orange, CA 92866 | Orange | Orange | 92866 | 1990 | CHAPMAN COLLEGE/UNIVERSITY | College | ECAA-Reg | Paid-In-Full | Completed | 2173 | - | - | No | No | No | No | No | No | Yes |  | Southern California Edison | IOU | No | 37 | 68 | 33.79300000N | 117.85248300W | 422d4f10-88af-461e-9b69-06337735b23a | 2022-08-22 15:59 | mlaw_CAEnergy | 2022-08-22 15:59 | mlaw_CAEnergy | -117.8525 | 33.793
436 |  | 26065 Outback Industrial Way, O'Neals, CA 93645 | O'Neals | Madera | 93645 | 1994 | CHAWANAKEE JOINT | Local Educational Agency | ECAA-Ed | Paid-In-Full | Completed | 74713 | 3736 | 48327 | No | No | No | No | No | No | Yes |  | Pacific Gas & Electric | IOU | No | 4 | 8 | 37.12864300N | 119.73276500W | eb2778ad-01e5-4740-b30e-04143cff930b | 2022-08-22 15:59 | mlaw_CAEnergy | 2022-08-22 15:59 | mlaw_CAEnergy | -119.7328 | 37.1286
53 | 020-14-ECG | 1163 E 7th St, Chico, CA 95928 | Chico | Butte | 95928 | 2015 | Chico Unified School District | Local Educational Agency | ECAA-Ed | Repayment | Completed | 3000000 | 255407 | 1300000 | No | No | Yes | No | No | No | No | install solar PV panels at 5 campuses | Pacific Gas & Electric | IOU | No | 1 | 3 | 39.73376350N | 121.82578820W | 4d48ba76-b911-4a7a-9e18-a26058907ce2 | 2022-08-22 15:59 | mlaw_CAEnergy | 2023-07-20 19:04 | SLocwood_CAEnergy | -121.8258 | 39.7338
496 |  | 805 Humboldt Ave, Chowchilla, CA 93610 | Chowchilla | Madera | 93610 | 1992 | CHOWCHILLA UNION | Local Educational Agency | ECAA-Ed | Paid-In-Full | Completed | 41583 | 2079 | 37803 | No | No | No | No | No | No | Yes |  | Pacific Gas & Electric | IOU | No | 14 | 27 | 37.11603000N | 120.26237200W | 0ad7139f-148d-43cb-b060-8aa016d07359 | 2022-08-22 15:59 | mlaw_CAEnergy | 2022-08-22 15:59 | mlaw_CAEnergy | -120.2624 | 37.116
574 |  | 805 Humboldt Ave, Chowchilla, CA 93610 | Chowchilla | Madera | 93610 | 1989 | CHOWCHILLA UNION | Local Educational Agency | ECAA-Ed | Paid-In-Full | Completed | 19170 | 959 | 17427 | No | No | No | No | No | No | Yes |  | Pacific Gas & Electric | IOU | Yes | 14 | 27 | 37.11603000N | 120.26237200W | 72dfd69d-1d56-4c06-a166-a946c2dfe83a | 2022-08-22 15:59 | mlaw_CAEnergy | 2022-08-22 15:59 | mlaw_CAEnergy | -120.2624 | 37.116
893 | 004-20-ECG | 24285 Lincoln Street, Chualar, CA 93925 | Chualar | Monterey | 93925 | 2021 | Chualar Union School District | Local Educational Agency | ECAA-Ed | Repayment | Completed | 600000 | 30583 | 159200 | No | No | Yes | No | No | No | No | Install one ground-mounted solar PV shade structure at Chualar Union Elementary School | Pacific Gas & Electric | IOU | No | 17 | 29 | 36.5722 | -121.5161 | a03808ed-3110-4a6d-9d78-e5caea052ebe | 2022-08-22 15:59 | mlaw_CAEnergy | 2023-07-11 20:05 | SLocwood_CAEnergy | -121.5161 | 36.5722 |  | Engie
803 |  | 751 Medical Center Ct, Chula Vista, CA 91911 | Chula Vista | San Diego | 91911 | 1980 | CHULA VISTA COMMUNITY HOSPITAL | Hospital/Public Care | ECAA-Reg | Paid-In-Full | Completed | 181673 | 9084 | 165157 | No | No | No | No | No | No | Yes |  | San Diego Gas & Electric | IOU | No | 18 | 80 | 32.61919660N | 117.02347620W | 730eb8fa-18e9-443e-9a51-e729813ada90 | 2022-08-22 15:59 | mlaw_CAEnergy | 2022-08-22 15:59 | mlaw_CAEnergy | -117.0235 | 32.6192
339 | 817-001-ECX | 1 Dr Carlton B Goodlett Pl, San Francisco, CA 94102 | San Francisco | San Francisco | 94102 | 2001 | City and County of San Francisco | Local Government | ECAA-Reg | Paid-In-Full | Completed | 1627983 | 392000 | 3524111 | No | No | No | No | No | No | Yes |  | Pacific Gas & Electric | IOU | No | 11 | 17 | 37.77928500N | 122.41925100W | 736fe66a-fb1d-4583-a201-858b19643905 | 2022-08-22 15:59 | mlaw_CAEnergy | 2022-08-22 15:59 | mlaw_CAEnergy | -122.4193 | 37.7793
330 | 817-000-ECX | 1 Dr Carlton B Goodlett Pl, San Francisco, CA 94102 | San Francisco | San Francisco | 94102 | 2001 | City and County of San Francisco | Local Government | ECAA-Reg | Paid-In-Full | Completed | 1098886 | 171709 | 34706857 | No | No | No | No | No | No | Yes |  | Pacific Gas & Electric | IOU | No | 11 | 17 | 37.77928500N | 122.41925100W | 36ff6e18-64b5-475e-8d24-423c97be25fd | 2022-08-22 15:59 | mlaw_CAEnergy | 2022-08-22 15:59 | mlaw_CAEnergy | -122.4193 | 37.7793
344 | 821-000-ECX | 1 Dr Carlton B Goodlett Pl, San Francisco, CA 94102 | San Francisco | San Francisco | 94102 | 2001 | City and County of San Francisco | Local Government | ECAA-Reg | Paid-In-Full | Completed | 1999989 | 304000 | 2737772 | No | No | No | No | No | No | Yes |  | Pacific Gas & Electric | IOU | No | 11 | 17 | 37.77928500N | 122.41925100W | 5134624c-93db-4413-9019-1a50390e2269 | 2022-08-22 15:59 | mlaw_CAEnergy | 2022-08-22 15:59 | mlaw_CAEnergy | -122.4193 | 37.7793
575 |  | 2263 Santa Clara Ave, Alameda, CA 94501 | Alameda | Alameda | 94501 | 1989 | CITY OF ALAMEDA | Local Government | ECAA-Reg | Paid-In-Full | Completed | 20742 | 1037 | 13575 | No | No | No | No | No | No | Yes |  | Pacific Gas & Electric | IOU | No | 7 | 18 | 37.76648900N | 122.24348400W | d788de82-4df1-4324-816c-5bb7934faa18 | 2022-08-22 15:59 | mlaw_CAEnergy | 2022-08-22 15:59 | mlaw_CAEnergy | -122.2435 | 37.7665
615 |  | 2263 Santa Clara Ave, Alameda, CA 94501 | Alameda | Alameda | 94501 | 1988 | CITY OF ALAMEDA | Local Government | ECAA-Reg | Paid-In-Full | Completed | 158316 | 7916 | 103610 | No | No | No | No | No | No | Yes |  | Pacific Gas & Electric | IOU | Yes | 7 | 18 | 37.76648900N | 122.24348400W | 0afd088c-3903-4bcf-b5ca-04ded0da0f4f | 2022-08-22 15:59 | mlaw_CAEnergy | 2022-08-22 15:59 | mlaw_CAEnergy | -122.2435 | 37.7665
824 |  | 2263 Santa Clara Ave, Alameda, CA 94501 | Alameda | Alameda | 94501 | 1980 | CITY OF ALAMEDA | Local Government | ECAA-Reg | Paid-In-Full | Completed | 361737 | 18087 | 236739 | No | No | No | No | No | No | Yes |  | Alameda Municipal Power | POU | Yes | 7 | 18 | 37.76648900N | 122.24348400W | 6610e246-03fc-4cfa-a60d-cdc8dfb33b50 | 2022-08-22 15:59 | mlaw_CAEnergy | 2022-08-22 15:59 | mlaw_CAEnergy | -122.2435 | 37.7665
147 | 021-09-ECE-ARRA | 1000 San Pablo Ave, Albany, CA 94706 | Albany | Alameda | 94706 | 2010 | City of Albany | Local Government | ECAA-Reg | Repayment | Completed | 290805 | 23874 | 194963 | Yes | No | No | No | No | No | No | replace 451 HPS streetlights with LEDs | Pacific Gas & Electric | IOU | No | 7 | 14 | 37.88718800N | 122.29828300W | dd6de055-c529-4aa3-9203-a070acfde512 | 2022-08-22 15:59 | mlaw_CAEnergy | 2023-07-21 17:57 | SLocwood_CAEnergy | -122.2983 | 37.8872
738 |  | 1000 San Pablo Ave, Albany, CA 94706 | Albany | Alameda | 94706 | 1980 | CITY OF ALBANY | Local Government | ECAA-Reg | Paid-In-Full | Completed | 10200 | - | - | No | No | No | No | No | No | Yes |  | Pacific Gas & Electric | IOU | No | 7 | 14 | 37.88718800N | 122.29828300W | 0936f7b6-4ae6-4d80-8207-94390e10aa76 | 2022-08-22 15:59 | mlaw_CAEnergy | 2022-08-22 15:59 | mlaw_CAEnergy | -122.2983 | 37.8872
817 |  | 111 S 1st St, Alhambra, CA 91801 | Alhambra | Los Angeles | 91801 | 1980 | CITY OF ALHAMBRA | Local Government | ECAA-Reg | Paid-In-Full | Completed | 296000 | - | - | No | No | No | No | No | No | Yes |  | Southern California Edison | IOU | No | 25 | 49 | 34.09271500N | 118.12701900W | 729a4bb7-5bcd-4dd1-a70b-924fdf733633 | 2022-08-22 15:59 | mlaw_CAEnergy | 2022-08-22 15:59 | mlaw_CAEnergy | -118.127 | 34.0927
397 |  | 1887 Howard St, Anderson CA 96007 | Anderson | Shasta | 96007 | 1995 | CITY OF ANDERSON | Local Government | ECAA-Reg | Paid-In-Full | Completed | 41100 | - | - | No | No | No | No | No | No | Yes |  | Pacific Gas & Electric | IOU | No | 1 | 1 | 40.44774480N | 122.30016550W | f085001f-d40a-45f5-bdfe-ad61c6d8b2ae | 2022-08-22 15:59 | mlaw_CAEnergy | 2022-08-22 15:59 | mlaw_CAEnergy | -122.3002 | 40.4477
219 | 020-03-ECB | 736 F St, Arcata, CA 95521 | Arcata | Humboldt | 95521 | 2004 | City of Arcata | Local Government | ECAA-Reg | Paid-In-Full | Completed | 112587 | 13665 | 75275 | Yes | Yes | Yes | No | No | No | No | upgrade lighting and HVAc controls, and install a PV system | Pacific Gas & Electric | IOU | No | 2 | 2 | 40.86718000N | 124.08465300W | a93326aa-68a5-489a-ad7e-e890dbb3fb3e | 2022-08-22 15:59 | mlaw_CAEnergy | 2023-07-25 23:04 | SLocwood_CAEnergy | -124.0847 | 40.8672
139 | 002-10-ECE-ARRA | 300 E Branch St, Arroyo Grande, CA 93420 | Arroyo Grande | San Luis Obispo | 93420 | 2010 | City of Arroyo Grande | Local Government | ECAA-Reg | Repayment | Completed | 158156 | 14431 | 90678 | Yes | Yes | No | No | No | No | Yes | HVAC equipment and control upgrades, lighting and controls, vending machine misers, LCD computer monitors and controls, and LED streetlights | Pacific Gas & Electric | IOU | No | 17 | 30 | 35.12422970N | 120.57619570W | eb257e49-90f6-40f1-bf20-708abeee73dd | 2022-08-22 15:59 | mlaw_CAEnergy | 2023-07-21 17:53 | SLocwood_CAEnergy | -120.5762 | 35.1242
303 | 826-000-ECX | 1225 Lincoln Way, Auburn, CA 95603 | Auburn | Placer | 95603 | 2001 | City of Auburn | Local Government | ECAA-Reg | Paid-In-Full | Completed | 270480 | 34397 | 117605 | No | No | No | No | No | No | Yes |  | Pacific Gas & Electric | IOU | No | 1 | 5 | 38.89751850N | 121.07436470W | 16f1baf5-db61-41cc-b831-7cfee4db4eec | 2022-08-22 15:59 | mlaw_CAEnergy | 2022-08-22 15:59 | mlaw_CAEnergy | -121.0744 | 38.8975
801 |  | 1600 Truxtun Ave, Bakersfield, CA 93306 | Bakersfield | Kern | 93306 | 1980 | CITY OF BAKERSFIELD | Local Government | ECAA-Reg | Paid-In-Full | Completed | 172560 | - | - | No | No | No | No | No | No | Yes |  | Pacific Gas & Electric | IOU | No | 12 | 32 | 35.37369650N | 119.02044920W | 0075ea44-1f0e-41fb-a44f-bd91979d70b6 | 2022-08-22 15:59 | mlaw_CAEnergy | 2022-08-22 15:59 | mlaw_CAEnergy | -119.0204 | 35.3737
38 | 009-15-ECD | 14403 Pacific Ave, Baldwin Park, CA 91706 | Baldwin Park | Los Angeles | 91706 | 2016 | City of Baldwin Park | Local Government | ECAA-Reg | Repayment | Completed | 2988974 | 175822 | 1713535 | No | No | Yes | No | No | No | Yes | implement energy efficiency upgrades (exterior lightin, pool control automation, high efficiency transformers) and install solar PV panels at city-owned facilities | Southern California Edison | IOU | No | 22 | 48 | 34.08549600N | 117.95966400W | 2371f0b5-2b0c-40ea-ac66-90db724f6f69 | 2022-08-22 15:59 | mlaw_CAEnergy | 2023-07-19 17:38 | SLocwood_CAEnergy | -117.9597 | 34.0855
560 |  | 14403 Pacific Ave, Baldwin Park, CA 91706 | Baldwin Park | Los Angeles | 91706 | 1990 | CITY OF BALDWIN PARK | Local Government | ECAA-Reg | Paid-In-Full | Completed | 93700 | - | - | No | No | No | No | No | No | Yes |  | Southern California Edison | IOU | No | 22 | 48 | 34.08549600N | 117.95966400W | fc17ce94-8868-4311-8156-2bb505d92ab4 | 2022-08-22 15:59 | mlaw_CAEnergy | 2022-08-22 15:59 | mlaw_CAEnergy | -117.9597 | 34.0855
782 |  | 14403 Pacific Ave, Baldwin Park, CA 91706 | Baldwin Park | Los Angeles | 91706 | 1980 | CITY OF BALDWIN PARK | Local Government | ECAA-Reg | Paid-In-Full | Completed | 75640 | - | - | No | No | No | No | No | No | Yes |  | Southern California Edison | IOU | No | 22 | 48 | 34.08549600N | 117.95966400W | 212d31f4-d193-4c67-a4d8-557a1bfe61f4 | 2022-08-22 15:59 | mlaw_CAEnergy | 2022-08-22 15:59 | mlaw_CAEnergy | -117.9597 | 34.0855
295 | 841-000-ECX | 16600 Civic Center Dr, Bellflower, CA 90706 | Bellflower | Los Angeles | 90706 | 2001 | City of Bellflower | Local Government | ECAA-Reg | Paid-In-Full | Completed | 195000 | 67350 | 673498 | No | No | No | No | No | No | Yes |  | Southern California Edison | IOU | Yes | 30 | 62 | 33.88353420N | 118.12205820W | 3e7cdbee-12ab-4a4e-ab10-eeffd03227eb | 2022-08-22 15:59 | mlaw_CAEnergy | 2022-08-22 15:59 | mlaw_CAEnergy | -118.1221 | 33.8835
277 | 819-000-ECX | 1 Twin Pines Ln, Belmont, CA 94002 | Belmont | San Mateo | 94002 | 2001 | City of Belmont | Local Government | ECAA-Reg | Paid-In-Full | Completed | 20000 | 6092 | 95635 | No | No | No | No | No | No | Yes |  | Pacific Gas & Electric | IOU | No | 13 | 21 | 37.51807800N | 122.27665380W | 1e8dcf9a-81d5-41d6-a704-01edb5683b60 | 2022-08-22 15:59 | mlaw_CAEnergy | 2022-08-22 15:59 | mlaw_CAEnergy | -122.2767 | 37.5181
83 | 005-13-ECD | 2180 Milvia St, Berkeley, CA 94704 | Berkeley | Alameda | 94704 | 2014 | City of Berkeley | Local Government | ECAA-Reg | Repayment | Completed | 3000000 | 368626 | 2000000 | Yes | No | No | No | No | No | No | implement streetlight retrofit project | Pacific Gas & Electric | IOU | No | 7 | 14 | 37.86945500N | 122.27087380W | 3e59c047-de8e-4625-b10f-5cad7703cbeb | 2022-08-22 15:59 | mlaw_CAEnergy | 2023-07-21 17:42 | SLocwood_CAEnergy | -122.2709 | 37.8695
358 |  | 2180 Milvia St, Berkeley, CA 94704 | Berkeley | Alameda | 94704 | 1999 | CITY OF BERKELEY | Local Government | ECAA-Reg | Paid-In-Full | Completed | 329600 | 16480 | 222402 | No | No | No | No | No | No | Yes |  | Pacific Gas & Electric | IOU | Yes | 7 | 14 | 37.86945500N | 122.27087380W | 81303482-cf7e-4a78-87d7-9bc31f7e8a66 | 2022-08-22 15:59 | mlaw_CAEnergy | 2022-08-22 15:59 | mlaw_CAEnergy | -122.2709 | 37.8695
529 |  | 2180 Milvia St, Berkeley, CA 94704 | Berkeley | Alameda | 94704 | 1991 | CITY OF BERKELEY | Local Government | ECAA-Reg | Paid-In-Full | Completed | 98048 | 4902 | 66159 | No | No | No | No | No | No | Yes |  | Pacific Gas & Electric | IOU | Yes | 7 | 14 | 37.86945500N | 122.27087380W | 6331880e-5460-49f1-9492-754da01dfa10 | 2022-08-22 15:59 | mlaw_CAEnergy | 2022-08-22 15:59 | mlaw_CAEnergy | -122.2709 | 37.8695
561 |  | 2180 Milvia St, Berkeley, CA 94704 | Berkeley | Alameda | 94704 | 1990 | CITY OF BERKELEY | Local Government | ECAA-Reg | Paid-In-Full | Completed | 118655 | 5933 | 80064 | No | No | No | No | No | No | Yes |  | Pacific Gas & Electric | IOU | No | 7 | 14 | 37.86945500N | 122.27087380W | 6196e2fb-efc4-476e-aaeb-c83204387e7f | 2022-08-22 15:59 | mlaw_CAEnergy | 2022-08-22 15:59 | mlaw_CAEnergy | -122.2709 | 37.8695
867 |  | 2180 Milvia St, Berkeley, CA 94704 | Berkeley | Alameda | 94704 | 1979 | CITY OF BERKELEY | Local Government | ECAA-Reg | Paid-In-Full | Completed | 195000 | 9750 | 134298 | No | No | No | No | No | No | Yes |  | Pacific Gas & Electric | IOU | Yes | 7 | 14 | 37.86945500N | 122.27087380W | 8c5f47e1-2df9-4aae-bfb7-c1c212e17fac | 2022-08-22 15:59 | mlaw_CAEnergy | 2022-08-22 15:59 | mlaw_CAEnergy | -122.2709 | 37.8695
876 |  | 2180 Milvia St, Berkeley, CA 94704 | Berkeley | Alameda | 94704 | 1979 | CITY OF BERKELEY | Local Government | ECAA-Reg | Paid-In-Full | Completed | 527000 | 26350 | 362948 | No | No | No | No | No | No | Yes |  | Pacific Gas & Electric | IOU | No | 7 | 14 | 37.86945500N | 122.27087380W | d8448890-f1eb-4f24-b59a-06650f46ab0a | 2022-08-22 15:59 | mlaw_CAEnergy | 2022-08-22 15:59 | mlaw_CAEnergy | -122.2709 | 37.8695
15 | 003-17-ECD | 39707 Big Bear Blvd, Big Bear Lake, CA 92315 | Big Bear Lake | San Bernardino | 92315 | 2018 | City of Big Bear Lake | Local Government | ECAA-Reg | Repayment | Completed | 1141000 | 136600 | 459000 | No | No | Yes | No | No | No | No | Install 275 kW PV panels to pump water | Southern California Edison | IOU | No | 19 | 34 | 34.23789500N | 116.93555330W | 556725d9-b873-4eb5-8feb-bb76eb7f0cd1 | 2022-08-22 15:59 | mlaw_CAEnergy | 2023-07-19 17:29 | SLocwood_CAEnergy | -116.9356 | 34.2379
141 | 024-09-ECE-ARRA | 50 Park Pl, Brisbane, CA 94005 | Brisbane | San Mateo | 94005 | 2010 | City of Brisbane | Local Government | ECAA-Reg | Repayment | Completed | 189930 | 14600 | 170714 | Yes | No | No | No | No | No | No | upgrade streetlight fixtures | Pacific Gas & Electric | IOU | No | 13 | 21 | 37.68686800N | 122.40257900W | 26aa883c-d96f-40a7-92ab-3679a5d2142d | 2022-08-22 15:59 | mlaw_CAEnergy | 2023-07-21 17:56 | SLocwood_CAEnergy | -122.4026 | 37.6869
124 | 003-11-ECE-ARRA | 501 Primrose Rd, Burlingame, CA 94010 | Burlingame | San Mateo | 94010 | 2011 | City of Burlingame | Local Government | ECAA-Reg | Paid-In-Full | Completed | 458633 | 57633 | 473000 | Yes | No | No | No | No | No | No | replace 767 high pressure sodium street lights with energy efficient LED street lights | Pacific Gas & Electric | IOU | No | 13 | 21 | 37.57976920N | 122.35052580W | 2bc6e8ad-ea03-48a8-bc79-2e4226b85e31 | 2022-08-22 15:59 | mlaw_CAEnergy | 2023-07-21 17:50 | SLocwood_CAEnergy | -122.3505 | 37.5798
671 |  | 501 Primrose Rd, Burlingame, CA 94010 | Burlingame | San Mateo | 94010 | 1984 | CITY OF BURLINGAME | Local Government | ECAA-Reg | Paid-In-Full | Completed | 104000 | 5200 | 71527 | No | No | No | No | No | No | Yes |  | Pacific Gas & Electric | IOU | No | 13 | 21 | 37.57976920N | 122.35052580W | 2698ca72-f0fb-456d-9096-082a7d88ee1c | 2022-08-22 15:59 | mlaw_CAEnergy | 2022-08-22 15:59 | mlaw_CAEnergy | -122.3505 | 37.5798
90 |  | 21000 Hacienda Blvd, California City, CA 93505 | California City | Kern | 93505 | 2013 | City of California City | Local Government | ECAA-Reg |  | Completed | 161890 | 6640 | 99954 | Yes | Yes | No | No | No | No | No | install new energy efficient heating, ventilation and air conditioning systems and new energy efficient lights | Pacific Gas & Electric | IOU | No | 12 | 34 | 35.12645680N | 117.95903920W | 849374ac-536f-4bde-972e-cdf7be45384a | 2022-08-22 15:59 | mlaw_CAEnergy | 2023-07-21 17:43 | SLocwood_CAEnergy | -117.959 | 35.1265
119 | 009-10-ECE-ARRA | 908 Park Ave, Calimesa, CA 92320 | Calimesa | Riverside | 92320 | 2011 | City of Calimesa | Local Government | ECAA-Reg | Repayment | Completed | 65292 | 8000 | 43000 | No | Yes | No | No | No | No | No | 6 HVAC heat pump units | Southern California Edison | IOU | No | 19 | 47 | 34.00328800N | 117.05887200W | 26e244cb-007f-474d-ba95-8564d07beff8 | 2022-08-22 15:59 | mlaw_CAEnergy | 2023-07-21 17:49 | SLocwood_CAEnergy | -117.0589 | 34.0033
907 | 010-19-ECI | 70 N 1st St, Campbell, CA 95008 | Campbell | Santa Clara | 95008 | 2020 | City of Campbell | Local Government | ECAA-Reg | Repayment | Completed | 1638168 | 111605 | 388494 | Yes | Yes | No | No | No | No | Yes | Install streetlighting, upgrade energy management system in city municipal buildings, and install HVAC duct sealing in City Hall | Pacific Gas & Electric | IOU | No | 13 | 23 | 37.2883 | -121.9441 | fdca8d66-afac-4583-9464-adb23657b92e | 2022-08-22 15:59 | mlaw_CAEnergy | 2022-08-22 15:59 | mlaw_CAEnergy | -121.9441 | 37.2883 |  | Syserco Energy Solutions
815 |  | 70 N 1st St, Campbell, CA 95008 | Campbell | Santa Clara | 95008 | 1980 | CITY OF CAMPBELL | Local Government | ECAA-Reg | Paid-In-Full | Completed | 238905 | 11945 | 189607 | No | No | No | No | No | No | Yes |  | Pacific Gas & Electric | IOU | No | 13 | 23 | 37.28833500N | 121.94410000W | 6396aa20-e2fb-4c39-aa09-b11db30ffe72 | 2022-08-22 15:59 | mlaw_CAEnergy | 2022-08-22 15:59 | mlaw_CAEnergy | -121.9441 | 37.2883
197 | 006-05-ECC | 420 Capitola Ave, Capitola, CA 95010 | Capitola | Santa Cruz | 95010 | 2006 | City of Capitola | Local Government | ECAA-Reg | Paid-In-Full | Completed | 40000 | 8822 | 65739 | Yes | No | No | No | No | No | No | install energy efficient LED traffic lights | Pacific Gas & Electric | IOU | No | 17 | 30 | 36.97474580N | 121.95334220W | 2503f75b-abc4-4c4d-a360-0b9e746e4bd8 | 2022-08-22 15:59 | mlaw_CAEnergy | 2023-07-21 23:24 | SLocwood_CAEnergy | -121.9533 | 36.9747
179 | 015-12-ECD | 1200 Carlsbad Village Dr, Carlsbad, CA 92008 | Carlsbad | San Diego | 92008 | 2009 | City of Carlsbad | Local Government | ECAA-Reg | Paid-In-Full | Completed | 1543000 | 326826 | 3078049 | Yes | No | No | No | No | No | No | convert the city's residential and commercial street light fixtures from HPS lamps to induction lamps | San Diego Gas & Electric | IOU | Yes | 38 | 77 | 33.16486330N | 117.34117330W | 9d34d3ee-0b3d-4e5f-8159-a16c1b963144 | 2022-08-22 15:59 | mlaw_CAEnergy | 2023-07-21 22:59 | SLocwood_CAEnergy | -117.3412 | 33.1649
825 |  | 1200 Carlsbad Village Dr, Carlsbad, CA 92008 | Carlsbad | San Diego | 92008 | 1980 | CITY OF CARLSBAD | Local Government | ECAA-Reg | Paid-In-Full | Completed | 381500 | - | - | No | No | No | No | No | No | Yes |  | San Diego Gas & Electric | IOU | No | 38 | 77 | 33.16486330N | 117.34117330W | 8c83d57f-bf6a-453a-a5fe-db966b382f97 | 2022-08-22 15:59 | mlaw_CAEnergy | 2022-08-22 15:59 | mlaw_CAEnergy | -117.3412 | 33.1649
268 | 871-000-EPP | 701 E Carson St, Carson, CA 90745 | Carson | Los Angeles | 90745 | 2002 | City of Carson | Local Government | ECAA-Reg | Paid-In-Full | Completed | 1000000 | 240234 | 1965551 | Yes | No | No | No | No | No | No | installation of energy efficient lighting in their buildings and conversion of existing incandescent traffic signals to those using LEDs | Southern California Edison | IOU | No | 35 | 69 | 33.83207800N | 118.26317100W | b04eafc1-083a-4cbe-af33-61a09a495728 | 2022-08-22 15:59 | mlaw_CAEnergy | 2023-08-01 22:05 | SLocwood_CAEnergy | -118.2632 | 33.8321
813 |  | 701 E Carson St, Carson, CA 90745 | Carson | Los Angeles | 90745 | 1980 | CITY OF CARSON | Local Government | ECAA-Reg | Paid-In-Full | Completed | 218410 | 10921 | 173341 | No | No | No | No | No | No | Yes |  | Southern California Edison | IOU | No | 35 | 69 | 33.83207800N | 118.26317100W | e85d631f-7efb-4a56-8714-cde579410b77 | 2022-08-22 15:59 | mlaw_CAEnergy | 2022-08-22 15:59 | mlaw_CAEnergy | -118.2632 | 33.8321
130 | 004-11-ECE-ARRA | 2720 2nd St, Ceres, CA 95307 | Ceres | Stanislaus | 95307 | 2011 | City of Ceres | Local Government | ECAA-Reg | Repayment | Completed | 1193500 | 108500 | 1321960 | Yes | No | No | No | No | No | No | retrofit high pressure sodium and mercury vapor street lights to LED | Pacific Gas & Electric | IOU | No | 4 | 22 | 37.59282040N | 120.95544030W | 510f651b-dd3a-4707-98b6-2ebbe5b3c787 | 2022-08-22 15:59 | mlaw_CAEnergy | 2023-07-21 17:52 | SLocwood_CAEnergy | -120.9554 | 37.5928
551 |  | 13220 Central Ave, Chino, CA 91710 | Chino | San Bernardino | 91710 | 1990 | CITY OF CHINO | Local Government | ECAA-Reg | Paid-In-Full | Completed | 19000 | - | - | No | No | No | No | No | No | Yes |  | Southern California Edison | IOU | Yes | 22 | 53 | 34.01255700N | 117.69002800W | de57fa50-33d5-44f4-b4ab-083b1a26d38b | 2022-08-22 15:59 | mlaw_CAEnergy | 2022-08-22 15:59 | mlaw_CAEnergy | -117.69 | 34.0126
165 |  | 276 4th Ave, Chula Vista, CA 91910 | Chula Vista | San Diego | 91910 | 2010 | City of Chula Vista | Local Government | ECAA-Reg | Repayment | Completed | 1999806 | 182674 | 1367569 | Yes | No | Yes | No | No | No | No | upgrade to energy efficient lighting and install a 490-kW PV sytem | San Diego Gas & Electric | IOU | No | 18 | 80 | 32.64036170N | 117.08485830W | a4ef9d27-f179-46dd-95c8-7a90d029ac30 | 2022-08-22 15:59 | mlaw_CAEnergy | 2023-07-21 18:01 | SLocwood_CAEnergy | -117.0849 | 32.6404
166 |  | 276 4th Ave, Chula Vista, CA 91910 | Chula Vista | San Diego | 91910 | 2010 | City of Chula Vista | Local Government | ECAA-Reg | Paid-In-Full | Completed | 2051600 | 200000 | 862155 | Yes | No | No | No | No | No | No | upgrade street lighting and convert 4,600 street light fixtures from HPS to induction lamps | San Diego Gas & Electric | IOU | No | 18 | 80 | 32.64036170N | 117.08485830W | 45582737-fb0e-4882-a52b-e59f1c06a32a | 2022-08-22 15:59 | mlaw_CAEnergy | 2023-07-21 18:01 | SLocwood_CAEnergy | -117.0849 | 32.6404
186 |  | 276 4th Ave, Chula Vista, CA 91910 | Chula Vista | San Diego | 91910 | 2008 | City of Chula Vista | Local Government | ECAA-Reg | Paid-In-Full | Completed | 1033313 | 214654 | 1369858 | Yes | Yes | No | No | No | No | No | upgrade lighting, improve HVAC systems, and install variable speed drives for chilled water, hot water, and air handling systems | San Diego Gas & Electric | IOU | No | 18 | 80 | 32.64036170N | 117.08485830W | b9935414-168e-422f-9f89-46f0768371e3 | 2022-08-22 15:59 | mlaw_CAEnergy | 2023-07-21 23:22 | SLocwood_CAEnergy | -117.0849 | 32.6404
904 | 014-19-ECI | 6360 Fountain Square Dr, Citrus Heights, CA 95621 | Citrus Heights | Sacramento | 95621 | 2020 | City of Citrus Heights | Local Government | ECAA-Reg | Repayment | Completed | 611677 | 36343 | 425197 | Yes | No | No | No | No | No | No | Retrofit lanscape lighting and street lighting | Sacramento Municipal Utility District | IOU | No | 6 | 7 | 38.6828 | -121.2965 | a204d133-28be-498d-af33-988dca9cfa10 | 2022-08-22 15:59 | mlaw_CAEnergy | 2022-08-22 15:59 | mlaw_CAEnergy | -121.2965 | 38.6828 |  | Digital Energy
416 |  | 124 N Cloverdale Blvd, Cloverdale, CA 95425 | Cloverdale | Sonoma | 95425 | 1994 | CITY OF CLOVERDALE | Local Government | ECAA-Reg | Paid-In-Full | Completed | 22000 | - | - | No | No | No | No | No | No | Yes |  | Pacific Gas & Electric | IOU | No | 2 | 2 | 38.80624800N | 123.01755500W | 8c28a3c6-5078-4dbd-8e64-9efbaab138de | 2022-08-22 15:59 | mlaw_CAEnergy | 2022-08-22 15:59 | mlaw_CAEnergy | -123.0176 | 38.8062
28 | 002-17-ECD | 1033 5th St, Clovis, CA 93612 | Clovis | Fresno | 93612 | 2017 | City of Clovis | Local Government | ECAA-Reg | Repayment | Completed | 1840035 | 128114 | 769302 | Yes | No | No | No | No | No | No | convert city building interior and exterior lighting to LED lights | Pacific Gas & Electric | IOU | No | 12 | 8 | 36.82447830N | 119.69560170W | 12aad327-338d-4095-986c-7a26ceb7ddc8 | 2022-08-22 15:59 | mlaw_CAEnergy | 2023-07-19 17:31 | SLocwood_CAEnergy | -119.6956 | 36.8245
60 | 001-13-ECA | 1033 5th St, Clovis, CA 93612 | Clovis | Fresno | 93612 | 2014 | City of Clovis | Local Government | ECAA-Reg | Paid-In-Full | Completed | 149706 | 19373 | 144943 | Yes | No | No | No | No | No | No | implement streetlight retrofit project- LED Street Lights | Pacific Gas & Electric | IOU | No | 12 | 8 | 36.82447830N | 119.69560170W | 05164b8a-986a-45da-a267-6035ad12e904 | 2022-08-22 15:59 | mlaw_CAEnergy | 2023-07-21 17:40 | SLocwood_CAEnergy | -119.6956 | 36.8245
129 | 024-09-ECE-ARRA | 1033 5th St, Clovis, CA 93612 | Clovis | Fresno | 93612 | 2011 | City of Clovis | Local Government | ECAA-Reg | Repayment | Completed | 953239 | 86658 | 695289 | No | No | Yes | No | No | No | No | install PV panels at the Public Safety Building and 2 fire stations | Pacific Gas & Electric | IOU | No | 12 | 8 | 36.82447830N | 119.69560170W | ebfb7d3a-01bd-45f5-b197-5c8908acbed4 | 2022-08-22 15:59 | mlaw_CAEnergy | 2023-07-21 17:51 | SLocwood_CAEnergy | -119.6956 | 36.8245
177 | 005-09-ECE-ARRA | 1033 5th St, Clovis, CA 93612 | Clovis | Fresno | 93612 | 2009 | City of Clovis | Local Government | ECAA-Reg | Paid-In-Full | Completed | 867200 | 112018 | 892425 | Yes | Yes | No | No | No | No | No | install a personal computer management software on 600 computers, upgrade interior and exterior lighting, and replace boilers and chillers | Pacific Gas & Electric | IOU | No | 12 | 8 | 36.82447830N | 119.69560170W | 9bfbc541-7baa-40df-864a-4647f30cf028 | 2022-08-22 15:59 | mlaw_CAEnergy | 2023-07-21 22:59 | SLocwood_CAEnergy | -119.6956 | 36.8245
246 | 015-03-ECB | 205 S Willowbrook Ave, Compton, CA 90220 | Compton | Los Angeles | 90220 | 2003 | City of Compton | Local Government | ECAA-Reg | Paid-In-Full | Completed | 635087 | 166000 | 1822337 | Yes | No | No | No | No | No | No | install energy efficient LED traffic lights | Southern California Edison | IOU | No | 35 | 65 | 33.89480600N | 118.22469300W | bc112492-839f-405c-b94f-9c2c7fcb2009 | 2022-08-22 15:59 | mlaw_CAEnergy | 2023-07-25 23:10 | SLocwood_CAEnergy | -118.2247 | 33.8948
658 |  | 205 S Willowbrook Ave, Compton, CA 90220 | Compton | Los Angeles | 90220 | 1985 | CITY OF COMPTON | Local Government | ECAA-Reg | Paid-In-Full | Completed | 221487 | - | - | No | No | No | No | No | No | Yes |  | Southern California Edison | IOU | No | 35 | 65 | 33.89480600N | 118.22469300W | 23b529fe-0385-4bd8-af8b-96965e241f1a | 2022-08-22 15:59 | mlaw_CAEnergy | 2022-08-22 15:59 | mlaw_CAEnergy | -118.2247 | 33.8948
624 |  | 832 Whitley Ave, Corcoran, CA 93212 | Corcoran | Kings | 93212 | 1986 | CITY OF CORCORAN | Local Government | ECAA-Reg | Paid-In-Full | Completed | 24000 | 1200 | 21818 | No | No | No | No | No | No | Yes |  | Pacific Gas & Electric | IOU | Yes | 16 | 33 | 36.09827780N | 119.55796280W | 47c8bc1e-d914-41bc-ac87-7297475ef004 | 2022-08-22 15:59 | mlaw_CAEnergy | 2022-08-22 15:59 | mlaw_CAEnergy | -119.558 | 36.0983
756 |  | 832 Whitley Ave, Corcoran, CA 93212 | Corcoran | Kings | 93212 | 1980 | CITY OF CORCORAN | Local Government | ECAA-Reg | Paid-In-Full | Completed | 22860 | 1143 | 20782 | No | No | No | No | No | No | Yes |  | Pacific Gas & Electric | IOU | No | 16 | 33 | 36.09827780N | 119.55796280W | ecb493d8-1a9c-4658-9cfc-9f30773e3e96 | 2022-08-22 15:59 | mlaw_CAEnergy | 2022-08-22 15:59 | mlaw_CAEnergy | -119.558 | 36.0983
482 |  | 400 S Vicentia Ave, Corona, CA 92882 | Corona | Riverside | 92882 | 1993 | CITY OF CORONA | Local Government | ECAA-Reg | Paid-In-Full | Completed | 242000 | 12100 | 164850 | No | No | No | No | No | No | Yes |  | Southern California Edison | IOU | No | 31 | 58 | 33.87851700N | 117.57621300W | d3ec8054-97aa-41b6-ace7-9b0fd31a7901 | 2022-08-22 15:59 | mlaw_CAEnergy | 2022-08-22 15:59 | mlaw_CAEnergy | -117.5762 | 33.8785
677 |  | 400 S Vicentia Ave, Corona, CA 92882 | Corona | Riverside | 92882 | 1984 | CITY OF CORONA | Local Government | ECAA-Reg | Paid-In-Full | Completed | 423000 | 21150 | 288147 | No | No | No | No | No | No | Yes |  | Southern California Edison | IOU | No | 31 | 58 | 33.87851700N | 117.57621300W | 7b220217-594d-420b-905d-6c0e8c1cea70 | 2022-08-22 15:59 | mlaw_CAEnergy | 2022-08-22 15:59 | mlaw_CAEnergy | -117.5762 | 33.8785
310 | 853-000-ECX | 9770 Culver Blvd, Culver City, CA 90232 | Culver City | Los Angeles | 90232 | 2001 | City of Culver City | Local Government | ECAA-Reg | Paid-In-Full | Completed | 403000 | 98331 | 786645 | No | No | No | No | No | No | Yes |  | Southern California Edison | IOU | No | 28 | 55 | 34.02092500N | 118.39529600W | f1756db9-0ef0-47cd-9002-4ee78a580466 | 2022-08-22 15:59 | mlaw_CAEnergy | 2022-08-22 15:59 | mlaw_CAEnergy | -118.3953 | 34.0209
791 |  | 10300 Torre Ave, Cupertino, CA 95014 | Cupertino | Santa Clara | 95014 | 1980 | CITY OF CUPERTINO | Local Government | ECAA-Reg | Paid-In-Full | Completed | 114311 | - | - | No | No | No | No | No | No | Yes |  | Pacific Gas & Electric | IOU | Yes | 13 | 26 | 37.31891200N | 122.02875000W | f32826eb-20ca-46fa-8aa3-87ee43b7e249 | 2022-08-22 15:59 | mlaw_CAEnergy | 2022-08-22 15:59 | mlaw_CAEnergy | -122.0288 | 37.3189
708 |  | 333 90th St, Daly City, CA 94015 | Daly City | San Mateo | 94015 | 1982 | CITY OF DALY CITY | Local Government | ECAA-Reg | Paid-In-Full | Completed | 204965 | 10248 | 136099 | No | No | No | No | No | No | Yes |  | Pacific Gas & Electric | IOU | No | 11 | 19 | 37.69050900N | 122.47351600W | 9d511b24-86dc-42c1-8a0e-ebd364a7b16f | 2022-08-22 15:59 | mlaw_CAEnergy | 2022-08-22 15:59 | mlaw_CAEnergy | -122.4735 | 37.6905
55 | 005-14-ECD | 23 Russell Blvd, Davis, CA 95616 | Davis | Yolo | 95616 | 2015 | City of Davis | Local Government | ECAA-Reg | Repayment | Completed | 3000000 | 220065 | 1124592 | Yes | No | No | No | No | No | No | energy efficient street light retrofit project | Pacific Gas & Electric | POU | No | 3 | 4 | 38.54663630N | 121.74682850W | 18402e0a-f770-42d4-979b-ee7d6caabf32 | 2022-08-22 15:59 | mlaw_CAEnergy | 2023-07-20 19:05 | SLocwood_CAEnergy | -121.7468 | 38.5466
153 | 012-09-ECE-ARRA | 405 E El Monte Way, Dinuba, CA 93618 | Dinuba | Tulare | 93618 | 2010 | City of Dinuba | Local Government | ECAA-Reg | Paid-In-Full | Completed | 611334 | 88643 | 532904 | No | No | No | No | No | No | Yes | implement energy efficiency measures at the city's wastewater reclamation facility | Pacific Gas & Electric | IOU | No | 16 | 33 | 36.54608600N | 119.39123100W | e6637ad2-322d-4315-9bcf-55345e322c6d | 2022-08-22 15:59 | mlaw_CAEnergy | 2023-07-21 17:58 | SLocwood_CAEnergy | -119.3912 | 36.5461
145 | 003-10-ECE-ARRA | 405 E El Monte Way, Dinuba, CA 93618 | Dinuba | Tulare | 93618 | 2010 | City of Duarte | Local Government | ECAA-Reg | Repayment | Completed | 226666 | 20606 | 152119 | Yes | Yes | No | No | No | No | No | upgrade HVAC, lighting, and building controls | Pacific Gas & Electric | IOU | Yes | 16 | 33 | 36.54608600N | 119.39123100W | 025764e9-5123-415e-b0d3-615e5414d98c | 2022-08-22 15:59 | mlaw_CAEnergy | 2023-07-21 17:57 | SLocwood_CAEnergy | -119.3912 | 36.5461
573 |  | 5915 Dunsmuir Ave, Dunsmuir, CA 96025 | Dunsmuir | Siskiyou | 96025 | 1989 | CITY OF DUNSMUIR | Local Government | ECAA-Reg | Paid-In-Full | Completed | 17900 | 895 | 12971 | No | No | No | No | No | No | Yes |  | Pacific Gas & Electric | IOU | No | 1 | 1 | 41.20970100N | 122.27301000W | adc188ee-2211-4fe3-a05b-2a8ecbdf3732 | 2022-08-22 15:59 | mlaw_CAEnergy | 2022-08-22 15:59 | mlaw_CAEnergy | -122.273 | 41.2097
814 |  | 200 Civic Center Way, El Cajon, CA 92020 | El Cajon | San Diego | 92020 | 1980 | CITY OF EL CAJON | Local Government | ECAA-Reg | Paid-In-Full | Completed | 226000 | - | - | No | No | No | No | No | No | Yes |  | San Diego Gas & Electric | IOU | No | 39 | 79 | 32.79548800N | 116.95947100W | 993dc5c5-9354-4ce1-bcbb-0c8e736e4157 | 2022-08-22 15:59 | mlaw_CAEnergy | 2022-08-22 15:59 | mlaw_CAEnergy | -116.9595 | 32.7955
286 | 814-000-ECX | 1275 Main St, El Centro, CA 92243 | El Centro | Imperial | 92243 | 2001 | City of El Centro | Local Government | ECAA-Reg | Paid-In-Full | Completed | 86024 | 23821 | 251808 | No | No | No | No | No | No | Yes |  | Imperial Irrigation District | IOU | Yes | 18 | 36 | 32.79244200N | 115.56716700W | 9e347274-cfde-4a23-826a-846a1dc6a7bc | 2022-08-22 15:59 | mlaw_CAEnergy | 2022-08-22 15:59 | mlaw_CAEnergy | -115.5672 | 32.7924
648 |  | 10890 San Pablo Ave, El Cerrito, CA 94530 | El Cerrito | Contra Costa | 94530 | 1985 | CITY OF EL CERRITO | Local Government | ECAA-Reg | Paid-In-Full | Completed | 50750 | - | - | No | No | No | No | No | No | Yes |  | Pacific Gas & Electric | IOU | Yes | 7 | 14 | 37.91572910N | 122.31103060W | 300bdbb6-fc68-48f7-9f0d-7721e0b18be3 | 2022-08-22 15:59 | mlaw_CAEnergy | 2022-08-22 15:59 | mlaw_CAEnergy | -122.311 | 37.9157
247 | 010-03-ECB | 201 N Broadway, Escondido, CA 92025 | Escondido | San Diego | 92025 | 2003 | City of Escondido | Local Government | ECAA-Reg | Paid-In-Full | Completed | 1107890 | 110789 | 3439517 | No | Yes | No | No | No | No | Yes | install a 150 ton natural gas engine driven chiller system | San Diego Gas & Electric | IOU | No | 40 | 76 | 33.12296800N | 117.08263900W | 4ee4f97d-2766-4248-862e-1dfa8e236131 | 2022-08-22 15:59 | mlaw_CAEnergy | 2023-07-25 23:10 | SLocwood_CAEnergy | -117.0826 | 33.123
347 | 120-001-ECA | 201 N Broadway, Escondido, CA 92025 | Escondido | San Diego | 92025 | 2000 | City of Escondido | Local Government | ECAA-Reg | Paid-In-Full | Completed | 165091 | 50288 | 457167 | No | No | No | No | No | No | Yes |  | San Diego Gas & Electric | IOU | Yes | 40 | 76 | 33.12296800N | 117.08263900W | db116491-8d1a-4774-b7d6-025a0ac65383 | 2022-08-22 15:59 | mlaw_CAEnergy | 2022-08-22 15:59 | mlaw_CAEnergy | -117.0826 | 33.123
784 |  | 201 N Broadway, Escondido, CA 92025 | Escondido | San Diego | 92025 | 1980 | CITY OF ESCONDIDO | Local Government | ECAA-Reg | Paid-In-Full | Completed | 79800 | - | - | No | No | No | No | No | No | Yes |  | San Diego Gas & Electric | IOU | Yes | 40 | 76 | 33.12296800N | 117.08263900W | de7ffd9d-2850-46bb-b214-bcc50d44f8b4 | 2022-08-22 15:59 | mlaw_CAEnergy | 2022-08-22 15:59 | mlaw_CAEnergy | -117.0826 | 33.123
910 | 002-21-ECI | 531 K St, Eureka, CA 95501 | Eureka | Humboldt | 95501 | 2022 | City of Eureka | Local Government | ECAA-Reg | Repayment | Completed | 1392677 | 94970 | 525646 | Yes | No | Yes | No | No | No | No | Solar PV installations and LED upgrades at two city-owned sites. Amendment added $50,000 to approved loan amount in January 2024. | Pacific Gas & Electric | IOU | No | 2 | 2 | 40.8028 | -124.1602 | 1feb5873-35d0-4a36-93f1-f8cf9097207d | 2025-01-06 | SLocwood_CAEnergy |  |  | -124.1604 | 40.8025 | Amendment #2 added $50,000 in Jan 2024. Amendment #3 reduced total loan amount to $1,247,500 in Aug 2024. | Redwood Coast Energy Authority
149 |  | 1000 Webster St # 4, Fairfield, CA 94533 | Fairfield | Solano | 94533 | 2010 | City of Fairfield | Local Government | ECAA-Reg | Paid-In-Full | Completed | 400000 | 44750 | 300239 | Yes | No | Yes | No | No | No | No | upgrade interior lighting systems in multiple facilities and install a 30 kW PV system | Pacific Gas & Electric | IOU | No | 3 | 11 | 38.25211900N | 122.04452700W | 81c063a5-3671-41d6-8ea1-fedbaa6d6fea | 2022-08-22 15:59 | mlaw_CAEnergy | 2023-07-21 17:57 | SLocwood_CAEnergy | -122.0445 | 38.2521
170 |  | 1000 Webster St # 4, Fairfield, CA 94533 | Fairfield | Solano | 94533 | 2010 | City of Fairfield | Local Government | ECAA-Reg | Repayment | Completed | 3000000 | 241000 | 1992540 | Yes | No | No | No | No | No | No | upgrade street lighting fixtures | Pacific Gas & Electric | IOU | No | 3 | 11 | 38.25211900N | 122.04452700W | 8ff62cd3-3719-411d-9d7e-556038a83fa0 | 2022-08-22 15:59 | mlaw_CAEnergy | 2023-07-21 18:02 | SLocwood_CAEnergy | -122.0445 | 38.2521
345 |  | 1000 Webster St # 4, Fairfield, CA 94533 | Fairfield | Solano | 94533 | 2001 | City of Fairfield | Local Government | ECAA-Reg | Paid-In-Full | Completed | 2002821 | 283062 | 1818820 | No | No | No | No | No | No | Yes |  | Pacific Gas & Electric | POU | No | 3 | 11 | 38.25211900N | 122.04452700W | 29a3f14a-840a-46f5-90b0-dd01ac7ba3b1 | 2022-08-22 15:59 | mlaw_CAEnergy | 2022-08-22 15:59 | mlaw_CAEnergy | -122.0445 | 38.2521
887 | 002-20-ECI | 834 Main Street, Ferndale, CA 95536 | Ferndale | Humboldt | 95536 | 2021 | City of Ferndale | Local Government | ECAA-Reg | Repayment | Completed | 203200 | 14827 | 77760 | Yes | No | Yes | No | No | No | No | Install interior and exterior lighting retrofits and install one rooftop PV system | Pacific Gas & Electric | IOU | No | 2 | 2 | 40.5804 | -124.2602 | 26416db2-8d0e-4261-bbc0-7ac32d627c71 | 2022-08-22 15:59 | mlaw_CAEnergy | 2023-02-14 19:43 | SLocwood_CAEnergy | -124.2602 | 40.5804 |  | Redwood Coast Energy Authority
353 |  | 8353 Sierra Ave, Fontana, CA 92335 | Fontana | San Bernardino | 92335 | 2000 | City of Fontana | College | ECAA-Reg | Paid-In-Full | Completed | 450000 | 83000 | 1687451 | No | No | No | No | No | No | Yes |  | Southern California Edison | IOU | No | 29 | 50 | 34.10224600N | 117.43515300W | 634d3af6-2970-4ea4-bd44-ccf372f1b395 | 2022-08-22 15:59 | mlaw_CAEnergy | 2022-08-22 15:59 | mlaw_CAEnergy | -117.4352 | 34.1022
538 |  | 8353 Sierra Ave, Fontana, CA 92335 | Fontana | San Bernardino | 92335 | 1991 | CITY OF FONTANA | Local Government | ECAA-Reg | Paid-In-Full | Completed | 223247 | 11162 | 202952 | No | No | No | No | No | No | Yes |  | Southern California Edison | IOU | No | 29 | 50 | 34.10224600N | 117.43515300W | d01e316e-9a99-4ed2-9e04-5dba1030209d | 2022-08-22 15:59 | mlaw_CAEnergy | 2022-08-22 15:59 | mlaw_CAEnergy | -117.4352 | 34.1022
92 | 013-12-ECD | 416 N Franklin St, Fort Bragg, CA 95437 | Fort Bragg | Mendocino | 95437 | 2013 | City of Fort Bragg | Local Government | ECAA-Reg | Paid-In-Full | Completed | 607596 | 80634 | 332062 | Yes | Yes | Yes | No | No | No | No | install a gas boiler, variable speed drives, new energy efficient lights, a new condensing furnace and PV systems | Pacific Gas & Electric | IOU | No | 2 | 2 | 39.44578300N | 123.80419700W | 8fb4cecf-ee50-470f-9669-a43b769b36df | 2022-08-22 15:59 | mlaw_CAEnergy | 2023-07-21 17:43 | SLocwood_CAEnergy | -123.8042 | 39.4458
916 | 001-22-ECI | 128 S 5th St, Fowler, CA 93625 | Fowler | Fresno | 93625 | 2022 | City of Fowler | Local Government | ECAA-Reg | Repayment | Completed | 182924 | 28513 | 98337 | No | No | Yes | No | No | No | No | Solar PV installation at the City’s fire station | Pacific Gas & Electric | IOU | Yes | 14 | 31 | 36.6305 | -119.6772 | b352e712-356a-4af7-ab45-c5db1d984985 | 2022-08-22 15:59 | mlaw_CAEnergy | 2022-08-22 15:59 | mlaw_CAEnergy | -119.6776 | 36.6309 |  | Arc Alternatives
233 | 027-03-ECB | 2600 Fresno St, Fresno, CA 93721 | Fresno | Fresno | 93721 | 2004 | City of Fresno | Local Government | ECAA-Reg | Repayment | Completed | 2661000 | 282000 | 1798302 | Yes | Yes | Yes | No | No | No | No | install two PV systems, variable speed drives on HVAC fans, and energy efficient lighting and boiler | Pacific Gas & Electric | IOU | No | 14 | 31 | 36.73968700N | 119.78446000W | 8fe61d7d-c4b0-498f-b39a-b7b52271c50d | 2022-08-22 15:59 | mlaw_CAEnergy | 2023-07-25 23:06 | SLocwood_CAEnergy | -119.7845 | 36.7397
709 |  | 2600 Fresno St, Fresno, CA 93721 | Fresno | Fresno | 93721 | 1982 | CITY OF FRESNO | Local Government | ECAA-Reg | Paid-In-Full | Completed | 331020 | 16551 | 214114 | No | No | No | No | No | No | Yes |  | Pacific Gas & Electric | POU | Yes | 14 | 31 | 36.73968700N | 119.78446000W | 0d0e2d6a-dacf-4584-bb59-1cca363ddbdd | 2022-08-22 15:59 | mlaw_CAEnergy | 2022-08-22 15:59 | mlaw_CAEnergy | -119.7845 | 36.7397
822 |  | 2600 Fresno St, Fresno, CA 93721 | Fresno | Fresno | 93721 | 1980 | CITY OF FRESNO | Local Government | ECAA-Reg | Paid-In-Full | Completed | 327000 | 16350 | 211514 | No | No | No | No | No | No | Yes |  | Pacific Gas & Electric | IOU | No | 14 | 31 | 36.73968700N | 119.78446000W | 93b4aada-6189-4294-95ac-47e23ff0ec6e | 2022-08-22 15:59 | mlaw_CAEnergy | 2022-08-22 15:59 | mlaw_CAEnergy | -119.7845 | 36.7397
305 |  | 1910 E University Ave, Fresno, CA 93703 | Fresno | Fresno | 93703 | 2001 | City of Fresno Water Division | Special District | ECAA-Reg | Paid-In-Full | Completed | 276915 | 93960 | 751437 | No | No | No | No | No | No | Yes |  | Pacific Gas & Electric | IOU | Yes | 14 | 31 | 36.76657620N | 119.78754250W | 94f3ec0d-6dad-4542-93cb-935255d547c0 | 2022-08-22 15:59 | mlaw_CAEnergy | 2022-08-22 15:59 | mlaw_CAEnergy | -119.7875 | 36.7666
469 |  | 303 W Commonwealth Ave, Fullerton, CA 92832 | Fullerton | Orange | 92832 | 1993 | CITY OF FULLERTON | Local Government | ECAA-Reg | Paid-In-Full | Completed | 93000 | 4650 | 60078 | No | No | No | No | No | No | Yes |  | Southern California Edison | IOU | No | 34 | 67 | 33.87079720N | 117.92940700W | f94f3278-86f5-4995-90f1-936f5a3b5872 | 2022-08-22 15:59 | mlaw_CAEnergy | 2022-08-22 15:59 | mlaw_CAEnergy | -117.9294 | 33.8708
618 |  | 303 W Commonwealth Ave, Fullerton, CA 92832 | Fullerton | Orange | 92832 | 1988 | CITY OF FULLERTON | Local Government | ECAA-Reg | Paid-In-Full | Completed | 261770 | 13089 | 169102 | No | No | No | No | No | No | Yes |  | Southern California Edison | IOU | No | 34 | 67 | 33.87079720N | 117.92940700W | f10b8a8a-9111-40bf-8b26-536b329f2793 | 2022-08-22 15:59 | mlaw_CAEnergy | 2022-08-22 15:59 | mlaw_CAEnergy | -117.9294 | 33.8708
809 |  | 303 W Commonwealth Ave, Fullerton, CA 92832 | Fullerton | Orange | 92832 | 1980 | CITY OF FULLERTON | Local Government | ECAA-Reg | Paid-In-Full | Completed | 216000 | 10800 | 139535 | No | No | No | No | No | No | Yes |  | Southern California Edison | IOU | No | 34 | 67 | 33.87079720N | 117.92940700W | 5cb2ffa6-5c58-4d99-a25a-5248c502577f | 2022-08-22 15:59 | mlaw_CAEnergy | 2022-08-22 15:59 | mlaw_CAEnergy | -117.9294 | 33.8708
225 |  | 11222 Acacia Pkwy, Garden Grove, CA 92840 | Garden Grove | Orange | 92840 | 2004 | City of Garden Grove | Local Government | ECAA-Reg | Paid-In-Full | Completed | 513900 | 51390 | 403785 | No | Yes | No | No | No | No | Yes | install energy efficient HVAC equipment and Energy Management System | Southern California Edison | IOU | No | 36 | 70 | 33.77580200N | 117.93694000W | 6c5db493-6026-4612-a78a-86d2dcdd7bf6 | 2022-08-22 15:59 | mlaw_CAEnergy | 2023-07-25 23:05 | SLocwood_CAEnergy | -117.9369 | 33.7758
262 |  | 11222 Acacia Pkwy, Garden Grove, CA 92840 | Garden Grove | Orange | 92840 | 2002 | City of Garden Grove | Local Government | ECAA-Reg | Paid-In-Full | Completed | 300000 | 35294 | 252100 | Yes | No | No | No | No | No | No | installation of energy efficient lighting | Southern California Edison | POU | No | 36 | 70 | 33.77580200N | 117.93694000W | ca2d3dbe-0129-43ff-8ab6-c37bd709fe5b | 2022-08-22 15:59 | mlaw_CAEnergy | 2023-07-25 23:12 | SLocwood_CAEnergy | -117.9369 | 33.7758
773 |  | 11222 Acacia Pkwy, Garden Grove, CA 92840 | Garden Grove | Orange | 92840 | 1980 | CITY OF GARDEN GROVE | Local Government | ECAA-Reg | Paid-In-Full | Completed | 49154 | - | - | No | No | No | No | No | No | Yes |  | Southern California Edison | IOU | No | 36 | 70 | 33.77580200N | 117.93694000W | c1708b0f-344e-4f7e-b1ac-4400820fc966 | 2022-08-22 15:59 | mlaw_CAEnergy | 2022-08-22 15:59 | mlaw_CAEnergy | -117.9369 | 33.7758
267 |  | 1700 W 162nd St, Gardena, CA 90247 | Gardena | Los Angeles | 90247 | 2002 | City of Gardena | Local Government | ECAA-Reg | Paid-In-Full | Completed | 926229 | 141115 | 1076104 | Yes | No | No | No | No | No | No | comprehensive city-wise traffic and pedestrian signal retrofit | Southern California Edison | IOU | Yes | 24 | 66 | 33.88264630N | 118.30707050W | c1905573-cec5-4c00-8123-1443bff85d50 | 2022-08-22 15:59 | mlaw_CAEnergy | 2023-07-25 23:13 | SLocwood_CAEnergy | -118.3071 | 33.8826
78 |  | 7351 Rosanna St, Gilroy, CA 95020 | Gilroy | Santa Clara | 95020 | 2014 | City of Gilroy | Local Government | ECAA-Reg | Repayment | Completed | 1812722 | 143622 | 1163896 | Yes | No | No | No | No | No | No | upgrade the city's street lighting with LEDs | Pacific Gas & Electric | IOU | Yes | 15 | 29 | 37.00437400N | 121.57252100W | 20465a99-63d0-4d55-98a6-b91c523b2e36 | 2022-08-22 15:59 | mlaw_CAEnergy | 2023-07-21 17:41 | SLocwood_CAEnergy | -121.5725 | 37.0044
795 |  | 7351 Rosanna St, Gilroy, CA 95020 | Gilroy | Santa Clara | 95020 | 1980 | CITY OF GILROY | Local Government | ECAA-Reg | Paid-In-Full | Completed | 125207 | 6260 | 113825 | No | No | No | No | No | No | Yes |  | Pacific Gas & Electric | IOU | No | 15 | 29 | 37.00437400N | 121.57252100W | 558c8348-7b47-43a3-a3c1-aa73e082cb60 | 2022-08-22 15:59 | mlaw_CAEnergy | 2022-08-22 15:59 | mlaw_CAEnergy | -121.5725 | 37.0044
834 |  | 22795 Barton Rd, Grand Terrace, CA 92313 | Grand Terrace | San Bernardino | 92313 | 1979 | CITY OF GRAND TERRACE | Local Government | ECAA-Reg | Paid-In-Full | Completed | 2793 | 140 | 1828 | No | No | No | No | No | No | Yes |  | Southern California Edison | IOU | No | 19 | 58 | 34.03529200N | 117.30703200W | 03c3eaf3-0607-4da7-bd1b-42d5817a51f5 | 2022-08-22 15:59 | mlaw_CAEnergy | 2022-08-22 15:59 | mlaw_CAEnergy | -117.307 | 34.0353
456 |  | 125 E Main St, Grass Valley, CA 95945 | Grass Valley | Nevada | 95945 | 1993 | CITY OF GRASS VALLEY | Local Government | ECAA-Reg | Paid-In-Full | Completed | 20000 | - | - | No | No | No | No | No | No | Yes |  | Pacific Gas & Electric | IOU | No | 1 | 1 | 39.21915420N | 121.06119760W | 412f3704-e6b6-4ae0-a7c0-8661735b22fd | 2022-08-22 15:59 | mlaw_CAEnergy | 2022-08-22 15:59 | mlaw_CAEnergy | -121.0612 | 39.2192
150 |  | 154 S 8th St, Grover Beach, CA 93433 | Grover Beach | San Luis Obispo | 93433 | 2010 | City of Grover Beach | Local Government | ECAA-Reg | Repayment | Completed | 444951 | 34227 | 227968 | No | No | Yes | No | No | No | Yes | energy efficiency upgrades and installation of a PV system | Pacific Gas & Electric | IOU | No | 21 | 30 | 35.12088150N | 120.62198000W | b9a3d2ca-5d17-4ea3-b8a4-febefb01ed3e | 2022-08-22 15:59 | mlaw_CAEnergy | 2023-07-21 17:57 | SLocwood_CAEnergy | -120.622 | 35.1209
8 | 002-19-ECA | 352 5th St, Gustine, CA 95322 | Gustine | Merced | 95322 | 2019 | City of Gustine | Local Government | ECAA-Reg | Repayment | Completed | 2249604 | 140320 | 877665 | Yes | No | No | No | No | No | No | Install various energy efficiency and renewable energy measures at its facilities, and adopting staff's determination. | Pacific Gas & Electric | IOU | No | 14 | 22 | 37.25678200N | 120.99951000W | a064ad4e-d8c7-447c-ba23-02c150d0c5f7 | 2022-08-22 15:59 | mlaw_CAEnergy | 2023-07-19 17:15 | SLocwood_CAEnergy | -120.9995 | 37.2568 |  | N/A
457 |  | 315 N Douty St, Hanford, CA 93230 | Hanford | Kings | 93230 | 1993 | CITY OF HANFORD | Local Government | ECAA-Reg | Paid-In-Full | Completed | 25527 | 1276 | 16490 | No | No | No | No | No | No | Yes |  | Pacific Gas & Electric | IOU | Yes | 16 | 33 | 36.32852600N | 119.64564900W | bf8c0ad3-2927-4c60-b40c-be28bc2dc71f | 2022-08-22 15:59 | mlaw_CAEnergy | 2022-08-22 15:59 | mlaw_CAEnergy | -119.6456 | 36.3285
459 |  | 315 N Douty St, Hanford, CA 93230 | Hanford | Kings | 93230 | 1993 | CITY OF HANFORD | Local Government | ECAA-Reg | Paid-In-Full | Completed | 34973 | 1749 | 22593 | No | No | No | No | No | No | Yes |  | Pacific Gas & Electric | IOU | No | 16 | 33 | 36.32852600N | 119.64564900W | ecf4c86e-b122-4ced-9e3b-66aab5bfe7e7 | 2022-08-22 15:59 | mlaw_CAEnergy | 2022-08-22 15:59 | mlaw_CAEnergy | -119.6456 | 36.3285
21 | 002-18-ECD | 777 B St, Hayward, CA 94541 | Hayward | Alameda | 94541 | 2018 | City of Hayward | Local Government | ECAA-Reg | Repayment | Completed | 2150955 | 133687 | 1434436 | No | No | Yes | No | No | No | No | PV system installations at the City's Water Pollution Control Facility | Pacific Gas & Electric | IOU | No | 10 | 20 | 37.67092100N | 122.08578000W | 50c2b827-2ad7-4f64-b874-60529989fb44 | 2022-08-22 15:59 | mlaw_CAEnergy | 2023-07-19 17:30 | SLocwood_CAEnergy | -122.0858 | 37.6709
118 |  | 777 B St, Hayward, CA 94541 | Hayward | Alameda | 94541 | 2012 | City of Hayward | Local Government | ECAA-Reg | Paid-In-Full | Completed | 3000000 | 356260 | 2801573 | Yes | No | No | No | No | No | No | upgrade 7,599 streetlights with LED fixtures | Pacific Gas & Electric | IOU | No | 10 | 20 | 37.67092100N | 122.08578000W | 3e29724d-df05-4eb9-9503-f2b817956e53 | 2022-08-22 15:59 | mlaw_CAEnergy | 2023-07-21 17:48 | SLocwood_CAEnergy | -122.0858 | 37.6709
128 | 007-10-ECE-ARRA | 777 B St, Hayward, CA 94541 | Hayward | Alameda | 94541 | 2011 | City of Hayward | Local Government | ECAA-Reg | Paid-In-Full | Completed | 887152 | 98186 | 671814 | Yes | No | Yes | No | No | No | No | lighting systems upgrades and solar PV panel installation | Pacific Gas & Electric | IOU | No | 10 | 20 | 37.67092100N | 122.08578000W | 8e9ee5cb-f9a2-4570-9651-f103909b57ff | 2022-08-22 15:59 | mlaw_CAEnergy | 2023-07-21 17:51 | SLocwood_CAEnergy | -122.0858 | 37.6709
168 |  | 777 B St, Hayward, CA 94541 | Hayward | Alameda | 94541 | 2010 | City of Hayward | Local Government | ECAA-Reg | Paid-In-Full | Completed | 2450000 | 222726 | 1943000 | No | No | Yes | No | No | No | No | contruct a 1,000 kW solar PV project | Pacific Gas & Electric | IOU | No | 10 | 20 | 37.67092100N | 122.08578000W | 8a37506b-e6c3-45c1-9106-0263111ac608 | 2022-08-22 15:59 | mlaw_CAEnergy | 2023-07-21 18:02 | SLocwood_CAEnergy | -122.0858 | 37.6709
637 |  | 401 Grove St, Healdsburg, CA 95448 | Healdsburg | Sonoma | 95448 | 1985 | CITY OF HEALDSBURG | Local Government | ECAA-Reg | Paid-In-Full | Completed | 7432 | 372 | 5063 | No | No | No | No | No | No | Yes |  | Pacific Gas & Electric | IOU | No | 2 | 2 | 38.61202720N | 122.87363620W | 003545dd-c1be-4a5d-9281-732fec7c5d61 | 2022-08-22 15:59 | mlaw_CAEnergy | 2022-08-22 15:59 | mlaw_CAEnergy | -122.8736 | 38.612
134 |  | 375 5th St, Hollister, CA 95023 | Hollister | San Benito | 95023 | 2010 | City of Hollister | Local Government | ECAA-Reg | Paid-In-Full | Completed | 30868 | 2953 | 15269 | No | Yes | No | No | No | No | No | replace HVAC systems | Pacific Gas & Electric | IOU | Yes | 17 | 29 | 36.85120000N | 121.40331700W | 06e3fa28-397c-40c4-ae4b-8b86787140d3 | 2022-08-22 15:59 | mlaw_CAEnergy | 2023-07-21 17:52 | SLocwood_CAEnergy | -121.4033 | 36.8512
39 | 001-15-ECC | 2000 Main St, Huntington Beach, CA 92648 | Huntington Beach | Orange | 92648 | 2016 | City of Huntington Beach | Local Government | ECAA-Reg | Paid-In-Full | Completed | 3000000 | 290546 | 3514534 | Yes | No | No | No | No | No | No | fund a street LED lighting retrofit project | Southern California Edison | IOU | No | 36 | 72 | 33.67779900N | 118.00092000W | 8e667f55-2382-4aa8-8671-acd527203d27 | 2022-08-22 15:59 | mlaw_CAEnergy | 2023-07-19 17:38 | SLocwood_CAEnergy | -118.0009 | 33.6778
542 |  | 2000 Main St, Huntington Beach, CA 92648 | Huntington Beach | Orange | 92648 | 1991 | CITY OF HUNTINGTON BEACH | Local Government | ECAA-Reg | Paid-In-Full | Completed | 1171575 | - | - | No | No | No | No | No | No | Yes |  | Southern California Edison | IOU | No | 36 | 72 | 33.67779900N | 118.00092000W | 4105a660-7e56-41d3-920a-e82d4b587e2d | 2022-08-22 15:59 | mlaw_CAEnergy | 2022-08-22 15:59 | mlaw_CAEnergy | -118.0009 | 33.6778
297 |  | 100 Civic Center Mall, Indio, CA 92201 | Indio | Riverside | 92201 | 2001 | City of Indio | Local Government | ECAA-Reg | Paid-In-Full | Completed | 224253 | 37417 | 393867 | No | No | No | No | No | No | Yes |  | Southern California Edison | IOU | No | 18 | 36 | 33.71949650N | 116.21871520W | 72eabd07-d53a-47a7-8f57-2465f9c4be56 | 2022-08-22 15:59 | mlaw_CAEnergy | 2022-08-22 15:59 | mlaw_CAEnergy | -116.2187 | 33.7195
635 |  | 1 W Manchester Blvd, Inglewood, CA 90301 | Inglewood | Los Angeles | 90301 | 1986 | CITY OF INGLEWOOD | Local Government | ECAA-Reg | Paid-In-Full | Completed | 379474 | - | - | No | No | No | No | No | No | Yes |  | Southern California Edison | IOU | No | 35 | 61 | 33.96372100N | 118.35419900W | dbea3761-8b27-45a1-a4f4-98327eac3b48 | 2022-08-22 15:59 | mlaw_CAEnergy | 2022-08-22 15:59 | mlaw_CAEnergy | -118.3542 | 33.9637
661 |  | 1 W Manchester Blvd, Inglewood, CA 90301 | Inglewood | Los Angeles | 90301 | 1985 | CITY OF INGLEWOOD - ENGR DEPT | Local Government | ECAA-Reg | Paid-In-Full | Completed | 398792 | - | - | No | No | No | No | No | No | Yes |  | Southern California Edison | IOU | No | 35 | 61 | 33.96372100N | 118.35419900W | 2dc06079-fadc-4d07-82b4-71ab908d2332 | 2022-08-22 15:59 | mlaw_CAEnergy | 2022-08-22 15:59 | mlaw_CAEnergy | -118.3542 | 33.9637
254 |  | 1 E Main St, Ione, CA 95640 | Ione | Amador | 95640 | 2002 | City of Ione | Local Government | ECAA-Reg | Paid-In-Full | Completed | 6000 | 1255 | 9400 | Yes | No | No | No | No | No | No | installation of energy efficient lighting in city hall | Pacific Gas & Electric | IOU | No | 4 | 9 | 38.35297300N | 120.93319700W | 7269177f-d5a9-42b8-9fcf-e45d098ac05c | 2022-08-22 15:59 | mlaw_CAEnergy | 2023-07-25 23:11 | SLocwood_CAEnergy | -120.9332 | 38.353
121 |  | 850 S Madera Ave, Kerman, CA 93630 | Kerman | Fresno | 93630 | 2011 | City of Kerman | Local Government | ECAA-Reg | Repayment | Completed | 202000 | 26364 | 216969 | Yes | No | No | No | No | No | No | replace the high pressure sodium lamps and metal halide lamps in 718 streetlights with LED modules | Pacific Gas & Electric | IOU | Yes | 14 | 27 | 36.72213500N | 120.05977100W | 6c98984f-752b-45b8-96c2-8b97c04aadeb | 2022-08-22 15:59 | mlaw_CAEnergy | 2023-07-21 17:50 | SLocwood_CAEnergy | -120.0598 | 36.7221
229 |  | 110 E La Habra Blvd, La Habra, CA 90631 | La Habra | Orange | 90631 | 2004 | City of La Habra | Local Government | ECAA-Reg | Paid-In-Full | Completed | 1080000 | 108000 | 685000 | Yes | No | No | No | No | No | No | install a variety of mechanical lighting and control projects in various city facilities | Southern California Edison | IOU | No | 34 | 64 | 33.93157800N | 117.94553800W | 9cfac093-fdc3-4ba8-bf05-b38c5c06328d | 2022-08-22 15:59 | mlaw_CAEnergy | 2023-07-25 23:05 | SLocwood_CAEnergy | -117.9455 | 33.9316
789 |  | 8130 Allison Ave, La Mesa, CA 91942 | La Mesa | San Diego | 91942 | 1980 | CITY OF LA MESA | Local Government | ECAA-Reg | Paid-In-Full | Completed | 100875 | 5044 | 91705 | No | No | No | No | No | No | Yes |  | San Diego Gas & Electric | IOU | No | 39 | 79 | 32.76710330N | 117.02326830W | 2a4ae0a9-e8bf-4660-ace6-edb4e22ec37d | 2022-08-22 15:59 | mlaw_CAEnergy | 2022-08-22 15:59 | mlaw_CAEnergy | -117.0233 | 32.7671
634 |  | 5050 Clark Ave, Lakewood, CA 90713 | Lakewood | Los Angeles | 90713 | 1986 | CITY OF LAKEWOOD | Local Government | ECAA-Reg | Paid-In-Full | Completed | 324600 | 16230 | 223246 | No | No | No | No | No | No | Yes |  | Southern California Edison | IOU | No | 33 | 62 | 33.84973200N | 118.13302700W | 8d0b2b60-84f7-4bef-bc57-ca6706f32a2d | 2022-08-22 15:59 | mlaw_CAEnergy | 2022-08-22 15:59 | mlaw_CAEnergy | -118.133 | 33.8497
162 |  | 44933 Fern Ave, Lancaster, CA 93534 | Lancaster | Los Angeles | 93534 | 2010 | City of Lancaster | Local Government | ECAA-Reg | Repayment | Completed | 1469146 | 137969 | 620823 | Yes | Yes | Yes | No | No | No | No | upgrade athletic field lighting, upgrade HVAC, install weather stations to reduce water pump energy use, and install solar hot water | Southern California Edison | IOU | No | 23 | 39 | 34.69891700N | 118.14526100W | c44cc5c0-4360-454d-9ccb-8e555c23e069 | 2022-08-22 15:59 | mlaw_CAEnergy | 2023-07-21 18:00 | SLocwood_CAEnergy | -118.1453 | 34.6989
763 |  | 44933 Fern Ave, Lancaster, CA 93534 | Lancaster | Los Angeles | 93534 | 1980 | CITY OF LANCASTER | Local Government | ECAA-Reg | Paid-In-Full | Completed | 27400 | 1370 | 19350 | No | No | No | No | No | No | Yes |  | Southern California Edison | IOU | No | 23 | 39 | 34.69891700N | 118.14526100W | 8b59bfd9-6e40-4385-b08c-1d2db8227e8d | 2022-08-22 15:59 | mlaw_CAEnergy | 2022-08-22 15:59 | mlaw_CAEnergy | -118.1453 | 34.6989
760 |  | 119 Fox St, Lemoore, CA 93245 | Lemoore | Kings | 93245 | 1980 | CITY OF LEMOORE | Local Government | ECAA-Reg | Paid-In-Full | Completed | 25190 | - | - | No | No | No | No | No | No | Yes |  | Pacific Gas & Electric | IOU | No | 16 | 33 | 36.30020170N | 119.78693530W | b83b5a47-14aa-46d1-9a4d-aaaa394f1b3e | 2022-08-22 15:59 | mlaw_CAEnergy | 2022-08-22 15:59 | mlaw_CAEnergy | -119.7869 | 36.3002
514 |  | 25541 Barton Rd, Loma Linda, CA 92354 | Loma Linda | San Bernardino | 92354 | 1991 | CITY OF LOMA LINDA | Local Government | ECAA-Reg | Paid-In-Full | Completed | 10720 | 536 | 6934 | No | No | No | No | No | No | Yes |  | Southern California Edison | IOU | No | 19 | 50 | 34.04782900N | 117.24675700W | 338b2983-c125-4109-9d98-b1b20aac0e20 | 2022-08-22 15:59 | mlaw_CAEnergy | 2022-08-22 15:59 | mlaw_CAEnergy | -117.2468 | 34.0478
519 |  | 25541 Barton Rd, Loma Linda, CA 92354 | Loma Linda | San Bernardino | 92354 | 1991 | CITY OF LOMA LINDA | Local Government | ECAA-Reg | Paid-In-Full | Completed | 25950 | 1298 | 16785 | No | No | No | No | No | No | Yes |  | Southern California Edison | IOU | No | 19 | 50 | 34.04782900N | 117.24675700W | b9891f41-4921-4419-ba2d-d4e6ac3ec667 | 2022-08-22 15:59 | mlaw_CAEnergy | 2022-08-22 15:59 | mlaw_CAEnergy | -117.2468 | 34.0478
509 |  | 100 Civic Center Plaza, Lompoc, CA 93436 | Lompoc | Santa Barbara | 93436 | 1992 | CITY OF LOMPOC | Local Government | ECAA-Reg | Paid-In-Full | Completed | 209189 | - | - | No | No | No | No | No | No | Yes |  | Pacific Gas & Electric | IOU | No | 21 | 37 | 34.63768330N | 120.45238330W | 48637daa-be0b-4787-891d-6fd7d3e4fe1b | 2022-08-22 15:59 | mlaw_CAEnergy | 2022-08-22 15:59 | mlaw_CAEnergy | -120.4524 | 34.6377
173 | 003-09-ECD | 26379 Fremont Rd, Los Altos Hills, CA 94022 | Los Altos Hills | Santa Clara | 94022 | 2009 | City of Los Altos Hills | Local Government | ECAA-Reg |  | Completed | 47000 | 4258 | 24229 | No | No | Yes | No | No | No | Yes | install solar hot water heater, heat pump, backup boiler, and a 6.6 kW PV system | Pacific Gas & Electric | IOU | No | 13 | 23 | 37.38361120N | 122.13869250W | a3fdffd1-2f0b-415b-ba81-bf6f570b2897 | 2022-08-22 15:59 | mlaw_CAEnergy | 2023-07-21 18:02 | SLocwood_CAEnergy | -122.1387 | 37.3836
221 |  | 26379 Fremont Rd, Los Altos Hills, CA 94022 | Los Altos Hills | Santa Clara | 94022 | 2004 | City of Los Altos Hills | Local Government | ECAA-Reg |  | Completed | 160000 | 16000 | 122990 | Yes | Yes | Yes | No | No | No | No | install 30 kW PV solar panels, lighting controls, solar lighting tubes, higher efficiency HVAC units and upgraded envenope features | Pacific Gas & Electric | POU | No | 13 | 23 | 37.38361120N | 122.13869250W | 2137a65a-0e6c-4d3a-8523-a87c61341a8c | 2022-08-22 15:59 | mlaw_CAEnergy | 2023-07-25 23:04 | SLocwood_CAEnergy | -122.1387 | 37.3836
905 | 013-19-ECI | 12240 Archwood St, North Hollywood, CA 91606 | North Hollywood | Los Angeles | 91606 | 2020 | City of Los Angeles | Local Government | ECAA-Reg | Repayment | Completed | 3000000 | 361325 | 2000000 | Yes | No | No | No | No | No | No | Replace 12,000 streetlight fixtures throughout the city | Los Angeles Department of Water & Power | POU | Yes | 27 | 43 | 34.1918 | -118.4007 | aaa3fdd1-dea4-4b0a-becb-3d0d99c482a0 | 2022-08-22 15:59 | mlaw_CAEnergy | 2022-08-22 15:59 | mlaw_CAEnergy | -118.4007 | 34.1918 |  | N/A
81 |  | 200 N Spring St, Los Angeles, CA 90012 | Los Angeles | Los Angeles | 90012 | 2014 | City of Los Angeles | Local Government | ECAA-Reg | Paid-In-Full | Completed | 3000000 | 282956 | 2238000 | Yes | No | No | No | No | No | No | retrofit inefficient streetlights with LEDs | Los Angeles Department of Water & Power | POU | Yes | 26 | 54 | 34.05403200N | 118.24261100W | e25a2469-c8df-4a55-98fb-dcf80bca0b54 | 2022-08-22 15:59 | mlaw_CAEnergy | 2023-07-21 17:42 | SLocwood_CAEnergy | -118.2426 | 34.054
105 |  | 200 N Spring St, Los Angeles, CA 90012 | Los Angeles | Los Angeles | 90012 | 2012 | City of Los Angeles | Local Government | ECAA-Reg | Paid-In-Full | Completed | 426526 | 46887 | 347000 | Yes | No | No | No | No | No | No | retrofit interior lighting and controls at various city owned buildings | Los Angeles Department of Water & Power | IOU | No | 26 | 54 | 34.05403200N | 118.24261100W | 05173cc3-68b9-41c0-87d4-2860eeeeca5f | 2022-08-22 15:59 | mlaw_CAEnergy | 2023-07-21 17:45 | SLocwood_CAEnergy | -118.2426 | 34.054
127 | 003-11-ECE-ARRA | 200 N Spring St, Los Angeles, CA 90012 | Los Angeles | Los Angeles | 90012 | 2011 | City of Los Angeles | Local Government | ECAA-Reg | Paid-In-Full | Completed | 882987 | 81376 | 600000 | Yes | No | No | No | No | No | No | retrofit interior lighting systems and controls at the multiple city-owned buildings | Los Angeles Department of Water & Power | POU | No | 26 | 54 | 34.05403200N | 118.24261100W | adde1e3a-610b-4402-9b73-78b6322daee3 | 2022-08-22 15:59 | mlaw_CAEnergy | 2023-07-21 17:51 | SLocwood_CAEnergy | -118.2426 | 34.054
205 |  | 200 N Spring St, Los Angeles, CA 90012 | Los Angeles | Los Angeles | 90012 | 2006 | City of Los Angeles | Local Government | ECAA-Reg | Paid-In-Full | Completed | 2950604 | 301802 | 1831104 | Yes | No | No | No | No | No | No | convert a portion of the city's light fixtures from incandescent lamps to induction lamps | Los Angeles Department of Water & Power | POU | No | 26 | 54 | 34.05403200N | 118.24261100W | f14e98ba-9d1e-428c-8d3d-4c872d0984c9 | 2022-08-22 15:59 | mlaw_CAEnergy | 2023-07-21 23:25 | SLocwood_CAEnergy | -118.2426 | 34.054
663 |  | 200 N Spring St, Los Angeles, CA 90012 | Los Angeles | Los Angeles | 90012 | 1985 | CITY OF LOS ANGELES | Local Government | ECAA-Reg | Paid-In-Full | Completed | 1000000 | - | - | No | No | No | No | No | No | Yes |  | Los Angeles Department of Water & Power | POU | Yes | 26 | 54 | 34.05403200N | 118.24261100W | a4ee9260-e1d7-4dfb-8226-e0c113d67f75 | 2022-08-22 15:59 | mlaw_CAEnergy | 2022-08-22 15:59 | mlaw_CAEnergy | -118.2426 | 34.054
678 |  | 200 N Spring St, Los Angeles, CA 90012 | Los Angeles | Los Angeles | 90012 | 1984 | CITY OF LOS ANGELES | Local Government | ECAA-Reg | Paid-In-Full | Completed | 1000000 | - | - | No | No | No | No | No | No | Yes |  | Los Angeles Department of Water & Power | IOU | No | 26 | 54 | 34.05403200N | 118.24261100W | 23902e95-ee4c-4021-b324-1211e55d1f4c | 2022-08-22 15:59 | mlaw_CAEnergy | 2022-08-22 15:59 | mlaw_CAEnergy | -118.2426 | 34.054
711 |  | 200 N Spring St, Los Angeles, CA 90012 | Los Angeles | Los Angeles | 90012 | 1982 | CITY OF LOS ANGELES | Local Government | ECAA-Reg | Paid-In-Full | Completed | 806900 | - | - | No | No | No | No | No | No | Yes |  | Los Angeles Department of Water & Power | IOU | No | 26 | 54 | 34.05403200N | 118.24261100W | a17c0062-5cbd-4039-bf3e-45cbef281644 | 2022-08-22 15:59 | mlaw_CAEnergy | 2022-08-22 15:59 | mlaw_CAEnergy | -118.2426 | 34.054
831 |  | 200 N Spring St, Los Angeles, CA 90012 | Los Angeles | Los Angeles | 90012 | 1980 | CITY OF LOS ANGELES | Local Government | ECAA-Reg | Paid-In-Full | Completed | 1000000 | - | - | No | No | No | No | No | No | Yes |  | Los Angeles Department of Water & Power | IOU | No | 26 | 54 | 34.05403200N | 118.24261100W | 6dab5524-1049-4942-83fb-40a66b7f89f0 | 2022-08-22 15:59 | mlaw_CAEnergy | 2022-08-22 15:59 | mlaw_CAEnergy | -118.2426 | 34.054
879 |  | 200 N Spring St, Los Angeles, CA 90012 | Los Angeles | Los Angeles | 90012 | 1979 | CITY OF LOS ANGELES | Local Government | ECAA-Reg | Paid-In-Full | Completed | 1000000 | - | - | No | No | No | No | No | No | Yes |  | Los Angeles Department of Water & Power | POU | No | 26 | 54 | 34.05403200N | 118.24261100W | 6ebe6251-bf58-4f23-99cd-8b859c333313 | 2022-08-22 15:59 | mlaw_CAEnergy | 2022-08-22 15:59 | mlaw_CAEnergy | -118.2426 | 34.054
7 | 004-19-ECA | 11330 Bullis Rd, Lynwood, CA 90262 | Lynwood | Los Angeles | 90262 | 2019 | City of Lynwood | Local Government | ECAA-Reg | Repayment | Completed | 1700207 | 140100 | 1314045 | Yes | No | No | No | No | No | No | Energy efficiency projects throughout Lynwood which include interior lighting, street lighting, pool pumps, transformers, and HVAC upgrades. | Southern California Edison | IOU | No | 33 | 62 | 33.92631630N | 118.19913000W | 400c28c8-c7cb-4482-ba4b-7ac1ac85e498 | 2022-08-22 15:59 | mlaw_CAEnergy | 2023-07-19 17:15 | SLocwood_CAEnergy | -118.1991 | 33.9263 |  | N/A
181 | 007-10-ECE-ARRA | 11330 Bullis Rd, Lynwood, CA 90262 | Lynwood | Los Angeles | 90262 | 2008 | City of Lynwood | Local Government | ECAA-Reg | Paid-In-Full | Completed | 330000 | 44679 | 426371 | Yes | No | No | No | No | No | No | upgrade the city's traffic signals from incandescent to light-emitting diode technology | Southern California Edison | IOU | No | 33 | 62 | 33.92631630N | 118.19913000W | baabd4a0-bfa0-4f13-93ab-b422e2652aac | 2022-08-22 15:59 | mlaw_CAEnergy | 2023-07-21 23:22 | SLocwood_CAEnergy | -118.1991 | 33.9263
319 |  | 1001 W Center St, Manteca, CA 95337 | Manteca | San Joaquin | 95337 | 2001 | City of Manteca | Local Government | ECAA-Reg | Paid-In-Full | Completed | 648780 | 85684 | 670252 | No | No | No | No | No | No | Yes |  | Pacific Gas & Electric | IOU | Yes | 5 | 9 | 37.79975700N | 121.23159100W | 0fd4004d-3f74-4b5f-8aa6-c9d04ce21800 | 2022-08-22 15:59 | mlaw_CAEnergy | 2022-08-22 15:59 | mlaw_CAEnergy | -121.2316 | 37.7998
342 |  | 1001 W Center St, Manteca, CA 95337 | Manteca | San Joaquin | 95337 | 2001 | City of Manteca | Local Government | ECAA-Reg | Paid-In-Full | Completed | 1991717 | 371098 | 3892000 | No | No | No | No | No | No | Yes |  | Pacific Gas & Electric | IOU | No | 5 | 9 | 37.79975700N | 121.23159100W | bf905537-b40b-4bcc-ba98-1fbe4eb59c76 | 2022-08-22 15:59 | mlaw_CAEnergy | 2022-08-22 15:59 | mlaw_CAEnergy | -121.2316 | 37.7998
453 |  | 525 Henrietta St, Martinez, CA 94553 | Martinez | Contra Costa | 94553 | 1993 | CITY OF MARTINEZ | Local Government | ECAA-Reg | Paid-In-Full | Completed | 5140 | 257 | 3605 | No | No | No | No | No | No | Yes |  | Pacific Gas & Electric | IOU | No | 9 | 15 | 38.01414600N | 122.13533300W | 9520eaf9-6035-437a-ba4e-d59ac5145d31 | 2022-08-22 15:59 | mlaw_CAEnergy | 2022-08-22 15:59 | mlaw_CAEnergy | -122.1353 | 38.0141
463 |  | 525 Henrietta St, Martinez, CA 94553 | Martinez | Contra Costa | 94553 | 1993 | CITY OF MARTINEZ | Local Government | ECAA-Reg | Paid-In-Full | Completed | 54785 | 2739 | 38418 | No | No | No | No | No | No | Yes |  | Pacific Gas & Electric | IOU | No | 9 | 15 | 38.01414600N | 122.13533300W | 15aadfb6-2237-46bd-a13b-92fef03c4f64 | 2022-08-22 15:59 | mlaw_CAEnergy | 2022-08-22 15:59 | mlaw_CAEnergy | -122.1353 | 38.0141
772 |  | 526 C St, Marysville, CA 95901 | Marysville | Yuba | 95901 | 1980 | CITY OF MARYSVILLE | Local Government | ECAA-Reg | Paid-In-Full | Completed | 43450 | 2173 | 30470 | No | No | No | No | No | No | Yes |  | Pacific Gas & Electric | IOU | No | 1 | 3 | 39.14126900N | 121.58806400W | 20582788-306d-4f4a-8809-f3379602437d | 2022-08-22 15:59 | mlaw_CAEnergy | 2022-08-22 15:59 | mlaw_CAEnergy | -121.5881 | 39.1413
792 |  | 678 W 18th St, Merced, CA 95340 | Merced | Merced | 95340 | 1980 | CITY OF MERCED | Local Government | ECAA-Reg | Paid-In-Full | Completed | 115464 | 5773 | 91638 | No | No | No | No | No | No | Yes |  | Pacific Gas & Electric | IOU | No | 14 | 27 | 37.30304980N | 120.48548000W | cbe5ac6b-0883-4918-b9cc-87be3a5212c6 | 2022-08-22 15:59 | mlaw_CAEnergy | 2022-08-22 15:59 | mlaw_CAEnergy | -120.4855 | 37.303
875 |  | 455 E Calaveras Blvd, Milpitas, CA 95035 | Milpitas | Santa Clara | 95035 | 1979 | CITY OF MILPITAS | Local Government | ECAA-Reg | Paid-In-Full | Completed | 360000 | 18000 | 250000 | No | No | No | No | No | No | Yes |  | Pacific Gas & Electric | IOU | No | 10 | 24 | 37.43300530N | 121.89918430W | 28ac7800-0d70-4220-aef0-afaf62d65a6e | 2022-08-22 15:59 | mlaw_CAEnergy | 2022-08-22 15:59 | mlaw_CAEnergy | -121.8992 | 37.433
301 |  | 1010 10th St, Modesto, CA 95354 | Modesto | Stanislaus | 95354 | 2001 | City of Modesto | Local Government | ECAA-Reg | Paid-In-Full | Completed | 267500 | 64187 | 721242 | No | No | No | No | No | No | Yes |  | Pacific Gas & Electric | IOU | Yes | 4 | 22 | 37.64124000N | 121.00033400W | 1e22e200-f36b-44f7-9ebe-5808d6ff21b9 | 2022-08-22 15:59 | mlaw_CAEnergy | 2022-08-22 15:59 | mlaw_CAEnergy | -121.0003 | 37.6412
830 |  | 1010 10th St, Modesto, CA 95354 | Modesto | Stanislaus | 95354 | 1980 | CITY OF MODESTO | Local Government | ECAA-Reg | Paid-In-Full | Completed | 996000 | - | - | No | No | No | No | No | No | Yes |  | Pacific Gas & Electric | IOU | No | 4 | 22 | 37.64124000N | 121.00033400W | cc9f4adf-a20d-448f-bf46-1f2fab07a71b | 2022-08-22 15:59 | mlaw_CAEnergy | 2022-08-22 15:59 | mlaw_CAEnergy | -121.0003 | 37.6412
872 |  | 415 S Ivy Ave, Monrovia, CA 91016 | Monrovia | Los Angeles | 91016 | 1979 | CITY OF MONROVIA | Local Government | ECAA-Reg | Paid-In-Full | Completed | 253000 | 12650 | 175694 | No | No | No | No | No | No | Yes |  | Southern California Edison | IOU | No | 25 | 41 | 34.14746920N | 117.99900520W | 2d717c9b-2867-4a3b-9582-a1884a0d6947 | 2022-08-22 15:59 | mlaw_CAEnergy | 2022-08-22 15:59 | mlaw_CAEnergy | -117.999 | 34.1475
163 |  | 580 Pacific St, Monterey, CA 93940 | Monterey | Monterey | 93940 | 2010 | City of Monterey | Local Government | ECAA-Reg | Paid-In-Full | Completed | 1551918 | 121039 | 930127 | Yes | No | No | No | No | No | No | upgrade tunnel, bike path, and street lights with induction lighting | Pacific Gas & Electric | IOU | No | 17 | 30 | 36.59714170N | 121.89774000W | 09a78adf-725f-4d61-b443-a669c88fc408 | 2022-08-22 15:59 | mlaw_CAEnergy | 2023-07-21 18:00 | SLocwood_CAEnergy | -121.8977 | 36.5971
182 | 024-09-ECE-ARRA | 580 Pacific St, Monterey, CA 93940 | Monterey | Monterey | 93940 | 2008 | City of Monterey | Local Government | ECAA-Reg | Repayment | Completed | 337940 | 33794 | 248384 | Yes | No | Yes | No | No | No | No | upgrade lighting and PV installation projects | Pacific Gas & Electric | IOU | No | 17 | 30 | 36.59714170N | 121.89774000W | bd58201b-df25-4805-a9f7-b00a9e1d4b91 | 2022-08-22 15:59 | mlaw_CAEnergy | 2023-07-21 23:22 | SLocwood_CAEnergy | -121.8977 | 36.5971
474 |  | 580 Pacific St, Monterey, CA 93940 | Monterey | Monterey | 93940 | 1993 | CITY OF MONTEREY | Local Government | ECAA-Reg | Paid-In-Full | Completed | 181500 | 9075 | 131522 | No | No | No | No | No | No | Yes |  | Pacific Gas & Electric | IOU | No | 17 | 30 | 36.59714170N | 121.89774000W | 6ac85103-da14-449b-adda-8b79db32c54b | 2022-08-22 15:59 | mlaw_CAEnergy | 2022-08-22 15:59 | mlaw_CAEnergy | -121.8977 | 36.5971
67 |  | 17575 Peak Ave, Morgan Hill, CA 95037 | Morgan Hill | Santa Clara | 95037 | 2014 | City of Morgan Hill | Local Government | ECAA-Reg | Paid-In-Full | Completed | 750000 | 116672 | 872861 | Yes | No | No | No | No | No | No | replace 2,097 streetlight fixtures with LED technology | Pacific Gas & Electric | IOU | Yes | 15 | 28 | 37.12474800N | 121.66101100W | 3c7a7647-78e9-4c63-87c7-17786c0dad64 | 2022-08-22 15:59 | mlaw_CAEnergy | 2023-07-21 17:40 | SLocwood_CAEnergy | -121.661 | 37.1247
45 | 003-14-ECD | 595 Harbor St, Morro Bay, CA 93442 | Morro Bay | San Luis Obispo | 93442 | 2015 | City of Morro Bay | Local Government | ECAA-Reg | Repayment | Completed | 562000 | 35672 | 320690 | No | Yes | Yes | No | No | No | No | replace 14 package heating, ventilating and air conditioning units, install programmable thermostats, and install 4 single-axis tracking PV systems | Pacific Gas & Electric | POU | No | 17 | 30 | 35.36716480N | 120.84682330W | 5d109348-266d-4983-b6f6-f5fdd4952286 | 2022-08-22 15:59 | mlaw_CAEnergy | 2023-07-19 17:38 | SLocwood_CAEnergy | -120.8468 | 35.3672
112 |  | 955 School St, Napa, CA 94559 | Napa | Napa | 94559 | 2012 | City of Napa | Local Government | ECAA-Reg | Repayment | Completed | 1907136 | 173376 | 1488185 | No | No | No | No | No | No | Yes | reduce the loan interest rate to 1% | Pacific Gas & Electric | IOU | No | 3 | 4 | 38.29668460N | 122.28948820W | 5ca4438f-c8f4-401d-925e-9a0af4798c98 | 2022-08-22 15:59 | mlaw_CAEnergy | 2023-07-21 17:46 | SLocwood_CAEnergy | -122.2895 | 38.2967
280 |  | 955 School St, Napa, CA 94559 | Napa | Napa | 94559 | 2001 | City of Napa | Local Government | ECAA-Reg | Paid-In-Full | Completed | 42353 | 20797 | 131935 | No | No | No | No | No | No | Yes |  | Pacific Gas & Electric | IOU | No | 3 | 4 | 38.29668460N | 122.28948820W | 00aefa85-3d1c-4728-9080-979abac16464 | 2022-08-22 15:59 | mlaw_CAEnergy | 2022-08-22 15:59 | mlaw_CAEnergy | -122.2895 | 38.2967
948 | 003-23-ECI | 37101 Newark Blvd, Newark, CA 94560 | Newark | Alameda | 94560 | 2023 | City of Newark | Local Government | ECAA-Reg | Paid-In-Full | Completed | 1598265 | 218696 | 828494 | Yes | No | No | No | No | No | No | Replace city street lights with LED. | Pacific Gas & Electric | IOU | No | 10 | 24 | 37.5356 | -122.0293 |  | 2024-11-12 | SLocwood_CAEnergy |  |  | -122.0293 | 37.5356 |  | Syserco Energy Solutions
676 |  | 100 Civic Center Dr, Newport Beach, CA 92660 | Newport Beach | Orange | 92660 | 1984 | CITY OF NEWPORT BEACH | Local Government | ECAA-Reg | Paid-In-Full | Completed | 396900 | - | - | No | No | No | No | No | No | Yes |  | Southern California Edison | IOU | Yes | 36 | 72 | 33.60805800N | 117.87324320W | f01363da-c560-4aa1-ad0b-2615f27b39bd | 2022-08-22 15:59 | mlaw_CAEnergy | 2022-08-22 15:59 | mlaw_CAEnergy | -117.8732 | 33.6081
368 |  | 901 Sherman Ave, Novato, CA 94945 | Novato | Marin | 94945 | 1997 | CITY OF NOVATO | Local Government | ECAA-Reg | Paid-In-Full | Completed | 86000 | 4300 | 91489 | No | No | No | No | No | No | Yes |  | Pacific Gas & Electric | IOU | No | 2 | 12 | 38.10610060N | 122.56825210W | c35815bb-5a67-40d8-99f9-67a588ab916f | 2022-08-22 15:59 | mlaw_CAEnergy | 2022-08-22 15:59 | mlaw_CAEnergy | -122.5683 | 38.1061
261 |  | 1 Frank H. Ogawa Plaza, Oakland, CA 94612 | Oakland | Alameda | 94612 | 2002 | City of Oakland | Local Government | ECAA-Reg | Paid-In-Full | Completed | 270968 | 55820 | 205000 | Yes | No | No | No | No | No | No | install energy efficient lighting in City buildings comprising approximately 2.7 million square feet | Pacific Gas & Electric | IOU | No | 7 | 18 | 37.80531500N | 122.27254600W | b5af14b8-98ae-4979-a751-d6be71021a05 | 2022-08-22 15:59 | mlaw_CAEnergy | 2023-07-25 23:12 | SLocwood_CAEnergy | -122.2725 | 37.8053
293 |  | 1 Frank H. Ogawa Plaza, Oakland, CA 94612 | Oakland | Alameda | 94612 | 2001 | City of Oakland | Local Government | ECAA-Reg | Paid-In-Full | Completed | 158000 | 17300 | 284000 | No | Yes | No | No | No | No | No | installation of energy improvement to the central cooling plant | Pacific Gas & Electric | IOU | No | 7 | 18 | 37.80531500N | 122.27254600W | 12d90952-3af4-45a5-88f3-e64ef25b0806 | 2022-08-22 15:59 | mlaw_CAEnergy | 2022-08-22 15:59 | mlaw_CAEnergy | -122.2725 | 37.8053
312 |  | 1 Frank H. Ogawa Plaza, Oakland, CA 94612 | Oakland | Alameda | 94612 | 2001 | City of Oakland | Local Government | ECAA-Reg | Paid-In-Full | Completed | 438100 | 67559 | 947000 | No | No | No | No | No | No | Yes |  | Pacific Gas & Electric | IOU | No | 7 | 18 | 37.80531500N | 122.27254600W | 2fa8ccb4-affb-4eb8-8807-76cfb5b69ae9 | 2022-08-22 15:59 | mlaw_CAEnergy | 2022-08-22 15:59 | mlaw_CAEnergy | -122.2725 | 37.8053
541 |  | 1 Frank H. Ogawa Plaza, Oakland, CA 94612 | Oakland | Alameda | 94612 | 1991 | CITY OF OAKLAND | Local Government | ECAA-Reg | Paid-In-Full | Completed | 737647 | - | - | No | No | No | No | No | No | Yes |  | Pacific Gas & Electric | IOU | No | 7 | 18 | 37.80531500N | 122.27254600W | 9de59ac1-2a70-49dc-9ce4-5c186b610cbc | 2022-08-22 15:59 | mlaw_CAEnergy | 2022-08-22 15:59 | mlaw_CAEnergy | -122.2725 | 37.8053
240 |  | 1 Frank H. Ogawa Plaza, Oakland, CA 94612 | Oakland | Alameda | 94612 | 2003 | City of Oakland Public Works | Local Government | ECAA-Reg | Paid-In-Full | Completed | 182270 | 18227 | 132889 | No | Yes | No | No | No | No | No | install an energy efficient HVAC system for the computer data center | Pacific Gas & Electric | IOU | No | 7 | 18 | 37.80531500N | 122.27254600W | 63795f2e-29a4-4102-a8e4-acfcace2d6b1 | 2022-08-22 15:59 | mlaw_CAEnergy | 2023-07-25 23:09 | SLocwood_CAEnergy | -122.2725 | 37.8053
805 |  | 300 N Coast Hwy, Oceanside, CA 92054 | Oceanside | San Diego | 92054 | 1980 | CITY OF OCEANSIDE | Local Government | ECAA-Reg | Paid-In-Full | Completed | 194000 | 9700 | 125323 | No | No | No | No | No | No | Yes |  | San Diego Gas & Electric | IOU | No | 38 | 74 | 33.19794600N | 117.37953400W | d7020782-c801-4a65-ab6c-7bf690db7e5f | 2022-08-22 15:59 | mlaw_CAEnergy | 2022-08-22 15:59 | mlaw_CAEnergy | -117.3795 | 33.1979
874 |  | 303 E B St, Ontario, CA 91764 | Ontario | San Bernardino | 91764 | 1979 | CITY OF ONTARIO | Local Government | ECAA-Reg | Repayment | Completed | 352000 | 17600 | 227390 | No | No | No | No | No | No | Yes |  | Southern California Edison | IOU | No | 22 | 53 | 34.06519600N | 117.64785800W | 1547619e-fb0d-4a0b-aeb0-a21847ed8633 | 2022-08-22 15:59 | mlaw_CAEnergy | 2022-08-22 15:59 | mlaw_CAEnergy | -117.6479 | 34.0652
915 | 004-21-ECI | 633 6th St, Orange Cove, CA 93646 | Orange Cove | Fresno | 93646 | 2022 | City of Orange Cove | Local Government | ECAA-Reg | Repayment | Completed | 2228616 | 142166 | 961534 | Yes | No | Yes | No | No | No | No | Lighting retrofits at 7 city sites and solar PV array installation at 1 city site | Pacific Gas & Electric | IOU | Yes | 14 | 31 | 36.6238 | -119.3135 | 02f4298b-ecf5-464f-907d-215941e8ab99 | 2022-08-22 15:59 | mlaw_CAEnergy | 2022-08-22 15:59 | mlaw_CAEnergy | -119.3133 | 36.624 | Project completed under budget. Final loan total $2,178,616 | SitelogIQ
349 |  | 3200 E Tahquitz Canyon Way, Palm Springs, CA 92262 | Palm Springs | Riverside | 92262 | 2000 | City of Palm Springs | Local Government | ECAA-Reg | Paid-In-Full | Completed | 226048 | 83000 | 679091 | No | No | No | No | No | No | Yes |  | Southern California Edison | IOU | No | 19 | 47 | 33.82416700N | 116.51131800W | 41494059-eec4-49b4-b636-7f06848fce18 | 2022-08-22 15:59 | mlaw_CAEnergy | 2022-08-22 15:59 | mlaw_CAEnergy | -116.5113 | 33.8242
902 | 016-19-ECI | 1100 E Parlier Ave, Parlier, CA 93648 | Parlier | Fresno | 93648 | 2020 | City of Parlier | Local Government | ECAA-Reg | Repayment | Completed | 1210560 | 73766 | 395838 | Yes | Yes | Yes | No | No | No | No | Retrofit lighting, replace HVAC and install PV systems in the city municipal buildings | Pacific Gas & Electric | IOU | Yes | 14 | 31 | 36.6119 | -119.5395 | 1d58c1d0-c0e9-4ab4-8ade-7a2dae81b1cc | 2022-08-22 15:59 | mlaw_CAEnergy | 2023-03-29 18:38 | SLocwood_CAEnergy | -119.5395 | 36.6119 |  | SitelogIQ
285 |  | 100 Garfield Ave, Pasadena, CA 91101 | Pasadena | Los Angeles | 91101 | 2001 | City of Pasadena | Local Government | ECAA-Reg | Paid-In-Full | Completed | 76024 | 40911 | 334726 | Yes | No | No | No | No | No | No | converting its red and green traffic signals to those using LEDs | Pasadena Water & Power | POU | No | 25 | 41 | 34.14736800N | 118.14374200W | 6cd405a9-25d1-4337-9754-5ac95ba55673 | 2022-08-22 15:59 | mlaw_CAEnergy | 2022-08-22 15:59 | mlaw_CAEnergy | -118.1437 | 34.1474
483 |  | 100 Garfield Ave, Pasadena, CA 91101 | Pasadena | Los Angeles | 91101 | 1993 | CITY OF PASADENA | Local Government | ECAA-Reg | Paid-In-Full | Completed | 250000 | - | - | No | No | No | No | No | No | Yes |  | Southern California Edison | IOU | No | 25 | 41 | 34.14736800N | 118.14374200W | accf4353-6964-47f4-83a8-cd20ded3ae59 | 2022-08-22 15:59 | mlaw_CAEnergy | 2022-08-22 15:59 | mlaw_CAEnergy | -118.1437 | 34.1474
878 |  | 100 Garfield Ave, Pasadena, CA 91101 | Pasadena | Los Angeles | 91101 | 1979 | CITY OF PASADENA | Local Government | ECAA-Reg | Paid-In-Full | Completed | 700000 | - | - | No | No | No | No | No | No | Yes |  | Southern California Edison | IOU | No | 25 | 41 | 34.14736800N | 118.14374200W | cdaf0121-6c16-478a-9ffb-307bf26b34fd | 2022-08-22 15:59 | mlaw_CAEnergy | 2022-08-22 15:59 | mlaw_CAEnergy | -118.1437 | 34.1474
103 |  | 1 Plaza Cir, Patterson, CA 95363 | Patterson | Stanislaus | 95363 | 2013 | City of Patterson | Local Government | ECAA-Reg | Repayment | Completed | 2876172 | 221244 | 2100000 | Yes | No | Yes | No | No | No | Yes | Installation PV panels and lighting | Pacific Gas & Electric | IOU | Yes | 4 | 22 | 37.47098970N | 121.13059820W | 8e68d3f0-3d3d-40fe-b18e-7fb3beb5de00 | 2022-08-22 15:59 | mlaw_CAEnergy | 2023-07-21 17:45 | SLocwood_CAEnergy | -121.1306 | 37.471
125 | 015-12-ECD | 65 Civic Ave, Pittsburg, CA 94565 | Pittsburg | Contra Costa | 94565 | 2011 | City of Pittsburg | Local Government | ECAA-Reg | Paid-In-Full | Completed | 675000 | 65000 | 1745465 | Yes | No | No | No | No | No | No | change decorative streetlight fixtures from HPS to LED, and eliminate 134 HPS fixtures and poles | Pacific Gas & Electric | IOU | No | 9 | 15 | 38.01999700N | 121.89182300W | e953d5e6-3028-49d8-b7bd-f3c7090e53ef | 2022-08-22 15:59 | mlaw_CAEnergy | 2023-07-21 17:50 | SLocwood_CAEnergy | -121.8918 | 38.02
5 | 003-18-ECD | 3101 Center St, Placerville, CA 95667 | Placerville | El Dorado | 95667 | 2019 | City of Placerville | Local Government | ECAA-Reg | Repayment | Completed | 784112 | 60017 | 320836 | Yes | Yes | No | No | No | No | No | Replacement of interior and exterior lighting, lighting controls, and HVAC units | Pacific Gas & Electric | IOU | Yes | 4 | 5 | 38.72867800N | 120.80262800W | cfe61309-2d41-4459-8b52-ad4762a56c50 | 2022-08-22 15:59 | mlaw_CAEnergy | 2023-07-19 17:15 | SLocwood_CAEnergy | -120.8026 | 38.7287 |  | Johnson Controls
216 |  | 3101 Center St, Placerville, CA 95667 | Placerville | El Dorado | 95667 | 2004 | City of Placerville | Local Government | ECAA-Reg | Paid-In-Full | Completed | 54500 | 8142 | 60000 | Yes | No | No | No | No | No | No | retrofitting 113 existing inefficient fluorescent fixtures with energy efficient fixtures containing induction lamps and installing controls in the city's parking garage | Pacific Gas & Electric | IOU | Yes | 4 | 5 | 38.72867800N | 120.80262800W | e3b3cd7a-5f51-4c29-ae2d-74c40deb306d | 2022-08-22 15:59 | mlaw_CAEnergy | 2023-07-25 23:04 | SLocwood_CAEnergy | -120.8026 | 38.7287
102 |  | 200 Old Bernal Ave, Pleasanton, CA 94566 | Pleasanton | Alameda | 94566 | 2013 | City of Pleasanton | Local Government | ECAA-Reg | Paid-In-Full | Completed | 2755000 | 286421 | 2046935 | Yes | No | No | No | No | No | No | install 7,590 energy efficient street, park, and pathway lights at City facilities | Pacific Gas & Electric | IOU | No | 5 | 16 | 37.65809800N | 121.87870700W | ea886072-6b81-42f2-8fb2-81c13800b6f9 | 2022-08-22 15:59 | mlaw_CAEnergy | 2023-07-21 17:45 | SLocwood_CAEnergy | -121.8787 | 37.6581
6 | 006-19-ECA | 250 N Ventura Rd, Port Hueneme, CA 93041 | Port Hueneme | Ventura | 93041 | 2019 | City of Port Hueneme | Local Government | ECAA-Reg | Repayment | Completed | 840272 | 54618 | 376563 | Yes | No | Yes | No | No | No | No | Interior lighting, Exterior lighting, street lighting, Solar PV, 139.1kWdc Total | Southern California Edison | IOU | No | 21 | 38 | 34.14990000N | 119.19493800W | 7b5d38cc-3edb-4867-88e5-7d1866945d41 | 2022-08-22 15:59 | mlaw_CAEnergy | 2023-07-19 17:15 | SLocwood_CAEnergy | -119.1949 | 34.1499 |  | Engie
632 |  | 291 N Main St, Porterville, CA 93257 | Porterville | Tulare | 93257 | 1986 | CITY OF PORTERVILLE | Local Government | ECAA-Reg | Paid-In-Full | Completed | 275000 | 13750 | 177878 | No | No | No | No | No | No | Yes |  | Southern California Edison | IOU | No | 16 | 33 | 36.07095000N | 119.01655230W | 59130fad-7205-42de-bbc6-7b0c1aee6da4 | 2022-08-22 15:59 | mlaw_CAEnergy | 2022-08-22 15:59 | mlaw_CAEnergy | -119.0166 | 36.071
111 |  | 2729 Prospect Park Dr, Rancho Cordova, CA 95670 | Rancho Cordova | Sacramento | 95670 | 2012 | City of Rancho Cordova | Local Government | ECAA-Reg | Repayment | Completed | 1809734 | 155261 | 2391156 | Yes | No | No | No | No | No | No | retrofit 4,736 high pressure and mercury vapor streetlights with LED streetlights | Sacramento Municipal Utility District | IOU | No | 6 | 7 | 38.58938000N | 121.28476000W | 14425480-827e-4b27-a579-65dee9da1834 | 2022-08-22 15:59 | mlaw_CAEnergy | 2023-07-21 17:47 | SLocwood_CAEnergy | -121.2848 | 38.5894
148 |  | 69825 CA-111, Rancho Mirage, CA 92270 | Rancho Mirage | Riverside | 92270 | 2010 | City of Rancho Mirage | Local Government | ECAA-Reg | Repayment | Completed | 385000 | 33299 | 297786 | No | No | No | No | No | No | Yes | install a new 150 ton oil free, variable speed drive centrifugal | Southern California Edison | IOU | No | 19 | 47 | 33.77111000N | 116.44780100W | e841f5ef-f36d-4558-807b-8d6431a088c3 | 2022-08-22 15:59 | mlaw_CAEnergy | 2023-07-21 17:57 | SLocwood_CAEnergy | -116.4478 | 33.7711
350 |  | 777 Cypress Ave, Redding, CA 96001 | Redding | Shasta | 96001 | 2000 | City of Redding | Local Government | ECAA-Reg | Paid-In-Full | Completed | 250000 | 33000 | 270000 | No | No | No | No | No | No | Yes |  | Pacific Gas & Electric | IOU | No | 1 | 1 | 40.57316400N | 122.38170700W | b02bb07d-a504-4a98-9919-168ae06927f7 | 2022-08-22 15:59 | mlaw_CAEnergy | 2022-08-22 15:59 | mlaw_CAEnergy | -122.3817 | 40.5732
354 |  | 777 Cypress Ave, Redding, CA 96001 | Redding | Shasta | 96001 | 2000 | City of Redding | Local Government | ECAA-Reg | Paid-In-Full | Completed | 621000 | 77700 | 856000 | No | No | No | No | No | No | Yes |  | Pacific Gas & Electric | IOU | Yes | 1 | 1 | 40.57316400N | 122.38170700W | 4fb64337-923d-4271-898b-78d52eee5c89 | 2022-08-22 15:59 | mlaw_CAEnergy | 2022-08-22 15:59 | mlaw_CAEnergy | -122.3817 | 40.5732
311 |  | 35 Cajon St # 200, Redlands, CA 92373 | Redlands | San Bernardino | 92373 | 2001 | City of Redlands | Local Government | ECAA-Reg | Paid-In-Full | Completed | 415000 | 106198 | 851981 | No | No | No | No | No | No | Yes |  | Southern California Edison | IOU | No | 19 | 50 | 34.05525320N | 117.18178970W | 80b4b8db-abd3-400c-96cb-38f87761a37c | 2022-08-22 15:59 | mlaw_CAEnergy | 2022-08-22 15:59 | mlaw_CAEnergy | -117.1818 | 34.0553
335 |  | 35 Cajon St # 200, Redlands, CA 92373 | Redlands | San Bernardino | 92373 | 2001 | City of Redlands | Local Government | ECAA-Reg | Paid-In-Full | Completed | 1500000 | 325000 | 8072340 | No | No | No | No | No | No | Yes |  | Southern California Edison | IOU | No | 19 | 50 | 34.05525320N | 117.18178970W | c41d2373-b52c-4590-94c5-91b691a0bddd | 2022-08-22 15:59 | mlaw_CAEnergy | 2022-08-22 15:59 | mlaw_CAEnergy | -117.1818 | 34.0553
820 |  | 35 Cajon St # 200, Redlands, CA 92373 | Redlands | San Bernardino | 92373 | 1980 | CITY OF REDLANDS | Local Government | ECAA-Reg | Paid-In-Full | Completed | 310000 | 15500 | 205843 | No | No | No | No | No | No | Yes |  | Southern California Edison | IOU | Yes | 19 | 50 | 34.05525320N | 117.18178970W | 23841196-6b3f-4506-9be8-7e3acaf333e5 | 2022-08-22 15:59 | mlaw_CAEnergy | 2022-08-22 15:59 | mlaw_CAEnergy | -117.1818 | 34.0553
823 |  | 1017 Middlefield Rd, Redwood City, CA 94063 | Redwood City | San Mateo | 94063 | 1980 | CITY OF REDWOOD CITY | Local Government | ECAA-Reg | Paid-In-Full | Completed | 332000 | - | - | No | No | No | No | No | No | Yes |  | Pacific Gas & Electric | IOU | No | 13 | 21 | 37.48488250N | 122.22738970W | f258aaab-7f7b-48bd-83b0-ed4e44dbe3e3 | 2022-08-22 15:59 | mlaw_CAEnergy | 2022-08-22 15:59 | mlaw_CAEnergy | -122.2274 | 37.4849
109 |  | 440 Civic Center Plaza, Richmond, CA 94804 | Richmond | Contra Costa | 94804 | 2012 | City of Richmond | Local Government | ECAA-Reg | Repayment | Completed | 1559577 | 119967 | 942849 | Yes | No | No | No | No | No | No | retrofit 2,542 high pressure sodium and mercury vapor streetlights with LED streetlights | Pacific Gas & Electric | POU | No | 7 | 14 | 37.93678600N | 122.34278200W | b8ce254d-4bf6-4e20-b674-33ba66331636 | 2022-08-22 15:59 | mlaw_CAEnergy | 2023-07-21 17:46 | SLocwood_CAEnergy | -122.3428 | 37.9368
154 |  | 440 Civic Center Plaza, Richmond, CA 94804 | Richmond | Contra Costa | 94804 | 2010 | City of Richmond | Local Government | ECAA-Reg | Repayment | Completed | 621558 | 62578 | 511057 | Yes | No | No | No | No | No | No | replace hich pressure sodium and mercury vapor streetlights with more efficient LED streetlights | Pacific Gas & Electric | IOU | No | 7 | 14 | 37.93678600N | 122.34278200W | 2bd366b9-2474-41dd-bfab-413b39ea0df4 | 2022-08-22 15:59 | mlaw_CAEnergy | 2023-07-21 17:58 | SLocwood_CAEnergy | -122.3428 | 37.9368
804 |  | 440 Civic Center Plaza, Richmond, CA 94804 | Richmond | Contra Costa | 94804 | 1980 | CITY OF RICHMOND | Local Government | ECAA-Reg | Paid-In-Full | Completed | 182335 | 9117 | 128768 | No | No | No | No | No | No | Yes |  | Pacific Gas & Electric | IOU | No | 7 | 14 | 37.93678600N | 122.34278200W | a2644d84-d191-4195-b4e1-c4cf9c8f47b1 | 2022-08-22 15:59 | mlaw_CAEnergy | 2022-08-22 15:59 | mlaw_CAEnergy | -122.3428 | 37.9368
13 | 001-18-ECD | 1 Main St, Rio Vista, CA 94571 | Rio Vista | Solano | 94571 | 2018 | City of Rio Vista | Local Government | ECAA-Reg | Repayment | Completed | 422795 | 25938 | 213126 | Yes | No | No | No | No | No | No | Install various energy efficiency measures at its facilities | Pacific Gas & Electric | IOU | Yes | 3 | 11 | 38.15491000N | 121.69007900W | 3547510b-4eb4-4cdd-918a-6f0ee15004c4 | 2022-08-22 15:59 | mlaw_CAEnergy | 2023-07-19 17:16 | SLocwood_CAEnergy | -121.6901 | 38.1549
366 |  | 1 Main St, Rio Vista, CA 94571 | Rio Vista | Solano | 94571 | 1997 | CITY OF RIO VISTA | Local Government | ECAA-Reg | Paid-In-Full | Completed | 50650 | - | - | No | No | No | No | No | No | Yes |  | Pacific Gas & Electric | IOU | No | 3 | 11 | 38.15491000N | 121.69007900W | 1a5b464d-850d-4ac4-a2d4-56e21d325fef | 2022-08-22 15:59 | mlaw_CAEnergy | 2022-08-22 15:59 | mlaw_CAEnergy | -121.6901 | 38.1549
565 |  | 3900 Main St, Riverside, CA 92501 | Riverside | Riverside | 92501 | 1990 | CITY OF RIVERSIDE | Local Government | ECAA-Reg | Paid-In-Full | Completed | 250000 | 12500 | 170300 | No | No | No | No | No | No | Yes |  | Southern California Edison | IOU | No | 31 | 58 | 33.98055500N | 117.37567600W | e90a4908-65ab-4241-bf70-4f29f638cec2 | 2022-08-22 15:59 | mlaw_CAEnergy | 2022-08-22 15:59 | mlaw_CAEnergy | -117.3757 | 33.9806
827 |  | 3900 Main St, Riverside, CA 92501 | Riverside | Riverside | 92501 | 1980 | CITY OF RIVERSIDE | Local Government | ECAA-Reg | Paid-In-Full | Completed | 493000 | 24650 | 335831 | No | No | No | No | No | No | Yes |  | Southern California Edison | IOU | Yes | 31 | 58 | 33.98055500N | 117.37567600W | 200dc69b-d882-4aa9-9aaf-2eceeccdf199 | 2022-08-22 15:59 | mlaw_CAEnergy | 2022-08-22 15:59 | mlaw_CAEnergy | -117.3757 | 33.9806
880 |  | 3900 Main St, Riverside, CA 92501 | Riverside | Riverside | 92501 | 1979 | CITY OF RIVERSIDE | Local Government | ECAA-Reg | Paid-In-Full | Completed | 1000000 | 50000 | 681199 | No | No | No | No | No | No | Yes |  | Southern California Edison | IOU | No | 31 | 58 | 33.98055500N | 117.37567600W | d3b4f3b4-6b8a-4238-bb6e-7c227ca7820a | 2022-08-22 15:59 | mlaw_CAEnergy | 2022-08-22 15:59 | mlaw_CAEnergy | -117.3757 | 33.9806
612 |  | 915 I St, Sacramento, CA 95814 | Sacramento | Sacramento | 95814 | 1988 | CITY OF SACRAMENTO | Local Government | ECAA-Reg | Paid-In-Full | Completed | 97000 | 4850 | 103191 | No | No | No | No | No | No | Yes |  | Sacramento Municipal Utility District | IOU | No | 8 | 6 | 38.58228900N | 121.49331200W | 2bd0ad35-27f9-498c-874b-13fcdf990a00 | 2022-08-22 15:59 | mlaw_CAEnergy | 2022-08-22 15:59 | mlaw_CAEnergy | -121.4933 | 38.5823
884 |  | 915 I St, Sacramento, CA 95814 | Sacramento | Sacramento | 95814 |  | City of Sacramento | Local Government | ECAA-Reg |  | Completed | 3000000 |  | 0 | Yes | No | No | No | No | No | No | Street lighting uograde to LED at various locations within the City | Sacramento Municipal Utility District | IOU | No | 8 | 6 | 38.58228900N | 121.49331200W | 2a74ac2b-f280-45cd-8b3e-9cbeaa095c5a | 2022-08-22 15:59 | mlaw_CAEnergy | 2023-07-11 20:05 | SLocwood_CAEnergy | -121.4933 | 38.5823
120 |  | 200 Lincoln Ave, Salinas, CA 93901 | Salinas | Monterey | 93901 | 2011 | City of Salinas | Local Government | ECAA-Reg | Paid-In-Full | Completed | 128534 | 44265 | 318368 | Yes | No | No | No | No | No | No | replace existing inefficient lights with LED and fluorescent lights | Pacific Gas & Electric | IOU | No | 17 | 29 | 36.67490400N | 121.65792700W | 405173ae-ed69-430d-8c9f-94ca00302359 | 2022-08-22 15:59 | mlaw_CAEnergy | 2023-07-21 17:50 | SLocwood_CAEnergy | -121.6579 | 36.6749
873 |  | 290 N D St, San Bernardino, CA 92401 | San Bernardino | San Bernardino | 92401 | 1979 | CITY OF SAN BERNARDINO | Local Government | ECAA-Reg | Paid-In-Full | Completed | 323275 | 16164 | 209104 | No | No | No | No | No | No | Yes |  | Southern California Edison | IOU | No | 29 | 45 | 34.10408700N | 117.29226500W | ac62519f-91b2-4a30-bb0f-7f8a3d724f10 | 2022-08-22 15:59 | mlaw_CAEnergy | 2022-08-22 15:59 | mlaw_CAEnergy | -117.2923 | 34.1041
213 |  | 501 Poli St, Ventura, CA 93001 | Ventura | Ventura | 93001 | 2005 | City of San Buenaventura | Local Government | ECAA-Reg | Paid-In-Full | Completed | 454660 | 138000 | 1109012 | Yes | No | No | No | No | No | Yes | install energy efficient lighting, energy management controls and variable frequency drive projects at various city buildings | Southern California Edison | IOU | Yes | 21 | 38 | 34.28243600N | 119.29328300W | d0d7540e-2685-4164-a0df-ec6c32be6210 | 2022-08-22 15:59 | mlaw_CAEnergy | 2023-07-25 23:03 | SLocwood_CAEnergy | -119.2933 | 34.2824
222 |  | 501 Poli St, Ventura, CA 93001 | Ventura | Ventura | 93001 | 2004 | City of San Buenaventura | Local Government | ECAA-Reg | Paid-In-Full | Completed | 208000 | 20800 | 192308 | No | No | Yes | No | No | No | No | install a 205 kW PV system | Southern California Edison | IOU | No | 21 | 38 | 34.28243600N | 119.29328300W | b43bbb2d-d6b5-4320-80bf-22c1164e7b64 | 2022-08-22 15:59 | mlaw_CAEnergy | 2023-07-25 23:05 | SLocwood_CAEnergy | -119.2933 | 34.2824
302 |  | 501 Poli St, Ventura, CA 93001 | Ventura | Ventura | 93001 | 2001 | City of San Buenaventura | Local Government | ECAA-Reg | Paid-In-Full | Completed | 270000 | 80571 | 687938 | No | No | No | No | No | No | Yes |  | Southern California Edison | IOU | No | 21 | 38 | 34.28243600N | 119.29328300W | 608f1305-2392-4a44-a804-761a6dc7e8a5 | 2022-08-22 15:59 | mlaw_CAEnergy | 2022-08-22 15:59 | mlaw_CAEnergy | -119.2933 | 34.2824
320 |  | 600 Elm St, San Carlos, CA 94070 | San Carlos | San Mateo | 94070 | 2001 | City of San Carlos | Local Government | ECAA-Reg | Paid-In-Full | Completed | 657303 | 81151 | 88253 | No | No | No | No | No | No | Yes |  | Pacific Gas & Electric | IOU | No | 13 | 21 | 37.50426000N | 122.26268000W | de6b9706-776a-48be-a93a-3d4ba9afb255 | 2022-08-22 15:59 | mlaw_CAEnergy | 2022-08-22 15:59 | mlaw_CAEnergy | -122.2627 | 37.5043
780 |  | 600 Elm St, San Carlos, CA 94070 | San Carlos | San Mateo | 94070 | 1980 | CITY OF SAN CARLOS | Local Government | ECAA-Reg | Paid-In-Full | Completed | 67800 | 3390 | 49130 | No | No | No | No | No | No | Yes |  | Pacific Gas & Electric | IOU | No | 13 | 21 | 37.50426000N | 122.26268000W | eba26ae6-09f5-4d08-8dca-59372f721437 | 2022-08-22 15:59 | mlaw_CAEnergy | 2022-08-22 15:59 | mlaw_CAEnergy | -122.2627 | 37.5043
826 |  | 910 Calle Negocio, San Clemente, CA 92673 | San Clemente | Orange | 92673 | 1980 | CITY OF SAN CLEMENTE | Local Government | ECAA-Reg | Paid-In-Full | Completed | 387300 | 19365 | 412021 | No | No | No | No | No | No | Yes |  | Southern California Edison | IOU | No | 36 | 74 | 33.45086000N | 117.60765500W | 4fd7a3a2-fa7d-4ad8-99db-cd537429ccab | 2022-08-22 15:59 | mlaw_CAEnergy | 2022-08-22 15:59 | mlaw_CAEnergy | -117.6077 | 33.4509
114 |  | 202 W C St, San Diego, CA 92101 | San Diego | San Diego | 92101 | 2012 | City of San Diego | Local Government | ECAA-Reg | Repayment | Completed | 2000000 | 167000 | 778716 | Yes | No | No | No | No | No | No | retrofit 2,147 high pressure sodium streetlights with LED streetlights | San Diego Gas & Electric | IOU | No | 39 | 77 | 32.71667330N | 117.16279720W | 4ec5cb18-23ad-400e-bc4c-2085cfe456e9 | 2022-08-22 15:59 | mlaw_CAEnergy | 2023-07-21 17:47 | SLocwood_CAEnergy | -117.1628 | 32.7167
171 |  | 202 W C St, San Diego, CA 92101 | San Diego | San Diego | 92101 | 2010 | City of San Diego | Local Government | ECAA-Reg | Paid-In-Full | Completed | 3000000 | 350000 | 2586000 | Yes | No | No | No | No | No | No | upgrade street light fixtures | San Diego Gas & Electric | IOU | No | 39 | 77 | 32.71667330N | 117.16279720W | 34631630-8102-4c14-98d2-6b32944bf9b1 | 2022-08-22 15:59 | mlaw_CAEnergy | 2023-07-21 18:02 | SLocwood_CAEnergy | -117.1628 | 32.7167
204 |  | 202 W C St, San Diego, CA 92101 | San Diego | San Diego | 92101 | 2006 | City of San Diego | Local Government | ECAA-Reg | Paid-In-Full | Completed | 2226689 | 262201 | 1829885 | Yes | No | No | No | No | No | Yes | upgrade the lighting and mechanical systems at multiple city owned facilities | San Diego Gas & Electric | IOU | Yes | 39 | 77 | 32.71667330N | 117.16279720W | 6aee35a5-8ba6-46ce-9771-fb3442c6f64e | 2022-08-22 15:59 | mlaw_CAEnergy | 2023-07-21 23:25 | SLocwood_CAEnergy | -117.1628 | 32.7167
231 |  | 202 W C St, San Diego, CA 92101 | San Diego | San Diego | 92101 | 2004 | City of San Diego | Local Government | ECAA-Reg | Paid-In-Full | Completed | 2230000 | 223000 | 2630879 | Yes | Yes | Yes | No | No | No | No | install energy efficient lights, HVAC systems, controls and PV panels | San Diego Gas & Electric | IOU | Yes | 39 | 77 | 32.71667330N | 117.16279720W | d5ab42e8-c9c6-4287-909b-17d1f866e8d2 | 2022-08-22 15:59 | mlaw_CAEnergy | 2023-07-25 23:06 | SLocwood_CAEnergy | -117.1628 | 32.7167
699 |  | 117 N Macneil St, San Fernando, CA 91340 | San Fernando | Los Angeles | 91340 | 1982 | CITY OF SAN FERNANDO | Local Government | ECAA-Reg | Paid-In-Full | Completed | 67500 | - | - | No | No | No | No | No | No | Yes |  | Southern California Edison | IOU | No | 20 | 43 | 34.28404930N | 118.43887770W | a0f4774c-bddd-482b-b4c2-0f167b0e54e4 | 2022-08-22 15:59 | mlaw_CAEnergy | 2022-08-22 15:59 | mlaw_CAEnergy | -118.4389 | 34.284
452 |  | 200 E Santa Clara St, San Jose, CA 95113 | San Jose | Santa Clara | 95113 | 1994 | CITY OF SAN JOSE | Local Government | ECAA-Reg | Paid-In-Full | Completed | 247000 | - | - | No | No | No | No | No | No | Yes |  | Pacific Gas & Electric | IOU | No | 15 | 25 | 37.33807300N | 121.88540100W | 3151ff62-5cb1-4ae9-b2b5-84522318e3b7 | 2022-08-22 15:59 | mlaw_CAEnergy | 2022-08-22 15:59 | mlaw_CAEnergy | -121.8854 | 37.3381
563 |  | 200 E Santa Clara St, San Jose, CA 95113 | San Jose | Santa Clara | 95113 | 1990 | CITY OF SAN JOSE | Local Government | ECAA-Reg | Paid-In-Full | Completed | 186679 | - | - | No | No | No | No | No | No | Yes |  | Pacific Gas & Electric | IOU | No | 15 | 25 | 37.33807300N | 121.88540100W | f730f0c9-bfe1-4b9f-9f90-544f0812f124 | 2022-08-22 15:59 | mlaw_CAEnergy | 2022-08-22 15:59 | mlaw_CAEnergy | -121.8854 | 37.3381
284 |  | 32400 Paseo Adelanto, San Juan Capistrano, CA 92675 | San Juan Capistrano | Orange | 92675 | 2001 | City of San Juan Capistrano | Local Government | ECAA-Reg | Paid-In-Full | Completed | 75693 | 18291 | 140701 | No | No | No | No | No | No | Yes |  | Southern California Edison | IOU | No | 38 | 74 | 33.49216120N | 117.66497180W | b03c5bba-c755-43c7-a9fe-45ab3ad59ea3 | 2022-08-22 15:59 | mlaw_CAEnergy | 2022-08-22 15:59 | mlaw_CAEnergy | -117.665 | 33.4922
629 |  | 32400 Paseo Adelanto, San Juan Capistrano, CA 92675 | San Juan Capistrano | Orange | 92675 | 1986 | CITY OF SAN JUAN CAPISTRANO | Local Government | ECAA-Reg | Paid-In-Full | Completed | 126800 | 6340 | 82768 | No | No | No | No | No | No | Yes |  | Southern California Edison | IOU | No | 38 | 74 | 33.49216120N | 117.66497180W | 9eb5a49f-e1b3-40b7-85ec-764fdaa777db | 2022-08-22 15:59 | mlaw_CAEnergy | 2022-08-22 15:59 | mlaw_CAEnergy | -117.665 | 33.4922
522 |  | 835 E 14th St, San Leandro, CA 94577 | San Leandro | Alameda | 94577 | 1991 | CITY OF SAN LEANDRO | Local Government | ECAA-Reg | Paid-In-Full | Completed | 38000 | 1900 | 34545 | No | No | No | No | No | No | Yes |  | Pacific Gas & Electric | IOU | No | 9 | 20 | 37.72767100N | 122.15847000W | 70a585de-d0b6-475f-9675-4fb883f86ade | 2022-08-22 15:59 | mlaw_CAEnergy | 2022-08-22 15:59 | mlaw_CAEnergy | -122.1585 | 37.7277
108 |  | 990 Palm St, San Luis Obispo, CA 93401 | San Luis Obispo | San Luis Obispo | 93401 | 2012 | City of San Luis Obispo | Local Government | ECAA-Reg | Paid-In-Full | Completed | 1287920 | 99071 | 778716 | Yes | No | No | No | No | No | No | retrofit 2,263 high pressure sodium and mercury vapor streetlights with LED streetlights | Pacific Gas & Electric | POU | Yes | 17 | 30 | 35.28282000N | 120.66262900W | b60066c8-fb1b-48f7-af95-1e15df5097fd | 2022-08-22 15:59 | mlaw_CAEnergy | 2023-07-21 17:46 | SLocwood_CAEnergy | -120.6626 | 35.2828
72 |  | 1 Civic Center Dr, San Marcos, CA 92069 | San Marcos | San Diego | 92069 | 2014 | City of San Marcos | Local Government | ECAA-Reg | Repayment | Completed | 1100000 | 100000 | 354500 | Yes | No | No | No | No | No | No | retrofit approximately 2,200 streetlight fixtures from high pressure sodium and mercury vapor to LED technology | San Diego Gas & Electric | IOU | No | 40 | 76 | 33.14039100N | 117.16080100W | 506fb941-900e-4d74-b1ac-f5c9b14ac7ca | 2022-08-22 15:59 | mlaw_CAEnergy | 2023-07-21 17:41 | SLocwood_CAEnergy | -117.1608 | 33.1404
106 |  | 1 Civic Center Dr, San Marcos, CA 92069 | San Marcos | San Diego | 92069 | 2012 | City of San Marcos | Local Government | ECAA-Reg | Paid-In-Full | Completed | 602188 | 79396 | 508711 | No | Yes | No | No | No | No | No | retrofit various HVAC projects | San Diego Gas & Electric | IOU | No | 40 | 76 | 33.14039100N | 117.16080100W | 11fac2d9-0e4e-4c20-98a8-1535ed178b15 | 2022-08-22 15:59 | mlaw_CAEnergy | 2023-07-21 17:45 | SLocwood_CAEnergy | -117.1608 | 33.1404
56 | 002-14-ECD | 330 W 20th Ave, San Mateo, CA 94403 | San Mateo | San Mateo | 94403 | 2015 | City of San Mateo | Local Government | ECAA-Reg | Repayment | Completed | 3000000 | 268789 | 2112291 | Yes | No | No | No | No | No | No | replace 5,047 streetlight fixtures with LED technology | Pacific Gas & Electric | IOU | No | 13 | 21 | 37.54741300N | 122.31514800W | c6c08417-6e08-498a-912d-3e0bf0c28a3d | 2022-08-22 15:59 | mlaw_CAEnergy | 2023-07-20 19:05 | SLocwood_CAEnergy | -122.3151 | 37.5474
98 |  | 1000 Gateway Ave, San Pablo, CA 94806 | San Pablo | Contra Costa | 94806 | 2013 | City of San Pablo | Local Government | ECAA-Reg | Paid-In-Full | Completed | 1141738 | 87826 | 444026 | No | No | Yes | No | No | No | No | installation of 3 PV systems totaling 280 kWac | Pacific Gas & Electric | IOU | No | 7 | 14 | 37.95586900N | 122.33918000W | a249ff8d-4568-48da-a68d-30f5bb749b4e | 2022-08-22 15:59 | mlaw_CAEnergy | 2023-07-21 17:44 | SLocwood_CAEnergy | -122.3392 | 37.9559
26 | 001-17-ECD | 1400 Fifth Ave, San Rafael, CA 94901 | San Rafael | Marin | 94901 | 2017 | City of San Rafael | Local Government | ECAA-Reg | Repayment | Completed | 1178813 | 175798 | 1045084 | Yes | No | No | No | No | No | No | retrofitting or replacing building and street lighting fixtures, and enhancing existing energy management control systems with new sensors and automated analysis | Pacific Gas & Electric | IOU | No | 2 | 12 | 37.97483000N | 122.53178600W | ac26e8c1-5657-4bfa-879a-3a998ee78ac0 | 2022-08-22 15:59 | mlaw_CAEnergy | 2023-07-19 17:31 | SLocwood_CAEnergy | -122.5318 | 37.9748
674 |  | 20 Civic Center Plaza, Santa Ana, CA 92701 | Santa Ana | Orange | 92701 | 1984 | CITY OF SANTA ANA | Local Government | ECAA-Reg | Paid-In-Full | Completed | 192433 | - | - | No | No | No | No | No | No | Yes |  | Southern California Edison | IOU | No | 34 | 68 | 33.74988200N | 117.87320800W | de2c9ab6-645f-4ca7-9ecf-8544caadde7d | 2022-08-22 15:59 | mlaw_CAEnergy | 2022-08-22 15:59 | mlaw_CAEnergy | -117.8732 | 33.7499
659 |  | 20 Civic Center Plaza, Santa Ana, CA 92701 | Santa Ana | Orange | 92701 | 1985 | CITY OF SANTA ANA - PUBLIC SERVICES | Local Government | ECAA-Reg | Paid-In-Full | Completed | 326000 | - | - | No | No | No | No | No | No | Yes |  | Southern California Edison | IOU | Yes | 34 | 68 | 33.74988200N | 117.87320800W | cdaf873f-9d7a-441a-a27c-338fcbbdd2b9 | 2022-08-22 15:59 | mlaw_CAEnergy | 2022-08-22 15:59 | mlaw_CAEnergy | -117.8732 | 33.7499
533 |  | 735 Anacapa St, Santa Barbara, CA 93101 | Santa Barbara | Santa Barbara | 93101 | 1991 | CITY OF SANTA BARBARA | Local Government | ECAA-Reg | Paid-In-Full | Completed | 160000 | 8000 | 145455 | No | No | No | No | No | No | Yes |  | Pacific Gas & Electric | IOU | No | 21 | 37 | 34.42030570N | 119.69863830W | 76df36bc-553c-484b-a014-203b074302b3 | 2022-08-22 15:59 | mlaw_CAEnergy | 2022-08-22 15:59 | mlaw_CAEnergy | -119.6986 | 34.4203
654 |  | 1500 Warburton Ave, Santa Clara, CA 95050 | Santa Clara | Santa Clara | 95050 | 1985 | CITY OF SANTA CLARA | Local Government | ECAA-Reg | Paid-In-Full | Completed | 113500 | - | - | No | No | No | No | No | No | Yes |  | Pacific Gas & Electric | IOU | Yes | 10 | 26 | 37.35505830N | 121.95420830W | 8c786dc5-fb6d-4395-a7db-b5712de97323 | 2022-08-22 15:59 | mlaw_CAEnergy | 2022-08-22 15:59 | mlaw_CAEnergy | -121.9542 | 37.3551
926 | 006-22-ECI | 23920 Valencia Blvd, Santa Clarita, CA 91355 | Santa Clarita | Los Angeles | 91355 | 2023 | City of Santa Clarita | Local Government | ECAA-Reg | Paid-In-Full | Completed | 3000000 | 309958 | 1494789 | Yes | Yes | No | No | No | No | Yes | Retrofit and upgrade existing interior and exterior lighting to LEDs at 40 sites, and existing HVAC equipment at one site, transformers at 12 sites. | Southern California Edison | IOU | No | 23 | 40 | 34.4128 | -118.5538 | cf348629-8bac-44c5-a933-8146a23c220e | 2023-03-09 22:29 | SLocwood_CAEnergy | 2023-03-09 22:35 | SLocwood_CAEnergy | -118.5538 | 34.4127 |  | Climatec
46 | 002-15-ECD | 809 Center St, Santa Cruz, CA 95060 | Santa Cruz | Santa Cruz | 95060 | 2015 | City of Santa Cruz | Local Government | ECAA-Reg | Paid-In-Full | Completed | 1788433 | 127063 | 749431 | Yes | Yes | No | No | No | No | No | install more efficient interior and exterior lights; streetlights; heating, ventilation and air conditioning improvemtns and high efficiency motors | Pacific Gas & Electric | IOU | No | 17 | 28 | 36.97439330N | 122.02949600W | 19d5507f-1ef6-4636-9afc-bef55e768b2f | 2022-08-22 15:59 | mlaw_CAEnergy | 2023-07-19 17:38 | SLocwood_CAEnergy | -122.0295 | 36.9744
367 |  | 809 Center St, Santa Cruz, CA 95060 | Santa Cruz | Santa Cruz | 95060 | 1997 | CITY OF SANTA CRUZ | Local Government | ECAA-Reg | Paid-In-Full | Completed | 62000 | 3100 | 56364 | No | No | No | No | No | No | Yes |  | Pacific Gas & Electric | IOU | Yes | 17 | 28 | 36.97439330N | 122.02949600W | 1e0288cd-04c9-46f3-adba-ec99381a74a2 | 2022-08-22 15:59 | mlaw_CAEnergy | 2022-08-22 15:59 | mlaw_CAEnergy | -122.0295 | 36.9744
626 |  | 809 Center St, Santa Cruz, CA 95060 | Santa Cruz | Santa Cruz | 95060 | 1986 | CITY OF SANTA CRUZ | Local Government | ECAA-Reg | Paid-In-Full | Completed | 84915 | 4246 | 77195 | No | No | No | No | No | No | Yes |  | Pacific Gas & Electric | IOU | Yes | 17 | 28 | 36.97439330N | 122.02949600W | be9679d3-abad-40c0-a47a-d51679c6f530 | 2022-08-22 15:59 | mlaw_CAEnergy | 2022-08-22 15:59 | mlaw_CAEnergy | -122.0295 | 36.9744
645 |  | 809 Center St, Santa Cruz, CA 95060 | Santa Cruz | Santa Cruz | 95060 | 1985 | CITY OF SANTA CRUZ | Local Government | ECAA-Reg | Paid-In-Full | Completed | 33813 | 1691 | 30739 | No | No | No | No | No | No | Yes |  | Pacific Gas & Electric | IOU | No | 17 | 28 | 36.97439330N | 122.02949600W | 6bfe2af6-4505-4750-af77-2dd8f3a7a19b | 2022-08-22 15:59 | mlaw_CAEnergy | 2022-08-22 15:59 | mlaw_CAEnergy | -122.0295 | 36.9744
797 |  | 809 Center St, Santa Cruz, CA 95060 | Santa Cruz | Santa Cruz | 95060 | 1980 | CITY OF SANTA CRUZ | Local Government | ECAA-Reg | Paid-In-Full | Completed | 132000 | 6600 | 120000 | No | No | No | No | No | No | Yes |  | Pacific Gas & Electric | IOU | No | 17 | 28 | 36.97439330N | 122.02949600W | 9ca57100-9fd6-424b-8ea4-09acb1f5a06e | 2022-08-22 15:59 | mlaw_CAEnergy | 2022-08-22 15:59 | mlaw_CAEnergy | -122.0295 | 36.9744
113 |  | 110 E Cook St, Santa Maria, CA 93454 | Santa Maria | Santa Barbara | 93454 | 2012 | City of Santa Maria | Local Government | ECAA-Reg | Paid-In-Full | Completed | 2000000 | 188216 | 1548853 | Yes | No | No | No | No | No | No | retrofit 5,283 low and high pressure sodium streetlights to LED streetlights | Pacific Gas & Electric | IOU | No | 21 | 37 | 34.94931700N | 120.43524200W | 4a99361b-8fcb-4479-8bfa-a592393a72e2 | 2022-08-22 15:59 | mlaw_CAEnergy | 2023-07-21 17:47 | SLocwood_CAEnergy | -120.4352 | 34.9493
184 | 002-09-ECE-ARRA | 100 Santa Rosa Ave, Santa Rosa, CA 95404 | Santa Rosa | Sonoma | 95404 | 2008 | City of Santa Rosa | Local Government | ECAA-Reg | Paid-In-Full | Completed | 776000 | 107800 | 973000 | No | No | No | No | No | No | Yes | modifying pump stations, installing variable speed pumps and improving controls and instrumentation | Pacific Gas & Electric | POU | Yes | 2 | 2 | 38.43784270N | 122.71175300W | 8d85dc3a-70ac-4f0b-9148-7434fe9daa65 | 2022-08-22 15:59 | mlaw_CAEnergy | 2023-07-21 23:22 | SLocwood_CAEnergy | -122.7118 | 38.4378
245 |  | 100 Santa Rosa Ave, Santa Rosa, CA 95404 | Santa Rosa | Sonoma | 95404 | 2003 | City of Santa Rosa | Local Government | ECAA-Reg | Paid-In-Full | Completed | 488000 | 70600 | 390000 | No | No | No | No | No | No | Yes | retrofit and modify two pumps stations at the Laguna Wastewater Treatment plant | Pacific Gas & Electric | POU | Yes | 2 | 2 | 38.43784270N | 122.71175300W | da35c5f0-a778-4c05-af5b-87e8b1a13b91 | 2022-08-22 15:59 | mlaw_CAEnergy | 2023-07-25 23:09 | SLocwood_CAEnergy | -122.7118 | 38.4378
334 |  | 100 Santa Rosa Ave, Santa Rosa, CA 95404 | Santa Rosa | Sonoma | 95404 | 2001 | City of Santa Rosa | Local Government | ECAA-Reg | Paid-In-Full | Completed | 1500000 | 405000 | 4000000 | No | No | No | No | No | No | Yes |  | Pacific Gas & Electric | IOU | No | 2 | 2 | 38.43784270N | 122.71175300W | 8312f15d-a7a9-43de-8aef-6d83ac8e863d | 2022-08-22 15:59 | mlaw_CAEnergy | 2022-08-22 15:59 | mlaw_CAEnergy | -122.7118 | 38.4378
798 |  | 100 Santa Rosa Ave, Santa Rosa, CA 95404 | Santa Rosa | Sonoma | 95404 | 1980 | CITY OF SANTA ROSA | Local Government | ECAA-Reg | Paid-In-Full | Completed | 136000 | - | - | No | No | No | No | No | No | Yes |  | Pacific Gas & Electric | IOU | No | 2 | 2 | 38.43784270N | 122.71175300W | e5b5f956-32ab-448b-aedb-66cb0a28343c | 2022-08-22 15:59 | mlaw_CAEnergy | 2022-08-22 15:59 | mlaw_CAEnergy | -122.7118 | 38.4378
279 |  | 420 Litho St, Sausalito, CA 94965 | Sausalito | Marin | 94965 | 2001 | City of Sausalito | Local Government | ECAA-Reg | Paid-In-Full | Completed | 31000 | 3500 | 38000 | No | No | No | No | No | No | Yes |  | Pacific Gas & Electric | IOU | No | 2 | 12 | 37.85964100N | 122.48888300W | 831eea53-dd92-4337-82a0-ff51ecd202ee | 2022-08-22 15:59 | mlaw_CAEnergy | 2022-08-22 15:59 | mlaw_CAEnergy | -122.4889 | 37.8596
136 |  | 440 Harcourt Ave, Seaside, CA 93955 | Seaside | Monterey | 93955 | 2010 | City of Seaside | Local Government | ECAA-Reg | Paid-In-Full | Completed | 59404 | 8511 | 49946 | Yes | Yes | No | No | No | No | No | upgrade streetlights with induct ion lighting and replace a 40-year old boiler | Pacific Gas & Electric | IOU | No | 17 | 30 | 36.60357100N | 121.85352900W | cff1626f-63b6-4eec-ad4d-807a23df29ec | 2022-08-22 15:59 | mlaw_CAEnergy | 2023-07-21 17:52 | SLocwood_CAEnergy | -121.8535 | 36.6036
466 |  | 440 Harcourt Ave, Seaside, CA 93955 | Seaside | Monterey | 93955 | 1993 | CITY OF SEASIDE | Local Government | ECAA-Reg | Paid-In-Full | Completed | 78000 | 3900 | 55085 | No | No | No | No | No | No | Yes |  | Pacific Gas & Electric | IOU | No | 17 | 30 | 36.60357100N | 121.85352900W | 19e92a7a-c119-4418-b8ac-2187c7666cf2 | 2022-08-22 15:59 | mlaw_CAEnergy | 2022-08-22 15:59 | mlaw_CAEnergy | -121.8535 | 36.6036
209 |  | 7120 Bodega Ave, Sebastopol, CA 95472 | Sebastopol | Sonoma | 95472 | 2005 | City of Sebastopol | Local Government | ECAA-Reg | Paid-In-Full | Completed | 242898 | 39557 | 225742 | No | Yes | No | No | No | No | Yes | install energy efficient HVAC systems and controls, variable frequency drives and SCADA controls systems | Pacific Gas & Electric | IOU | No | 2 | 2 | 38.40216500N | 122.82550800W | 1e146dc1-422a-4e84-9a60-0019b030027d | 2022-08-22 15:59 | mlaw_CAEnergy | 2023-07-21 23:25 | SLocwood_CAEnergy | -122.8255 | 38.4022
276 |  | 7120 Bodega Ave, Sebastopol, CA 95472 | Sebastopol | Sonoma | 95472 | 2001 | City of Sebastopol | Local Government | ECAA-Reg | Paid-In-Full | Completed | 13637 | 4296 | 35149 | Yes | No | No | No | No | No | No | converting its red, green, amber and pedestrian traffic signals to those using LEDs | Pacific Gas & Electric | IOU | No | 2 | 2 | 38.40216500N | 122.82550800W | f1373389-af9d-485f-ade7-2b377d727a5a | 2022-08-22 15:59 | mlaw_CAEnergy | 2022-08-22 15:59 | mlaw_CAEnergy | -122.8255 | 38.4022
666 |  | 336 Pacific Ave, Shafter, CA 93263 | Shafter | Kern | 93263 | 1984 | CITY OF SHAFTER | Local Government | ECAA-Reg | Paid-In-Full | Completed | 28910 | 1446 | 19197 | No | No | No | No | No | No | Yes |  | Pacific Gas & Electric | IOU | Yes | 16 | 35 | 35.50151230N | 119.27358030W | 34ee2370-5276-417c-9509-179e3bd9e269 | 2022-08-22 15:59 | mlaw_CAEnergy | 2022-08-22 15:59 | mlaw_CAEnergy | -119.2736 | 35.5015
79 |  | 1415 Santa Anita Ave, South El Monte, CA 91733 | South El Monte | Los Angeles | 91733 | 2014 | City of South El Monte | Local Government | ECAA-Reg | Repayment | Completed | 2307104 | 135712 | 1056127 | No | No | Yes | No | No | No | Yes | install a solar PV system totaling 694.19 kW DC located in various city-owned facilities | Southern California Edison | IOU | No | 22 | 56 | 34.04462600N | 118.04615800W | 81025d34-85c0-403c-baf7-b95c202834c3 | 2022-08-22 15:59 | mlaw_CAEnergy | 2023-07-21 17:41 | SLocwood_CAEnergy | -118.0462 | 34.0446
352 |  | 8650 California Ave, South Gate, CA 90280 | South Gate | Los Angeles | 90280 | 2000 | City of South Gate | Local Government | ECAA-Reg | Paid-In-Full | Completed | 350000 | 57836 | 891564 | No | No | No | No | No | No | Yes |  | Southern California Edison | IOU | No | 33 | 62 | 33.95574500N | 118.20505300W | b0307d5e-9ae4-44f4-90e0-94fe9c5658c7 | 2022-08-22 15:59 | mlaw_CAEnergy | 2022-08-22 15:59 | mlaw_CAEnergy | -118.2051 | 33.9557
372 |  | 8650 California Ave, South Gate, CA 90280 | South Gate | Los Angeles | 90280 | 1997 | CITY OF SOUTH GATE | Local Government | ECAA-Reg | Paid-In-Full | Completed | 210000 | 10500 | 190909 | No | No | No | No | No | No | Yes |  | Southern California Edison | IOU | No | 33 | 62 | 33.95574500N | 118.20505300W | deb1ea77-3d8f-4b1c-b699-5013c4b9d040 | 2022-08-22 15:59 | mlaw_CAEnergy | 2022-08-22 15:59 | mlaw_CAEnergy | -118.2051 | 33.9557
603 |  | 8650 California Ave, South Gate, CA 90280 | South Gate | Los Angeles | 90280 | 1988 | CITY OF SOUTH GATE | Local Government | ECAA-Reg | Paid-In-Full | Completed | 46165 | 2308 | 41968 | No | No | No | No | No | No | Yes |  | Southern California Edison | IOU | No | 33 | 62 | 33.95574500N | 118.20505300W | c8ec3980-9f71-4843-927b-f738dcf8cfb3 | 2022-08-22 15:59 | mlaw_CAEnergy | 2022-08-22 15:59 | mlaw_CAEnergy | -118.2051 | 33.9557
633 |  | 8650 California Ave, South Gate, CA 90280 | South Gate | Los Angeles | 90280 | 1986 | CITY OF SOUTH GATE | Local Government | ECAA-Reg | Paid-In-Full | Completed | 320000 | 16000 | 290909 | No | No | No | No | No | No | Yes |  | Southern California Edison | IOU | No | 33 | 62 | 33.95574500N | 118.20505300W | 3972d3eb-0f3b-4286-b8b0-43a07ba8b6da | 2022-08-22 15:59 | mlaw_CAEnergy | 2022-08-22 15:59 | mlaw_CAEnergy | -118.2051 | 33.9557
155 |  | 1901 Airport Rd, South Lake Tahoe, CA 96150 | South Lake Tahoe | El Dorado | 96150 | 2010 | City of South Lake Tahoe | Local Government | ECAA-Reg | Repayment | Completed | 657461 | 60531 | 670308 | No | No | No | No | No | No | Yes | implement a number of energy efficiency measures at the city's recreation and swimming pool complex | Pacific Gas & Electric | IOU | Yes | 4 | 1 | 38.89243000N | 119.99856700W | d0c2e12a-015f-4aeb-9cfa-7cce89da7ecb | 2022-08-22 15:59 | mlaw_CAEnergy | 2023-07-21 17:58 | SLocwood_CAEnergy | -119.9986 | 38.8924
672 |  | 1414 Mission St, South Pasadena, CA 91030 | South Pasadena | Los Angeles | 91030 | 1984 | CITY OF SOUTH PASADENA | Local Government | ECAA-Reg | Paid-In-Full | Completed | 175120 | - | - | No | No | No | No | No | No | Yes |  | Southern California Edison | IOU | Yes | 25 | 49 | 34.11614830N | 118.15216330W | 44e9f7c2-d0f3-4648-a39a-795b770091e0 | 2022-08-22 15:59 | mlaw_CAEnergy | 2022-08-22 15:59 | mlaw_CAEnergy | -118.1522 | 34.1161
695 |  | 1414 Mission St, South Pasadena, CA 91030 | South Pasadena | Los Angeles | 91030 | 1982 | CITY OF SOUTH PASADENA | Local Government | ECAA-Reg | Paid-In-Full | Completed | 40000 | - | - | No | No | No | No | No | No | Yes |  | Southern California Edison | IOU | No | 25 | 49 | 34.11614830N | 118.15216330W | e9b8282e-b7bd-4dc6-85ae-06b93302e2d6 | 2022-08-22 15:59 | mlaw_CAEnergy | 2022-08-22 15:59 | mlaw_CAEnergy | -118.1522 | 34.1161
768 |  | 411 E Kern Ave, Tulare, CA 93274 | Tulare | Tulare | 93274 | 1980 | CITY OF TULARE | Local Government | ECAA-Reg | Paid-In-Full | Completed | 32120 | 1606 | 22306 | No | No | No | No | No | No | Yes |  | Southern California Edison | IOU | Yes | 16 | 33 | 36.20651800N | 119.34264100W | 5af3f654-909c-4e0e-a654-434700bf98fa | 2022-08-22 15:59 | mlaw_CAEnergy | 2022-08-22 15:59 | mlaw_CAEnergy | -119.3426 | 36.2065
223 |  | 156 S Broadway #230, Turlock, CA 95380 | Turlock | Stanislaus | 95380 | 2004 | City of Turlock | Local Government | ECAA-Reg | Paid-In-Full | Completed | 270000 | 33782 | 697824 | Yes | No | No | No | No | No | No | replace incandescent traffic signal lights and pedestrian modules with energy efficient LEDs | Pacific Gas & Electric | IOU | No | 4 | 22 | 37.49226500N | 120.84706830W | 45a90502-bab0-455d-a573-f75bf41b5f66 | 2022-08-22 15:59 | mlaw_CAEnergy | 2023-07-25 23:05 | SLocwood_CAEnergy | -120.8471 | 37.4923
616 |  | 156 S Broadway #230, Turlock, CA 95380 | Turlock | Stanislaus | 95380 | 1988 | CITY OF TURLOCK | Local Government | ECAA-Reg | Paid-In-Full | Completed | 218900 | - | - | No | No | No | No | No | No | Yes |  | Pacific Gas & Electric | IOU | Yes | 4 | 22 | 37.49226500N | 120.84706830W | e899e3f2-9acd-4307-8bd3-9fb40214c19d | 2022-08-22 15:59 | mlaw_CAEnergy | 2022-08-22 15:59 | mlaw_CAEnergy | -120.8471 | 37.4923
744 |  | 34009 Alvarado-Niles Rd, Union City, CA 94587 | Union City | Alameda | 94587 | 1980 | CITY OF UNION CITY | Local Government | ECAA-Reg | Paid-In-Full | Completed | 15400 | 770 | 10226 | No | No | No | No | No | No | Yes |  | Pacific Gas & Electric | IOU | No | 10 | 20 | 37.58718700N | 122.02689200W | 604c4f3f-3f8a-49ef-be4a-87689cb6525a | 2022-08-22 15:59 | mlaw_CAEnergy | 2022-08-22 15:59 | mlaw_CAEnergy | -122.0269 | 37.5872
151 |  | 501 Poli St, Ventura, CA 93001 | Ventura | Ventura | 93001 | 2010 | City of Ventura | Local Government | ECAA-Reg | Paid-In-Full | Completed | 500000 | 75106 | 739522 | Yes | Yes | No | No | No | No | Yes | instal a new 220 ton variable speed drive chiller, upgrade interior and exterior lights and upgrade server cooling controls for the city data center | Southern California Edison | IOU | No | 21 | 38 | 34.28243600N | 119.29328300W | 39445a05-806d-4ab0-abb4-4999a0d68596 | 2022-08-22 15:59 | mlaw_CAEnergy | 2023-07-21 17:57 | SLocwood_CAEnergy | -119.2933 | 34.2824
198 |  | 14343 Civic Dr, Victorville, CA 92392 | Victorville | San Bernardino | 92392 | 2006 | City of Victorville | Local Government | ECAA-Reg | Paid-In-Full | Completed | 54566 | 5667 | - | No | No | No | No | No | No | Yes | install packaged Ice Bear thermal enrgy strorage systems at two city facilities | Southern California Edison | IOU | No | 23 | 39 | 34.51157330N | 117.32278500W | fcc91019-a098-4209-a7b1-a37ab7bba165 | 2022-08-22 15:59 | mlaw_CAEnergy | 2023-07-21 23:24 | SLocwood_CAEnergy | -117.3228 | 34.5116
211 |  | 14343 Civic Dr, Victorville, CA 92392 | Victorville | San Bernardino | 92392 | 2005 | City of Victorville | Local Government | ECAA-Reg | Paid-In-Full | Completed | 272004 | 27711 | - | No | No | No | No | No | No | Yes | install 14 packaged Ice Bear thermal energy storage systems at five city facilites | Southern California Edison | IOU | No | 23 | 39 | 34.51157330N | 117.32278500W | be92829e-65b4-43a2-84e2-692e4a4aa5e5 | 2022-08-22 15:59 | mlaw_CAEnergy | 2023-07-25 23:03 | SLocwood_CAEnergy | -117.3228 | 34.5116
91 |  | 707 W Acequia Ave, Visalia, CA 93291 | Visalia | Tulare | 93291 | 2013 | City of Visalia | Local Government | ECAA-Reg | Paid-In-Full | Completed | 475336 | 96601 | 694726 | Yes | Yes | No | No | No | No | No | retrofit lighting controls and for HVAC projects | Pacific Gas & Electric | IOU | No | 12 | 32 | 36.32891050N | 119.29928300W | fdbd05ad-dacc-4a44-b2e0-700eef84357d | 2022-08-22 15:59 | mlaw_CAEnergy | 2023-07-21 17:43 | SLocwood_CAEnergy | -119.2993 | 36.3289
703 |  | 200 Civic Center Dr, Vista, CA 92084 | Vista | San Diego | 92084 | 1982 | CITY OF VISTA | Local Government | ECAA-Reg | Paid-In-Full | Completed | 101080 | - | - | No | No | No | No | No | No | Yes |  | San Diego Gas & Electric | IOU | Yes | 38 | 74 | 33.20296400N | 117.23503100W | 63bd9c0c-9d37-4758-86bc-e4b655afb75b | 2022-08-22 15:59 | mlaw_CAEnergy | 2022-08-22 15:59 | mlaw_CAEnergy | -117.235 | 33.203
74 |  | 101 E St, Waterford, CA 95386 | Waterford | Stanislaus | 95386 | 2014 | City of Waterford | Local Government | ECAA-Reg | Repayment | Completed | 1300000 | 101967 | 907524 | Yes | No | Yes | No | No | No | Yes | Installation of PV panels and upgrading lighting | Pacific Gas & Electric | IOU | No | 4 | 9 | 37.63902600N | 120.75891000W | 68ad57c6-a2c6-44ae-be10-21baefdbe63e | 2022-08-22 15:59 | mlaw_CAEnergy | 2023-07-21 17:41 | SLocwood_CAEnergy | -120.7589 | 37.639
156 |  | 275 Main St #400, Watsonville, CA 95076 | Watsonville | Santa Cruz | 95076 | 2010 | City of Watsonville | Local Government | ECAA-Reg | Paid-In-Full | Completed | 756984 | 68828 | 551230 | Yes | No | No | No | No | No | No | retrofit the city's high pressure sodium street lighting system with LED lights | Pacific Gas & Electric | IOU | No | 17 | 29 | 36.90844200N | 121.75572400W | 25485201-5398-469e-ab3e-4b482772db35 | 2022-08-22 15:59 | mlaw_CAEnergy | 2023-07-21 17:58 | SLocwood_CAEnergy | -121.7557 | 36.9084
16 | 008-17-ECD | 550 Main St, Weed, CA 96094 | Weed | Siskiyou | 96094 | 2018 | City of Weed | Local Government | ECAA-Reg | Repayment | Completed | 1560277 | 96020 | 609712 | Yes | Yes | No | No | No | No | Yes | Install a fixed axis ground-mounted photovoltaic systems, reduction of window filtration, lighting, lighting controls, and HVAC upgrades in the city's municipal buildings | Pacific Gas & Electric | IOU | No | 1 | 1 | 41.42744400N | 122.38457400W | 2ef6a8ba-069f-4296-b5e6-ea7556adffdf | 2022-08-22 15:59 | mlaw_CAEnergy | 2023-07-19 17:30 | SLocwood_CAEnergy | -122.3846 | 41.4274
203 |  | 1444 W Garvey Ave S, West Covina, CA 91790 | West Covina | Los Angeles | 91790 | 2006 | City of West Covina | Local Government | ECAA-Reg | Paid-In-Full | Completed | 1278000 | 135392 | 880500 | Yes | Yes | No | No | No | No | No | upgrade the central heating plant and retrofit traffic lights with LEDs | Southern California Edison | IOU | Yes | 22 | 48 | 34.07134000N | 117.93882900W | fe92dde5-89aa-4c83-99db-ad0b4283c7c8 | 2022-08-22 15:59 | mlaw_CAEnergy | 2023-07-21 23:25 | SLocwood_CAEnergy | -117.9388 | 34.0713
296 |  | 31200 Oak Crest Dr, Westlake Village, CA 91361 | Westlake Village | Los Angeles | 91361 | 2001 | City of Westlake Village | Local Government | ECAA-Reg | Paid-In-Full | Completed | 221000 | 34665 | 292491 | No | No | No | No | No | No | Yes |  | Southern California Edison | IOU | No | 24 | 42 | 34.14455000N | 118.79892170W | d86972d8-7887-4b7e-b195-00ee77777af1 | 2022-08-22 15:59 | mlaw_CAEnergy | 2022-08-22 15:59 | mlaw_CAEnergy | -118.7989 | 34.1446
404 |  | 8200 Westminster Blvd., Westminster, CA 92683 | Westminster | Orange | 92683 | 1995 | CITY OF WESTMINSTER | Local Government | ECAA-Reg | Paid-In-Full | Completed | 250000 | 12500 | 227273 | No | No | No | No | No | No | Yes |  | Southern California Edison | IOU | No | 36 | 70 | 33.75642500N | 117.98626000W | 00a06d5b-17c6-4296-b588-a07ef806b3b2 | 2022-08-22 15:59 | mlaw_CAEnergy | 2022-08-22 15:59 | mlaw_CAEnergy | -117.9863 | 33.7564
409 |  | 111 C St, Wheatland, CA 95692 | Wheatland | Yuba | 95692 | 1994 | CITY OF WHEATLAND | Local Government | ECAA-Reg | Paid-In-Full | Completed | 4424 | - | - | No | No | No | No | No | No | Yes |  | Pacific Gas & Electric | IOU | No | 1 | 3 | 39.01352260N | 121.42688950W | 1e0f7bbf-50ec-4631-809a-db1d3b92723b | 2022-08-22 15:59 | mlaw_CAEnergy | 2022-08-22 15:59 | mlaw_CAEnergy | -121.4269 | 39.0135
230 |  | 300 1st St, Woodland, CA 95695 | Woodland | Yolo | 95695 | 2004 | City of Woodland | Local Government | ECAA-Reg | Paid-In-Full | Completed | 2150000 | 254041 | 1814560 | No | Yes | No | No | No | No | Yes | energy efficient HVAC, control system upgrade, municipal well pump upgrades and cool roof installation | Pacific Gas & Electric | IOU | No | 3 | 4 | 38.67838300N | 121.77342000W | 2d5292e6-3be6-4d60-8e21-578fa27f5f8c | 2022-08-22 15:59 | mlaw_CAEnergy | 2023-07-25 23:06 | SLocwood_CAEnergy | -121.7734 | 38.6784
369 |  | 300 1st St, Woodland, CA 95695 | Woodland | Yolo | 95695 | 1997 | CITY OF WOODLAND | Local Government | ECAA-Reg | Paid-In-Full | Completed | 121000 | 6050 | 78165 | No | No | No | No | No | No | Yes |  | Pacific Gas & Electric | IOU | Yes | 3 | 4 | 38.67838300N | 121.77342000W | 98ab4f20-1aaf-40a0-b160-598cf78e7030 | 2022-08-22 15:59 | mlaw_CAEnergy | 2022-08-22 15:59 | mlaw_CAEnergy | -121.7734 | 38.6784
490 |  | 300 1st St, Woodland, CA 95695 | Woodland | Yolo | 95695 | 1993 | CITY OF WOODLAND | Local Government | ECAA-Reg | Paid-In-Full | Completed | 267000 | 13350 | 172481 | No | No | No | No | No | No | Yes |  | Pacific Gas & Electric | IOU | No | 3 | 4 | 38.67838300N | 121.77342000W | 35a28262-efe6-4cdd-920f-7ee651621e0f | 2022-08-22 15:59 | mlaw_CAEnergy | 2022-08-22 15:59 | mlaw_CAEnergy | -121.7734 | 38.6784
131 | 002-09-ECE-ARRA | 1201 Civic Center Blvd, Yuba City, CA 95993 | Yuba City | Sutter | 95993 | 2011 | City of Yuba | Local Government | ECAA-Reg | Repayment | Completed | 1345487 | 122317 | 1000000 | Yes | No | No | No | No | No | No | retrofit street lights | Pacific Gas & Electric | IOU | No | 1 | 3 | 39.14553000N | 121.63795330W | 35b2870d-fd3a-4b99-a2a8-0bccbb837349 | 2022-08-22 15:59 | mlaw_CAEnergy | 2023-07-21 17:52 | SLocwood_CAEnergy | -121.638 | 39.1455
237 |  | 150 E 10th St, Claremont, CA 91711 | Claremont | Los Angeles | 91711 | 2003 | Claremont Graduate University | College | ECAA-Reg | Paid-In-Full | Completed | 91067 | 24400 | 172062 | Yes | No | No | No | No | No | No | install energy efficient lighting and controls | Southern California Edison | IOU | No | 25 | 41 | 34.10296900N | 117.71430900W | 469c90d6-f628-4455-a2ec-4ae8a1d27fe6 | 2022-08-22 15:59 | mlaw_CAEnergy | 2023-07-25 23:07 | SLocwood_CAEnergy | -117.7143 | 34.103
375 |  | 17700 McCourtney Rd, Grass Valley, CA 95949 | Grass Valley | Nevada | 95949 | 1996 | CLEAR CREEK ELEMENTARY | Local Educational Agency | ECAA-Ed | Paid-In-Full | Completed | 11720 | - | - | No | No | No | No | No | No | Yes |  | Pacific Gas & Electric | IOU | No | 1 | 1 | 39.14276120N | 121.14469340W | 56c07445-64f3-4956-8bd8-434ec1c800d5 | 2022-08-22 15:59 | mlaw_CAEnergy | 2022-08-22 15:59 | mlaw_CAEnergy | -121.1447 | 39.1428
357 |  | 1450 Herndon Ave, Clovis, CA 93611 | Clovis | Fresno | 93611 | 1999 | CLOVIS UNIFIED SCHOOL | Local Educational Agency | ECAA-Ed | Paid-In-Full | Completed | 293572 | - | - | No | No | No | No | No | No | Yes |  | Pacific Gas & Electric | IOU | No | 12 | 8 | 36.83685000N | 119.69030330W | 5f18869b-6480-41d5-bf9e-ea3cc952e800 | 2022-08-22 15:59 | mlaw_CAEnergy | 2022-08-22 15:59 | mlaw_CAEnergy | -119.6903 | 36.8368
479 |  | 1450 Herndon Ave, Clovis, CA 93611 | Clovis | Fresno | 93611 | 1993 | CLOVIS UNIFIED SCHOOL | Local Educational Agency | ECAA-Ed | Paid-In-Full | Completed | 203138 | - | - | No | No | No | No | No | No | Yes |  | Pacific Gas & Electric | IOU | No | 12 | 8 | 36.83685000N | 119.69030330W | d9a5a29a-4563-4cca-b327-358431c6b9cc | 2022-08-22 15:59 | mlaw_CAEnergy | 2022-08-22 15:59 | mlaw_CAEnergy | -119.6903 | 36.8368
630 |  | 1450 Herndon Ave, Clovis, CA 93611 | Clovis | Fresno | 93611 | 1986 | CLOVIS UNIFIED SCHOOL | Local Educational Agency | ECAA-Ed | Paid-In-Full | Completed | 141807 | - | - | No | No | No | No | No | No | Yes |  | Pacific Gas & Electric | IOU | No | 12 | 8 | 36.83685000N | 119.69030330W | bdad9557-a449-4ade-b506-8113b696445f | 2022-08-22 15:59 | mlaw_CAEnergy | 2022-08-22 15:59 | mlaw_CAEnergy | -119.6903 | 36.8368
647 |  | 1450 Herndon Ave, Clovis, CA 93611 | Clovis | Fresno | 93611 | 1985 | CLOVIS UNIFIED SCHOOL | Local Educational Agency | ECAA-Ed | Paid-In-Full | Completed | 47296 | - | - | No | No | No | No | No | No | Yes |  | Pacific Gas & Electric | IOU | No | 12 | 8 | 36.83685000N | 119.69030330W | 9b6faed3-c518-4769-af14-265db91998f5 | 2022-08-22 15:59 | mlaw_CAEnergy | 2022-08-22 15:59 | mlaw_CAEnergy | -119.6903 | 36.8368
725 |  | 1450 Herndon Ave, Clovis, CA 93611 | Clovis | Fresno | 93611 | 1981 | CLOVIS UNIFIED SCHOOL | Local Educational Agency | ECAA-Ed | Paid-In-Full | Completed | 122088 | - | - | No | No | No | No | No | No | Yes |  | Pacific Gas & Electric | POU | No | 12 | 8 | 36.83685000N | 119.69030330W | 486f6d4c-de2d-48ea-b893-e258a779d30a | 2022-08-22 15:59 | mlaw_CAEnergy | 2022-08-22 15:59 | mlaw_CAEnergy | -119.6903 | 36.8368
777 |  | 1450 Herndon Ave, Clovis, CA 93611 | Clovis | Fresno | 93611 | 1980 | CLOVIS UNIFIED SCHOOL | Local Educational Agency | ECAA-Ed | Paid-In-Full | Completed | 56100 | - | - | No | No | No | No | No | No | Yes |  | Pacific Gas & Electric | IOU | No | 12 | 8 | 36.83685000N | 119.69030330W | 6529646d-e11b-4fc2-aee2-0b7842b63519 | 2022-08-22 15:59 | mlaw_CAEnergy | 2022-08-22 15:59 | mlaw_CAEnergy | -119.6903 | 36.8368
736 |  | 1450 Herndon Ave, Clovis, CA 93611 | Clovis | Fresno | 93611 | 1980 | CLOVIS UNIFIED SCHOOL | Local Educational Agency | ECAA-Ed | Paid-In-Full | Completed | 8500 | - | - | No | No | No | No | No | No | Yes |  | Pacific Gas & Electric | IOU | No | 12 | 8 | 36.83685000N | 119.69030330W | 76d8b9a1-fd67-4a38-9a11-4c3c8c3c97e5 | 2022-08-22 15:59 | mlaw_CAEnergy | 2022-08-22 15:59 | mlaw_CAEnergy | -119.6903 | 36.8368
788 |  | 1450 Herndon Ave, Clovis, CA 93611 | Clovis | Fresno | 93611 | 1980 | CLOVIS UNIFIED SCHOOL | Local Educational Agency | ECAA-Ed | Paid-In-Full | Completed | 97020 | - | - | No | No | No | No | No | No | Yes |  | Pacific Gas & Electric | IOU | No | 12 | 8 | 36.83685000N | 119.69030330W | 60990e7a-4413-43ee-ad9c-f80b5ae286c7 | 2022-08-22 15:59 | mlaw_CAEnergy | 2022-08-22 15:59 | mlaw_CAEnergy | -119.6903 | 36.8368
309 |  | 1450 Herndon Ave, Clovis, CA 93611 | Clovis | Fresno | 93611 | 2001 | Clovis Unified School District | Local Educational Agency | ECAA-Ed | Paid-In-Full | Completed | 388533 | 86022 | 685980 | No | No | No | No | No | No | Yes |  | Pacific Gas & Electric | IOU | Yes | 12 | 8 | 36.83685000N | 119.69030330W | e1cbbcf0-b101-44f4-98d8-cacb40e1f6af | 2022-08-22 15:59 | mlaw_CAEnergy | 2022-08-22 15:59 | mlaw_CAEnergy | -119.6903 | 36.8368
351 |  | 1450 Herndon Ave, Clovis, CA 93611 | Clovis | Fresno | 93611 | 2000 | Clovis Unified School District | Local Educational Agency | ECAA-Ed | Paid-In-Full | Completed | 293572 | 46489 | 380365 | No | No | No | No | No | No | Yes |  | Pacific Gas & Electric | IOU | No | 12 | 8 | 36.83685000N | 119.69030330W | 57d85694-177a-4bdb-8e47-5b8af9c38901 | 2022-08-22 15:59 | mlaw_CAEnergy | 2022-08-22 15:59 | mlaw_CAEnergy | -119.6903 | 36.8368
793 |  | 4711 W Ashlan Ave, Fresno, CA 93722 | Fresno | Fresno | 93722 | 1980 | CO. OF FRESNO VALLEY MEDICAL CENTER | Hospital/Public Care | ECAA-Reg | Paid-In-Full | Completed | 120105 | 6005 | 83406 | No | No | No | No | No | No | Yes |  | Pacific Gas & Electric | IOU | Yes | 14 | 27 | 36.79303600N | 119.87833900W | f10c2b8b-c6f9-4ddc-9b81-026661e971a5 | 2022-08-22 15:59 | mlaw_CAEnergy | 2022-08-22 15:59 | mlaw_CAEnergy | -119.8783 | 36.793
723 |  | 657 Sunset St, Coalinga, CA 93210 | Coalinga | Fresno | 93210 | 1981 | COALINGA-HURON UNIFIED SCHOOL | Local Educational Agency | ECAA-Ed | Paid-In-Full | Completed | 40424 | 2021 | 29293 | No | No | No | No | No | No | Yes |  | Pacific Gas & Electric | IOU | No | 14 | 27 | 36.14239670N | 120.36420280W | fc68e308-7450-4200-8899-ca2f56e05910 | 2022-08-22 15:59 | mlaw_CAEnergy | 2022-08-22 15:59 | mlaw_CAEnergy | -120.3642 | 36.1424
435 |  | 45426 Rd 415, Coarsegold, CA 93614 | Coarsegold | Madera | 93614 | 1994 | COARSEGOLD UNION | Local Educational Agency | ECAA-Ed | Paid-In-Full | Completed | 72200 | 3610 | 50139 | No | No | No | No | No | No | Yes |  | Pacific Gas & Electric | IOU | No | 4 | 8 | 37.25563400N | 119.71863400W | ccb5e2f6-99da-4d47-b54c-6aea13caf960 | 2022-08-22 15:59 | mlaw_CAEnergy | 2022-08-22 15:59 | mlaw_CAEnergy | -119.7186 | 37.2556
729 |  | 1370 Adams Ave, Costa Mesa, CA 92626 | Costa Mesa | Orange | 92626 | 1980 | COAST CCD | College | ECAA-Reg | Paid-In-Full | Completed | 1678 | - | - | No | No | No | No | No | No | Yes |  | Southern California Edison | IOU | Yes | 37 | 73 | 33.67412100N | 117.91596700W | 609e80df-09a0-46af-b652-b76a7b8b1839 | 2022-08-22 15:59 | mlaw_CAEnergy | 2022-08-22 15:59 | mlaw_CAEnergy | -117.916 | 33.6741
770 |  | 1370 Adams Ave, Costa Mesa, CA 92626 | Costa Mesa | Orange | 92626 | 1980 | COAST CCD | College | ECAA-Reg | Paid-In-Full | Completed | 41958 | - | - | No | No | No | No | No | No | Yes |  | Southern California Edison | POU | Yes | 37 | 73 | 33.67412100N | 117.91596700W | b3d28fd7-1d3a-4890-8326-320d9a8a086c | 2022-08-22 15:59 | mlaw_CAEnergy | 2022-08-22 15:59 | mlaw_CAEnergy | -117.916 | 33.6741
428 |  | 2950 Santa Rosa Creek Rd, Cambria, CA 93428 | Cambria | San Luis Obispo | 93428 | 1994 | COAST UNION HIGH | Local Educational Agency | ECAA-Ed | Paid-In-Full | Completed | 44630 | 2232 | 28831 | No | No | No | No | No | No | Yes |  | Pacific Gas & Electric | IOU | No | 17 | 30 | 35.56783200N | 121.06777600W | 3339a5cb-9221-4abf-9d88-cf7dfe56b868 | 2022-08-22 15:59 | mlaw_CAEnergy | 2022-08-22 15:59 | mlaw_CAEnergy | -121.0678 | 35.5678
207 |  | 24825 Ben Taylor Rd, Colfax, CA 95713 | Colfax | Placer | 95713 | 2005 | Colfax Elementary School District | Local Educational Agency | ECAA-Ed | Paid-In-Full | Completed | 27400 | 12094 | 78536 | Yes | No | No | No | No | No | No | retrofit existing lighting system with more energy efficient equipment | Pacific Gas & Electric | IOU | No | 1 | 1 | 39.10457600N | 120.96259200W | 3ade717d-f9fa-444d-b2c4-dc90b7cdd816 | 2022-08-22 15:59 | mlaw_CAEnergy | 2023-07-21 23:25 | SLocwood_CAEnergy | -120.9626 | 39.1046
271 |  | 26455 Rockwell Canyon Rd, Santa Clarita, CA 91355 | Santa Clarita | Los Angeles | 91355 | 2002 | College of The Canyons | College | ECAA-Reg | Paid-In-Full | Completed | 1317000 | 157613 | 1359272 | Yes | Yes | No | No | No | No | No | install a 100 kW microturbine cogeneration system and upgrade the lighting, central chillers, and thermal storage system | Southern California Edison | IOU | No | 23 | 40 | 34.40500900N | 118.56984200W | 3948707c-0bcc-4373-8579-439a2eebec19 | 2022-08-22 15:59 | mlaw_CAEnergy | 2022-08-22 15:59 | mlaw_CAEnergy | -118.5698 | 34.405
847 |  | 26455 Rockwell Canyon Rd, Santa Clarita, CA 91355 | Santa Clarita | Los Angeles | 91355 | 1979 | COLLEGE OF THE CANYONS | College | ECAA-Reg | Paid-In-Full | Completed | 33000 | 1650 | 21345 | No | No | No | No | No | No | Yes |  | Southern California Edison | POU | Yes | 23 | 40 | 34.40500900N | 118.56984200W | 7c30f906-a51e-4353-9976-87546c7018d1 | 2022-08-22 15:59 | mlaw_CAEnergy | 2022-08-22 15:59 | mlaw_CAEnergy | -118.5698 | 34.405
757 |  | 7351 Tompkins Hill Rd, Eureka, CA 95501 | Eureka | Humboldt | 95501 | 1980 | COLLEGE OF THE REDWOODS | College | ECAA-Reg | Paid-In-Full | Completed | 22872 | 1144 | 20793 | No | No | No | No | No | No | Yes |  | Pacific Gas & Electric | IOU | No | 2 | 2 | 40.69824200N | 124.19650800W | dee1d857-f27c-4400-a7ce-2f6a37e750ac | 2022-08-22 15:59 | mlaw_CAEnergy | 2022-08-22 15:59 | mlaw_CAEnergy | -124.1965 | 40.6982
425 |  | 745 10th St, Colusa, CA 95932 | Colusa | Colusa | 95932 | 1994 | COLUSA UNIFIED | Local Educational Agency | ECAA-Ed | Paid-In-Full | Completed | 36803 | 1840 | 33457 | No | No | No | No | No | No | Yes |  | Pacific Gas & Electric | IOU | No | 1 | 4 | 39.20988200N | 122.01638600W | dfb9a8fe-3379-410a-81c6-8f738bc6b406 | 2022-08-22 15:59 | mlaw_CAEnergy | 2022-08-22 15:59 | mlaw_CAEnergy | -122.0164 | 39.2099
503 |  | 745 10th St, Colusa, CA 95932 | Colusa | Colusa | 95932 | 1992 | COLUSA UNIFIED | Local Educational Agency | ECAA-Ed | Paid-In-Full | Completed | 109982 | 5499 | 99984 | No | No | No | No | No | No | Yes |  | Pacific Gas & Electric | IOU | No | 1 | 4 | 39.20988200N | 122.01638600W | a3f38e0b-53f7-483b-ac6e-259c1d23282f | 2022-08-22 15:59 | mlaw_CAEnergy | 2022-08-22 15:59 | mlaw_CAEnergy | -122.0164 | 39.2099
365 |  | 1400 E Janss Rd, Thousand Oaks, CA 91360 | Thousand Oaks | Ventura | 91360 | 1997 | CONEJO VALLEY UNIFIED | Local Educational Agency | ECAA-Ed | Paid-In-Full | Completed | 43000 | - | - | No | No | No | No | No | No | Yes |  | Southern California Edison | IOU | Yes | 27 | 42 | 34.19800320N | 118.85376770W | fc22094f-f5ca-4d4a-8679-eae42ff8b63f | 2022-08-22 15:59 | mlaw_CAEnergy | 2022-08-22 15:59 | mlaw_CAEnergy | -118.8538 | 34.198
371 |  | 1400 E Janss Rd, Thousand Oaks, CA 91360 | Thousand Oaks | Ventura | 91360 | 1997 | CONEJO VALLEY UNIFIED | Local Educational Agency | ECAA-Ed | Paid-In-Full | Completed | 164200 | - | - | No | No | No | No | No | No | Yes |  | Southern California Edison | IOU | No | 27 | 42 | 34.19800320N | 118.85376770W | 714b165b-990e-4a83-a56a-99d2fb07b236 | 2022-08-22 15:59 | mlaw_CAEnergy | 2022-08-22 15:59 | mlaw_CAEnergy | -118.8538 | 34.198
364 |  | 1400 E Janss Rd, Thousand Oaks, CA 91360 | Thousand Oaks | Ventura | 91360 | 1997 | CONEJO VALLEY UNIFIED | Local Educational Agency | ECAA-Ed | Paid-In-Full | Completed | 38000 | - | - | No | No | No | No | No | No | Yes |  | Southern California Edison | IOU | No | 27 | 42 | 34.19800320N | 118.85376770W | c1e269a7-d1d4-4528-938d-34984ac66130 | 2022-08-22 15:59 | mlaw_CAEnergy | 2022-08-22 15:59 | mlaw_CAEnergy | -118.8538 | 34.198
378 |  | 1400 E Janss Rd, Thousand Oaks, CA 91360 | Thousand Oaks | Ventura | 91360 | 1996 | CONEJO VALLEY UNIFIED | Local Educational Agency | ECAA-Ed | Paid-In-Full | Completed | 26000 | - | - | No | No | No | No | No | No | Yes |  | Southern California Edison | IOU | No | 27 | 42 | 34.19800320N | 118.85376770W | a6d42f2e-ab5b-4b56-a99f-f0dfe276b45b | 2022-08-22 15:59 | mlaw_CAEnergy | 2022-08-22 15:59 | mlaw_CAEnergy | -118.8538 | 34.198
379 |  | 1400 E Janss Rd, Thousand Oaks, CA 91360 | Thousand Oaks | Ventura | 91360 | 1996 | CONEJO VALLEY UNIFIED | Local Educational Agency | ECAA-Ed | Paid-In-Full | Completed | 26300 | - | - | No | No | No | No | No | No | Yes |  | Southern California Edison | IOU | No | 27 | 42 | 34.19800320N | 118.85376770W | 84e25cf3-8ac4-4723-9ea2-95193fc48258 | 2022-08-22 15:59 | mlaw_CAEnergy | 2022-08-22 15:59 | mlaw_CAEnergy | -118.8538 | 34.198
380 |  | 1400 E Janss Rd, Thousand Oaks, CA 91360 | Thousand Oaks | Ventura | 91360 | 1996 | CONEJO VALLEY UNIFIED | Local Educational Agency | ECAA-Ed | Paid-In-Full | Completed | 27500 | - | - | No | No | No | No | No | No | Yes |  | Southern California Edison | IOU | No | 27 | 42 | 34.19800320N | 118.85376770W | 3f7f1060-a16f-494b-b21c-4b0962c7a0c2 | 2022-08-22 15:59 | mlaw_CAEnergy | 2022-08-22 15:59 | mlaw_CAEnergy | -118.8538 | 34.198
384 |  | 1400 E Janss Rd, Thousand Oaks, CA 91360 | Thousand Oaks | Ventura | 91360 | 1996 | CONEJO VALLEY UNIFIED | Local Educational Agency | ECAA-Ed | Paid-In-Full | Completed | 86300 | - | - | No | No | No | No | No | No | Yes |  | Southern California Edison | IOU | No | 27 | 42 | 34.19800320N | 118.85376770W | b788cd6c-c8f0-4a81-855c-75d12a902c80 | 2022-08-22 15:59 | mlaw_CAEnergy | 2022-08-22 15:59 | mlaw_CAEnergy | -118.8538 | 34.198
389 |  | 1400 E Janss Rd, Thousand Oaks, CA 91360 | Thousand Oaks | Ventura | 91360 | 1996 | CONEJO VALLEY UNIFIED | Local Educational Agency | ECAA-Ed | Paid-In-Full | Completed | 222400 | - | - | No | No | No | No | No | No | Yes |  | Southern California Edison | IOU | No | 27 | 42 | 34.19800320N | 118.85376770W | bc9efb09-ef34-41af-8de6-1dceff2aeaed | 2022-08-22 15:59 | mlaw_CAEnergy | 2022-08-22 15:59 | mlaw_CAEnergy | -118.8538 | 34.198
402 |  | 1400 E Janss Rd, Thousand Oaks, CA 91360 | Thousand Oaks | Ventura | 91360 | 1995 | CONEJO VALLEY UNIFIED | Local Educational Agency | ECAA-Ed | Paid-In-Full | Completed | 113000 | - | - | No | No | No | No | No | No | Yes |  | Southern California Edison | IOU | No | 27 | 42 | 34.19800320N | 118.85376770W | fd6ff333-22be-4907-a290-dc1c5b092bf7 | 2022-08-22 15:59 | mlaw_CAEnergy | 2022-08-22 15:59 | mlaw_CAEnergy | -118.8538 | 34.198
57 | 004-14-ECD | 7600 Dublin Blvd #160, Dublin, CA 94568 | Dublin | Alameda | 94568 | 2015 | County of Alameda | Local Government | ECAA-Reg | Repayment | Completed | 3000000 | 436920 | 2859000 | No | No | Yes | No | No | No | No | install 1,724 kW of roof-mounted PV panels at Santa Rita jail | Pacific Gas & Electric | IOU | No | 5 | 20 | 37.70354400N | 121.92982500W | fbeb35bd-3778-4d4f-8851-450e4729a71b | 2022-08-22 15:59 | mlaw_CAEnergy | 2023-07-21 17:39 | SLocwood_CAEnergy | -121.9298 | 37.7035
146 |  | 7600 Dublin Blvd #160, Dublin, CA 94568 | Dublin | Alameda | 94568 | 2010 | County of Alameda | Local Government | ECAA-Reg | Paid-In-Full | Completed | 285000 | 196000 | 1681997 | Yes | No | No | No | No | No | No | upgrade interior lighting systems at Santa Rita Jail | Pacific Gas & Electric | IOU | No | 5 | 20 | 37.70354400N | 121.92982500W | 4df27580-439a-4241-9a34-b9595d659c96 | 2022-08-22 15:59 | mlaw_CAEnergy | 2023-07-21 17:57 | SLocwood_CAEnergy | -121.9298 | 37.7035
158 |  | 7600 Dublin Blvd #160, Dublin, CA 94568 | Dublin | Alameda | 94568 | 2010 | County of Alameda | Local Government | ECAA-Reg | Repayment | Completed | 1177891 | 90607 | 412102 | No | No | Yes | No | No | No | No | install a 250 kW PV system | Pacific Gas & Electric | IOU | No | 5 | 20 | 37.70354400N | 121.92982500W | 5a999421-d4cf-4a20-932e-9c835c737ef6 | 2022-08-22 15:59 | mlaw_CAEnergy | 2023-07-21 18:00 | SLocwood_CAEnergy | -121.9298 | 37.7035
172 |  | 7600 Dublin Blvd #160, Dublin, CA 94568 | Dublin | Alameda | 94568 | 2010 | County of Alameda | Local Government | ECAA-Reg | Repayment | Completed | 3000000 | 279641 | 2283935 | Yes | No | No | No | No | No | No | retrofit 7,500 street light fixtures from HPS lamps to LEDs | Pacific Gas & Electric | IOU | No | 5 | 20 | 37.70354400N | 121.92982500W | 35f13ec8-6906-43f6-96f7-71d534e09aea | 2022-08-22 15:59 | mlaw_CAEnergy | 2023-07-21 18:02 | SLocwood_CAEnergy | -121.9298 | 37.7035
206 |  | 7600 Dublin Blvd #160, Dublin, CA 94568 | Dublin | Alameda | 94568 | 2006 | County of Alameda | Local Government | ECAA-Reg | Paid-In-Full | Completed | 3000000 | 351100 | 2090305 | No | No | Yes | No | No | No | Yes | install an 850 kW solar PV system and energy efficiency measures | Pacific Gas & Electric | IOU | No | 5 | 20 | 37.70354400N | 121.92982500W | f09a17f4-2d4b-435f-a38d-3cd0376d2a76 | 2022-08-22 15:59 | mlaw_CAEnergy | 2023-07-21 23:25 | SLocwood_CAEnergy | -121.9298 | 37.7035
232 |  | 7600 Dublin Blvd #160, Dublin, CA 94568 | Dublin | Alameda | 94568 | 2004 | County of Alameda | Local Government | ECAA-Reg | Paid-In-Full | Completed | 2564600 | 256460 | 1593436 | No | No | Yes | No | No | No | No | install 1,112 kW PV solar system at six county facilities | Pacific Gas & Electric | IOU | No | 5 | 20 | 37.70354400N | 121.92982500W | af19c2b0-55ba-4f6f-bccf-f130f93ba26c | 2022-08-22 15:59 | mlaw_CAEnergy | 2023-07-25 23:06 | SLocwood_CAEnergy | -121.9298 | 37.7035
234 |  | 7600 Dublin Blvd #160, Dublin, CA 94568 | Dublin | Alameda | 94568 | 2004 | County of Alameda | Local Government | ECAA-Reg | Paid-In-Full | Completed | 2858765 | 287313 | 7765740 | No | No | No | No | No | No | Yes | install a 750 kW natural gas, fuel cell co-generation plant | Pacific Gas & Electric | IOU | Yes | 5 | 20 | 37.70354400N | 121.92982500W | c450e5d6-ca5e-434c-9220-7397319ec8e8 | 2022-08-22 15:59 | mlaw_CAEnergy | 2023-07-25 23:07 | SLocwood_CAEnergy | -121.9298 | 37.7035
327 |  | 7600 Dublin Blvd #160, Dublin, CA 94568 | Dublin | Alameda | 94568 | 2001 | County of Alameda | Local Government | ECAA-Reg | Paid-In-Full | Completed | 989000 | 124000 | 1553000 | No | No | Yes | No | No | No | Yes | installation of a 500 kW PV system and other cooling plant upgrades | Pacific Gas & Electric | POU | No | 5 | 20 | 37.70354400N | 121.92982500W | da08cd4d-72ae-4cce-b6cc-f8111b96889b | 2022-08-22 15:59 | mlaw_CAEnergy | 2022-08-22 15:59 | mlaw_CAEnergy | -121.9298 | 37.7035
328 |  | 7600 Dublin Blvd #160, Dublin, CA 94568 | Dublin | Alameda | 94568 | 2001 | County of Alameda | Local Government | ECAA-Reg | Paid-In-Full | Completed | 1071000 | 119000 | 823330 | No | No | Yes | No | No | No | No | install a 500 kW PV system | Pacific Gas & Electric | IOU | No | 5 | 20 | 37.70354400N | 121.92982500W | 9c8bba3c-998a-4402-8354-4f81c35f2bc2 | 2022-08-22 15:59 | mlaw_CAEnergy | 2022-08-22 15:59 | mlaw_CAEnergy | -121.9298 | 37.7035
192 |  | 165 13th St, Oakland, CA 94612 | Oakland | Alameda | 94612 | 2007 | County of Alameda GSA/TSD | Local Government | ECAA-Reg | Paid-In-Full | Completed | 1890000 | 353899 | 3405368 | No | No | No | No | No | No | Yes |  | Pacific Gas & Electric | IOU | No | 7 | 18 | 37.80081500N | 122.26530900W | 1638018a-6b19-4c15-ae0c-5e8b8d9bf29f | 2022-08-22 15:59 | mlaw_CAEnergy | 2023-07-21 23:23 | SLocwood_CAEnergy | -122.2653 | 37.8008
194 |  | 5325 Broder Blvd, Dublin, CA 94568 | Dublin | Alameda | 94568 | 2007 | County of Alameda, Santa Rita Jail | Local Government | ECAA-Reg | Paid-In-Full | Completed | 2940000 | 294425 | 940926 | Yes | No | No | No | No | No | Yes | install high efficiency boilers, pumps, motors, lighting, low-flow water fixtures and water flow controllers, and a laundry hot-water recovery system | Pacific Gas & Electric | IOU | No | 5 | 16 | 37.71742300N | 121.88821300W | 62fda568-3c37-4763-8a1a-8aac28a1c86f | 2022-08-22 15:59 | mlaw_CAEnergy | 2023-07-21 23:23 | SLocwood_CAEnergy | -121.8882 | 37.7174
906 | 012-19-ECI | 810 Court St, Jackson, CA 95642 | Jackson | Amador | 95642 | 2020 | County of Amador | Local Government | ECAA-Reg | Repayment | Completed | 3000000 | 179496 | 1176282 | No | Yes | Yes | No | No | No | No | Replace 35 HVAC units, replace two transformers, and install four separate PV systems | Pacific Gas & Electric | IOU | No | 4 | 1 | 38.3524 | -120.7674 | ed1e980b-2ff8-4418-a663-bd1e2bb1b088 | 2022-08-22 15:59 | mlaw_CAEnergy | 2022-08-22 15:59 | mlaw_CAEnergy | -120.7674 | 38.3524 |  | SitelogIQ
224 |  | 25 County Center Dr #200, Oroville, CA 95965 | Oroville | Butte | 95965 | 2004 | County of Butte | Local Government | ECAA-Reg | Paid-In-Full | Completed | 390000 | 39000 | 237151 | No | No | Yes | No | No | No | No | install a 135 kW PV system | Pacific Gas & Electric | IOU | No | 1 | 3 | 39.52782830N | 121.57262500W | cc8f25c2-8a21-4683-95c4-b3531a1a3b9c | 2022-08-22 15:59 | mlaw_CAEnergy | 2023-07-25 23:05 | SLocwood_CAEnergy | -121.5726 | 39.5278
253 |  | 25 County Center Dr #200, Oroville, CA 95965 | Oroville | Butte | 95965 | 2003 | County of Butte | Local Government | ECAA-Reg | Paid-In-Full | Completed | 2777000 | 277700 | 1481083 | No | No | Yes | No | No | No | No | install 2 PV solar systems | Pacific Gas & Electric | IOU | Yes | 1 | 3 | 39.52782830N | 121.57262500W | c469b4d0-d73a-40ca-921b-1e3be172d0ab | 2022-08-22 15:59 | mlaw_CAEnergy | 2023-07-25 23:11 | SLocwood_CAEnergy | -121.5726 | 39.5278
899 | 020-19-ECI | 220 12th St, Colusa, CA 95932 | Colusa | Colusa | 95932 | 2020 | County of Colusa | Local Government | ECAA-Reg | Repayment | Completed | 1622640 | 160037 | 623296 | Yes | Yes | Yes | No | No | No | Yes | Install four PV systems, lighting retrofits, HVAC/Boiler replacements, and installation of a cool roof | Pacific Gas & Electric | IOU | No | 1 | 4 | 39.2159 | -122.0179 | b7414f8b-b9fc-4b7a-8710-a8bd413e405d | 2022-08-22 15:59 | mlaw_CAEnergy | 2022-08-22 15:59 | mlaw_CAEnergy | -122.0179 | 39.2159 |  | Aircon Energy
883 |  | 220 12th St, Colusa, CA 95932 | Colusa | Colusa | 95932 |  | County of Colusa | Local Government | ECAA-Reg |  | Completed | 2106754 |  | 621649 | Yes | Yes | Yes | No | No | No | Yes | 19 Measures (Lighting/HVAC/PV/Boiler Replacement) at seven different locations | Pacific Gas & Electric | IOU | No | 1 | 4 | 39.21592170N | 122.01789670W | dd991ecb-68b9-4018-b348-1a59364f2180 | 2022-08-22 15:59 | mlaw_CAEnergy | 2023-07-11 20:05 | SLocwood_CAEnergy | -122.0179 | 39.2159
195 |  | 1025 Escobar St 4th Floor, Martinez, CA 94553 | Martinez | Contra Costa | 94553 | 2007 | County of Contra Costa | Local Government | ECAA-Reg | Paid-In-Full | Completed | 2960000 | 296048 | 3858804 | Yes | Yes | No | No | No | No | No | install 2 cogeneration systems, a new steam boiler, and lighting upgrades | Pacific Gas & Electric | IOU | No | 9 | 15 | 38.01910978N | 122.13474399W | 35f52eb2-f916-43ea-9bae-728f3d1ffa09 | 2022-08-22 15:59 | mlaw_CAEnergy | 2023-07-21 23:23 | SLocwood_CAEnergy | -122.1347 | 38.0191
306 |  | 1025 Escobar St 4th Floor, Martinez, CA 94553 | Martinez | Contra Costa | 94553 | 2001 | County of Contra Costa | Local Government | ECAA-Reg | Paid-In-Full | Completed | 315119 | 54000 | 303000 | No | No | No | No | No | No | Yes |  | Pacific Gas & Electric | IOU | Yes | 9 | 15 | 38.01910978N | 122.13474399W | 212de213-f38b-4b05-88b7-9f4f2389a98d | 2022-08-22 15:59 | mlaw_CAEnergy | 2022-08-22 15:59 | mlaw_CAEnergy | -122.1347 | 38.0191
308 |  | 1025 Escobar St 4th Floor, Martinez, CA 94553 | Martinez | Contra Costa | 94553 | 2001 | County of Contra Costa | Local Government | ECAA-Reg | Paid-In-Full | Completed | 384881 | 58000 | 525000 | No | No | No | No | No | No | Yes |  | Pacific Gas & Electric | IOU | No | 9 | 15 | 38.01910978N | 122.13474399W | de503f0c-794b-4b40-81f8-63cb97d88fd4 | 2022-08-22 15:59 | mlaw_CAEnergy | 2022-08-22 15:59 | mlaw_CAEnergy | -122.1347 | 38.0191
576 |  | 1025 Escobar St 4th Floor, Martinez, CA 94553 | Martinez | Contra Costa | 94553 | 1989 | COUNTY OF CONTRA COSTA | Local Government | ECAA-Reg | Paid-In-Full | Completed | 24950 | - | - | No | No | No | No | No | No | Yes |  | Pacific Gas & Electric | IOU | No | 9 | 15 | 38.01910978N | 122.13474399W | 90be83cc-a31a-43e6-a467-925bdbef4d35 | 2022-08-22 15:59 | mlaw_CAEnergy | 2022-08-22 15:59 | mlaw_CAEnergy | -122.1347 | 38.0191
746 |  | 1025 Escobar St 4th Floor, Martinez, CA 94553 | Martinez | Contra Costa | 94553 | 1980 | COUNTY OF CONTRA COSTA | Local Government | ECAA-Reg | Paid-In-Full | Completed | 17985 | - | - | No | No | No | No | No | No | Yes |  | Pacific Gas & Electric | IOU | Yes | 9 | 15 | 38.01910978N | 122.13474399W | 186d10c6-f5fa-472d-82a9-e1d6581d86de | 2022-08-22 15:59 | mlaw_CAEnergy | 2022-08-22 15:59 | mlaw_CAEnergy | -122.1347 | 38.0191
144 |  | 981 H St, Crescent City, CA 95531 | Crescent City | Del Norte | 95531 | 2010 | County of Del Norte | Local Government | ECAA-Reg | Paid-In-Full | Completed | 216462 | 20721 | -2296 | No | No | No | No | No | No | Yes | mechanical system upgrades (furnaces and economizers) | PacifiCorp | IOU | No | 2 | 2 | 41.75737900N | 124.20213100W | cfc3a102-883c-4fef-a5f4-6c83311733f4 | 2022-08-22 15:59 | mlaw_CAEnergy | 2023-07-21 17:57 | SLocwood_CAEnergy | -124.2021 | 41.7574
631 |  | 981 H St, Crescent City, CA 95531 | Crescent City | Del Norte | 95531 | 1986 | COUNTY OF DEL NORTE | Local Government | ECAA-Reg | Paid-In-Full | Completed | 146289 | 7314 | 155627 | No | No | No | No | No | No | Yes |  | Pacific Gas & Electric | IOU | No | 2 | 2 | 41.75737900N | 124.20213100W | fcaf7455-7f4b-4e9f-bd29-93a022dc17eb | 2022-08-22 15:59 | mlaw_CAEnergy | 2022-08-22 15:59 | mlaw_CAEnergy | -124.2021 | 41.7574
623 |  | 981 H St, Crescent City, CA 95531 | Crescent City | Del Norte | 95531 | 1986 | COUNTY OF DEL NORTE | Local Government | ECAA-Reg | Paid-In-Full | Completed | 23567 | 1178 | 25071 | No | No | No | No | No | No | Yes |  | PacifiCorp | IOU | No | 2 | 2 | 41.75737900N | 124.20213100W | d55f8f25-575a-49eb-a66d-b291edf1b250 | 2022-08-22 15:59 | mlaw_CAEnergy | 2022-08-22 15:59 | mlaw_CAEnergy | -124.2021 | 41.7574
266 |  | 330 Fair Ln, Placerville, CA 95667 | Placerville | El Dorado | 95667 | 2002 | County of El Dorado | Local Government | ECAA-Reg | Paid-In-Full | Completed | 800000 | 176000 | 1431621 | No | Yes | No | No | No | No | No | installation of energy efficient improvements to heating, ventilation and air conditioning systems | Pacific Gas & Electric | IOU | No | 4 | 5 | 38.72749220N | 120.82656530W | f0e4dbf3-1133-4efb-af21-33534325408d | 2022-08-22 15:59 | mlaw_CAEnergy | 2023-07-25 23:13 | SLocwood_CAEnergy | -120.8266 | 38.7275
373 |  | 330 Fair Ln, Placerville, CA 95667 | Placerville | El Dorado | 95667 | 1997 | COUNTY OF EL DORADO | Local Government | ECAA-Reg | Paid-In-Full | Completed | 600000 | 30000 | 391645 | No | No | No | No | No | No | Yes |  | Pacific Gas & Electric | IOU | No | 4 | 5 | 38.72749220N | 120.82656530W | bb375e06-3259-417f-9511-d2b44794f6f6 | 2022-08-22 15:59 | mlaw_CAEnergy | 2022-08-22 15:59 | mlaw_CAEnergy | -120.8266 | 38.7275
123 |  | 525 W Sycamore St, Willows, CA 95988 | Willows | Glenn | 95988 | 2011 | County of Glenn | Local Government | ECAA-Reg | Paid-In-Full | Completed | 243000 | 33170 | 193276 | Yes | Yes | No | No | No | No | No | install new energy efficient HVAC systems and interior lights | Pacific Gas & Electric | IOU | No | 1 | 3 | 39.52091400N | 122.20029300W | bdcb7633-4ddf-44bf-a096-ac6d4012ca5d | 2022-08-22 15:59 | mlaw_CAEnergy | 2023-07-21 17:50 | SLocwood_CAEnergy | -122.2003 | 39.5209
283 |  | 825 5th St #112, Eureka, CA 95501 | Eureka | Humboldt | 95501 | 2001 | County of Humboldt | Local Government | ECAA-Reg | Paid-In-Full | Completed | 66990 | 9475 | - | Yes | Yes | No | No | No | No | No | install energy efficient lighting and HVAC retrofit | Pacific Gas & Electric | IOU | No | 2 | 2 | 40.80290400N | 124.16227200W | eb4d19fa-7db2-4b45-9e32-20a56ffc0eea | 2022-08-22 15:59 | mlaw_CAEnergy | 2022-08-22 15:59 | mlaw_CAEnergy | -124.1623 | 40.8029
282 |  | 825 5th St #112, Eureka, CA 95501 | Eureka | Humboldt | 95501 | 2001 | County of Humboldt | Local Government | ECAA-Reg | Paid-In-Full | Completed | 62820 | 14147 | 83280 | Yes | Yes | No | No | No | No | No | install energy efficient lighting and HVAC retrofit | Pacific Gas & Electric | IOU | No | 2 | 2 | 40.80290400N | 124.16227200W | 66e642da-0e7a-4ea9-a5f5-e29d94cb33a5 | 2022-08-22 15:59 | mlaw_CAEnergy | 2022-08-22 15:59 | mlaw_CAEnergy | -124.1623 | 40.8029
97 |  | 224 N Edwards St, Independence, CA 93526 | Independence | Inyo | 93526 | 2013 | County of Inyo | Local Government | ECAA-Reg | Repayment | Completed | 992054 | 76312 | 640200 | No | No | Yes | No | No | No | No | install 436 kW of solar PV at the Courthouse Annex, Adult Jail, and Juvenile Hall | Southern California Edison | IOU | Yes | 4 | 8 | 36.80401250N | 118.20029190W | 41f52e7a-6b5a-4c64-bdcd-9948cba9b08b | 2022-08-22 15:59 | mlaw_CAEnergy | 2023-07-21 17:44 | SLocwood_CAEnergy | -118.2003 | 36.804
444 |  | 3701 Wings Way, Bakersfield, CA 93308 | Bakersfield | Kern | 93308 | 1994 | COUNTY OF KERN | Local Government | ECAA-Reg | Paid-In-Full | Completed | 150000 | 7500 | 102180 | No | No | No | No | No | No | Yes |  | Pacific Gas & Electric | IOU | No | 12 | 32 | 35.43782200N | 119.05460100W | dbfbb91a-b484-44be-a4b8-ed9996c3c91c | 2022-08-22 15:59 | mlaw_CAEnergy | 2022-08-22 15:59 | mlaw_CAEnergy | -119.0546 | 35.4378
486 |  | 3701 Wings Way, Bakersfield, CA 93308 | Bakersfield | Kern | 93308 | 1993 | COUNTY OF KERN | Local Government | ECAA-Reg | Paid-In-Full | Completed | 250000 | 12500 | 170300 | No | No | No | No | No | No | Yes |  | Pacific Gas & Electric | IOU | Yes | 12 | 32 | 35.43782200N | 119.05460100W | 856f095f-7393-48e4-9657-dbb1f57b075e | 2022-08-22 15:59 | mlaw_CAEnergy | 2022-08-22 15:59 | mlaw_CAEnergy | -119.0546 | 35.4378
559 |  | 333 2nd St, Upper Lake, CA 95485 | Upper Lake | Lake | 95485 | 1990 | COUNTY OF LAKE | Local Government | ECAA-Reg | Paid-In-Full | Completed | 67500 | 3375 | 44060 | No | No | No | No | No | No | Yes |  | Pacific Gas & Electric | IOU | No | 2 | 4 | 39.16572156N | 122.90994302W | 6b06962e-c27e-4561-bba4-612ee80660ae | 2022-08-22 15:59 | mlaw_CAEnergy | 2022-08-22 15:59 | mlaw_CAEnergy | -122.9099 | 39.1657
811 |  | 225 N Hill St, Los Angeles, CA 90012 | Los Angeles | Los Angeles | 90012 | 1980 | COUNTY OF LOS ANGELES | Local Government | ECAA-Reg | Paid-In-Full | Completed | 216216 | 10811 | 141503 | No | No | No | No | No | No | Yes |  | Los Angeles Department of Water & Power | IOU | No | 26 | 54 | 34.05670500N | 118.24602200W | 91d54153-7ac9-4e3e-b1c7-72bc5cd9d334 | 2022-08-22 15:59 | mlaw_CAEnergy | 2022-08-22 15:59 | mlaw_CAEnergy | -118.246 | 34.0567
816 |  | 225 N Hill St, Los Angeles, CA 90012 | Los Angeles | Los Angeles | 90012 | 1980 | COUNTY OF LOS ANGELES | Local Government | ECAA-Reg | Paid-In-Full | Completed | 284830 | 14242 | 186407 | No | No | No | No | No | No | Yes |  | Los Angeles Department of Water & Power | POU | Yes | 26 | 54 | 34.05670500N | 118.24602200W | 6efd9449-4686-4458-a3b5-f9956d1638a6 | 2022-08-22 15:59 | mlaw_CAEnergy | 2022-08-22 15:59 | mlaw_CAEnergy | -118.246 | 34.0567
861 |  | 225 N Hill St, Los Angeles, CA 90012 | Los Angeles | Los Angeles | 90012 | 1979 | COUNTY OF LOS ANGELES | Local Government | ECAA-Reg | Paid-In-Full | Completed | 77995 | 3900 | 51044 | No | No | No | No | No | No | Yes |  | Los Angeles Department of Water & Power | POU | Yes | 26 | 54 | 34.05670500N | 118.24602200W | b9891794-1d12-4353-b175-c7a6300119c0 | 2022-08-22 15:59 | mlaw_CAEnergy | 2022-08-22 15:59 | mlaw_CAEnergy | -118.246 | 34.0567
828 |  | 900 S Fremont Ave, Alhambra, CA 91803 | Alhambra | Los Angeles | 91803 | 1980 | COUNTY OF LOS ANGELES - PUBLIC WORKS | Local Government | ECAA-Reg | Paid-In-Full | Completed | 528812 | 26441 | 562566 | No | No | No | No | No | No | Yes |  | Southern California Edison | IOU | No | 25 | 49 | 34.08496800N | 118.15010900W | 63c16fde-0a6f-4df3-a410-401c0ec3c56c | 2022-08-22 15:59 | mlaw_CAEnergy | 2022-08-22 15:59 | mlaw_CAEnergy | -118.1501 | 34.085
174 |  | 3501 Civic Center Dr # 325, San Rafael, CA 94903 | San Rafael | Marin | 94903 | 2009 | County of Marin | Local Government | ECAA-Reg | Repayment | Completed | 415857 | 31989 | 178655 | Yes | Yes | No | No | No | No | No | upgrade interior and exterior lighting and replace heating and cooling systems | Pacific Gas & Electric | IOU | No | 2 | 12 | 37.99774100N | 122.53072500W | d2500254-c6a4-44ce-a5e1-ed488760c024 | 2022-08-22 15:59 | mlaw_CAEnergy | 2023-07-21 18:02 | SLocwood_CAEnergy | -122.5307 | 37.9977
200 |  | 3501 Civic Center Dr # 325, San Rafael, CA 94903 | San Rafael | Marin | 94903 | 2006 | County of Marin | Local Government | ECAA-Reg | Paid-In-Full | Completed | 326477 | 33314 | 140665 | Yes | Yes | No | No | No | No | No | upgrade lighting and replace HVAC units | Pacific Gas & Electric | IOU | No | 2 | 12 | 37.99774100N | 122.53072500W | 02f448d3-8933-45ba-a843-b9413ec9c59b | 2022-08-22 15:59 | mlaw_CAEnergy | 2023-07-21 23:24 | SLocwood_CAEnergy | -122.5307 | 37.9977
201 |  | 3501 Civic Center Dr # 325, San Rafael, CA 94903 | San Rafael | Marin | 94903 | 2006 | County of Marin | Local Government | ECAA-Reg | Paid-In-Full | Completed | 553345 | 56464 | 314857 | Yes | Yes | Yes | No | No | No | No | upgrade lighting, upgrade heat pump operations, and install a PV system | Pacific Gas & Electric | IOU | No | 2 | 12 | 37.99774100N | 122.53072500W | ef2cca84-652b-4151-a17c-fceb980ab1fb | 2022-08-22 15:59 | mlaw_CAEnergy | 2023-07-21 23:24 | SLocwood_CAEnergy | -122.5307 | 37.9977
238 |  | 3501 Civic Center Dr # 325, San Rafael, CA 94903 | San Rafael | Marin | 94903 | 2003 | County of Marin | Local Government | ECAA-Reg | Paid-In-Full | Completed | 154042 | 49865 | 434553 | No | Yes | No | No | No | No | No | install variable speed drives on the HVAC system | Pacific Gas & Electric | IOU | No | 2 | 12 | 37.99774100N | 122.53072500W | c5ca30ee-7bf3-44d9-a8d9-cbfbc9393d63 | 2022-08-22 15:59 | mlaw_CAEnergy | 2023-07-25 23:07 | SLocwood_CAEnergy | -122.5307 | 37.9977
243 |  | 3501 Civic Center Dr # 325, San Rafael, CA 94903 | San Rafael | Marin | 94903 | 2003 | County of Marin | Local Government | ECAA-Reg | Paid-In-Full | Completed | 233120 | 23312 | 149920 | No | No | Yes | No | No | No | No | install 80 kW PV solar system | Pacific Gas & Electric | IOU | Yes | 2 | 12 | 37.99774100N | 122.53072500W | 580c7744-d736-4a2d-92a1-2374575d3977 | 2022-08-22 15:59 | mlaw_CAEnergy | 2023-07-25 23:09 | SLocwood_CAEnergy | -122.5307 | 37.9977
374 |  | 3501 Civic Center Dr # 325, San Rafael, CA 94903 | San Rafael | Marin | 94903 | 1997 | COUNTY OF MARIN | Local Government | ECAA-Reg | Paid-In-Full | Completed | 600000 | 30000 | 398406 | No | No | No | No | No | No | Yes |  | Pacific Gas & Electric | IOU | No | 2 | 12 | 37.99774100N | 122.53072500W | 8abc67bf-0ef2-44f7-8591-066d387c32c9 | 2022-08-22 15:59 | mlaw_CAEnergy | 2022-08-22 15:59 | mlaw_CAEnergy | -122.5307 | 37.9977
886 | 003-20-ECI | 5100 Bullion Street, Mariposa, CA 95338 | Mariposa | Mariposa | 95338 | 2021 | County of Mariposa | Local Government | ECAA-Reg | Repayment | Completed | 2838826 | 190823 | 919257 | Yes | No | Yes | No | No | No | No | Install LED lighting at eight sites and install carport PV systems at four county facilities | Pacific Gas & Electric | IOU | No | 4 | 8 | 37.4897 | -119.9681 | b60d810d-961a-4af4-9bc7-128b96d3e60c | 2022-08-22 15:59 | mlaw_CAEnergy | 2022-08-22 15:59 | mlaw_CAEnergy | -119.9681 | 37.4897 |  | SitelogIQ
440 |  | 4982 10th St, Mariposa, CA 95338 | Mariposa | Mariposa | 95338 | 1994 | County of Mariposa | Local Government | ECAA-Reg | Paid-In-Full | Completed | 82390 | 4120 | 57215 | No | No | No | No | No | No | Yes |  | Pacific Gas & Electric | IOU | No | 4 | 8 | 37.48935100N | 119.96783300W | 70220bc5-9d7c-4aeb-a82c-1fd4092f5378 | 2022-08-22 15:59 | mlaw_CAEnergy | 2023-02-14 19:49 | SLocwood_CAEnergy | -119.9678 | 37.4894
244 |  | 501 Low Gap Rd, Ukiah, CA 95482 | Ukiah | Mendocino | 95482 | 2003 | County of Mendocino | Local Government | ECAA-Reg | Paid-In-Full | Completed | 250000 | 30000 | 189780 | Yes | Yes | No | No | No | No | No | install energy efficient lights and HVAC upgrades in the County buildings | Pacific Gas & Electric | IOU | No | 2 | 2 | 39.15871400N | 123.21543300W | 1538ccb8-b60f-487f-805b-5ed45cd79454 | 2022-08-22 15:59 | mlaw_CAEnergy | 2023-07-25 23:09 | SLocwood_CAEnergy | -123.2154 | 39.1587
288 |  | 501 Low Gap Rd, Ukiah, CA 95482 | Ukiah | Mendocino | 95482 | 2001 | County of Mendocino | Local Government | ECAA-Reg | Paid-In-Full | Completed | 96884 | 19933 | 130620 | No | No | No | No | No | No | Yes |  | Pacific Gas & Electric | IOU | No | 2 | 2 | 39.15871400N | 123.21543300W | 860505e7-2b39-4170-bce0-c0ae68148312 | 2022-08-22 15:59 | mlaw_CAEnergy | 2022-08-22 15:59 | mlaw_CAEnergy | -123.2154 | 39.1587
341 |  | 2926 G St MA Faculty, Merced, CA 95340 | Merced | Merced | 95340 | 2001 | County of Merced | Local Government | ECAA-Reg | Paid-In-Full | Completed | 1900345 | 213000 | 1090000 | No | No | No | No | No | No | Yes |  | Pacific Gas & Electric | IOU | No | 14 | 27 | 37.31651688N | 120.45763397W | cf8a68b9-6f2d-4997-934b-5df028da03b0 | 2022-08-22 15:59 | mlaw_CAEnergy | 2022-08-22 15:59 | mlaw_CAEnergy | -120.4576 | 37.3165
218 |  | 369 W 18th St, Merced, CA 95340 | Merced | Merced | 95340 | 2004 | County of Merced Association of Governments | Local Government | ECAA-Reg | Paid-In-Full | Completed | 93210 | 9321 | 52698 | No | No | Yes | No | No | No | No | install a 35 kW PV generating system | Pacific Gas & Electric | IOU | Yes | 14 | 27 | 37.30213500N | 120.48087300W | 8f1e9bc8-5144-4d52-9818-32b1f72c311d | 2022-08-22 15:59 | mlaw_CAEnergy | 2023-07-25 23:04 | SLocwood_CAEnergy | -120.4809 | 37.3021
427 |  | 204 S Court St, Alturas, CA 96101 | Alturas | Modoc | 96101 | 1994 | COUNTY OF MODOC | Local Government | ECAA-Reg | Paid-In-Full | Completed | 37910 | - | - | No | No | No | No | No | No | Yes |  | Pacific Gas & Electric | IOU | No | 1 | 1 | 41.48316030N | 120.54072200W | f8578076-8cd7-4df1-b0d4-74c75710ce9f | 2022-08-22 15:59 | mlaw_CAEnergy | 2022-08-22 15:59 | mlaw_CAEnergy | -120.5407 | 41.4832
498 |  | 204 S Court St, Alturas, CA 96101 | Alturas | Modoc | 96101 | 1992 | COUNTY OF MODOC | Local Government | ECAA-Reg | Paid-In-Full | Completed | 54059 | - | - | No | No | No | No | No | No | Yes |  | Pacific Gas & Electric | IOU | No | 1 | 1 | 41.48316030N | 120.54072200W | ef4f0db7-d296-49a6-8529-46c157b85066 | 2022-08-22 15:59 | mlaw_CAEnergy | 2022-08-22 15:59 | mlaw_CAEnergy | -120.5407 | 41.4832
226 |  | 1195 3rd St #310, Napa, CA 94559 | Napa | Contra Costa | 94559 | 2004 | County of Napa | Local Government | ECAA-Reg | Paid-In-Full | Completed | 576880 | 57688 | 430710 | Yes | Yes | No | No | No | No | Yes | install energy efficient motors, energy efficient lighting, two 75 kW cogeneration units, a plate and frame heat exchanger and variable frequency frives on the building supply, exhaust and cooling tower fans | Pacific Gas & Electric | IOU | No | 7 | 14 | 38.03466949N | 122.26125199W | e49f8352-49c9-4551-89d5-fc080ea13850 | 2022-08-22 15:59 | mlaw_CAEnergy | 2023-07-25 23:05 | SLocwood_CAEnergy | -122.2613 | 38.0347
160 |  | 10596 Combie Rd, Auburn, CA 95602 | Auburn | Nevada | 95602 | 2010 | County of Nevada | Local Government | ECAA-Reg | Repayment | Completed | 1392226 | 170901 | 1036384 | Yes | Yes | No | No | No | No | No | replacement HVAC systems, HVAC controls, boilers, and lighting energy efficiency improvements | Pacific Gas & Electric | POU | No | 1 | 1 | 39.04276672N | 121.08330023W | 7b61939b-80f7-4895-84bc-47ebe15a2341 | 2022-08-22 15:59 | mlaw_CAEnergy | 2023-07-21 18:00 | SLocwood_CAEnergy | -121.0833 | 39.0428
484 |  | 10596 Combie Rd, Auburn, CA 95602 | Auburn | Nevada | 95602 | 1993 | COUNTY OF NEVADA | Local Government | ECAA-Reg | Paid-In-Full | Completed | 250000 | - | - | No | No | No | No | No | No | Yes |  | Pacific Gas & Electric | IOU | No | 1 | 1 | 39.04276672N | 121.08330023W | 6fd3885e-676d-4104-a206-965f33bda1f0 | 2022-08-22 15:59 | mlaw_CAEnergy | 2022-08-22 15:59 | mlaw_CAEnergy | -121.0833 | 39.0428
317 |  | 333 W Santa Ana Blvd, Santa Ana, CA 92701 | Santa Ana | Orange | 92701 | 2001 | County of Orange | Local Government | ECAA-Reg | Paid-In-Full | Completed | 643408 | 125409 | 1527716 | No | No | No | No | No | No | Yes |  | Southern California Edison | IOU | No | 34 | 68 | 33.75060820N | 117.87094630W | 9c93eaf1-0794-49cb-bfa9-30103f3462c4 | 2022-08-22 15:59 | mlaw_CAEnergy | 2022-08-22 15:59 | mlaw_CAEnergy | -117.8709 | 33.7506
324 |  | 333 W Santa Ana Blvd, Santa Ana, CA 92701 | Santa Ana | Orange | 92701 | 2001 | County of Orange | Local Government | ECAA-Reg | Paid-In-Full | Completed | 823911 | 192231 | 1747551 | No | No | No | No | No | No | Yes |  | Southern California Edison | IOU | No | 34 | 68 | 33.75060820N | 117.87094630W | e15c2bcf-c0d3-46e6-a7fc-410fa8f17179 | 2022-08-22 15:59 | mlaw_CAEnergy | 2022-08-22 15:59 | mlaw_CAEnergy | -117.8709 | 33.7506
557 |  | 520 Main St #102, Quincy, CA 95971 | Quincy | Plumas | 95971 | 1990 | COUNTY OF PLUMAS | Local Government | ECAA-Reg | Paid-In-Full | Completed | 54467 | 2723 | 37460 | No | No | No | No | No | No | Yes |  | Pacific Gas & Electric | IOU | No | 1 | 1 | 39.93626800N | 120.94810900W | 879c95c1-1cc9-48b4-a7ee-c42db18a2840 | 2022-08-22 15:59 | mlaw_CAEnergy | 2022-08-22 15:59 | mlaw_CAEnergy | -120.9481 | 39.9363
316 |  | 4080 Lemon St, Riverside, CA 92501 | Riverside | Riverside | 92501 | 2001 | County of Riverside | Local Government | ECAA-Reg | Paid-In-Full | Completed | 614300 | 267199 | 2440685 | No | No | No | No | No | No | Yes | install 670 megawatt power plant | Southern California Edison | IOU | No | 31 | 58 | 33.97780600N | 117.37326000W | f73d685e-61ae-4b97-bab6-db300d9f4438 | 2022-08-22 15:59 | mlaw_CAEnergy | 2022-08-22 15:59 | mlaw_CAEnergy | -117.3733 | 33.9778
41 | 007-15-ECD | 600 8th St, Sacramento, CA 95814 | Sacramento | Sacramento | 95814 | 2016 | County of Sacramento | Local Government | ECAA-Reg | Repayment | Completed | 3000000 | 225728 | 3021788 | Yes | No | No | No | No | No | No | retrofit 8,,223 high pressure sodium and mercury vapor streetlights with LED streetlights | Sacramento Municipal Utility District | IOU | No | 8 | 6 | 38.58527600N | 121.49466900W | 833ad841-799e-4d51-8968-92ac5392959b | 2022-08-22 15:59 | mlaw_CAEnergy | 2023-07-19 17:38 | SLocwood_CAEnergy | -121.4947 | 38.5853
159 |  | 600 8th St, Sacramento, CA 95814 | Sacramento | Sacramento | 95814 | 2010 | County of Sacramento | Local Government | ECAA-Reg | Paid-In-Full | Completed | 1247290 | 113392 | 995863 | Yes | No | No | No | No | No | Yes | replacement of chiller, lighting and energy management system controls with more reliable and energy-efficient models | Sacramento Municipal Utility District | IOU | No | 8 | 6 | 38.58527600N | 121.49466900W | e7fc603b-d1b4-46b6-953b-de59f0f7d26a | 2022-08-22 15:59 | mlaw_CAEnergy | 2023-07-21 18:00 | SLocwood_CAEnergy | -121.4947 | 38.5853
138 |  | 440 5th St #206, Hollister, CA 95023 | Hollister | San Benito | 95023 | 2010 | County of San Benito | Local Government | ECAA-Reg | Paid-In-Full | Completed | 125000 | 20971 | 158551 | Yes | Yes | No | No | No | No | No | install a new 60 ton chiller, retrofit lighting and replace street lights with energy efficient induction lamps | Pacific Gas & Electric | IOU | No | 17 | 29 | 36.85180700N | 121.40436250W | 3d63b332-fba8-4e11-a90f-66a0691f0bd7 | 2022-08-22 15:59 | mlaw_CAEnergy | 2023-07-21 17:52 | SLocwood_CAEnergy | -121.4044 | 36.8518
12 | 007-17-ECD | 1600 Pacific Hwy, San Diego, CA 92101 | San Diego | San Diego | 92101 | 2018 | County of San Diego | Local Government | ECAA-Reg | Paid-In-Full | Completed | 261392 | 75749 | 537226 | Yes | Yes | No | No | No | No | No | Install demand controlled ventilation and more efficient interior lights and exterior lights | San Diego Gas & Electric | IOU | No | 39 | 77 | 32.72196600N | 117.17213100W | 9b1adbe9-b87d-4ab1-923e-90917c563564 | 2022-08-22 15:59 | mlaw_CAEnergy | 2023-07-19 17:16 | SLocwood_CAEnergy | -117.1721 | 32.722
76 |  | 1600 Pacific Hwy, San Diego, CA 92101 | San Diego | San Diego | 92101 | 2014 | County of San Diego | Local Government | ECAA-Reg | Paid-In-Full | Completed | 1560000 | 180000 | 1432760 | Yes | No | No | No | No | No | No | retrofit 2,000 high pressure sodium and mercury vapor streetlight fixtures with LED technology | San Diego Gas & Electric | IOU | No | 39 | 77 | 32.72196600N | 117.17213100W | 864d60db-0cff-4e7e-bf24-0a4b5d267043 | 2022-08-22 15:59 | mlaw_CAEnergy | 2023-07-21 17:41 | SLocwood_CAEnergy | -117.1721 | 32.722
196 |  | 1600 Pacific Hwy, San Diego, CA 92101 | San Diego | San Diego | 92101 | 2007 | County of San Diego | Local Government | ECAA-Reg | Paid-In-Full | Completed | 3000000 | 400000 | 1863200 | Yes | No | No | No | No | No | Yes | install energy efficient lighting and mechanical system retrofits | San Diego Gas & Electric | POU | No | 39 | 77 | 32.72196600N | 117.17213100W | a166dfe1-be99-41a6-b67e-1ba25294fcea | 2022-08-22 15:59 | mlaw_CAEnergy | 2023-07-21 23:23 | SLocwood_CAEnergy | -117.1721 | 32.722
235 |  | 1600 Pacific Hwy, San Diego, CA 92101 | San Diego | San Diego | 92101 | 2004 | County of San Diego | Local Government | ECAA-Reg | Paid-In-Full | Completed | 3000000 | 417805 | 3448376 | Yes | No | No | No | No | No | No | install energy efficient HVAC systems and controls | San Diego Gas & Electric | IOU | No | 39 | 77 | 32.72196600N | 117.17213100W | a3249085-5712-40d3-a799-179d7703b546 | 2022-08-22 15:59 | mlaw_CAEnergy | 2023-07-25 23:07 | SLocwood_CAEnergy | -117.1721 | 32.722
274 |  | 1600 Pacific Hwy, San Diego, CA 92101 | San Diego | San Diego | 92101 | 2002 | County of San Diego | Local Government | ECAA-Reg | Paid-In-Full | Completed | 2000000 | 240000 | 1741448 | Yes | No | Yes | No | No | No | Yes | install 110 kW PV panels, energy efficient lights, VFDs on motors, sky lights and energy conservation controls | San Diego Gas & Electric | IOU | No | 39 | 77 | 32.72196600N | 117.17213100W | 01c2defd-c39d-472c-b420-f9dc75ad72e5 | 2022-08-22 15:59 | mlaw_CAEnergy | 2022-08-22 15:59 | mlaw_CAEnergy | -117.1721 | 32.722
50 | 004-15-ECD | 1055 Monterey St, San Luis Obispo, CA 93408 | San Luis Obispo | San Luis Obispo | 93408 | 2015 | County of San Luis Obispo | Local Government | ECAA-Reg | Repayment | Completed | 2200000 | 181497 | 1150000 | Yes | Yes | No | No | No | No | Yes | retrofit lighting fixtures and controls, upgrade central plant chillers, continuously retrocommission air handling systems, and install kitchen exhaust hood controls | Pacific Gas & Electric | POU | Yes | 17 | 30 | 35.28203620N | 120.66002220W | f0f78684-6999-43b4-ace6-0bde6aaffabb | 2022-08-22 15:59 | mlaw_CAEnergy | 2023-07-19 17:39 | SLocwood_CAEnergy | -120.66 | 35.282
489 |  | 550 Quarry Rd # 550G, San Carlos, CA 94070 | San Carlos | San Mateo | 94070 | 1993 | COUNTY OF SAN MATEO | Local Government | ECAA-Reg | Paid-In-Full | Completed | 265000 | 13250 | 185835 | No | No | No | No | No | No | Yes |  | Pacific Gas & Electric | IOU | Yes | 13 | 21 | 37.51802500N | 122.26762600W | 2c67498b-b5c6-47d0-a6ac-30490b3edff5 | 2022-08-22 15:59 | mlaw_CAEnergy | 2022-08-22 15:59 | mlaw_CAEnergy | -122.2676 | 37.518
567 |  | 550 Quarry Rd # 550G, San Carlos, CA 94070 | San Carlos | San Mateo | 94070 | 1990 | COUNTY OF SAN MATEO | Local Government | ECAA-Reg | Paid-In-Full | Completed | 262727 | 13136 | 184241 | No | No | No | No | No | No | Yes |  | Pacific Gas & Electric | IOU | Yes | 13 | 21 | 37.51802500N | 122.26762600W | b80f6d8f-4e2b-4bb7-ae65-baa4522a84f4 | 2022-08-22 15:59 | mlaw_CAEnergy | 2022-08-22 15:59 | mlaw_CAEnergy | -122.2676 | 37.518
818 |  | 550 Quarry Rd # 550G, San Carlos, CA 94070 | San Carlos | San Mateo | 94070 | 1980 | COUNTY OF SAN MATEO | Local Government | ECAA-Reg | Paid-In-Full | Completed | 300000 | 15000 | 210379 | No | No | No | No | No | No | Yes |  | Pacific Gas & Electric | IOU | No | 13 | 21 | 37.51802500N | 122.26762600W | 79befd76-c9f0-44c8-863b-2112807a4876 | 2022-08-22 15:59 | mlaw_CAEnergy | 2022-08-22 15:59 | mlaw_CAEnergy | -122.2676 | 37.518
9 | 003-19-ECA | 105 E Anapamu St, Santa Barbara, CA 93101 | Santa Barbara | Santa Barbara | 93101 | 2019 | County of Santa Barbara | Local Government | ECAA-Reg | Repayment | Completed | 2736751 | 405708 | 1660851 | No | No | Yes | No | No | No | No | Installation of two solar PV systems totaling 937 kW at the Betteravia Government Center (910 kW) and at Fire Station 12 (27 kW). | Pacific Gas & Electric | IOU | No | 21 | 37 | 34.42520700N | 119.70324400W | 6a088358-76fb-4068-8e6f-0f0c58285f10 | 2022-08-22 15:59 | mlaw_CAEnergy | 2023-07-19 17:15 | SLocwood_CAEnergy | -119.7032 | 34.4252 |  | kW Engineering
116 |  | 70 W Hedding St, San Jose, CA 95110 | San Jose | Santa Clara | 95110 | 2012 | County of Santa Clara | Local Government | ECAA-Reg | Paid-In-Full | Completed | 2991209 | 471682 | 3161697 | No | No | No | No | No | No | Yes | reduce the loan interest rate to 1% | Pacific Gas & Electric | IOU | No | 15 | 25 | 37.35258300N | 121.90381400W | 9555c03c-ed0f-4d9c-bc05-f5f23444061d | 2022-08-22 15:59 | mlaw_CAEnergy | 2023-07-21 17:48 | SLocwood_CAEnergy | -121.9038 | 37.3526
488 |  | 70 W Hedding St, San Jose, CA 95110 | San Jose | Santa Clara | 95110 | 1993 | COUNTY OF SANTA CLARA | Local Government | ECAA-Reg | Paid-In-Full | Completed | 250000 | 12500 | 198413 | No | No | No | No | No | No | Yes |  | Pacific Gas & Electric | IOU | No | 15 | 25 | 37.35258300N | 121.90381400W | 872cef56-3b09-48cc-b881-3a908d533790 | 2022-08-22 15:59 | mlaw_CAEnergy | 2022-08-22 15:59 | mlaw_CAEnergy | -121.9038 | 37.3526
532 |  | 70 W Hedding St, San Jose, CA 95110 | San Jose | Santa Clara | 95110 | 1991 | COUNTY OF SANTA CLARA | Local Government | ECAA-Reg | Paid-In-Full | Completed | 116896 | 5845 | 92775 | No | No | No | No | No | No | Yes |  | Pacific Gas & Electric | IOU | Yes | 15 | 25 | 37.35258300N | 121.90381400W | 57df9cc1-a47c-45b3-8904-ecafdced3476 | 2022-08-22 15:59 | mlaw_CAEnergy | 2022-08-22 15:59 | mlaw_CAEnergy | -121.9038 | 37.3526
566 |  | 70 W Hedding St, San Jose, CA 95110 | San Jose | Santa Clara | 95110 | 1990 | COUNTY OF SANTA CLARA | Local Government | ECAA-Reg | Paid-In-Full | Completed | 262000 | 13100 | 207937 | No | No | No | No | No | No | Yes |  | Pacific Gas & Electric | IOU | No | 15 | 25 | 37.35258300N | 121.90381400W | 074ae5d2-cb22-4803-9673-bcefdbbb2d10 | 2022-08-22 15:59 | mlaw_CAEnergy | 2022-08-22 15:59 | mlaw_CAEnergy | -121.9038 | 37.3526
122 |  | 701 Ocean St, Santa Cruz, CA 95060 | Santa Cruz | Santa Cruz | 95060 | 2011 | County of Santa Cruz | Local Government | ECAA-Reg | Paid-In-Full | Completed | 219993 | 50061 | 187885 | Yes | Yes | No | No | No | No | No | impelment several energy efficiency measures including HVAC upgrades and exterior lighting upgrades | Pacific Gas & Electric | IOU | Yes | 17 | 28 | 36.97783500N | 122.02263200W | e6cf1275-e2e4-4260-8605-822adb016aa2 | 2022-08-22 15:59 | mlaw_CAEnergy | 2023-07-21 17:50 | SLocwood_CAEnergy | -122.0226 | 36.9778
668 |  | 701 Ocean St, Santa Cruz, CA 95060 | Santa Cruz | Santa Cruz | 95060 | 1984 | COUNTY OF SANTA CRUZ | Local Government | ECAA-Reg | Paid-In-Full | Completed | 34600 | 1730 | 31455 | No | No | No | No | No | No | Yes |  | Pacific Gas & Electric | IOU | Yes | 17 | 28 | 36.97783500N | 122.02263200W | 8c976749-0005-4cb3-aba4-5aaa64e3e7ea | 2022-08-22 15:59 | mlaw_CAEnergy | 2022-08-22 15:59 | mlaw_CAEnergy | -122.0226 | 36.9778
152 |  | 1450 Court St #227, Redding, CA 96001 | Redding | Shasta | 96001 | 2010 | County of Shasta | Local Government | ECAA-Reg | Repayment | Completed | 527380 | 52577 | 494268 | Yes | Yes | No | No | No | No | No | install two 125-ton chillers, nine packaged HVAC systems, upgrade interior lighting and occupancy sensor controls, and demand control ventilation systems | Redding Electric Utility | IOU | No | 1 | 1 | 40.58348090N | 122.39640030W | 493d9699-cedf-444b-839e-86e9067e7a72 | 2022-08-22 15:59 | mlaw_CAEnergy | 2023-07-21 17:58 | SLocwood_CAEnergy | -122.3964 | 40.5835
449 |  | 1450 Court St #227, Redding, CA 96001 | Redding | Shasta | 96001 | 1994 | COUNTY OF SHASTA | Local Government | ECAA-Reg | Paid-In-Full | Completed | 200000 | - | - | No | No | No | No | No | No | Yes |  | Redding Electric Utility | IOU | No | 1 | 1 | 40.58348090N | 122.39640030W | 981d6b52-545b-45a3-9bdd-7d34e029aeb0 | 2022-08-22 15:59 | mlaw_CAEnergy | 2022-08-22 15:59 | mlaw_CAEnergy | -122.3964 | 40.5835
331 |  | 675 Texas St # 6500, Fairfield, CA 94533 | Fairfield | Solano | 94533 | 2001 | County of Solano | Local Government | ECAA-Reg | Paid-In-Full | Completed | 1100000 | 189000 | 1727048 | No | No | No | No | No | No | Yes |  | Pacific Gas & Electric | IOU | No | 3 | 11 | 38.24821350N | 122.04122480W | 5e6c44de-eac5-413c-8612-93853cff231d | 2022-08-22 15:59 | mlaw_CAEnergy | 2022-08-22 15:59 | mlaw_CAEnergy | -122.0412 | 38.2482
840 |  | 675 Texas St # 6500, Fairfield, CA 94533 | Fairfield | Solano | 94533 | 1979 | COUNTY OF SOLANO | Local Government | ECAA-Reg | Paid-In-Full | Completed | 19000 | 950 | 15079 | No | No | No | No | No | No | Yes |  | Pacific Gas & Electric | IOU | No | 3 | 11 | 38.24821350N | 122.04122480W | dbd3da96-8c14-4184-a0c0-3fc0c1640a0f | 2022-08-22 15:59 | mlaw_CAEnergy | 2022-08-22 15:59 | mlaw_CAEnergy | -122.0412 | 38.2482
33 | 001-16-ECD | 22675 8th St E, Sonoma, CA 95476 | Sonoma | Sonoma | 95476 | 2016 | County of Sonoma | Local Government | ECAA-Reg | Paid-In-Full | Completed | 410805 | 24165 | 119316 | No | No | Yes | No | No | No | No | install a 93kW DC rooftop solar PV system at a country owned fleet operations facility | Pacific Gas & Electric | IOU | No | 3 | 12 | 38.25230650N | 122.44121940W | a2488ae9-00d3-4ef1-b522-101c41e03a1f | 2022-08-22 15:59 | mlaw_CAEnergy | 2023-07-19 17:37 | SLocwood_CAEnergy | -122.4412 | 38.2523
259 |  | 22675 8th St E, Sonoma, CA 95476 | Sonoma | Sonoma | 95476 | 2002 | County of Sonoma | Local Government | ECAA-Reg | Paid-In-Full | Completed | 227154 | 25329 | 141058 | No | No | Yes | No | No | No | No | install a 95 kW PV system | Pacific Gas & Electric | POU | Yes | 3 | 12 | 38.25230650N | 122.44121940W | 8efc58c6-6a44-4540-bb39-2f6ef290aa58 | 2022-08-22 15:59 | mlaw_CAEnergy | 2023-07-25 23:12 | SLocwood_CAEnergy | -122.4412 | 38.2523
685 |  | 22675 8th St E, Sonoma, CA 95476 | Sonoma | Sonoma | 95476 | 1982 | COUNTY OF SONOMA - GENERAL SERVICES | Local Government | ECAA-Reg | Paid-In-Full | Completed | 8532 | 427 | 5584 | No | No | No | No | No | No | Yes |  | Pacific Gas & Electric | IOU | No | 3 | 12 | 38.25230650N | 122.44121940W | 9e310fcb-bc58-4872-b626-662aaacff5b9 | 2022-08-22 15:59 | mlaw_CAEnergy | 2022-08-22 15:59 | mlaw_CAEnergy | -122.4412 | 38.2523
481 |  | 436 Hackett Rd, Modesto, CA 95358 | Modesto | Stanislaus | 95358 | 1993 | COUNTY OF STANISLAUS | Local Government | ECAA-Reg | Paid-In-Full | Completed | 240000 | 12000 | 169492 | No | No | No | No | No | No | Yes |  | Pacific Gas & Electric | IOU | Yes | 4 | 22 | 37.58611000N | 120.98641830W | 53ce370f-ca58-4763-b1c9-160c0418bf74 | 2022-08-22 15:59 | mlaw_CAEnergy | 2022-08-22 15:59 | mlaw_CAEnergy | -120.9864 | 37.5861
169 |  | 292 W Beamer St, Woodland, CA 95695 | Woodland | Yolo | 95695 | 2010 | County of Yolo | Local Government | ECAA-Reg | Repayment | Completed | 2500000 | 236250 | 1575000 | No | No | Yes | No | No | No | No | install an 835 kW AC PV tracking system | Pacific Gas & Electric | IOU | No | 3 | 4 | 38.68555400N | 121.79735800W | 04bcae40-fb5d-49b3-8817-9b063d2f36c5 | 2022-08-22 15:59 | mlaw_CAEnergy | 2023-07-21 18:02 | SLocwood_CAEnergy | -121.7974 | 38.6856
460 |  | 915 8th St, Marysville, CA 95901 | Marysville | Yuba | 95901 | 1993 | COUNTY OF YUBA | Local Government | ECAA-Reg | Paid-In-Full | Completed | 50000 | 2500 | 53191 | No | No | No | No | No | No | Yes |  | Pacific Gas & Electric | IOU | No | 1 | 3 | 39.14398200N | 121.59812200W | affdb9ca-7014-41f9-b3fa-efb7ccb39124 | 2022-08-22 15:59 | mlaw_CAEnergy | 2022-08-22 15:59 | mlaw_CAEnergy | -121.5981 | 39.144
477 |  | 915 8th St, Marysville, CA 95901 | Marysville | Yuba | 95901 | 1993 | COUNTY OF YUBA | Local Government | ECAA-Reg | Paid-In-Full | Completed | 200000 | 10000 | 212766 | No | No | No | No | No | No | Yes |  | Pacific Gas & Electric | IOU | No | 1 | 3 | 39.14398200N | 121.59812200W | 4d7bd21e-6835-4c8f-94fe-eaac34952201 | 2022-08-22 15:59 | mlaw_CAEnergy | 2022-08-22 15:59 | mlaw_CAEnergy | -121.5981 | 39.144
771 |  | 1309 S Mary Ave, Sunnyvale, CA 94087 | Sunnyvale | Santa Clara | 94087 | 1980 | CUPERTINO UNION SCHOOL | Local Educational Agency | ECAA-Ed | Paid-In-Full | Completed | 43344 | - | - | No | No | No | No | No | No | Yes |  | Pacific Gas & Electric | POU | Yes | 10 | 26 | 37.34938800N | 122.05104800W | d3e1c6bf-0bb3-4cf4-8f04-22b61d8ac2b4 | 2022-08-22 15:59 | mlaw_CAEnergy | 2022-08-22 15:59 | mlaw_CAEnergy | -122.051 | 37.3494
783 |  | 1309 S Mary Ave, Sunnyvale, CA 94087 | Sunnyvale | Santa Clara | 94087 | 1980 | CUPERTINO UNION SCHOOL | Local Educational Agency | ECAA-Ed | Paid-In-Full | Completed | 79565 | - | - | No | No | No | No | No | No | Yes |  | Pacific Gas & Electric | IOU | No | 10 | 26 | 37.34938800N | 122.05104800W | 8a3b241d-f94b-4cf0-aece-74f5a6d7c74e | 2022-08-22 15:59 | mlaw_CAEnergy | 2022-08-22 15:59 | mlaw_CAEnergy | -122.051 | 37.3494
256 |  | 4182 Walnut Dr, Eureka, CA 95503 | Eureka | Humboldt | 95503 | 2002 | Cutten Elementary School District | Local Educational Agency | ECAA-Ed | Paid-In-Full | Completed | 48517 | 7199 | 43788 | No | No | No | No | No | No | Yes |  | Pacific Gas & Electric | IOU | No | 2 | 2 | 40.76613500N | 124.14383800W | 3b123e93-b505-436a-889f-0a8371ad9cd3 | 2022-08-22 15:59 | mlaw_CAEnergy | 2023-07-25 23:11 | SLocwood_CAEnergy | -124.1438 | 40.7661
307 |  | 525 Acacia St, Stockton, CA 95203 | Stockton | San Joaquin | 95203 | 2001 | Dameron Hospital | Hospital/Public Care | ECAA-Reg | Paid-In-Full | Completed | 348338 | 59933 | 599333 | No | No | No | No | No | No | Yes |  | Pacific Gas & Electric | IOU | No | 5 | 13 | 37.96164100N | 121.30100200W | 8120a505-ced3-4820-9392-169890a6a516 | 2022-08-22 15:59 | mlaw_CAEnergy | 2022-08-22 15:59 | mlaw_CAEnergy | -121.301 | 37.9616
322 |  | 11232 El Camino Real #100, San Diego, CA 92130 | San Diego | San Diego | 92130 | 2001 | Del Mar Union School District | Local Educational Agency | ECAA-Ed | Paid-In-Full | Completed | 750000 | 66734 | 630000 | No | No | No | No | No | No | Yes |  | San Diego Gas & Electric | IOU | No | 40 | 76 | 32.92342950N | 117.23188130W | 580752b5-005c-4ea9-842c-8dce702acc84 | 2022-08-22 15:59 | mlaw_CAEnergy | 2022-08-22 15:59 | mlaw_CAEnergy | -117.2319 | 32.9234
360 |  | 14181 Avenue 24, Delano, CA 93215 | Delano | Tulare | 93215 | 1998 | DELANO- EARLIMART IRRIGATION DISTRICT | Special District | ECAA-Reg | Paid-In-Full | Completed | 425000 | - | - | No | No | No | No | No | No | Yes |  | Southern California Edison | IOU | Yes | 16 | 33 | 35.83370100N | 119.25518650W | eb20630f-104d-4635-a099-78c4dc7eee10 | 2022-08-22 15:59 | mlaw_CAEnergy | 2022-08-22 15:59 | mlaw_CAEnergy | -119.2552 | 35.8337
579 |  | 1720 Norwalk St, Delano, CA 93215 | Delano | Kern | 93215 | 1989 | DELANO JOINT UNION | Local Educational Agency | ECAA-Ed | Paid-In-Full | Completed | 58780 | - | - | No | No | No | No | No | No | Yes |  | Southern California Edison | IOU | No | 16 | 35 | 35.77776500N | 119.23868200W | 956e92c6-c7b2-42db-8ab0-f47cddd272a3 | 2022-08-22 15:59 | mlaw_CAEnergy | 2022-08-22 15:59 | mlaw_CAEnergy | -119.2387 | 35.7778
721 |  | 1720 Norwalk St, Delano, CA 93215 | Delano | Kern | 93215 | 1981 | DELANO JOINT UNION | Local Educational Agency | ECAA-Ed | Paid-In-Full | Completed | 28253 | - | - | No | No | No | No | No | No | Yes |  | Southern California Edison | POU | Yes | 16 | 35 | 35.77776500N | 119.23868200W | 78715e62-4683-4f37-aba7-51a015ce270d | 2022-08-22 15:59 | mlaw_CAEnergy | 2022-08-22 15:59 | mlaw_CAEnergy | -119.2387 | 35.7778
769 |  | 1720 Norwalk St, Delano, CA 93215 | Delano | Kern | 93215 | 1980 | DELANO JOINT UNION | Local Educational Agency | ECAA-Ed | Paid-In-Full | Completed | 37000 | - | - | No | No | No | No | No | No | Yes |  | Southern California Edison | IOU | No | 16 | 35 | 35.77776500N | 119.23868200W | ae8724e9-8696-4ef7-bbb2-85242ca7d24a | 2022-08-22 15:59 | mlaw_CAEnergy | 2022-08-22 15:59 | mlaw_CAEnergy | -119.2387 | 35.7778
94 |  | 2500 Pittsburg-Antioch Hwy, Antioch, CA 94509 | Antioch | Contra Costa | 94509 | 2013 | Delta Diablo Sanitation District | Special District | ECAA-Reg | Repayment | Completed | 700000 | 54539 | - | No | No | No | No | No | No | Yes | install a fats, oils, and grease (FOG) receiving facility at the wastewater treatment plant | Pacific Gas & Electric | IOU | No | 9 | 15 | 38.01506150N | 121.84376370W | 949dc2eb-3ad0-4ae9-8ecc-b4c78f6ad883 | 2022-08-22 15:59 | mlaw_CAEnergy | 2023-07-21 17:43 | SLocwood_CAEnergy | -121.8438 | 38.0151
467 |  | 43500 Monterey Ave, Palm Desert, CA 92260 | Palm Desert | Riverside | 92260 | 1993 | DESERT CCD | College | ECAA-Reg | Paid-In-Full | Completed | 88196 | 4410 | 62285 | No | No | No | No | No | No | Yes |  | Southern California Edison | IOU | No | 19 | 47 | 33.73305000N | 116.38643600W | 4ca751eb-1466-4d46-abd9-03fb819535d3 | 2022-08-22 15:59 | mlaw_CAEnergy | 2022-08-22 15:59 | mlaw_CAEnergy | -116.3864 | 33.733
447 |  | 43500 Monterey Ave, Palm Desert, CA 92260 | Palm Desert | Riverside | 92260 | 1994 | DESERT CCD-1 | College | ECAA-Reg | Paid-In-Full | Completed | 161804 | 8090 | 114268 | No | No | No | No | No | No | Yes |  | Southern California Edison | IOU | No | 19 | 47 | 33.73305000N | 116.38643600W | c2c97a83-b65e-4e99-96ca-4dade308b4d5 | 2022-08-22 15:59 | mlaw_CAEnergy | 2022-08-22 15:59 | mlaw_CAEnergy | -116.3864 | 33.733
411 |  | 9420 Putney Dr, Durham, CA 95938 | Durham | Butte | 95938 | 1994 | DUNHAM | Local Educational Agency | ECAA-Ed | Paid-In-Full | Completed | 8100 | 405 | 8617 | No | No | No | No | No | No | Yes |  | Pacific Gas & Electric | IOU | No | 1 | 3 | 39.64755020N | 121.80207030W | b898e65d-0762-4bb4-8f65-9429549cedb1 | 2022-08-22 15:59 | mlaw_CAEnergy | 2022-08-22 15:59 | mlaw_CAEnergy | -121.8021 | 39.6476
48 | 003-15-ECG | 9420 Putney Dr, Durham, CA 95938 | Durham | Butte | 95938 | 2015 | Durham Unified School District | Local Educational Agency | ECAA-Ed | Repayment | Completed | 2000000 | 175288 | 917012 | No | No | Yes | No | No | No | No | install a total of 575.1 kW of solar PV | Pacific Gas & Electric | IOU | No | 1 | 3 | 39.64755020N | 121.80207030W | 9291f3f3-63ee-413c-a793-f2f63e9a0e68 | 2022-08-22 15:59 | mlaw_CAEnergy | 2023-07-19 17:39 | SLocwood_CAEnergy | -121.8021 | 39.6476
607 |  | 785 E Center Ave, Earlimart, CA 93219 | Earlimart | Tulare | 93219 | 1988 | EARLIMART SCHOOL | Local Educational Agency | ECAA-Ed | Paid-In-Full | Completed | 51121 | 2556 | 46474 | No | No | No | No | No | No | Yes |  | Pacific Gas & Electric | IOU | No | 16 | 33 | 35.88575000N | 119.26911670W | 70ebf4ca-b96a-4ef9-bb43-a4be0dbcf681 | 2022-08-22 15:59 | mlaw_CAEnergy | 2022-08-22 15:59 | mlaw_CAEnergy | -119.2691 | 35.8858
343 |  | 375 11th St, Oakland, CA 94607 | Oakland | Alameda | 94607 | 2001 | East Bay Municipal Utility District | Special District | ECAA-Reg | Paid-In-Full | Completed | 1991945 | 235864 | 8774976 | No | No | Yes | No | No | No | Yes | install twelve 60 kW microturbine cogeneration sytems and one 30 kW PV solar system | Pacific Gas & Electric | IOU | Yes | 7 | 18 | 37.80127000N | 122.27084200W | 82d1d1ae-77e3-46e4-a406-e79a7697b653 | 2022-08-22 15:59 | mlaw_CAEnergy | 2022-08-22 15:59 | mlaw_CAEnergy | -122.2708 | 37.8013
430 |  | 2454 Nicolaus Ave, Nicolaus, CA 95659 | Nicolaus | Sutter | 95659 | 1994 | EAST NICOLAUS JOINT UNION | Local Educational Agency | ECAA-Ed | Paid-In-Full | Completed | 49286 | 2464 | 31880 | No | No | No | No | No | No | Yes |  | Pacific Gas & Electric | IOU | No | 1 | 3 | 38.91140900N | 121.52700600W | 18cf2c3d-e2e6-4d01-b514-444d1d05aa69 | 2022-08-22 15:59 | mlaw_CAEnergy | 2022-08-22 15:59 | mlaw_CAEnergy | -121.527 | 38.9114
845 |  | 8089 Madison Ave, Citrus Heights, CA 95610 | Citrus Heights | Sacramento | 95610 | 1979 | EASTER SEAL SOCIETY | Hospital/Public Care | ECAA-Reg | Paid-In-Full | Completed | 23050 | 1153 | 20955 | No | No | No | No | No | No | Yes |  | Pacific Gas & Electric | IOU | No | 6 | 7 | 38.66541800N | 121.26378000W | 1b769111-3066-4b93-accc-e994bf23a779 | 2022-08-22 15:59 | mlaw_CAEnergy | 2022-08-22 15:59 | mlaw_CAEnergy | -121.2638 | 38.6654
36 | 008-15-ECD | 1780 Slatten Ranch Rd, Antioch, CA 94509 | Antioch | Contra Costa | 94509 | 2016 | Eastern Contra Costa Transit Authority | Special District | ECAA-Reg | Repayment | Completed | 1355000 | 79700 | 520400 | No | No | Yes | No | No | No | No | install roof and parking structure mounted PV panels at their facilities | Pacific Gas & Electric | IOU | No | 9 | 15 | 37.99448600N | 121.76988500W | cd9a0297-6fb6-4c40-827c-620051a2e7bb | 2022-08-22 15:59 | mlaw_CAEnergy | 2023-07-19 17:37 | SLocwood_CAEnergy | -121.7699 | 37.9945
774 |  | 500 1st Ave, Portola, CA 96122 | Portola | Plumas | 96122 | 1980 | EASTERN PLUMAS DIST HOSPITAL | Hospital/Public Care | ECAA-Reg | Paid-In-Full | Completed | 50000 | 2500 | 34388 | No | No | No | No | No | No | Yes |  | Pacific Gas & Electric | IOU | No | 1 | 1 | 39.80547800N | 120.46288600W | fc65c72b-930e-4609-869c-2304d8f3fa90 | 2022-08-22 15:59 | mlaw_CAEnergy | 2022-08-22 15:59 | mlaw_CAEnergy | -120.4629 | 39.8055
210 |  | 3540 Lexington Ave, El Monte, CA 91731 | El Monte | Los Angeles | 91731 | 2005 | El Monte City School District | Local Educational Agency | ECAA-Ed | Paid-In-Full | Completed | 248852 | 24885 | 238405 | No | No | No | No | No | No | Yes | cogeneration project at the central kitchen and to cover cost of roof structural moficiations | Southern California Edison | IOU | No | 22 | 49 | 34.07345370N | 118.03919970W | a1d8f4e6-f520-423d-a860-7db9e9113753 | 2022-08-22 15:59 | mlaw_CAEnergy | 2023-07-25 23:03 | SLocwood_CAEnergy | -118.0392 | 34.0735
248 |  | 3540 Lexington Ave, El Monte, CA 91731 | El Monte | Los Angeles | 91731 | 2003 | El Monte City School District | Local Educational Agency | ECAA-Ed | Paid-In-Full | Completed | 1310300 | 158858 | 1255295 | No | Yes | No | No | No | No | Yes | install four 60 kW natural gas fired microturbine cogeneration system, a 60 ton absorption chiller and HVAC controls | Southern California Edison | IOU | Yes | 22 | 49 | 34.07345370N | 118.03919970W | 1d74a4cb-33de-49e9-bd31-b4261549a548 | 2022-08-22 15:59 | mlaw_CAEnergy | 2023-07-25 23:10 | SLocwood_CAEnergy | -118.0392 | 34.0735
420 |  | 7900 Eloise Ave, Elverta, CA 95626 | Elverta | Sacramento | 95626 | 1994 | ELVERTA JOINT | Local Educational Agency | ECAA-Ed | Paid-In-Full | Completed | 24750 | 1238 | 22500 | No | No | No | No | No | No | Yes |  | Pacific Gas & Electric | IOU | No | 8 | 6 | 38.71193900N | 121.46318700W | 79fd89cc-442d-4c55-b9be-fed2f5feb64b | 2022-08-22 15:59 | mlaw_CAEnergy | 2022-08-22 15:59 | mlaw_CAEnergy | -121.4632 | 38.7119
511 |  | 7900 Eloise Ave, Elverta, CA 95626 | Elverta | Sacramento | 95626 | 1991 | ELVERTA JOINT | Local Educational Agency | ECAA-Ed | Paid-In-Full | Completed | 5090 | 255 | 4627 | No | No | No | No | No | No | Yes |  | Pacific Gas & Electric | IOU | No | 8 | 6 | 38.71193900N | 121.46318700W | d68faf41-7dbb-4fec-a767-6c38ad67e5e3 | 2022-08-22 15:59 | mlaw_CAEnergy | 2022-08-22 15:59 | mlaw_CAEnergy | -121.4632 | 38.7119
735 |  | 116 N McClure Rd, Modesto, CA 95357 | Modesto | Stanislaus | 95357 | 1980 | EMPIRE UNION SCHOOL | Local Educational Agency | ECAA-Ed | Paid-In-Full | Completed | 7221 | - | - | No | No | No | No | No | No | Yes |  | Pacific Gas & Electric | IOU | Yes | 4 | 22 | 37.63915340N | 120.92957280W | d775c19b-edc1-4e4b-8ed2-bc7214bb7859 | 2022-08-22 15:59 | mlaw_CAEnergy | 2022-08-22 15:59 | mlaw_CAEnergy | -120.9296 | 37.6392
733 |  | 116 N McClure Rd, Modesto, CA 95357 | Modesto | Stanislaus | 95357 | 1980 | EMPIRE UNION SCHOOL | Local Educational Agency | ECAA-Ed | Paid-In-Full | Completed | 5000 | - | - | No | No | No | No | No | No | Yes |  | Pacific Gas & Electric | IOU | No | 4 | 22 | 37.63915340N | 120.92957280W | c9fae508-487b-44ad-86cf-32d54c8e63b8 | 2022-08-22 15:59 | mlaw_CAEnergy | 2022-08-22 15:59 | mlaw_CAEnergy | -120.9296 | 37.6392
859 |  | 3847 Walnut Ave, Carmichael, CA 95608 | Carmichael | Sacramento | 95608 | 1979 | ESKATON AMERICAN RIVER HEALTH CARE CENTER | Hospital/Public Care | ECAA-Reg | Paid-In-Full | Completed | 68901 | 3445 | 46935 | No | No | No | No | No | No | Yes |  | Pacific Gas & Electric | IOU | No | 6 | 6 | 38.63437550N | 121.34733030W | ee7904da-601e-4881-abc5-3065dbcbc6c8 | 2022-08-22 15:59 | mlaw_CAEnergy | 2022-08-22 15:59 | mlaw_CAEnergy | -121.3473 | 38.6344
602 |  | 26675 Plainfield St, Esparto, CA 95627 | Esparto | Yolo | 95627 | 1988 | ESPARTO UNIFIED | Local Educational Agency | ECAA-Ed | Paid-In-Full | Completed | 28821 | 1441 | 18642 | No | No | No | No | No | No | Yes |  | Pacific Gas & Electric | IOU | No | 3 | 4 | 38.69091000N | 122.01573580W | a70c81a1-cc8d-4290-aa18-b682a27fefef | 2022-08-22 15:59 | mlaw_CAEnergy | 2022-08-22 15:59 | mlaw_CAEnergy | -122.0157 | 38.6909
202 |  | 19500 Learning Way, Cottonwood, CA 96022 | Cottonwood | Tehama | 96022 | 2006 | Evergreen Union School District | Local Educational Agency | ECAA-Ed | Paid-In-Full | Completed | 623380 | 63749 | 400787 | Yes | No | Yes | No | No | No | No | install a 158 kW PV system and energy efficient light projects | Pacific Gas & Electric | POU | Yes | 1 | 3 | 40.35809500N | 122.33202600W | d1de66cb-598b-4de5-97e1-c6db9fb4c580 | 2022-08-22 15:59 | mlaw_CAEnergy | 2023-07-21 23:24 | SLocwood_CAEnergy | -122.332 | 40.3581
443 |  | 215 N Crespi Ave, Exeter, CA 93221 | Exeter | Tulare | 93221 | 1994 | EXETER PUBLIC SCHOOL | Local Educational Agency | ECAA-Ed | Paid-In-Full | Completed | 150000 | - | - | No | No | No | No | No | No | Yes |  | Pacific Gas & Electric | IOU | No | 12 | 32 | 36.29962700N | 119.13190200W | 27279d27-07eb-4d05-a2dc-8742475d26d6 | 2022-08-22 15:59 | mlaw_CAEnergy | 2022-08-22 15:59 | mlaw_CAEnergy | -119.1319 | 36.2996
679 |  | 215 N Crespi Ave, Exeter, CA 93221 | Exeter | Tulare | 93221 | 1983 | EXETER PUBLIC SCHOOL | Local Educational Agency | ECAA-Ed | Paid-In-Full | Completed | 14987 | 26977 | - | No | No | No | No | No | No | Yes |  | Pacific Gas & Electric | IOU | No | 12 | 32 | 36.29962700N | 119.13190200W | b0031576-3304-4e29-8ff1-37ffb9e2f024 | 2022-08-22 15:59 | mlaw_CAEnergy | 2022-08-22 15:59 | mlaw_CAEnergy | -119.1319 | 36.2996
99 |  | 1650 Fairfield Ave, Fairfield, CA 94533 | Fairfield | Solano | 94533 | 2013 | Fairfield-Suisun Unified School District | Local Educational Agency | ECAA-Ed | Repayment | Completed | 1146184 | 88168 | 644859 | Yes | No | No | No | No | No | No | retrofit lighting equipment and install controls on portable classrooms | Pacific Gas & Electric | IOU | No | 3 | 11 | 38.26070830N | 122.04490170W | 8454b945-bfee-4c27-924f-c482bc615f84 | 2022-08-22 15:59 | mlaw_CAEnergy | 2023-07-21 17:44 | SLocwood_CAEnergy | -122.0449 | 38.2607
390 |  | 20375 Tamarack Ave, Burney, CA 96013 | Burney | Shasta | 96013 | 1996 | FALL RIVER JOINT UNIFIED | Local Educational Agency | ECAA-Ed | Paid-In-Full | Completed | 238000 | - | - | No | No | No | No | No | No | Yes |  | Pacific Gas & Electric | IOU | No | 1 | 1 | 40.87992200N | 121.67167100W | 0291e708-b751-4475-911b-3973b3995c20 | 2022-08-22 15:59 | mlaw_CAEnergy | 2022-08-22 15:59 | mlaw_CAEnergy | -121.6717 | 40.8799
625 |  | 1965 Birkmont Dr, Rancho Cordova, CA 95742 | Rancho Cordova | Sacramento | 95742 | 1986 | FOLSOM-CORDOVA UNION | Local Educational Agency | ECAA-Ed | Paid-In-Full | Completed | 46670 | - | - | No | No | No | No | No | No | Yes |  | Pacific Gas & Electric | IOU | No | 6 | 7 | 38.63306500N | 121.19990700W | 738601c0-c311-4d2d-9ac6-4d5621e37e95 | 2022-08-22 15:59 | mlaw_CAEnergy | 2022-08-22 15:59 | mlaw_CAEnergy | -121.1999 | 38.6331
621 |  | 1965 Birkmont Dr, Rancho Cordova, CA 95742 | Rancho Cordova | Sacramento | 95742 | 1986 | FOLSOM-CORDOVA UNION | Local Educational Agency | ECAA-Ed | Paid-In-Full | Completed | 11234 | - | - | No | No | No | No | No | No | Yes |  | Sacramento Municipal Utility District | IOU | No | 6 | 7 | 38.63306500N | 121.19990700W | e1bddb28-3b20-44e5-9115-6bc7bb2edc8f | 2022-08-22 15:59 | mlaw_CAEnergy | 2022-08-22 15:59 | mlaw_CAEnergy | -121.1999 | 38.6331
737 |  | 1965 Birkmont Dr, Rancho Cordova, CA 95742 | Rancho Cordova | Sacramento | 95742 | 1980 | FOLSOM-CORDOVA UNION | Local Educational Agency | ECAA-Ed | Paid-In-Full | Completed | 9049 | - | - | No | No | No | No | No | No | Yes |  | Sacramento Municipal Utility District | IOU | No | 6 | 7 | 38.63306500N | 121.19990700W | 37613553-4579-4f7a-bde9-c3f1020b9ebf | 2022-08-22 15:59 | mlaw_CAEnergy | 2022-08-22 15:59 | mlaw_CAEnergy | -121.1999 | 38.6331
751 |  | 1965 Birkmont Dr, Rancho Cordova, CA 95742 | Rancho Cordova | Sacramento | 95742 | 1980 | FOLSOM-CORDOVA UNION | Local Educational Agency | ECAA-Ed | Paid-In-Full | Completed | 18900 | - | - | No | No | No | No | No | No | Yes |  | Pacific Gas & Electric | IOU | No | 6 | 7 | 38.63306500N | 121.19990700W | 73de79b6-6f27-4ef7-adde-cf05e393413a | 2022-08-22 15:59 | mlaw_CAEnergy | 2022-08-22 15:59 | mlaw_CAEnergy | -121.1999 | 38.6331
692 |  | 92336, 9680 Citrus Ave, Fontana, CA 92335 | Fontana | San Bernardino | 92335 | 1982 | FONTANA UNIFIED SCHOOL | Local Educational Agency | ECAA-Ed | Paid-In-Full | Completed | 31500 | 1575 | 33511 | No | No | No | No | No | No | Yes |  | Southern California Edison | IOU | No | 29 | 50 | 34.07949800N | 117.45458400W | b5a4e1ef-6b45-4430-8060-b1f0007e0520 | 2022-08-22 15:59 | mlaw_CAEnergy | 2022-08-22 15:59 | mlaw_CAEnergy | -117.4546 | 34.0795
468 |  | 250 S Grand Ave, Glendora, CA 91741 | Glendora | Los Angeles | 91741 | 1993 | FOOTHILL PRESBYTERIAN HOSPITAL | Hospital/Public Care | ECAA-Reg | Paid-In-Full | Completed | 88282 | 4414 | 57103 | No | No | No | No | No | No | Yes |  | Southern California Edison | IOU | No | 25 | 48 | 34.13283100N | 117.87130600W | a9edcd1a-06b4-4808-a5d6-a34055b9dfe6 | 2022-08-22 15:59 | mlaw_CAEnergy | 2022-08-22 15:59 | mlaw_CAEnergy | -117.8713 | 34.1328
508 |  | 379 12th St, Fortuna, CA 95540 | Fortuna | Humboldt | 95540 | 1992 | FORTUNA UNION HIGH | Local Educational Agency | ECAA-Ed | Paid-In-Full | Completed | 156202 | 7810 | 106405 | No | No | No | No | No | No | Yes |  | Pacific Gas & Electric | IOU | No | 2 | 2 | 40.59531200N | 124.15338900W | 274921ea-dac7-4cf6-b410-7964b9f5abb3 | 2022-08-22 15:59 | mlaw_CAEnergy | 2022-08-22 15:59 | mlaw_CAEnergy | -124.1534 | 40.5953
627 |  | 39399 Cherry St, Newark, CA 94560 | Newark | Alameda | 94560 | 1986 | FREMONT NEWARK CD | College | ECAA-Reg | Paid-In-Full | Completed | 89470 | 4474 | 60947 | No | No | No | No | No | No | Yes |  | Pacific Gas & Electric | IOU | Yes | 10 | 24 | 37.51700400N | 122.00427800W | 3d2e4a06-e509-42cb-9ef8-a4642bdbb67b | 2022-08-22 15:59 | mlaw_CAEnergy | 2022-08-22 15:59 | mlaw_CAEnergy | -122.0043 | 37.517
785 |  | 1911 Johnson Ave, San Luis Obispo, CA 93401 | San Luis Obispo | San Luis Obispo | 93401 | 1980 | FRENCH HOSPITAL MEDICAL CENTER | Hospital/Public Care | ECAA-Reg | Paid-In-Full | Completed | 83215 | - | - | No | No | No | No | No | No | Yes |  | Pacific Gas & Electric | IOU | Yes | 17 | 30 | 35.27818200N | 120.65114500W | c11235ca-fae8-417e-925f-6d8f53e8ef69 | 2022-08-22 15:59 | mlaw_CAEnergy | 2022-08-22 15:59 | mlaw_CAEnergy | -120.6511 | 35.2782
786 |  | 1911 Johnson Ave, San Luis Obispo, CA 93401 | San Luis Obispo | San Luis Obispo | 93401 | 1980 | FRENCH HOSPITAL MEDICAL CENTER | Hospital/Public Care | ECAA-Reg | Paid-In-Full | Completed | 86424 | - | - | No | No | No | No | No | No | Yes |  | Pacific Gas & Electric | IOU | Yes | 17 | 30 | 35.27818200N | 120.65114500W | c873cd28-7bdb-4789-927b-1839056d780b | 2022-08-22 15:59 | mlaw_CAEnergy | 2022-08-22 15:59 | mlaw_CAEnergy | -120.6511 | 35.2782
689 |  | 2309 Tulare St, Fresno, CA 93721 | Fresno | Fresno | 93721 | 1982 | FRESNO UNIFIED SCHOOL | Local Educational Agency | ECAA-Ed | Paid-In-Full | Completed | 12867 | 643 | 8366 | No | No | No | No | No | No | Yes |  | Pacific Gas & Electric | IOU | No | 14 | 31 | 36.73663330N | 119.78691500W | 7a40c58b-2768-441a-aba0-34ff78e9c7d5 | 2022-08-22 15:59 | mlaw_CAEnergy | 2022-08-22 15:59 | mlaw_CAEnergy | -119.7869 | 36.7366
728 |  | 2309 Tulare St, Fresno, CA 93721 | Fresno | Fresno | 93721 | 1981 | FRESNO UNIFIED SCHOOL | Local Educational Agency | ECAA-Ed | Paid-In-Full | Completed | 258863 | 12943 | 169413 | No | No | No | No | No | No | Yes |  | Pacific Gas & Electric | IOU | No | 14 | 31 | 36.73663330N | 119.78691500W | 7c0a7353-4097-4ba0-b91c-04b86a2d92d0 | 2022-08-22 15:59 | mlaw_CAEnergy | 2022-08-22 15:59 | mlaw_CAEnergy | -119.7869 | 36.7366
796 |  | 2309 Tulare St, Fresno, CA 93721 | Fresno | Fresno | 93721 | 1980 | FRESNO UNIFIED SCHOOL | Local Educational Agency | ECAA-Ed | Paid-In-Full | Completed | 125925 | 6296 | 82412 | No | No | No | No | No | No | Yes |  | Pacific Gas & Electric | IOU | No | 14 | 31 | 36.73663330N | 119.78691500W | c991bca1-9b81-4fa1-8e4d-8a33635b656c | 2022-08-22 15:59 | mlaw_CAEnergy | 2022-08-22 15:59 | mlaw_CAEnergy | -119.7869 | 36.7366
812 |  | 2309 Tulare St, Fresno, CA 93721 | Fresno | Fresno | 93721 | 1980 | FRESNO UNIFIED SCHOOL | Local Educational Agency | ECAA-Ed | Paid-In-Full | Completed | 216253 | 10813 | 141527 | No | No | No | No | No | No | Yes |  | Pacific Gas & Electric | IOU | No | 14 | 31 | 36.73663330N | 119.78691500W | 3c720f06-55b6-45f1-94ff-9d7bbd926a06 | 2022-08-22 15:59 | mlaw_CAEnergy | 2022-08-22 15:59 | mlaw_CAEnergy | -119.7869 | 36.7366
299 |  | 135 N Oakland Ave, Pasadena, CA 91182 | Pasadena | Los Angeles | 91182 | 2001 | Fuller Theological Seminary | College | ECAA-Reg | Paid-In-Full | Completed | 250000 | 28000 | 209535 | No | No | No | No | No | No | Yes |  | Pasadena Water & Power | IOU | Yes | 25 | 41 | 34.14818100N | 118.14046300W | 52ad1ee3-54a4-4944-b365-bb4b97c886ff | 2022-08-22 15:59 | mlaw_CAEnergy | 2022-08-22 15:59 | mlaw_CAEnergy | -118.1405 | 34.1482
613 |  | 12945 Marengo Rd, Galt, CA 95632 | Galt | Sacramento | 95632 | 1988 | GALT JOINT UNION HIGH | Local Educational Agency | ECAA-Ed | Paid-In-Full | Completed | 122262 | - | - | No | No | No | No | No | No | Yes |  | Pacific Gas & Electric | IOU | Yes | 6 | 9 | 38.28599200N | 121.28057600W | 22cdb462-776a-4964-b6aa-927bc7d8dda3 | 2022-08-22 15:59 | mlaw_CAEnergy | 2022-08-22 15:59 | mlaw_CAEnergy | -121.2806 | 38.286
242 |  | 1891 Effie St, Los Angeles, CA 90026 | Los Angeles | Los Angeles | 90026 | 2003 | Gateway Hospital and Mental Health Center | Hospital/Public Care | ECAA-Reg | Paid-In-Full | Completed | 203491 | 25061 | 186677 | Yes | Yes | No | No | No | No | No | install energy efficient lights, HVAC systems and controls | Los Angeles Department of Water & Power | POU | Yes | 26 | 52 | 34.08492300N | 118.25668800W | 52f7533d-59d0-486c-9fc6-888002a0e276 | 2022-08-22 15:59 | mlaw_CAEnergy | 2023-07-25 23:09 | SLocwood_CAEnergy | -118.2567 | 34.0849
236 |  | 1891 Effie St, Los Angeles, CA 90026 | Los Angeles | Los Angeles | 90026 | 2003 | Gateway Hospital and Mental Health Center | Hospital/Public Care | ECAA-Reg | Paid-In-Full | Completed | 54000 | 5400 | 45706 | No | Yes | No | No | No | No | No | install a new 30 ton chiller and a 500,000 Btu/hr hot water boiler to replace the old 40 ton chiller and existing chiller | Los Angeles Department of Water & Power | POU | No | 26 | 52 | 34.08492300N | 118.25668800W | bdfcf2d9-76a6-4f5e-9b93-d5be6582184c | 2022-08-22 15:59 | mlaw_CAEnergy | 2023-07-25 23:07 | SLocwood_CAEnergy | -118.2567 | 34.0849
856 |  | 1509 Wilson Terrace, Glendale, CA 91206 | Glendale | Los Angeles | 91206 | 1979 | GLENDALE ADVENTIST MEDICAL CENTER | Hospital/Public Care | ECAA-Reg | Paid-In-Full | Completed | 60725 | - | - | No | No | No | No | No | No | Yes |  | Glendale Water & Power | IOU | No | 25 | 44 | 34.15123300N | 118.23097100W | aca657a2-9385-4942-98ce-f699128b8d2c | 2022-08-22 15:59 | mlaw_CAEnergy | 2022-08-22 15:59 | mlaw_CAEnergy | -118.231 | 34.1512
403 |  | 3171 Pleasant Valley Rd, Placerville, CA 95667 | Placerville | El Dorado | 95667 | 1995 | GOLDEN OAK UNION | Local Educational Agency | ECAA-Ed | Paid-In-Full | Completed | 150000 | 7500 | 97911 | No | No | No | No | No | No | Yes |  | Pacific Gas & Electric | IOU | No | 4 | 1 | 38.69405900N | 120.71714400W | 9734b4ef-811d-417a-bdc2-f1bc8cb97cd4 | 2022-08-22 15:59 | mlaw_CAEnergy | 2022-08-22 15:59 | mlaw_CAEnergy | -120.7171 | 38.6941
892 | 005-20-ECG | 37479 Avenue 12, Madera, CA 93636 | Madera | Madera | 93636 | 2021 | Golden Valley Unified School District | Local Educational Agency | ECAA-Ed | Repayment | Completed | 1712180 | 134735 | 732572 | Yes | Yes | No | No | No | No | Yes | Retrofit interior lighting at four sites, install plug load management systems at four sites, upgrade HVAC at two sites | Pacific Gas & Electric | IOU | No | 4 | 8 | 36.9233 | -119.8674 | 7a6c6e6a-2db4-4b35-ae0f-8dd95b962112 | 2022-08-22 15:59 | mlaw_CAEnergy | 2022-08-22 15:59 | mlaw_CAEnergy | -119.8674 | 36.9233 |  | Schneider Electric
117 |  | 37479 Ave 12, Madera, CA 93636 | Madera | Madera | 93636 | 2012 | Golden Valley Unified School District | Local Educational Agency | ECAA-Ed | Repayment | Completed | 3000000 | 295408 | 1725114 | No | No | Yes | No | No | No | No | implement its PV project | Pacific Gas & Electric | IOU | No | 4 | 8 | 36.92333630N | 119.86738670W | 4b79f158-451e-40da-90a2-97f0b36b9fce | 2022-08-22 15:59 | mlaw_CAEnergy | 2023-07-21 17:48 | SLocwood_CAEnergy | -119.8674 | 36.9233
870 |  | 15744 Goldenwest St, Huntington Beach, CA 92647 | Huntington Beach | Orange | 92647 | 1979 | GOLDEN WEST COLLEGE | College | ECAA-Reg | Paid-In-Full | Completed | 246541 | - | - | No | No | No | No | No | No | Yes |  | Southern California Edison | IOU | Yes | 36 | 70 | 33.73370100N | 118.00304200W | a969f0dd-fe49-41a2-bcf2-e520c0021017 | 2022-08-22 15:59 | mlaw_CAEnergy | 2022-08-22 15:59 | mlaw_CAEnergy | -118.003 | 33.7337
383 |  | 300 E Spruce St, Gridley, CA 95948 | Gridley | Butte | 95948 | 1996 | GRIDLEY UNIFIED (GRIDLEY UNION HIGH) | Local Educational Agency | ECAA-Ed | Paid-In-Full | Completed | 85370 | 4269 | 55149 | No | No | No | No | No | No | Yes |  | Pacific Gas & Electric | IOU | No | 1 | 3 | 39.36749900N | 121.68425900W | af10e9cb-7861-4c96-9d11-552208353066 | 2022-08-22 15:59 | mlaw_CAEnergy | 2022-08-22 15:59 | mlaw_CAEnergy | -121.6843 | 39.3675
385 |  | 300 E Spruce St, Gridley, CA 95948 | Gridley | Butte | 95948 | 1996 | GRIDLEY UNIFIED (GRIDLEY UNION HIGH) | Local Educational Agency | ECAA-Ed | Paid-In-Full | Completed | 95113 | 4756 | 61443 | No | No | No | No | No | No | Yes |  | Pacific Gas & Electric | IOU | No | 1 | 3 | 39.36749900N | 121.68425900W | 5b11bb5b-6547-403a-a876-f7776786761c | 2022-08-22 15:59 | mlaw_CAEnergy | 2022-08-22 15:59 | mlaw_CAEnergy | -121.6843 | 39.3675
790 |  | 8800 Grossmont College Dr, El Cajon, CA 92020 | El Cajon | San Diego | 92020 | 1980 | GROSSMONT COLLEGE | College | ECAA-Reg | Paid-In-Full | Completed | 109190 | 5460 | 116160 | No | No | No | No | No | No | Yes |  | San Diego Gas & Electric | IOU | No | 39 | 78 | 32.81700100N | 117.00722000W | 01ee3b42-b176-4056-b248-570d60ed2408 | 2022-08-22 15:59 | mlaw_CAEnergy | 2022-08-22 15:59 | mlaw_CAEnergy | -117.0072 | 32.817
832 |  | 5555 Grossmont Center Dr, La Mesa, CA 91942 | La Mesa | San Diego | 91942 | 1980 | GROSSMONT DISTRICT HOSPITAL | Hospital/Public Care | ECAA-Reg | Paid-In-Full | Completed | 3009898 | 150495 | 2149927 | No | No | No | No | No | No | Yes |  | San Diego Gas & Electric | IOU | No | 39 | 79 | 32.78122000N | 117.00735200W | f0d63fdc-724b-43a9-87c8-8cbb41e46366 | 2022-08-22 15:59 | mlaw_CAEnergy | 2022-08-22 15:59 | mlaw_CAEnergy | -117.0074 | 32.7812
722 |  | 1100 Murray Dr, El Cajon, CA 92020 | El Cajon | San Diego | 92020 | 1981 | GROSSMONT UNION HIGH | Local Educational Agency | ECAA-Ed | Paid-In-Full | Completed | 39437 | - | - | No | No | No | No | No | No | Yes |  | San Diego Gas & Electric | IOU | No | 39 | 79 | 32.78061600N | 116.98631800W | 542c85f5-43c0-4f19-bd73-0220241641ab | 2022-08-22 15:59 | mlaw_CAEnergy | 2022-08-22 15:59 | mlaw_CAEnergy | -116.9863 | 32.7806
433 |  | 620 Canal St, Hamilton City, CA 95951 | Hamilton City | Glenn | 95951 | 1994 | HAMILTON UNION HIGH | Local Educational Agency | ECAA-Ed | Paid-In-Full | Completed | 61683 | 3084 | 44698 | No | No | No | No | No | No | Yes |  | Pacific Gas & Electric | IOU | No | 1 | 3 | 39.74550900N | 122.01934600W | d9fc44c1-c55b-41c8-89a0-ddcf937c0b3c | 2022-08-22 15:59 | mlaw_CAEnergy | 2022-08-22 15:59 | mlaw_CAEnergy | -122.0193 | 39.7455
928 | 003-22-ECG | 714 North White Street, Hanford, CA 93230 | Hanford | Kings | 93230 | 2023 | Hanford Elementary School District | Local Educational Agency | ECAA-Ed | Paid-In-Full | Completed | 2202584 | 111042 | 600486 | No | No | Yes | No | No | No | No | Installation of two carport solar PV arrays totaling 372.6 kW at two district sites. | Pacific Gas & Electric | IOU | No | 16 | 33 | 36.3326 | -119.64 | 79f544cb-b346-4aea-8aee-e343f3299256 | 2023-04-19 14:49 | SLocwood_CAEnergy | 2023-04-19 14:52 | SLocwood_CAEnergy | -119.6399 | 36.3326 |  | SitelogIQ
891 | 006-20-ECG | 714 North White Street, Hanford, CA 93230 | Hanford | Kings | 93230 | 2021 | Hanford Elementary School District | Local Educational Agency | ECAA-Ed | Repayment | Completed | 2473151 | 140082 | 1066112 | No | No | Yes | No | No | No | No | Install ground-mounted shade structure solar PV systems | Pacific Gas & Electric | IOU | No | 16 | 33 | 36.3326 | -119.64 | db0814aa-b94b-4e85-a08f-61baade98fc4 | 2022-08-22 15:59 | mlaw_CAEnergy | 2023-02-14 19:39 | SLocwood_CAEnergy | -119.64 | 36.3326 |  | SitelogIQ
370 |  | 823 W Lacey Blvd, Hanford, CA 93230 | Hanford | Kings | 93230 | 1997 | HANFORD JOINT UNION HIGH | Local Educational Agency | ECAA-Ed | Paid-In-Full | Completed | 135000 | 6750 | 122727 | No | No | No | No | No | No | Yes |  | Pacific Gas & Electric | IOU | No | 16 | 33 | 36.32753300N | 119.65718100W | a26645fc-41dd-42ac-96dc-913a8f0ed3fd | 2022-08-22 15:59 | mlaw_CAEnergy | 2022-08-22 15:59 | mlaw_CAEnergy | -119.6572 | 36.3275
392 |  | 3125 Branciforte Dr, Santa Cruz, CA 95065 | Santa Cruz | Santa Cruz | 95065 | 1995 | HAPPY VALLEY ELEMENTARY | Local Educational Agency | ECAA-Ed | Paid-In-Full | Completed | 10270 | 514 | 6634 | No | No | No | No | No | No | Yes |  | Pacific Gas & Electric | IOU | No | 17 | 28 | 37.02455200N | 121.99011000W | e563b9cf-c9ca-489e-8c29-541be09fb0c4 | 2022-08-22 15:59 | mlaw_CAEnergy | 2022-08-22 15:59 | mlaw_CAEnergy | -121.9901 | 37.0246
601 |  | 1935 Bohemian Hwy, Occidental, CA 95465 | Occidental | Sonoma | 95465 | 1988 | HARMONY UNION | Local Educational Agency | ECAA-Ed | Paid-In-Full | Completed | 28676 | - | - | No | No | No | No | No | No | Yes |  | Pacific Gas & Electric | IOU | No | 2 | 2 | 38.38918600N | 122.93163600W | 23cdb965-931f-43b1-9979-2f3f46626394 | 2022-08-22 15:59 | mlaw_CAEnergy | 2022-08-22 15:59 | mlaw_CAEnergy | -122.9316 | 38.3892
85 |  | 411 Central Ave, Salinas, CA 93901 | Salinas | Monterey | 93901 | 2014 | Hartnell Community College District | College | ECAA-Reg | Repayment | Completed | 3000000 | 228531 | 1919095 | No | Yes | Yes | No | No | No | Yes | Boiler Upgrades and PV | Pacific Gas & Electric | IOU | No | 17 | 29 | 36.67357420N | 121.66862120W | 96bd6dfb-fb4e-49a4-b357-1002e29c0d16 | 2022-08-22 15:59 | mlaw_CAEnergy | 2023-07-21 17:42 | SLocwood_CAEnergy | -121.6686 | 36.6736
501 |  | 24411 Amador St, Hayward, CA 94544 | Hayward | Alameda | 94544 | 1992 | HAYWARD UNIFIED SCHOOL | Local Educational Agency | ECAA-Ed | Paid-In-Full | Completed | 77094 | 3855 | 50126 | No | No | No | No | No | No | Yes |  | Pacific Gas & Electric | IOU | No | 10 | 20 | 37.65664000N | 122.09395500W | 4a783ba2-9eb4-45d5-8bef-1b64f2f47737 | 2022-08-22 15:59 | mlaw_CAEnergy | 2022-08-22 15:59 | mlaw_CAEnergy | -122.094 | 37.6566
527 |  | 24411 Amador St, Hayward, CA 94544 | Hayward | Alameda | 94544 | 1991 | HAYWARD UNIFIED SCHOOL | Local Educational Agency | ECAA-Ed | Paid-In-Full | Completed | 69032 | 3452 | 44884 | No | No | No | No | No | No | Yes |  | Pacific Gas & Electric | IOU | No | 10 | 20 | 37.65664000N | 122.09395500W | e6f96cb4-4332-49c6-b985-90505ff7a6a1 | 2022-08-22 15:59 | mlaw_CAEnergy | 2022-08-22 15:59 | mlaw_CAEnergy | -122.094 | 37.6566
657 |  | 1411 E 31st St, Oakland, CA 94602 | Oakland | Alameda | 94602 | 1985 | HIGHLAND HOSP/CO OF ALAMEDA | Hospital/Public Care | ECAA-Reg | Paid-In-Full | Completed | 200000 | - | - | No | No | No | No | No | No | Yes |  | Pacific Gas & Electric | IOU | No | 7 | 18 | 37.79878800N | 122.23138000W | 5d379a32-4303-4faf-ad95-b63752b5d4c5 | 2022-08-22 15:59 | mlaw_CAEnergy | 2022-08-22 15:59 | mlaw_CAEnergy | -122.2314 | 37.7988
650 |  | 15031 Rinaldi St, Mission Hills, CA 91345 | Mission Hills | Los Angeles | 91345 | 1985 | HOLY CROSS HOSPITAL | Hospital/Public Care | ECAA-Reg | Paid-In-Full | Completed | 70153 | - | - | No | No | No | No | No | No | Yes |  | Southern California Edison | IOU | No | 20 | 43 | 34.27984200N | 118.45993800W | dfe709dd-0208-4374-82b2-907a4b279b75 | 2022-08-22 15:59 | mlaw_CAEnergy | 2022-08-22 15:59 | mlaw_CAEnergy | -118.4599 | 34.2798
841 |  | 15031 Rinaldi St, Mission Hills, CA 91345 | Mission Hills | Los Angeles | 91345 | 1979 | HOLY CROSS HOSPITAL | Hospital/Public Care | ECAA-Reg | Paid-In-Full | Completed | 19673 | - | - | No | No | No | No | No | No | Yes |  | Southern California Edison | IOU | No | 20 | 43 | 34.27984200N | 118.45993800W | 72ad3ea1-a108-44ec-907c-277ea680d8ec | 2022-08-22 15:59 | mlaw_CAEnergy | 2022-08-22 15:59 | mlaw_CAEnergy | -118.4599 | 34.2798
646 |  | 7419 E Whitmore Ave, Hughson, CA 95326 | Hughson | Stanislaus | 95326 | 1985 | HUGHSON UNION HIGH SCHOOL | Local Educational Agency | ECAA-Ed | Paid-In-Full | Completed | 45000 | 2250 | 40909 | No | No | No | No | No | No | Yes |  | Pacific Gas & Electric | IOU | No | 4 | 9 | 37.59519300N | 120.85950400W | b40487dc-3660-40b2-bfe0-cc2400cd6564 | 2022-08-22 15:59 | mlaw_CAEnergy | 2022-08-22 15:59 | mlaw_CAEnergy | -120.8595 | 37.5952
451 |  | 828 7th St, Eureka, CA 95501 | Eureka | Humboldt | 95501 | 1994 | HUMBOLDT BAY MUNICIPAL WATER DISTRICT | Special District | ECAA-Reg | Paid-In-Full | Completed | 242750 | 12138 | 220682 | No | No | No | No | No | No | Yes |  | Pacific Gas & Electric | IOU | Yes | 2 | 2 | 40.80068030N | 124.16149230W | 353e13c6-77f3-40c0-9fb6-86ceb343d2b1 | 2022-08-22 15:59 | mlaw_CAEnergy | 2022-08-22 15:59 | mlaw_CAEnergy | -124.1615 | 40.8007
581 |  | 219 N E St, Imperial, CA 92251 | Imperial | Imperial | 92251 | 1989 | IMPERIAL UNIFIED | Local Educational Agency | ECAA-Ed | Paid-In-Full | Completed | 64268 | 3213 | 42337 | No | No | No | No | No | No | Yes |  | Imperial Irrigation District | IOU | No | 18 | 36 | 32.84911170N | 115.57504500W | 8249d09e-9f36-4cd8-9acd-da8b5d717e34 | 2022-08-22 15:59 | mlaw_CAEnergy | 2022-08-22 15:59 | mlaw_CAEnergy | -115.575 | 32.8491
476 |  | 210 W San Bernardino Rd, Covina, CA 91723 | Covina | Los Angeles | 91723 | 1993 | INTER-COMMUNITY MED. CNTR.INC | Hospital/Public Care | ECAA-Reg | Paid-In-Full | Completed | 200000 | - | - | No | No | No | No | No | No | Yes |  | Southern California Edison | IOU | No | 22 | 48 | 34.08788700N | 117.89378600W | 0329229c-7660-4c4e-b6fa-53c5d36516e2 | 2022-08-22 15:59 | mlaw_CAEnergy | 2022-08-22 15:59 | mlaw_CAEnergy | -117.8938 | 34.0879
252 |  | 5500 Irvine Center Dr, Irvine, CA 92618 | Irvine | Orange | 92618 | 2003 | Irvine Valley College | College | ECAA-Reg | Paid-In-Full | Completed | 2000000 | 200717 | 1804690 | Yes | Yes | Yes | No | No | No | No | install energy efficient lights, HVAC systems, controls and photo voltaic panels | Southern California Edison | POU | No | 37 | 73 | 33.67607300N | 117.77497000W | 78bb22f2-39ae-4cf7-94e6-82ea603d30ec | 2022-08-22 15:59 | mlaw_CAEnergy | 2023-07-25 23:10 | SLocwood_CAEnergy | -117.775 | 33.6761
653 |  | 699 Serramonte Blvd, Daly City, CA 94015 | Daly City | San Mateo | 94015 | 1985 | JEFFERSON UNION HIGH | Local Educational Agency | ECAA-Ed | Paid-In-Full | Completed | 108000 | 5400 | 85714 | No | No | No | No | No | No | Yes |  | Pacific Gas & Electric | IOU | No | 11 | 19 | 37.66838100N | 122.47739300W | 03af8f94-69bc-4827-91f5-988045a287b5 | 2022-08-22 15:59 | mlaw_CAEnergy | 2022-08-22 15:59 | mlaw_CAEnergy | -122.4774 | 37.6684
869 |  | 1601 Ygnacio Valley Rd, Walnut Creek, CA 94598 | Walnut Creek | Contra Costa | 94598 | 1979 | JOHN MUIR MEMORIAL HOSPITAL | Hospital/Public Care | ECAA-Reg | Paid-In-Full | Completed | 244816 | - | - | No | No | No | No | No | No | Yes |  | Pacific Gas & Electric | IOU | No | 9 | 16 | 37.91306100N | 122.04081900W | c195bb9f-b018-4648-bf75-4714007f943e | 2022-08-22 15:59 | mlaw_CAEnergy | 2022-08-22 15:59 | mlaw_CAEnergy | -122.0408 | 37.9131
554 |  | 400 Parker Ave, Rodeo, CA 94572 | Rodeo | Contra Costa | 94572 | 1990 | JOHN SWETT UNIFIED | Local Educational Agency | ECAA-Ed | Paid-In-Full | Completed | 47050 | 2353 | 32050 | No | No | No | No | No | No | Yes |  | Pacific Gas & Electric | IOU | Yes | 7 | 14 | 38.03270000N | 122.26735320W | 0aeaa0b9-8f98-495e-91e8-0282124b466e | 2022-08-22 15:59 | mlaw_CAEnergy | 2022-08-22 15:59 | mlaw_CAEnergy | -122.2674 | 38.0327
520 |  | 704 Bangham Lane, Susanville, CA 96130 | Susanville | Lassen | 96130 | 1991 | JONSTONVILLE ESD | Local Educational Agency | ECAA-Ed | Paid-In-Full | Completed | 33237 | 1662 | 30215 | No | No | No | No | No | No | Yes |  | Pacific Gas & Electric | IOU | No | 1 | 1 | 40.38247670N | 120.59319010W | 9b4ed3a4-b9e7-4dd6-97f7-7783a0018ea6 | 2022-08-22 15:59 | mlaw_CAEnergy | 2022-08-22 15:59 | mlaw_CAEnergy | -120.5932 | 40.3825
304 |  | 15218 W Whitesbridge Ave, Kerman, CA 93630 | Kerman | Fresno | 93630 | 2001 | Kerman Unified School District | Local Educational Agency | ECAA-Ed | Paid-In-Full | Completed | 271000 | 30152 | 220994 | No | No | No | No | No | No | Yes |  | Pacific Gas & Electric | IOU | No | 14 | 27 | 36.73545400N | 120.06370090W | 67e87b55-1415-451a-b1b9-63d5ff92ed16 | 2022-08-22 15:59 | mlaw_CAEnergy | 2022-08-22 15:59 | mlaw_CAEnergy | -120.0637 | 36.7355
778 |  | 2100 Chester Ave, Bakersfield, CA 93301 | Bakersfield | Kern | 93301 | 1980 | KERN CCD | College | ECAA-Reg | Paid-In-Full | Completed | 57725 | - | - | No | No | No | No | No | No | Yes |  | Pacific Gas & Electric | POU | Yes | 12 | 32 | 35.37850900N | 119.01799400W | 0f5d1619-cd95-411f-bf37-f8fc112dbacc | 2022-08-22 15:59 | mlaw_CAEnergy | 2022-08-22 15:59 | mlaw_CAEnergy | -119.018 | 35.3785
82 |  | 2100 Chester Ave, Bakersfield, CA 93301 | Bakersfield | Kern | 93301 | 2014 | Kern Community College District | College | ECAA-Reg | Repayment | Completed | 3000000 | 153475 | 1578000 | No | No | Yes | No | No | No | No | install PV panels at its Porterville College parking lot | Pacific Gas & Electric | IOU | No | 12 | 32 | 35.37850900N | 119.01799400W | 3a20b95d-ee6b-4c18-8e0a-7cd6d2d4f00d | 2022-08-22 15:59 | mlaw_CAEnergy | 2023-07-21 17:42 | SLocwood_CAEnergy | -119.018 | 35.3785
167 |  | 2100 Chester Ave, Bakersfield, CA 93301 | Bakersfield | Kern | 93301 | 2010 | Kern Community College District | College | ECAA-Reg | Repayment | Completed | 2200000 | 199928 | 1700000 | No | No | Yes | No | No | No | No | install a new one megawatt PV system | Pacific Gas & Electric | IOU | No | 12 | 32 | 35.37850900N | 119.01799400W | c16b5793-3461-42bd-acca-5b6923deb765 | 2022-08-22 15:59 | mlaw_CAEnergy | 2023-07-21 18:01 | SLocwood_CAEnergy | -119.018 | 35.3785
19 | 005-17-ECA | 6412 Laurel Ave, Mountain Mesa, CA 93240 | Mountain Mesa | Kern | 93240 | 2018 | Kern Valley Healthcare District | Hospital/Public Care | ECAA-Reg | Repayment | Completed | 1918560 | 125570 | 740444 | Yes | Yes | No | No | No | No | No | lighting and HVAC upgrades | Southern California Edison | IOU | No | 12 | 32 | 35.63493900N | 118.40698900W | 248c54fe-0f6a-4b5a-affc-a3fe4526549b | 2022-08-22 15:59 | mlaw_CAEnergy | 2023-07-19 17:30 | SLocwood_CAEnergy | -118.407 | 35.6349
714 |  | 800 Broadway St, King City, CA 93930 | King City | Monterey | 93930 | 1981 | KING CITY JOINT | Local Educational Agency | ECAA-Ed | Paid-In-Full | Completed | 2906 | 145 | 2642 | No | No | No | No | No | No | Yes |  | Pacific Gas & Electric | IOU | No | 17 | 29 | 36.20697670N | 121.13614500W | 4082b15e-1c8d-42c3-9f92-d61f6f1029c3 | 2022-08-22 15:59 | mlaw_CAEnergy | 2022-08-22 15:59 | mlaw_CAEnergy | -121.1361 | 36.207
743 |  | 800 Broadway St, King City, CA 93930 | King City | Monterey | 93930 | 1980 | KING CITY JOINT | Local Educational Agency | ECAA-Ed | Paid-In-Full | Completed | 15120 | 756 | 13745 | No | No | No | No | No | No | Yes |  | Pacific Gas & Electric | IOU | Yes | 17 | 29 | 36.20697670N | 121.13614500W | c80e4087-2df1-447e-9173-9bde78faf6fc | 2022-08-22 15:59 | mlaw_CAEnergy | 2022-08-22 15:59 | mlaw_CAEnergy | -121.1361 | 36.207
929 | 004-22-ECG | 3961 Avenue 400, Kingsburg, CA 93631 | Kingsburg | Tulare | 93631 | 2023 | Kings River Union Elementarty School District | Local Educational Agency | ECAA-Ed | Paid-In-Full | Completed | 1072271 | 79128 | 348185 | No | No | Yes | No | No | No | No | Installation of one ground mounted solar PV array of 208.8 kW at one district site. | Pacific Gas & Electric | IOU | Yes | 16 | 33 | 36.5166 | -119.4862 | 04171997-a37a-4191-a02b-f46ea5f15a65 | 2023-04-19 14:53 | SLocwood_CAEnergy | 2023-04-19 14:56 | SLocwood_CAEnergy | -119.4852 | 36.5172 | Project completed under budget. Final loan total $1,021,210 | SitelogIQ
410 |  | 3961 Ave 400, Kingsburg, CA 93631 | Kingsburg | Tulare | 93631 | 1994 | KINGS RIVER UNION ELEMENTARY-1 | Local Educational Agency | ECAA-Ed | Paid-In-Full | Completed | 4922 | 246 | 3353 | No | No | No | No | No | No | Yes |  | Pacific Gas & Electric | IOU | No | 16 | 33 | 36.51712500N | 119.48524800W | d2a77060-b36d-4867-8355-94bb413b9dab | 2022-08-22 15:59 | mlaw_CAEnergy | 2022-08-22 15:59 | mlaw_CAEnergy | -119.4852 | 36.5171
417 |  | 3961 Ave 400, Kingsburg, CA 93631 | Kingsburg | Tulare | 93631 | 1994 | KINGS RIVER UNION ELEMENTARY-1 | Local Educational Agency | ECAA-Ed | Paid-In-Full | Completed | 22878 | 1144 | 15584 | No | No | No | No | No | No | Yes |  | Pacific Gas & Electric | IOU | No | 16 | 33 | 36.51712500N | 119.48524800W | c921cbdd-9404-421d-8b61-5eddd7497604 | 2022-08-22 15:59 | mlaw_CAEnergy | 2022-08-22 15:59 | mlaw_CAEnergy | -119.4852 | 36.5171
526 |  | 1923 Delta Rd, Knightsen, CA 94548 | Knightsen | Contra Costa | 94548 | 1991 | KNIGHTSEN ESD | Local Educational Agency | ECAA-Ed | Paid-In-Full | Completed | 61445 | - | - | No | No | No | No | No | No | Yes |  | Pacific Gas & Electric | IOU | No | 3 | 11 | 37.96851900N | 121.66100400W | 86de0a28-1f8c-4913-b88d-667f644b1416 | 2022-08-22 15:59 | mlaw_CAEnergy | 2022-08-22 15:59 | mlaw_CAEnergy | -121.661 | 37.9685
473 |  | 9430 Lake St, Lower Lake, CA 95457 | Lower Lake | Lake | 95457 | 1993 | KONOCTI UNIFIED | Local Educational Agency | ECAA-Ed | Paid-In-Full | Completed | 136000 | 6800 | 144681 | No | No | No | No | No | No | Yes |  | Pacific Gas & Electric | IOU | No | 2 | 4 | 38.91380500N | 122.60775830W | 6803ad4d-9446-4d39-b152-b03eebf2ca5d | 2022-08-22 15:59 | mlaw_CAEnergy | 2022-08-22 15:59 | mlaw_CAEnergy | -122.6078 | 38.9138
31 | 003-16-ECD | 27307 CA-189, Blue Jay, CA 92317 | Blue Jay | San Bernardino | 92317 | 2017 | Lake Arrowhead Community Services District | Special District | ECAA-Reg | Paid-In-Full | Completed | 3000000 | 242000 | 2200000 | No | No | Yes | No | No | No | No | 939.6 kWdc ground mounted single axis solar photovoltaic electric generation system at the Hesperia Farms Site Solar Facility | Southern California Edison | IOU | No | 19 | 34 | 34.24645400N | 117.20742700W | 8e736b43-dfcc-4cad-9073-73e19812c099 | 2022-08-22 15:59 | mlaw_CAEnergy | 2023-07-19 17:31 | SLocwood_CAEnergy | -117.2074 | 34.2465
423 |  | 1300 Golden Rule Ln, Lake Arrowhead, CA 92352 | Lake Arrowhead | San Bernardino | 92352 | 1994 | LAKE ELEMENTARY SCHOOL | Local Educational Agency | ECAA-Ed | Paid-In-Full | Completed | 28272 | - | - | No | No | No | No | No | No | Yes |  | Southern California Edison | IOU | No | 19 | 34 | 34.27372200N | 117.17953300W | 1b8e3c1a-3c9e-4846-968a-75d33af23b57 | 2022-08-22 15:59 | mlaw_CAEnergy | 2022-08-22 15:59 | mlaw_CAEnergy | -117.1795 | 34.2737
52 | 005-15-ECD | 8624 Segrue Rd, Lamont, CA 93241 | Lamont | Kern | 93241 | 2015 | Lamont Public Utility District | Special District | ECAA-Reg | Repayment | Completed | 2900767 | 271866 | 1857941 | No | No | Yes | No | No | No | No | install a 1,006.5 kW DC ground mounted single-axis tracking solar PV system at the District wastewater treatment plant | Southern California Edison | IOU | No | 16 | 35 | 35.25699600N | 118.90902700W | ae7f879f-6453-49a4-ad53-7bca7510f890 | 2022-08-22 15:59 | mlaw_CAEnergy | 2023-07-20 19:04 | SLocwood_CAEnergy | -118.909 | 35.257
386 |  | 1000 Main St, Susanville, CA 96130 | Susanville | Lassen | 96130 | 1996 | LASSEN UNION HIGH | Local Educational Agency | ECAA-Ed | Paid-In-Full | Completed | 109012 | - | - | No | No | No | No | No | No | Yes |  | Lassen Municipal Utility District | POU | Yes | 1 | 1 | 40.41739100N | 120.65778900W | 8e53f781-a762-478b-9a1e-f9443a08f054 | 2022-08-22 15:59 | mlaw_CAEnergy | 2022-08-22 15:59 | mlaw_CAEnergy | -120.6578 | 40.4174
734 |  | 1000 Main St, Susanville, CA 96130 | Susanville | Lassen | 96130 | 1980 | LASSEN UNION HIGH | Local Educational Agency | ECAA-Ed | Paid-In-Full | Completed | 6904 | - | - | No | No | No | No | No | No | Yes |  | Pacific Gas & Electric | IOU | No | 1 | 1 | 40.41739100N | 120.65778900W | 6f34fc00-3272-4420-b305-86e9360aede2 | 2022-08-22 15:59 | mlaw_CAEnergy | 2022-08-22 15:59 | mlaw_CAEnergy | -120.6578 | 40.4174
839 |  | 1000 Main St, Susanville, CA 96130 | Susanville | Lassen | 96130 | 1979 | LASSEN UNION HIGH | Local Educational Agency | ECAA-Ed | Paid-In-Full | Completed | 14500 | - | - | No | No | No | No | No | No | Yes |  | Pacific Gas & Electric | IOU | No | 1 | 1 | 40.41739100N | 120.65778900W | 1afdf4f4-02f7-4451-97e1-8dfaa3fe3ebe | 2022-08-22 15:59 | mlaw_CAEnergy | 2022-08-22 15:59 | mlaw_CAEnergy | -120.6578 | 40.4174
190 |  | 7900 S Shingle Rd, Shingle Springs, CA 95682 | Shingle Springs | El Dorado | 95682 | 2007 | Latrobe School District | Local Educational Agency | ECAA-Ed | Paid-In-Full | Completed | 92000 | 9389 | 48690 | No | No | Yes | No | No | No | No | install a 29.99 kW PV system | Pacific Gas & Electric | IOU | No | 4 | 5 | 38.55935500N | 120.98238300W | e70562bf-4461-4527-a1ab-ed0f9dc40a62 | 2022-08-22 15:59 | mlaw_CAEnergy | 2023-07-21 23:23 | SLocwood_CAEnergy | -120.9824 | 38.5594
278 |  | 7900 S Shingle Rd, Shingle Springs, CA 95682 | Shingle Springs | El Dorado | 95682 | 2001 | Latrobe School District | Local Educational Agency | ECAA-Ed | Paid-In-Full | Completed | 22300 | 24000 | 24069 | No | No | No | No | No | No | Yes |  | Pacific Gas & Electric | IOU | No | 4 | 5 | 38.55935500N | 120.98238300W | d2f1a2b9-cb35-433d-8f86-a90dd793692d | 2022-08-22 15:59 | mlaw_CAEnergy | 2022-08-22 15:59 | mlaw_CAEnergy | -120.9824 | 38.5594
462 |  | 100 Vine St, Lemoore, CA 93245 | Lemoore | Kings | 93245 | 1993 | LEMOORE UNION HIGH | Local Educational Agency | ECAA-Ed | Paid-In-Full | Completed | 53419 | - | - | No | No | No | No | No | No | Yes |  | Pacific Gas & Electric | IOU | No | 16 | 33 | 36.29659190N | 119.78950950W | 1ba184d0-036b-4ac9-ad2a-0c461d7a5bcd | 2022-08-22 15:59 | mlaw_CAEnergy | 2022-08-22 15:59 | mlaw_CAEnergy | -119.7895 | 36.2966
480 |  | 100 Vine St, Lemoore, CA 93245 | Lemoore | Kings | 93245 | 1993 | LEMOORE UNION HIGH | Local Educational Agency | ECAA-Ed | Paid-In-Full | Completed | 206578 | - | - | No | No | No | No | No | No | Yes |  | Pacific Gas & Electric | IOU | No | 16 | 33 | 36.29659190N | 119.78950950W | 028bbc62-f5b4-4668-8a4d-c768feb99f78 | 2022-08-22 15:59 | mlaw_CAEnergy | 2022-08-22 15:59 | mlaw_CAEnergy | -119.7895 | 36.2966
571 |  | 100 Vine St, Lemoore, CA 93245 | Lemoore | Kings | 93245 | 1989 | LEMOORE UNION HIGH | Local Educational Agency | ECAA-Ed | Paid-In-Full | Completed | 14995 | - | - | No | No | No | No | No | No | Yes |  | Pacific Gas & Electric | IOU | Yes | 16 | 33 | 36.29659190N | 119.78950950W | 448a8d5e-4df5-4b72-9dff-6a793b512dff | 2022-08-22 15:59 | mlaw_CAEnergy | 2022-08-22 15:59 | mlaw_CAEnergy | -119.7895 | 36.2966
599 |  | 100 Vine St, Lemoore, CA 93245 | Lemoore | Kings | 93245 | 1988 | LEMOORE UNION HIGH | Local Educational Agency | ECAA-Ed | Paid-In-Full | Completed | 25003 | - | - | No | No | No | No | No | No | Yes |  | Pacific Gas & Electric | IOU | No | 16 | 33 | 36.29659190N | 119.78950950W | e8171640-f1ef-408c-9946-711051f67031 | 2022-08-22 15:59 | mlaw_CAEnergy | 2022-08-22 15:59 | mlaw_CAEnergy | -119.7895 | 36.2966
454 |  | 1771 E Pacific Ave, Tulare, CA 93274 | Tulare | Tulare | 93274 | 1993 | LIBERTY ELEMENTARY | Local Educational Agency | ECAA-Ed | Paid-In-Full | Completed | 7522 | - | - | No | No | No | No | No | No | Yes |  | Pacific Gas & Electric | IOU | No | 12 | 33 | 36.24691300N | 119.32102300W | 4c461fea-5337-4d45-8b33-434da2b0b22a | 2022-08-22 15:59 | mlaw_CAEnergy | 2022-08-22 15:59 | mlaw_CAEnergy | -119.321 | 36.2469
694 |  | 2010 W Swain Rd, Stockton, CA 95207 | Stockton | San Joaquin | 95207 | 1982 | LINCOLN UNIFIED SCHOOL | Local Educational Agency | ECAA-Ed | Paid-In-Full | Completed | 38243 | - | - | No | No | No | No | No | No | Yes |  | Pacific Gas & Electric | POU | No | 5 | 13 | 37.99978500N | 121.33463900W | 24b556b5-fd35-4d09-9609-c7e1e25ab1c4 | 2022-08-22 15:59 | mlaw_CAEnergy | 2022-08-22 15:59 | mlaw_CAEnergy | -121.3346 | 37.9998
478 |  | 18527 E. Main Street, Linden, CA 95236 | Linden | San Joaquin | 95236 | 1993 | LINDEN UNIFIED | Local Educational Agency | ECAA-Ed | Paid-In-Full | Completed | 201592 | - | - | No | No | No | No | No | No | Yes |  | Pacific Gas & Electric | IOU | No | 5 | 9 | 38.01999150N | 121.08848130W | 97cc4774-ef4d-4437-b837-45f75d740161 | 2022-08-22 15:59 | mlaw_CAEnergy | 2022-08-22 15:59 | mlaw_CAEnergy | -121.0885 | 38.02
362 |  | 2201 Pennington Rd, Live Oak, CA 95953 | Live Oak | Sutter | 95953 | 1997 | LIVE OAK UNIFIED | Local Educational Agency | ECAA-Ed | Paid-In-Full | Completed | 26167 | 1308 | 17238 | No | No | No | No | No | No | Yes |  | Pacific Gas & Electric | IOU | No | 1 | 3 | 39.27721500N | 121.66741200W | ebf79e98-1d28-46b1-a128-f632614eeae1 | 2022-08-22 15:59 | mlaw_CAEnergy | 2022-08-22 15:59 | mlaw_CAEnergy | -121.6674 | 39.2772
363 |  | 2201 Pennington Rd, Live Oak, CA 95953 | Live Oak | Sutter | 95953 | 1997 | LIVE OAK UNIFIED | Local Educational Agency | ECAA-Ed | Paid-In-Full | Completed | 28833 | 1442 | 18994 | No | No | No | No | No | No | Yes |  | Pacific Gas & Electric | IOU | No | 1 | 3 | 39.27721500N | 121.66741200W | e70326a3-69e7-4d27-8dfc-bf55ede372f2 | 2022-08-22 15:59 | mlaw_CAEnergy | 2022-08-22 15:59 | mlaw_CAEnergy | -121.6674 | 39.2772
450 |  | 2201 Pennington Rd, Live Oak, CA 95953 | Live Oak | Sutter | 95953 | 1994 | LIVE OAK UNIFIED | Local Educational Agency | ECAA-Ed | Paid-In-Full | Completed | 215423 | 10771 | 141912 | No | No | No | No | No | No | Yes |  | Pacific Gas & Electric | IOU | No | 1 | 3 | 39.27721500N | 121.66741200W | c7cd9329-4bfa-4ee1-a006-1695530b4d92 | 2022-08-22 15:59 | mlaw_CAEnergy | 2022-08-22 15:59 | mlaw_CAEnergy | -121.6674 | 39.2772
507 |  | 2201 Pennington Rd, Live Oak, CA 95953 | Live Oak | Sutter | 95953 | 1992 | LIVE OAK UNIFIED | Local Educational Agency | ECAA-Ed | Paid-In-Full | Completed | 150274 | 7514 | 98995 | No | No | No | No | No | No | Yes |  | Pacific Gas & Electric | IOU | No | 1 | 3 | 39.27721500N | 121.66741200W | 870c1f7c-aa2f-434c-abc1-7eaa77d042a5 | 2022-08-22 15:59 | mlaw_CAEnergy | 2022-08-22 15:59 | mlaw_CAEnergy | -121.6674 | 39.2772
88 |  | 23800 Summit Rd, Los Gatos, CA 95033 | Los Gatos | Santa Cruz | 95033 | 2013 | Loma Prieta Joint Union School District | Local Educational Agency | ECAA-Ed | Repayment | Completed | 85000 | 6839 | 32961 | Yes | No | No | No | No | No | No | retrofit interior gymnasium lighting and exterior lighting | Pacific Gas & Electric | IOU | No | 17 | 28 | 37.12535100N | 121.94298700W | 30304956-f31e-43f4-90fc-986f5eaafb9d | 2022-08-22 15:59 | mlaw_CAEnergy | 2023-07-21 17:42 | SLocwood_CAEnergy | -121.943 | 37.1254
587 |  | 1301 N A St, Lompoc, CA 93436 | Lompoc | Santa Barbara | 93436 | 1989 | LOMPOC UNIFIED | Local Educational Agency | ECAA-Ed | Paid-In-Full | Completed | 97308 | - | - | No | No | No | No | No | No | Yes |  | Pacific Gas & Electric | IOU | No | 21 | 37 | 34.65871620N | 120.44978700W | e66b071a-2837-4a2d-bc59-489ebdb26aee | 2022-08-22 15:59 | mlaw_CAEnergy | 2022-08-22 15:59 | mlaw_CAEnergy | -120.4498 | 34.6587
706 |  | 4901 E Carson St, Long Beach, CA 90808 | Long Beach | Los Angeles | 90808 | 1982 | LONG BEACH CCD | College | ECAA-Reg | Paid-In-Full | Completed | 148765 | 7438 | 103309 | No | No | No | No | No | No | Yes |  | Southern California Edison | IOU | No | 33 | 69 | 33.83363200N | 118.13555200W | 2b985995-63bb-44fc-b01d-19eb0f4043c6 | 2022-08-22 15:59 | mlaw_CAEnergy | 2022-08-22 15:59 | mlaw_CAEnergy | -118.1356 | 33.8336
614 |  | 2425 Webster Ave, Long Beach, CA 90810 | Long Beach | Los Angeles | 90810 | 1988 | LONG BEACH UNION | Local Educational Agency | ECAA-Ed | Paid-In-Full | Completed | 122908 | 6145 | 79914 | No | No | No | No | No | No | Yes |  | Southern California Edison | IOU | No | 33 | 69 | 33.80208450N | 118.22024200W | 21c86e5d-0fda-4cba-8efb-3f59b1e4aca8 | 2022-08-22 15:59 | mlaw_CAEnergy | 2022-08-22 15:59 | mlaw_CAEnergy | -118.2202 | 33.8021
176 |  | 3290 Humphrey Rd, Loomis, CA 95650 | Loomis | Placer | 95650 | 2009 | Loomis Union School District | Local Educational Agency | ECAA-Ed | Paid-In-Full | Completed | 762564 | 65137 | 398813 | No | No | No | No | No | No | Yes |  | Pacific Gas & Electric | IOU | No | 6 | 5 | 38.83069800N | 121.20191000W | bb493efb-9a54-4328-9af4-5793265a81e7 | 2022-08-22 15:59 | mlaw_CAEnergy | 2023-07-21 22:59 | SLocwood_CAEnergy | -121.2019 | 38.8307
426 |  | 10293 Bloomfield St, Los Alamitos, CA 90720 | Los Alamitos | Orange | 90720 | 1994 | LOS ALAMITOS UNIFIED | Local Educational Agency | ECAA-Ed | Paid-In-Full | Completed | 36915 | - | - | No | No | No | No | No | No | Yes |  | Southern California Edison | IOU | No | 36 | 70 | 33.81614770N | 118.06414420W | 2474a47a-e32b-4c0f-bbbb-39cea103a83d | 2022-08-22 15:59 | mlaw_CAEnergy | 2022-08-22 15:59 | mlaw_CAEnergy | -118.0641 | 33.8161
590 |  | 15565 Los Altos Dr, Hacienda Heights, CA 91745 | Hacienda Heights | Los Angeles | 91745 | 1989 | LOS ALTOS ELEMENTARY | Local Educational Agency | ECAA-Ed | Paid-In-Full | Completed | 131000 | - | - | No | No | No | No | No | No | Yes |  | Southern California Edison | IOU | No | 30 | 56 | 33.98855700N | 117.97762400W | f98a6dc1-b8c7-40c0-8d97-2568715f5a9d | 2022-08-22 15:59 | mlaw_CAEnergy | 2022-08-22 15:59 | mlaw_CAEnergy | -117.9776 | 33.9886
338 |  | 770 Wilshire Blvd, Los Angeles, CA 90017 | Los Angeles | Los Angeles | 90017 | 2001 | Los Angeles Community College District | College | ECAA-Reg | Paid-In-Full | Completed | 1600000 | 218000 | 1306799 | No | No | No | No | No | No | Yes |  | Los Angeles Department of Water & Power | IOU | No | 28 | 57 | 34.04897100N | 118.25811400W | 2f1d336f-c3cc-40f5-a1af-8586601a5fe8 | 2022-08-22 15:59 | mlaw_CAEnergy | 2022-08-22 15:59 | mlaw_CAEnergy | -118.2581 | 34.049
270 |  | 6201 Winnetka Ave, Woodland Hills, CA 91371 | Woodland Hills | Los Angeles | 91371 | 2002 | Los Angeles Pierce College | College | ECAA-Reg | Paid-In-Full | Completed | 1208375 | 142162 | 2262207 | No | No | Yes | No | No | No | Yes | install six 60 kW natural gas fired microturbine co-generation systems and a 159 kW solar project | Southern California Edison | IOU | No | 27 | 46 | 34.18595000N | 118.57778200W | 3b6393e8-fc20-471e-a06c-b665cc887be8 | 2022-08-22 15:59 | mlaw_CAEnergy | 2022-08-22 15:59 | mlaw_CAEnergy | -118.5778 | 34.1859
217 |  | 333 S Beaudry Ave, Los Angeles, CA 90017 | Los Angeles | Los Angeles | 90017 | 2004 | Los Angeles Unified School District | Local Educational Agency | ECAA-Ed | Paid-In-Full | Completed | 73412 | 14781 | 109747 | Yes | No | No | No | No | No | No | install energy efficient lighting and lighting controls | Los Angeles Department of Water & Power | POU | No | 26 | 54 | 34.05614000N | 118.25728400W | 88feec4e-d482-4f00-a3f8-ba4551137975 | 2022-08-22 15:59 | mlaw_CAEnergy | 2023-07-25 23:04 | SLocwood_CAEnergy | -118.2573 | 34.0561
249 |  | 333 S Beaudry Ave, Los Angeles, CA 90017 | Los Angeles | Los Angeles | 90017 | 2003 | Los Angeles Unified School District | Local Educational Agency | ECAA-Ed | Paid-In-Full | Completed | 1361930 | 231047 | 3013524 | Yes | Yes | Yes | No | No | No | No | upgrade lighting, install lighting and HVAC controls and install soalr window film | Los Angeles Department of Water & Power | POU | No | 26 | 54 | 34.05614000N | 118.25728400W | 4afab00a-0d84-4b78-8339-df417406fb6a | 2022-08-22 15:59 | mlaw_CAEnergy | 2023-07-25 23:10 | SLocwood_CAEnergy | -118.2573 | 34.0561
639 |  | 1717 S 11th St, Los Banos, CA 93635 | Los Banos | Merced | 93635 | 1985 | LOS BANOS UNIFIED SCHOOL | Local Educational Agency | ECAA-Ed | Paid-In-Full | Completed | 14023 | - | - | No | No | No | No | No | No | Yes |  | Pacific Gas & Electric | IOU | No | 14 | 27 | 37.05266900N | 120.83994470W | 9873d853-6092-4655-8cb2-58aeab07150c | 2022-08-22 15:59 | mlaw_CAEnergy | 2022-08-22 15:59 | mlaw_CAEnergy | -120.8399 | 37.0527
387 |  | 8324 Westman Ave, Whittier, CA 90606 | Whittier | Los Angeles | 90606 | 1996 | LOS NIETOS | Local Educational Agency | ECAA-Ed | Paid-In-Full | Completed | 147121 | 7356 | 133746 | No | No | No | No | No | No | Yes |  | Southern California Edison | IOU | No | 30 | 56 | 33.96678900N | 118.06626900W | 65bc62e8-8324-4280-ad75-3bff070dc6d2 | 2022-08-22 15:59 | mlaw_CAEnergy | 2022-08-22 15:59 | mlaw_CAEnergy | -118.0663 | 33.9668
505 |  | 8324 Westman Ave, Whittier, CA 90606 | Whittier | Los Angeles | 90606 | 1992 | LOS NIETOS | Local Educational Agency | ECAA-Ed | Paid-In-Full | Completed | 113604 | 5680 | 103276 | No | No | No | No | No | No | Yes |  | Southern California Edison | IOU | No | 30 | 56 | 33.96678900N | 118.06626900W | e754fdd1-705c-44ea-9323-55734b8e7402 | 2022-08-22 15:59 | mlaw_CAEnergy | 2022-08-22 15:59 | mlaw_CAEnergy | -118.0663 | 33.9668
398 |  | 11019 Valley Home Ave, Whittier, CA 90603 | Whittier | Los Angeles | 90603 | 1995 | LOWELL JOINT | Local Educational Agency | ECAA-Ed | Paid-In-Full | Completed | 42171 | - | - | No | No | No | No | No | No | Yes |  | Southern California Edison | IOU | Yes | 30 | 56 | 33.93280600N | 117.97679750W | 3908b336-b68d-4e27-b821-a05ad666f43c | 2022-08-22 15:59 | mlaw_CAEnergy | 2022-08-22 15:59 | mlaw_CAEnergy | -117.9768 | 33.9328
438 |  | 11019 Valley Home Ave, Whittier, CA 90603 | Whittier | Los Angeles | 90603 | 1994 | LOWELL JOINT | Local Educational Agency | ECAA-Ed | Paid-In-Full | Completed | 80076 | - | - | No | No | No | No | No | No | Yes |  | Southern California Edison | IOU | No | 30 | 56 | 33.93280600N | 117.97679750W | cd3a8a48-2246-450a-887b-05aebecb5bec | 2022-08-22 15:59 | mlaw_CAEnergy | 2022-08-22 15:59 | mlaw_CAEnergy | -117.9768 | 33.9328
471 |  | 11019 Valley Home Ave, Whittier, CA 90603 | Whittier | Los Angeles | 90603 | 1993 | LOWELL JOINT | Local Educational Agency | ECAA-Ed | Paid-In-Full | Completed | 99255 | - | - | No | No | No | No | No | No | Yes |  | Southern California Edison | IOU | No | 30 | 56 | 33.93280600N | 117.97679750W | adcad6a7-7454-4cdf-9673-77b42c4e7abd | 2022-08-22 15:59 | mlaw_CAEnergy | 2022-08-22 15:59 | mlaw_CAEnergy | -117.9768 | 33.9328
537 |  | 11019 Valley Home Ave, Whittier, CA 90603 | Whittier | Los Angeles | 90603 | 1991 | LOWELL JOINT | Local Educational Agency | ECAA-Ed | Paid-In-Full | Completed | 201773 | - | - | No | No | No | No | No | No | Yes |  | Southern California Edison | IOU | No | 30 | 56 | 33.93280600N | 117.97679750W | adf8dbb2-e3c5-4fcb-ae09-f18313fa5fff | 2022-08-22 15:59 | mlaw_CAEnergy | 2022-08-22 15:59 | mlaw_CAEnergy | -117.9768 | 33.9328
265 |  | 1 Loyola Marymount University Dr, Los Angeles, CA 90045 | Los Angeles | Los Angeles | 90045 | 2002 | Loyola Marymount University | College | ECAA-Reg | Paid-In-Full | Completed | 650000 | 96120 | 1040900 | No | No | Yes | No | No | No | No | installation of a 700 kW roof top PV system | Los Angeles Department of Water & Power | POU | No | 28 | 61 | 33.97076000N | 118.41923000W | 7fc53452-8eb1-4a17-aafd-67fae3d2b11a | 2022-08-22 15:59 | mlaw_CAEnergy | 2023-07-25 23:13 | SLocwood_CAEnergy | -118.4192 | 33.9708
269 |  | 1 Loyola Marymount University Dr, Los Angeles, CA 90045 | Los Angeles | Los Angeles | 90045 | 2002 | Loyola Marymount University | College | ECAA-Reg | Paid-In-Full | Completed | 1125000 | 137088 | 1142400 | Yes | No | No | No | No | No | No | installation of energy efficient lighting | Los Angeles Department of Water & Power | POU | No | 28 | 61 | 33.97076000N | 118.41923000W | d9bf1496-df94-4629-85bb-86a39716bc38 | 2022-08-22 15:59 | mlaw_CAEnergy | 2023-08-01 22:05 | SLocwood_CAEnergy | -118.4192 | 33.9708
593 |  | 8560 Aliento Rd, Lucerne Valley, CA 92356 | Lucerne Valley | San Bernardino | 92356 | 1988 | LUCERNE VALLEY | Local Educational Agency | ECAA-Ed | Paid-In-Full | Completed | 5182 | 259 | 4711 | No | No | No | No | No | No | Yes |  | Southern California Edison | IOU | No | 19 | 34 | 34.41015300N | 116.90759000W | 8ed2f7bf-5423-4dbc-a5cd-1a4cf1b893ef | 2022-08-22 15:59 | mlaw_CAEnergy | 2022-08-22 15:59 | mlaw_CAEnergy | -116.9076 | 34.4102
643 |  | 1902 Howard Rd, Madera, CA 93637 | Madera | Madera | 93637 | 1985 | MADERA UNIFIED SCHOOL | Local Educational Agency | ECAA-Ed | Paid-In-Full | Completed | 30302 | - | - | No | No | No | No | No | No | Yes |  | Pacific Gas & Electric | IOU | No | 14 | 27 | 36.95232500N | 120.08149670W | 1f59189c-fd92-45b7-811b-fdc7f6069385 | 2022-08-22 15:59 | mlaw_CAEnergy | 2022-08-22 15:59 | mlaw_CAEnergy | -120.0815 | 36.9523
707 |  | 1902 Howard Rd, Madera, CA 93637 | Madera | Madera | 93637 | 1982 | MADERA UNIFIED SCHOOL | Local Educational Agency | ECAA-Ed | Paid-In-Full | Completed | 176854 | - | - | No | No | No | No | No | No | Yes |  | Pacific Gas & Electric | IOU | No | 14 | 27 | 36.95232500N | 120.08149670W | 6e19b311-86e4-4b6c-a55d-feca103adf59 | 2022-08-22 15:59 | mlaw_CAEnergy | 2022-08-22 15:59 | mlaw_CAEnergy | -120.0815 | 36.9523
405 |  | 2705 W Orange Ave, Anaheim, CA 92804 | Anaheim | Orange | 92804 | 1995 | MAGNOLIA ELEMENTARY | Local Educational Agency | ECAA-Ed | Paid-In-Full | Completed | 400000 | 20000 | 258732 | No | No | No | No | No | No | Yes |  | Anaheim Public Utilities | IOU | No | 34 | 67 | 33.82545030N | 117.98012350W | 62203ba9-ab59-43f3-a3e2-f0f5188cd661 | 2022-08-22 15:59 | mlaw_CAEnergy | 2022-08-22 15:59 | mlaw_CAEnergy | -117.9801 | 33.8255
415 |  | 15933 Maple Creek Rd, Korbel, CA 95550 | Korbel | Humboldt | 95550 | 1994 | MAPLE | Local Educational Agency | ECAA-Ed | Paid-In-Full | Completed | 18610 | - | - | No | No | No | No | No | No | Yes |  | Pacific Gas & Electric | IOU | Yes | 2 | 2 | 40.76045100N | 123.87008800W | 1c45c502-8fb4-48ca-9cde-bb4fcfd6c75d | 2022-08-22 15:59 | mlaw_CAEnergy | 2022-08-22 15:59 | mlaw_CAEnergy | -123.8701 | 40.7605
493 |  | 2452 El Centro Blvd, Nicolaus, CA 95659 | Nicolaus | Sutter | 95659 | 1992 | MARCUM- ILLINOIS UNION SCHOOL | Local Educational Agency | ECAA-Ed | Paid-In-Full | Completed | 20907 | 1045 | 13523 | No | No | No | No | No | No | Yes |  | Pacific Gas & Electric | IOU | No | 1 | 3 | 38.91142900N | 121.54285000W | 7a0d2820-da3e-478f-a932-384c40171479 | 2022-08-22 15:59 | mlaw_CAEnergy | 2022-08-22 15:59 | mlaw_CAEnergy | -121.5429 | 38.9114
521 |  | 955 Stanislaus St, Maricopa, CA 93252 | Maricopa | Kern | 93252 | 1991 | MARICOPA USD | Local Educational Agency | ECAA-Ed | Paid-In-Full | Completed | 35767 | 1788 | 38050 | No | No | No | No | No | No | Yes |  | Pacific Gas & Electric | IOU | Yes | 12 | 32 | 35.05430500N | 119.40374500W | f970fb83-a44c-4cdd-b234-6a9fbb8ad71e | 2022-08-22 15:59 | mlaw_CAEnergy | 2022-08-22 15:59 | mlaw_CAEnergy | -119.4037 | 35.0543
731 |  | 1600 Mission Ave, San Rafael, CA 94901 | San Rafael | Marin | 94901 | 1980 | MARIN ACADEMY | College | ECAA-Reg | Paid-In-Full | Completed | 3503 | - | - | No | No | No | No | No | No | Yes |  | Pacific Gas & Electric | POU | Yes | 2 | 12 | 37.97616900N | 122.53477100W | c469769c-04e9-450e-bab1-36fa87e46d9c | 2022-08-22 15:59 | mlaw_CAEnergy | 2022-08-22 15:59 | mlaw_CAEnergy | -122.5348 | 37.9762
101 |  | 3501 Civic Center Dr STE 304, San Rafael, CA 94903 | San Rafael | Marin | 94903 | 2013 | Marin County Dept of Public Works | Special District | ECAA-Reg | Paid-In-Full | Completed | 1800000 | 138282 | 1074000 | No | Yes | Yes | No | No | No | Yes | AC PV installation, solar domestic hot water system and computer room AC units | Pacific Gas & Electric | IOU | No | 2 | 12 | 37.99774100N | 122.53072500W | e3fbf646-4339-4df8-9354-0a21ef477fbe | 2022-08-22 15:59 | mlaw_CAEnergy | 2023-07-21 17:45 | SLocwood_CAEnergy | -122.5307 | 37.9977
161 |  | 3501 Civic Center Dr STE 304, San Rafael, CA 94903 | San Rafael | Marin | 94903 | 2010 | Marin County Dept of Public Works | Special District | ECAA-Reg |  | Completed | 1398441 | 127131 | 547565 | Yes | Yes | No | No | No | No | No | upgrades of HVAC systems, insulation, and LED lighting at county facilities | Pacific Gas & Electric | IOU | No | 2 | 12 | 37.99774100N | 122.53072500W | 673ca654-75ce-4193-99b7-ebe1b31be7f6 | 2022-08-22 15:59 | mlaw_CAEnergy | 2023-07-21 18:00 | SLocwood_CAEnergy | -122.5307 | 37.9977
495 |  | 20 Magnolia Ave, Larkspur, CA 94939 | Larkspur | Marin | 94939 | 1992 | MARIN PRIMARY | Local Educational Agency | ECAA-Ed | Paid-In-Full | Completed | 25000 | - | - | No | No | No | No | No | No | Yes |  | Pacific Gas & Electric | IOU | No | 2 | 12 | 37.92867100N | 122.53243100W | 326b2124-9075-4c98-b9a4-8821c1a90fc6 | 2022-08-22 15:59 | mlaw_CAEnergy | 2022-08-22 15:59 | mlaw_CAEnergy | -122.5324 | 37.9287
622 |  | 701 W McCabe Rd, El Centro, CA 92243 | El Centro | Imperial | 92243 | 1986 | MC CABE SCHOOL | Local Educational Agency | ECAA-Ed | Paid-In-Full | Completed | 17582 | 879 | 15984 | No | No | No | No | No | No | Yes |  | Southern California Edison | IOU | No | 18 | 36 | 32.75195300N | 115.59581600W | 44847823-c998-4545-b3c8-4a42cf2e1719 | 2022-08-22 15:59 | mlaw_CAEnergy | 2022-08-22 15:59 | mlaw_CAEnergy | -115.5958 | 32.752
140 |  | 1656 Sutter Rd, McKinleyville, CA 95519 | McKinleyville | Humboldt | 95519 | 2010 | McKinleyville Community Services District | Special District | ECAA-Reg | Repayment | Completed | 165100 | 12700 | 56900 | No | No | No | No | No | No | Yes | upgrade old pumps at the Grant Ramey Pump Station | Pacific Gas & Electric | IOU | No | 2 | 2 | 40.93576400N | 124.09988800W | 54013347-9663-41a5-ade3-26b7c8a35e99 | 2022-08-22 15:59 | mlaw_CAEnergy | 2023-07-21 17:56 | SLocwood_CAEnergy | -124.0999 | 40.9358
833 |  | 44141 Little Lake Rd, Mendocino, CA 95460 | Mendocino | Mendocino | 95460 | 1979 | MENDOCINO UNIFIED SCHOOL | Local Educational Agency | ECAA-Ed | Paid-In-Full | Completed | 2379 | 119 | 1680 | No | No | No | No | No | No | Yes |  | Pacific Gas & Electric | IOU | No | 2 | 2 | 39.31089200N | 123.78370300W | b0711aff-33a3-4e66-b4be-b8177137a569 | 2022-08-22 15:59 | mlaw_CAEnergy | 2022-08-22 15:59 | mlaw_CAEnergy | -123.7837 | 39.3109
838 |  | 3600 M St, Merced, CA 95348 | Merced | Merced | 95348 | 1979 | MERCED COLLEGE | College | ECAA-Reg | Paid-In-Full | Completed | 7000 | 350 | 4768 | No | No | No | No | No | No | Yes |  | Pacific Gas & Electric | IOU | Yes | 14 | 27 | 37.33445700N | 120.47426400W | db893c6c-6e90-4d8e-b500-5955944b79fd | 2022-08-22 15:59 | mlaw_CAEnergy | 2022-08-22 15:59 | mlaw_CAEnergy | -120.4743 | 37.3345
18 | 004-17-ECG | 3600 M St, Merced, CA 95348 | Merced | Merced | 95348 | 2018 | Merced Community College District | College | ECAA-Reg | Repayment | Completed | 1627600 | 88006 | 668000 | No | No | Yes | No | No | No | No | constuct a ground-mounted/parking lot canopy solar photovoltaic electric system at its Los Banos campus | Pacific Gas & Electric | IOU | No | 14 | 27 | 37.33445700N | 120.47426400W | 400666bb-c308-4548-8330-0e7cd795b3cb | 2022-08-22 15:59 | mlaw_CAEnergy | 2023-07-19 17:30 | SLocwood_CAEnergy | -120.4743 | 37.3345
562 |  | 333 Mercy Ave, Merced, CA 95340 | Merced | Merced | 95340 | 1990 | MERCED COMMUNITY MEDICAL CENTER | Hospital/Public Care | ECAA-Reg | Paid-In-Full | Completed | 171238 | 8562 | 113704 | No | No | No | No | No | No | Yes |  | Pacific Gas & Electric | IOU | No | 14 | 27 | 37.34013200N | 120.46720100W | 2dce7271-a238-40d0-b66c-125ceccd8528 | 2022-08-22 15:59 | mlaw_CAEnergy | 2022-08-22 15:59 | mlaw_CAEnergy | -120.4672 | 37.3401
530 |  | 3430 A St, Atwater, CA 95301 | Atwater | Merced | 95301 | 1991 | MERCED UNION HIGH | Local Educational Agency | ECAA-Ed | Paid-In-Full | Completed | 100800 | 5040 | 66932 | No | No | No | No | No | No | Yes |  | Pacific Gas & Electric | IOU | No | 14 | 27 | 37.36726780N | 120.57019220W | 821e884d-7cdb-47f1-92c0-9a84f7d7ad95 | 2022-08-22 15:59 | mlaw_CAEnergy | 2022-08-22 15:59 | mlaw_CAEnergy | -120.5702 | 37.3673
842 |  | 333 Mercy Ave, Merced, CA 95340 | Merced | Merced | 95340 | 1979 | MERCY HOSPITAL AND MEDICAL CENTER | Hospital/Public Care | ECAA-Reg | Paid-In-Full | Completed | 20444 | 1022 | 13575 | No | No | No | No | No | No | Yes |  | Pacific Gas & Electric | IOU | No | 14 | 27 | 37.34013200N | 120.46720100W | 67505de7-ae17-4cfa-a3b2-518eafc148c6 | 2022-08-22 15:59 | mlaw_CAEnergy | 2022-08-22 15:59 | mlaw_CAEnergy | -120.4672 | 37.3401
877 |  | 333 Mercy Ave, Merced, CA 95340 | Merced | Merced | 95340 | 1979 | MERCY HOSPITAL AND MEDICAL CENTER | Hospital/Public Care | ECAA-Reg | Paid-In-Full | Completed | 572372 | 28619 | 380061 | No | No | No | No | No | No | Yes |  | Pacific Gas & Electric | IOU | No | 14 | 27 | 37.34013200N | 120.46720100W | 3fbd1436-50c0-46c4-bcad-8e235d0c8666 | 2022-08-22 15:59 | mlaw_CAEnergy | 2022-08-22 15:59 | mlaw_CAEnergy | -120.4672 | 37.3401
455 |  | 233 Riverside Way, Red Bluff, CA 96080 | Red Bluff | Tehama | 96080 | 1993 | MERCY HIGH | Local Educational Agency | ECAA-Ed | Paid-In-Full | Completed | 15250 | 763 | 9915 | No | No | No | No | No | No | Yes |  | Pacific Gas & Electric | IOU | No | 1 | 3 | 40.17403600N | 122.23045600W | 21cc8d4c-8a9c-4a89-b84b-968d785e16ca | 2022-08-22 15:59 | mlaw_CAEnergy | 2022-08-22 15:59 | mlaw_CAEnergy | -122.2305 | 40.174
291 |  | 20932 Big Canyon Rd, Middletown, CA 95461 | Middletown | Lake | 95461 | 2001 | Middletown Unified School District | Local Educational Agency | ECAA-Ed | Paid-In-Full | Completed | 131559 | 15034 | 109739 | No | No | No | No | No | No | Yes |  | Pacific Gas & Electric | IOU | No | 2 | 4 | 38.75488500N | 122.61423100W | b67b278c-57cc-43b2-a24b-54ed0d61c024 | 2022-08-22 15:59 | mlaw_CAEnergy | 2022-08-22 15:59 | mlaw_CAEnergy | -122.6142 | 38.7549
628 |  | 1 Barnard Dr, Oceanside, CA 92056 | Oceanside | San Diego | 92056 | 1986 | MIRA COSTA CCD | College | ECAA-Reg | Paid-In-Full | Completed | 109452 | - | - | No | No | No | No | No | No | Yes |  | San Diego Gas & Electric | IOU | No | 38 | 74 | 33.19093100N | 117.30229900W | 7fda55a7-e1a8-4c7b-ad60-64b03a001327 | 2022-08-22 15:59 | mlaw_CAEnergy | 2022-08-22 15:59 | mlaw_CAEnergy | -117.3023 | 33.1909
239 |  | 14306 Park Ave, Victorville, CA 92392 | Victorville | San Bernardino | 92392 | 2003 | Mojave Desert Air Quality Management District | Special District | ECAA-Reg | Paid-In-Full | Completed | 175000 | 17589 | 132180 | No | No | Yes | No | No | No | No | install a 77 kW PV solar system on the District's building roof | Southern California Edison | IOU | Yes | 23 | 39 | 34.51083600N | 117.32530300W | 26e13a48-fb43-46f5-b798-0fc6060b52fe | 2022-08-22 15:59 | mlaw_CAEnergy | 2023-07-25 23:08 | SLocwood_CAEnergy | -117.3253 | 34.5108
765 |  | 960 N Newcomb St, Porterville, CA 93257 | Porterville | Tulare | 93257 | 1980 | MONACHE HIGH | Local Educational Agency | ECAA-Ed | Paid-In-Full | Completed | 29493 | 1475 | 31376 | No | No | No | No | No | No | Yes |  | Southern California Edison | IOU | No | 16 | 33 | 36.08290300N | 119.05114400W | 4a3ebf4c-4bec-49d8-b03a-97bc6a712cbb | 2022-08-22 15:59 | mlaw_CAEnergy | 2022-08-22 15:59 | mlaw_CAEnergy | -119.0511 | 36.0829
922 | 001-20-ECG | 10643 Avenue 416, Sultana, CA 93666 | Sultana | Tulare | 93666 | 2020 | Monson-Sultana Joint Union Elementary | Local Educational Agency | ECAA-Ed | Repayment | Completed | 690508 | 61700 | 319216 | No | No | Yes | No | No | No | No | Install a 150 kW PV array at Monson-Sultana School | Pacific Gas & Electric | IOU | Yes | 16 | 33 | 36.5467 | -119.336 | b24ec81f-6cdb-4378-a066-058cea0c1f88 | 2022-10-07 16:54 | SLocwood_CAEnergy | 2022-10-07 17:02 | SLocwood_CAEnergy | -119.3345 | 36.5443 |  | SitelogIQ
44 | 002-15-ECG | 750 Laurie Ave, Santa Clara, CA 95054 | Santa Clara | Santa Clara | 95054 | 2015 | Montague Elementary School District | Local Educational Agency | ECAA-Ed | Repayment | Completed | 419520 | 21300 | 142000 | No | Yes | No | No | No | No | Yes | energy efficiency and renewable energy measures at Montague Elementary School including lighting retrofits, HVAC and AC PV systems | Pacific Gas & Electric | IOU | Yes | 10 | 26 | 37.38917000N | 121.94654600W | a2a7db47-0db5-4d73-944c-07fba1bcae8b | 2022-08-22 15:59 | mlaw_CAEnergy | 2023-07-19 17:38 | SLocwood_CAEnergy | -121.9465 | 37.3892
673 |  | 1441 Constitution Blvd, Salinas, CA 93901 | Salinas | Monterey | 93901 | 1984 | MONTEREY COUNTY NATIVIDAD MED CTR | Hospital/Public Care | ECAA-Reg | Paid-In-Full | Completed | 182559 | - | - | No | No | No | No | No | No | Yes |  | Pacific Gas & Electric | IOU | Yes | 17 | 29 | 36.69611820N | 121.63191900W | ce054c1c-318c-41e1-bd17-49262ee19df2 | 2022-08-22 15:59 | mlaw_CAEnergy | 2022-08-22 15:59 | mlaw_CAEnergy | -121.6319 | 36.6961
30 | 001-16-ECA | 200 Fred Kane Dr, Monterey, CA 93940 | Monterey | Monterey | 93940 | 2017 | Monterey Peninsula Airport District | Special District | ECAA-Reg | Repayment | Completed | 3000000 | 183643 | 1450000 | No | No | Yes | No | No | No | No | install an 864 kWdc ground mounted multiple-axis photovoltaic system at the Monterey Regional Airport | Pacific Gas & Electric | IOU | No | 17 | 30 | 36.58727600N | 121.85035400W | 99504223-e794-434d-a0e4-d92dc48d197a | 2022-08-22 15:59 | mlaw_CAEnergy | 2023-07-19 17:31 | SLocwood_CAEnergy | -121.8504 | 36.5873
87 |  | 700 Pacific St, Monterey, CA 93940 | Monterey | Monterey | 93940 | 2014 | Monterey Peninsula Unified School District | Local Educational Agency | ECAA-Ed | Repayment | Completed | 3000000 | 243299 | 1145065 | No | No | Yes | No | No | No | No | install a total of 820.6 kW of solar PV at 5 sites | Pacific Gas & Electric | IOU | Yes | 17 | 30 | 36.59493330N | 121.89867500W | 2c3bc1c4-e613-41b1-b303-9aa66b87c33c | 2022-08-22 15:59 | mlaw_CAEnergy | 2023-07-21 17:42 | SLocwood_CAEnergy | -121.8987 | 36.5949
273 |  | 700 Pacific St, Monterey, CA 93940 | Monterey | Monterey | 93940 | 2002 | Monterey Peninsula Unified School District | Local Educational Agency | ECAA-Ed | Paid-In-Full | Completed | 1946466 | 227961 | 1519737 | Yes | No | No | No | No | No | No | finance lighting efficiency improvements | Pacific Gas & Electric | IOU | No | 17 | 30 | 36.59493330N | 121.89867500W | 0e1b2a94-60d8-457a-b5d9-809b41da05a5 | 2022-08-22 15:59 | mlaw_CAEnergy | 2022-08-22 15:59 | mlaw_CAEnergy | -121.8987 | 36.5949
115 |  | 700 Pacific St, Monterey, CA 93940 | Monterey | Monterey | 93940 | 2012 | Monterey Peninsula USD | Local Educational Agency | ECAA-Ed | Repayment | Completed | 2710721 | 221885 | 1145769 | No | No | Yes | No | No | No | No | install a total of 797.4 kW of solar at 4 schools | Pacific Gas & Electric | IOU | No | 17 | 30 | 36.59493330N | 121.89867500W | 62496f2d-9aae-4161-ad4c-ab3f7e5629a2 | 2022-08-22 15:59 | mlaw_CAEnergy | 2023-07-21 17:47 | SLocwood_CAEnergy | -121.8987 | 36.5949
582 |  | 25634 Alessandro Blvd, Moreno Valley, CA 92553 | Moreno Valley | Riverside | 92553 | 1989 | MORENO VALLEY - R BLAKLEY | Local Educational Agency | ECAA-Ed | Paid-In-Full | Completed | 75000 | 3750 | 48512 | No | No | No | No | No | No | Yes |  | Southern California Edison | IOU | Yes | 31 | 60 | 33.91841370N | 117.21520000W | 085ee45b-1d63-41ad-8ee8-8a0ccc19f620 | 2022-08-22 15:59 | mlaw_CAEnergy | 2022-08-22 15:59 | mlaw_CAEnergy | -117.2152 | 33.9184
393 |  | 3042 Old San Jose Rd, Soquel, CA 95073 | Soquel | Santa Cruz | 95073 | 1995 | MOUNTAIN ELEMENTARY | Local Educational Agency | ECAA-Ed | Paid-In-Full | Completed | 18370 | 919 | 11867 | No | No | No | No | No | No | Yes |  | Pacific Gas & Electric | IOU | No | 17 | 28 | 37.02602780N | 121.94949450W | f0a4789c-47c0-4705-88a8-3f12c16841f0 | 2022-08-22 15:59 | mlaw_CAEnergy | 2022-08-22 15:59 | mlaw_CAEnergy | -121.9495 | 37.026
396 |  | 231 Oak Ave, Hayfork, CA 96041 | Hayfork | Trinity | 96041 | 1995 | MOUNTAIN VALLEY UNIFIED | Local Educational Agency | ECAA-Ed | Paid-In-Full | Completed | 39500 | 1975 | 25683 | No | No | No | No | No | No | Yes |  | Pacific Gas & Electric | IOU | No | 2 | 2 | 40.55129000N | 123.17125170W | 89da1482-4797-41c8-b5ea-77f2555bdade | 2022-08-22 15:59 | mlaw_CAEnergy | 2022-08-22 15:59 | mlaw_CAEnergy | -123.1713 | 40.5513
399 |  | 231 Oak Ave, Hayfork, CA 96041 | Hayfork | Trinity | 96041 | 1995 | MOUNTAIN VALLEY UNIFIED | Local Educational Agency | ECAA-Ed | Paid-In-Full | Completed | 44326 | 2216 | 28821 | No | No | No | No | No | No | Yes |  | Pacific Gas & Electric | IOU | Yes | 2 | 2 | 40.55129000N | 123.17125170W | 1c6e6a99-9730-412f-8e5e-b19688c402f1 | 2022-08-22 15:59 | mlaw_CAEnergy | 2022-08-22 15:59 | mlaw_CAEnergy | -123.1713 | 40.5513
499 |  | 231 Oak Ave, Hayfork, CA 96041 | Hayfork | Trinity | 96041 | 1992 | MOUNTAIN VALLEY UNIFIED | Local Educational Agency | ECAA-Ed | Paid-In-Full | Completed | 57571 | 2879 | 37432 | No | No | No | No | No | No | Yes |  | Pacific Gas & Electric | IOU | No | 2 | 2 | 40.55129000N | 123.17125170W | 417a3fc3-9994-4dde-9898-f6781e0af8bd | 2022-08-22 15:59 | mlaw_CAEnergy | 2022-08-22 15:59 | mlaw_CAEnergy | -123.1713 | 40.5513
528 |  | 231 Oak Ave, Hayfork, CA 96041 | Hayfork | Trinity | 96041 | 1991 | MOUNTAIN VALLEY UNIFIED | Local Educational Agency | ECAA-Ed | Paid-In-Full | Completed | 75971 | 3799 | 49396 | No | No | No | No | No | No | Yes |  | Pacific Gas & Electric | IOU | No | 2 | 2 | 40.55129000N | 123.17125170W | 506b681d-9d03-4b62-a7cf-de99bb3e4d5e | 2022-08-22 15:59 | mlaw_CAEnergy | 2022-08-22 15:59 | mlaw_CAEnergy | -123.1713 | 40.5513
642 |  | 1936 Carlotta Dr, Concord, CA 94519 | Concord | Contra Costa | 94519 | 1985 | MT DIABLO UNIFIED SCHOOL | Local Educational Agency | ECAA-Ed | Paid-In-Full | Completed | 30238 | - | - | No | No | No | No | No | No | Yes |  | Pacific Gas & Electric | IOU | No | 9 | 15 | 37.98671010N | 122.00551350W | a61fbbc4-d386-4708-8b9a-05e35c9fcba7 | 2022-08-22 15:59 | mlaw_CAEnergy | 2022-08-22 15:59 | mlaw_CAEnergy | -122.0055 | 37.9867
665 |  | 1936 Carlotta Dr, Concord, CA 94519 | Concord | Contra Costa | 94519 | 1984 | MT DIABLO UNIFIED SCHOOL | Local Educational Agency | ECAA-Ed | Paid-In-Full | Completed | 7977 | - | - | No | No | No | No | No | No | Yes |  | Pacific Gas & Electric | IOU | No | 9 | 15 | 37.98671010N | 122.00551350W | 179f6c5a-f0e8-4c45-8020-13f9edea8ea7 | 2022-08-22 15:59 | mlaw_CAEnergy | 2022-08-22 15:59 | mlaw_CAEnergy | -122.0055 | 37.9867
681 |  | 1936 Carlotta Dr, Concord, CA 94519 | Concord | Contra Costa | 94519 | 1983 | MT DIABLO UNIFIED SCHOOL | Local Educational Agency | ECAA-Ed | Paid-In-Full | Completed | 26344 | - | - | No | No | No | No | No | No | Yes |  | Pacific Gas & Electric | IOU | No | 9 | 15 | 37.98671010N | 122.00551350W | 063ed635-2a50-432b-9aed-0cffa84c8910 | 2022-08-22 15:59 | mlaw_CAEnergy | 2022-08-22 15:59 | mlaw_CAEnergy | -122.0055 | 37.9867
720 |  | 1936 Carlotta Dr, Concord, CA 94519 | Concord | Contra Costa | 94519 | 1981 | MT DIABLO UNIFIED SCHOOL | Local Educational Agency | ECAA-Ed | Paid-In-Full | Completed | 19481 | - | - | No | No | No | No | No | No | Yes |  | Pacific Gas & Electric | IOU | No | 9 | 15 | 37.98671010N | 122.00551350W | 85f5b0f3-eca4-449e-a409-d3d51bcb22c8 | 2022-08-22 15:59 | mlaw_CAEnergy | 2022-08-22 15:59 | mlaw_CAEnergy | -122.0055 | 37.9867
759 |  | 1936 Carlotta Dr, Concord, CA 94519 | Concord | Contra Costa | 94519 | 1980 | MT DIABLO UNIFIED SCHOOL | Local Educational Agency | ECAA-Ed | Paid-In-Full | Completed | 24531 | - | - | No | No | No | No | No | No | Yes |  | Pacific Gas & Electric | IOU | No | 9 | 15 | 37.98671010N | 122.00551350W | faaff3e3-7186-4aa7-be5d-0d29ae22dd43 | 2022-08-22 15:59 | mlaw_CAEnergy | 2022-08-22 15:59 | mlaw_CAEnergy | -122.0055 | 37.9867
800 |  | 1936 Carlotta Dr, Concord, CA 94519 | Concord | Contra Costa | 94519 | 1980 | MT DIABLO UNIFIED SCHOOL | Local Educational Agency | ECAA-Ed | Paid-In-Full | Completed | 170497 | - | - | No | No | No | No | No | No | Yes |  | Pacific Gas & Electric | IOU | Yes | 9 | 15 | 37.98671010N | 122.00551350W | 49dab94c-e225-4f40-a1be-b06c1e62a844 | 2022-08-22 15:59 | mlaw_CAEnergy | 2022-08-22 15:59 | mlaw_CAEnergy | -122.0055 | 37.9867
853 |  | 1936 Carlotta Dr, Concord, CA 94519 | Concord | Contra Costa | 94519 | 1979 | MT DIABLO UNIFIED SCHOOL | Local Educational Agency | ECAA-Ed | Paid-In-Full | Completed | 49993 | - | - | No | No | No | No | No | No | Yes |  | Pacific Gas & Electric | IOU | Yes | 9 | 15 | 37.98671010N | 122.00551350W | abafc71a-612b-4118-a40d-2ca85396d63b | 2022-08-22 15:59 | mlaw_CAEnergy | 2022-08-22 15:59 | mlaw_CAEnergy | -122.0055 | 37.9867
860 |  | 1936 Carlotta Dr, Concord, CA 94519 | Concord | Contra Costa | 94519 | 1979 | MT DIABLO UNIFIED SCHOOL | Local Educational Agency | ECAA-Ed | Paid-In-Full | Completed | 74131 | - | - | No | No | No | No | No | No | Yes |  | Pacific Gas & Electric | IOU | No | 9 | 15 | 37.98671010N | 122.00551350W | b5d51b8b-4716-4d04-bc00-6698fa64ff49 | 2022-08-22 15:59 | mlaw_CAEnergy | 2022-08-22 15:59 | mlaw_CAEnergy | -122.0055 | 37.9867
863 |  | 1936 Carlotta Dr, Concord, CA 94519 | Concord | Contra Costa | 94519 | 1979 | MT DIABLO UNIFIED SCHOOL | Local Educational Agency | ECAA-Ed | Paid-In-Full | Completed | 98609 | - | - | No | No | No | No | No | No | Yes |  | Pacific Gas & Electric | IOU | No | 9 | 15 | 37.98671010N | 122.00551350W | fecf2381-4611-43cc-9823-8f4f53a4bac6 | 2022-08-22 15:59 | mlaw_CAEnergy | 2022-08-22 15:59 | mlaw_CAEnergy | -122.0055 | 37.9867
850 |  | 824 Pine St, Mt Shasta, CA 96067 | Mt Shasta | Siskiyou | 96067 | 1979 | MT SHASTA COMMUNITY HOSPITAL | Hospital/Public Care | ECAA-Reg | Paid-In-Full | Completed | 37910 | 1896 | 34464 | No | No | No | No | No | No | Yes |  | Pacific Gas & Electric | IOU | No | 1 | 1 | 41.31763270N | 122.32048800W | df6dd1eb-39a3-4bf6-acc8-2abdca66c07e | 2022-08-22 15:59 | mlaw_CAEnergy | 2022-08-22 15:59 | mlaw_CAEnergy | -122.3205 | 41.3176
713 |  | 595 E Alma St, Mt Shasta, CA 96067 | Mt Shasta | Siskiyou | 96067 | 1981 | MT SHASTA UNION | Local Educational Agency | ECAA-Ed | Paid-In-Full | Completed | 2889 | 144 | 2093 | No | No | No | No | No | No | Yes |  | Pacific Gas & Electric | IOU | No | 1 | 1 | 41.31918200N | 122.30882600W | 1465ce77-658f-49c5-b786-104f4c518a35 | 2022-08-22 15:59 | mlaw_CAEnergy | 2022-08-22 15:59 | mlaw_CAEnergy | -122.3088 | 41.3192
318 |  | 1100 N Grand Ave, Walnut, CA 91789 | Walnut | Los Angeles | 91789 | 2001 | Mt. San Antonio College | College | ECAA-Reg | Paid-In-Full | Completed | 647136 | 71904 | - | No | No | No | No | No | No | Yes |  | Southern California Edison | IOU | No | 30 | 56 | 34.04832400N | 117.84200100W | 5b1fe26b-6679-47ed-9c04-76499b56ba7c | 2022-08-22 15:59 | mlaw_CAEnergy | 2022-08-22 15:59 | mlaw_CAEnergy | -117.842 | 34.0483
326 |  | 1100 N Grand Ave, Walnut, CA 91789 | Walnut | Los Angeles | 91789 | 2001 | Mt. San Antonio College | College | ECAA-Reg | Paid-In-Full | Completed | 962617 | 170239 | 1702393 | No | No | No | No | No | No | Yes |  | Southern California Edison | IOU | No | 30 | 56 | 34.04832400N | 117.84200100W | 1c16308d-94ca-4587-87be-06b3bd470ff3 | 2022-08-22 15:59 | mlaw_CAEnergy | 2022-08-22 15:59 | mlaw_CAEnergy | -117.842 | 34.0483
564 |  | 42290 Ivy St, Murrieta, CA 92562 | Murrieta | Riverside | 92562 | 1990 | MURRIETA COUNTY WATER DISTRICT | Special District | ECAA-Reg | Paid-In-Full | Completed | 200000 | 10000 | 138889 | No | No | No | No | No | No | Yes |  | Southern California Edison | IOU | Yes | 32 | 71 | 33.54800470N | 117.21428550W | cccd86c8-2d94-49d6-a446-1b40bb8fb9c4 | 2022-08-22 15:59 | mlaw_CAEnergy | 2022-08-22 15:59 | mlaw_CAEnergy | -117.2143 | 33.548
272 |  | 41870 Mcalby Ct, Murrieta, CA 92562 | Murrieta | Riverside | 92562 | 2002 | Murrieta Valley Unified School District | Local Educational Agency | ECAA-Ed | Paid-In-Full | Completed | 1935300 | 422132 | 3145281 | Yes | Yes | No | No | No | No | No | install a 60kW microturbine cogenergation system, new lights and lighting controls, new heat pumps, and a central energy management system control | Southern California Edison | IOU | No | 32 | 71 | 33.52991000N | 117.18548000W | 64434636-3ef0-4209-bec3-49acce680a1a | 2022-08-22 15:59 | mlaw_CAEnergy | 2022-08-22 15:59 | mlaw_CAEnergy | -117.1855 | 33.5299
846 |  | 2425 Jefferson St, Napa, CA 94558 | Napa | Napa | 94558 | 1979 | NAPA VALLEY UNIFIED | Local Educational Agency | ECAA-Ed | Paid-In-Full | Completed | 27930 | 1397 | 18160 | No | No | No | No | No | No | Yes |  | Pacific Gas & Electric | IOU | No | 3 | 4 | 38.31387720N | 122.29877230W | 4148f340-fd80-4162-99f9-1bf3859aeadf | 2022-08-22 15:59 | mlaw_CAEnergy | 2022-08-22 15:59 | mlaw_CAEnergy | -122.2988 | 38.3139
858 |  | 2425 Jefferson St, Napa, CA 94558 | Napa | Napa | 94558 | 1979 | NAPA VALLEY UNIFIED | Local Educational Agency | ECAA-Ed | Paid-In-Full | Completed | 64253 | 3213 | 41777 | No | No | No | No | No | No | Yes |  | Pacific Gas & Electric | IOU | No | 3 | 4 | 38.31387720N | 122.29877230W | 20c78a31-f380-4b69-9c90-35915f71b8fa | 2022-08-22 15:59 | mlaw_CAEnergy | 2022-08-22 15:59 | mlaw_CAEnergy | -122.2988 | 38.3139
407 |  | 800 Hoover Ln, Nevada City, CA 95959 | Nevada City | Nevada | 95959 | 1994 | NEVADA CITY SCHOOL | Local Educational Agency | ECAA-Ed | Paid-In-Full | Completed | 2010 | 101 | 1827 | No | No | No | No | No | No | Yes |  | Pacific Gas & Electric | IOU | No | 1 | 1 | 39.25476200N | 121.03109100W | c8c737cd-a94d-46ed-82ce-02d377c7f29c | 2022-08-22 15:59 | mlaw_CAEnergy | 2022-08-22 15:59 | mlaw_CAEnergy | -121.0311 | 39.2548
491 |  | 800 Hoover Ln, Nevada City, CA 95959 | Nevada City | Nevada | 95959 | 1992 | NEVADA CITY SCHOOL | Local Educational Agency | ECAA-Ed | Paid-In-Full | Completed | 13242 | 662 | 12038 | No | No | No | No | No | No | Yes |  | Pacific Gas & Electric | IOU | No | 1 | 1 | 39.25476200N | 121.03109100W | a1f89b4a-3dca-4721-94f2-db74e8552dcc | 2022-08-22 15:59 | mlaw_CAEnergy | 2022-08-22 15:59 | mlaw_CAEnergy | -121.0311 | 39.2548
552 |  | 800 Hoover Ln, Nevada City, CA 95959 | Nevada City | Nevada | 95959 | 1990 | NEVADA CITY SCHOOL | Local Educational Agency | ECAA-Ed | Paid-In-Full | Completed | 19641 | 982 | 17855 | No | No | No | No | No | No | Yes |  | Pacific Gas & Electric | IOU | No | 1 | 1 | 39.25476200N | 121.03109100W | c1f59151-d783-4a4e-92f0-b7af0cc57d3d | 2022-08-22 15:59 | mlaw_CAEnergy | 2022-08-22 15:59 | mlaw_CAEnergy | -121.0311 | 39.2548
572 |  | 26675 N. Sacramento Blvd, Thornton, CA 95686 | Thornton | San Joaquin | 95686 | 1989 | NEW HOPE ELEMENTARY | Local Educational Agency | ECAA-Ed | Paid-In-Full | Completed | 17260 | 863 | 11164 | No | No | No | No | No | No | Yes |  | Pacific Gas & Electric | IOU | No | 5 | 9 | 38.22959300N | 121.42480900W | ab65a0cd-2192-4c25-ab58-8d5c65a70f69 | 2022-08-22 15:59 | mlaw_CAEnergy | 2022-08-22 15:59 | mlaw_CAEnergy | -121.4248 | 38.2296
534 |  | 5715 Musick Ave, Newark, CA 94560 | Newark | Alameda | 94560 | 1991 | NEWARK UNIFIED SCHOOL | Local Educational Agency | ECAA-Ed | Paid-In-Full | Completed | 164000 | 8200 | 118841 | No | No | No | No | No | No | Yes |  | Pacific Gas & Electric | IOU | Yes | 10 | 24 | 37.54277930N | 122.03179580W | a6c34626-7dea-4406-bda6-47e1742a560f | 2022-08-22 15:59 | mlaw_CAEnergy | 2022-08-22 15:59 | mlaw_CAEnergy | -122.0318 | 37.5428
84 |  | 2985 Bear St, Costa Mesa, CA 92626 | Costa Mesa | Orange | 92626 | 2014 | Newport Mesa Unified School District | Local Educational Agency | ECAA-Ed | Paid-In-Full | Completed | 3000000 | 461458 | 2795281 | No | No | Yes | No | No | No | Yes | HS PV system installation | Southern California Edison | IOU | Yes | 37 | 73 | 33.67864670N | 117.89438170W | c6c6dcc2-2310-43d7-bca6-7278e2eef43a | 2022-08-22 15:59 | mlaw_CAEnergy | 2023-07-21 17:42 | SLocwood_CAEnergy | -117.8944 | 33.6786
43 | 001-15-ECD | 330 S Main Ave, Fallbrook, CA 92028 | Fallbrook | San Diego | 92028 | 2015 | North County Fire Protection District | Special District | ECAA-Reg | Repayment | Completed | 227475 | 16420 | 67000 | No | No | Yes | No | No | No | No | install 43.7 kW roof-mounted PV panels | San Diego Gas & Electric | IOU | No | 40 | 75 | 33.37967500N | 117.25100000W | 50d6a09f-f06d-4004-aa14-0c782cb98686 | 2022-08-22 15:59 | mlaw_CAEnergy | 2023-07-19 17:38 | SLocwood_CAEnergy | -117.251 | 33.3797
61 |  | 330 S Main Ave, Fallbrook, CA 92028 | Fallbrook | San Diego | 92028 | 2014 | North County Fire Protection District | Special District | ECAA-Reg | Repayment | Completed | 475241 | 36557 | 203100 | No | No | Yes | No | No | No | No | install solar PV panels for a total 135.71 kW at 4 district facilities | San Diego Gas & Electric | IOU | No | 40 | 75 | 33.37967500N | 117.25100000W | f1224eab-8a49-4534-84d3-a9b03a0a12a8 | 2022-08-22 15:59 | mlaw_CAEnergy | 2023-07-21 17:40 | SLocwood_CAEnergy | -117.251 | 33.3797
434 |  | 500 Spring Grove Rd, Hollister, CA 95023 | Hollister | San Benito | 95023 | 1994 | NORTH COUNTY JOINT UNION | Local Educational Agency | ECAA-Ed | Paid-In-Full | Completed | 70580 | 3529 | 48542 | No | No | No | No | No | No | Yes |  | Pacific Gas & Electric | IOU | Yes | 17 | 29 | 36.91455900N | 121.35954400W | e45fb132-332d-4c8b-a181-c1d64a528e75 | 2022-08-22 15:59 | mlaw_CAEnergy | 2022-08-22 15:59 | mlaw_CAEnergy | -121.3595 | 36.9146
669 |  | 33087 Rd 228, North Fork, CA 93643 | North Fork | Madera | 93643 | 1984 | NORTH FORK UNION ELEMENTARY | Local Educational Agency | ECAA-Ed | Paid-In-Full | Completed | 42151 | 2108 | 27514 | No | No | No | No | No | No | Yes |  | Pacific Gas & Electric | IOU | No | 4 | 8 | 37.22690000N | 119.50188500W | 1ea93f26-187d-418a-ae99-74bc81b7d48b | 2022-08-22 15:59 | mlaw_CAEnergy | 2022-08-22 15:59 | mlaw_CAEnergy | -119.5019 | 37.2269
32 | 002-16-ECD | 2400 E Orangewood Ave, Anaheim, CA 92806 | Anaheim | Orange | 92806 | 2016 | North Net Training Authority | Special District | ECAA-Reg | Repayment | Completed | 136000 | 8000 | 46000 | No | Yes | No | No | No | No | No | replace air handling units and to install a new direct digital control system at the existing HVAC system | Anaheim Public Utilities | POU | Yes | 34 | 68 | 33.79544350N | 117.88152120W | 33aa9d62-dd3e-4cba-92a8-319e646677c7 | 2022-08-22 15:59 | mlaw_CAEnergy | 2023-07-19 17:37 | SLocwood_CAEnergy | -117.8815 | 33.7954
258 |  | 2755 McKinleyville Ave, McKinleyville, CA 95519 | McKinleyville | Humboldt | 95519 | 2002 | Northern Humboldt Unified High School District | Local Educational Agency | ECAA-Ed | Paid-In-Full | Completed | 150000 | 19759 | 114592 | Yes | Yes | No | No | No | No | No | install energy efficient lighting and vending misers, and for the replacement of an inefficient boiler | Pacific Gas & Electric | IOU | Yes | 2 | 2 | 40.95517330N | 124.11010500W | fe3ddbf7-e015-42df-aab3-e44cb9deaa61 | 2022-08-22 15:59 | mlaw_CAEnergy | 2023-07-25 23:11 | SLocwood_CAEnergy | -124.1101 | 40.9552
640 |  | 13645 Riverside Dr, Sherman Oaks, CA 91423 | Sherman Oaks | Los Angeles | 91423 | 1985 | NOTRE DAME HIGH | Local Educational Agency | ECAA-Ed | Paid-In-Full | Completed | 24465 | - | - | No | No | No | No | No | No | Yes |  | Southern California Edison | IOU | No | 27 | 44 | 34.15847300N | 118.43087100W | 32013f52-bdeb-4ad8-9d8e-4a8d129f8b43 | 2022-08-22 15:59 | mlaw_CAEnergy | 2022-08-22 15:59 | mlaw_CAEnergy | -118.4309 | 34.1585
401 |  | 5299 Hall Rd, Santa Rosa, CA 95401 | Santa Rosa | Sonoma | 95401 | 1995 | OAK GROVE UNION | Local Educational Agency | ECAA-Ed | Paid-In-Full | Completed | 51532 | 2577 | 36137 | No | No | No | No | No | No | Yes |  | Pacific Gas & Electric | IOU | No | 2 | 2 | 38.43811100N | 122.80644300W | d61d7b66-764d-4de8-8f7a-97bf281e1652 | 2022-08-22 15:59 | mlaw_CAEnergy | 2022-08-22 15:59 | mlaw_CAEnergy | -122.8064 | 38.4381
649 |  | 1000 Broadway #295, Oakland, CA 94607 | Oakland | Alameda | 94607 | 1985 | OAKLAND UNIFIED SCHOOL | Local Educational Agency | ECAA-Ed | Paid-In-Full | Completed | 63832 | - | - | No | No | No | No | No | No | Yes |  | Pacific Gas & Electric | IOU | No | 7 | 18 | 37.80157800N | 122.27206400W | d3595bb2-7c25-4f12-a1a3-e0987c81e573 | 2022-08-22 15:59 | mlaw_CAEnergy | 2022-08-22 15:59 | mlaw_CAEnergy | -122.2721 | 37.8016
504 |  | 17200 Pinehurst Ln, Huntington Beach, CA 92647 | Huntington Beach | Orange | 92647 | 1992 | OCEAN VIEW SCHOOL | Local Educational Agency | ECAA-Ed | Paid-In-Full | Completed | 112378 | - | - | No | No | No | No | No | No | Yes |  | Southern California Edison | IOU | Yes | 36 | 72 | 33.71139200N | 118.02057100W | 0041db2a-bb66-40dd-a1d4-d1d632dc8f07 | 2022-08-22 15:59 | mlaw_CAEnergy | 2022-08-22 15:59 | mlaw_CAEnergy | -118.0206 | 33.7114
535 |  | 17200 Pinehurst Ln, Huntington Beach, CA 92647 | Huntington Beach | Orange | 92647 | 1991 | OCEAN VIEW SCHOOL | Local Educational Agency | ECAA-Ed | Paid-In-Full | Completed | 184556 | - | - | No | No | No | No | No | No | Yes |  | Southern California Edison | IOU | No | 36 | 72 | 33.71139200N | 118.02057100W | 9d001870-f345-4501-a9a6-cf853fdf6bba | 2022-08-22 15:59 | mlaw_CAEnergy | 2022-08-22 15:59 | mlaw_CAEnergy | -118.0206 | 33.7114
340 |  | 2105 Forest Ave, San Jose, CA 95128 | San Jose | Santa Clara | 95128 | 2001 | O'Connor Hospital | Hospital/Public Care | ECAA-Reg | Paid-In-Full | Completed | 1800000 | 201853 | 1421000 | No | No | No | No | No | No | Yes |  | Pacific Gas & Electric | IOU | No | 15 | 26 | 37.32770000N | 121.93840600W | 5d7b06c6-fa70-44a8-a44f-2c5e1d8717b5 | 2022-08-22 15:59 | mlaw_CAEnergy | 2022-08-22 15:59 | mlaw_CAEnergy | -121.9384 | 37.3277
849 |  | 43600 Mission Blvd, Fremont, CA 94539 | Fremont | Alameda | 94539 | 1979 | OHLONE COLLEGE | College | ECAA-Reg | Paid-In-Full | Completed | 36352 | 1818 | 25672 | No | No | No | No | No | No | Yes |  | Pacific Gas & Electric | POU | Yes | 10 | 24 | 37.53158900N | 121.91148100W | d458f588-f9fa-4fa3-ad50-6bdf37518b30 | 2022-08-22 15:59 | mlaw_CAEnergy | 2022-08-22 15:59 | mlaw_CAEnergy | -121.9115 | 37.5316
448 |  | 414 E Ojai Ave, Ojai, CA 93023 | Ojai | Ventura | 93023 | 1994 | OJAI UNIFIED SCHOOL | Local Educational Agency | ECAA-Ed | Paid-In-Full | Completed | 180000 | 9000 | 125000 | No | No | No | No | No | No | Yes |  | Southern California Edison | IOU | No | 21 | 38 | 34.44882100N | 119.24261300W | 445d9ea4-5797-44d1-9618-98dd99cc993e | 2022-08-22 15:59 | mlaw_CAEnergy | 2022-08-22 15:59 | mlaw_CAEnergy | -119.2426 | 34.4488
432 |  | 210 Oakvale Ave, Oroville, CA 95966 | Oroville | Butte | 95966 | 1994 | OPHIR ELEMENTARY | Local Educational Agency | ECAA-Ed | Paid-In-Full | Completed | 60366 | - | - | No | No | No | No | No | No | Yes |  | Pacific Gas & Electric | IOU | No | 1 | 3 | 39.49803500N | 121.49447500W | 93d5640f-6c86-49f7-80b9-395bec453406 | 2022-08-22 15:59 | mlaw_CAEnergy | 2022-08-22 15:59 | mlaw_CAEnergy | -121.4945 | 39.498
693 |  | 2701 Fairview Rd, Costa Mesa, CA 92626 | Costa Mesa | Orange | 92626 | 1982 | ORANGE COAST COLLEGE | College | ECAA-Reg | Paid-In-Full | Completed | 37700 | 1885 | 24386 | No | No | No | No | No | No | Yes |  | Southern California Edison | POU | Yes | 37 | 73 | 33.66795700N | 117.91270700W | a2932b46-1a09-41d2-91c6-25856382f2dd | 2022-08-22 15:59 | mlaw_CAEnergy | 2022-08-22 15:59 | mlaw_CAEnergy | -117.9127 | 33.668
719 |  | 2701 Fairview Rd, Costa Mesa, CA 92626 | Costa Mesa | Orange | 92626 | 1981 | ORANGE COAST COLLEGE | College | ECAA-Reg | Paid-In-Full | Completed | 14234 | 712 | 9207 | No | No | No | No | No | No | Yes |  | Southern California Edison | IOU | Yes | 37 | 73 | 33.66795700N | 117.91270700W | 165795b6-b8d2-484e-88cb-6c0582977112 | 2022-08-22 15:59 | mlaw_CAEnergy | 2022-08-22 15:59 | mlaw_CAEnergy | -117.9127 | 33.668
868 |  | 2701 Fairview Rd, Costa Mesa, CA 92626 | Costa Mesa | Orange | 92626 | 1979 | ORANGE COAST COLLEGE | College | ECAA-Reg | Paid-In-Full | Completed | 216729 | 10836 | 140187 | No | No | No | No | No | No | Yes |  | Southern California Edison | IOU | No | 37 | 73 | 33.66795700N | 117.91270700W | 09cea20f-589f-42d1-9020-42b7e79cd866 | 2022-08-22 15:59 | mlaw_CAEnergy | 2022-08-22 15:59 | mlaw_CAEnergy | -117.9127 | 33.668
531 |  | 903 South St, Orland, CA 95963 | Orland | Glenn | 95963 | 1991 | ORLAND JUHSD | Local Educational Agency | ECAA-Ed | Paid-In-Full | Completed | 112044 | 5602 | 119196 | No | No | No | No | No | No | Yes |  | Pacific Gas & Electric | POU | Yes | 1 | 3 | 39.74007500N | 122.20123480W | 49f290c6-b742-47de-b3af-47dcb5058e50 | 2022-08-22 15:59 | mlaw_CAEnergy | 2022-08-22 15:59 | mlaw_CAEnergy | -122.2012 | 39.7401
597 |  | 5609 N Russell Ave, Firebaugh, CA 93622 | Firebaugh | Fresno | 93622 | 1988 | ORO LOMA ELEMENTARY | Local Educational Agency | ECAA-Ed | Paid-In-Full | Completed | 23594 | 1180 | 16853 | No | No | No | No | No | No | Yes |  | Pacific Gas & Electric | IOU | No | 14 | 27 | 36.81576100N | 120.65833200W | 1c002f26-56d6-4697-95c5-76a3d7aad9aa | 2022-08-22 15:59 | mlaw_CAEnergy | 2022-08-22 15:59 | mlaw_CAEnergy | -120.6583 | 36.8158
51 | 005-15-ECG | 2211 Washington Ave, Oroville, CA 95966 | Oroville | Butte | 95966 | 2015 | Oroville Union High School District | Local Educational Agency | ECAA-Ed | Repayment | Completed | 2800000 | 302534 | 1357662 | No | No | Yes | No | No | No | No | install 839 kW roof and parking structure mounted PV panels at Oroville Hight and Las Plumas High Schools | Pacific Gas & Electric | IOU | No | 1 | 3 | 39.50935800N | 121.54680600W | 0c560759-5e10-40bf-afb4-861434fe4ffd | 2022-08-22 15:59 | mlaw_CAEnergy | 2023-07-19 17:39 | SLocwood_CAEnergy | -121.5468 | 39.5094
413 |  | 435 Hillcrest Ave, Pacific Grove, CA 93950 | Pacific Grove | Monterey | 93950 | 1994 | PACIFIC GROVE UNIFIED SCHOOL | Local Educational Agency | ECAA-Ed | Paid-In-Full | Completed | 13585 | 679 | 9594 | No | No | No | No | No | No | Yes |  | Pacific Gas & Electric | IOU | No | 17 | 30 | 36.62244400N | 121.91692700W | bee89851-6ad3-494d-8f67-50dd0a8e4ab9 | 2022-08-22 15:59 | mlaw_CAEnergy | 2022-08-22 15:59 | mlaw_CAEnergy | -121.9169 | 36.6224
610 |  | 435 Hillcrest Ave, Pacific Grove, CA 93950 | Pacific Grove | Monterey | 93950 | 1988 | PACIFIC GROVE UNIFIED SCHOOL | Local Educational Agency | ECAA-Ed | Paid-In-Full | Completed | 67801 | 3390 | 47882 | No | No | No | No | No | No | Yes |  | Pacific Gas & Electric | IOU | No | 17 | 30 | 36.62244400N | 121.91692700W | 60bff6c4-e1d0-4978-ad5e-f46633beb899 | 2022-08-22 15:59 | mlaw_CAEnergy | 2022-08-22 15:59 | mlaw_CAEnergy | -121.9169 | 36.6224
806 |  | 435 Hillcrest Ave, Pacific Grove, CA 93950 | Pacific Grove | Monterey | 93950 | 1980 | PACIFIC GROVE UNIFIED SCHOOL | Local Educational Agency | ECAA-Ed | Paid-In-Full | Completed | 199655 | 9983 | 140999 | No | No | No | No | No | No | Yes |  | Pacific Gas & Electric | IOU | No | 17 | 30 | 36.62244400N | 121.91692700W | 9c00aa52-3c53-4d2a-b55f-8fc0810d8678 | 2022-08-22 15:59 | mlaw_CAEnergy | 2022-08-22 15:59 | mlaw_CAEnergy | -121.9169 | 36.6224
852 |  | 435 Hillcrest Ave, Pacific Grove, CA 93950 | Pacific Grove | Monterey | 93950 | 1979 | PACIFIC GROVE UNIFIED SCHOOL | Local Educational Agency | ECAA-Ed | Paid-In-Full | Completed | 40700 | 2035 | 28264 | No | No | No | No | No | No | Yes |  | Pacific Gas & Electric | IOU | No | 17 | 30 | 36.62244400N | 121.91692700W | e7dce1d5-fa89-4d44-a12b-79dfc4799e26 | 2022-08-22 15:59 | mlaw_CAEnergy | 2022-08-22 15:59 | mlaw_CAEnergy | -121.9169 | 36.6224
844 |  | 435 Hillcrest Ave, Pacific Grove, CA 93950 | Pacific Grove | Monterey | 93950 | 1979 | PACIFIC GROVE UNIFIED SCHOOL | Local Educational Agency | ECAA-Ed | Paid-In-Full | Completed | 22302 | 1115 | 15488 | No | No | No | No | No | No | Yes |  | Pacific Gas & Electric | IOU | No | 17 | 30 | 36.62244400N | 121.91692700W | 84b17aa1-4599-4c9a-aafc-7f465f41747c | 2022-08-22 15:59 | mlaw_CAEnergy | 2022-08-22 15:59 | mlaw_CAEnergy | -121.9169 | 36.6224
546 |  | 2000 Center St Suite 200, Berkeley, CA 94704 | Berkeley | Alameda | 94704 | 1990 | PACIFIC LUTHERAN THEOLOGICAL SEMINARY | College | ECAA-Reg | Paid-In-Full | Completed | 6721 | - | - | No | No | No | No | No | No | Yes |  | Pacific Gas & Electric | IOU | Yes | 7 | 14 | 37.86957700N | 122.27019400W | be3c6bc8-143e-4bce-8c91-e2cc289a26ff | 2022-08-22 15:59 | mlaw_CAEnergy | 2022-08-22 15:59 | mlaw_CAEnergy | -122.2702 | 37.8696
821 |  | 45 Castro St #309, San Francisco, CA 94114 | San Francisco | San Francisco | 94114 | 1980 | PACIFIC MEDICAL CENTER | Hospital/Public Care | ECAA-Reg | Paid-In-Full | Completed | 310183 | 15509 | 219056 | No | No | No | No | No | No | Yes |  | Pacific Gas & Electric | IOU | No | 11 | 17 | 37.76867300N | 122.43542700W | 9c7236af-ffc5-43b1-8f50-31cf2e33c6b8 | 2022-08-22 15:59 | mlaw_CAEnergy | 2022-08-22 15:59 | mlaw_CAEnergy | -122.4354 | 37.7687
966 | 006-19-ECG | 150 District Center Dr, Palm Springs, CA 92264 | Palm Springs | Riverside | 92264 | 2019 | Palm Springs Unified School District | Local Educational Agency | ECAA-Ed | Repayment | Completed | 1643480 | 82174 | 846915 | No | No | Yes | No | No | No | No | Installation of two solar PV carport systems totaling 495 kW at two district school sites. | Southern California Edison | IOU | Yes | 19 | 47 | 33.8256 | -116.4945 |  |  | SLocwood_CAEnergy |  |  | -116.4945 | 33.8256 |  | N/A
539 |  | 825 N Lovekin Blvd, Blythe, CA 92225 | Blythe | Riverside | 92225 | 1991 | PALO VERDE UNIFIED SCHOOL | Local Educational Agency | ECAA-Ed | Paid-In-Full | Completed | 412540 | 20627 | 375036 | No | No | No | No | No | No | Yes |  | Southern California Edison | IOU | Yes | 18 | 36 | 33.62349770N | 114.60630100W | f3954475-44a7-4ad1-8b71-2a5b55570753 | 2022-08-22 15:59 | mlaw_CAEnergy | 2022-08-22 15:59 | mlaw_CAEnergy | -114.6063 | 33.6235
938 | 001-23-ECG | 4200 Ashe Road, Bakersfield, CA 93313 | Bakersfield | Kern | 93313 | 2023 | Panama-Buena Vista Union School District | Local Educational Agency | ECAA-Ed | Paid-In-Full | Completed | 2998636 | 321266 | 1108856 | Yes | No | No | No | No | No | No | Lighting upgrade at 20 schools | Pacific Gas & Electric | IOU | No | 16 | 35 | 35.317 | -119.074 |  |  | SLocwood_CAEnergy |  | SLocwood_CAEnergy | -119.074 | 35.317 | Project completed under budget. Final loan total $2,936,636 | SitelogIQ
851 |  | 6696 Clark Rd, Paradise, CA 95969 | Paradise | Butte | 95969 | 1979 | PARADISE UNIFIED SCHOOL | Local Educational Agency | ECAA-Ed | Paid-In-Full | Completed | 38567 | 1928 | 27947 | No | No | No | No | No | No | Yes |  | Pacific Gas & Electric | IOU | No | 1 | 3 | 39.77861970N | 121.58928510W | 80789eb2-c46c-40a4-b317-e5c57e513136 | 2022-08-22 15:59 | mlaw_CAEnergy | 2022-08-22 15:59 | mlaw_CAEnergy | -121.5893 | 39.7786
212 |  | 6696 Clark Rd, Paradise, CA 95969 | Paradise | Butte | 95969 | 2005 | Paradise Unified School District | Local Educational Agency | ECAA-Ed | Paid-In-Full | Completed | 341677 | 34865 | 379626 | Yes | No | No | No | No | No | No | upgrade lighting systems | Pacific Gas & Electric | IOU | No | 1 | 3 | 39.77861970N | 121.58928510W | 4a33a7f0-7eab-48c5-8c94-789cf7a48db0 | 2022-08-22 15:59 | mlaw_CAEnergy | 2023-07-25 23:03 | SLocwood_CAEnergy | -121.5893 | 39.7786
227 |  | 6696 Clark Rd, Paradise, CA 95969 | Paradise | Butte | 95969 | 2004 | Paradise Unified School District | Local Educational Agency | ECAA-Ed | Paid-In-Full | Completed | 596000 | 62400 | 326900 | Yes | Yes | No | No | No | No | No | installiation of energy efficient HVAC and classroom lighting systems | Pacific Gas & Electric | IOU | No | 1 | 3 | 39.77861970N | 121.58928510W | 5b2117ec-3686-4b43-9bdc-859946a3787f | 2022-08-22 15:59 | mlaw_CAEnergy | 2023-07-25 23:05 | SLocwood_CAEnergy | -121.5893 | 39.7786
933 | 009-22-ECG | 900 South Newmark Ave, Parlier, CA 93648 | Parlier | Fresno | 93648 | 2023 | Parlier Unified School District | Local Educational Agency | ECAA-Ed | Repayment | Completed | 3000000 | 201750 | 849486 | No | No | Yes | No | No | No | No | Install three carport solar PV arrays totaling 525.4 kW at three district sites | Pacific Gas & Electric | IOU | Yes | 14 | 31 | 36.6169 | -119.5295 | ac4705ad-292d-40fd-a89d-e7e619e163ba | 2023-06-26 19:56 | SLocwood_CAEnergy | 2023-06-26 20:00 | SLocwood_CAEnergy | -119.5277 | 36.6174 | Project completed under budget. Final loan total $2,775,596 | SitelogIQ
920 | 007-19-ECG | 900 Newmark Avenue, Parlier, CA 93648 | Parlier | Fresno | 93648 | 2019 | Parlier Unified School District | Local Educational Agency | ECAA-Ed | Repayment | Completed | 2750331 | 270924 | 1721452 | Yes | Yes | Yes | No | No | No | No | Project includes a comprehensive interior and exterior retrofit to LED lighting, replacing 26 inefficient wall-mounted heat pumps units with high-efficient systems, and installing a 898.5 kWdc ground-mounted solar photovoltaic system at two co-located sch | Pacific Gas & Electric | IOU | Yes | 14 | 31 | 36.617 | -119.5294 | f376647c-6478-4eb7-a8d9-9a4c46a53418 | 2022-08-31 14:50 | SLocwood_CAEnergy | 2022-08-31 14:54 | SLocwood_CAEnergy | -119.5276 | 36.6174 |  | SitelogIQ
188 |  | 300 E Green St, Pasadena, CA 91101 | Pasadena | Los Angeles | 91101 | 2008 | Pasadena Center Operating Company | Special District | ECAA-Reg | Paid-In-Full | Completed | 3000000 | 331235 | 1942720 | No | No | No | No | No | No | Yes | implement multiple energy efficiency projects | Southern California Edison | IOU | Yes | 25 | 41 | 34.14385200N | 118.14426200W | 2a7966fa-e981-4349-b047-5500bd0b40c6 | 2022-08-22 15:59 | mlaw_CAEnergy | 2023-07-21 23:23 | SLocwood_CAEnergy | -118.1443 | 34.1439
523 |  | 510 Keystone Blvd, Patterson, CA 95363 | Patterson | Stanislaus | 95363 | 1991 | PATTERSON JOINT UNIFIED | Local Educational Agency | ECAA-Ed | Paid-In-Full | Completed | 48669 | 2433 | 33472 | No | No | No | No | No | No | Yes |  | Pacific Gas & Electric | IOU | No | 4 | 22 | 37.47421000N | 121.16078330W | fdc820ad-b6b6-4e63-95fa-514e39e84dda | 2022-08-22 15:59 | mlaw_CAEnergy | 2022-08-22 15:59 | mlaw_CAEnergy | -121.1608 | 37.4742
544 |  | 510 Keystone Blvd, Patterson, CA 95363 | Patterson | Stanislaus | 95363 | 1990 | PATTERSON JOINT UNIFIED | Local Educational Agency | ECAA-Ed | Paid-In-Full | Completed | 2195 | 110 | 1510 | No | No | No | No | No | No | Yes |  | Pacific Gas & Electric | IOU | No | 4 | 22 | 37.47421000N | 121.16078330W | 84b1d200-aed0-4fba-9bdc-0cb41b8b494a | 2022-08-22 15:59 | mlaw_CAEnergy | 2022-08-22 15:59 | mlaw_CAEnergy | -121.1608 | 37.4742
611 |  | 510 Keystone Blvd, Patterson, CA 95363 | Patterson | Stanislaus | 95363 | 1988 | PATTERSON JOINT UNIFIED | Local Educational Agency | ECAA-Ed | Paid-In-Full | Completed | 89642 | 4482 | 61652 | No | No | No | No | No | No | Yes |  | Pacific Gas & Electric | POU | No | 4 | 22 | 37.47421000N | 121.16078330W | a4f4861c-1b96-4804-8a92-ee97c74021b8 | 2022-08-22 15:59 | mlaw_CAEnergy | 2022-08-22 15:59 | mlaw_CAEnergy | -121.1608 | 37.4742
638 |  | 3102 Highland Ave, Patton, CA 92369 | Patton | San Bernardino | 92369 | 1985 | PATTON HOSPITAL | Hospital/Public Care | ECAA-Reg | Paid-In-Full | Completed | 11230 | 562 | 7255 | No | No | No | No | No | No | Yes |  | Southern California Edison | IOU | Yes | 29 | 45 | 34.13769400N | 117.21500500W | c467ecef-75f9-4ed1-870f-f43dba44200d | 2022-08-22 15:59 | mlaw_CAEnergy | 2022-08-22 15:59 | mlaw_CAEnergy | -117.215 | 34.1377
376 |  | 6885 English Colony Way, Penryn, CA 95663 | Penryn | Placer | 95663 | 1996 | PENRYN ELEMENTARY | Local Educational Agency | ECAA-Ed | Paid-In-Full | Completed | 13835 | 692 | 10980 | No | No | No | No | No | No | Yes |  | Pacific Gas & Electric | IOU | No | 6 | 5 | 38.85443990N | 121.17572440W | 93da1787-72b3-415a-8c69-0fa90b4cd1e0 | 2022-08-22 15:59 | mlaw_CAEnergy | 2022-08-22 15:59 | mlaw_CAEnergy | -121.1757 | 38.8544
717 |  | 333 E 8th St, Oakland, CA 94606 | Oakland | Alameda | 94606 | 1981 | PERALTA CCD | College | ECAA-Reg | Paid-In-Full | Completed | 10818 | 541 | 7183 | No | No | No | No | No | No | Yes |  | Pacific Gas & Electric | IOU | No | 7 | 18 | 37.79387900N | 122.25909900W | 4252dff5-e8f2-4ef4-b613-3fde74b88cad | 2022-08-22 15:59 | mlaw_CAEnergy | 2022-08-22 15:59 | mlaw_CAEnergy | -122.2591 | 37.7939
807 |  | 333 E 8th St, Oakland, CA 94606 | Oakland | Alameda | 94606 | 1980 | PERALTA CCD | College | ECAA-Reg | Paid-In-Full | Completed | 204841 | 10242 | 136017 | No | No | No | No | No | No | Yes |  | Pacific Gas & Electric | IOU | No | 7 | 18 | 37.79387900N | 122.25909900W | dfab5dc6-e410-43a0-accc-05ad01dc9d04 | 2022-08-22 15:59 | mlaw_CAEnergy | 2022-08-22 15:59 | mlaw_CAEnergy | -122.2591 | 37.7939
755 |  | 333 E 8th St, Oakland, CA 94606 | Oakland | Alameda | 94606 | 1980 | PERALTA CCD | College | ECAA-Reg | Paid-In-Full | Completed | 20980 | 1049 | 13931 | No | No | No | No | No | No | Yes |  | Pacific Gas & Electric | IOU | No | 7 | 18 | 37.79387900N | 122.25909900W | 5a2ca382-ba6f-4a1d-aac5-a6b28a232a88 | 2022-08-22 15:59 | mlaw_CAEnergy | 2022-08-22 15:59 | mlaw_CAEnergy | -122.2591 | 37.7939
895 | 013-20-ECG | 960 Wildwood Road, Arbuckle, CA 95912 | Arbuckle | Colusa | 95912 | 2021 | Pierce Joint Unified School District | Local Educational Agency | ECAA-Ed | Repayment | Completed | 1974850 | 105522 | 430700 | No | No | Yes | No | No | No | No | Install three carport-mounted PV systems at Pierce High School | Pacific Gas & Electric | IOU | No | 1 | 4 | 39.0101 | -122.0545 | 213d0453-bf21-4afb-b057-0adcf2993d55 | 2022-08-22 15:59 | mlaw_CAEnergy | 2022-08-22 15:59 | mlaw_CAEnergy | -122.0545 | 39.0101 |  | Compass Energy Solutions
300 |  | 3450 Coffey Ln, Santa Rosa, CA 95403 | Santa Rosa | Sonoma | 95403 | 2001 | Piner-Olivet Union School District | Local Educational Agency | ECAA-Ed | Paid-In-Full | Completed | 261930 | 29103 | 182716 | No | No | No | No | No | No | Yes |  | Pacific Gas & Electric | IOU | No | 2 | 2 | 38.47361930N | 122.74618320W | 55e0840a-78bb-4745-b8c9-d2aea8b911e9 | 2022-08-22 15:59 | mlaw_CAEnergy | 2022-08-22 15:59 | mlaw_CAEnergy | -122.7462 | 38.4736
77 |  | 2000 Railroad Ave, Pittsburg, CA 94565 | Pittsburg | Contra Costa | 94565 | 2014 | Pittsburg Unified School District | Local Educational Agency | ECAA-Ed | Repayment | Completed | 1766665 | 140584 | 788148 | Yes | No | No | No | No | No | Yes | Lighting retrofit and occupnancy based controls | Pacific Gas & Electric | IOU | No | 9 | 15 | 38.01980880N | 121.88873030W | 8a12e982-6295-455e-a69e-5c3e40bc5359 | 2022-08-22 15:59 | mlaw_CAEnergy | 2023-07-21 17:41 | SLocwood_CAEnergy | -121.8887 | 38.0198
890 | 007-20-ECG | 300 North School Street, Pixley, CA 93256 | Pixley | Tulare | 93256 | 2021 | Pixley Union Elementary School | Local Educational Agency | ECAA-Ed | Repayment | Completed | 1465747 | 115559 | 840727 | No | No | Yes | No | No | No | No | Install ground-mounted solar PV system | Pacific Gas & Electric | IOU | Yes | 16 | 33 | 35.973 | -119.281 | b5c9cdca-923b-4721-9cd2-4fa476cca4f7 | 2022-08-22 15:59 | mlaw_CAEnergy | 2023-03-01 18:00 | SLocwood_CAEnergy | -119.281 | 35.973 |  | SitelogIQ
819 |  | 1301 E Orangethorpe Ave, Placentia, CA 92870 | Placentia | Orange | 92870 | 1980 | PLACENTIA-YORBA LINDA UNIFIED | Local Educational Agency | ECAA-Ed | Paid-In-Full | Completed | 303834 | - | - | No | No | No | No | No | No | Yes |  | Southern California Edison | IOU | No | 37 | 59 | 33.87034200N | 117.83790100W | 22d0e9ba-7785-4016-a9b6-af56657a275b | 2022-08-22 15:59 | mlaw_CAEnergy | 2022-08-22 15:59 | mlaw_CAEnergy | -117.8379 | 33.8703
93 |  | 16801 Placer Hills Rd, Meadow Vista, CA 95722 | Meadow Vista | Placer | 95722 | 2013 | Placer Hills Union School District | Local Educational Agency | ECAA-Ed | Repayment | Completed | 687000 | 52981 | 295000 | No | No | Yes | No | No | No | No | install a 190 kW roof-mounted solar electric system | Pacific Gas & Electric | IOU | No | 1 | 5 | 38.99611040N | 121.02338030W | c7580579-104f-4fda-b315-a4d609dbbeea | 2022-08-22 15:59 | mlaw_CAEnergy | 2023-07-21 17:43 | SLocwood_CAEnergy | -121.0234 | 38.9961
419 |  | 7322 Co Rd 24, Orland, CA 95963 | Orland | Glenn | 95963 | 1994 | PLAZA ELEMENTARY SCHOOL | Local Educational Agency | ECAA-Ed | Paid-In-Full | Completed | 23859 | 1193 | 21690 | No | No | No | No | No | No | Yes |  | Pacific Gas & Electric | IOU | No | 1 | 3 | 39.71066710N | 122.10551840W | f9cc4d1f-5028-4c3d-9776-9b57cf1da2ba | 2022-08-22 15:59 | mlaw_CAEnergy | 2022-08-22 15:59 | mlaw_CAEnergy | -122.1055 | 39.7107
885 | 001-21-ECI | 1605 E. Burnley Street, Camarillo, CA 93010 | Camarillo | Ventura | 93010 | 2021 | Pleasant Valley Recreation and Park District | Special District | ECAA-Reg | Repayment | Completed | 147720 | 23593 | 158549 | Yes | No | No | No | No | No | Yes | Retrofit interior and exterior lighting at multiple sites | Southern California Edison | IOU | No | 21 | 38 | 34.2264 | -119.0491 | 4d06c759-d369-4e18-8bc9-fc357f3764d5 | 2022-08-22 15:59 | mlaw_CAEnergy | 2023-02-14 19:38 | SLocwood_CAEnergy | -119.0493 | 34.2263 | Project was completed using $40,268.06 of total loan amount | Energy Partnership Program (Digital Energy)
761 |  | 1065 Bucks Lake Rd, Quincy, CA 95971 | Quincy | Plumas | 95971 | 1980 | PLUMAS HOSPITAL DISTRICT | Hospital/Public Care | ECAA-Reg | Paid-In-Full | Completed | 26071 | - | - | No | No | No | No | No | No | Yes |  | Pacific Gas & Electric | IOU | Yes | 1 | 1 | 39.93946800N | 120.96156900W | cd6eb5c8-3398-42d6-9588-3af59d981059 | 2022-08-22 15:59 | mlaw_CAEnergy | 2022-08-22 15:59 | mlaw_CAEnergy | -120.9616 | 39.9395
865 |  | 800 S Garey Ave, Pomona, CA 91766 | Pomona | Los Angeles | 91766 | 1979 | POMONA UNIFIED SCHOOL | Local Educational Agency | ECAA-Ed | Paid-In-Full | Completed | 109488 | 5474 | 99535 | No | No | No | No | No | No | Yes |  | Southern California Edison | IOU | No | 22 | 53 | 34.05191800N | 117.74918500W | a0e5beac-4bd9-4bca-8571-25a1385bf197 | 2022-08-22 15:59 | mlaw_CAEnergy | 2022-08-22 15:59 | mlaw_CAEnergy | -117.7492 | 34.0519
589 |  | 465 W Olive Ave, Porterville, CA 93257 | Porterville | Tulare | 93257 | 1989 | PORTERVILLE UNION HIGH | Local Educational Agency | ECAA-Ed | Paid-In-Full | Completed | 101745 | 5087 | 70656 | No | No | No | No | No | No | Yes |  | Pacific Gas & Electric | IOU | No | 16 | 33 | 36.06496400N | 119.02778100W | 4fffb09d-fdd6-4fd1-a403-b6da57962ff8 | 2022-08-22 15:59 | mlaw_CAEnergy | 2022-08-22 15:59 | mlaw_CAEnergy | -119.0278 | 36.065
754 |  | 465 W Olive Ave, Porterville, CA 93257 | Porterville | Tulare | 93257 | 1980 | PORTERVILLE UNION HIGH | Local Educational Agency | ECAA-Ed | Paid-In-Full | Completed | 20800 | 1040 | 14444 | No | No | No | No | No | No | Yes |  | Pacific Gas & Electric | IOU | No | 16 | 33 | 36.06496400N | 119.02778100W | d85467c4-c068-4c1b-b1c7-a266c359f5f8 | 2022-08-22 15:59 | mlaw_CAEnergy | 2022-08-22 15:59 | mlaw_CAEnergy | -119.0278 | 36.065
619 |  | 4575 Alpine Rd, Portola Valley, CA 94028 | Portola Valley | San Mateo | 94028 | 1986 | PORTOLA VALLEY SCHOOL | Local Educational Agency | ECAA-Ed | Paid-In-Full | Completed | 8960 | 448 | 6222 | No | No | No | No | No | No | Yes |  | Pacific Gas & Electric | IOU | No | 13 | 23 | 37.36803100N | 122.21206800W | 1c29316d-0c0f-44ea-a650-4a9c375f2466 | 2022-08-22 15:59 | mlaw_CAEnergy | 2022-08-22 15:59 | mlaw_CAEnergy | -122.2121 | 37.368
568 |  | 15250 Avenue of Science, San Diego, CA 92128 | San Diego | San Diego | 92128 | 1990 | POWAY UNIFIED | Local Educational Agency | ECAA-Ed | Paid-In-Full | Completed | 287000 | - | - | No | No | No | No | No | No | Yes |  | San Diego Gas & Electric | IOU | No | 40 | 76 | 32.99278100N | 117.08211600W | ad504bd8-15a7-4c68-8d10-86db70cc5172 | 2022-08-22 15:59 | mlaw_CAEnergy | 2022-08-22 15:59 | mlaw_CAEnergy | -117.0821 | 32.9928
381 |  | 473 State St, Princeton, CA 95970 | Princeton | Colusa | 95970 | 1996 | PRINCETON JOINT UNIFIED | Local Educational Agency | ECAA-Ed | Paid-In-Full | Completed | 55647 | 2782 | 38644 | No | No | No | No | No | No | Yes |  | Pacific Gas & Electric | IOU | Yes | 1 | 4 | 39.40094500N | 122.01107900W | 7a611462-e31d-49af-a482-e6e2e5c617a1 | 2022-08-22 15:59 | mlaw_CAEnergy | 2022-08-22 15:59 | mlaw_CAEnergy | -122.0111 | 39.4009
517 |  | 6425 W Bowles Ave, Raisin City, CA 93652 | Raisin City | Fresno | 93652 | 1991 | RAISIN CITY SD | Local Educational Agency | ECAA-Ed | Paid-In-Full | Completed | 19669 | 983 | 14253 | No | No | No | No | No | No | Yes |  | Pacific Gas & Electric | IOU | No | 14 | 27 | 36.60065800N | 119.90622500W | a674dbcd-280e-408b-9b70-90a47331bcbb | 2022-08-22 15:59 | mlaw_CAEnergy | 2022-08-22 15:59 | mlaw_CAEnergy | -119.9062 | 36.6007
888 | 016-20-ECG | 2120 Euclid Ave., East Palo Alto, CA 94303 | East Palo Alto | San Mateo | 94303 | 2021 | Ravenswood City School District | Local Educational Agency | ECAA-Ed | Paid-In-Full | Completed | 2925948 | 158279 | 140166 | Yes | No | Yes | No | No | No | No | Lighting retrofits at two school sites and install solar PV at four school sites | Pacific Gas & Electric | IOU | Yes | 13 | 21 | 37.4637 | -122.1435 | eb264488-639e-4706-a1c6-ed554800570f | 2022-08-22 15:59 | mlaw_CAEnergy | 2022-08-22 15:59 | mlaw_CAEnergy | -122.1435 | 37.4637 |  | Engie
549 |  | 1525 Douglass St, Red Bluff, CA 96080 | Red Bluff | Tehama | 96080 | 1990 | RED BLUFF JOINT UNION | Local Educational Agency | ECAA-Ed | Paid-In-Full | Completed | 12453 | - | - | No | No | No | No | No | No | Yes |  | Pacific Gas & Electric | IOU | No | 1 | 3 | 40.17799400N | 122.25219400W | 3e4e2772-5067-410e-89ab-0916297e846f | 2022-08-22 15:59 | mlaw_CAEnergy | 2022-08-22 15:59 | mlaw_CAEnergy | -122.2522 | 40.178
586 |  | 1525 Douglass St, Red Bluff, CA 96080 | Red Bluff | Tehama | 96080 | 1989 | RED BLUFF JOINT UNION | Local Educational Agency | ECAA-Ed | Paid-In-Full | Completed | 93500 | - | - | No | No | No | No | No | No | Yes |  | Pacific Gas & Electric | IOU | No | 1 | 3 | 40.17799400N | 122.25219400W | c3b09ca8-5e4c-4a2f-b7ec-acde8ac87932 | 2022-08-22 15:59 | mlaw_CAEnergy | 2022-08-22 15:59 | mlaw_CAEnergy | -122.2522 | 40.178
215 |  | 1525 Douglass St, Red Bluff, CA 96080 | Red Bluff | Tehama | 96080 | 2004 | Red Bluff Joint Union High School District | Local Educational Agency | ECAA-Ed | Paid-In-Full | Completed | 49500 | 6223 | 46097 | No | No | Yes | No | No | No | No | install a 30 kW PV system | Pacific Gas & Electric | IOU | No | 1 | 3 | 40.17799400N | 122.25219400W | 7cd161a0-5c4c-4797-acab-0f6cae1dad93 | 2022-08-22 15:59 | mlaw_CAEnergy | 2023-07-25 23:04 | SLocwood_CAEnergy | -122.2522 | 40.178
100 | 015-12-ECD | 750 Bradford St, Redwood City, CA 94063 | Redwood City | San Mateo | 94063 | 2013 | Redwood City Unified School District | Local Educational Agency | ECAA-Ed | Repayment | Completed | 1439914 | 110763 | 738246 | Yes | No | No | No | No | No | No | retrofit lighting and install occupancy sensors at 17 school | Pacific Gas & Electric | IOU | Yes | 13 | 21 | 37.48855300N | 122.22702000W | 72ee170a-c39e-490b-997e-6ed40885b207 | 2022-08-22 15:59 | mlaw_CAEnergy | 2023-07-21 17:44 | SLocwood_CAEnergy | -122.227 | 37.4886
730 |  | 500 S 1st Ave, Avenal, CA 93204 | Avenal | Kings | 93204 | 1980 | REEF SUNSET UNIFIED | Local Educational Agency | ECAA-Ed | Paid-In-Full | Completed | 3194 | 160 | 2197 | No | No | No | No | No | No | Yes |  | Pacific Gas & Electric | IOU | Yes | 16 | 33 | 36.00359400N | 120.13824100W | bcdae675-d044-4cab-8366-f59bafdfbae7 | 2022-08-22 15:59 | mlaw_CAEnergy | 2022-08-22 15:59 | mlaw_CAEnergy | -120.1382 | 36.0036
739 |  | 500 S 1st Ave, Avenal, CA 93204 | Avenal | Kings | 93204 | 1980 | REEF SUNSET UNIFIED | Local Educational Agency | ECAA-Ed | Paid-In-Full | Completed | 11491 | 575 | 7903 | No | No | No | No | No | No | Yes |  | Pacific Gas & Electric | IOU | No | 16 | 33 | 36.00359400N | 120.13824100W | e9b4c7b4-98d4-4979-9fd0-c84a436bd320 | 2022-08-22 15:59 | mlaw_CAEnergy | 2022-08-22 15:59 | mlaw_CAEnergy | -120.1382 | 36.0036
742 |  | 500 S 1st Ave, Avenal, CA 93204 | Avenal | Kings | 93204 | 1980 | REEF SUNSET UNIFIED | Local Educational Agency | ECAA-Ed | Paid-In-Full | Completed | 13473 | 674 | 9266 | No | No | No | No | No | No | Yes |  | Pacific Gas & Electric | IOU | No | 16 | 33 | 36.00359400N | 120.13824100W | a6fdeb7a-32ba-4e30-8e83-51f570591ec3 | 2022-08-22 15:59 | mlaw_CAEnergy | 2022-08-22 15:59 | mlaw_CAEnergy | -120.1382 | 36.0036
687 |  | 1250 23rd St, Richmond, CA 94804 | Richmond | Contra Costa | 94804 | 1982 | RICHMOND (W. C.C.) UNIFIED SCHOOL | Local Educational Agency | ECAA-Ed | Paid-In-Full | Completed | 11200 | - | - | No | No | No | No | No | No | Yes |  | Pacific Gas & Electric | IOU | Yes | 7 | 14 | 37.95206100N | 122.34661300W | 187c2af1-bd15-4dfa-a140-62e1ebb5560a | 2022-08-22 15:59 | mlaw_CAEnergy | 2022-08-22 15:59 | mlaw_CAEnergy | -122.3466 | 37.9521
1 | 009-19-ECI | 26577 CA-18, Rimforest, CA 92378 | Rimforest | San Bernardino | 92378 | 2020 | Rim of the World Recreation and Parks | Special District | ECAA-Reg | Repayment | Completed | 156776 | 9615 | 58805 | Yes | No | Yes | No | No | No | Yes | Installation of LED Lighting, Networkable Thermostats, and Solar PV system. | Southern California Edison | IOU | No | 19 | 34 | 34.22964500N | 117.22375900W | b24b3ec1-9c03-48e7-b288-f392bc5bd13a | 2022-08-22 15:59 | mlaw_CAEnergy | 2023-07-19 17:14 | SLocwood_CAEnergy | -117.2238 | 34.2296 |  | Smart Watt
17 | 004-18-ECD | 22099 River View Dr, Cottonwood, CA 96022 | Cottonwood | Tehama | 96022 | 2018 | Rio Alto Water District | Special District | ECAA-Reg | Repayment | Completed | 1590800 | 103930 | 617521 | No | No | Yes | No | No | No | No | 420 kW solar photovoltaic system located at three District-owned sties | Pacific Gas & Electric | POU | Yes | 1 | 3 | 40.35454300N | 122.21260300W | 13209103-0de1-4e16-86aa-8e253495e611 | 2022-08-22 15:59 | mlaw_CAEnergy | 2023-07-19 17:30 | SLocwood_CAEnergy | -122.2126 | 40.3545
321 |  | 631 L St, Rio Linda, CA 95673 | Rio Linda | Sacramento | 95673 | 2001 | Rio Linda Union School District | Local Educational Agency | ECAA-Ed | Paid-In-Full | Completed | 730000 | 81927 | 670312 | No | No | No | No | No | No | Yes |  | Pacific Gas & Electric | IOU | No | 8 | 6 | 38.69040900N | 121.45097800W | 61d932ca-0bad-40f6-aad8-0fbf7c3f525f | 2022-08-22 15:59 | mlaw_CAEnergy | 2022-08-22 15:59 | mlaw_CAEnergy | -121.451 | 38.6904
429 |  | 445 Montezuma St, Rio Vista, CA 94571 | Rio Vista | Solano | 94571 | 1994 | RIVER DELTA UNIFIED | Local Educational Agency | ECAA-Ed | Paid-In-Full | Completed | 45947 | 2297 | 32448 | No | No | No | No | No | No | Yes |  | Pacific Gas & Electric | IOU | No | 3 | 11 | 38.15742750N | 121.69478220W | bac7036f-a97a-4de3-8bca-1473e1383634 | 2022-08-22 15:59 | mlaw_CAEnergy | 2022-08-22 15:59 | mlaw_CAEnergy | -121.6948 | 38.1574
441 |  | 445 Montezuma St, Rio Vista, CA 94571 | Rio Vista | Solano | 94571 | 1994 | RIVER DELTA UNIFIED | Local Educational Agency | ECAA-Ed | Paid-In-Full | Completed | 87747 | 4387 | 61968 | No | No | No | No | No | No | Yes |  | Pacific Gas & Electric | IOU | No | 3 | 11 | 38.15742750N | 121.69478220W | f7629924-c9ef-4052-9b0b-b8fe293bddd4 | 2022-08-22 15:59 | mlaw_CAEnergy | 2022-08-22 15:59 | mlaw_CAEnergy | -121.6948 | 38.1574
577 |  | 445 Montezuma St, Rio Vista, CA 94571 | Rio Vista | Solano | 94571 | 1989 | RIVER DELTA UNIFIED | Local Educational Agency | ECAA-Ed | Paid-In-Full | Completed | 35339 | 1767 | 24957 | No | No | No | No | No | No | Yes |  | Pacific Gas & Electric | IOU | No | 3 | 11 | 38.15742750N | 121.69478220W | 626331d5-bd44-4301-b131-53bf1e73083e | 2022-08-22 15:59 | mlaw_CAEnergy | 2022-08-22 15:59 | mlaw_CAEnergy | -121.6948 | 38.1574
421 |  | 3160 W Mt Whitney Ave, Riverdale, CA 93656 | Riverdale | Fresno | 93656 | 1994 | RIVERDALE JOINT UNION HIGH | Local Educational Agency | ECAA-Ed | Paid-In-Full | Completed | 26380 | 1319 | 17219 | No | No | No | No | No | No | Yes |  | Pacific Gas & Electric | IOU | No | 14 | 31 | 36.43131130N | 119.85681430W | 3af59e7f-ca39-4c29-86e1-58f3bf5711d0 | 2022-08-22 15:59 | mlaw_CAEnergy | 2022-08-22 15:59 | mlaw_CAEnergy | -119.8568 | 36.4313
600 |  | 3160 W Mt Whitney Ave, Riverdale, CA 93656 | Riverdale | Fresno | 93656 | 1988 | RIVERDALE JOINT UNION HIGH | Local Educational Agency | ECAA-Ed | Paid-In-Full | Completed | 25494 | 1275 | 16641 | No | No | No | No | No | No | Yes |  | Pacific Gas & Electric | IOU | No | 14 | 31 | 36.43131130N | 119.85681430W | f6ba918b-9ee0-4899-999d-d4089db661c1 | 2022-08-22 15:59 | mlaw_CAEnergy | 2022-08-22 15:59 | mlaw_CAEnergy | -119.8568 | 36.4313
570 |  | 3380 14th St, Riverside, CA 92501 | Riverside | Riverside | 92501 | 1990 | RIVERSIDE UNIFIED | Local Educational Agency | ECAA-Ed | Paid-In-Full | Completed | 310917 | 15546 | 206452 | No | No | No | No | No | No | Yes |  | Southern California Edison | IOU | No | 31 | 58 | 33.97406780N | 117.37455030W | 12b1a6a4-7100-4830-b865-019d1a10106d | 2022-08-22 15:59 | mlaw_CAEnergy | 2022-08-22 15:59 | mlaw_CAEnergy | -117.3746 | 33.9741
583 |  | 3380 14th St, Riverside, CA 92501 | Riverside | Riverside | 92501 | 1989 | RIVERSIDE UNIFIED | Local Educational Agency | ECAA-Ed | Paid-In-Full | Completed | 77000 | 3850 | 51129 | No | No | No | No | No | No | Yes |  | Southern California Edison | IOU | No | 31 | 58 | 33.97406780N | 117.37455030W | 2121eb9f-77a4-4690-b99f-3178f6a4db8d | 2022-08-22 15:59 | mlaw_CAEnergy | 2022-08-22 15:59 | mlaw_CAEnergy | -117.3746 | 33.9741
439 |  | 5248 Rose St, Sacramento, CA 95838 | Sacramento | Sacramento | 95838 | 1994 | ROBLA | Local Educational Agency | ECAA-Ed | Paid-In-Full | Completed | 81450 | 4073 | 56018 | No | No | No | No | No | No | Yes |  | Sacramento Municipal Utility District | IOU | No | 8 | 6 | 38.66316630N | 121.44695680W | 74b7925e-6635-41a4-9727-310eb9e189a5 | 2022-08-22 15:59 | mlaw_CAEnergy | 2022-08-22 15:59 | mlaw_CAEnergy | -121.447 | 38.6632
506 |  | 1750 Cirby Way, Roseville, CA 95661 | Roseville | Placer | 95661 | 1992 | ROSEVILLE JOINT UNION HIGH | Local Educational Agency | ECAA-Ed | Paid-In-Full | Completed | 122067 | - | - | No | No | No | No | No | No | Yes |  | Pacific Gas & Electric | IOU | No | 6 | 5 | 38.72765200N | 121.26147000W | 9359ec29-95be-45ec-b69f-83c3654945a7 | 2022-08-22 15:59 | mlaw_CAEnergy | 2022-08-22 15:59 | mlaw_CAEnergy | -121.2615 | 38.7277
395 |  | 110 Shaw Dr, San Anselmo, CA 94960 | San Anselmo | Marin | 94960 | 1995 | ROSS VALLEY UNIFIED | Local Educational Agency | ECAA-Ed | Paid-In-Full | Completed | 36579 | - | - | No | No | No | No | No | No | Yes |  | Pacific Gas & Electric | IOU | Yes | 2 | 12 | 37.98228170N | 122.56219330W | e73c9b08-4a3f-46ea-a9a9-f1c7d680135a | 2022-08-22 15:59 | mlaw_CAEnergy | 2022-08-22 15:59 | mlaw_CAEnergy | -122.5622 | 37.9823
513 |  | 110 Shaw Dr, San Anselmo, CA 94960 | San Anselmo | Marin | 94960 | 1991 | ROSS VALLEY UNIFIED | Local Educational Agency | ECAA-Ed | Paid-In-Full | Completed | 7400 | - | - | No | No | No | No | No | No | Yes |  | Pacific Gas & Electric | IOU | No | 2 | 12 | 37.98228170N | 122.56219330W | 248d53a4-708d-49ad-8f22-8cf2741ce562 | 2022-08-22 15:59 | mlaw_CAEnergy | 2022-08-22 15:59 | mlaw_CAEnergy | -122.5622 | 37.9823
228 |  | 110 Shaw Dr, San Anselmo, CA 94960 | San Anselmo | Marin | 94960 | 2004 | Ross Valley Unified School District | Local Educational Agency | ECAA-Ed | Paid-In-Full | Completed | 600000 | 60000 | 436876 | No | No | Yes | No | No | No | No | install PV projects totaling 310 kW | Pacific Gas & Electric | IOU | Yes | 2 | 12 | 37.98228170N | 122.56219330W | bbb75f2d-9366-4e4c-a5e0-a6184563b947 | 2022-08-22 15:59 | mlaw_CAEnergy | 2023-07-25 23:06 | SLocwood_CAEnergy | -122.5622 | 37.9823
500 |  | 76270 High School St, Covelo, CA 95428 | Covelo | Mendocino | 95428 | 1992 | ROUND VALLEY UNIFIED | Local Educational Agency | ECAA-Ed | Paid-In-Full | Completed | 58580 | 2929 | 53255 | No | No | No | No | No | No | Yes |  | Pacific Gas & Electric | IOU | No | 2 | 2 | 39.79361500N | 123.25622300W | 7ae76324-d0f1-4b21-96ed-0a7330411ed9 | 2022-08-22 15:59 | mlaw_CAEnergy | 2022-08-22 15:59 | mlaw_CAEnergy | -123.2562 | 39.7936
732 |  | 801 12th St, Sacramento, CA 95814 | Sacramento | Sacramento | 95814 | 1980 | SACTO HOUSING & REDEVELOPMENT AGENCY | Local Government | ECAA-Reg | Paid-In-Full | Completed | 4500 | 225 | 4091 | No | No | No | No | No | No | Yes |  | Sacramento Municipal Utility District | IOU | Yes | 8 | 6 | 38.58140100N | 121.48972300W | 849b3ad2-6761-41ba-a55f-bccd37dcdf3b | 2022-08-22 15:59 | mlaw_CAEnergy | 2022-08-22 15:59 | mlaw_CAEnergy | -121.4897 | 38.5814
675 |  | 28000 Marguerite Pkwy, Mission Viejo, CA 92692 | Mission Viejo | Orange | 92692 | 1984 | SADDLEBACK COMMUNITY COLLEGE | College | ECAA-Reg | Paid-In-Full | Completed | 235800 | 11790 | 152523 | No | No | No | No | No | No | Yes |  | Southern California Edison | IOU | No | 38 | 71 | 33.55408100N | 117.66418000W | eb7466cf-ad2c-4ead-9711-ce53207e03cc | 2022-08-22 15:59 | mlaw_CAEnergy | 2022-08-22 15:59 | mlaw_CAEnergy | -117.6642 | 33.5541
799 |  | 900 Hyde St, San Francisco, CA 94109 | San Francisco | San Francisco | 94109 | 1980 | SAINT FRANCES MEMORIAL HOSPITAL | Hospital/Public Care | ECAA-Reg | Paid-In-Full | Completed | 162398 | 8120 | 172764 | No | No | No | No | No | No | Yes |  | Pacific Gas & Electric | IOU | No | 11 | 17 | 37.78962400N | 122.41657600W | 736a2697-53ac-4fe8-ae0e-ed0deb053f87 | 2022-08-22 15:59 | mlaw_CAEnergy | 2022-08-22 15:59 | mlaw_CAEnergy | -122.4166 | 37.7896
802 |  | 1800 N California St, Stockton, CA 95204 | Stockton | San Joaquin | 95204 | 1980 | SAINT JOSEPH MEDICAL CENTER | Hospital/Public Care | ECAA-Reg | Paid-In-Full | Completed | 174159 | - | - | No | No | No | No | No | No | Yes |  | Pacific Gas & Electric | IOU | No | 5 | 13 | 37.97051800N | 121.28841800W | fab95490-def7-4295-b5c7-c3f5ef5e4e24 | 2022-08-22 15:59 | mlaw_CAEnergy | 2022-08-22 15:59 | mlaw_CAEnergy | -121.2884 | 37.9705
49 | 001-15-ECG | 4801 Sisk Rd, Salida, CA 95368 | Salida | Stanislaus | 95368 | 2015 | Salida Union School District | Local Educational Agency | ECAA-Ed | Repayment | Completed | 2054469 | 104177 | 657258 | No | No | Yes | No | No | No | Yes | energy efficiency measures (HVAC and cool roof installation) and PV installations at multiple District facilities | Pacific Gas & Electric | IOU | No | 4 | 9 | 37.70766330N | 121.07801670W | 1957e7d7-3ebf-4e35-9915-149d21ea29a0 | 2022-08-22 15:59 | mlaw_CAEnergy | 2023-07-19 17:39 | SLocwood_CAEnergy | -121.078 | 37.7077
862 |  | 431 W Alisal St, Salinas, CA 93901 | Salinas | Monterey | 93901 | 1979 | SALINAS UNION HIGH | Local Educational Agency | ECAA-Ed | Paid-In-Full | Completed | 96710 | 4836 | 67160 | No | No | No | No | No | No | Yes |  | Pacific Gas & Electric | IOU | Yes | 17 | 29 | 36.67204600N | 121.66542380W | f370cda6-6a12-48a7-9cc2-daedfd53168d | 2022-08-22 15:59 | mlaw_CAEnergy | 2022-08-22 15:59 | mlaw_CAEnergy | -121.6654 | 36.672
394 |  | 62428 Center St, San Ardo, CA 93450 | San Ardo | Monterey | 93450 | 1995 | SAN ARDO UNION ELEMENTARY | Local Educational Agency | ECAA-Ed | Paid-In-Full | Completed | 31525 | 1576 | 22844 | No | No | No | No | No | No | Yes |  | Pacific Gas & Electric | IOU | No | 17 | 29 | 36.01930700N | 120.90495600W | d63ebd96-e1d1-4772-b4ef-d514c0b95f81 | 2022-08-22 15:59 | mlaw_CAEnergy | 2022-08-22 15:59 | mlaw_CAEnergy | -120.905 | 36.0193
494 |  | 550 E Hospitality Ln Suite 200, San Bernardino, CA 92408 | San Bernardino | San Bernardino | 92408 | 1992 | SAN BERNARDINO CCD | College | ECAA-Reg | Paid-In-Full | Completed | 20934 | 1047 | 14680 | No | No | No | No | No | No | Yes |  | Southern California Edison | IOU | No | 29 | 50 | 34.06697500N | 117.27375600W | 29413ef2-8481-415f-bddf-8356c8d88855 | 2022-08-22 15:59 | mlaw_CAEnergy | 2022-08-22 15:59 | mlaw_CAEnergy | -117.2738 | 34.067
682 |  | 606 E Mill St, San Bernardino, CA 92415 | San Bernardino | San Bernardino | 92415 | 1983 | SAN BERNARDINO CO. MED CENTER | Hospital/Public Care | ECAA-Reg | Paid-In-Full | Completed | 188155 | 9408 | 136344 | No | No | No | No | No | No | Yes |  | Southern California Edison | IOU | No | 29 | 45 | 34.09296000N | 117.27197400W | 38ea7faf-1601-44cd-9f9d-fe366cd973d6 | 2022-08-22 15:59 | mlaw_CAEnergy | 2022-08-22 15:59 | mlaw_CAEnergy | -117.272 | 34.093
716 |  | 606 E Mill St, San Bernardino, CA 92415 | San Bernardino | San Bernardino | 92415 | 1981 | SAN BERNARDINO CO. MED CENTER | Hospital/Public Care | ECAA-Reg | Paid-In-Full | Completed | 8170 | 409 | 5920 | No | No | No | No | No | No | Yes |  | Southern California Edison | IOU | No | 29 | 45 | 34.09296000N | 117.27197400W | 680b04be-d240-4e09-9539-f25ec1514c11 | 2022-08-22 15:59 | mlaw_CAEnergy | 2022-08-22 15:59 | mlaw_CAEnergy | -117.272 | 34.093
775 |  | 606 E Mill St, San Bernardino, CA 92415 | San Bernardino | San Bernardino | 92415 | 1980 | SAN BERNARDINO CO. MED CENTER | Hospital/Public Care | ECAA-Reg | Paid-In-Full | Completed | 50000 | 2500 | 36232 | No | No | No | No | No | No | Yes |  | Southern California Edison | IOU | No | 29 | 45 | 34.09296000N | 117.27197400W | 94626c59-4da6-4b24-86ef-e9fcbe139820 | 2022-08-22 15:59 | mlaw_CAEnergy | 2022-08-22 15:59 | mlaw_CAEnergy | -117.272 | 34.093
617 |  | 7901 Frost St, San Diego, CA 92123 | San Diego | San Diego | 92123 | 1988 | SAN DIEGO HOSP ASSOC/ SHARP MEMORIAL | Hospital/Public Care | ECAA-Reg | Paid-In-Full | Completed | 225520 | 11276 | 205018 | No | No | No | No | No | No | Yes |  | San Diego Gas & Electric | IOU | No | 39 | 78 | 32.79966700N | 117.15461400W | e2fe9381-1217-4e59-a373-d63935d14dee | 2022-08-22 15:59 | mlaw_CAEnergy | 2022-08-22 15:59 | mlaw_CAEnergy | -117.1546 | 32.7997
191 |  | 2695 Manchester Ave, Cardiff, CA 92007 | Cardiff | San Diego | 92007 | 2007 | San Elijo Joint Power Authority | Special District | ECAA-Reg | Paid-In-Full | Completed | 1193500 | 139500 | 770000 | No | No | No | No | No | No | Yes | implement energy efficiency projects | San Diego Gas & Electric | IOU | No | 38 | 77 | 33.01677000N | 117.27365900W | 9c2977ef-1b31-4f54-9596-322ffd8e583d | 2022-08-22 15:59 | mlaw_CAEnergy | 2023-07-21 23:23 | SLocwood_CAEnergy | -117.2737 | 33.0168
662 |  | 135 Van Ness Ave, San Francisco, CA 94102 | San Francisco | San Francisco | 94102 | 1985 | SAN FRANCISCO UNIFIED | Local Educational Agency | ECAA-Ed | Paid-In-Full | Completed | 418629 | - | - | No | No | No | No | No | No | Yes |  | Pacific Gas & Electric | IOU | No | 11 | 17 | 37.77662600N | 122.42072150W | 191b46d1-9880-41ed-8104-732311bde093 | 2022-08-22 15:59 | mlaw_CAEnergy | 2022-08-22 15:59 | mlaw_CAEnergy | -122.4207 | 37.7766
871 |  | 280 Hospital Pkwy, San Jose, CA 95119 | San Jose | Santa Clara | 95119 | 1979 | SAN JOSE MEDICAL CENTER | Hospital/Public Care | ECAA-Reg | Paid-In-Full | Completed | 251000 | 12550 | 162354 | No | No | No | No | No | No | Yes |  | Pacific Gas & Electric | IOU | No | 15 | 28 | 37.23874800N | 121.80155100W | b48e7731-f443-4d82-9e4b-545e50e2c362 | 2022-08-22 15:59 | mlaw_CAEnergy | 2022-08-22 15:59 | mlaw_CAEnergy | -121.8016 | 37.2387
359 |  | 9935 Auburn Folsom Rd, Granite Bay, CA 95746 | Granite Bay | Placer | 95746 | 1998 | SAN JUAN WATER DISTRICT | Special District | ECAA-Reg | Paid-In-Full | Completed | 100000 | 5000 | 106383 | No | No | No | No | No | No | Yes |  | Pacific Gas & Electric | IOU | No | 6 | 5 | 38.71565200N | 121.17439800W | 7ffdb179-b683-4e11-90a2-2373181c9f0c | 2022-08-22 15:59 | mlaw_CAEnergy | 2022-08-22 15:59 | mlaw_CAEnergy | -121.1744 | 38.7157
688 |  | CA-1, San Luis Obispo, CA 93405 | San Luis Obispo | San Luis Obispo | 93405 | 1982 | SAN LUIS OBISPO CCD | College | ECAA-Reg | Paid-In-Full | Completed | 11349 | 567 | 12073 | No | No | No | No | No | No | Yes |  | Pacific Gas & Electric | IOU | Yes | 17 | 30 | 35.30116751N | 120.67609630W | 8dd56db9-6f8a-4452-a255-88d9ffdfeea0 | 2022-08-22 15:59 | mlaw_CAEnergy | 2022-08-22 15:59 | mlaw_CAEnergy | -120.6761 | 35.3012
752 |  | CA-1, San Luis Obispo, CA 93405 | San Luis Obispo | San Luis Obispo | 93405 | 1980 | SAN LUIS OBISPO CCD | College | ECAA-Reg | Paid-In-Full | Completed | 20585 | 1029 | 21899 | No | No | No | No | No | No | Yes |  | Pacific Gas & Electric | IOU | No | 17 | 30 | 35.30116751N | 120.67609630W | cd905507-d952-4f84-a268-17b016c440ed | 2022-08-22 15:59 | mlaw_CAEnergy | 2022-08-22 15:59 | mlaw_CAEnergy | -120.6761 | 35.3012
698 |  | 1665 West Dr, San Marino, CA 91108 | San Marino | Los Angeles | 91108 | 1982 | SAN MARINO UNIFIED | Local Educational Agency | ECAA-Ed | Paid-In-Full | Completed | 60000 | - | - | No | No | No | No | No | No | Yes |  | Southern California Edison | IOU | Yes | 25 | 49 | 34.11818500N | 118.11235000W | 7d512903-bf7d-4052-8b7a-8d7ecfb31213 | 2022-08-22 15:59 | mlaw_CAEnergy | 2022-08-22 15:59 | mlaw_CAEnergy | -118.1124 | 34.1182
487 |  | 504 Ave Alhambra, El Granada, CA 94018 | El Granada | San Mateo | 94018 | 1993 | SAN MATEO CO. HARBOR DISTRICT | Special District | ECAA-Reg | Paid-In-Full | Completed | 250000 | 12500 | 171939 | No | No | No | No | No | No | Yes |  | Pacific Gas & Electric | IOU | Yes | 13 | 23 | 37.50282400N | 122.47134000W | 4d1ec670-e0ad-4b51-ae94-c411748d7bd8 | 2022-08-22 15:59 | mlaw_CAEnergy | 2022-08-22 15:59 | mlaw_CAEnergy | -122.4713 | 37.5028
636 |  | 1905 7th St, Sanger, CA 93657 | Sanger | Fresno | 93657 | 1985 | SANGER UNIFIED SCHOOL | Local Educational Agency | ECAA-Ed | Paid-In-Full | Completed | 4230 | - | - | No | No | No | No | No | No | Yes |  | Pacific Gas & Electric | IOU | No | 14 | 31 | 36.70528520N | 119.56348280W | 7af3254d-09e7-4eeb-96d5-967d40a34cff | 2022-08-22 15:59 | mlaw_CAEnergy | 2022-08-22 15:59 | mlaw_CAEnergy | -119.5635 | 36.7053
660 |  | 1905 7th St, Sanger, CA 93657 | Sanger | Fresno | 93657 | 1985 | SANGER UNIFIED SCHOOL | Local Educational Agency | ECAA-Ed | Paid-In-Full | Completed | 326900 | - | - | No | No | No | No | No | No | Yes |  | Pacific Gas & Electric | IOU | Yes | 14 | 31 | 36.70528520N | 119.56348280W | 3c7bfdf2-1760-4abf-a263-c0e48e0871b2 | 2022-08-22 15:59 | mlaw_CAEnergy | 2022-08-22 15:59 | mlaw_CAEnergy | -119.5635 | 36.7053
641 |  | 1905 7th St, Sanger, CA 93657 | Sanger | Fresno | 93657 | 1985 | SANGER UNIFIED SCHOOL | Local Educational Agency | ECAA-Ed | Paid-In-Full | Completed | 25254 | - | - | No | No | No | No | No | No | Yes |  | Pacific Gas & Electric | IOU | No | 14 | 31 | 36.70528520N | 119.56348280W | e48eb1a0-4f2e-46f2-ab8f-08619701f34f | 2022-08-22 15:59 | mlaw_CAEnergy | 2022-08-22 15:59 | mlaw_CAEnergy | -119.5635 | 36.7053
680 |  | 1905 7th St, Sanger, CA 93657 | Sanger | Fresno | 93657 | 1983 | SANGER UNIFIED SCHOOL | Local Educational Agency | ECAA-Ed | Paid-In-Full | Completed | 18789 | - | - | No | No | No | No | No | No | Yes |  | Pacific Gas & Electric | IOU | No | 14 | 31 | 36.70528520N | 119.56348280W | ca203e87-5562-4c10-a58f-bd3677814de4 | 2022-08-22 15:59 | mlaw_CAEnergy | 2022-08-22 15:59 | mlaw_CAEnergy | -119.5635 | 36.7053
73 |  | 1905 7th St, Sanger, CA 93657 | Sanger | Fresno | 93657 | 2014 | Sanger Unified School District | Local Educational Agency | ECAA-Ed | Paid-In-Full | Completed | 1242492 | 120418 | 720310 | Yes | Yes | No | No | No | No | Yes | Lighting, LEDs,HVAC, Pump Motors and Computer Software | Pacific Gas & Electric | IOU | No | 14 | 31 | 36.70528520N | 119.56348280W | 6a48d21d-d139-4e3b-ac11-002d08235e92 | 2022-08-22 15:59 | mlaw_CAEnergy | 2023-07-21 17:41 | SLocwood_CAEnergy | -119.5635 | 36.7053
260 |  | 1905 7th St, Sanger, CA 93657 | Sanger | Fresno | 93657 | 2002 | Sanger Unified School District | Local Educational Agency | ECAA-Ed | Paid-In-Full | Completed | 232400 | 136880 | 5760000 | No | No | No | No | No | No | Yes | install two 60 kW natural-gas fired cogeneration systems | Pacific Gas & Electric | IOU | No | 14 | 31 | 36.70528520N | 119.56348280W | 8fdd727c-3acd-4f49-8c29-b15244e04d8c | 2022-08-22 15:59 | mlaw_CAEnergy | 2023-07-25 23:12 | SLocwood_CAEnergy | -119.5635 | 36.7053
193 |  | 721 Cliff Dr, Santa Barbara, CA 93109 | Santa Barbara | Santa Barbara | 93109 | 2007 | Santa Barbara City College | College | ECAA-Reg | Paid-In-Full | Completed | 1950000 | 195000 | 1172000 | Yes | No | Yes | No | No | No | Yes | install a 250 kW PV system and energy efficiency measures, including lighting and mechanical system retrofits | Pacific Gas & Electric | IOU | Yes | 21 | 37 | 34.40619900N | 119.69895900W | 2dd52f57-5b80-47b6-a3cc-37822a76a18a | 2022-08-22 15:59 | mlaw_CAEnergy | 2023-07-21 23:23 | SLocwood_CAEnergy | -119.699 | 34.4062
95 |  | 721 Cliff Dr, Santa Barbara, CA 93109 | Santa Barbara | Santa Barbara | 93109 | 2013 | Santa Barbara Community College District | College | ECAA-Reg | Paid-In-Full | Completed | 750000 | 97197 | 694261 | Yes | No | No | No | No | No | Yes | Lighting retrofit | Pacific Gas & Electric | IOU | No | 21 | 37 | 34.40619900N | 119.69895900W | a657db35-a7c9-4999-875b-527fa84288ad | 2022-08-22 15:59 | mlaw_CAEnergy | 2023-07-21 17:43 | SLocwood_CAEnergy | -119.699 | 34.4062
724 |  | 2560 Skyway Dr, Santa Maria, CA 93455 | Santa Maria | Santa Barbara | 93455 | 1981 | SANTA MARIA JOINT UNION HIGH SCHOOL | Local Educational Agency | ECAA-Ed | Paid-In-Full | Completed | 51453 | 2573 | 33281 | No | No | No | No | No | No | Yes |  | Pacific Gas & Electric | IOU | No | 21 | 37 | 34.91283030N | 120.45334190W | ecdaeb54-654b-4db1-829b-1db26430ba34 | 2022-08-22 15:59 | mlaw_CAEnergy | 2022-08-22 15:59 | mlaw_CAEnergy | -120.4533 | 34.9128
776 |  | 2560 Skyway Dr, Santa Maria, CA 93455 | Santa Maria | Santa Barbara | 93455 | 1980 | SANTA MARIA JOINT UNION HIGH SCHOOL | Local Educational Agency | ECAA-Ed | Paid-In-Full | Completed | 53365 | 2668 | 34518 | No | No | No | No | No | No | Yes |  | Pacific Gas & Electric | IOU | No | 21 | 37 | 34.91283030N | 120.45334190W | a0ad53aa-4212-417a-b564-91ecd9195f08 | 2022-08-22 15:59 | mlaw_CAEnergy | 2022-08-22 15:59 | mlaw_CAEnergy | -120.4533 | 34.9128
183 | 003-09-ECD | 708 Miller St, Santa Maria, CA 93454 | Santa Maria | Santa Barbara | 93454 | 2008 | Santa Maria-Bonita School District | Local Educational Agency | ECAA-Ed | Paid-In-Full | Completed | 366081 | 120237 | 818466 | No | No | No | No | No | No | Yes |  | Pacific Gas & Electric | IOU | No | 21 | 37 | 34.94533700N | 120.43014600W | 78f6b3dc-d54c-4d9d-99af-0a6abab444b9 | 2022-08-22 15:59 | mlaw_CAEnergy | 2023-07-21 23:22 | SLocwood_CAEnergy | -120.4301 | 34.9453
749 |  | 500 E Santa Barbara St, Santa Paula, CA 93060 | Santa Paula | Ventura | 93060 | 1980 | SANTA PAULA UNION HIGH | Local Educational Agency | ECAA-Ed | Paid-In-Full | Completed | 18400 | 920 | 12655 | No | No | No | No | No | No | Yes |  | Southern California Edison | IOU | No | 21 | 38 | 34.35266920N | 119.06915100W | bda786b0-12bb-4e16-946f-a33d4cbd28fc | 2022-08-22 15:59 | mlaw_CAEnergy | 2022-08-22 15:59 | mlaw_CAEnergy | -119.0692 | 34.3527
548 |  | 2975 CA-246, Santa Ynez, CA 93460 | Santa Ynez | Santa Barbara | 93460 | 1990 | SANTA YNEZ VALLEY UNION | Local Educational Agency | ECAA-Ed | Paid-In-Full | Completed | 11047 | 552 | 7136 | No | No | No | No | No | No | Yes |  | Pacific Gas & Electric | IOU | No | 21 | 37 | 34.60882800N | 120.10048600W | 8e05cfe8-b932-4ece-8073-8161c4ff4bf1 | 2022-08-22 15:59 | mlaw_CAEnergy | 2022-08-22 15:59 | mlaw_CAEnergy | -120.1005 | 34.6088
606 |  | 2975 CA-246, Santa Ynez, CA 93460 | Santa Ynez | Santa Barbara | 93460 | 1988 | SANTA YNEZ VALLEY UNION | Local Educational Agency | ECAA-Ed | Paid-In-Full | Completed | 49201 | 2460 | 31784 | No | No | No | No | No | No | Yes |  | Pacific Gas & Electric | IOU | No | 21 | 37 | 34.60882800N | 120.10048600W | a5d5d1bc-e495-4df3-99f4-c8928e987b6c | 2022-08-22 15:59 | mlaw_CAEnergy | 2022-08-22 15:59 | mlaw_CAEnergy | -120.1005 | 34.6088
967 | 011-20-ECG | 295 N Garey Ave, Pomona, CA 91767 | Pomona | Los Angeles | 91767 | 2021 | School of Arts and Enterprise | Local Educational Agency | ECAA-Ed | Repayment | Completed | 620822 | 71408 | 282000 | No | No | Yes | No | No | No | No | Install two solar PV systems at the School of Arts and Enterprise's middle school and high school. | Southern California Edison | IOU | Yes | 22 | 53 | 34.0604 | -117.7507 |  | 2024-07-09 |  |  | SLocwood_CAEnergy | -117.7507 | 34.0604 |  | First Note Finance
104 |  | 11918 Main St, Fort Jones, CA 96032 | Fort Jones | Siskiyou | 96032 | 2012 | Scott Valley Unified School District | Local Educational Agency | ECAA-Ed | Paid-In-Full | Completed | 380000 | 36602 | 345615 | Yes | No | Yes | No | No | No | No | install energy efficient interior lights, lighting controls, and a PV system | Pacific Gas & Electric | IOU | No | 1 | 1 | 41.60696670N | 122.84178830W | b23c0799-74cf-4d88-abfb-726753e40d84 | 2022-08-22 15:59 | mlaw_CAEnergy | 2023-07-21 17:45 | SLocwood_CAEnergy | -122.8418 | 41.607
199 |  | 11918 Main St, Fort Jones, CA 96032 | Fort Jones | Siskiyou | 96032 | 2006 | Scotts Valley Unified School District | Local Educational Agency | ECAA-Ed | Paid-In-Full | Completed | 58000 | 7121 | 54866 | Yes | No | No | No | No | No | No | retrofit the lighting system | Pacific Gas & Electric | IOU | No | 1 | 1 | 41.60696670N | 122.84178830W | 2e0c37fc-0679-4c80-9771-227dd82ef97e | 2022-08-22 15:59 | mlaw_CAEnergy | 2023-07-21 23:24 | SLocwood_CAEnergy | -122.8418 | 41.607
710 |  | 11025 N Torrey Pines Rd #200, San Diego, CA 92121 | San Diego | San Diego | 92121 | 1982 | SCRIPPS CLINIC & RESEARCH FACILITY | Hospital/Public Care | ECAA-Reg | Paid-In-Full | Completed | 726950 | - | - | No | No | No | No | No | No | Yes |  | San Diego Gas & Electric | IOU | No | 38 | 77 | 32.90427677N | 117.24309720W | 5fc17019-3cd7-44db-a349-4f952b90bb82 | 2022-08-22 15:59 | mlaw_CAEnergy | 2022-08-22 15:59 | mlaw_CAEnergy | -117.2431 | 32.9043
667 |  | 9888 Genesee Ave, San Diego, CA 92037 | San Diego | San Diego | 92037 | 1984 | SCRIPPS MEMORIAL HOSPITAL | Hospital/Public Care | ECAA-Reg | Paid-In-Full | Completed | 32788 | 1639 | 34881 | No | No | No | No | No | No | Yes |  | San Diego Gas & Electric | IOU | No | 40 | 77 | 32.88527700N | 117.22546600W | 16f9b1ac-fa10-4719-ad03-1ab5ea24ed04 | 2022-08-22 15:59 | mlaw_CAEnergy | 2022-08-22 15:59 | mlaw_CAEnergy | -117.2255 | 32.8853
704 |  | 9888 Genesee Ave, San Diego, CA 92037 | San Diego | San Diego | 92037 | 1982 | SCRIPPS MEMORIAL HOSPITAL | Hospital/Public Care | ECAA-Reg | Paid-In-Full | Completed | 128640 | 6432 | 136851 | No | No | No | No | No | No | Yes |  | San Diego Gas & Electric | IOU | Yes | 40 | 77 | 32.88527700N | 117.22546600W | 0fe345bf-a1a9-4191-a587-4e1db0c48b57 | 2022-08-22 15:59 | mlaw_CAEnergy | 2022-08-22 15:59 | mlaw_CAEnergy | -117.2255 | 32.8853
726 |  | 9888 Genesee Ave, San Diego, CA 92037 | San Diego | San Diego | 92037 | 1981 | SCRIPPS MEMORIAL HOSPITAL | Hospital/Public Care | ECAA-Reg | Paid-In-Full | Completed | 166150 | 8308 | 176755 | No | No | No | No | No | No | Yes |  | San Diego Gas & Electric | IOU | No | 40 | 77 | 32.88527700N | 117.22546600W | a3ebf86b-b50c-4d38-8368-694155654a19 | 2022-08-22 15:59 | mlaw_CAEnergy | 2022-08-22 15:59 | mlaw_CAEnergy | -117.2255 | 32.8853
609 |  | 1141 Rose Ave, Selma, CA 93662 | Selma | Fresno | 93662 | 1988 | SELMA DISTRICT HOSPITAL | Hospital/Public Care | ECAA-Reg | Paid-In-Full | Completed | 66466 | - | - | No | No | No | No | No | No | Yes |  | Pacific Gas & Electric | IOU | Yes | 14 | 31 | 36.56791800N | 119.59856300W | e17197d7-1232-4376-b1de-c0ca77ec75e3 | 2022-08-22 15:59 | mlaw_CAEnergy | 2022-08-22 15:59 | mlaw_CAEnergy | -119.5986 | 36.5679
705 |  | 3036 S Thompson Ave, Selma, CA 93662 | Selma | Fresno | 93662 | 1982 | SELMA UNIFIED SCHOOL | Local Educational Agency | ECAA-Ed | Paid-In-Full | Completed | 134385 | 6719 | 86812 | No | No | No | No | No | No | Yes |  | Pacific Gas & Electric | IOU | No | 14 | 31 | 36.57858720N | 119.61902550W | f7acc160-9a19-48a1-8f39-80d5343a76e8 | 2022-08-22 15:59 | mlaw_CAEnergy | 2022-08-22 15:59 | mlaw_CAEnergy | -119.619 | 36.5786
22 | 003-17-ECG | 480 James Ave, Redwood City, CA 94062 | Redwood City | San Mateo | 94062 | 2018 | Sequoia Union High School District | Local Educational Agency | ECAA-Ed | Repayment | Completed | 2200000 | 199000 | 1277000 | No | No | Yes | No | No | No | No | canopy mounted fixed axis photovoltaic systems for a total of 777kWdc | Pacific Gas & Electric | IOU | No | 13 | 21 | 37.48415500N | 122.23648500W | b0f929fc-a1da-46b4-9c3b-c939211212b8 | 2022-08-22 15:59 | mlaw_CAEnergy | 2023-07-19 17:30 | SLocwood_CAEnergy | -122.2365 | 37.4842
54 | 021-14-ECG | 12345 El Monte Rd, Los Altos Hills, CA 94022 | Los Altos Hills | Santa Clara | 94022 | 2015 | Sequoias Community College District | College | ECAA-Reg | Paid-In-Full | Completed | 3000000 | 177388 | 1735397 | No | No | Yes | No | No | No | No | install solar PV panels at 2 campuses | Pacific Gas & Electric | IOU | No | 13 | 23 | 37.36129900N | 122.12695900W | e05e9cfe-89c6-4dff-b03e-edc509179fe9 | 2022-08-22 15:59 | mlaw_CAEnergy | 2023-07-20 19:04 | SLocwood_CAEnergy | -122.127 | 37.3613
553 |  | 1434 California St, Atwater, CA 95301 | Atwater | Merced | 95301 | 1990 | SHAFFER ELEMENTARY | Local Educational Agency | ECAA-Ed | Paid-In-Full | Completed | 29281 | - | - | No | No | No | No | No | No | Yes |  | Pacific Gas & Electric | IOU | Yes | 14 | 27 | 37.34642000N | 120.59793500W | a25161ad-f822-4772-b0fb-4c7fbd1ed9ea | 2022-08-22 15:59 | mlaw_CAEnergy | 2022-08-22 15:59 | mlaw_CAEnergy | -120.5979 | 37.3464
808 |  | 11555 Old Oregon Trail, Redding, CA 96003 | Redding | Shasta | 96003 | 1980 | SHASTA COLLEGE | College | ECAA-Reg | Paid-In-Full | Completed | 211282 | - | - | No | No | No | No | No | No | Yes |  | Pacific Gas & Electric | IOU | No | 1 | 1 | 40.62777000N | 122.31711600W | bc606e5c-5b4d-4a21-bad7-4ae6d0e88de8 | 2022-08-22 15:59 | mlaw_CAEnergy | 2022-08-22 15:59 | mlaw_CAEnergy | -122.3171 | 40.6278
187 |  | 11555 Old Oregon Trail, Redding, CA 96003 | Redding | Shasta | 96003 | 2008 | Shasta-Tehama-Trinity Joint Community College District | College | ECAA-Reg | Paid-In-Full | Completed | 1368646 | 136865 | 981009 | Yes | No | No | No | No | No | Yes | energy efficiency upgrades, including replacement of five central plants and the retrofit of several lighting systems | Pacific Gas & Electric | IOU | No | 1 | 1 | 40.62777000N | 122.31711600W | 32831976-18dd-4fcf-a9c1-7e8cd42843d2 | 2022-08-22 15:59 | mlaw_CAEnergy | 2023-07-21 23:22 | SLocwood_CAEnergy | -122.3171 | 40.6278
787 |  | 5100 Sierra College Blvd, Rocklin, CA 95677 | Rocklin | Placer | 95677 | 1980 | SIERRA COLLEGE | College | ECAA-Reg | Paid-In-Full | Completed | 89744 | 4487 | 61722 | No | No | No | No | No | No | Yes |  | Pacific Gas & Electric | IOU | No | 6 | 5 | 38.79115400N | 121.21081700W | c4eb1b6c-ab63-42fc-8761-2b0d52724ba0 | 2022-08-22 15:59 | mlaw_CAEnergy | 2022-08-22 15:59 | mlaw_CAEnergy | -121.2108 | 38.7912
854 |  | 5100 Sierra College Blvd, Rocklin, CA 95677 | Rocklin | Placer | 95677 | 1979 | SIERRA COLLEGE | College | ECAA-Reg | Paid-In-Full | Completed | 53756 | 2688 | 36971 | No | No | No | No | No | No | Yes |  | Pacific Gas & Electric | IOU | No | 6 | 5 | 38.79115400N | 121.21081700W | 51a7cc0a-7b8a-4e44-a90f-e520c1b5e2a0 | 2022-08-22 15:59 | mlaw_CAEnergy | 2022-08-22 15:59 | mlaw_CAEnergy | -121.2108 | 38.7912
337 |  | 5100 Sierra College Blvd, Rocklin, CA 95677 | Rocklin | Placer | 95677 | 2001 | Sierra Joint Community College District | College | ECAA-Reg | Paid-In-Full | Completed | 1593574 | 170282 | 913403 | No | No | No | No | No | No | Yes |  | Pacific Gas & Electric | IOU | No | 6 | 5 | 38.79115400N | 121.21081700W | 2b3e25ab-5969-46cc-bea6-1a8d0e5fcf80 | 2022-08-22 15:59 | mlaw_CAEnergy | 2022-08-22 15:59 | mlaw_CAEnergy | -121.2108 | 38.7912
298 |  | 5100 Sierra College Blvd, Rocklin, CA 95677 | Rocklin | Placer | 95677 | 2001 | Sierra Joint Community College District | College | ECAA-Reg | Paid-In-Full | Completed | 242445 | 69011 | 313641 | No | No | No | No | No | No | Yes |  | Pacific Gas & Electric | IOU | Yes | 6 | 5 | 38.79115400N | 121.21081700W | 4cfd3bdb-8ccf-4103-895d-bd5b409308b8 | 2022-08-22 15:59 | mlaw_CAEnergy | 2022-08-22 15:59 | mlaw_CAEnergy | -121.2108 | 38.7912
608 |  | 109 Beckwith Rd, Loyalton, CA 96118 | Loyalton | Sierra | 96118 | 1988 | SIERRA JT UNION | Local Educational Agency | ECAA-Ed | Paid-In-Full | Completed | 52556 | - | - | No | No | No | No | No | No | Yes |  | Pacific Gas & Electric | IOU | No | 1 | 1 | 39.68027200N | 120.24945000W | 0b91c9d2-8a60-452f-b4f0-da0d0348f8c3 | 2022-08-22 15:59 | mlaw_CAEnergy | 2022-08-22 15:59 | mlaw_CAEnergy | -120.2494 | 39.6803
835 |  | 109 Beckwith Rd, Loyalton, CA 96118 | Loyalton | Sierra | 96118 | 1979 | SIERRA JT UNION | Local Educational Agency | ECAA-Ed | Paid-In-Full | Completed | 2850 | - | - | No | No | No | No | No | No | Yes |  | Pacific Gas & Electric | IOU | No | 1 | 1 | 39.68027200N | 120.24945000W | c7948ad9-8b4e-4ec6-ba66-bede0c8a08fd | 2022-08-22 15:59 | mlaw_CAEnergy | 2022-08-22 15:59 | mlaw_CAEnergy | -120.2494 | 39.6803
292 |  | 465 W Putnam Ave, Porterville, CA 93257 | Porterville | Tulare | 93257 | 2001 | Sierra View District Hospital | Hospital/Public Care | ECAA-Reg | Paid-In-Full | Completed | 140000 | 28000 | 268600 | No | No | No | No | No | No | Yes |  | Southern California Edison | IOU | No | 16 | 33 | 36.06887900N | 119.02760100W | 3bfc663b-b044-4724-8f84-758ee2cdbbea | 2022-08-22 15:59 | mlaw_CAEnergy | 2022-08-22 15:59 | mlaw_CAEnergy | -119.0276 | 36.0689
388 |  | 800 College Ave, Weed, CA 96094 | Weed | Siskiyou | 96094 | 1996 | SISKIYOU JT CCD | College | ECAA-Reg | Paid-In-Full | Completed | 185980 | 9299 | 169073 | No | No | No | No | No | No | Yes |  | PacifiCorp | IOU | Yes | 1 | 1 | 41.41220200N | 122.39026800W | f988ff3e-3217-4ec3-8d6f-d5d03db8da27 | 2022-08-22 15:59 | mlaw_CAEnergy | 2022-08-22 15:59 | mlaw_CAEnergy | -122.3903 | 41.4122
2 | 019-19-ECI | 3325 E Merced Falls Rd, Snelling, CA 95369 | Snelling | Merced | 95369 | 2020 | Snelling Community Services District | Special District | ECAA-Reg | Repayment | Completed | 220000 | 13674 | 62157 | No | No | Yes | No | No | No | Yes | Replace Sewage lift pumps at the Headworks, and install 34.5 KWdc PV system. | Pacific Gas & Electric | IOU | No | 4 | 22 | 37.52190600N | 120.41906600W | 8b380be0-f4c4-48be-8301-e7b1049daf76 | 2022-08-22 15:59 | mlaw_CAEnergy | 2023-07-19 17:14 | SLocwood_CAEnergy | -120.4191 | 37.5219 |  | Graham Porter Construction
29 | 001-17-ECG | 1261 Metz Rd, Soledad, CA 93960 | Soledad | Monterey | 93960 | 2017 | Soledad Unified School District | Local Educational Agency | ECAA-Ed | Repayment | Completed | 3000000 | 196480 | 1023654 | No | No | Yes | No | No | No | No | construct five parking lot canopy solar PV structures, and one ground-mounted PV system | Pacific Gas & Electric | IOU | No | 17 | 29 | 36.42757500N | 121.31850400W | 77b39aa3-b0e7-4189-abb3-ed94b6eee03f | 2022-08-22 15:59 | mlaw_CAEnergy | 2023-07-19 17:31 | SLocwood_CAEnergy | -121.3185 | 36.4276
37 | 006-15-ECG | 1261 Metz Rd, Soledad, CA 93960 | Soledad | Monterey | 93960 | 2016 | Soledad Unified School District | Local Educational Agency | ECAA-Ed | Repayment | Completed | 2000000 | 100005 | 745612 | No | No | Yes | No | No | No | No | contruct parking lot solar PV structures and install PV panels totaling 463kW at Soledad High School | Pacific Gas & Electric | IOU | No | 17 | 29 | 36.42757500N | 121.31850400W | 02d0d4f1-0c31-4e8d-bbca-7bd0bf4d6f0f | 2022-08-22 15:59 | mlaw_CAEnergy | 2023-07-19 17:37 | SLocwood_CAEnergy | -121.3185 | 36.4276
512 |  | 5268 North St, Somis, CA 93066 | Somis | Ventura | 93066 | 1991 | SOMIS UNION ELEMENTARY | Local Educational Agency | ECAA-Ed | Paid-In-Full | Completed | 5411 | 271 | 3795 | No | No | No | No | No | No | Yes |  | Southern California Edison | IOU | Yes | 27 | 38 | 34.25849600N | 118.99762000W | b68d503d-8068-4242-9a04-8c551ed44bb3 | 2022-08-22 15:59 | mlaw_CAEnergy | 2022-08-22 15:59 | mlaw_CAEnergy | -118.9976 | 34.2585
540 |  | 4376 Stage Gulch Rd, Sonoma, CA 95476 | Sonoma | Sonoma | 95476 | 1991 | SONOMA VALLEY COUNTY SANITATION | Special District | ECAA-Reg | Paid-In-Full | Completed | 600000 | 30000 | 423729 | No | No | No | No | No | No | Yes |  | Pacific Gas & Electric | IOU | Yes | 2 | 12 | 38.24605000N | 122.51062300W | a7d696c1-cdc9-4d4d-85ca-3ff0d02b2762 | 2022-08-22 15:59 | mlaw_CAEnergy | 2022-08-22 15:59 | mlaw_CAEnergy | -122.5106 | 38.246
107 |  | 347 Andrieux St, Sonoma, CA 95476 | Sonoma | Sonoma | 95476 | 2012 | Sonoma Valley Health Care District | Hospital/Public Care | ECAA-Reg | Paid-In-Full | Completed | 1065097 | 96827 | 285787 | No | Yes | No | No | No | No | Yes | Boiler, chiller units, VFDs, lighting occupancy sensors and HVAC units | Pacific Gas & Electric | IOU | No | 3 | 4 | 38.28814200N | 122.46552300W | fca05f8a-79e7-40f4-80fb-6bfa41b40959 | 2022-08-22 15:59 | mlaw_CAEnergy | 2023-07-21 17:45 | SLocwood_CAEnergy | -122.4655 | 38.2881
164 |  | 347 Andrieux St, Sonoma, CA 95476 | Sonoma | Sonoma | 95476 | 2010 | Sonoma Valley Health Care District | Hospital/Public Care | ECAA-Reg | Paid-In-Full | Completed | 1966762 | 174610 | 758957 | Yes | No | No | No | No | No | No | install high efficiency interior and exterior lighting | Pacific Gas & Electric | IOU | No | 3 | 4 | 38.28814200N | 122.46552300W | 18345208-64b3-49ef-a2f9-b6d7012f721b | 2022-08-22 15:59 | mlaw_CAEnergy | 2023-07-21 18:00 | SLocwood_CAEnergy | -122.4655 | 38.2881
400 |  | 100 W School St, Sonora, CA 95370 | Sonora | Tuolumne | 95370 | 1995 | SONORA UNION HIGH | Local Educational Agency | ECAA-Ed | Paid-In-Full | Completed | 45500 | - | - | No | No | No | No | No | No | Yes |  | Pacific Gas & Electric | IOU | No | 4 | 8 | 37.98984440N | 120.38572050W | e67c79b7-a133-453a-954f-9c51601c57e0 | 2022-08-22 15:59 | mlaw_CAEnergy | 2022-08-22 15:59 | mlaw_CAEnergy | -120.3857 | 37.9898
470 |  | 100 W School St, Sonora, CA 95370 | Sonora | Tuolumne | 95370 | 1993 | SONORA UNION HIGH | Local Educational Agency | ECAA-Ed | Paid-In-Full | Completed | 97769 | - | - | No | No | No | No | No | No | Yes |  | Pacific Gas & Electric | IOU | Yes | 4 | 8 | 37.98984440N | 120.38572050W | 6e575105-ff48-40a7-8103-9380d354f411 | 2022-08-22 15:59 | mlaw_CAEnergy | 2022-08-22 15:59 | mlaw_CAEnergy | -120.3857 | 37.9898
464 |  | 100 W School St, Sonora, CA 95370 | Sonora | Tuolumne | 95370 | 1993 | SONORA UNION HIGH | Local Educational Agency | ECAA-Ed | Paid-In-Full | Completed | 71296 | - | - | No | No | No | No | No | No | Yes |  | Pacific Gas & Electric | IOU | No | 4 | 8 | 37.98984440N | 120.38572050W | 90c09803-5bc6-4e11-ad37-7053636ca8d2 | 2022-08-22 15:59 | mlaw_CAEnergy | 2022-08-22 15:59 | mlaw_CAEnergy | -120.3857 | 37.9898
446 |  | 620 Monterey Ave, Capitola, CA 95010 | Capitola | Santa Cruz | 95010 | 1994 | SOQUEL UNION ELEMENTARY | Local Educational Agency | ECAA-Ed | Paid-In-Full | Completed | 150000 | 7500 | 108696 | No | No | No | No | No | No | Yes |  | Pacific Gas & Electric | IOU | No | 17 | 30 | 36.97857100N | 121.94736100W | 41de0087-8757-4c0e-856a-16b28207d744 | 2022-08-22 15:59 | mlaw_CAEnergy | 2022-08-22 15:59 | mlaw_CAEnergy | -121.9474 | 36.9786
605 |  | 2601 Rosamond Blvd, Rosamond, CA 93560 | Rosamond | Kern | 93560 | 1988 | SOUTH KERN UNIFIED SCHOOL | Local Educational Agency | ECAA-Ed | Paid-In-Full | Completed | 48658 | 2433 | 31473 | No | No | No | No | No | No | Yes |  | Pacific Gas & Electric | IOU | Yes | 12 | 34 | 34.86455170N | 118.17892000W | fac84236-e381-4418-867f-6106f88e06a3 | 2022-08-22 15:59 | mlaw_CAEnergy | 2022-08-22 15:59 | mlaw_CAEnergy | -118.1789 | 34.8646
332 |  | 900 Otay Lakes Rd, Chula Vista, CA 91910 | Chula Vista | San Diego | 91910 | 2001 | Southwestern Community College District | College | ECAA-Reg | Paid-In-Full | Completed | 1210000 | 134434 | 767344 | No | No | No | No | No | No | Yes |  | San Diego Gas & Electric | IOU | No | 18 | 80 | 32.64073200N | 116.99854700W | 6a55e5c0-32e2-42af-86e7-69a7434cf0da | 2022-08-22 15:59 | mlaw_CAEnergy | 2022-08-22 15:59 | mlaw_CAEnergy | -116.9985 | 32.6407
836 |  | Hatton Ave &, Fourth St, Spreckels, CA 93962 | Fourth St | Monterey | 93962 | 1979 | SPRECKELS ELEMENTARY | Local Educational Agency | ECAA-Ed | Paid-In-Full | Completed | 5037 | 252 | 5359 | No | No | No | No | No | No | Yes |  | Pacific Gas & Electric | IOU | No | 17 | 29 | 36.62553260N | 121.64538170W | 64376f10-7929-42cf-992f-606968955ec5 | 2022-08-22 15:59 | mlaw_CAEnergy | 2022-08-22 15:59 | mlaw_CAEnergy | -121.6454 | 36.6255
620 |  | 2312 Vernon St, Roseville, CA 95678 | Roseville | Placer | 95678 | 1986 | ST ALBANS COUNTRY SCHOOL | Local Educational Agency | ECAA-Ed | Paid-In-Full | Completed | 11127 | 556 | 7235 | No | No | No | No | No | No | Yes |  | Pacific Gas & Electric | IOU | No | 6 | 5 | 38.72339800N | 121.30156200W | e474de04-19f9-4d95-b338-e97ca249990f | 2022-08-22 15:59 | mlaw_CAEnergy | 2022-08-22 15:59 | mlaw_CAEnergy | -121.3016 | 38.7234
837 |  | 2550 Sister Mary Columba Dr, Red Bluff, CA 96080 | Red Bluff | Tehama | 96080 | 1979 | ST ELIZABETH COMMUNITY HOSPITAL | Hospital/Public Care | ECAA-Reg | Paid-In-Full | Completed | 6900 | 345 | 4463 | No | No | No | No | No | No | Yes |  | Pacific Gas & Electric | IOU | No | 1 | 3 | 40.14854500N | 122.21903200W | 5cbe25c9-cec8-4372-990f-88e766ab7f06 | 2022-08-22 15:59 | mlaw_CAEnergy | 2022-08-22 15:59 | mlaw_CAEnergy | -122.219 | 40.1485
829 |  | 1928 St Marys Rd, Moraga, CA 94575 | Moraga | Contra Costa | 94575 | 1980 | ST MARYS COLLEGE OF CALIFORNIA | College | ECAA-Reg | Paid-In-Full | Completed | 552086 | - | - | No | No | No | No | No | No | Yes |  | Pacific Gas & Electric | IOU | No | 9 | 16 | 37.84075700N | 122.10785100W | d2620bee-7aec-4612-b98c-ed8b2c063974 | 2022-08-22 15:59 | mlaw_CAEnergy | 2022-08-22 15:59 | mlaw_CAEnergy | -122.1079 | 37.8408
346 |  | 1021 Baker St, Costa Mesa, CA 92626 | Costa Mesa | Orange | 92626 | 2000 | St. John/Baptist Catholic School | Local Educational Agency | ECAA-Ed | Paid-In-Full | Completed | 7760 | 1109 | 9070 | No | No | No | No | No | No | Yes |  | Southern California Edison | IOU | No | 37 | 73 | 33.67964800N | 117.90021900W | 781a8a8b-67f5-4c20-91df-9756930776c3 | 2022-08-22 15:59 | mlaw_CAEnergy | 2022-08-22 15:59 | mlaw_CAEnergy | -117.9002 | 33.6796
323 |  | 2700 Dolbeer St, Eureka, CA 95501 | Eureka | Humboldt | 95501 | 2001 | St. Joseph Health System | Hospital/Public Care | ECAA-Reg | Paid-In-Full | Completed | 785164 | 173538 | 1191437 | No | No | No | No | No | No | Yes |  | Pacific Gas & Electric | IOU | No | 2 | 2 | 40.78399400N | 124.14216200W | b0f19e39-4980-4d93-85d9-169fa8dfa121 | 2022-08-22 15:59 | mlaw_CAEnergy | 2022-08-22 15:59 | mlaw_CAEnergy | -124.1422 | 40.784
336 |  | 2700 Dolbeer St, Eureka, CA 95501 | Eureka | Humboldt | 95501 | 2001 | St. Joseph Health System | Hospital/Public Care | ECAA-Reg | Paid-In-Full | Completed | 1556046 | 260228 | 2991986 | No | No | No | No | No | No | Yes |  | Pacific Gas & Electric | IOU | No | 2 | 2 | 40.78399400N | 124.14216200W | 05e4f61e-f819-4724-9fa8-0245072b517c | 2022-08-22 15:59 | mlaw_CAEnergy | 2022-08-22 15:59 | mlaw_CAEnergy | -124.1422 | 40.784
700 |  | 450 Serra Mall, Stanford, CA 94305 | Stanford | Santa Clara | 94305 | 1982 | STANFORD UNIVERSITY | College | ECAA-Reg | Paid-In-Full | Completed | 74800 | 3740 | 52825 | No | No | No | No | No | No | Yes |  | Pacific Gas & Electric | IOU | No | 13 | 23 | 37.42765780N | 122.17006320W | f91f0e0d-c6b0-46bd-a9c3-2d8685c3d356 | 2022-08-22 15:59 | mlaw_CAEnergy | 2022-08-22 15:59 | mlaw_CAEnergy | -122.1701 | 37.4277
333 |  | 1171 Fulton St, Fresno, CA 93721 | Fresno | Fresno | 93721 | 2001 | State Center Community College District | College | ECAA-Reg | Paid-In-Full | Completed | 1308913 | 228614 | 1880317 | No | No | No | No | No | No | Yes |  | Pacific Gas & Electric | IOU | Yes | 14 | 31 | 36.73557780N | 119.79248420W | a7a0aeb7-38c6-42e4-916f-1ef66967ddb4 | 2022-08-22 15:59 | mlaw_CAEnergy | 2022-08-22 15:59 | mlaw_CAEnergy | -119.7925 | 36.7356
355 |  | 701 N Madison St, Stockton, CA 95202 | Stockton | San Joaquin | 95202 | 2000 | Stockton Unified School District | Local Educational Agency | ECAA-Ed | Paid-In-Full | Completed | 1229376 | 175625 | 1436933 | No | No | No | No | No | No | Yes |  | Pacific Gas & Electric | IOU | No | 5 | 13 | 37.95932000N | 121.29624330W | 45aaddf3-2404-4076-9bce-d997af4982d1 | 2022-08-22 15:59 | mlaw_CAEnergy | 2022-08-22 15:59 | mlaw_CAEnergy | -121.2962 | 37.9593
356 |  | 701 N Madison St, Stockton, CA 95202 | Stockton | San Joaquin | 95202 | 2000 | Stockton Unified School District | Local Educational Agency | ECAA-Ed | Paid-In-Full | Completed | 1779736 | 254248 | 2080211 | No | No | No | No | No | No | Yes |  | Pacific Gas & Electric | IOU | No | 5 | 13 | 37.95932000N | 121.29624330W | bf6dd601-64a4-46a0-b1c4-7e20c390d43f | 2022-08-22 15:59 | mlaw_CAEnergy | 2022-08-22 15:59 | mlaw_CAEnergy | -121.2962 | 37.9593
578 |  | 3430 County Road 309, Elk Creek, CA 95939 | Elk Creek | Glenn | 95939 | 1989 | STONY CREEK JOINT UNIFIED | Local Educational Agency | ECAA-Ed | Paid-In-Full | Completed | 43508 | 2175 | 28890 | No | No | No | No | No | No | Yes |  | Pacific Gas & Electric | IOU | No | 1 | 3 | 39.60700480N | 122.53911520W | 8b4832f8-3e67-4eea-894f-cbf251f88f3b | 2022-08-22 15:59 | mlaw_CAEnergy | 2022-08-22 15:59 | mlaw_CAEnergy | -122.5391 | 39.607
437 |  | 22568 Ave 196, Strathmore, CA 93267 | Strathmore | Tulare | 93267 | 1994 | STRATHMORE UNION HIGH | Local Educational Agency | ECAA-Ed | Paid-In-Full | Completed | 75000 | 3750 | 49084 | No | No | No | No | No | No | Yes |  | Pacific Gas & Electric | IOU | No | 16 | 33 | 36.14493800N | 119.06542300W | 72bc1e72-73d6-418b-a106-8a12cbe176a6 | 2022-08-22 15:59 | mlaw_CAEnergy | 2022-08-22 15:59 | mlaw_CAEnergy | -119.0654 | 36.1449
930 | 002-22-ECG | 13990 Avenue 240, Tulare, CA 93274 | Tulare | Tulare | 93274 | 2023 | Sundale Union Elementary School District | Local Educational Agency | ECAA-Ed | Repayment | Completed | 2286703 | 117542 | 678301 | No | No | Yes | No | No | No | No | Installation of a 440 kW-DC carport structure PV system at the district’s single school site. | Southern California Edison | IOU | No | 12 | 32 | 36.2283 | -119.2618 | 4cb3b9fb-aecc-43b6-a9fd-44f87482a724 | 2023-04-19 16:05 | SLocwood_CAEnergy | 2023-04-19 16:09 | SLocwood_CAEnergy | -119.2616 | 36.226 |  | SitelogIQ
701 |  | 790 High St, Cedarville, CA 96104 | Cedarville | Modoc | 96104 | 1982 | SURPRISE VALLEY JOINT | Local Educational Agency | ECAA-Ed | Paid-In-Full | Completed | 96992 | 4850 | 88175 | No | No | No | No | No | No | Yes |  | Surprise Valley Electrification Corporation | POU | Yes | 1 | 1 | 41.53318400N | 120.17567600W | f58ffa04-62e2-408a-88fd-c4ec7dfd60dc | 2022-08-22 15:59 | mlaw_CAEnergy | 2022-08-22 15:59 | mlaw_CAEnergy | -120.1757 | 41.5332
740 |  | 109 S Gilman St, Susanville, CA 96130 | Susanville | Lassen | 96130 | 1980 | SUSANVILLE UNIFIED SCHOOL | Local Educational Agency | ECAA-Ed | Paid-In-Full | Completed | 12025 | - | - | No | No | No | No | No | No | Yes |  | Lassen Municipal Utility District | POU | No | 1 | 1 | 40.41386980N | 120.64537980W | 2339710d-4786-4111-8ecc-8532db054d2a | 2022-08-22 15:59 | mlaw_CAEnergy | 2022-08-22 15:59 | mlaw_CAEnergy | -120.6454 | 40.4139
287 |  | 4525 Franklin Rd, Yuba City, CA 95993 | Yuba City | Sutter | 95993 | 2001 | Sutter Extension Water District | Special District | ECAA-Reg | Paid-In-Full | Completed | 96300 | 10700 | 75600 | No | No | No | No | No | No | Yes |  | Pacific Gas & Electric | IOU | No | 1 | 3 | 39.12761000N | 121.69912900W | 63fdbedd-2f5b-45e8-8a91-04e041b84473 | 2022-08-22 15:59 | mlaw_CAEnergy | 2022-08-22 15:59 | mlaw_CAEnergy | -121.6991 | 39.1276
47 | 023-14-ECG | 605 Sylvan Ave, Modesto, CA 95350 | Modesto | Stanislaus | 95350 | 2015 | Sylvan Unified School District | Local Educational Agency | ECAA-Ed | Repayment | Completed | 1799839 | 89992 | 596649 | No | No | No | No | No | No | Yes | energy efficiency measures | Modesto Irrigation District | POU | Yes | 4 | 22 | 37.68942130N | 120.98562290W | f7b39499-0fd3-4e9d-bfe4-2534c19f595f | 2022-08-22 15:59 | mlaw_CAEnergy | 2023-07-19 17:39 | SLocwood_CAEnergy | -120.9856 | 37.6894
110 |  | 820 6th St, Taft, CA 93268 | Taft | Kern | 93268 | 2012 | Taft City School District | Local Educational Agency | ECAA-Ed | Repayment | Completed | 1807443 | 164313 | 1210000 | Yes | No | Yes | No | No | No | Yes | install 10 solar PV projects, energy efficient lighting controls, interior and exterior lighting, and venting machine controllers | Pacific Gas & Electric | IOU | No | 12 | 32 | 35.14846320N | 119.45574030W | 7eea4867-e06e-4662-837e-87292ae3f566 | 2022-08-22 15:59 | mlaw_CAEnergy | 2023-07-21 17:46 | SLocwood_CAEnergy | -119.4557 | 35.1485
691 |  | 10121 Pine Ave, Truckee, CA 96161 | Truckee | Nevada | 96161 | 1982 | TAHOE FOREST HOSPITAL DISTRICT | Hospital/Public Care | ECAA-Reg | Paid-In-Full | Completed | 22405 | - | - | No | No | No | No | No | No | Yes |  | Pacific Gas & Electric | IOU | No | 4 | 1 | 39.32489400N | 120.20097800W | 37ee22f5-6996-4e09-b1e1-2fb94a89e7b2 | 2022-08-22 15:59 | mlaw_CAEnergy | 2022-08-22 15:59 | mlaw_CAEnergy | -120.201 | 39.3249
741 |  | 11603 Donner Pass Rd, Truckee, CA 96161 | Truckee | Nevada | 96161 | 1980 | TAHOE TRUCKEE UNIFIED | Local Educational Agency | ECAA-Ed | Paid-In-Full | Completed | 12412 | - | - | No | No | No | No | No | No | Yes |  | Pacific Gas & Electric | IOU | Yes | 4 | 1 | 39.32438300N | 120.20940900W | 40eb586b-e26c-4ad1-adff-30085f9bd0fe | 2022-08-22 15:59 | mlaw_CAEnergy | 2022-08-22 15:59 | mlaw_CAEnergy | -120.2094 | 39.3244
748 |  | 11603 Donner Pass Rd, Truckee, CA 96161 | Truckee | Nevada | 96161 | 1980 | TAHOE TRUCKEE UNIFIED | Local Educational Agency | ECAA-Ed | Paid-In-Full | Completed | 18368 | - | - | No | No | No | No | No | No | Yes |  | Pacific Gas & Electric | IOU | Yes | 4 | 1 | 39.32438300N | 120.20940900W | d2563051-dac1-488f-888c-923dc6d00107 | 2022-08-22 15:59 | mlaw_CAEnergy | 2022-08-22 15:59 | mlaw_CAEnergy | -120.2094 | 39.3244
502 |  | 9700 E Las Tunas Dr, Temple City, CA 91780 | Temple City | Los Angeles | 91780 | 1992 | TEMPLE CITY UNIFIED SCHOOL | Local Educational Agency | ECAA-Ed | Paid-In-Full | Completed | 91092 | 4555 | 96906 | No | No | No | No | No | No | Yes |  | Southern California Edison | IOU | Yes | 25 | 49 | 34.10684500N | 118.05750000W | 30fb7640-ec25-4664-8719-69e88e810663 | 2022-08-22 15:59 | mlaw_CAEnergy | 2022-08-22 15:59 | mlaw_CAEnergy | -118.0575 | 34.1068
475 |  | 1111 Franklin St, Oakland, CA 94607 | Oakland | Alameda | 94607 | 1993 | THE REGENTS OF THE UNIV OF CA | College | ECAA-Reg | Paid-In-Full | Completed | 189802 | - | - | No | No | No | No | No | No | Yes |  | Pacific Gas & Electric | IOU | No | 7 | 18 | 37.80219700N | 122.27164500W | acc26676-6cdf-4b49-bf63-ad8b3343aa0b | 2022-08-22 15:59 | mlaw_CAEnergy | 2022-08-22 15:59 | mlaw_CAEnergy | -122.2716 | 37.8022
313 |  | 2335 Plaza del Amo, Torrance, CA 90501 | Torrance | Los Angeles | 90501 | 2001 | Torrance Unified School District | Local Educational Agency | ECAA-Ed | Paid-In-Full | Completed | 471411 | 52379 | 682404 | No | No | No | No | No | No | Yes |  | Southern California Edison | IOU | No | 24 | 66 | 33.82910700N | 118.32081300W | c8367ec6-87b8-4e0e-9354-ee6d0329f57b | 2022-08-22 15:59 | mlaw_CAEnergy | 2022-08-22 15:59 | mlaw_CAEnergy | -118.3208 | 33.8291
135 | 007-10-ECE-ARRA | 1600 Floribunda Ave, Hillsborough, CA 94010 | Hillsborough | San Mateo | 94010 | 2010 | Town of Hillsborough | Local Government | ECAA-Reg | Paid-In-Full | Completed | 37812 | 3438 | 33999 | Yes | Yes | No | No | No | No | No | install a new energy efficient pump and new energy efficient interior lights | Pacific Gas & Electric | IOU | No | 13 | 21 | 37.57758600N | 122.35619800W | 3ba41a2d-c7c8-4140-96b1-70eef0a4b189 | 2022-08-22 15:59 | mlaw_CAEnergy | 2023-07-21 17:52 | SLocwood_CAEnergy | -122.3562 | 37.5776
178 | 002-09-ECE-ARRA | 1600 Floribunda Ave, Hillsborough, CA 94010 | Hillsborough | San Mateo | 94010 | 2009 | Town of Hillsborough | Local Government | ECAA-Reg | Repayment | Completed | 908700 | 69900 | 184531 | No | No | No | No | No | No | Yes | install premimum efficiency pumps and control upgrades for its water sytem | Pacific Gas & Electric | IOU | No | 13 | 21 | 37.57758600N | 122.35619800W | eccfe22e-dbf4-4be1-a5a8-f8156d790fd1 | 2022-08-22 15:59 | mlaw_CAEnergy | 2023-07-21 22:59 | SLocwood_CAEnergy | -122.3562 | 37.5776
465 |  | 110 E Main St, Los Gatos, CA 95030 | Los Gatos | Santa Clara | 95030 | 1993 | TOWN OF LOS GATOS | Local Government | ECAA-Reg | Paid-In-Full | Completed | 76000 | - | - | No | No | No | No | No | No | Yes |  | Pacific Gas & Electric | IOU | No | 13 | 28 | 37.22051500N | 121.97905500W | 317059fa-1c83-48b6-926a-fb0a677fde8d | 2022-08-22 15:59 | mlaw_CAEnergy | 2022-08-22 15:59 | mlaw_CAEnergy | -121.9791 | 37.2205
137 |  | 437 Old Mammoth Rd suite r, Mammoth Lakes, CA 93546 | Mammoth Lakes | Mono | 93546 | 2010 | Town of Mammoth Lakes | Local Government | ECAA-Reg | Paid-In-Full | Completed | 60000 | 10265 | - | No | Yes | No | No | No | No | No | install 3 high efficiency boilers | Pacific Gas & Electric | IOU | No | 4 | 8 | 37.63888300N | 118.96444900W | aa090478-181a-41f3-9536-6b44a65d8002 | 2022-08-22 15:59 | mlaw_CAEnergy | 2023-07-21 17:52 | SLocwood_CAEnergy | -118.9644 | 37.6389
142 | 003-09-ECD | 329 Rheem Blvd, Moraga, CA 94556 | Moraga | Contra Costa | 94556 | 2010 | Town of Moraga | Local Government | ECAA-Reg | Paid-In-Full | Completed | 198935 | 18085 | 120242 | Yes | Yes | Yes | No | No | No | No | HVAC upgrades, lighting controls, LED installation, and installation of a 35kW PV system | Pacific Gas & Electric | IOU | Yes | 9 | 16 | 37.86191000N | 122.12897500W | 4d3bb8d8-dc03-4547-a5dd-1a2a2f91236b | 2022-08-22 15:59 | mlaw_CAEnergy | 2023-07-21 17:56 | SLocwood_CAEnergy | -122.129 | 37.8619
289 |  | 1000 Sir Francis Drake Blvd Suite 14, San Anselmo, CA 94960 | San Anselmo | Marin | 94960 | 2001 | Town of San Anselmo | Local Government | ECAA-Reg | Paid-In-Full | Completed | 105870 | 15239 | 125149 | No | No | No | No | No | No | Yes |  | Pacific Gas & Electric | POU | Yes | 2 | 12 | 37.98183700N | 122.56757200W | 3e9657ee-d102-46db-a7a9-b1e18ae5430d | 2022-08-22 15:59 | mlaw_CAEnergy | 2022-08-22 15:59 | mlaw_CAEnergy | -122.5676 | 37.9818
555 |  | 1000 Sir Francis Drake Blvd Suite 14, San Anselmo, CA 94960 | San Anselmo | Marin | 94960 | 1990 | TOWN OF SAN ANSELMO | Local Government | ECAA-Reg | Paid-In-Full | Completed | 50000 | - | - | No | No | No | No | No | No | Yes |  | Pacific Gas & Electric | IOU | No | 2 | 12 | 37.98183700N | 122.56757200W | 94d7a852-9bd7-41a8-906e-e6a3e7616e8d | 2022-08-22 15:59 | mlaw_CAEnergy | 2022-08-22 15:59 | mlaw_CAEnergy | -122.5676 | 37.9818
143 |  | 6550 Yount St, Yountville, CA 94599 | Yountville | Napa | 94599 | 2010 | Town of Yountville | Local Government | ECAA-Reg | Paid-In-Full | Completed | 200473 | 21060 | 127370 | Yes | Yes | No | No | No | No | Yes | upgrade lighting and HVAC systems, upgrade building electrical systems and insulation, retrofit streetlights, and replace motors at the waste water treatment plant | Pacific Gas & Electric | IOU | No | 3 | 4 | 38.40372700N | 122.36139000W | 87bb44fb-990d-4e12-83ad-2adcfb8b51f7 | 2022-08-22 15:59 | mlaw_CAEnergy | 2023-07-21 17:56 | SLocwood_CAEnergy | -122.3614 | 38.4037
189 |  | 57090 Twentynine Palms Highway, Yucca Valley, CA 92284 | Yucca Valley | San Bernardino | 92284 | 2007 | Town of Yucca Valley | Local Government | ECAA-Reg | Paid-In-Full | Completed | 76800 | 7680 | 48000 | No | No | Yes | No | No | No | No | install a 30kW PV system at the Community Development Building | Southern California Edison | IOU | No | 19 | 47 | 34.12440700N | 116.41834100W | 884de357-36b2-4271-82a2-6dd6b72a929b | 2022-08-22 15:59 | mlaw_CAEnergy | 2023-07-21 23:23 | SLocwood_CAEnergy | -116.4183 | 34.1244
220 |  | 57090 Twentynine Palms Highway, Yucca Valley, CA 92284 | Yucca Valley | San Bernardino | 92284 | 2004 | Town of Yucca Valley | Local Government | ECAA-Reg | Paid-In-Full | Completed | 120328 | 13490 | 95477 | No | No | Yes | No | No | No | No | install a 55 kW PV solar system on the town hall roof | Southern California Edison | IOU | No | 19 | 47 | 34.12440700N | 116.41834100W | db28d002-e638-4a63-829a-62c74004c789 | 2022-08-22 15:59 | mlaw_CAEnergy | 2023-07-25 23:04 | SLocwood_CAEnergy | -116.4183 | 34.1244
442 |  | 321 Victory Ln, Weaverville, CA 96093 | Weaverville | Trinity | 96093 | 1994 | TRINITY UNION HIGH | Local Educational Agency | ECAA-Ed | Paid-In-Full | Completed | 99500 | 4975 | 64948 | No | No | No | No | No | No | Yes |  | Pacific Gas & Electric | IOU | No | 2 | 2 | 40.73946200N | 122.94767600W | aab139fa-23d3-45d6-8ebc-bf416124ab59 | 2022-08-22 15:59 | mlaw_CAEnergy | 2022-08-22 15:59 | mlaw_CAEnergy | -122.9477 | 40.7395
86 |  | 600 N Cherry St, Tulare, CA 93274 | Tulare | Tulare | 93274 | 2014 | Tulare City School District | Local Educational Agency | ECAA-Ed | Repayment | Completed | 3000000 | 159481 | 1152822 | No | No | Yes | No | No | No | No | renewable energy measures (PV panels) | Southern California Edison | IOU | No | 12 | 33 | 36.21706320N | 119.33572520W | 5ea40143-045f-4792-8219-0232f789ce2d | 2022-08-22 15:59 | mlaw_CAEnergy | 2023-07-21 17:42 | SLocwood_CAEnergy | -119.3357 | 36.2171
556 |  | 400 G St, Tulelake, CA 96134 | Tulelake | Siskiyou | 96134 | 1990 | TULELAKE BASIN JOINT | Local Educational Agency | ECAA-Ed | Paid-In-Full | Completed | 53439 | 2672 | 36403 | No | No | No | No | No | No | Yes |  | PacifiCorp | IOU | No | 1 | 1 | 41.95082620N | 121.47558600W | 9f576e83-df9a-42b3-ba7b-2fe5e22bc923 | 2022-08-22 15:59 | mlaw_CAEnergy | 2022-08-22 15:59 | mlaw_CAEnergy | -121.4756 | 41.9508
550 |  | 16661 Old Mill Rd, Nevada City, CA 95959 | Nevada City | Nevada | 95959 | 1990 | TWIN RIDGES ELEMENTARY | Local Educational Agency | ECAA-Ed | Paid-In-Full | Completed | 15600 | - | - | No | No | No | No | No | No | Yes |  | Pacific Gas & Electric | IOU | No | 1 | 1 | 39.37360800N | 120.99497200W | e8e1a35b-2f80-4a5c-9b86-996d8738c9e9 | 2022-08-22 15:59 | mlaw_CAEnergy | 2022-08-22 15:59 | mlaw_CAEnergy | -120.995 | 39.3736
361 |  | UC Santa Barbara, Santa Barbara, California 93106 | Santa Barbara | Santa Barbara | 93106 | 1998 | UC SANTA BARBARA | College | ECAA-Reg | Paid-In-Full | Completed | 450000 | 22500 | 478723 | No | No | No | No | No | No | Yes |  | Southern California Edison | IOU | No | 21 | 37 | 34.41732788N | 119.84594727W | e2c8b294-ea9d-4c98-a4ee-0eab3bff8599 | 2022-08-22 15:59 | mlaw_CAEnergy | 2022-08-22 15:59 | mlaw_CAEnergy | -119.8459 | 34.4173
422 |  | 10879 Bartlett Dr, Grass Valley, CA 95945 | Grass Valley | Nevada | 95945 | 1994 | UNION HILLS SCHOOL | Local Educational Agency | ECAA-Ed | Paid-In-Full | Completed | 26500 | - | - | No | No | No | No | No | No | Yes |  | Pacific Gas & Electric | IOU | No | 1 | 1 | 39.20624200N | 121.03635300W | c45976ac-cc3c-470f-a693-d58633071f50 | 2022-08-22 15:59 | mlaw_CAEnergy | 2022-08-22 15:59 | mlaw_CAEnergy | -121.0364 | 39.2062
255 |  | 2230 Arden Way, Sacramento, CA 95825 | Sacramento | Sacramento | 95825 | 2002 | United Cerebral Palsy Association, Inc. | Hospital/Public Care | ECAA-Reg | Paid-In-Full | Completed | 40000 | 4800 | 25500 | No | Yes | No | No | No | No | No | install 23 energy efficient heating and air conditioning units | Sacramento Municipal Utility District | IOU | No | 6 | 6 | 38.59497700N | 121.41336500W | cfef1d83-312d-4de7-bac9-667bd4d9d725 | 2022-08-22 15:59 | mlaw_CAEnergy | 2023-07-25 23:11 | SLocwood_CAEnergy | -121.4134 | 38.595
651 |  | 15600 Mulholland Dr, Los Angeles, CA 90077 | Los Angeles | Los Angeles | 90077 | 1985 | UNIVERSITY OF JUDAISM | College | ECAA-Reg | Paid-In-Full | Completed | 73183 | - | - | No | No | No | No | No | No | Yes |  | Los Angeles Department of Water & Power | IOU | No | 24 | 42 | 34.12857100N | 118.47061700W | ef03ed46-096c-4f8b-84b6-dfc5b3937aba | 2022-08-22 15:59 | mlaw_CAEnergy | 2022-08-22 15:59 | mlaw_CAEnergy | -118.4706 | 34.1286
889 | 008-20-ECG | 390 North Euclid Ave, Upland, CA 91786 | San Bernardino | San Bernardino | 91786 | 2021 | Upland Unified School District | Local Educational Agency | ECAA-Ed | Paid-In-Full | Completed | 2987865 | 171563 | 1523011 | No | No | Yes | No | No | No | No | Install open-rack, ground-mounted carport solar PV systems at five separate sites | Southern California Edison | IOU | Yes | 29 | 53 | 34.0982 | -117.6506 | fed4ddb7-b79a-4f2f-ab6f-6aba23f8949d | 2022-08-22 15:59 | mlaw_CAEnergy | 2022-08-22 15:59 | mlaw_CAEnergy | -117.6506 | 34.0982 |  | Intrinzic
594 |  | 4545 Moran Rd, Avery, CA 95224 | Avery | Calaveras | 95224 | 1988 | VALLECITO UNION SCHOOL | Local Educational Agency | ECAA-Ed | Paid-In-Full | Completed | 7228 | 361 | 5019 | No | No | No | No | No | No | Yes |  | Pacific Gas & Electric | IOU | Yes | 4 | 8 | 38.20407300N | 120.36514000W | 431eb571-019c-463f-8a34-96a06bb1e44c | 2022-08-22 15:59 | mlaw_CAEnergy | 2022-08-22 15:59 | mlaw_CAEnergy | -120.3651 | 38.2041
592 |  | 4545 Moran Rd, Avery, CA 95224 | Avery | Calaveras | 95224 | 1988 | VALLECITO UNION SCHOOL | Local Educational Agency | ECAA-Ed | Paid-In-Full | Completed | 5044 | 252 | 3503 | No | No | No | No | No | No | Yes |  | Pacific Gas & Electric | IOU | Yes | 4 | 8 | 38.20407300N | 120.36514000W | 640413fe-a4ab-4e2a-9261-658849a8bed8 | 2022-08-22 15:59 | mlaw_CAEnergy | 2022-08-22 15:59 | mlaw_CAEnergy | -120.3651 | 38.2041
670 |  | 450 E Romie Ln, Salinas, CA 93901 | Salinas | Monterey | 93901 | 1984 | VALLEY MEMORIAL HOSPITAL | Hospital/Public Care | ECAA-Reg | Paid-In-Full | Completed | 91521 | 4576 | 64633 | No | No | No | No | No | No | Yes |  | Pacific Gas & Electric | IOU | Yes | 17 | 29 | 36.65914600N | 121.64632100W | 6d67af32-e559-4990-aec3-bd60f6f20d99 | 2022-08-22 15:59 | mlaw_CAEnergy | 2022-08-22 15:59 | mlaw_CAEnergy | -121.6463 | 36.6591
684 |  | 2 N Catalina St, Ventura, CA 93001 | Ventura | Ventura | 93001 | 1982 | VENTURA UNIFIED SCHOOL | Local Educational Agency | ECAA-Ed | Paid-In-Full | Completed | 5187 | - | - | No | No | No | No | No | No | Yes |  | Southern California Edison | IOU | No | 21 | 38 | 34.27823000N | 119.26797200W | 04499abe-50ae-4b38-bb46-c0d109bd58df | 2022-08-22 15:59 | mlaw_CAEnergy | 2022-08-22 15:59 | mlaw_CAEnergy | -119.268 | 34.2782
715 |  | 2 N Catalina St, Ventura, CA 93001 | Ventura | Ventura | 93001 | 1981 | VENTURA UNIFIED SCHOOL | Local Educational Agency | ECAA-Ed | Paid-In-Full | Completed | 4325 | - | - | No | No | No | No | No | No | Yes |  | Southern California Edison | IOU | Yes | 21 | 38 | 34.27823000N | 119.26797200W | 61c23350-d091-40ff-a7a8-ca3ebe792630 | 2022-08-22 15:59 | mlaw_CAEnergy | 2022-08-22 15:59 | mlaw_CAEnergy | -119.268 | 34.2782
857 |  | 2 N Catalina St, Ventura, CA 93001 | Ventura | Ventura | 93001 | 1979 | VENTURA UNIFIED SCHOOL | Local Educational Agency | ECAA-Ed | Paid-In-Full | Completed | 63000 | - | - | No | No | No | No | No | No | Yes |  | Southern California Edison | IOU | No | 21 | 38 | 34.27823000N | 119.26797200W | e166bd13-140e-4d2f-b045-4b3b0be83e83 | 2022-08-22 15:59 | mlaw_CAEnergy | 2022-08-22 15:59 | mlaw_CAEnergy | -119.268 | 34.2782
767 |  | 1812 Verdugo Blvd, Glendale, CA 91208 | Glendale | Los Angeles | 91208 | 1980 | VERDUGO HILLS HOSPITAL | Hospital/Public Care | ECAA-Reg | Paid-In-Full | Completed | 31988 | - | - | No | No | No | No | No | No | Yes |  | Glendale Water & Power | IOU | No | 25 | 44 | 34.20460700N | 118.21613200W | 7a06c5b7-4076-4616-9352-ebf0a045cf5a | 2022-08-22 15:59 | mlaw_CAEnergy | 2022-08-22 15:59 | mlaw_CAEnergy | -118.2161 | 34.2046
655 |  | 880 S Lemon Ave, Walnut, CA 91789 | Walnut | Los Angeles | 91789 | 1985 | WALNUT VALLEY UNIFIED | Local Educational Agency | ECAA-Ed | Paid-In-Full | Completed | 151229 | 7561 | 160882 | No | No | No | No | No | No | Yes |  | Southern California Edison | IOU | No | 30 | 56 | 33.99990800N | 117.85367580W | be421230-0113-4678-81d4-48d6d3e8d0e5 | 2022-08-22 15:59 | mlaw_CAEnergy | 2022-08-22 15:59 | mlaw_CAEnergy | -117.8537 | 33.9999
779 |  | 880 S Lemon Ave, Walnut, CA 91789 | Walnut | Los Angeles | 91789 | 1980 | WALNUT VALLEY UNIFIED | Local Educational Agency | ECAA-Ed | Paid-In-Full | Completed | 65762 | 3288 | 69960 | No | No | No | No | No | No | Yes |  | Southern California Edison | IOU | No | 30 | 56 | 33.99990800N | 117.85367580W | 851846c4-96fa-450d-a1c7-4804445fea4a | 2022-08-22 15:59 | mlaw_CAEnergy | 2022-08-22 15:59 | mlaw_CAEnergy | -117.8537 | 33.9999
718 |  | 7950 S Elm Ave, Fresno, CA 93706 | Fresno | Fresno | 93706 | 1981 | WASHINGTON UNION HIGH | Local Educational Agency | ECAA-Ed | Paid-In-Full | Completed | 14028 | 701 | 12753 | No | No | No | No | No | No | Yes |  | Pacific Gas & Electric | IOU | No | 14 | 31 | 36.62021540N | 119.79015090W | 589cf6c6-5a1f-4b9b-b9de-e7756a3dcf34 | 2022-08-22 15:59 | mlaw_CAEnergy | 2022-08-22 15:59 | mlaw_CAEnergy | -119.7902 | 36.6202
764 |  | 7950 S Elm Ave, Fresno, CA 93706 | Fresno | Fresno | 93706 | 1980 | WASHINGTON UNION HIGH | Local Educational Agency | ECAA-Ed | Paid-In-Full | Completed | 27900 | 1395 | 25364 | No | No | No | No | No | No | Yes |  | Pacific Gas & Electric | IOU | No | 14 | 31 | 36.62021540N | 119.79015090W | b9150c95-e552-4fd1-8917-ee91c114b24c | 2022-08-22 15:59 | mlaw_CAEnergy | 2022-08-22 15:59 | mlaw_CAEnergy | -119.7902 | 36.6202
745 |  | 7950 S Elm Ave, Fresno, CA 93706 | Fresno | Fresno | 93706 | 1980 | WASHINGTON UNION HIGH | Local Educational Agency | ECAA-Ed | Paid-In-Full | Completed | 17000 | 850 | 15455 | No | No | No | No | No | No | Yes |  | Pacific Gas & Electric | IOU | No | 14 | 31 | 36.62021540N | 119.79015090W | 221fb890-fc47-4741-a725-3511e7d968b9 | 2022-08-22 15:59 | mlaw_CAEnergy | 2022-08-22 15:59 | mlaw_CAEnergy | -119.7902 | 36.6202
263 |  | 2000 Mowry Ave, Fremont, CA 94538 | Fremont | Alameda | 94538 | 2002 | Washington Township Hospital | Hospital/Public Care | ECAA-Reg | Paid-In-Full | Completed | 300000 | 88512 | 945774 | No | No | No | No | No | No | Yes | install two 60 kW natural-gas fired cogeneration systems | Pacific Gas & Electric | IOU | No | 10 | 24 | 37.55725000N | 121.97975500W | 0c2a65cc-1694-4a74-aaf3-15290e11ccf6 | 2022-08-22 15:59 | mlaw_CAEnergy | 2023-07-25 23:12 | SLocwood_CAEnergy | -121.9798 | 37.5573
34 | 002-16-ECG | 219 N Reinway Ave # 3, Waterford, CA 95386 | Waterford | Stanislaus | 95386 | 2016 | Waterford Unified School District | Local Educational Agency | ECAA-Ed | Repayment | Completed | 708227 | 47241 | 375000 | Yes | No | No | No | No | No | No | exterior lighting and interior lighting including control retrofits | Pacific Gas & Electric | IOU | No | 4 | 9 | 37.64006600N | 120.77412000W | 940e6e39-87cb-4d6a-9458-56bb581866ba | 2022-08-22 15:59 | mlaw_CAEnergy | 2023-07-19 17:37 | SLocwood_CAEnergy | -120.7741 | 37.6401
558 |  | 275 Phelps Ave, Coalinga, CA 93210 | Coalinga | Fresno | 93210 | 1990 | WEST HILLS CCD | College | ECAA-Reg | Paid-In-Full | Completed | 61967 | 3098 | 40082 | No | No | No | No | No | No | Yes |  | Pacific Gas & Electric | IOU | No | 14 | 27 | 36.15241200N | 120.34592559W | 9153f539-8ae6-4018-a0fd-725c9398c4d8 | 2022-08-22 15:59 | mlaw_CAEnergy | 2022-08-22 15:59 | mlaw_CAEnergy | -120.3459 | 36.1524
485 |  | 14000 Fruitvale Ave, Saratoga, CA 95070 | Saratoga | Santa Clara | 95070 | 1993 | WEST VALLEY- MISSION CCD | College | ECAA-Reg | Paid-In-Full | Completed | 250000 | - | - | No | No | No | No | No | No | Yes |  | Pacific Gas & Electric | IOU | No | 13 | 23 | 37.26325500N | 122.01133300W | d5b8b285-cd2f-4939-b7be-f66f881502d9 | 2022-08-22 15:59 | mlaw_CAEnergy | 2022-08-22 15:59 | mlaw_CAEnergy | -122.0113 | 37.2633
377 |  | 100 W 9th St, Upland, CA 91786 | Upland | San Bernardino | 91786 | 1996 | WESTERN CHRISTIAN | Local Educational Agency | ECAA-Ed | Paid-In-Full | Completed | 25000 | - | - | No | No | No | No | No | No | Yes |  | Southern California Edison | IOU | No | 29 | 53 | 34.09567700N | 117.65290700W | 42ad0ee5-3eb7-4efa-af1c-28386e494c02 | 2022-08-22 15:59 | mlaw_CAEnergy | 2022-08-22 15:59 | mlaw_CAEnergy | -117.6529 | 34.0957
664 |  | 41914 50th St W, Quartz Hill, CA 93536 | Quartz Hill | Los Angeles | 93536 | 1984 | WESTSIDE UNION SCHOOL | Local Educational Agency | ECAA-Ed | Paid-In-Full | Completed | 7811 | 391 | 5424 | No | No | No | No | No | No | Yes |  | Southern California Edison | IOU | No | 23 | 34 | 34.64391880N | 118.21777380W | cbd138f2-e707-42a5-b44f-1d4dfb535cf6 | 2022-08-22 15:59 | mlaw_CAEnergy | 2022-08-22 15:59 | mlaw_CAEnergy | -118.2178 | 34.6439
683 |  | 4th & Greenwood St, Westwood, CA 96137 | Westwood | Lassen | 96137 | 1982 | WESTWOOD UNIFIED SCHOOL | Local Educational Agency | ECAA-Ed | Paid-In-Full | Completed | 4437 | 222 | 3081 | No | No | No | No | No | No | Yes |  | Pacific Gas & Electric | IOU | No | 1 | 1 | 40.30414200N | 121.00813100W | 982c567b-8800-4ed7-97b6-18fb3c9a8319 | 2022-08-22 15:59 | mlaw_CAEnergy | 2022-08-22 15:59 | mlaw_CAEnergy | -121.0081 | 40.3041
686 |  | 4th & Greenwood St, Westwood, CA 96137 | Westwood | Lassen | 96137 | 1982 | WESTWOOD UNIFIED SCHOOL | Local Educational Agency | ECAA-Ed | Paid-In-Full | Completed | 9300 | 465 | 6458 | No | No | No | No | No | No | Yes |  | Pacific Gas & Electric | IOU | No | 1 | 1 | 40.30414200N | 121.00813100W | c45bd29a-4aed-434e-9569-f97687611fb9 | 2022-08-22 15:59 | mlaw_CAEnergy | 2022-08-22 15:59 | mlaw_CAEnergy | -121.0081 | 40.3041
936 | 004-23-ECG | 1010 Wheatland Rd, Wheatland, CA 95692 | Wheatland | Yuba | 95692 | 2023 | Wheatland Union High School District | Local Educational Agency | ECAA-Ed | Paid-In-Full | Completed | 1082340 | 54117 | 207419 | No | No | Yes | No | No | No | No | Installation of a 135 kW carport structure solar PV system at one school site | Pacific Gas & Electric | IOU | No | 1 | 3 | 39.0066 | -121.4295 |  |  | SLocwood_CAEnergy |  | SLocwood_CAEnergy | -121.4295 | 39.0066 |  | SitelogIQ
257 |  | 1277 Blosser Ln, Willits, CA 95490 | Willits | Mendocino | 95490 | 2002 | Willits Unified School District | Local Educational Agency | ECAA-Ed | Paid-In-Full | Completed | 106777 | 14631 | 98711 | Yes | No | No | No | No | No | No | installation of energy efficient lighting and controls | Pacific Gas & Electric | IOU | No | 2 | 2 | 39.39952000N | 123.35922970W | eb875aec-38b1-439b-9aa2-0d44304177c7 | 2022-08-22 15:59 | mlaw_CAEnergy | 2023-07-25 23:11 | SLocwood_CAEnergy | -123.3592 | 39.3995
497 |  | 823 W Laurel St, Willows, CA 95988 | Willows | Glenn | 95988 | 1992 | WILLOWS UNIFIED | Local Educational Agency | ECAA-Ed | Paid-In-Full | Completed | 50976 | 2549 | 46342 | No | No | No | No | No | No | Yes |  | Pacific Gas & Electric | IOU | Yes | 1 | 3 | 39.51812900N | 122.20352200W | 7fc15657-2d74-4cfe-9ab6-18cfb6fd2c1c | 2022-08-22 15:59 | mlaw_CAEnergy | 2022-08-22 15:59 | mlaw_CAEnergy | -122.2035 | 39.5181
516 |  | 823 W Laurel St, Willows, CA 95988 | Willows | Glenn | 95988 | 1991 | WILLOWS UNIFIED | Local Educational Agency | ECAA-Ed | Paid-In-Full | Completed | 19462 | 973 | 17693 | No | No | No | No | No | No | Yes |  | Pacific Gas & Electric | IOU | No | 1 | 3 | 39.51812900N | 122.20352200W | bab8853d-726e-4db2-946f-5e2673acff1b | 2022-08-22 15:59 | mlaw_CAEnergy | 2022-08-22 15:59 | mlaw_CAEnergy | -122.2035 | 39.5181
753 |  | 2131 W Ashlan Ave, Fresno, CA 93705 | Fresno | Fresno | 93705 | 1980 | WILSON ELEMENTARY | Local Educational Agency | ECAA-Ed | Paid-In-Full | Completed | 20639 | - | - | No | No | No | No | No | No | Yes |  | Pacific Gas & Electric | POU | Yes | 14 | 31 | 36.79296600N | 119.83630600W | 1c8c2dc5-16fe-4f5f-b63a-69c3f9c0fd95 | 2022-08-22 15:59 | mlaw_CAEnergy | 2022-08-22 15:59 | mlaw_CAEnergy | -119.8363 | 36.793
89 |  | 909 W Grant Ave, Winters, CA 95694 | Winters | Yolo | 95694 | 2013 | Winters Joint Unified School District | Local Educational Agency | ECAA-Ed | Paid-In-Full | Completed | 150000 | 46838 | 234573 | Yes | No | No | No | No | No | No | install a district-wide energy management system and retrofit various interior lighting | Pacific Gas & Electric | IOU | No | 3 | 4 | 38.51998520N | 121.98548600W | b06cfb8c-ba5c-4b04-a26b-cab84bcfa2f9 | 2022-08-22 15:59 | mlaw_CAEnergy | 2023-07-21 17:43 | SLocwood_CAEnergy | -121.9855 | 38.52
35 | 001-16-ECG | 300 W Whitney Ave, Woodlake, CA 93286 | Woodlake | Tulare | 93286 | 2016 | Woodlake Unified School District | Local Educational Agency | ECAA-Ed | Repayment | Completed | 1000000 | 66420 | 526600 | No | No | Yes | No | No | No | No | install 324.4 kW DC rooftop-mounted PV panels at the District's Maintenance, Operations, and Transportation facility | Southern California Edison | IOU | No | 16 | 33 | 36.41960070N | 119.10143920W | 689af9cd-1cc6-4152-b962-622e5d39df31 | 2022-08-22 15:59 | mlaw_CAEnergy | 2023-07-19 17:37 | SLocwood_CAEnergy | -119.1014 | 36.4196
431 |  | 300 W Whitney Ave, Woodlake, CA 93286 | Woodlake | Tulare | 93286 | 1994 | WOODLAKE UNION ELEMENTARY | Local Educational Agency | ECAA-Ed | Paid-In-Full | Completed | 60000 | 3000 | 38760 | No | No | No | No | No | No | Yes |  | Southern California Edison | POU | Yes | 16 | 33 | 36.41960070N | 119.10143920W | 44ecbf2a-f0f4-4540-9f8f-ccee19511ec8 | 2022-08-22 15:59 | mlaw_CAEnergy | 2022-08-22 15:59 | mlaw_CAEnergy | -119.1014 | 36.4196
382 |  | 400 W Whitney Ave, Woodlake, CA 93286 | Woodlake | Tulare | 93286 | 1996 | WOODLAKE UNION HIGH | Local Educational Agency | ECAA-Ed | Paid-In-Full | Completed | 77224 | 3861 | 52605 | No | No | No | No | No | No | Yes |  | Pacific Gas & Electric | IOU | No | 16 | 33 | 36.41952600N | 119.10289400W | 3176bd43-d180-4eb2-bec5-792551089d05 | 2022-08-22 15:59 | mlaw_CAEnergy | 2022-08-22 15:59 | mlaw_CAEnergy | -119.1029 | 36.4195
866 |  | 1325 Cottonwood St, Woodland, CA 95695 | Woodland | Yolo | 95695 | 1979 | WOODLAND MEMORIAL HOSPITAL | Hospital/Public Care | ECAA-Reg | Paid-In-Full | Completed | 165523 | - | - | No | No | No | No | No | No | Yes |  | Pacific Gas & Electric | IOU | No | 3 | 4 | 38.66372000N | 121.79280500W | 44608d4a-7399-4ecb-b462-32fd95476765 | 2022-08-22 15:59 | mlaw_CAEnergy | 2022-08-22 15:59 | mlaw_CAEnergy | -121.7928 | 38.6637
515 |  | 1555 Irving St, San Francisco, CA 94122 | San Francisco | San Francisco | 94122 | 1991 | WOODSIDE ELEMENTARY | Local Educational Agency | ECAA-Ed | Paid-In-Full | Completed | 15000 | - | - | No | No | No | No | No | No | Yes |  | Pacific Gas & Electric | IOU | No | 11 | 19 | 37.76341400N | 122.47477700W | 31e73f86-5eb0-493c-b0e6-3a11e5fa49a7 | 2022-08-22 15:59 | mlaw_CAEnergy | 2022-08-22 15:59 | mlaw_CAEnergy | -122.4748 | 37.7634
940 | 003-22-ECG | 16541 Road 168, Porterville, CA 93257 | Porterville | Tulare | 93257 | 2023 | Woodville Union Elementary School District | Local Educational Agency | ECAA-Ed | Repayment | Completed | 1476843 | 88338 | 342066 | No | No | Yes | No | No | No | No | Installation of a 218.7 kW carport structure PV system at one site | Southern California Edison | IOU | Yes | 16 | 33 | 36.0894 | -119.1968 |  |  | SLocwood_CAEnergy |  | SLocwood_CAEnergy | -119.1968 | 36.0894 |  | SitelogIQ
758 |  | 170 W Beamer St, Woodland, CA 95695 | Woodland | Yolo | 95695 | 1980 | YOLO GENERAL HOSPITAL | Hospital/Public Care | ECAA-Reg | Paid-In-Full | Completed | 23504 | - | - | No | No | No | No | No | No | Yes |  | Pacific Gas & Electric | IOU | Yes | 3 | 4 | 38.68520670N | 121.79257330W | 06cd7d1e-93cc-4e52-b8f3-d2b8c55dab19 | 2022-08-22 15:59 | mlaw_CAEnergy | 2022-08-22 15:59 | mlaw_CAEnergy | -121.7926 | 38.6852
762 |  | 1301 E Orangethorpe Ave, Placentia, CA 92870 | Placentia | Orange | 92870 | 1980 | YORBA LINDA SCHOOL | Local Educational Agency | ECAA-Ed | Paid-In-Full | Completed | 27150 | - | - | No | No | No | No | No | No | Yes |  | Southern California Edison | IOU | No | 37 | 59 | 33.87034200N | 117.83790100W | 1c3e7fa3-1c59-423e-96d2-1c1fc9114ab0 | 2022-08-22 15:59 | mlaw_CAEnergy | 2022-08-22 15:59 | mlaw_CAEnergy | -117.8379 | 33.8703
925 | 005-22-ECI | 2201 Blue Gum Avenue, Modesto, CA 95358 | Modesto | Stanislaus | 95358 | 2022 | Yosemite Community College District | College | ECAA-Reg | Repayment | Completed | 3000000 | 254955 | 2276384 | Yes | No | No | No | No | No | No | Upgrade lighting fixtures to high efficiency LED lighting and install lighting controls at Modesto Junior College East Campus and Modesto Junior College West Campus | Pacific Gas & Electric | IOU | Yes | 4 | 22 | 37.6629 | -121.0355 | d767bd94-bcd9-42b1-bf02-0a2c772f8338 | 2022-10-14 18:05 | SLocwood_CAEnergy | 2023-05-17 16:42 | SLocwood_CAEnergy | -121.0374 | 37.6623 |  | Compass Energy Solutions
536 |  | 2201 Blue Gum Ave, Modesto, CA 95358 | Modesto | Stanislaus | 95358 | 1991 | Yosemite Community College District | College | ECAA-Reg | Paid-In-Full | Completed | 195485 | 9774 | 128778 | No | No | No | No | No | No | Yes |  | Pacific Gas & Electric | IOU | Yes | 4 | 22 | 37.66323500N | 121.03880700W | 0c60991f-41d8-4b59-8655-0c70434bdfa4 | 2022-08-22 15:59 | mlaw_CAEnergy | 2022-10-14 18:19 | SLocwood_CAEnergy | -121.0373 | 37.6623
545 |  | 50200 High School Rd, Oakhurst, CA 93644 | Oakhurst | Madera | 93644 | 1990 | YOSEMITE UNION | Local Educational Agency | ECAA-Ed | Paid-In-Full | Completed | 5272 | 264 | 3626 | No | No | No | No | No | No | Yes |  | Pacific Gas & Electric | IOU | No | 4 | 8 | 37.32905700N | 119.63222700W | 23f2920a-dba9-469a-a4cf-ae8f18f5e581 | 2022-08-22 15:59 | mlaw_CAEnergy | 2022-08-22 15:59 | mlaw_CAEnergy | -119.6322 | 37.3291
584 |  | 50200 High School Rd, Oakhurst, CA 93644 | Oakhurst | Madera | 93644 | 1989 | YOSEMITE UNION | Local Educational Agency | ECAA-Ed | Paid-In-Full | Completed | 77847 | 3892 | 53540 | No | No | No | No | No | No | Yes |  | Pacific Gas & Electric | IOU | No | 4 | 8 | 37.32905700N | 119.63222700W | 5d12ad4a-0e5e-45b9-ad95-1f9283305512 | 2022-08-22 15:59 | mlaw_CAEnergy | 2022-08-22 15:59 | mlaw_CAEnergy | -119.6322 | 37.3291
696 |  | 50200 High School Rd, Oakhurst, CA 93644 | Oakhurst | Madera | 93644 | 1982 | YOSEMITE UNION | Local Educational Agency | ECAA-Ed | Paid-In-Full | Completed | 44239 | 2212 | 30426 | No | No | No | No | No | No | Yes |  | Pacific Gas & Electric | IOU | No | 4 | 8 | 37.32905700N | 119.63222700W | 57cafb19-c238-48ab-87e0-a50bc0284ef5 | 2022-08-22 15:59 | mlaw_CAEnergy | 2022-08-22 15:59 | mlaw_CAEnergy | -119.6322 | 37.3291
864 |  | 2088 N Beale Rd, Marysville, CA 95901 | Marysville | Yuba | 95901 | 1979 | YUBA CCD | College | ECAA-Reg | Paid-In-Full | Completed | 101215 | - | - | No | No | No | No | No | No | Yes |  | Pacific Gas & Electric | IOU | No | 1 | 3 | 39.12600900N | 121.53790200W | bce65a41-3367-446b-bb79-7074737c1ffa | 2022-08-22 15:59 | mlaw_CAEnergy | 2022-08-22 15:59 | mlaw_CAEnergy | -121.5379 | 39.126
66 |  | 2088 N Beale Rd, Marysville, CA 95901 | Marysville | Yuba | 95901 | 2014 | Yuba Community College District | College | ECAA-Reg | Repayment | Completed | 710000 | 73692 | 402973 | Yes | Yes | No | No | No | No | Yes | install a new EMS system and VFD control for a well pump | Pacific Gas & Electric | IOU | No | 1 | 3 | 39.12600900N | 121.53790200W | 9d4a29f8-db6c-4e69-ad42-d0eb75bdd155 | 2022-08-22 15:59 | mlaw_CAEnergy | 2023-07-21 17:40 | SLocwood_CAEnergy | -121.5379 | 39.126
96 |  | 2088 N Beale Rd, Marysville, CA 95901 | Marysville | Yuba | 95901 | 2013 | Yuba Community College District | College | ECAA-Reg | Repayment | Completed | 900000 | 72043 | 550574 | No | No | No | No | No | No | Yes | energy efficiency upgrades | Pacific Gas & Electric | IOU | No | 1 | 3 | 39.12600900N | 121.53790200W | 09afcc0b-8655-4839-89b0-a6689655bd3e | 2022-08-22 15:59 | mlaw_CAEnergy | 2023-07-21 17:43 | SLocwood_CAEnergy | -121.5379 | 39.126
458 |  | 12797 3rd St, Yucaipa, CA 92399 | Yucaipa | San Bernardino | 92399 | 1993 | YUCAIPA - CALIMESA JOINT | Local Educational Agency | ECAA-Ed | Paid-In-Full | Completed | 34936 | - | - | No | No | No | No | No | No | Yes |  | Southern California Edison | IOU | No | 19 | 47 | 34.02121330N | 117.04704670W | dd067384-87e1-46c5-b258-f6a0b2c880ca | 2022-08-22 15:59 | mlaw_CAEnergy | 2022-08-22 15:59 | mlaw_CAEnergy | -117.047 | 34.0212
Note on AK1: [Threaded comment] Your version of Excel allows you to read this threaded comment; however, any edits to it will get removed if the file is opened in a newer version of Excel. Learn more: https://go.microsoft.com/fwlink/?linkid=870924 Comment: y=Latitude, x=longitude

## County Breakdown (hidden)
County | Total ECAA Loans | Total Approved $
Alameda | 51 | $46.66M
Amador | 3 | $4.48M
Butte | 13 | $12.96M
Calaveras | 4 | 41841
Colusa | 7 | $7.12M
Contra Costa | 34 | $16.43M
Del Norte | 3 | 386318
El Dorado | 10 | $3.28M
Fresno | 55 | $32.20M
Glenn | 7 | 554532
Humboldt | 18 | $5.76M
Imperial | 3 | 167874
Inyo | 4 | $1.25M
Kern | 22 | $21.25M
Kings | 15 | $5.27M
Lake | 4 | $3.34M
Lassen | 7 | 189415
Los Angeles | 100 | $60.00M
Madera | 13 | $5.31M
Marin | 18 | $7.61M
Mariposa | 2 | $2.92M
Mendocino | 6 | $1.12M
Merced | 14 | $8.44M
Modoc | 3 | 188961
Mono | 1 | 60000
Monterey | 28 | $22.79M
Napa | 5 | $2.24M
Nevada | 12 | $1.80M
Orange | 38 | $18.00M
Placer | 14 | $6.99M
Plumas | 3 | 130538
Riverside | 20 | $11.55M
Sacramento | 24 | $18.76M
San Benito | 3 | 226448
San Bernardino | 36 | $15.25M
San Diego | 42 | $43.11M
San Francisco | 7 | $5.63M
San Joaquin | 9 | $6.43M
San Luis Obispo | 13 | $7.95M
San Mateo | 20 | $16.08M
Santa Barbara | 20 | $14.34M
Santa Clara | 40 | $23.55M
Santa Cruz | 17 | $6.05M
Shasta | 11 | $7.67M
Sierra | 2 | 55406
Siskiyou | 8 | $2.30M
Solano | 13 | $12.24M
Sonoma | 18 | $9.38M
Stanislaus | 18 | $12.32M
Sutter | 9 | $1.97M
Tehama | 10 | $8.42M
Trinity | 5 | 316868
Tulare | 32 | $27.68M
Tuolumne | 3 | 214565
Ventura | 21 | $3.44M
Yolo | 9 | $8.41M
Yuba | 9 | $4.20M

## DAC Since 2019 (hidden)
Loan Number | Address | City | County | Zip | Year | Recipient | Recipient Type | Project Type | Project Status | DAC | Approved Loan Amount ($) | Estimated Savings ($/yr) | Annual Electric Savings (kWh) | Lighting | HVAC | Solar | Battery Storage | EV Infrastructure | Other | Project Summary | Utility | Type of Utility | Consultant
005-24-ECI | 1133 P St., Firebaugh, CA 93622 | Firebaugh | Fresno | 93622 | 2024 | City of Firebaugh | Local Government | ECAA-Reg | Active | Yes | 550422 | 53735 | 128976 | No | No | Yes | No | No | No | Installation of a 90.7 kW rooftop solar PV system at one site | Pacific Gas & Electric Company | IOU | SitelogIQ
006-23-ECI | 736 F St, Arcata, CA 95521 | Arcata | Humboldt | 95521 | 2024 | City of Arcata | Local Government | ECAA-Reg | Active | Yes | 576356 | 42341 | 180054 | Yes | No | Yes | No | No | No | Retrofit 85 CFL and MH interior and exterior fixtures and 52 MH sports lights fixtures to LED fixtures at Arcata Community Center. Install 109 kW (DC), roof-mounted solar photovoltaic array on Arcata Community Center. | Pacific Gas & Electric Company | IOU | Redwood Coast Energy Authority
001-24-ECT | 31071 Highway 190, Porterville, CA 93257 | Porterville | Tulare | 93257 | 2024 | Tule River Indian Tribe | Tribe | ECAA-Tribal | Active | Yes | 2220909 | 153092 | 873741 | No | No | Yes | Yes | No | No | Installation of two rooftop solar PV systems totaling 397.1 kW and two ground mounted solar PV systems totaling 94.8 kW with an attached battery energy storage system on each at three sites. | Southern California Edison | IOU | Xnergy
010-23-ECI | 22223 Hwy 29 @ Rancheria Rd, Middletown, CA 95461 | Middletown | Lake | 95461 | 2024 | Middletown Rancheria of Pomo Indians of California | Tribe | ECAA-Tribal | Active | Yes | 3000000 | 212239 | 987382 | No | No | Yes | No | No | No | Installation of a 696 kW ground and roof mounted solar PV system at one site. | Pacific Gas & Electric Company | IOU | SitelogIQ
008-23-ECI | 2401 El Camino Real, Arvin, CA 93203 | Arvin | Kern | 93203 | 2024 | City of Arvin | Local Government | ECAA-Reg | Active | Yes | 3000000 | 233091 | 1488000 | No | No | Yes | No | No | Yes | Installation of a 997.2 kW ground mounted PV system and perform a utility service upgrade at the City of Arvin's wastewater treatment plant | Pacific Gas & Electric Company | IOU | Veolia
001-22-ECG | 264 North Westwood Street, Porterville, CA 93257 | Porterville | Tulare | 93257 | 2023 | Burton Elementary School District | School | ECAA-Ed | Completed | Yes | 995083 | 133629 | 526816 | Yes | No | No | No | No | No | Retrofit existing interior lighting to LED at 8 sites | Southern California Edison | IOU | Vector Energy
004-22-ECG | 3961 Avenue 400, Kingsburg, CA 93631 | Kingsburg | Tulare | 93631 | 2023 | Kings River Union Elementarty School District | School | ECAA-Ed | Active | Yes | 1072271 | 79128 | 348185 | No | No | Yes | No | No | No | Installation of one ground mounted solar PV array of 208.8 kW at one district site. | Pacific Gas & Electric Company | IOU | SitelogIQ
013-23-ECG | 130 East Lincoln Ave, Fresno, 93706 | Fresno | Fresno | 93706 | 2023 | Washington Colony Elementary School District | School | ECAA-Ed | Active | Yes | 1072579 | 77121 | 229433 | No | No | Yes | No | No | No | Installation of a 145.8 kW-DC ground mounted array at Washington Colony Middle School | Pacific Gas & Electric Company | IOU | SitelogIQ
005-23-ECG | 922 B St, Livingston, CA 95334 | Livingston | Merced | 95334 | 2023 | Livingston Union Elementary School District | School | ECAA-Ed | Active | Yes | 1317112 | 83494 | 342318 | No | No | Yes | No | No | No | 218.7 kW carport structure PV system to be installed to serve Campus Park Elementary | Pacific Gas & Electric Company | IOU | SitelogIQ
005-22-ECG | 2293 East Crabtree Ave., Porterville, CA 93257 | Porterville | Tulare | 93257 | 2023 | Alta Vista Elementary School District | School | ECAA-Ed | Active | Yes | 1422956 | 78772 | 483822 | No | No | Yes | No | No | No | Installation of one ground mounted solar PV array of 302.4 kW at one district site | Southern California Edison | IOU | SitelogIQ
003-22-ECG | 16541 Road 168, Porterville, CA 93257 | Porterville | Tulare | 93257 | 2023 | Woodville Union Elementary School District | School | ECAA-Ed | Active | Yes | 1476843 | 88338 | 342066 | No | No | Yes | No | No | No | Installation of a 218.7 kW carport structure PV system at one site | Southern California Edison | IOU | SitelogIQ
010-23-ECG | 24500 Road 68, Tulare, CA 93274 | Tulare | Tulare | 93274 | 2023 | Oak Valley Union Elementary School District | School | ECAA-Ed | Active | Yes | 2143877 | 114023 | 571746 | No | No | Yes | No | No | No | Installation of a 351 kW ground mounted and carport mounted solar PV array | Southern California Edison | IOU | SitelogIQ
005-23-ECI | 57090 29 Palms Hwy, Yucca Valley, CA 92284 | Yucca Valley | San Bernardino | 92284 | 2023 | Town of Yucca Valley | Local Government | ECAA-Reg | Active | Yes | 2500000 | 283861 | 582459 | No | No | Yes | No | No | No | Installation of a 320 kW carport structure photovoltaic (PV) system at the Town’s Aquatic and Recreation Center | Southern California Edison | IOU | HMC Architects
007-22-ECG | 4605 N Polk Ave, Fresno, CA, 93722 | Fresno | Fresno | 93722 | 2023 | Central Unified School District | School | ECAA-Ed | Active | Yes | 2995662 | 206571 | 864341 | Yes | No | No | No | No | No | Retrofit existing interior lighting to LED lighting at 18 school sites | Pacific Gas & Electric Company | IOU | SitelogIQ
009-22-ECG | 900 South Newmark Ave, Parlier, CA 93648 | Parlier | Fresno | 93648 | 2023 | Parlier Unified School District | School | ECAA-Ed | Active | Yes | 3000000 | 201750 | 849486 | No | No | Yes | No | No | No | Install three carport solar PV arrays totaling 525.4 kW at three district sites | Pacific Gas & Electric Company | IOU | SitelogIQ
009-23-ECG | 4465 9th St, Guadalupe, CA 93434 | Guadalupe | Santa Barbara | 93434 | 2023 | Guadalupe Union School District | School | ECAA-Ed | Active | Yes | 3143496 | 160024 | 439426 | Yes | Yes | Yes | No | Yes | Yes | Installation of two carport solar PV systems totaling 248.4 kW, LED lighting retrofits, programmable thermostat and HVAC replacements, and one EV charger at two district sites | Pacific Gas & Electric Company | IOU | SitelogIQ
001-22-ECI | 128 S 5th St, Fowler, CA 93625 | Fowler | Fresno | 93625 | 2022 | City of Fowler | Local Government | ECAA-Reg | Completed | Yes | 182924 | 28513 | 98337 | No | No | Yes | No | No | No | Solar PV installation at the City’s fire station | Pacific Gas & Electric | IOU | Arc Alternatives
004-21-ECI | 633 6th St, Orange Cove, CA 93646 | Orange Cove | Fresno | 93646 | 2022 | City of Orange Cove | Local Government | ECAA-Reg | Completed | Yes | 2228616 | 142166 | 961534 | Yes | No | Yes | No | No | No | Lighting retrofits at 7 city sites and solar PV array installation at 1 city site | Pacific Gas & Electric Company | IOU | SitelogIQ
003-22-ECI | 3580 South Frank Street, Fresno, CA 93725 | Fresno | Fresno | 93725 | 2022 | Malaga County Water District | Special District | ECAA-Reg | Active | Yes | 2466565 | 163396 | 742985 | No | No | Yes | No | No | No | Solar PV installation at the district's Community Center and Wastewater Treatment Plant | Pacific Gas & Electric Company | IOU | SitelogIQ
005-22-ECI | 2201 Blue Gum Avenue, Modesto, CA 95358 | Modesto | Stanislaus | 95358 | 2022 | Yosemite Community College District | College | ECAA-Reg | Completed | Yes | 3000000 | 254955 | 2276384 | Yes | No | No | No | No | No | Upgrade lighting fixtures to high efficiency LED lighting and install lighting controls at Modesto Junior College East Campus and Modesto Junior College West Campus | Modesto Irrigation District | POU | Compass Energy Solutions
011-20-ECG | 295 N Garey Ave, Pomona, CA 91767 | Pomona | Los Angeles | 91767 | 2021 | School of Arts and Enterprise | School | ECAA-Ed | Completed | Yes | 620822 | 71408 | 282000 | No | No | Yes | No | No | No | Install two solar PV systems at the School of Arts and Enterprise's middle school and high school. | Southern California Edison | IOU | First Note Finance
003-20-ECG | 42600 CA-58, Buttonwillow, CA 93206 | Buttonwillow | Kern | 93206 | 2021 | Buttonwillow Union Elementary School District | School | ECAA-Ed | Completed | Yes | 792352 | 60693 | 275373 | No | No | Yes | No | No | No | Install one ground-mounted solar PV shade structure at Buttonwillow Elementary School | Pacific Gas & Electric Company | IOU | SitelogIQ
007-20-ECG | 300 North School Street, Pixley, CA 93256 | Pixley | Tulare | 93256 | 2021 | Pixley Union Elementary School | School | ECAA-Ed | Completed | Yes | 1465747 | 115559 | 840727 | No | No | Yes | No | No | No | Install ground-mounted solar PV system | Southern California Edison | IOU | SitelogIQ
016-20-ECG | 2120 Euclid Ave., East Palo Alto, CA 94303 | East Palo Alto | San Mateo | 94303 | 2021 | Ravenswood City School District | School | ECAA-Ed | Active | Yes | 2925948 | 158279 | 140166 | Yes | No | Yes | No | No | No | Lighting retrofits at two school sites and install solar PV at four school sites | Pacific Gas & Electric Company | IOU | Engie
008-20-ECG | 390 North Euclid Ave., Upland, CA 91786 | San Bernardino | San Bernardino | 91786 | 2021 | Upland Unified School District | School | ECAA-Ed | Active | Yes | 2987865 | 171563 | 1523011 | No | No | Yes | No | No | No | Install open-rack, ground-mounted carport solar PV systems at five separate sites | Southern California Edison | IOU | Intrinzic
018-19-ECI | 3105 Willow Pass Rd, Bay Point, CA 94565 | Bay Point | Contra Costa | 94565 | 2020 | Ambrose Recreation and Park District | Special District | ECAA-Reg | Completed | Yes | 517550 | 36083 | 161871 | Yes | Yes | Yes | No | No | Yes | Installation of one solar PV system, lighting retrofits, HVAC replacement, installation of programmable thermostat and smart pool pump controls | Pacific Gas & Electric Company | IOU | Syserco Energy Solutions
001-20-ECG | 10643 Avenue 416, Sultana, CA 93666 | Sultana | Tulare | 93666 | 2020 | Monson-Sultana Joint Union Elementary | School | ECAA-Ed | Completed | Yes | 690508 | 61700 | 319216 | No | No | Yes | No | No | No | Install a 150 kW PV array at Monson-Sultana School | Pacific Gas & Electric Company | IOU | SitelogIQ
016-19-ECI | 1100 E Parlier Ave, Parlier, CA 93648 | Parlier | Fresno | 93648 | 2020 | City of Parlier | Local Government | ECAA-Reg | Completed | Yes | 1210560 | 73766 | 395838 | Yes | Yes | Yes | No | No | No | Retrofit lighting, replace HVAC and install PV systems in the city municipal buildings | Pacific Gas & Electric Company | IOU | SitelogIQ
013-19-ECI | 12240 Archwood St, North Hollywood, CA 91606 | North Hollywood | Los Angeles | 91606 | 2020 | City of Los Angeles | Local Government | ECAA-Reg | Completed | Yes | 3000000 | 361325 | 2000000 | Yes | No | No | No | No | No | Replace 12,000 streetlight fixtures throughout the city | Los Angeles Department of Water & Power | POU | N/A
003-18-ECD | 3101 Center St, Placerville, CA 95667 | Placerville | El Dorado | 95667 | 2019 | City of Placerville | Local Government | ECAA-Reg | Completed | Yes | 784112 | 60017 | 320836 | Yes | Yes | No | No | No | No | Replacement of interior and exterior lighting, lighting controls, and HVAC units | Merced Irrigation District | POU | Johnson Controls
006-19-ECG | 150 District Center Dr, Palm Springs, CA 92264 | Palm Springs | Riverside | 92264 | 2019 | Palm Springs Unified School District | School | ECAA-Ed | Completed | Yes | 1643480 | 82174 | 846915 | No | No | Yes | No | No | No | Installation of two solar PV carport systems totaling 495 kW at two district school sites. | Southern California Edison | IOU | N/A
007-19-ECG | 900 Newmark Avenue, Parlier, CA 93648 | Parlier | Fresno | 93648 | 2019 | Parlier Unified School District | School | ECAA-Ed | Completed | Yes | 2750331 | 270924 | 1721452 | Yes | Yes | Yes | No | No | No | Project includes a comprehensive interior and exterior retrofit to LED lighting, replacing 26 inefficient wall-mounted heat pumps units with high-efficient systems, and installing a 898.5 kWdc ground-mounted solar photovoltaic system at two co-located sch | Pacific Gas & Electric Company | IOU | SitelogIQ
[6 empty] | ECAA loans to DACs Since 2019 Totals: |  |  |  | 32 Loans | 57754946 | 4313730 | 22144896

## CA Leg Districts (hidden)
Senate District # | Total Loans | Approved Loan Amount | Annual Energy Savings (kWh) | GHG Savings (Metric Tons of CO2)
SD 1 | 103 | 51507005 | 22660414.65 | 5130.3179
SD 2 | 67 | 24220090 | 19817370.72 | 4486.6527
SD 3 | 33 | 26623689 | 16659831.95 | 3771.786
SD 4 | 60 | 34596575 | 21078338.25 | 4772.1358
SD 5 | 22 | 30740642 | 34980599.19 | 7919.6077
SD 6 | 19 | 5750589 | 4758890.949 | 1077.4129
SD 7 | 33 | 15667115 | 19810580.99 | 4485.1155
SD 8 | 14 | 16000700 | 14226867.28 | 3220.9628
SD 9 | 26 | 12214826 | 8675303.596 | 1964.0887
SD 10 | 23 | 12996851 | 9529821.929 | 2157.5517
SD 11 | 9 | 5946033 | 41582372.84 | 9414.2492
SD 12 | 36 | 32318720 | 15095552.59 | 3417.6331
SD 13 | 33 | 25907045 | 10589675.68 | 2397.5026
SD 14 | 57 | 61226837 | 22582754.8 | 5112.7357
SD 15 | 17 | 13241191 | 8963416.485 | 2029.3175
SD 16 | 48 | 28300975 | 12085925.9 | 2736.2536
SD 17 | 60 | 36579019 | 20306794.83 | 4597.4583
SD 18 | 11 | 10281059 | 6075361.559 | 1375.4619
SD 19 | 25 | 15248008 | 16079707.91 | 3640.4459
SD 20 | 3 | 157326 | 0 | 0
SD 21 | 33 | 17989378 | 11743965.8 | 2658.8339
SD 22 | 16 | 9788923 | 5752786.726 | 1302.4309
SD 23 | 13 | 10058471 | 10872736 | 2461.5874
SD 24 | 4 | 1691823 | 2050999 | 464.3462
SD 25 | 16 | 5992110 | 3551313.641 | 804.0174
SD 26 | 16 | 14338891 | 8750711.534 | 1981.1611
SD 27 | 15 | 6269884 | 4758913.53 | 1077.418
SD 28 | 4 | 3778000 | 4276744 | 968.2548
SD 29 | 11 | 4319376 | 3856459.719 | 873.1025
SD 30 | 12 | 2836744 | 2843755.217 | 643.8262
SD 31 | 9 | 3485217 | 4387105.275 | 993.2406
SD 32 | 2 | 2135300 | 3284169.889 | 743.5361
SD 33 | 9 | 3552645 | 3562235.783 | 806.4902
SD 34 | 10 | 4172522 | 4633713.682 | 1049.0728
SD 35 | 6 | 2853250 | 3961229.179 | 896.8223
SD 36 | 15 | 7072555 | 4809713.004 | 1088.919
SD 37 | 11 | 5653216 | 4782820.561 | 1082.8306
SD 38 | 13 | 6570973 | 5640575.261 | 1277.0262
SD 39 | 15 | 22989001 | 19411299.44 | 4394.7182
SD 40 | 13 | 5596053 | 6141282.234 | 1390.3863
Assembly District # | Total Loans | Approved Loan Amount | Annual Energy Savings (kWh) | GHG Savings (Metric Tons of CO2)
AD 1 | 52 | 17647931 | 9690498.617 | 2193.9289
AD 2 | 44 | 12679584 | 13132560.27 | 2973.2116
AD 3 | 48 | 28104221 | 12724349.05 | 2880.7926
AD 4 | 27 | 24135160 | 11231134.79 | 2542.7289
AD 5 | 20 | 9433705 | 5681897.238 | 1286.3815
AD 6 | 16 | 16109601 | 14299302.57 | 3237.3621
AD 7 | 7 | 2530314 | 2837307.545 | 642.3664
AD 8 | 39 | 17667198 | 9163405.277 | 2074.595
AD 9 | 10 | 7095307 | 6563507.386 | 1485.9781
AD 10 | 0 | 0 | 0 | 0
AD 11 | 14 | 12297346 | 8523689.953 | 1929.7634
AD 12 | 22 | 8851938 | 5664906.319 | 1282.5348
AD 13 | 5 | 3569852 | 4116476.896 | 931.9704
AD 14 | 17 | 8767117 | 5550293.749 | 1256.5865
AD 15 | 22 | 11180989 | 8520516.142 | 1929.0449
AD 16 | 5 | 6690837 | 3108103 | 703.6745
AD 17 | 6 | 5618068 | 41360559.62 | 9364.0307
AD 18 | 16 | 6899998 | 14260287.24 | 3228.529
AD 19 | 3 | 327965 | 221813.2233 | 50.2185
AD 20 | 19 | 27304074 | 30293449.62 | 6858.437
AD 21 | 17 | 16169767 | 6750545.974 | 1528.3236
AD 22 | 17 | 13679727 | 9048784.638 | 2048.6448
AD 23 | 15 | 9628185 | 3879395.701 | 878.2952
AD 24 | 12 | 3691289 | 2431762.763 | 550.5511
AD 25 | 6 | 4053784 | 3660820.809 | 828.8098
AD 26 | 9 | 4227877 | 2083574 | 471.7212
AD 27 | 26 | 38364545 | 4794070.639 | 1085.3776
AD 28 | 18 | 8716247 | 4068990.149 | 921.2194
AD 29 | 18 | 12075273 | 6393624.682 | 1447.5166
AD 30 | 32 | 21957002 | 13392903.68 | 3032.1534
AD 31 | 30 | 20612688 | 16911019.16 | 3828.6547
AD 32 | 16 | 21883867 | 9627381.564 | 2179.6392
AD 33 | 40 | 20655671 | 8562794.355 | 1938.6166
AD 34 | 14 | 6876380 | 4681441.667 | 1059.8784
AD 35 | 11 | 11445178 | 4951326.547 | 1120.9803
AD 36 | 5 | 804667 | 1079032.286 | 244.2929
AD 37 | 20 | 14344967 | 7777887.056 | 1760.9136
AD 38 | 13 | 3204871 | 3741905.276 | 847.1674
AD 39 | 6 | 3998116 | 6476905.282 | 1466.3714
AD 40 | 3 | 4350000 | 2875406.408 | 650.992
AD 41 | 9 | 4694152 | 2834737.808 | 641.7846
AD 42 | 11 | 1040883 | 292491 | 66.22
AD 43 | 4 | 3157326 | 2000000 | 452.8
AD 44 | 4 | 1202111 | 326912 | 74.0129
AD 45 | 5 | 580830 | 394855.0385 | 89.3952
AD 46 | 2 | 1408375 | 2428207 | 549.7461
AD 47 | 11 | 8028068 | 3894406.581 | 881.6936
AD 48 | 6 | 4724596 | 2651138.493 | 600.2178
AD 49 | 8 | 2750176 | 2153172.34 | 487.4782
AD 50 | 9 | 2987351 | 11092477.25 | 2511.3368
AD 51 | 0 | 0 | 0 | 0
AD 52 | 2 | 257491 | 232383 | 52.6115
AD 53 | 8 | 4225157 | 2131935.726 | 482.6702
AD 54 | 14 | 14081400 | 8518328.534 | 1928.5496
AD 55 | 1 | 403000 | 786645 | 178.0964
AD 56 | 12 | 4948848 | 3226384.217 | 730.4534
AD 57 | 1 | 1600000 | 1306799 | 295.8593
AD 58 | 8 | 3413010 | 3659221.954 | 828.4479
AD 59 | 2 | 330984 | 0 | 0
AD 60 | 1 | 75000 | 48512.2898 | 10.9832
AD 61 | 4 | 2553266 | 2183300 | 494.2991
AD 62 | 8 | 3475972 | 4052510.581 | 917.4884
AD 63 | 0 | 0 | 0 | 0
AD 64 | 1 | 1080000 | 685000 | 155.084
AD 65 | 2 | 856574 | 1822337 | 412.5771
AD 66 | 2 | 1397640 | 1758508 | 398.1262
AD 67 | 7 | 1394106 | 627446.6825 | 142.0539
AD 68 | 6 | 2123925 | 3321267 | 751.9348
AD 69 | 4 | 1490083 | 2322115.381 | 525.7269
AD 70 | 6 | 1396510 | 883157.7273 | 199.9469
AD 71 | 3 | 2371100 | 3436692.528 | 778.0672
AD 72 | 5 | 4865409 | 3514534 | 795.6905
AD 73 | 8 | 5320059 | 4782820.561 | 1082.8306
AD 74 | 8 | 2081516 | 1808583.898 | 409.4634
AD 75 | 4 | 4176506 | 867146 | 196.3219
AD 76 | 7 | 4091969 | 5389895 | 1220.2722
AD 77 | 17 | 24246616 | 21288467.23 | 4819.709
AD 78 | 2 | 334710 | 321177.7563 | 72.7146
AD 79 | 4 | 3376210 | 2241631.688 | 507.5054
AD 80 | 5 | 6476392 | 4532083.273 | 1026.0637

## Waitlist Breakdown (Dec 2024) (hidden)
Applicant | Application Date | Loan Approval Date | Time on Waitlist (Months) | Current Waitlist Overview |  |  | Going to Feb 2025 BM
City of Arcata | 2023-04-28 | 2024-03-13 | 10.5263 |  | ECAA-Ed | ECAA | ECAA-Ed | ECAA
City of Arvin | 2023-06-21 | 2024-03-13 | 8.75 | Applicants | 11 | 5 | 1 | 4
Placer County Water Agency | 2023-07-07 | 2024-04-10 | 9.1447 | Total $ | 24405999 | 11284247 | 5000000 | 8284247
Bear Mountain Parks and Rec District | 2024-01-26 | 2024-09-11 | 7.5329
City of Burlingame | 2023-12-08 | 2024-09-11 | 9.1447
City of Firebaugh | 2023-07-31 | 2024-09-11 | 13.4211
Forestville Water District | 2023-07-11 | 2024-09-11 | 14.0789
Jamul-Dulzura USD | 2023-05-18 | 2024-09-11 | 15.8553
Tule River Indian Tribe of the Tule River Reservation, CA | 2024-03-20 | 2024-09-11 | 5.7566
Lemon Grove School District | 2023-05-23 | 2025-02-12 | 20.7566
Delta Mosquito and Vector Control District | 2024-04-01 | 2025-02-12 | 10.4276
Ventura County Waterworks | 2024-05-21 | 2025-02-12 | 8.7829
Glendale Community College | 2024-08-19 | 2025-02-12 | 5.8224
Town of Discovery Bay | 2024-08-06 | 2025-03-17 | 7.3355
Marshall Medical Center | 2024-10-11 | 2025-08-13 | 10.0658
|  | Average | 10.4934