## ReadMe
A note about the data presented in this file
Two different methodologies were used to calculate the data:
Sites-Based = | Percentages are calculated based on the estimated total number of sites1 in Commercial sector (used in analyses that are based on the number of sites/buildings)
Floorspace-Based = | Percentages are calculated based on estimated total floorspace in Commercial sector (used in analyses that are based on the floorspace)
In addition, the data is presented in five categories for each of the two datasets listed above:
Statewide - Participating Utilities2 + Nonparticipating Utilities3 + Non-Surveyed Forecast Zones4 (FCZ)
Utility xxx Tot - Utility xxx Planning Area (Participating Utility xxx + Nonparticipating Utilities within the planning area of Utility xxx)
Utility xxx - Participating Utility xxx
FCZ xx Tot - Participating Utility Forecast Zone Total (FZC xx + Nonparticipating Utilities within the planning area of the corresponding Utility)
FCZ xx - Participating Utility Forecast zone
1- Site: The unit of CEUS survey - A survey site is defined as a contiguous location controlled by the same business entity with at least one utility meter
A site could be a campus with multiple buildings, a building or a tenant within a building
2- Participating Utilities: PG&E, SCE, SDG&E, LADWP, SMUD
3- Non-Participating Utilities: Other utilities operating within the areas covered by CEUS survey
4- Forecast Zones (FCZ): Climate zones defined for the Energy Commission's Forecast (FCZ01-FCZ17).
For Questions, please contact:
Mohsen Abrishami
mohsen.abrishami@energy.ca.gov
Source: HVAC Air Dist Sys 07-18-24.xlsx

## Air Dist Sys Types
Primary HVAC Air Distribution System Types By Planning Area, Utility & Forecast Zone
Statewide - Participating Utilities1 + Nonparticipating Utilities2 + Non-Surveyed Forecast Zones3 (FCZ)
Utility xxx Tot - Utility xxx Planning Area (Participating Utility xxx + Nonparticipating Utilities within the planning area of Utility xxx)
Utility xxx - Participating Utility xxx
FCZ xx Tot - Participating Utility Forecast Zone Total (FZC xx + Nonparticipating Utilities within the planning area of the corresponding Utility)
FCZ xx - Participating Utility Forecast zone
1- Participating Utilities: PG&E, SCE, SDG&E, LADWP, SMUD
2- Non-Participating Utilities: Other utilities operating within the areas covered by CEUS survey
3- Forecast Zones (FCZ): Climate zones defined for the Energy Commission's Forecast (FCZ01-FCZ17)
Notes
Only the primary system-type were collect by the survey; therefore, there could be cases where certain sections of a site are served by other types of distribution systems.
For each listed cooling equipment type, columns represents the percent or total Commercial floorspace (rows 21-579) or, percent of total number Commercial sites (rows 580-1138)
Calculation Method | Statewide/ Utility/ FCZ | Building Type | Fan Coil / Unit Ventilator | Dual Duct Constant Air Volume | Dual Duct Variable Air Volume | Single Duct Constant Air Volume | Single Duct Variable Air Volume | Data Unavailable | None | Total
Floorspace-Based | Statewide | College | 26.45% | 0% | 21.63% | 21.71% | 29.85% | 0.2999% | 0.05988% | 100% | ↓ % of Commercial floorspace served by the specified air distribution systems
Floorspace-Based | Statewide | Food Stores | 4.011% | 0.2045% | 0.08775% | 93.02% | 0% | 0.3812% | 2.292% | 100%
Floorspace-Based | Statewide | Health Care | 21.27% | 3.953% | 11.46% | 53.42% | 9.894% | 0% | 0% | 100%
Floorspace-Based | Statewide | Lodging | 33.16% | 3.663% | 3.394% | 53.86% | 5.902% | 0% | 0.02593% | 100%
Floorspace-Based | Statewide | Miscellaneous | 12.4% | 0.444% | 3.058% | 78.68% | 2.627% | 0.04401% | 2.744% | 100%
Floorspace-Based | Statewide | Office, Large | 17.37% | 3.318% | 15.27% | 42.6% | 21.22% | 0.2147% | 0% | 100%
Floorspace-Based | Statewide | Office, Small | 4.424% | 0.1453% | 0.2215% | 92.44% | 0.3141% | 1.527% | 0.9309% | 100%
Floorspace-Based | Statewide | Refrigerated Warehouse | 8.063% | 0% | 0% | 91.59% | 0% | 0% | 0.3513% | 100%
Floorspace-Based | Statewide | Restaurant | 3.921% | 0% | 0.06086% | 95% | 0.03115% | 0.2966% | 0.6946% | 100%
Floorspace-Based | Statewide | Retail | 4.311% | 0.3008% | 0.08061% | 92.09% | 1.036% | 0.1871% | 1.992% | 100%
Floorspace-Based | Statewide | School | 6.137% | 0.7349% | 1.594% | 89.73% | 1.806% | 0% | 0% | 100%
Floorspace-Based | Statewide | Warehouse | 3.016% | 0.2498% | 0% | 95.52% | 0.04865% | 0.137% | 1.033% | 100%
Floorspace-Based | Statewide | All Commercial | 11.28% | 1.145% | 4.791% | 75.27% | 6.158% | 0.2489% | 1.104% | 100%
Floorspace-Based | PG&E Tot | College | 19.99% | 0% | 17.03% | 20.32% | 41.67% | 0.9261% | 0.06208% | 100%
Floorspace-Based | PG&E Tot | Food Stores | 5.018% | 0.3856% | 0.2511% | 90.44% | 0% | 0.2054% | 3.699% | 100%
Floorspace-Based | PG&E Tot | Health Care | 34.63% | 0.2398% | 3.365% | 53.6% | 8.163% | 0% | 0% | 100%
Floorspace-Based | PG&E Tot | Lodging | 31.87% | 1.983% | 2.472% | 60.38% | 3.299% | 0% | 0% | 100%
Floorspace-Based | PG&E Tot | Miscellaneous | 15.82% | 0.5354% | 3.739% | 75.55% | 1.756% | 0.02725% | 2.572% | 100%
Floorspace-Based | PG&E Tot | Office, Large | 25.24% | 4.544% | 11.9% | 37.2% | 20.61% | 0.509% | 0% | 100%
Floorspace-Based | PG&E Tot | Office, Small | 4.354% | 0.1582% | 0.03331% | 91.64% | 0.5909% | 2.08% | 1.143% | 100%
Floorspace-Based | PG&E Tot | Refrigerated Warehouse | 16.26% | 0% | 0% | 83.74% | 0% | 0% | 0% | 100%
Floorspace-Based | PG&E Tot | Restaurant | 6.744% | 0% | 0.09543% | 91.07% | 0% | 0.3075% | 1.782% | 100%
Floorspace-Based | PG&E Tot | Retail | 5.58% | 0% | 0.0853% | 90.6% | 1.078% | 0.2007% | 2.452% | 100%
Floorspace-Based | PG&E Tot | School | 5.274% | 0% | 0% | 92.19% | 2.541% | 0% | 0% | 100%
Floorspace-Based | PG&E Tot | Warehouse | 3.266% | 0.9527% | 0% | 94.65% | 0.1855% | 0% | 0.9426% | 100%
Floorspace-Based | PG&E Tot | All Commercial | 15.23% | 1.18% | 4.004% | 71.38% | 6.616% | 0.3585% | 1.225% | 100%
Floorspace-Based | SCE Tot | College | 19.74% | 0% | 30.25% | 26.62% | 23.39% | 0% | 0% | 100%
Floorspace-Based | SCE Tot | Food Stores | 2.788% | 0.1678% | 0% | 95% | 0% | 0.1647% | 1.881% | 100%
Floorspace-Based | SCE Tot | Health Care | 10.85% | 10.57% | 14.21% | 52.83% | 11.54% | 0% | 0% | 100%
Floorspace-Based | SCE Tot | Lodging | 27.8% | 4.066% | 1.668% | 57.78% | 8.637% | 0% | 0.04165% | 100%
Floorspace-Based | SCE Tot | Miscellaneous | 7.569% | 0.6126% | 3.082% | 82.53% | 3.635% | 0.05226% | 2.519% | 100%
Floorspace-Based | SCE Tot | Office, Large | 6.762% | 1.235% | 10.28% | 66.43% | 15.29% | 0% | 0% | 100%
Floorspace-Based | SCE Tot | Office, Small | 2.547% | 0% | 0.1637% | 96.11% | 0% | 0.9996% | 0.1789% | 100%
Floorspace-Based | SCE Tot | Refrigerated Warehouse | 3.097% | 0% | 0% | 96.9% | 0% | 0% | 0% | 100%
Floorspace-Based | SCE Tot | Restaurant | 1.362% | 0% | 0% | 98.05% | 0% | 0.412% | 0.1755% | 100%
Floorspace-Based | SCE Tot | Retail | 3.8% | 0.6438% | 0% | 93.17% | 1.054% | 0.2614% | 1.074% | 100%
Floorspace-Based | SCE Tot | School | 3.982% | 1.232% | 2.537% | 91.11% | 1.142% | 0% | 0% | 100%
Floorspace-Based | SCE Tot | Warehouse | 2.821% | 0% | 0% | 96.15% | 0% | 0.2007% | 0.8326% | 100%
Floorspace-Based | SCE Tot | All Commercial | 6.329% | 1.115% | 3.82% | 83.44% | 4.312% | 0.186% | 0.7946% | 100%
Floorspace-Based | SDG&E Tot | College | 2.626% | 0% | 29.53% | 15.17% | 52.67% | 0% | 0% | 100%
Floorspace-Based | SDG&E Tot | Food Stores | 4.57% | 0% | 0% | 90.86% | 0% | 2.544% | 2.022% | 100%
Floorspace-Based | SDG&E Tot | Health Care | 14.59% | 0% | 6.552% | 68.1% | 10.76% | 0% | 0% | 100%
Floorspace-Based | SDG&E Tot | Lodging | 39.95% | 0% | 9.932% | 47.1% | 2.925% | 0% | 0.09039% | 100%
Floorspace-Based | SDG&E Tot | Miscellaneous | 8.935% | 0% | 0.7731% | 82.36% | 3.558% | 0.1404% | 4.233% | 100%
Floorspace-Based | SDG&E Tot | Office, Large | 16.13% | 10.45% | 19.84% | 41.22% | 12.36% | 0% | 0% | 100%
Floorspace-Based | SDG&E Tot | Office, Small | 5.647% | 0.6931% | 1.225% | 87.91% | 0.6863% | 2.805% | 1.032% | 100%
Floorspace-Based | SDG&E Tot | Refrigerated Warehouse | 13.94% | 0% | 0% | 84.57% | 0% | 0% | 1.49% | 100%
Floorspace-Based | SDG&E Tot | Restaurant | 7.387% | 0% | 0% | 92.06% | 0% | 0.2114% | 0.3426% | 100%
Floorspace-Based | SDG&E Tot | Retail | 3% | 0% | 0.1763% | 95.49% | 0% | 0.06224% | 1.268% | 100%
Floorspace-Based | SDG&E Tot | School | 11.09% | 0% | 0% | 88.91% | 0% | 0% | 0% | 100%
Floorspace-Based | SDG&E Tot | Warehouse | 3.598% | 0% | 0% | 95.73% | 0% | 0.2265% | 0.4424% | 100%
Floorspace-Based | SDG&E Tot | All Commercial | 11.08% | 1.732% | 6.484% | 71.97% | 6.986% | 0.4437% | 1.307% | 100%
Floorspace-Based | LADWP Tot | College | 90.16% | 0% | 0% | 9.845% | 0% | 0% | 0% | 100%
Floorspace-Based | LADWP Tot | Food Stores | 6.583% | 0% | 0% | 93.15% | 0% | 0% | 0.2705% | 100%
Floorspace-Based | LADWP Tot | Health Care | 6.001% | 0% | 37.55% | 43.23% | 13.22% | 0% | 0% | 100%
Floorspace-Based | LADWP Tot | Lodging | 48.05% | 18.79% | 5.624% | 12.04% | 15.49% | 0% | 0% | 100%
Floorspace-Based | LADWP Tot | Miscellaneous | 18.57% | 0% | 1.887% | 75.46% | 2.465% | 0% | 1.623% | 100%
Floorspace-Based | LADWP Tot | Office, Large | 16.5% | 0% | 31.55% | 12.57% | 39.39% | 0% | 0% | 100%
Floorspace-Based | LADWP Tot | Office, Small | 13.16% | 0% | 0% | 82.93% | 0% | 0% | 3.905% | 100%
Floorspace-Based | LADWP Tot | Refrigerated Warehouse | 0% | 0% | 0% | 96.68% | 0% | 0% | 3.321% | 100%
Floorspace-Based | LADWP Tot | Restaurant | 3.933% | 0% | 0% | 95.79% | 0.279% | 0% | 0% | 100%
Floorspace-Based | LADWP Tot | Retail | 5.415% | 0% | 0.396% | 85.6% | 2.309% | 0% | 6.284% | 100%
Floorspace-Based | LADWP Tot | School | 14.11% | 1.166% | 3.005% | 77.32% | 4.399% | 0% | 0% | 100%
Floorspace-Based | LADWP Tot | Warehouse | 4.645% | 0% | 0% | 89.29% | 0% | 0% | 6.061% | 100%
Floorspace-Based | LADWP Tot | All Commercial | 17.75% | 0.9413% | 10.99% | 55.84% | 12.72% | 0% | 1.755% | 100%
Floorspace-Based | SMUD Tot | College | 59.52% | 0% | 0% | 39.3% | 0% | 0% | 1.186% | 100%
Floorspace-Based | SMUD Tot | Food Stores | 0.5694% | 0% | 0% | 99.43% | 0% | 0% | 0% | 100%
Floorspace-Based | SMUD Tot | Health Care | 36.4% | 0% | 19.87% | 40.72% | 3.008% | 0% | 0% | 100%
Floorspace-Based | SMUD Tot | Lodging | 49.71% | 0% | 0% | 50.29% | 0% | 0% | 0% | 100%
Floorspace-Based | SMUD Tot | Miscellaneous | 8.1% | 0% | 3.23% | 81.04% | 2.517% | 0% | 5.116% | 100%
Floorspace-Based | SMUD Tot | Office, Large | 15.56% | 0.9104% | 7.723% | 59.26% | 16.55% | 0% | 0% | 100%
Floorspace-Based | SMUD Tot | Office, Small | 3.058% | 0% | 0% | 96.78% | 0% | 0% | 0.1617% | 100%
Floorspace-Based | SMUD Tot | Refrigerated Warehouse | 3.723% | 0% | 0% | 96.28% | 0% | 0% | 0% | 100%
Floorspace-Based | SMUD Tot | Restaurant | 0.6576% | 0% | 0.6881% | 98.65% | 0% | 0% | 0% | 100%
Floorspace-Based | SMUD Tot | Retail | 1.736% | 0% | 0% | 97.54% | 0% | 0% | 0.7197% | 100%
Floorspace-Based | SMUD Tot | School | 0.3098% | 0% | 0% | 99.69% | 0% | 0% | 0% | 100%
Floorspace-Based | SMUD Tot | Warehouse | 2.235% | 0% | 0% | 97.52% | 0% | 0% | 0.2454% | 100%
Floorspace-Based | SMUD Tot | All Commercial | 11.23% | 0.1368% | 3.214% | 81.05% | 3.184% | 0% | 1.19% | 100%
Floorspace-Based | FCZ01 Tot | College | 22.43% | 0% | 16.53% | 18.28% | 41.2% | 1.41% | 0.1531% | 100%
Floorspace-Based | FCZ01 Tot | Food Stores | 9.117% | 0.968% | 0.6305% | 81.72% | 0% | 0.2941% | 7.269% | 100%
Floorspace-Based | FCZ01 Tot | Health Care | 42.69% | 0% | 0.9363% | 48.56% | 7.818% | 0% | 0% | 100%
Floorspace-Based | FCZ01 Tot | Lodging | 55.33% | 0.5672% | 1.035% | 43.07% | 0% | 0% | 0% | 100%
Floorspace-Based | FCZ01 Tot | Miscellaneous | 17.38% | 0.8698% | 6.172% | 70.18% | 2.393% | 0.03357% | 2.969% | 100%
Floorspace-Based | FCZ01 Tot | Office, Large | 25.59% | 5.184% | 12.82% | 33.53% | 22.71% | 0.1741% | 0% | 100%
Floorspace-Based | FCZ01 Tot | Office, Small | 5.007% | 0.2126% | 0% | 89.03% | 0.827% | 2.225% | 2.702% | 100%
Floorspace-Based | FCZ01 Tot | Refrigerated Warehouse | 4.413% | 0% | 0% | 95.59% | 0% | 0% | 0% | 100%
Floorspace-Based | FCZ01 Tot | Restaurant | 9.781% | 0% | 0.1873% | 87% | 0% | 0.2314% | 2.799% | 100%
Floorspace-Based | FCZ01 Tot | Retail | 7.174% | 0% | 0.1334% | 87.36% | 0% | 0.0511% | 5.283% | 100%
Floorspace-Based | FCZ01 Tot | School | 5.468% | 0% | 0% | 94.53% | 0% | 0% | 0% | 100%
Floorspace-Based | FCZ01 Tot | Warehouse | 3.304% | 0% | 0% | 95.76% | 0% | 0% | 0.9337% | 100%
Floorspace-Based | FCZ01 Tot | All Commercial | 19.48% | 1.743% | 5.868% | 62.23% | 8.693% | 0.2805% | 1.712% | 100%
Floorspace-Based | FCZ02 Tot | College | 0% | 0% | 16.61% | 3.688% | 73.65% | 6.049% | 0% | 100%
Floorspace-Based | FCZ02 Tot | Food Stores | 6.038% | 0% | 0% | 87.11% | 0% | 0% | 6.853% | 100%
Floorspace-Based | FCZ02 Tot | Health Care | 38.69% | 1.006% | 1.195% | 55.83% | 3.279% | 0% | 0% | 100%
Floorspace-Based | FCZ02 Tot | Lodging | 11.36% | 6.486% | 3.176% | 78.97% | 0% | 0% | 0% | 100%
Floorspace-Based | FCZ02 Tot | Miscellaneous | 17.91% | 0% | 0% | 79.93% | 0.222% | 0% | 1.941% | 100%
Floorspace-Based | FCZ02 Tot | Office, Large | 18.89% | 0% | 28.37% | 44.56% | 8.175% | 0% | 0% | 100%
Floorspace-Based | FCZ02 Tot | Office, Small | 6.854% | 0% | 0% | 89.76% | 1.539% | 1.847% | 0% | 100%
Floorspace-Based | FCZ02 Tot | Refrigerated Warehouse | 7.699% | 0% | 0% | 92.3% | 0% | 0% | 0% | 100%
Floorspace-Based | FCZ02 Tot | Restaurant | 5.145% | 0% | 0% | 93.08% | 0% | 0% | 1.779% | 100%
Floorspace-Based | FCZ02 Tot | Retail | 11.25% | 0% | 0% | 87.68% | 0% | 0.5894% | 0.475% | 100%
Floorspace-Based | FCZ02 Tot | School | 4.278% | 0% | 0% | 95.72% | 0% | 0% | 0% | 100%
Floorspace-Based | FCZ02 Tot | Warehouse | 10.07% | 0% | 0% | 89.82% | 0% | 0% | 0.1095% | 100%
Floorspace-Based | FCZ02 Tot | All Commercial | 13.07% | 1.353% | 2.788% | 78.79% | 2.837% | 0.4588% | 0.6968% | 100%
Floorspace-Based | FCZ03 Tot | College | 2.773% | 0% | 46% | 9.575% | 41.65% | 0% | 0% | 100%
Floorspace-Based | FCZ03 Tot | Food Stores | 0% | 0% | 0% | 100% | 0% | 0% | 0% | 100%
Floorspace-Based | FCZ03 Tot | Health Care | 24.69% | 0% | 0% | 75.31% | 0% | 0% | 0% | 100%
Floorspace-Based | FCZ03 Tot | Lodging | 5.457% | 0% | 0% | 94.54% | 0% | 0% | 0% | 100%
Floorspace-Based | FCZ03 Tot | Miscellaneous | 16.89% | 0% | 0% | 76.44% | 0% | 0% | 6.678% | 100%
Floorspace-Based | FCZ03 Tot | Office, Large | 0% | 0% | 0% | 100% | 0% | 0% | 0% | 100%
Floorspace-Based | FCZ03 Tot | Office, Small | 2.275% | 2.107% | 0% | 95.62% | 0% | 0% | 0% | 100%
Floorspace-Based | FCZ03 Tot | Refrigerated Warehouse | 10.91% | 0% | 0% | 89.09% | 0% | 0% | 0% | 100%
Floorspace-Based | FCZ03 Tot | Restaurant | 1.729% | 0% | 0% | 98.27% | 0% | 0% | 0% | 100%
Floorspace-Based | FCZ03 Tot | Retail | 6.361% | 0% | 0% | 84.9% | 8.229% | 0.5104% | 0% | 100%
Floorspace-Based | FCZ03 Tot | School | 3.587% | 0% | 0% | 96.41% | 0% | 0% | 0% | 100%
Floorspace-Based | FCZ03 Tot | Warehouse | 23.77% | 0% | 0% | 76.23% | 0% | 0% | 0% | 100%
Floorspace-Based | FCZ03 Tot | All Commercial | 10.1% | 0.1983% | 3.283% | 80.34% | 3.883% | 0.05647% | 2.138% | 100%
Floorspace-Based | FCZ04 Tot | College | 0.3347% | 0% | 0% | 44.27% | 55.39% | 0% | 0% | 100%
Floorspace-Based | FCZ04 Tot | Food Stores | 1.763% | 0% | 0% | 97.78% | 0% | 0.4604% | 0% | 100%
Floorspace-Based | FCZ04 Tot | Health Care | 11.59% | 1.023% | 1.562% | 61.07% | 24.75% | 0% | 0% | 100%
Floorspace-Based | FCZ04 Tot | Lodging | 11.99% | 0% | 0% | 66.65% | 21.37% | 0% | 0% | 100%
Floorspace-Based | FCZ04 Tot | Miscellaneous | 8.966% | 0% | 0.9125% | 86.66% | 1.818% | 0.05265% | 1.59% | 100%
Floorspace-Based | FCZ04 Tot | Office, Large | 4.313% | 2.502% | 0% | 80.61% | 6.515% | 6.058% | 0% | 100%
Floorspace-Based | FCZ04 Tot | Office, Small | 0.8722% | 0% | 0% | 97.59% | 0% | 1.471% | 0.06176% | 100%
Floorspace-Based | FCZ04 Tot | Refrigerated Warehouse | 0.1244% | 0% | 0% | 99.88% | 0% | 0% | 0% | 100%
Floorspace-Based | FCZ04 Tot | Restaurant | 3.021% | 0% | 0% | 96.98% | 0% | 0% | 0% | 100%
Floorspace-Based | FCZ04 Tot | Retail | 1.306% | 0% | 0% | 98.03% | 0% | 0.298% | 0.3639% | 100%
Floorspace-Based | FCZ04 Tot | School | 12.49% | 0% | 0% | 87.51% | 0% | 0% | 0% | 100%
Floorspace-Based | FCZ04 Tot | Warehouse | 2.046% | 2.482% | 0% | 94.21% | 0.4833% | 0% | 0.7751% | 100%
Floorspace-Based | FCZ04 Tot | All Commercial | 4.827% | 0.8235% | 0.2804% | 87.51% | 5.373% | 0.5915% | 0.5938% | 100%
Floorspace-Based | FCZ05 Tot | College | 10.55% | 0% | 51.98% | 21.77% | 15.7% | 0% | 0% | 100%
Floorspace-Based | FCZ05 Tot | Food Stores | 0.2804% | 0% | 0% | 99.72% | 0% | 0% | 0% | 100%
Floorspace-Based | FCZ05 Tot | Health Care | 25.14% | 0% | 17.54% | 53.34% | 3.977% | 0% | 0% | 100%
Floorspace-Based | FCZ05 Tot | Lodging | 27.7% | 0% | 6.346% | 65.96% | 0% | 0% | 0% | 100%
Floorspace-Based | FCZ05 Tot | Miscellaneous | 13.53% | 0.2457% | 0% | 84.53% | 0.7172% | 0% | 0.9692% | 100%
Floorspace-Based | FCZ05 Tot | Office, Large | 45.05% | 0% | 3.987% | 29.55% | 21.42% | 0% | 0% | 100%
Floorspace-Based | FCZ05 Tot | Office, Small | 0.6019% | 0% | 0.2208% | 98.63% | 0% | 0.5512% | 0% | 100%
Floorspace-Based | FCZ05 Tot | Refrigerated Warehouse | 50.44% | 0% | 0% | 49.56% | 0% | 0% | 0% | 100%
Floorspace-Based | FCZ05 Tot | Restaurant | 0.8578% | 0% | 0% | 99.14% | 0% | 0% | 0% | 100%
Floorspace-Based | FCZ05 Tot | Retail | 1.728% | 0% | 0% | 93.6% | 4.61% | 0.06313% | 0% | 100%
Floorspace-Based | FCZ05 Tot | School | 2.538% | 0% | 0% | 83.48% | 13.98% | 0% | 0% | 100%
Floorspace-Based | FCZ05 Tot | Warehouse | 0.8126% | 0% | 0% | 98.05% | 0% | 0% | 1.138% | 100%
Floorspace-Based | FCZ05 Tot | All Commercial | 10.79% | 0.05559% | 3.837% | 80.84% | 4.042% | 0.07478% | 0.3613% | 100%
Floorspace-Based | FCZ06 Tot | College | 58.66% | 0% | 0% | 5.971% | 35.37% | 0% | 0% | 100%
Floorspace-Based | FCZ06 Tot | Food Stores | 3.339% | 0% | 0% | 96.24% | 0% | 0% | 0.4243% | 100%
Floorspace-Based | FCZ06 Tot | Health Care | 37.87% | 0% | 0% | 62.13% | 0% | 0% | 0% | 100%
Floorspace-Based | FCZ06 Tot | Lodging | 21.23% | 0% | 5.026% | 62.45% | 11.29% | 0% | 0% | 100%
Floorspace-Based | FCZ06 Tot | Miscellaneous | 18.74% | 0% | 0% | 79.63% | 0% | 0% | 1.636% | 100%
Floorspace-Based | FCZ06 Tot | Office, Large | 54.83% | 0% | 2.994% | 42.17% | 0% | 0% | 0% | 100%
Floorspace-Based | FCZ06 Tot | Office, Small | 9.416% | 0% | 0% | 84.99% | 0.5247% | 5.043% | 0.02316% | 100%
Floorspace-Based | FCZ06 Tot | Refrigerated Warehouse | 38.25% | 0% | 0% | 61.75% | 0% | 0% | 0% | 100%
Floorspace-Based | FCZ06 Tot | Restaurant | 7.614% | 0% | 0% | 88.42% | 0% | 1.937% | 2.028% | 100%
Floorspace-Based | FCZ06 Tot | Retail | 7.178% | 0% | 0.3037% | 90.83% | 0% | 0.3979% | 1.288% | 100%
Floorspace-Based | FCZ06 Tot | School | 0.1595% | 0% | 0% | 99.84% | 0% | 0% | 0% | 100%
Floorspace-Based | FCZ06 Tot | Warehouse | 2.748% | 0% | 0% | 94.22% | 0% | 0% | 3.034% | 100%
Floorspace-Based | FCZ06 Tot | All Commercial | 19.26% | 0% | 0.8252% | 73.93% | 4.374% | 0.875% | 0.7302% | 100%
Floorspace-Based | FCZ07 Tot | College | 5.195% | 0% | 32.64% | 23.19% | 38.98% | 0% | 0% | 100%
Floorspace-Based | FCZ07 Tot | Food Stores | 3.227% | 0% | 0% | 95.56% | 0% | 0.2789% | 0.9305% | 100%
Floorspace-Based | FCZ07 Tot | Health Care | 3.155% | 10.99% | 19.83% | 51.13% | 14.89% | 0% | 0% | 100%
Floorspace-Based | FCZ07 Tot | Lodging | 23.65% | 6.543% | 2.685% | 65.15% | 1.902% | 0% | 0.06703% | 100%
Floorspace-Based | FCZ07 Tot | Miscellaneous | 9.785% | 0.4178% | 4.738% | 78.22% | 3.34% | 0.06879% | 3.432% | 100%
Floorspace-Based | FCZ07 Tot | Office, Large | 8.018% | 1.557% | 10.65% | 61.8% | 17.97% | 0% | 0% | 100%
Floorspace-Based | FCZ07 Tot | Office, Small | 2.686% | 0% | 0.2154% | 95.67% | 0% | 1.225% | 0.2029% | 100%
Floorspace-Based | FCZ07 Tot | Refrigerated Warehouse | 4.114% | 0% | 0% | 95.89% | 0% | 0% | 0% | 100%
Floorspace-Based | FCZ07 Tot | Restaurant | 1.9% | 0% | 0% | 97.14% | 0% | 0.6747% | 0.2874% | 100%
Floorspace-Based | FCZ07 Tot | Retail | 4.254% | 1.118% | 0% | 90.73% | 1.83% | 0.3722% | 1.694% | 100%
Floorspace-Based | FCZ07 Tot | School | 3.731% | 2.247% | 3.654% | 89.89% | 0.4752% | 0% | 0% | 100%
Floorspace-Based | FCZ07 Tot | Warehouse | 4.151% | 0% | 0% | 94.77% | 0% | 0.1592% | 0.9238% | 100%
Floorspace-Based | FCZ07 Tot | All Commercial | 6.213% | 1.461% | 4.935% | 80.46% | 5.724% | 0.2241% | 0.9833% | 100%
Floorspace-Based | FCZ08 Tot | College | 75.67% | 0% | 19.95% | 4.083% | 0.3003% | 0% | 0% | 100%
Floorspace-Based | FCZ08 Tot | Food Stores | 2.051% | 0% | 0% | 81.67% | 0% | 0% | 16.28% | 100%
Floorspace-Based | FCZ08 Tot | Health Care | 11.18% | 16.31% | 0% | 72.51% | 0% | 0% | 0% | 100%
Floorspace-Based | FCZ08 Tot | Lodging | 42.61% | 0% | 0% | 57.39% | 0% | 0% | 0% | 100%
Floorspace-Based | FCZ08 Tot | Miscellaneous | 6.851% | 0% | 2.744% | 89.24% | 0% | 0% | 1.164% | 100%
Floorspace-Based | FCZ08 Tot | Office, Large | 4.995% | 0% | 4.03% | 78.59% | 12.38% | 0% | 0% | 100%
Floorspace-Based | FCZ08 Tot | Office, Small | 3.97% | 0% | 0.3514% | 95.07% | 0% | 0% | 0.61% | 100%
Floorspace-Based | FCZ08 Tot | Refrigerated Warehouse | 22.68% | 0% | 0% | 77.32% | 0% | 0% | 0% | 100%
Floorspace-Based | FCZ08 Tot | Restaurant | 0% | 0% | 0% | 100% | 0% | 0% | 0% | 100%
Floorspace-Based | FCZ08 Tot | Retail | 5.407% | 0% | 0% | 93.74% | 0% | 0% | 0.8493% | 100%
Floorspace-Based | FCZ08 Tot | School | 7.095% | 0% | 0% | 92.9% | 0% | 0% | 0% | 100%
Floorspace-Based | FCZ08 Tot | Warehouse | 0.7407% | 0% | 0% | 96.13% | 0% | 0% | 3.125% | 100%
Floorspace-Based | FCZ08 Tot | All Commercial | 17.72% | 0.8502% | 3.849% | 74.8% | 1.679% | 0% | 1.1% | 100%
Floorspace-Based | FCZ09 Tot | College | 35.52% | 0% | 0% | 46.2% | 18.28% | 0% | 0% | 100%
Floorspace-Based | FCZ09 Tot | Food Stores | 0% | 3.51% | 0% | 96.49% | 0% | 0% | 0% | 100%
Floorspace-Based | FCZ09 Tot | Health Care | 34.58% | 9.851% | 7.412% | 44.54% | 3.621% | 0% | 0% | 100%
Floorspace-Based | FCZ09 Tot | Lodging | 60.84% | 0% | 0% | 33.97% | 5.192% | 0% | 0% | 100%
Floorspace-Based | FCZ09 Tot | Miscellaneous | 10.02% | 0% | 0% | 77.04% | 12.15% | 0% | 0.791% | 100%
Floorspace-Based | FCZ09 Tot | Office, Large | 0% | 0% | 0% | 96.92% | 3.078% | 0% | 0% | 100%
Floorspace-Based | FCZ09 Tot | Office, Small | 4.387% | 0% | 0% | 95.61% | 0% | 0% | 0% | 100%
Floorspace-Based | FCZ09 Tot | Refrigerated Warehouse | 0% | 0% | 0% | 100% | 0% | 0% | 0% | 100%
Floorspace-Based | FCZ09 Tot | Restaurant | 1.639% | 0% | 0% | 98.36% | 0% | 0% | 0% | 100%
Floorspace-Based | FCZ09 Tot | Retail | 1.753% | 0% | 0% | 97.75% | 0% | 0% | 0.493% | 100%
Floorspace-Based | FCZ09 Tot | School | 21.77% | 0% | 3.972% | 61.72% | 12.53% | 0% | 0% | 100%
Floorspace-Based | FCZ09 Tot | Warehouse | 3.56% | 0% | 0% | 94.82% | 0% | 0% | 1.625% | 100%
Floorspace-Based | FCZ09 Tot | All Commercial | 11.63% | 0.6924% | 1.077% | 80.71% | 5.406% | 0% | 0.4876% | 100%
Floorspace-Based | FCZ10 Tot | College | 0% | 0% | 45.66% | 41.05% | 13.29% | 0% | 0% | 100%
Floorspace-Based | FCZ10 Tot | Food Stores | 4.299% | 0% | 0% | 95.7% | 0% | 0% | 0% | 100%
Floorspace-Based | FCZ10 Tot | Health Care | 32.04% | 0% | 6.123% | 46.92% | 14.92% | 0% | 0% | 100%
Floorspace-Based | FCZ10 Tot | Lodging | 38.75% | 0% | 0% | 43.4% | 17.84% | 0% | 0% | 100%
Floorspace-Based | FCZ10 Tot | Miscellaneous | 2.579% | 0% | 1.448% | 90.73% | 3.969% | 0.08865% | 1.19% | 100%
Floorspace-Based | FCZ10 Tot | Office, Large | 0% | 0% | 0% | 100% | 0% | 0% | 0% | 100%
Floorspace-Based | FCZ10 Tot | Office, Small | 2.88% | 0% | 0% | 96.43% | 0% | 0.6847% | 0% | 100%
Floorspace-Based | FCZ10 Tot | Refrigerated Warehouse | 0% | 0% | 0% | 100% | 0% | 0% | 0% | 100%
Floorspace-Based | FCZ10 Tot | Restaurant | 0% | 0% | 0% | 100% | 0% | 0% | 0% | 100%
Floorspace-Based | FCZ10 Tot | Retail | 0.2487% | 0% | 0% | 99.67% | 0% | 0% | 0.07746% | 100%
Floorspace-Based | FCZ10 Tot | School | 0% | 0% | 1.568% | 98.43% | 0% | 0% | 0% | 100%
Floorspace-Based | FCZ10 Tot | Warehouse | 2.699% | 0% | 0% | 95.8% | 0% | 0.4577% | 1.043% | 100%
Floorspace-Based | FCZ10 Tot | All Commercial | 4.675% | 0% | 1.451% | 90.97% | 2.151% | 0.2153% | 0.5375% | 100%
Floorspace-Based | FCZ11 Tot | College | 0.5981% | 0% | 32.88% | 61.69% | 4.825% | 0% | 0% | 100%
Floorspace-Based | FCZ11 Tot | Food Stores | 0.568% | 0% | 0% | 99.43% | 0% | 0% | 0% | 100%
Floorspace-Based | FCZ11 Tot | Health Care | 3.355% | 22.67% | 11.69% | 62.29% | 0% | 0% | 0% | 100%
Floorspace-Based | FCZ11 Tot | Lodging | 21.01% | 0% | 0% | 43.56% | 35.42% | 0% | 0% | 100%
Floorspace-Based | FCZ11 Tot | Miscellaneous | 3.893% | 2.106% | 0% | 89.5% | 2.973% | 0% | 1.529% | 100%
Floorspace-Based | FCZ11 Tot | Office, Large | 0% | 0% | 26.88% | 73.12% | 0% | 0% | 0% | 100%
Floorspace-Based | FCZ11 Tot | Office, Small | 0% | 0% | 0% | 98.76% | 0% | 1.241% | 0% | 100%
Floorspace-Based | FCZ11 Tot | Refrigerated Warehouse | 0.289% | 0% | 0% | 99.71% | 0% | 0% | 0% | 100%
Floorspace-Based | FCZ11 Tot | Restaurant | 1.231% | 0% | 0% | 98.77% | 0% | 0% | 0% | 100%
Floorspace-Based | FCZ11 Tot | Retail | 6.94% | 0% | 0% | 92.63% | 0% | 0.3725% | 0.06175% | 100%
Floorspace-Based | FCZ11 Tot | School | 0% | 0% | 0% | 99.87% | 0.13% | 0% | 0% | 100%
Floorspace-Based | FCZ11 Tot | Warehouse | 0.1226% | 0% | 0% | 99.76% | 0% | 0% | 0.1175% | 100%
Floorspace-Based | FCZ11 Tot | All Commercial | 2.62% | 1.271% | 2.909% | 90.58% | 2.176% | 0.1306% | 0.3141% | 100%
Floorspace-Based | FCZ12c Tot | College | 0.3849% | 0% | 24.13% | 14.08% | 61.41% | 0% | 0% | 100%
Floorspace-Based | FCZ12c Tot | Food Stores | 4.718% | 0% | 0% | 89.51% | 0% | 3.723% | 2.053% | 100%
Floorspace-Based | FCZ12c Tot | Health Care | 21.36% | 0% | 5.232% | 66.47% | 6.941% | 0% | 0% | 100%
Floorspace-Based | FCZ12c Tot | Lodging | 49.47% | 0% | 13.3% | 36.49% | 0.6144% | 0% | 0.1211% | 100%
Floorspace-Based | FCZ12c Tot | Miscellaneous | 8.203% | 0% | 0.6621% | 83.72% | 2.314% | 0.2004% | 4.905% | 100%
Floorspace-Based | FCZ12c Tot | Office, Large | 16.93% | 11.79% | 18.69% | 40.07% | 12.53% | 0% | 0% | 100%
Floorspace-Based | FCZ12c Tot | Office, Small | 6.061% | 0.4631% | 1.615% | 87.96% | 0.5417% | 2.133% | 1.229% | 100%
Floorspace-Based | FCZ12c Tot | Refrigerated Warehouse | 11.41% | 0% | 0% | 86.96% | 0% | 0% | 1.631% | 100%
Floorspace-Based | FCZ12c Tot | Restaurant | 9.115% | 0% | 0% | 90.06% | 0% | 0.3167% | 0.5133% | 100%
Floorspace-Based | FCZ12c Tot | Retail | 4.038% | 0% | 0.2894% | 93.71% | 0% | 0.1022% | 1.856% | 100%
Floorspace-Based | FCZ12c Tot | School | 14.05% | 0% | 0% | 85.95% | 0% | 0% | 0% | 100%
Floorspace-Based | FCZ12c Tot | Warehouse | 2.16% | 0% | 0% | 97.16% | 0% | 0.2925% | 0.3833% | 100%
Floorspace-Based | FCZ12c Tot | All Commercial | 12.62% | 2.313% | 6.907% | 68.73% | 7.472% | 0.4349% | 1.519% | 100%
Floorspace-Based | FCZ12i Tot | College | 10.14% | 0% | 47.66% | 18.83% | 23.37% | 0% | 0% | 100%
Floorspace-Based | FCZ12i Tot | Food Stores | 4.25% | 0% | 0% | 93.79% | 0% | 0% | 1.955% | 100%
Floorspace-Based | FCZ12i Tot | Health Care | 5.786% | 0% | 8.267% | 70.22% | 15.72% | 0% | 0% | 100%
Floorspace-Based | FCZ12i Tot | Lodging | 11.89% | 0% | 0% | 78.37% | 9.733% | 0% | 0% | 100%
Floorspace-Based | FCZ12i Tot | Miscellaneous | 10.65% | 0% | 1.033% | 79.19% | 6.47% | 0% | 2.663% | 100%
Floorspace-Based | FCZ12i Tot | Office, Large | 11.24% | 2.258% | 26.84% | 48.3% | 11.36% | 0% | 0% | 100%
Floorspace-Based | FCZ12i Tot | Office, Small | 4.344% | 1.417% | 0% | 87.77% | 1.141% | 4.919% | 0.4117% | 100%
Floorspace-Based | FCZ12i Tot | Refrigerated Warehouse | 40.86% | 0% | 0% | 59.14% | 0% | 0% | 0% | 100%
Floorspace-Based | FCZ12i Tot | Restaurant | 3.92% | 0% | 0% | 96.08% | 0% | 0% | 0% | 100%
Floorspace-Based | FCZ12i Tot | Retail | 1.383% | 0% | 0% | 98.26% | 0% | 0% | 0.3517% | 100%
Floorspace-Based | FCZ12i Tot | School | 7.646% | 0% | 0% | 92.35% | 0% | 0% | 0% | 100%
Floorspace-Based | FCZ12i Tot | Warehouse | 8.527% | 0% | 0% | 90.83% | 0% | 0% | 0.6452% | 100%
Floorspace-Based | FCZ12i Tot | All Commercial | 7.286% | 0.3079% | 5.445% | 79.92% | 5.793% | 0.4654% | 0.7854% | 100%
Floorspace-Based | FCZ13 Tot | College | 59.52% | 0% | 0% | 39.3% | 0% | 0% | 1.186% | 100%
Floorspace-Based | FCZ13 Tot | Food Stores | 0.5694% | 0% | 0% | 99.43% | 0% | 0% | 0% | 100%
Floorspace-Based | FCZ13 Tot | Health Care | 36.4% | 0% | 19.87% | 40.72% | 3.008% | 0% | 0% | 100%
Floorspace-Based | FCZ13 Tot | Lodging | 49.71% | 0% | 0% | 50.29% | 0% | 0% | 0% | 100%
Floorspace-Based | FCZ13 Tot | Miscellaneous | 8.1% | 0% | 3.23% | 81.04% | 2.517% | 0% | 5.116% | 100%
Floorspace-Based | FCZ13 Tot | Office, Large | 15.56% | 0.9104% | 7.723% | 59.26% | 16.55% | 0% | 0% | 100%
Floorspace-Based | FCZ13 Tot | Office, Small | 3.058% | 0% | 0% | 96.78% | 0% | 0% | 0.1617% | 100%
Floorspace-Based | FCZ13 Tot | Refrigerated Warehouse | 3.723% | 0% | 0% | 96.28% | 0% | 0% | 0% | 100%
Floorspace-Based | FCZ13 Tot | Restaurant | 0.6576% | 0% | 0.6881% | 98.65% | 0% | 0% | 0% | 100%
Floorspace-Based | FCZ13 Tot | Retail | 1.736% | 0% | 0% | 97.54% | 0% | 0% | 0.7197% | 100%
Floorspace-Based | FCZ13 Tot | School | 0.3098% | 0% | 0% | 99.69% | 0% | 0% | 0% | 100%
Floorspace-Based | FCZ13 Tot | Warehouse | 2.235% | 0% | 0% | 97.52% | 0% | 0% | 0.2454% | 100%
Floorspace-Based | FCZ13 Tot | All Commercial | 11.23% | 0.1368% | 3.214% | 81.05% | 3.184% | 0% | 1.19% | 100%
Floorspace-Based | FCZ16 Tot | College | 95.22% | 0% | 0% | 4.781% | 0% | 0% | 0% | 100%
Floorspace-Based | FCZ16 Tot | Food Stores | 8.563% | 0% | 0% | 91% | 0% | 0% | 0.4394% | 100%
Floorspace-Based | FCZ16 Tot | Health Care | 5.817% | 0% | 51.54% | 41.33% | 1.313% | 0% | 0% | 100%
Floorspace-Based | FCZ16 Tot | Lodging | 43.74% | 20.35% | 6.091% | 13.04% | 16.78% | 0% | 0% | 100%
Floorspace-Based | FCZ16 Tot | Miscellaneous | 19.75% | 0% | 2.515% | 72.29% | 3.284% | 0% | 2.162% | 100%
Floorspace-Based | FCZ16 Tot | Office, Large | 18.18% | 0% | 32.23% | 11.66% | 37.93% | 0% | 0% | 100%
Floorspace-Based | FCZ16 Tot | Office, Small | 17.61% | 0% | 0% | 77% | 0% | 0% | 5.384% | 100%
Floorspace-Based | FCZ16 Tot | Refrigerated Warehouse | 0% | 0% | 0% | 95.68% | 0% | 0% | 4.324% | 100%
Floorspace-Based | FCZ16 Tot | Restaurant | 5.828% | 0% | 0% | 93.76% | 0.4134% | 0% | 0% | 100%
Floorspace-Based | FCZ16 Tot | Retail | 8.162% | 0% | 0.597% | 78.29% | 3.48% | 0% | 9.472% | 100%
Floorspace-Based | FCZ16 Tot | School | 18.52% | 0% | 0% | 81.48% | 0% | 0% | 0% | 100%
Floorspace-Based | FCZ16 Tot | Warehouse | 7.738% | 0% | 0% | 82.16% | 0% | 0% | 10.1% | 100%
Floorspace-Based | FCZ16 Tot | All Commercial | 21.36% | 1.047% | 12.95% | 49.09% | 13.29% | 0% | 2.257% | 100%
Floorspace-Based | FCZ17 Tot | College | 0% | 0% | 0% | 100% | 0% | 0% | 0% | 100%
Floorspace-Based | FCZ17 Tot | Food Stores | 3.41% | 0% | 0% | 96.59% | 0% | 0% | 0% | 100%
Floorspace-Based | FCZ17 Tot | Health Care | 6.494% | 0% | 0% | 48.32% | 45.19% | 0% | 0% | 100%
Floorspace-Based | FCZ17 Tot | Lodging | 100% | 0% | 0% | 0% | 0% | 0% | 0% | 100%
Floorspace-Based | FCZ17 Tot | Miscellaneous | 15.01% | 0% | 0% | 84.99% | 0% | 0% | 0% | 100%
Floorspace-Based | FCZ17 Tot | Office, Large | 0% | 0% | 24.78% | 21.53% | 53.68% | 0% | 0% | 100%
Floorspace-Based | FCZ17 Tot | Office, Small | 1.405% | 0% | 0% | 98.59% | 0% | 0% | 0% | 100%
Floorspace-Based | FCZ17 Tot | Refrigerated Warehouse | 0% | 0% | 0% | 100% | 0% | 0% | 0% | 100%
Floorspace-Based | FCZ17 Tot | Restaurant | 0% | 0% | 0% | 100% | 0% | 0% | 0% | 100%
Floorspace-Based | FCZ17 Tot | Retail | 0% | 0% | 0% | 100% | 0% | 0% | 0% | 100%
Floorspace-Based | FCZ17 Tot | School | 2.148% | 4.331% | 11.16% | 66.02% | 16.34% | 0% | 0% | 100%
Floorspace-Based | FCZ17 Tot | Warehouse | 0% | 0% | 0% | 100% | 0% | 0% | 0% | 100%
Floorspace-Based | FCZ17 Tot | All Commercial | 5.123% | 0.5718% | 4.138% | 79.44% | 10.73% | 0% | 0% | 100%
Floorspace-Based | PG&E | College | 19.79% | 0% | 16.97% | 20.57% | 41.72% | 0.8935% | 0.05531% | 100%
Floorspace-Based | PG&E | Food Stores | 4.975% | 0.3819% | 0.2487% | 90.53% | 0% | 0.203% | 3.663% | 100%
Floorspace-Based | PG&E | Health Care | 34.04% | 0.2538% | 3.635% | 53.97% | 8.103% | 0% | 0% | 100%
Floorspace-Based | PG&E | Lodging | 31.6% | 1.969% | 2.501% | 60.54% | 3.39% | 0% | 0% | 100%
Floorspace-Based | PG&E | Miscellaneous | 15.2% | 0.3853% | 2.603% | 78.03% | 1.445% | 0.02346% | 2.311% | 100%
Floorspace-Based | PG&E | Office, Large | 25.42% | 4.462% | 11.83% | 37.36% | 20.42% | 0.51% | 0% | 100%
Floorspace-Based | PG&E | Office, Small | 4.367% | 0.1575% | 0.03741% | 91.72% | 0.5805% | 2.083% | 1.053% | 100%
Floorspace-Based | PG&E | Refrigerated Warehouse | 16.98% | 0% | 0% | 83.02% | 0% | 0% | 0% | 100%
Floorspace-Based | PG&E | Restaurant | 6.705% | 0% | 0.09466% | 91.12% | 0% | 0.3079% | 1.769% | 100%
Floorspace-Based | PG&E | Retail | 5.501% | 0% | 0.08346% | 90.71% | 1.143% | 0.203% | 2.361% | 100%
Floorspace-Based | PG&E | School | 5.129% | 0% | 0% | 92.1% | 2.775% | 0% | 0% | 100%
Floorspace-Based | PG&E | Warehouse | 3.279% | 0.9465% | 0% | 94.64% | 0.1843% | 0% | 0.9485% | 100%
Floorspace-Based | PG&E | All Commercial | 14.83% | 1.135% | 3.666% | 72.24% | 6.692% | 0.3753% | 1.066% | 100%
Floorspace-Based | SCE | College | 23.02% | 0% | 29.74% | 21.48% | 25.76% | 0% | 0% | 100%
Floorspace-Based | SCE | Food Stores | 2.842% | 0.1817% | 0% | 94.81% | 0% | 0.1679% | 2.001% | 100%
Floorspace-Based | SCE | Health Care | 10.81% | 10.43% | 14.31% | 52.72% | 11.72% | 0% | 0% | 100%
Floorspace-Based | SCE | Lodging | 28.33% | 3.867% | 1.587% | 57.24% | 8.941% | 0% | 0.03961% | 100%
Floorspace-Based | SCE | Miscellaneous | 7.467% | 0.5988% | 2.998% | 82.75% | 3.681% | 0.05159% | 2.457% | 100%
Floorspace-Based | SCE | Office, Large | 6.826% | 1.24% | 9.939% | 66.55% | 15.44% | 0% | 0% | 100%
Floorspace-Based | SCE | Office, Small | 2.66% | 0% | 0.1694% | 96.01% | 0% | 0.9767% | 0.187% | 100%
Floorspace-Based | SCE | Refrigerated Warehouse | 2.911% | 0% | 0% | 97.09% | 0% | 0% | 0% | 100%
Floorspace-Based | SCE | Restaurant | 1.362% | 0% | 0% | 98.04% | 0% | 0.4195% | 0.1787% | 100%
Floorspace-Based | SCE | Retail | 3.695% | 0.654% | 0% | 93.23% | 1.07% | 0.255% | 1.095% | 100%
Floorspace-Based | SCE | School | 4.124% | 1.225% | 2.566% | 90.88% | 1.207% | 0% | 0% | 100%
Floorspace-Based | SCE | Warehouse | 2.993% | 0% | 0% | 95.89% | 0% | 0.2224% | 0.8976% | 100%
Floorspace-Based | SCE | All Commercial | 6.526% | 1.128% | 3.777% | 83.06% | 4.513% | 0.1898% | 0.8043% | 100%
Floorspace-Based | SDG&E | College | 2.626% | 0% | 29.53% | 15.17% | 52.67% | 0% | 0% | 100%
Floorspace-Based | SDG&E | Food Stores | 4.57% | 0% | 0% | 90.86% | 0% | 2.544% | 2.022% | 100%
Floorspace-Based | SDG&E | Health Care | 14.59% | 0% | 6.552% | 68.1% | 10.76% | 0% | 0% | 100%
Floorspace-Based | SDG&E | Lodging | 39.95% | 0% | 9.932% | 47.1% | 2.925% | 0% | 0.09039% | 100%
Floorspace-Based | SDG&E | Miscellaneous | 8.935% | 0% | 0.7731% | 82.36% | 3.558% | 0.1404% | 4.233% | 100%
Floorspace-Based | SDG&E | Office, Large | 16.13% | 10.45% | 19.84% | 41.22% | 12.36% | 0% | 0% | 100%
Floorspace-Based | SDG&E | Office, Small | 5.647% | 0.6931% | 1.225% | 87.91% | 0.6863% | 2.805% | 1.032% | 100%
Floorspace-Based | SDG&E | Refrigerated Warehouse | 13.94% | 0% | 0% | 84.57% | 0% | 0% | 1.49% | 100%
Floorspace-Based | SDG&E | Restaurant | 7.387% | 0% | 0% | 92.06% | 0% | 0.2114% | 0.3426% | 100%
Floorspace-Based | SDG&E | Retail | 3% | 0% | 0.1763% | 95.49% | 0% | 0.06224% | 1.268% | 100%
Floorspace-Based | SDG&E | School | 11.09% | 0% | 0% | 88.91% | 0% | 0% | 0% | 100%
Floorspace-Based | SDG&E | Warehouse | 3.598% | 0% | 0% | 95.73% | 0% | 0.2265% | 0.4424% | 100%
Floorspace-Based | SDG&E | All Commercial | 11.08% | 1.732% | 6.484% | 71.97% | 6.986% | 0.4437% | 1.307% | 100%
Floorspace-Based | LADWP | College | 90.16% | 0% | 0% | 9.845% | 0% | 0% | 0% | 100%
Floorspace-Based | LADWP | Food Stores | 6.583% | 0% | 0% | 93.15% | 0% | 0% | 0.2705% | 100%
Floorspace-Based | LADWP | Health Care | 6.001% | 0% | 37.55% | 43.23% | 13.22% | 0% | 0% | 100%
Floorspace-Based | LADWP | Lodging | 48.05% | 18.79% | 5.624% | 12.04% | 15.49% | 0% | 0% | 100%
Floorspace-Based | LADWP | Miscellaneous | 18.57% | 0% | 1.887% | 75.46% | 2.465% | 0% | 1.623% | 100%
Floorspace-Based | LADWP | Office, Large | 16.5% | 0% | 31.55% | 12.57% | 39.39% | 0% | 0% | 100%
Floorspace-Based | LADWP | Office, Small | 13.16% | 0% | 0% | 82.93% | 0% | 0% | 3.905% | 100%
Floorspace-Based | LADWP | Refrigerated Warehouse | 0% | 0% | 0% | 96.68% | 0% | 0% | 3.321% | 100%
Floorspace-Based | LADWP | Restaurant | 3.933% | 0% | 0% | 95.79% | 0.279% | 0% | 0% | 100%
Floorspace-Based | LADWP | Retail | 5.415% | 0% | 0.396% | 85.6% | 2.309% | 0% | 6.284% | 100%
Floorspace-Based | LADWP | School | 14.11% | 1.166% | 3.005% | 77.32% | 4.399% | 0% | 0% | 100%
Floorspace-Based | LADWP | Warehouse | 4.645% | 0% | 0% | 89.29% | 0% | 0% | 6.061% | 100%
Floorspace-Based | LADWP | All Commercial | 17.75% | 0.9413% | 10.99% | 55.84% | 12.72% | 0% | 1.755% | 100%
Floorspace-Based | SMUD | College | 59.52% | 0% | 0% | 39.3% | 0% | 0% | 1.186% | 100%
Floorspace-Based | SMUD | Food Stores | 0.5694% | 0% | 0% | 99.43% | 0% | 0% | 0% | 100%
Floorspace-Based | SMUD | Health Care | 36.4% | 0% | 19.87% | 40.72% | 3.008% | 0% | 0% | 100%
Floorspace-Based | SMUD | Lodging | 49.71% | 0% | 0% | 50.29% | 0% | 0% | 0% | 100%
Floorspace-Based | SMUD | Miscellaneous | 8.1% | 0% | 3.23% | 81.04% | 2.517% | 0% | 5.116% | 100%
Floorspace-Based | SMUD | Office, Large | 15.56% | 0.9104% | 7.723% | 59.26% | 16.55% | 0% | 0% | 100%
Floorspace-Based | SMUD | Office, Small | 3.058% | 0% | 0% | 96.78% | 0% | 0% | 0.1617% | 100%
Floorspace-Based | SMUD | Refrigerated Warehouse | 3.723% | 0% | 0% | 96.28% | 0% | 0% | 0% | 100%
Floorspace-Based | SMUD | Restaurant | 0.6576% | 0% | 0.6881% | 98.65% | 0% | 0% | 0% | 100%
Floorspace-Based | SMUD | Retail | 1.736% | 0% | 0% | 97.54% | 0% | 0% | 0.7197% | 100%
Floorspace-Based | SMUD | School | 0.3098% | 0% | 0% | 99.69% | 0% | 0% | 0% | 100%
Floorspace-Based | SMUD | Warehouse | 2.235% | 0% | 0% | 97.52% | 0% | 0% | 0.2454% | 100%
Floorspace-Based | SMUD | All Commercial | 11.23% | 0.1368% | 3.214% | 81.05% | 3.184% | 0% | 1.19% | 100%
Floorspace-Based | FCZ01 | College | 22.43% | 0% | 16.53% | 18.28% | 41.2% | 1.41% | 0.1531% | 100%
Floorspace-Based | FCZ01 | Food Stores | 9.117% | 0.968% | 0.6305% | 81.72% | 0% | 0.2941% | 7.269% | 100%
Floorspace-Based | FCZ01 | Health Care | 42.69% | 0% | 0.9363% | 48.56% | 7.818% | 0% | 0% | 100%
Floorspace-Based | FCZ01 | Lodging | 55.33% | 0.5672% | 1.035% | 43.07% | 0% | 0% | 0% | 100%
Floorspace-Based | FCZ01 | Miscellaneous | 17.38% | 0.8698% | 6.172% | 70.18% | 2.393% | 0.03357% | 2.969% | 100%
Floorspace-Based | FCZ01 | Office, Large | 25.59% | 5.184% | 12.82% | 33.53% | 22.71% | 0.1741% | 0% | 100%
Floorspace-Based | FCZ01 | Office, Small | 5.007% | 0.2126% | 0% | 89.03% | 0.827% | 2.225% | 2.702% | 100%
Floorspace-Based | FCZ01 | Refrigerated Warehouse | 4.413% | 0% | 0% | 95.59% | 0% | 0% | 0% | 100%
Floorspace-Based | FCZ01 | Restaurant | 9.781% | 0% | 0.1873% | 87% | 0% | 0.2314% | 2.799% | 100%
Floorspace-Based | FCZ01 | Retail | 7.174% | 0% | 0.1334% | 87.36% | 0% | 0.0511% | 5.283% | 100%
Floorspace-Based | FCZ01 | School | 5.468% | 0% | 0% | 94.53% | 0% | 0% | 0% | 100%
Floorspace-Based | FCZ01 | Warehouse | 3.304% | 0% | 0% | 95.76% | 0% | 0% | 0.9337% | 100%
Floorspace-Based | FCZ01 | All Commercial | 19.7% | 1.814% | 5.615% | 61.7% | 9.303% | 0.3089% | 1.554% | 100%
Floorspace-Based | FCZ02 | College | 0% | 0% | 16.61% | 3.688% | 73.65% | 6.049% | 0% | 100%
Floorspace-Based | FCZ02 | Food Stores | 6.038% | 0% | 0% | 87.11% | 0% | 0% | 6.853% | 100%
Floorspace-Based | FCZ02 | Health Care | 38.69% | 1.006% | 1.195% | 55.83% | 3.279% | 0% | 0% | 100%
Floorspace-Based | FCZ02 | Lodging | 11.36% | 6.486% | 3.176% | 78.97% | 0% | 0% | 0% | 100%
Floorspace-Based | FCZ02 | Miscellaneous | 17.91% | 0% | 0% | 79.93% | 0.222% | 0% | 1.941% | 100%
Floorspace-Based | FCZ02 | Office, Large | 18.89% | 0% | 28.37% | 44.56% | 8.175% | 0% | 0% | 100%
Floorspace-Based | FCZ02 | Office, Small | 6.854% | 0% | 0% | 89.76% | 1.539% | 1.847% | 0% | 100%
Floorspace-Based | FCZ02 | Refrigerated Warehouse | 7.699% | 0% | 0% | 92.3% | 0% | 0% | 0% | 100%
Floorspace-Based | FCZ02 | Restaurant | 5.145% | 0% | 0% | 93.08% | 0% | 0% | 1.779% | 100%
Floorspace-Based | FCZ02 | Retail | 11.25% | 0% | 0% | 87.68% | 0% | 0.5894% | 0.475% | 100%
Floorspace-Based | FCZ02 | School | 4.278% | 0% | 0% | 95.72% | 0% | 0% | 0% | 100%
Floorspace-Based | FCZ02 | Warehouse | 10.07% | 0% | 0% | 89.82% | 0% | 0% | 0.1095% | 100%
Floorspace-Based | FCZ02 | All Commercial | 13.17% | 1.357% | 2.799% | 78.56% | 2.94% | 0.4649% | 0.71% | 100%
Floorspace-Based | FCZ03 | College | 2.773% | 0% | 46% | 9.575% | 41.65% | 0% | 0% | 100%
Floorspace-Based | FCZ03 | Food Stores | 0% | 0% | 0% | 100% | 0% | 0% | 0% | 100%
Floorspace-Based | FCZ03 | Health Care | 24.69% | 0% | 0% | 75.31% | 0% | 0% | 0% | 100%
Floorspace-Based | FCZ03 | Lodging | 5.457% | 0% | 0% | 94.54% | 0% | 0% | 0% | 100%
Floorspace-Based | FCZ03 | Miscellaneous | 16.89% | 0% | 0% | 76.44% | 0% | 0% | 6.678% | 100%
Floorspace-Based | FCZ03 | Office, Large | 0% | 0% | 0% | 100% | 0% | 0% | 0% | 100%
Floorspace-Based | FCZ03 | Office, Small | 2.275% | 2.107% | 0% | 95.62% | 0% | 0% | 0% | 100%
Floorspace-Based | FCZ03 | Refrigerated Warehouse | 10.91% | 0% | 0% | 89.09% | 0% | 0% | 0% | 100%
Floorspace-Based | FCZ03 | Restaurant | 1.729% | 0% | 0% | 98.27% | 0% | 0% | 0% | 100%
Floorspace-Based | FCZ03 | Retail | 6.361% | 0% | 0% | 84.9% | 8.229% | 0.5104% | 0% | 100%
Floorspace-Based | FCZ03 | School | 3.587% | 0% | 0% | 96.41% | 0% | 0% | 0% | 100%
Floorspace-Based | FCZ03 | Warehouse | 23.77% | 0% | 0% | 76.23% | 0% | 0% | 0% | 100%
Floorspace-Based | FCZ03 | All Commercial | 9.49% | 0.2168% | 3.426% | 80.99% | 4.107% | 0.06236% | 1.705% | 100%
Floorspace-Based | FCZ04 | College | 0.3347% | 0% | 0% | 44.27% | 55.39% | 0% | 0% | 100%
Floorspace-Based | FCZ04 | Food Stores | 1.763% | 0% | 0% | 97.78% | 0% | 0.4604% | 0% | 100%
Floorspace-Based | FCZ04 | Health Care | 11.59% | 1.023% | 1.562% | 61.07% | 24.75% | 0% | 0% | 100%
Floorspace-Based | FCZ04 | Lodging | 11.99% | 0% | 0% | 66.65% | 21.37% | 0% | 0% | 100%
Floorspace-Based | FCZ04 | Miscellaneous | 8.966% | 0% | 0.9125% | 86.66% | 1.818% | 0.05265% | 1.59% | 100%
Floorspace-Based | FCZ04 | Office, Large | 4.313% | 2.502% | 0% | 80.61% | 6.515% | 6.058% | 0% | 100%
Floorspace-Based | FCZ04 | Office, Small | 0.8722% | 0% | 0% | 97.59% | 0% | 1.471% | 0.06176% | 100%
Floorspace-Based | FCZ04 | Refrigerated Warehouse | 0.1244% | 0% | 0% | 99.88% | 0% | 0% | 0% | 100%
Floorspace-Based | FCZ04 | Restaurant | 3.021% | 0% | 0% | 96.98% | 0% | 0% | 0% | 100%
Floorspace-Based | FCZ04 | Retail | 1.306% | 0% | 0% | 98.03% | 0% | 0.298% | 0.3639% | 100%
Floorspace-Based | FCZ04 | School | 12.49% | 0% | 0% | 87.51% | 0% | 0% | 0% | 100%
Floorspace-Based | FCZ04 | Warehouse | 2.046% | 2.482% | 0% | 94.21% | 0.4833% | 0% | 0.7751% | 100%
Floorspace-Based | FCZ04 | All Commercial | 4.713% | 0.8382% | 0.2679% | 87.36% | 5.692% | 0.557% | 0.5758% | 100%
Floorspace-Based | FCZ05 | College | 10.55% | 0% | 51.98% | 21.77% | 15.7% | 0% | 0% | 100%
Floorspace-Based | FCZ05 | Food Stores | 0.2804% | 0% | 0% | 99.72% | 0% | 0% | 0% | 100%
Floorspace-Based | FCZ05 | Health Care | 25.14% | 0% | 17.54% | 53.34% | 3.977% | 0% | 0% | 100%
Floorspace-Based | FCZ05 | Lodging | 27.7% | 0% | 6.346% | 65.96% | 0% | 0% | 0% | 100%
Floorspace-Based | FCZ05 | Miscellaneous | 13.53% | 0.2457% | 0% | 84.53% | 0.7172% | 0% | 0.9692% | 100%
Floorspace-Based | FCZ05 | Office, Large | 45.05% | 0% | 3.987% | 29.55% | 21.42% | 0% | 0% | 100%
Floorspace-Based | FCZ05 | Office, Small | 0.6019% | 0% | 0.2208% | 98.63% | 0% | 0.5512% | 0% | 100%
Floorspace-Based | FCZ05 | Refrigerated Warehouse | 50.44% | 0% | 0% | 49.56% | 0% | 0% | 0% | 100%
Floorspace-Based | FCZ05 | Restaurant | 0.8578% | 0% | 0% | 99.14% | 0% | 0% | 0% | 100%
Floorspace-Based | FCZ05 | Retail | 1.728% | 0% | 0% | 93.6% | 4.61% | 0.06313% | 0% | 100%
Floorspace-Based | FCZ05 | School | 2.538% | 0% | 0% | 83.48% | 13.98% | 0% | 0% | 100%
Floorspace-Based | FCZ05 | Warehouse | 0.8126% | 0% | 0% | 98.05% | 0% | 0% | 1.138% | 100%
Floorspace-Based | FCZ05 | All Commercial | 10.79% | 0.05561% | 3.838% | 80.84% | 4.042% | 0.07468% | 0.3614% | 100%
Floorspace-Based | FCZ06 | College | 58.66% | 0% | 0% | 5.971% | 35.37% | 0% | 0% | 100%
Floorspace-Based | FCZ06 | Food Stores | 3.339% | 0% | 0% | 96.24% | 0% | 0% | 0.4243% | 100%
Floorspace-Based | FCZ06 | Health Care | 37.87% | 0% | 0% | 62.13% | 0% | 0% | 0% | 100%
Floorspace-Based | FCZ06 | Lodging | 21.23% | 0% | 5.026% | 62.45% | 11.29% | 0% | 0% | 100%
Floorspace-Based | FCZ06 | Miscellaneous | 18.74% | 0% | 0% | 79.63% | 0% | 0% | 1.636% | 100%
Floorspace-Based | FCZ06 | Office, Large | 54.83% | 0% | 2.994% | 42.17% | 0% | 0% | 0% | 100%
Floorspace-Based | FCZ06 | Office, Small | 9.416% | 0% | 0% | 84.99% | 0.5247% | 5.043% | 0.02316% | 100%
Floorspace-Based | FCZ06 | Refrigerated Warehouse | 38.25% | 0% | 0% | 61.75% | 0% | 0% | 0% | 100%
Floorspace-Based | FCZ06 | Restaurant | 7.614% | 0% | 0% | 88.42% | 0% | 1.937% | 2.028% | 100%
Floorspace-Based | FCZ06 | Retail | 7.178% | 0% | 0.3037% | 90.83% | 0% | 0.3979% | 1.288% | 100%
Floorspace-Based | FCZ06 | School | 0.1595% | 0% | 0% | 99.84% | 0% | 0% | 0% | 100%
Floorspace-Based | FCZ06 | Warehouse | 2.748% | 0% | 0% | 94.22% | 0% | 0% | 3.034% | 100%
Floorspace-Based | FCZ06 | All Commercial | 19.34% | 0% | 0.826% | 73.83% | 4.403% | 0.878% | 0.7328% | 100%
Floorspace-Based | FCZ07 | College | 5.195% | 0% | 32.64% | 23.19% | 38.98% | 0% | 0% | 100%
Floorspace-Based | FCZ07 | Food Stores | 3.227% | 0% | 0% | 95.56% | 0% | 0.2789% | 0.9305% | 100%
Floorspace-Based | FCZ07 | Health Care | 3.155% | 10.99% | 19.83% | 51.13% | 14.89% | 0% | 0% | 100%
Floorspace-Based | FCZ07 | Lodging | 23.65% | 6.543% | 2.685% | 65.15% | 1.902% | 0% | 0.06703% | 100%
Floorspace-Based | FCZ07 | Miscellaneous | 9.785% | 0.4178% | 4.738% | 78.22% | 3.34% | 0.06879% | 3.432% | 100%
Floorspace-Based | FCZ07 | Office, Large | 8.018% | 1.557% | 10.65% | 61.8% | 17.97% | 0% | 0% | 100%
Floorspace-Based | FCZ07 | Office, Small | 2.686% | 0% | 0.2154% | 95.67% | 0% | 1.225% | 0.2029% | 100%
Floorspace-Based | FCZ07 | Refrigerated Warehouse | 4.114% | 0% | 0% | 95.89% | 0% | 0% | 0% | 100%
Floorspace-Based | FCZ07 | Restaurant | 1.9% | 0% | 0% | 97.14% | 0% | 0.6747% | 0.2874% | 100%
Floorspace-Based | FCZ07 | Retail | 4.254% | 1.118% | 0% | 90.73% | 1.83% | 0.3722% | 1.694% | 100%
Floorspace-Based | FCZ07 | School | 3.731% | 2.247% | 3.654% | 89.89% | 0.4752% | 0% | 0% | 100%
Floorspace-Based | FCZ07 | Warehouse | 4.151% | 0% | 0% | 94.77% | 0% | 0.1592% | 0.9238% | 100%
Floorspace-Based | FCZ07 | All Commercial | 6.126% | 1.493% | 5.114% | 80.11% | 5.964% | 0.2304% | 0.9629% | 100%
Floorspace-Based | FCZ08 | College | 75.67% | 0% | 19.95% | 4.083% | 0.3003% | 0% | 0% | 100%
Floorspace-Based | FCZ08 | Food Stores | 2.051% | 0% | 0% | 81.67% | 0% | 0% | 16.28% | 100%
Floorspace-Based | FCZ08 | Health Care | 11.18% | 16.31% | 0% | 72.51% | 0% | 0% | 0% | 100%
Floorspace-Based | FCZ08 | Lodging | 42.61% | 0% | 0% | 57.39% | 0% | 0% | 0% | 100%
Floorspace-Based | FCZ08 | Miscellaneous | 6.851% | 0% | 2.744% | 89.24% | 0% | 0% | 1.164% | 100%
Floorspace-Based | FCZ08 | Office, Large | 4.995% | 0% | 4.03% | 78.59% | 12.38% | 0% | 0% | 100%
Floorspace-Based | FCZ08 | Office, Small | 3.97% | 0% | 0.3514% | 95.07% | 0% | 0% | 0.61% | 100%
Floorspace-Based | FCZ08 | Refrigerated Warehouse | 22.68% | 0% | 0% | 77.32% | 0% | 0% | 0% | 100%
Floorspace-Based | FCZ08 | Restaurant | 0% | 0% | 0% | 100% | 0% | 0% | 0% | 100%
Floorspace-Based | FCZ08 | Retail | 5.407% | 0% | 0% | 93.74% | 0% | 0% | 0.8493% | 100%
Floorspace-Based | FCZ08 | School | 7.095% | 0% | 0% | 92.9% | 0% | 0% | 0% | 100%
Floorspace-Based | FCZ08 | Warehouse | 0.7407% | 0% | 0% | 96.13% | 0% | 0% | 3.125% | 100%
Floorspace-Based | FCZ08 | All Commercial | 17.72% | 0.8502% | 3.849% | 74.8% | 1.679% | 0% | 1.1% | 100%
Floorspace-Based | FCZ09 | College | 35.52% | 0% | 0% | 46.2% | 18.28% | 0% | 0% | 100%
Floorspace-Based | FCZ09 | Food Stores | 0% | 3.51% | 0% | 96.49% | 0% | 0% | 0% | 100%
Floorspace-Based | FCZ09 | Health Care | 34.58% | 9.851% | 7.412% | 44.54% | 3.621% | 0% | 0% | 100%
Floorspace-Based | FCZ09 | Lodging | 60.84% | 0% | 0% | 33.97% | 5.192% | 0% | 0% | 100%
Floorspace-Based | FCZ09 | Miscellaneous | 10.02% | 0% | 0% | 77.04% | 12.15% | 0% | 0.791% | 100%
Floorspace-Based | FCZ09 | Office, Large | 0% | 0% | 0% | 96.92% | 3.078% | 0% | 0% | 100%
Floorspace-Based | FCZ09 | Office, Small | 4.387% | 0% | 0% | 95.61% | 0% | 0% | 0% | 100%
Floorspace-Based | FCZ09 | Refrigerated Warehouse | 0% | 0% | 0% | 100% | 0% | 0% | 0% | 100%
Floorspace-Based | FCZ09 | Restaurant | 1.639% | 0% | 0% | 98.36% | 0% | 0% | 0% | 100%
Floorspace-Based | FCZ09 | Retail | 1.753% | 0% | 0% | 97.75% | 0% | 0% | 0.493% | 100%
Floorspace-Based | FCZ09 | School | 21.77% | 0% | 3.972% | 61.72% | 12.53% | 0% | 0% | 100%
Floorspace-Based | FCZ09 | Warehouse | 3.56% | 0% | 0% | 94.82% | 0% | 0% | 1.625% | 100%
Floorspace-Based | FCZ09 | All Commercial | 11.63% | 0.6924% | 1.077% | 80.71% | 5.406% | 0% | 0.4876% | 100%
Floorspace-Based | FCZ10 | College | 0% | 0% | 45.66% | 41.05% | 13.29% | 0% | 0% | 100%
Floorspace-Based | FCZ10 | Food Stores | 4.299% | 0% | 0% | 95.7% | 0% | 0% | 0% | 100%
Floorspace-Based | FCZ10 | Health Care | 32.04% | 0% | 6.123% | 46.92% | 14.92% | 0% | 0% | 100%
Floorspace-Based | FCZ10 | Lodging | 38.75% | 0% | 0% | 43.4% | 17.84% | 0% | 0% | 100%
Floorspace-Based | FCZ10 | Miscellaneous | 2.579% | 0% | 1.448% | 90.73% | 3.969% | 0.08865% | 1.19% | 100%
Floorspace-Based | FCZ10 | Office, Large | 0% | 0% | 0% | 100% | 0% | 0% | 0% | 100%
Floorspace-Based | FCZ10 | Office, Small | 2.88% | 0% | 0% | 96.43% | 0% | 0.6847% | 0% | 100%
Floorspace-Based | FCZ10 | Refrigerated Warehouse | 0% | 0% | 0% | 100% | 0% | 0% | 0% | 100%
Floorspace-Based | FCZ10 | Restaurant | 0% | 0% | 0% | 100% | 0% | 0% | 0% | 100%
Floorspace-Based | FCZ10 | Retail | 0.2487% | 0% | 0% | 99.67% | 0% | 0% | 0.07746% | 100%
Floorspace-Based | FCZ10 | School | 0% | 0% | 1.568% | 98.43% | 0% | 0% | 0% | 100%
Floorspace-Based | FCZ10 | Warehouse | 2.699% | 0% | 0% | 95.8% | 0% | 0.4577% | 1.043% | 100%
Floorspace-Based | FCZ10 | All Commercial | 4.551% | 0% | 1.432% | 91.17% | 2.089% | 0.2178% | 0.5422% | 100%
Floorspace-Based | FCZ11 | College | 0.5981% | 0% | 32.88% | 61.69% | 4.825% | 0% | 0% | 100%
Floorspace-Based | FCZ11 | Food Stores | 0.568% | 0% | 0% | 99.43% | 0% | 0% | 0% | 100%
Floorspace-Based | FCZ11 | Health Care | 3.355% | 22.67% | 11.69% | 62.29% | 0% | 0% | 0% | 100%
Floorspace-Based | FCZ11 | Lodging | 21.01% | 0% | 0% | 43.56% | 35.42% | 0% | 0% | 100%
Floorspace-Based | FCZ11 | Miscellaneous | 3.893% | 2.106% | 0% | 89.5% | 2.973% | 0% | 1.529% | 100%
Floorspace-Based | FCZ11 | Office, Large | 0% | 0% | 26.88% | 73.12% | 0% | 0% | 0% | 100%
Floorspace-Based | FCZ11 | Office, Small | 0% | 0% | 0% | 98.76% | 0% | 1.241% | 0% | 100%
Floorspace-Based | FCZ11 | Refrigerated Warehouse | 0.289% | 0% | 0% | 99.71% | 0% | 0% | 0% | 100%
Floorspace-Based | FCZ11 | Restaurant | 1.231% | 0% | 0% | 98.77% | 0% | 0% | 0% | 100%
Floorspace-Based | FCZ11 | Retail | 6.94% | 0% | 0% | 92.63% | 0% | 0.3725% | 0.06175% | 100%
Floorspace-Based | FCZ11 | School | 0% | 0% | 0% | 99.87% | 0.13% | 0% | 0% | 100%
Floorspace-Based | FCZ11 | Warehouse | 0.1226% | 0% | 0% | 99.76% | 0% | 0% | 0.1175% | 100%
Floorspace-Based | FCZ11 | All Commercial | 3.063% | 1.416% | 1.824% | 90.62% | 2.573% | 0.1288% | 0.3757% | 100%
Floorspace-Based | FCZ12c | College | 0.3849% | 0% | 24.13% | 14.08% | 61.41% | 0% | 0% | 100%
Floorspace-Based | FCZ12c | Food Stores | 4.718% | 0% | 0% | 89.51% | 0% | 3.723% | 2.053% | 100%
Floorspace-Based | FCZ12c | Health Care | 21.36% | 0% | 5.232% | 66.47% | 6.941% | 0% | 0% | 100%
Floorspace-Based | FCZ12c | Lodging | 49.47% | 0% | 13.3% | 36.49% | 0.6144% | 0% | 0.1211% | 100%
Floorspace-Based | FCZ12c | Miscellaneous | 8.203% | 0% | 0.6621% | 83.72% | 2.314% | 0.2004% | 4.905% | 100%
Floorspace-Based | FCZ12c | Office, Large | 16.93% | 11.79% | 18.69% | 40.07% | 12.53% | 0% | 0% | 100%
Floorspace-Based | FCZ12c | Office, Small | 6.061% | 0.4631% | 1.615% | 87.96% | 0.5417% | 2.133% | 1.229% | 100%
Floorspace-Based | FCZ12c | Refrigerated Warehouse | 11.41% | 0% | 0% | 86.96% | 0% | 0% | 1.631% | 100%
Floorspace-Based | FCZ12c | Restaurant | 9.115% | 0% | 0% | 90.06% | 0% | 0.3167% | 0.5133% | 100%
Floorspace-Based | FCZ12c | Retail | 4.038% | 0% | 0.2894% | 93.71% | 0% | 0.1022% | 1.856% | 100%
Floorspace-Based | FCZ12c | School | 14.05% | 0% | 0% | 85.95% | 0% | 0% | 0% | 100%
Floorspace-Based | FCZ12c | Warehouse | 2.16% | 0% | 0% | 97.16% | 0% | 0.2925% | 0.3833% | 100%
Floorspace-Based | FCZ12c | All Commercial | 12.62% | 2.313% | 6.907% | 68.73% | 7.472% | 0.4349% | 1.519% | 100%
Floorspace-Based | FCZ12i | College | 10.14% | 0% | 47.66% | 18.83% | 23.37% | 0% | 0% | 100%
Floorspace-Based | FCZ12i | Food Stores | 4.25% | 0% | 0% | 93.79% | 0% | 0% | 1.955% | 100%
Floorspace-Based | FCZ12i | Health Care | 5.786% | 0% | 8.267% | 70.22% | 15.72% | 0% | 0% | 100%
Floorspace-Based | FCZ12i | Lodging | 11.89% | 0% | 0% | 78.37% | 9.733% | 0% | 0% | 100%
Floorspace-Based | FCZ12i | Miscellaneous | 10.65% | 0% | 1.033% | 79.19% | 6.47% | 0% | 2.663% | 100%
Floorspace-Based | FCZ12i | Office, Large | 11.24% | 2.258% | 26.84% | 48.3% | 11.36% | 0% | 0% | 100%
Floorspace-Based | FCZ12i | Office, Small | 4.344% | 1.417% | 0% | 87.77% | 1.141% | 4.919% | 0.4117% | 100%
Floorspace-Based | FCZ12i | Refrigerated Warehouse | 40.86% | 0% | 0% | 59.14% | 0% | 0% | 0% | 100%
Floorspace-Based | FCZ12i | Restaurant | 3.92% | 0% | 0% | 96.08% | 0% | 0% | 0% | 100%
Floorspace-Based | FCZ12i | Retail | 1.383% | 0% | 0% | 98.26% | 0% | 0% | 0.3517% | 100%
Floorspace-Based | FCZ12i | School | 7.646% | 0% | 0% | 92.35% | 0% | 0% | 0% | 100%
Floorspace-Based | FCZ12i | Warehouse | 8.527% | 0% | 0% | 90.83% | 0% | 0% | 0.6452% | 100%
Floorspace-Based | FCZ12i | All Commercial | 7.286% | 0.3079% | 5.445% | 79.92% | 5.793% | 0.4654% | 0.7854% | 100%
Floorspace-Based | FCZ13 | College | 59.52% | 0% | 0% | 39.3% | 0% | 0% | 1.186% | 100%
Floorspace-Based | FCZ13 | Food Stores | 0.5694% | 0% | 0% | 99.43% | 0% | 0% | 0% | 100%
Floorspace-Based | FCZ13 | Health Care | 36.4% | 0% | 19.87% | 40.72% | 3.008% | 0% | 0% | 100%
Floorspace-Based | FCZ13 | Lodging | 49.71% | 0% | 0% | 50.29% | 0% | 0% | 0% | 100%
Floorspace-Based | FCZ13 | Miscellaneous | 8.1% | 0% | 3.23% | 81.04% | 2.517% | 0% | 5.116% | 100%
Floorspace-Based | FCZ13 | Office, Large | 15.56% | 0.9104% | 7.723% | 59.26% | 16.55% | 0% | 0% | 100%
Floorspace-Based | FCZ13 | Office, Small | 3.058% | 0% | 0% | 96.78% | 0% | 0% | 0.1617% | 100%
Floorspace-Based | FCZ13 | Refrigerated Warehouse | 3.723% | 0% | 0% | 96.28% | 0% | 0% | 0% | 100%
Floorspace-Based | FCZ13 | Restaurant | 0.6576% | 0% | 0.6881% | 98.65% | 0% | 0% | 0% | 100%
Floorspace-Based | FCZ13 | Retail | 1.736% | 0% | 0% | 97.54% | 0% | 0% | 0.7197% | 100%
Floorspace-Based | FCZ13 | School | 0.3098% | 0% | 0% | 99.69% | 0% | 0% | 0% | 100%
Floorspace-Based | FCZ13 | Warehouse | 2.235% | 0% | 0% | 97.52% | 0% | 0% | 0.2454% | 100%
Floorspace-Based | FCZ13 | All Commercial | 11.23% | 0.1368% | 3.214% | 81.05% | 3.184% | 0% | 1.19% | 100%
Floorspace-Based | FCZ16 | College | 95.22% | 0% | 0% | 4.781% | 0% | 0% | 0% | 100%
Floorspace-Based | FCZ16 | Food Stores | 8.563% | 0% | 0% | 91% | 0% | 0% | 0.4394% | 100%
Floorspace-Based | FCZ16 | Health Care | 5.817% | 0% | 51.54% | 41.33% | 1.313% | 0% | 0% | 100%
Floorspace-Based | FCZ16 | Lodging | 43.74% | 20.35% | 6.091% | 13.04% | 16.78% | 0% | 0% | 100%
Floorspace-Based | FCZ16 | Miscellaneous | 19.75% | 0% | 2.515% | 72.29% | 3.284% | 0% | 2.162% | 100%
Floorspace-Based | FCZ16 | Office, Large | 18.18% | 0% | 32.23% | 11.66% | 37.93% | 0% | 0% | 100%
Floorspace-Based | FCZ16 | Office, Small | 17.61% | 0% | 0% | 77% | 0% | 0% | 5.384% | 100%
Floorspace-Based | FCZ16 | Refrigerated Warehouse | 0% | 0% | 0% | 95.68% | 0% | 0% | 4.324% | 100%
Floorspace-Based | FCZ16 | Restaurant | 5.828% | 0% | 0% | 93.76% | 0.4134% | 0% | 0% | 100%
Floorspace-Based | FCZ16 | Retail | 8.162% | 0% | 0.597% | 78.29% | 3.48% | 0% | 9.472% | 100%
Floorspace-Based | FCZ16 | School | 18.52% | 0% | 0% | 81.48% | 0% | 0% | 0% | 100%
Floorspace-Based | FCZ16 | Warehouse | 7.738% | 0% | 0% | 82.16% | 0% | 0% | 10.1% | 100%
Floorspace-Based | FCZ16 | All Commercial | 21.36% | 1.047% | 12.95% | 49.09% | 13.29% | 0% | 2.257% | 100%
Floorspace-Based | FCZ17 | College | 0% | 0% | 0% | 100% | 0% | 0% | 0% | 100%
Floorspace-Based | FCZ17 | Food Stores | 3.41% | 0% | 0% | 96.59% | 0% | 0% | 0% | 100%
Floorspace-Based | FCZ17 | Health Care | 6.494% | 0% | 0% | 48.32% | 45.19% | 0% | 0% | 100%
Floorspace-Based | FCZ17 | Lodging | 100% | 0% | 0% | 0% | 0% | 0% | 0% | 100%
Floorspace-Based | FCZ17 | Miscellaneous | 15.01% | 0% | 0% | 84.99% | 0% | 0% | 0% | 100%
Floorspace-Based | FCZ17 | Office, Large | 0% | 0% | 24.78% | 21.53% | 53.68% | 0% | 0% | 100%
Floorspace-Based | FCZ17 | Office, Small | 1.405% | 0% | 0% | 98.59% | 0% | 0% | 0% | 100%
Floorspace-Based | FCZ17 | Refrigerated Warehouse | 0% | 0% | 0% | 100% | 0% | 0% | 0% | 100%
Floorspace-Based | FCZ17 | Restaurant | 0% | 0% | 0% | 100% | 0% | 0% | 0% | 100%
Floorspace-Based | FCZ17 | Retail | 0% | 0% | 0% | 100% | 0% | 0% | 0% | 100%
Floorspace-Based | FCZ17 | School | 2.148% | 4.331% | 11.16% | 66.02% | 16.34% | 0% | 0% | 100%
Floorspace-Based | FCZ17 | Warehouse | 0% | 0% | 0% | 100% | 0% | 0% | 0% | 100%
Floorspace-Based | FCZ17 | All Commercial | 5.123% | 0.5718% | 4.138% | 79.44% | 10.73% | 0% | 0% | 100%
Sites-Based | Statewide | College | 9.037% | 0% | 0.6799% | 86.91% | 0.831% | 1.963% | 0.576% | 100% | ↓ % of total number of Commercial sites served by the specified air distribution systems
Sites-Based | Statewide | Food Stores | 12.29% | 0.03362% | 0.01868% | 82.5% | 0% | 0.5325% | 4.623% | 100%
Sites-Based | Statewide | Health Care | 5.663% | 0.3637% | 0.9581% | 91.42% | 1.6% | 0% | 0% | 100%
Sites-Based | Statewide | Lodging | 31.22% | 0.6824% | 0.9392% | 65.61% | 1.341% | 0% | 0.2134% | 100%
Sites-Based | Statewide | Miscellaneous | 24.15% | 0.0797% | 0.2139% | 65.67% | 0.2595% | 0.1869% | 9.433% | 100%
Sites-Based | Statewide | Office, Large | 12.61% | 1.906% | 6.9% | 66.29% | 11.58% | 0.7064% | 0% | 100%
Sites-Based | Statewide | Office, Small | 7.247% | 0.02269% | 0.1919% | 89.08% | 0.0568% | 2.293% | 1.111% | 100%
Sites-Based | Statewide | Refrigerated Warehouse | 15.24% | 0% | 0% | 83.25% | 0% | 0% | 1.512% | 100%
Sites-Based | Statewide | Restaurant | 6.252% | 0% | 0.09763% | 91.91% | 0.02516% | 0.4096% | 1.305% | 100%
Sites-Based | Statewide | Retail | 12.66% | 0.009268% | 0.1777% | 81.38% | 0.05073% | 0.4118% | 5.318% | 100%
Sites-Based | Statewide | School | 6.292% | 0.2813% | 0.3577% | 92.5% | 0.5734% | 0% | 0% | 100%
Sites-Based | Statewide | Warehouse | 12.41% | 0.02127% | 0% | 83.24% | 0.02331% | 0.3034% | 4.007% | 100%
Sites-Based | Statewide | All Commercial | 12.4% | 0.07784% | 0.3023% | 82.12% | 0.3352% | 0.8776% | 3.885% | 100%
Sites-Based | PG&E Tot | College | 16.54% | 0% | 0.5997% | 75.28% | 0.636% | 5.783% | 1.164% | 100%
Sites-Based | PG&E Tot | Food Stores | 11.95% | 0.05445% | 0.0493% | 78.39% | 0% | 0.5658% | 8.992% | 100%
Sites-Based | PG&E Tot | Health Care | 8.332% | 0.1304% | 0.54% | 89.5% | 1.493% | 0% | 0% | 100%
Sites-Based | PG&E Tot | Lodging | 29.29% | 0.4033% | 0.883% | 68.6% | 0.826% | 0% | 0% | 100%
Sites-Based | PG&E Tot | Miscellaneous | 24.3% | 0.1191% | 0.2013% | 66.44% | 0.2864% | 0.1998% | 8.449% | 100%
Sites-Based | PG&E Tot | Office, Large | 16.88% | 2.419% | 7.07% | 62.23% | 9.515% | 1.885% | 0% | 100%
Sites-Based | PG&E Tot | Office, Small | 7.117% | 0.02458% | 0.00832% | 87.56% | 0.1131% | 3.368% | 1.804% | 100%
Sites-Based | PG&E Tot | Refrigerated Warehouse | 25.17% | 0% | 0% | 74.83% | 0% | 0% | 0% | 100%
Sites-Based | PG&E Tot | Restaurant | 8.057% | 0% | 0.161% | 87.95% | 0% | 0.4632% | 3.366% | 100%
Sites-Based | PG&E Tot | Retail | 13.27% | 0% | 0.2141% | 79.82% | 0.05294% | 0.4159% | 6.227% | 100%
Sites-Based | PG&E Tot | School | 5.663% | 0% | 0% | 93.55% | 0.7898% | 0% | 0% | 100%
Sites-Based | PG&E Tot | Warehouse | 11.89% | 0.07825% | 0% | 85.02% | 0.08573% | 0% | 2.932% | 100%
Sites-Based | PG&E Tot | All Commercial | 13.45% | 0.08869% | 0.2612% | 79.96% | 0.3386% | 1.279% | 4.615% | 100%
Sites-Based | SCE Tot | College | 5.013% | 0% | 0.69% | 93.24% | 1.059% | 0% | 0% | 100%
Sites-Based | SCE Tot | Food Stores | 10.28% | 0.0321% | 0% | 87.26% | 0% | 0.6536% | 1.78% | 100%
Sites-Based | SCE Tot | Health Care | 3.866% | 0.7542% | 0.9828% | 92.76% | 1.635% | 0% | 0% | 100%
Sites-Based | SCE Tot | Lodging | 27.36% | 0.7819% | 0.7009% | 69.09% | 1.627% | 0% | 0.4447% | 100%
Sites-Based | SCE Tot | Miscellaneous | 20.74% | 0.07615% | 0.2259% | 67.42% | 0.2174% | 0.2429% | 11.07% | 100%
Sites-Based | SCE Tot | Office, Large | 5.277% | 1.176% | 3.829% | 81.77% | 7.952% | 0% | 0% | 100%
Sites-Based | SCE Tot | Office, Small | 5.285% | 0% | 0.2529% | 93.02% | 0% | 1.275% | 0.1709% | 100%
Sites-Based | SCE Tot | Refrigerated Warehouse | 13.71% | 0% | 0% | 86.29% | 0% | 0% | 0% | 100%
Sites-Based | SCE Tot | Restaurant | 2.858% | 0% | 0% | 96.23% | 0% | 0.5447% | 0.3632% | 100%
Sites-Based | SCE Tot | Retail | 13.53% | 0.02044% | 0% | 82.88% | 0.05128% | 0.5841% | 2.934% | 100%
Sites-Based | SCE Tot | School | 6.309% | 0.3242% | 0.5976% | 92.39% | 0.3796% | 0% | 0% | 100%
Sites-Based | SCE Tot | Warehouse | 9.628% | 0% | 0% | 85.18% | 0% | 0.4771% | 4.717% | 100%
Sites-Based | SCE Tot | All Commercial | 10.4% | 0.06756% | 0.2105% | 85.39% | 0.2339% | 0.636% | 3.056% | 100%
Sites-Based | SDG&E Tot | College | 7.811% | 0% | 2.006% | 89.32% | 0.8601% | 0% | 0% | 100%
Sites-Based | SDG&E Tot | Food Stores | 14.64% | 0% | 0% | 78.74% | 0% | 0.7067% | 5.921% | 100%
Sites-Based | SDG&E Tot | Health Care | 7.178% | 0% | 2.2% | 88.96% | 1.663% | 0% | 0% | 100%
Sites-Based | SDG&E Tot | Lodging | 36.29% | 0% | 2.078% | 60.25% | 0.889% | 0% | 0.4965% | 100%
Sites-Based | SDG&E Tot | Miscellaneous | 15.46% | 0% | 0.2798% | 71.97% | 0.3994% | 0.1487% | 11.74% | 100%
Sites-Based | SDG&E Tot | Office, Large | 16.31% | 3.935% | 13.31% | 59.23% | 7.218% | 0% | 0% | 100%
Sites-Based | SDG&E Tot | Office, Small | 8.16% | 0.128% | 0.8131% | 84.24% | 0.1439% | 5.11% | 1.409% | 100%
Sites-Based | SDG&E Tot | Refrigerated Warehouse | 17.3% | 0% | 0% | 66.32% | 0% | 0% | 16.38% | 100%
Sites-Based | SDG&E Tot | Restaurant | 14.06% | 0% | 0% | 85.04% | 0% | 0.3895% | 0.5046% | 100%
Sites-Based | SDG&E Tot | Retail | 11.13% | 0% | 0.1657% | 82.61% | 0% | 0.4041% | 5.69% | 100%
Sites-Based | SDG&E Tot | School | 12.59% | 0% | 0% | 87.41% | 0% | 0% | 0% | 100%
Sites-Based | SDG&E Tot | Warehouse | 10.21% | 0% | 0% | 86.64% | 0% | 0.7654% | 2.382% | 100%
Sites-Based | SDG&E Tot | All Commercial | 11.61% | 0.1418% | 0.7876% | 81.28% | 0.3442% | 2.025% | 3.807% | 100%
Sites-Based | LADWP Tot | College | 1.692% | 0% | 0% | 98.31% | 0% | 0% | 0% | 100%
Sites-Based | LADWP Tot | Food Stores | 23.54% | 0% | 0% | 76% | 0% | 0% | 0.4645% | 100%
Sites-Based | LADWP Tot | Health Care | 1.26% | 0% | 0.6779% | 96.26% | 1.801% | 0% | 0% | 100%
Sites-Based | LADWP Tot | Lodging | 57.56% | 3.567% | 1.161% | 33.03% | 4.682% | 0% | 0% | 100%
Sites-Based | LADWP Tot | Miscellaneous | 44.44% | 0% | 0.1761% | 47.94% | 0.2575% | 0% | 7.188% | 100%
Sites-Based | LADWP Tot | Office, Large | 19.17% | 0% | 9.817% | 36.88% | 34.14% | 0% | 0% | 100%
Sites-Based | LADWP Tot | Office, Small | 16.54% | 0% | 0% | 80.99% | 0% | 0% | 2.468% | 100%
Sites-Based | LADWP Tot | Refrigerated Warehouse | 0% | 0% | 0% | 95.55% | 0% | 0% | 4.447% | 100%
Sites-Based | LADWP Tot | Restaurant | 8.763% | 0% | 0% | 91.05% | 0.1842% | 0% | 0% | 100%
Sites-Based | LADWP Tot | Retail | 10.83% | 0% | 0.7021% | 76.55% | 0.08182% | 0% | 11.84% | 100%
Sites-Based | LADWP Tot | School | 5.459% | 1.108% | 0.6019% | 91.37% | 1.46% | 0% | 0% | 100%
Sites-Based | LADWP Tot | Warehouse | 28.44% | 0% | 0% | 66.88% | 0% | 0% | 4.681% | 100%
Sites-Based | LADWP Tot | All Commercial | 18.6% | 0.05163% | 0.4367% | 74.53% | 0.7205% | 0% | 5.668% | 100%
Sites-Based | SMUD Tot | College | 6.105% | 0% | 0% | 89.84% | 0% | 0% | 4.055% | 100%
Sites-Based | SMUD Tot | Food Stores | 2.901% | 0% | 0% | 97.1% | 0% | 0% | 0% | 100%
Sites-Based | SMUD Tot | Health Care | 8.373% | 0% | 2.576% | 87.49% | 1.561% | 0% | 0% | 100%
Sites-Based | SMUD Tot | Lodging | 42.75% | 0% | 0% | 57.25% | 0% | 0% | 0% | 100%
Sites-Based | SMUD Tot | Miscellaneous | 19.43% | 0% | 0.2206% | 74.73% | 0.1411% | 0% | 5.476% | 100%
Sites-Based | SMUD Tot | Office, Large | 6.326% | 1.969% | 3.37% | 74.01% | 14.32% | 0% | 0% | 100%
Sites-Based | SMUD Tot | Office, Small | 6.869% | 0% | 0% | 92.43% | 0% | 0% | 0.6962% | 100%
Sites-Based | SMUD Tot | Refrigerated Warehouse | 2.105% | 0% | 0% | 97.9% | 0% | 0% | 0% | 100%
Sites-Based | SMUD Tot | Restaurant | 2.498% | 0% | 1.121% | 96.38% | 0% | 0% | 0% | 100%
Sites-Based | SMUD Tot | Retail | 7.988% | 0% | 0% | 91% | 0% | 0% | 1.011% | 100%
Sites-Based | SMUD Tot | School | 1.728% | 0% | 0% | 98.27% | 0% | 0% | 0% | 100%
Sites-Based | SMUD Tot | Warehouse | 16.93% | 0% | 0% | 80.12% | 0% | 0% | 2.953% | 100%
Sites-Based | SMUD Tot | All Commercial | 8.934% | 0.03395% | 0.2888% | 88.9% | 0.3067% | 0% | 1.536% | 100%
Sites-Based | FCZ01 Tot | College | 6.472% | 0% | 0.7548% | 84.8% | 0.1142% | 5.661% | 2.197% | 100%
Sites-Based | FCZ01 Tot | Food Stores | 20.55% | 0.1302% | 0.1179% | 60.32% | 0% | 0.4876% | 18.39% | 100%
Sites-Based | FCZ01 Tot | Health Care | 11.56% | 0% | 0.1871% | 86.45% | 1.804% | 0% | 0% | 100%
Sites-Based | FCZ01 Tot | Lodging | 43.66% | 0.4725% | 0.3701% | 55.49% | 0% | 0% | 0% | 100%
Sites-Based | FCZ01 Tot | Miscellaneous | 27.65% | 0.1885% | 0.3239% | 60.04% | 0.4237% | 0.1817% | 11.2% | 100%
Sites-Based | FCZ01 Tot | Office, Large | 17.86% | 2.732% | 8.461% | 60.64% | 9.855% | 0.4519% | 0% | 100%
Sites-Based | FCZ01 Tot | Office, Small | 8.115% | 0.03215% | 0% | 83.32% | 0.1439% | 4.318% | 4.067% | 100%
Sites-Based | FCZ01 Tot | Refrigerated Warehouse | 21.84% | 0% | 0% | 78.16% | 0% | 0% | 0% | 100%
Sites-Based | FCZ01 Tot | Restaurant | 11.65% | 0% | 0.3138% | 82.23% | 0% | 0.549% | 5.254% | 100%
Sites-Based | FCZ01 Tot | Retail | 15.75% | 0% | 0.3884% | 71.81% | 0% | 0.06441% | 11.98% | 100%
Sites-Based | FCZ01 Tot | School | 6.378% | 0% | 0% | 93.62% | 0% | 0% | 0% | 100%
Sites-Based | FCZ01 Tot | Warehouse | 8.325% | 0% | 0% | 88.35% | 0% | 0% | 3.321% | 100%
Sites-Based | FCZ01 Tot | All Commercial | 16.42% | 0.1397% | 0.4476% | 73.25% | 0.4379% | 1.334% | 7.967% | 100%
Sites-Based | FCZ02 Tot | College | 0% | 0% | 1.052% | 49.78% | 5.717% | 43.45% | 0% | 100%
Sites-Based | FCZ02 Tot | Food Stores | 15.02% | 0% | 0% | 75.68% | 0% | 0% | 9.304% | 100%
Sites-Based | FCZ02 Tot | Health Care | 10.4% | 0.4612% | 0.8821% | 87.8% | 0.4612% | 0% | 0% | 100%
Sites-Based | FCZ02 Tot | Lodging | 30.24% | 1.557% | 2.257% | 65.95% | 0% | 0% | 0% | 100%
Sites-Based | FCZ02 Tot | Miscellaneous | 30.12% | 0% | 0% | 59.21% | 0.1159% | 0% | 10.55% | 100%
Sites-Based | FCZ02 Tot | Office, Large | 23.62% | 0% | 6.637% | 57.31% | 12.42% | 0% | 0% | 100%
Sites-Based | FCZ02 Tot | Office, Small | 10.89% | 0% | 0% | 85.79% | 0.3157% | 3.007% | 0% | 100%
Sites-Based | FCZ02 Tot | Refrigerated Warehouse | 27.98% | 0% | 0% | 72.02% | 0% | 0% | 0% | 100%
Sites-Based | FCZ02 Tot | Restaurant | 8.572% | 0% | 0% | 89.58% | 0% | 0% | 1.85% | 100%
Sites-Based | FCZ02 Tot | Retail | 21.4% | 0% | 0% | 76.34% | 0% | 1.214% | 1.048% | 100%
Sites-Based | FCZ02 Tot | School | 4.557% | 0% | 0% | 95.44% | 0% | 0% | 0% | 100%
Sites-Based | FCZ02 Tot | Warehouse | 32.66% | 0% | 0% | 66.04% | 0% | 0% | 1.304% | 100%
Sites-Based | FCZ02 Tot | All Commercial | 17.39% | 0.04887% | 0.1394% | 77.57% | 0.299% | 1.728% | 2.824% | 100%
Sites-Based | FCZ03 Tot | College | 68.22% | 0% | 0.4656% | 29.42% | 1.897% | 0% | 0% | 100%
Sites-Based | FCZ03 Tot | Food Stores | 0% | 0% | 0% | 100% | 0% | 0% | 0% | 100%
Sites-Based | FCZ03 Tot | Health Care | 9.355% | 0% | 0% | 90.64% | 0% | 0% | 0% | 100%
Sites-Based | FCZ03 Tot | Lodging | 16.23% | 0% | 0% | 83.77% | 0% | 0% | 0% | 100%
Sites-Based | FCZ03 Tot | Miscellaneous | 24.45% | 0% | 0% | 74.7% | 0% | 0% | 0.8541% | 100%
Sites-Based | FCZ03 Tot | Office, Large | 0% | 0% | 0% | 100% | 0% | 0% | 0% | 100%
Sites-Based | FCZ03 Tot | Office, Small | 0.341% | 0.341% | 0% | 99.32% | 0% | 0% | 0% | 100%
Sites-Based | FCZ03 Tot | Refrigerated Warehouse | 34.48% | 0% | 0% | 65.52% | 0% | 0% | 0% | 100%
Sites-Based | FCZ03 Tot | Restaurant | 2.597% | 0% | 0% | 97.4% | 0% | 0% | 0% | 100%
Sites-Based | FCZ03 Tot | Retail | 10.85% | 0% | 0% | 86.39% | 0.6854% | 2.083% | 0% | 100%
Sites-Based | FCZ03 Tot | School | 4.581% | 0% | 0% | 95.42% | 0% | 0% | 0% | 100%
Sites-Based | FCZ03 Tot | Warehouse | 21.48% | 0% | 0% | 78.52% | 0% | 0% | 0% | 100%
Sites-Based | FCZ03 Tot | All Commercial | 13.28% | 0.082% | 0.01231% | 85.9% | 0.1468% | 0.2938% | 0.2807% | 100%
Sites-Based | FCZ04 Tot | College | 11.02% | 0% | 0% | 88.81% | 0.1729% | 0% | 0% | 100%
Sites-Based | FCZ04 Tot | Food Stores | 4.364% | 0% | 0% | 93.32% | 0% | 2.312% | 0% | 100%
Sites-Based | FCZ04 Tot | Health Care | 2.646% | 0.3883% | 0.7766% | 93.84% | 2.354% | 0% | 0% | 100%
Sites-Based | FCZ04 Tot | Lodging | 13.61% | 0% | 0% | 85.81% | 0.577% | 0% | 0% | 100%
Sites-Based | FCZ04 Tot | Miscellaneous | 14.65% | 0% | 0.1788% | 78.39% | 0.2548% | 0.7428% | 5.787% | 100%
Sites-Based | FCZ04 Tot | Office, Large | 1.748% | 3.405% | 0% | 75.17% | 5.157% | 14.52% | 0% | 100%
Sites-Based | FCZ04 Tot | Office, Small | 1.74% | 0% | 0% | 94.84% | 0% | 2.846% | 0.5736% | 100%
Sites-Based | FCZ04 Tot | Refrigerated Warehouse | 4.652% | 0% | 0% | 95.35% | 0% | 0% | 0% | 100%
Sites-Based | FCZ04 Tot | Restaurant | 2.443% | 0% | 0% | 97.56% | 0% | 0% | 0% | 100%
Sites-Based | FCZ04 Tot | Retail | 3.998% | 0% | 0% | 94.61% | 0% | 0.2306% | 1.16% | 100%
Sites-Based | FCZ04 Tot | School | 8.742% | 0% | 0% | 91.26% | 0% | 0% | 0% | 100%
Sites-Based | FCZ04 Tot | Warehouse | 12.82% | 0.3574% | 0% | 84.62% | 0.3916% | 0% | 1.812% | 100%
Sites-Based | FCZ04 Tot | All Commercial | 6.227% | 0.07298% | 0.05991% | 90.39% | 0.2168% | 1.35% | 1.681% | 100%
Sites-Based | FCZ05 Tot | College | 0.6591% | 0% | 1.495% | 97.19% | 0.6591% | 0% | 0% | 100%
Sites-Based | FCZ05 Tot | Food Stores | 1.359% | 0% | 0% | 98.64% | 0% | 0% | 0% | 100%
Sites-Based | FCZ05 Tot | Health Care | 7.724% | 0% | 1.196% | 89.43% | 1.651% | 0% | 0% | 100%
Sites-Based | FCZ05 Tot | Lodging | 33.16% | 0% | 0.8689% | 65.97% | 0% | 0% | 0% | 100%
Sites-Based | FCZ05 Tot | Miscellaneous | 7.468% | 0.1493% | 0% | 89.65% | 0.1017% | 0% | 2.632% | 100%
Sites-Based | FCZ05 Tot | Office, Large | 25.45% | 0% | 3.201% | 54.25% | 17.1% | 0% | 0% | 100%
Sites-Based | FCZ05 Tot | Office, Small | 1.192% | 0% | 0.0608% | 96.91% | 0% | 1.835% | 0% | 100%
Sites-Based | FCZ05 Tot | Refrigerated Warehouse | 31.08% | 0% | 0% | 68.92% | 0% | 0% | 0% | 100%
Sites-Based | FCZ05 Tot | Restaurant | 1.955% | 0% | 0% | 98.04% | 0% | 0% | 0% | 100%
Sites-Based | FCZ05 Tot | Retail | 4.871% | 0% | 0% | 93.99% | 0.2176% | 0.9215% | 0% | 100%
Sites-Based | FCZ05 Tot | School | 1.901% | 0% | 0% | 93.44% | 4.658% | 0% | 0% | 100%
Sites-Based | FCZ05 Tot | Warehouse | 4.807% | 0% | 0% | 93.28% | 0% | 0% | 1.909% | 100%
Sites-Based | FCZ05 Tot | All Commercial | 4.285% | 0.02689% | 0.09724% | 93.95% | 0.3506% | 0.7202% | 0.5732% | 100%
Sites-Based | FCZ06 Tot | College | 55.93% | 0% | 0% | 43.88% | 0.191% | 0% | 0% | 100%
Sites-Based | FCZ06 Tot | Food Stores | 6.571% | 0% | 0% | 91.58% | 0% | 0% | 1.847% | 100%
Sites-Based | FCZ06 Tot | Health Care | 5.529% | 0% | 0% | 94.47% | 0% | 0% | 0% | 100%
Sites-Based | FCZ06 Tot | Lodging | 19.59% | 0% | 1.245% | 76.03% | 3.131% | 0% | 0% | 100%
Sites-Based | FCZ06 Tot | Miscellaneous | 35.2% | 0% | 0% | 59.92% | 0% | 0% | 4.877% | 100%
Sites-Based | FCZ06 Tot | Office, Large | 22.36% | 0% | 6.172% | 71.47% | 0% | 0% | 0% | 100%
Sites-Based | FCZ06 Tot | Office, Small | 14.94% | 0% | 0% | 80.96% | 0.09006% | 3.824% | 0.1924% | 100%
Sites-Based | FCZ06 Tot | Refrigerated Warehouse | 75.16% | 0% | 0% | 24.84% | 0% | 0% | 0% | 100%
Sites-Based | FCZ06 Tot | Restaurant | 6.064% | 0% | 0% | 87.52% | 0% | 1.71% | 4.704% | 100%
Sites-Based | FCZ06 Tot | Retail | 19.61% | 0% | 0.2806% | 78.25% | 0% | 0.2806% | 1.569% | 100%
Sites-Based | FCZ06 Tot | School | 5.04% | 0% | 0% | 94.96% | 0% | 0% | 0% | 100%
Sites-Based | FCZ06 Tot | Warehouse | 11.19% | 0% | 0% | 80.65% | 0% | 0% | 8.165% | 100%
Sites-Based | FCZ06 Tot | All Commercial | 18.32% | 0% | 0.125% | 77.68% | 0.1508% | 1.561% | 2.154% | 100%
Sites-Based | FCZ07 Tot | College | 9.201% | 0% | 0.3523% | 89.33% | 1.118% | 0% | 0% | 100%
Sites-Based | FCZ07 Tot | Food Stores | 13.78% | 0% | 0% | 83.56% | 0% | 1.024% | 1.628% | 100%
Sites-Based | FCZ07 Tot | Health Care | 5.053% | 1.069% | 1.423% | 90.24% | 2.218% | 0% | 0% | 100%
Sites-Based | FCZ07 Tot | Lodging | 23.55% | 1.33% | 1.193% | 72.39% | 0.786% | 0% | 0.7566% | 100%
Sites-Based | FCZ07 Tot | Miscellaneous | 26.39% | 0.0544% | 0.3005% | 59.31% | 0.1414% | 0.1606% | 13.65% | 100%
Sites-Based | FCZ07 Tot | Office, Large | 6.973% | 1.682% | 4.618% | 76.56% | 10.16% | 0% | 0% | 100%
Sites-Based | FCZ07 Tot | Office, Small | 7.555% | 0% | 0.2092% | 90.96% | 0% | 1.205% | 0.07226% | 100%
Sites-Based | FCZ07 Tot | Refrigerated Warehouse | 15.11% | 0% | 0% | 84.89% | 0% | 0% | 0% | 100%
Sites-Based | FCZ07 Tot | Restaurant | 4.127% | 0% | 0% | 94.43% | 0% | 0.8673% | 0.5782% | 100%
Sites-Based | FCZ07 Tot | Retail | 19.05% | 0.03206% | 0% | 76.23% | 0.08042% | 0.712% | 3.893% | 100%
Sites-Based | FCZ07 Tot | School | 9.17% | 0.5115% | 0.6952% | 89.32% | 0.3067% | 0% | 0% | 100%
Sites-Based | FCZ07 Tot | Warehouse | 11.6% | 0% | 0% | 83.57% | 0% | 0.4575% | 4.372% | 100%
Sites-Based | FCZ07 Tot | All Commercial | 14.06% | 0.08579% | 0.2275% | 80.92% | 0.2581% | 0.6917% | 3.754% | 100%
Sites-Based | FCZ08 Tot | College | 7.793% | 0% | 1.943% | 88.75% | 1.516% | 0% | 0% | 100%
Sites-Based | FCZ08 Tot | Food Stores | 8.904% | 0% | 0% | 80.91% | 0% | 0% | 10.18% | 100%
Sites-Based | FCZ08 Tot | Health Care | 2.356% | 0.3063% | 0% | 97.34% | 0% | 0% | 0% | 100%
Sites-Based | FCZ08 Tot | Lodging | 38.29% | 0% | 0% | 61.71% | 0% | 0% | 0% | 100%
Sites-Based | FCZ08 Tot | Miscellaneous | 15.1% | 0% | 0.3031% | 78.58% | 0% | 0% | 6.01% | 100%
Sites-Based | FCZ08 Tot | Office, Large | 4.123% | 0% | 2.364% | 85.43% | 8.087% | 0% | 0% | 100%
Sites-Based | FCZ08 Tot | Office, Small | 1.538% | 0% | 1.713% | 95.04% | 0% | 0% | 1.713% | 100%
Sites-Based | FCZ08 Tot | Refrigerated Warehouse | 35.01% | 0% | 0% | 64.99% | 0% | 0% | 0% | 100%
Sites-Based | FCZ08 Tot | Restaurant | 0% | 0% | 0% | 100% | 0% | 0% | 0% | 100%
Sites-Based | FCZ08 Tot | Retail | 5.488% | 0% | 0% | 91.35% | 0% | 0% | 3.164% | 100%
Sites-Based | FCZ08 Tot | School | 3.383% | 0% | 0% | 96.62% | 0% | 0% | 0% | 100%
Sites-Based | FCZ08 Tot | Warehouse | 5.194% | 0% | 0% | 88.31% | 0% | 0% | 6.495% | 100%
Sites-Based | FCZ08 Tot | All Commercial | 5.606% | 0.016% | 0.6022% | 90.69% | 0.1656% | 0% | 2.917% | 100%
Sites-Based | FCZ09 Tot | College | 1.985% | 0% | 0% | 96.71% | 1.306% | 0% | 0% | 100%
Sites-Based | FCZ09 Tot | Food Stores | 0% | 0.7239% | 0% | 99.28% | 0% | 0% | 0% | 100%
Sites-Based | FCZ09 Tot | Health Care | 1.057% | 4.265% | 1.791% | 91.54% | 1.348% | 0% | 0% | 100%
Sites-Based | FCZ09 Tot | Lodging | 41.93% | 0% | 0% | 54.88% | 3.184% | 0% | 0% | 100%
Sites-Based | FCZ09 Tot | Miscellaneous | 7.855% | 0% | 0% | 88.86% | 0.4983% | 0% | 2.789% | 100%
Sites-Based | FCZ09 Tot | Office, Large | 0% | 0% | 0% | 93.27% | 6.727% | 0% | 0% | 100%
Sites-Based | FCZ09 Tot | Office, Small | 5.692% | 0% | 0% | 94.31% | 0% | 0% | 0% | 100%
Sites-Based | FCZ09 Tot | Refrigerated Warehouse | 0% | 0% | 0% | 100% | 0% | 0% | 0% | 100%
Sites-Based | FCZ09 Tot | Restaurant | 2.438% | 0% | 0% | 97.56% | 0% | 0% | 0% | 100%
Sites-Based | FCZ09 Tot | Retail | 5.887% | 0% | 0% | 91.93% | 0% | 0% | 2.186% | 100%
Sites-Based | FCZ09 Tot | School | 3.974% | 0% | 0.6643% | 93.37% | 1.993% | 0% | 0% | 100%
Sites-Based | FCZ09 Tot | Warehouse | 13.03% | 0% | 0% | 65.55% | 0% | 0% | 21.42% | 100%
Sites-Based | FCZ09 Tot | All Commercial | 6.356% | 0.1289% | 0.07902% | 91% | 0.3582% | 0% | 2.077% | 100%
Sites-Based | FCZ10 Tot | College | 0% | 0% | 0.4274% | 96.66% | 2.909% | 0% | 0% | 100%
Sites-Based | FCZ10 Tot | Food Stores | 3.626% | 0% | 0% | 96.37% | 0% | 0% | 0% | 100%
Sites-Based | FCZ10 Tot | Health Care | 4.232% | 0% | 0.5778% | 92.28% | 2.909% | 0% | 0% | 100%
Sites-Based | FCZ10 Tot | Lodging | 29.84% | 0% | 0% | 67.03% | 3.129% | 0% | 0% | 100%
Sites-Based | FCZ10 Tot | Miscellaneous | 12.19% | 0% | 0.1336% | 81.19% | 0.302% | 0.9335% | 5.249% | 100%
Sites-Based | FCZ10 Tot | Office, Large | 0% | 0% | 0% | 100% | 0% | 0% | 0% | 100%
Sites-Based | FCZ10 Tot | Office, Small | 3.176% | 0% | 0% | 94.77% | 0% | 2.057% | 0% | 100%
Sites-Based | FCZ10 Tot | Refrigerated Warehouse | 0% | 0% | 0% | 100% | 0% | 0% | 0% | 100%
Sites-Based | FCZ10 Tot | Restaurant | 0% | 0% | 0% | 100% | 0% | 0% | 0% | 100%
Sites-Based | FCZ10 Tot | Retail | 1.467% | 0% | 0% | 97.83% | 0% | 0% | 0.7033% | 100%
Sites-Based | FCZ10 Tot | School | 0% | 0% | 0.9547% | 99.05% | 0% | 0% | 0% | 100%
Sites-Based | FCZ10 Tot | Warehouse | 5.147% | 0% | 0% | 91.04% | 0% | 1.097% | 2.719% | 100%
Sites-Based | FCZ10 Tot | All Commercial | 4.315% | 0% | 0.06848% | 93.33% | 0.216% | 0.7335% | 1.337% | 100%
Sites-Based | FCZ11 Tot | College | 0.286% | 0% | 1.136% | 98.13% | 0.4531% | 0% | 0% | 100%
Sites-Based | FCZ11 Tot | Food Stores | 3.143% | 0% | 0% | 96.86% | 0% | 0% | 0% | 100%
Sites-Based | FCZ11 Tot | Health Care | 2.125% | 0.4396% | 1.067% | 96.37% | 0% | 0% | 0% | 100%
Sites-Based | FCZ11 Tot | Lodging | 25.39% | 0% | 0% | 70.18% | 4.433% | 0% | 0% | 100%
Sites-Based | FCZ11 Tot | Miscellaneous | 10.04% | 0.36% | 0% | 78.14% | 0.5126% | 0% | 10.95% | 100%
Sites-Based | FCZ11 Tot | Office, Large | 0% | 0% | 5.968% | 94.03% | 0% | 0% | 0% | 100%
Sites-Based | FCZ11 Tot | Office, Small | 0% | 0% | 0% | 98.16% | 0% | 1.838% | 0% | 100%
Sites-Based | FCZ11 Tot | Refrigerated Warehouse | 5.652% | 0% | 0% | 94.35% | 0% | 0% | 0% | 100%
Sites-Based | FCZ11 Tot | Restaurant | 1.49% | 0% | 0% | 98.51% | 0% | 0% | 0% | 100%
Sites-Based | FCZ11 Tot | Retail | 5.188% | 0% | 0% | 93.03% | 0% | 1.012% | 0.7672% | 100%
Sites-Based | FCZ11 Tot | School | 0% | 0% | 0% | 99.87% | 0.1286% | 0% | 0% | 100%
Sites-Based | FCZ11 Tot | Warehouse | 5.907% | 0% | 0% | 89.7% | 0% | 0% | 4.394% | 100%
Sites-Based | FCZ11 Tot | All Commercial | 3.578% | 0.06268% | 0.1254% | 93.31% | 0.1406% | 0.7748% | 2.012% | 100%
Sites-Based | FCZ12c Tot | College | 9.326% | 0% | 2.465% | 87.95% | 0.2546% | 0% | 0% | 100%
Sites-Based | FCZ12c Tot | Food Stores | 17.91% | 0% | 0% | 75.3% | 0% | 1.135% | 5.656% | 100%
Sites-Based | FCZ12c Tot | Health Care | 9.443% | 0% | 2.278% | 86.08% | 2.196% | 0% | 0% | 100%
Sites-Based | FCZ12c Tot | Lodging | 39.07% | 0% | 3.004% | 56.28% | 0.929% | 0% | 0.7178% | 100%
Sites-Based | FCZ12c Tot | Miscellaneous | 12.2% | 0% | 0.3472% | 75.27% | 0.3985% | 0.2551% | 11.53% | 100%
Sites-Based | FCZ12c Tot | Office, Large | 18.6% | 3.636% | 12.76% | 56.88% | 8.126% | 0% | 0% | 100%
Sites-Based | FCZ12c Tot | Office, Small | 9.105% | 0.09343% | 1.155% | 83.96% | 0.116% | 4.37% | 1.204% | 100%
Sites-Based | FCZ12c Tot | Refrigerated Warehouse | 12.71% | 0% | 0% | 69.46% | 0% | 0% | 17.83% | 100%
Sites-Based | FCZ12c Tot | Restaurant | 16.65% | 0% | 0% | 82.02% | 0% | 0.5797% | 0.7512% | 100%
Sites-Based | FCZ12c Tot | Retail | 11.68% | 0% | 0.2655% | 79.15% | 0% | 0.6474% | 8.251% | 100%
Sites-Based | FCZ12c Tot | School | 20.03% | 0% | 0% | 79.97% | 0% | 0% | 0% | 100%
Sites-Based | FCZ12c Tot | Warehouse | 10.23% | 0% | 0% | 86.25% | 0% | 1.174% | 2.347% | 100%
Sites-Based | FCZ12c Tot | All Commercial | 12.34% | 0.1485% | 1.043% | 80.1% | 0.4045% | 1.982% | 3.981% | 100%
Sites-Based | FCZ12i Tot | College | 5.137% | 0% | 1.196% | 91.74% | 1.929% | 0% | 0% | 100%
Sites-Based | FCZ12i Tot | Food Stores | 9.231% | 0% | 0% | 84.41% | 0% | 0% | 6.36% | 100%
Sites-Based | FCZ12i Tot | Health Care | 4.334% | 0% | 2.102% | 92.57% | 0.9929% | 0% | 0% | 100%
Sites-Based | FCZ12i Tot | Lodging | 30.04% | 0% | 0% | 69.16% | 0.7992% | 0% | 0% | 100%
Sites-Based | FCZ12i Tot | Miscellaneous | 20.03% | 0% | 0.1856% | 67.35% | 0.4008% | 0% | 12.04% | 100%
Sites-Based | FCZ12i Tot | Office, Large | 4.752% | 5.443% | 16.09% | 71.08% | 2.636% | 0% | 0% | 100%
Sites-Based | FCZ12i Tot | Office, Small | 5.911% | 0.2103% | 0% | 84.9% | 0.2103% | 6.869% | 1.896% | 100%
Sites-Based | FCZ12i Tot | Refrigerated Warehouse | 69.07% | 0% | 0% | 30.93% | 0% | 0% | 0% | 100%
Sites-Based | FCZ12i Tot | Restaurant | 8.773% | 0% | 0% | 91.23% | 0% | 0% | 0% | 100%
Sites-Based | FCZ12i Tot | Retail | 10.2% | 0% | 0% | 88.37% | 0% | 0% | 1.435% | 100%
Sites-Based | FCZ12i Tot | School | 2.106% | 0% | 0% | 97.89% | 0% | 0% | 0% | 100%
Sites-Based | FCZ12i Tot | Warehouse | 10.18% | 0% | 0% | 87.37% | 0% | 0% | 2.448% | 100%
Sites-Based | FCZ12i Tot | All Commercial | 10.21% | 0.1291% | 0.2956% | 83.55% | 0.2282% | 2.109% | 3.471% | 100%
Sites-Based | FCZ13 Tot | College | 6.105% | 0% | 0% | 89.84% | 0% | 0% | 4.055% | 100%
Sites-Based | FCZ13 Tot | Food Stores | 2.901% | 0% | 0% | 97.1% | 0% | 0% | 0% | 100%
Sites-Based | FCZ13 Tot | Health Care | 8.373% | 0% | 2.576% | 87.49% | 1.561% | 0% | 0% | 100%
Sites-Based | FCZ13 Tot | Lodging | 42.75% | 0% | 0% | 57.25% | 0% | 0% | 0% | 100%
Sites-Based | FCZ13 Tot | Miscellaneous | 19.43% | 0% | 0.2206% | 74.73% | 0.1411% | 0% | 5.476% | 100%
Sites-Based | FCZ13 Tot | Office, Large | 6.326% | 1.969% | 3.37% | 74.01% | 14.32% | 0% | 0% | 100%
Sites-Based | FCZ13 Tot | Office, Small | 6.869% | 0% | 0% | 92.43% | 0% | 0% | 0.6962% | 100%
Sites-Based | FCZ13 Tot | Refrigerated Warehouse | 2.105% | 0% | 0% | 97.9% | 0% | 0% | 0% | 100%
Sites-Based | FCZ13 Tot | Restaurant | 2.498% | 0% | 1.121% | 96.38% | 0% | 0% | 0% | 100%
Sites-Based | FCZ13 Tot | Retail | 7.988% | 0% | 0% | 91% | 0% | 0% | 1.011% | 100%
Sites-Based | FCZ13 Tot | School | 1.728% | 0% | 0% | 98.27% | 0% | 0% | 0% | 100%
Sites-Based | FCZ13 Tot | Warehouse | 16.93% | 0% | 0% | 80.12% | 0% | 0% | 2.953% | 100%
Sites-Based | FCZ13 Tot | All Commercial | 8.934% | 0.03395% | 0.2888% | 88.9% | 0.3067% | 0% | 1.536% | 100%
Sites-Based | FCZ16 Tot | College | 23.94% | 0% | 0% | 76.06% | 0% | 0% | 0% | 100%
Sites-Based | FCZ16 Tot | Food Stores | 31.82% | 0% | 0% | 67.55% | 0% | 0% | 0.633% | 100%
Sites-Based | FCZ16 Tot | Health Care | 1.18% | 0% | 1.031% | 95.81% | 1.982% | 0% | 0% | 100%
Sites-Based | FCZ16 Tot | Lodging | 53.48% | 3.91% | 1.272% | 36.21% | 5.132% | 0% | 0% | 100%
Sites-Based | FCZ16 Tot | Miscellaneous | 48.29% | 0% | 0.263% | 40.33% | 0.3845% | 0% | 10.73% | 100%
Sites-Based | FCZ16 Tot | Office, Large | 23.81% | 0% | 8.844% | 38.46% | 28.89% | 0% | 0% | 100%
Sites-Based | FCZ16 Tot | Office, Small | 22.56% | 0% | 0% | 73.65% | 0% | 0% | 3.79% | 100%
Sites-Based | FCZ16 Tot | Refrigerated Warehouse | 0% | 0% | 0% | 93.43% | 0% | 0% | 6.574% | 100%
Sites-Based | FCZ16 Tot | Restaurant | 11.91% | 0% | 0% | 87.84% | 0.2503% | 0% | 0% | 100%
Sites-Based | FCZ16 Tot | Retail | 14.2% | 0% | 0.9207% | 69.24% | 0.1073% | 0% | 15.53% | 100%
Sites-Based | FCZ16 Tot | School | 6.377% | 0% | 0% | 93.62% | 0% | 0% | 0% | 100%
Sites-Based | FCZ16 Tot | Warehouse | 56.03% | 0% | 0% | 34.74% | 0% | 0% | 9.223% | 100%
Sites-Based | FCZ16 Tot | All Commercial | 22.96% | 0.03294% | 0.54% | 67.69% | 0.7206% | 0% | 8.054% | 100%
Sites-Based | FCZ17 Tot | College | 0% | 0% | 0% | 100% | 0% | 0% | 0% | 100%
Sites-Based | FCZ17 Tot | Food Stores | 0.6992% | 0% | 0% | 99.3% | 0% | 0% | 0% | 100%
Sites-Based | FCZ17 Tot | Health Care | 1.413% | 0% | 0% | 97.13% | 1.452% | 0% | 0% | 100%
Sites-Based | FCZ17 Tot | Lodging | 100% | 0% | 0% | 0% | 0% | 0% | 0% | 100%
Sites-Based | FCZ17 Tot | Miscellaneous | 36.63% | 0% | 0% | 63.37% | 0% | 0% | 0% | 100%
Sites-Based | FCZ17 Tot | Office, Large | 0% | 0% | 13.84% | 30.38% | 55.78% | 0% | 0% | 100%
Sites-Based | FCZ17 Tot | Office, Small | 5.296% | 0% | 0% | 94.7% | 0% | 0% | 0% | 100%
Sites-Based | FCZ17 Tot | Refrigerated Warehouse | 0% | 0% | 0% | 100% | 0% | 0% | 0% | 100%
Sites-Based | FCZ17 Tot | Restaurant | 0% | 0% | 0% | 100% | 0% | 0% | 0% | 100%
Sites-Based | FCZ17 Tot | Retail | 0% | 0% | 0% | 100% | 0% | 0% | 0% | 100%
Sites-Based | FCZ17 Tot | School | 2.714% | 4.422% | 2.402% | 84.64% | 5.825% | 0% | 0% | 100%
Sites-Based | FCZ17 Tot | Warehouse | 0% | 0% | 0% | 100% | 0% | 0% | 0% | 100%
Sites-Based | FCZ17 Tot | All Commercial | 8.228% | 0.09604% | 0.1912% | 90.76% | 0.7204% | 0% | 0% | 100%
Sites-Based | PG&E | College | 17.28% | 0% | 0.5849% | 74.55% | 0.6853% | 5.829% | 1.062% | 100%
Sites-Based | PG&E | Food Stores | 11.85% | 0.05391% | 0.04881% | 78.59% | 0% | 0.5583% | 8.905% | 100%
Sites-Based | PG&E | Health Care | 8.17% | 0.1354% | 0.5627% | 89.66% | 1.471% | 0% | 0% | 100%
Sites-Based | PG&E | Lodging | 29.1% | 0.3955% | 0.8838% | 68.78% | 0.8413% | 0% | 0% | 100%
Sites-Based | PG&E | Miscellaneous | 22.93% | 0.09229% | 0.1471% | 69.04% | 0.2274% | 0.1959% | 7.368% | 100%
Sites-Based | PG&E | Office, Large | 17% | 2.36% | 6.988% | 62.23% | 9.542% | 1.876% | 0% | 100%
Sites-Based | PG&E | Office, Small | 7.139% | 0.02457% | 0.009347% | 87.74% | 0.112% | 3.308% | 1.669% | 100%
Sites-Based | PG&E | Refrigerated Warehouse | 25.16% | 0% | 0% | 74.84% | 0% | 0% | 0% | 100%
Sites-Based | PG&E | Restaurant | 8.014% | 0% | 0.1598% | 88.02% | 0% | 0.4624% | 3.347% | 100%
Sites-Based | PG&E | Retail | 13.12% | 0% | 0.2076% | 80.17% | 0.05627% | 0.4299% | 6.017% | 100%
Sites-Based | PG&E | School | 5.551% | 0% | 0% | 93.58% | 0.8677% | 0% | 0% | 100%
Sites-Based | PG&E | Warehouse | 11.93% | 0.07724% | 0% | 84.97% | 0.08462% | 0% | 2.939% | 100%
Sites-Based | PG&E | All Commercial | 12.43% | 0.07748% | 0.2454% | 81.52% | 0.3202% | 1.307% | 4.1% | 100%
Sites-Based | SCE | College | 6.94% | 0% | 0.5106% | 91.24% | 1.307% | 0% | 0% | 100%
Sites-Based | SCE | Food Stores | 10.41% | 0.03465% | 0% | 87.04% | 0% | 0.664% | 1.856% | 100%
Sites-Based | SCE | Health Care | 3.892% | 0.7801% | 0.9771% | 92.7% | 1.65% | 0% | 0% | 100%
Sites-Based | SCE | Lodging | 27.77% | 0.7366% | 0.6603% | 68.74% | 1.676% | 0% | 0.4189% | 100%
Sites-Based | SCE | Miscellaneous | 20.35% | 0.07431% | 0.222% | 68.06% | 0.2204% | 0.2511% | 10.83% | 100%
Sites-Based | SCE | Office, Large | 5.316% | 1.177% | 3.751% | 81.73% | 8.031% | 0% | 0% | 100%
Sites-Based | SCE | Office, Small | 5.476% | 0% | 0.2712% | 92.82% | 0% | 1.242% | 0.1871% | 100%
Sites-Based | SCE | Refrigerated Warehouse | 13.3% | 0% | 0% | 86.7% | 0% | 0% | 0% | 100%
Sites-Based | SCE | Restaurant | 2.883% | 0% | 0% | 96.19% | 0% | 0.5551% | 0.3701% | 100%
Sites-Based | SCE | Retail | 13.67% | 0.02083% | 0% | 82.7% | 0.05224% | 0.5657% | 2.988% | 100%
Sites-Based | SCE | School | 6.325% | 0.3229% | 0.6078% | 92.35% | 0.3904% | 0% | 0% | 100%
Sites-Based | SCE | Warehouse | 9.643% | 0% | 0% | 85.07% | 0% | 0.5016% | 4.789% | 100%
Sites-Based | SCE | All Commercial | 10.43% | 0.06832% | 0.2078% | 85.41% | 0.2383% | 0.6323% | 3.012% | 100%
Sites-Based | SDG&E | College | 7.811% | 0% | 2.006% | 89.32% | 0.8601% | 0% | 0% | 100%
Sites-Based | SDG&E | Food Stores | 14.64% | 0% | 0% | 78.74% | 0% | 0.7067% | 5.921% | 100%
Sites-Based | SDG&E | Health Care | 7.178% | 0% | 2.2% | 88.96% | 1.663% | 0% | 0% | 100%
Sites-Based | SDG&E | Lodging | 36.29% | 0% | 2.078% | 60.25% | 0.889% | 0% | 0.4965% | 100%
Sites-Based | SDG&E | Miscellaneous | 15.46% | 0% | 0.2798% | 71.97% | 0.3994% | 0.1487% | 11.74% | 100%
Sites-Based | SDG&E | Office, Large | 16.31% | 3.935% | 13.31% | 59.23% | 7.218% | 0% | 0% | 100%
Sites-Based | SDG&E | Office, Small | 8.16% | 0.128% | 0.8131% | 84.24% | 0.1439% | 5.11% | 1.409% | 100%
Sites-Based | SDG&E | Refrigerated Warehouse | 17.3% | 0% | 0% | 66.32% | 0% | 0% | 16.38% | 100%
Sites-Based | SDG&E | Restaurant | 14.06% | 0% | 0% | 85.04% | 0% | 0.3895% | 0.5046% | 100%
Sites-Based | SDG&E | Retail | 11.13% | 0% | 0.1657% | 82.61% | 0% | 0.4041% | 5.69% | 100%
Sites-Based | SDG&E | School | 12.59% | 0% | 0% | 87.41% | 0% | 0% | 0% | 100%
Sites-Based | SDG&E | Warehouse | 10.21% | 0% | 0% | 86.64% | 0% | 0.7654% | 2.382% | 100%
Sites-Based | SDG&E | All Commercial | 11.61% | 0.1418% | 0.7876% | 81.28% | 0.3442% | 2.025% | 3.807% | 100%
Sites-Based | LADWP | College | 1.692% | 0% | 0% | 98.31% | 0% | 0% | 0% | 100%
Sites-Based | LADWP | Food Stores | 23.54% | 0% | 0% | 76% | 0% | 0% | 0.4645% | 100%
Sites-Based | LADWP | Health Care | 1.26% | 0% | 0.6779% | 96.26% | 1.801% | 0% | 0% | 100%
Sites-Based | LADWP | Lodging | 57.56% | 3.567% | 1.161% | 33.03% | 4.682% | 0% | 0% | 100%
Sites-Based | LADWP | Miscellaneous | 44.44% | 0% | 0.1761% | 47.94% | 0.2575% | 0% | 7.188% | 100%
Sites-Based | LADWP | Office, Large | 19.17% | 0% | 9.817% | 36.88% | 34.14% | 0% | 0% | 100%
Sites-Based | LADWP | Office, Small | 16.54% | 0% | 0% | 80.99% | 0% | 0% | 2.468% | 100%
Sites-Based | LADWP | Refrigerated Warehouse | 0% | 0% | 0% | 95.55% | 0% | 0% | 4.447% | 100%
Sites-Based | LADWP | Restaurant | 8.763% | 0% | 0% | 91.05% | 0.1842% | 0% | 0% | 100%
Sites-Based | LADWP | Retail | 10.83% | 0% | 0.7021% | 76.55% | 0.08182% | 0% | 11.84% | 100%
Sites-Based | LADWP | School | 5.459% | 1.108% | 0.6019% | 91.37% | 1.46% | 0% | 0% | 100%
Sites-Based | LADWP | Warehouse | 28.44% | 0% | 0% | 66.88% | 0% | 0% | 4.681% | 100%
Sites-Based | LADWP | All Commercial | 18.6% | 0.05163% | 0.4367% | 74.53% | 0.7205% | 0% | 5.668% | 100%
Sites-Based | SMUD | College | 6.105% | 0% | 0% | 89.84% | 0% | 0% | 4.055% | 100%
Sites-Based | SMUD | Food Stores | 2.901% | 0% | 0% | 97.1% | 0% | 0% | 0% | 100%
Sites-Based | SMUD | Health Care | 8.373% | 0% | 2.576% | 87.49% | 1.561% | 0% | 0% | 100%
Sites-Based | SMUD | Lodging | 42.75% | 0% | 0% | 57.25% | 0% | 0% | 0% | 100%
Sites-Based | SMUD | Miscellaneous | 19.43% | 0% | 0.2206% | 74.73% | 0.1411% | 0% | 5.476% | 100%
Sites-Based | SMUD | Office, Large | 6.326% | 1.969% | 3.37% | 74.01% | 14.32% | 0% | 0% | 100%
Sites-Based | SMUD | Office, Small | 6.869% | 0% | 0% | 92.43% | 0% | 0% | 0.6962% | 100%
Sites-Based | SMUD | Refrigerated Warehouse | 2.105% | 0% | 0% | 97.9% | 0% | 0% | 0% | 100%
Sites-Based | SMUD | Restaurant | 2.498% | 0% | 1.121% | 96.38% | 0% | 0% | 0% | 100%
Sites-Based | SMUD | Retail | 7.988% | 0% | 0% | 91% | 0% | 0% | 1.011% | 100%
Sites-Based | SMUD | School | 1.728% | 0% | 0% | 98.27% | 0% | 0% | 0% | 100%
Sites-Based | SMUD | Warehouse | 16.93% | 0% | 0% | 80.12% | 0% | 0% | 2.953% | 100%
Sites-Based | SMUD | All Commercial | 8.934% | 0.03395% | 0.2888% | 88.9% | 0.3067% | 0% | 1.536% | 100%
Sites-Based | FCZ01 | College | 6.472% | 0% | 0.7548% | 84.8% | 0.1142% | 5.661% | 2.197% | 100%
Sites-Based | FCZ01 | Food Stores | 20.55% | 0.1302% | 0.1179% | 60.32% | 0% | 0.4876% | 18.39% | 100%
Sites-Based | FCZ01 | Health Care | 11.56% | 0% | 0.1871% | 86.45% | 1.804% | 0% | 0% | 100%
Sites-Based | FCZ01 | Lodging | 43.66% | 0.4725% | 0.3701% | 55.49% | 0% | 0% | 0% | 100%
Sites-Based | FCZ01 | Miscellaneous | 27.65% | 0.1885% | 0.3239% | 60.04% | 0.4237% | 0.1817% | 11.2% | 100%
Sites-Based | FCZ01 | Office, Large | 17.86% | 2.732% | 8.461% | 60.64% | 9.855% | 0.4519% | 0% | 100%
Sites-Based | FCZ01 | Office, Small | 8.115% | 0.03215% | 0% | 83.32% | 0.1439% | 4.318% | 4.067% | 100%
Sites-Based | FCZ01 | Refrigerated Warehouse | 21.84% | 0% | 0% | 78.16% | 0% | 0% | 0% | 100%
Sites-Based | FCZ01 | Restaurant | 11.65% | 0% | 0.3138% | 82.23% | 0% | 0.549% | 5.254% | 100%
Sites-Based | FCZ01 | Retail | 15.75% | 0% | 0.3884% | 71.81% | 0% | 0.06441% | 11.98% | 100%
Sites-Based | FCZ01 | School | 6.378% | 0% | 0% | 93.62% | 0% | 0% | 0% | 100%
Sites-Based | FCZ01 | Warehouse | 8.325% | 0% | 0% | 88.35% | 0% | 0% | 3.321% | 100%
Sites-Based | FCZ01 | All Commercial | 14.79% | 0.1265% | 0.455% | 75.2% | 0.4143% | 1.433% | 7.587% | 100%
Sites-Based | FCZ02 | College | 0% | 0% | 1.052% | 49.78% | 5.717% | 43.45% | 0% | 100%
Sites-Based | FCZ02 | Food Stores | 15.02% | 0% | 0% | 75.68% | 0% | 0% | 9.304% | 100%
Sites-Based | FCZ02 | Health Care | 10.4% | 0.4612% | 0.8821% | 87.8% | 0.4612% | 0% | 0% | 100%
Sites-Based | FCZ02 | Lodging | 30.24% | 1.557% | 2.257% | 65.95% | 0% | 0% | 0% | 100%
Sites-Based | FCZ02 | Miscellaneous | 30.12% | 0% | 0% | 59.21% | 0.1159% | 0% | 10.55% | 100%
Sites-Based | FCZ02 | Office, Large | 23.62% | 0% | 6.637% | 57.31% | 12.42% | 0% | 0% | 100%
Sites-Based | FCZ02 | Office, Small | 10.89% | 0% | 0% | 85.79% | 0.3157% | 3.007% | 0% | 100%
Sites-Based | FCZ02 | Refrigerated Warehouse | 27.98% | 0% | 0% | 72.02% | 0% | 0% | 0% | 100%
Sites-Based | FCZ02 | Restaurant | 8.572% | 0% | 0% | 89.58% | 0% | 0% | 1.85% | 100%
Sites-Based | FCZ02 | Retail | 21.4% | 0% | 0% | 76.34% | 0% | 1.214% | 1.048% | 100%
Sites-Based | FCZ02 | School | 4.557% | 0% | 0% | 95.44% | 0% | 0% | 0% | 100%
Sites-Based | FCZ02 | Warehouse | 32.66% | 0% | 0% | 66.04% | 0% | 0% | 1.304% | 100%
Sites-Based | FCZ02 | All Commercial | 17.47% | 0.049% | 0.1396% | 77.43% | 0.3005% | 1.737% | 2.88% | 100%
Sites-Based | FCZ03 | College | 68.22% | 0% | 0.4656% | 29.42% | 1.897% | 0% | 0% | 100%
Sites-Based | FCZ03 | Food Stores | 0% | 0% | 0% | 100% | 0% | 0% | 0% | 100%
Sites-Based | FCZ03 | Health Care | 9.355% | 0% | 0% | 90.64% | 0% | 0% | 0% | 100%
Sites-Based | FCZ03 | Lodging | 16.23% | 0% | 0% | 83.77% | 0% | 0% | 0% | 100%
Sites-Based | FCZ03 | Miscellaneous | 24.45% | 0% | 0% | 74.7% | 0% | 0% | 0.8541% | 100%
Sites-Based | FCZ03 | Office, Large | 0% | 0% | 0% | 100% | 0% | 0% | 0% | 100%
Sites-Based | FCZ03 | Office, Small | 0.341% | 0.341% | 0% | 99.32% | 0% | 0% | 0% | 100%
Sites-Based | FCZ03 | Refrigerated Warehouse | 34.48% | 0% | 0% | 65.52% | 0% | 0% | 0% | 100%
Sites-Based | FCZ03 | Restaurant | 2.597% | 0% | 0% | 97.4% | 0% | 0% | 0% | 100%
Sites-Based | FCZ03 | Retail | 10.85% | 0% | 0% | 86.39% | 0.6854% | 2.083% | 0% | 100%
Sites-Based | FCZ03 | School | 4.581% | 0% | 0% | 95.42% | 0% | 0% | 0% | 100%
Sites-Based | FCZ03 | Warehouse | 21.48% | 0% | 0% | 78.52% | 0% | 0% | 0% | 100%
Sites-Based | FCZ03 | All Commercial | 12.14% | 0.08998% | 0.01289% | 87.05% | 0.1597% | 0.3257% | 0.2247% | 100%
Sites-Based | FCZ04 | College | 11.02% | 0% | 0% | 88.81% | 0.1729% | 0% | 0% | 100%
Sites-Based | FCZ04 | Food Stores | 4.364% | 0% | 0% | 93.32% | 0% | 2.312% | 0% | 100%
Sites-Based | FCZ04 | Health Care | 2.646% | 0.3883% | 0.7766% | 93.84% | 2.354% | 0% | 0% | 100%
Sites-Based | FCZ04 | Lodging | 13.61% | 0% | 0% | 85.81% | 0.577% | 0% | 0% | 100%
Sites-Based | FCZ04 | Miscellaneous | 14.65% | 0% | 0.1788% | 78.39% | 0.2548% | 0.7428% | 5.787% | 100%
Sites-Based | FCZ04 | Office, Large | 1.748% | 3.405% | 0% | 75.17% | 5.157% | 14.52% | 0% | 100%
Sites-Based | FCZ04 | Office, Small | 1.74% | 0% | 0% | 94.84% | 0% | 2.845% | 0.5735% | 100%
Sites-Based | FCZ04 | Refrigerated Warehouse | 4.652% | 0% | 0% | 95.35% | 0% | 0% | 0% | 100%
Sites-Based | FCZ04 | Restaurant | 2.443% | 0% | 0% | 97.56% | 0% | 0% | 0% | 100%
Sites-Based | FCZ04 | Retail | 3.998% | 0% | 0% | 94.61% | 0% | 0.2306% | 1.16% | 100%
Sites-Based | FCZ04 | School | 8.742% | 0% | 0% | 91.26% | 0% | 0% | 0% | 100%
Sites-Based | FCZ04 | Warehouse | 12.82% | 0.3574% | 0% | 84.62% | 0.3916% | 0% | 1.812% | 100%
Sites-Based | FCZ04 | All Commercial | 6.16% | 0.07243% | 0.05873% | 90.59% | 0.216% | 1.293% | 1.612% | 100%
Sites-Based | FCZ05 | College | 0.6591% | 0% | 1.495% | 97.19% | 0.6591% | 0% | 0% | 100%
Sites-Based | FCZ05 | Food Stores | 1.359% | 0% | 0% | 98.64% | 0% | 0% | 0% | 100%
Sites-Based | FCZ05 | Health Care | 7.724% | 0% | 1.196% | 89.43% | 1.651% | 0% | 0% | 100%
Sites-Based | FCZ05 | Lodging | 33.16% | 0% | 0.8689% | 65.97% | 0% | 0% | 0% | 100%
Sites-Based | FCZ05 | Miscellaneous | 7.468% | 0.1493% | 0% | 89.65% | 0.1017% | 0% | 2.632% | 100%
Sites-Based | FCZ05 | Office, Large | 25.45% | 0% | 3.201% | 54.25% | 17.1% | 0% | 0% | 100%
Sites-Based | FCZ05 | Office, Small | 1.192% | 0% | 0.0608% | 96.91% | 0% | 1.835% | 0% | 100%
Sites-Based | FCZ05 | Refrigerated Warehouse | 31.08% | 0% | 0% | 68.92% | 0% | 0% | 0% | 100%
Sites-Based | FCZ05 | Restaurant | 1.955% | 0% | 0% | 98.04% | 0% | 0% | 0% | 100%
Sites-Based | FCZ05 | Retail | 4.871% | 0% | 0% | 93.99% | 0.2176% | 0.9215% | 0% | 100%
Sites-Based | FCZ05 | School | 1.901% | 0% | 0% | 93.44% | 4.658% | 0% | 0% | 100%
Sites-Based | FCZ05 | Warehouse | 4.807% | 0% | 0% | 93.28% | 0% | 0% | 1.909% | 100%
Sites-Based | FCZ05 | All Commercial | 4.287% | 0.0269% | 0.09722% | 93.95% | 0.3505% | 0.7196% | 0.5735% | 100%
Sites-Based | FCZ06 | College | 55.93% | 0% | 0% | 43.88% | 0.191% | 0% | 0% | 100%
Sites-Based | FCZ06 | Food Stores | 6.571% | 0% | 0% | 91.58% | 0% | 0% | 1.847% | 100%
Sites-Based | FCZ06 | Health Care | 5.529% | 0% | 0% | 94.47% | 0% | 0% | 0% | 100%
Sites-Based | FCZ06 | Lodging | 19.59% | 0% | 1.245% | 76.03% | 3.131% | 0% | 0% | 100%
Sites-Based | FCZ06 | Miscellaneous | 35.2% | 0% | 0% | 59.92% | 0% | 0% | 4.877% | 100%
Sites-Based | FCZ06 | Office, Large | 22.36% | 0% | 6.172% | 71.47% | 0% | 0% | 0% | 100%
Sites-Based | FCZ06 | Office, Small | 14.94% | 0% | 0% | 80.96% | 0.09006% | 3.824% | 0.1924% | 100%
Sites-Based | FCZ06 | Refrigerated Warehouse | 75.16% | 0% | 0% | 24.84% | 0% | 0% | 0% | 100%
Sites-Based | FCZ06 | Restaurant | 6.064% | 0% | 0% | 87.52% | 0% | 1.71% | 4.704% | 100%
Sites-Based | FCZ06 | Retail | 19.61% | 0% | 0.2806% | 78.25% | 0% | 0.2806% | 1.569% | 100%
Sites-Based | FCZ06 | School | 5.04% | 0% | 0% | 94.96% | 0% | 0% | 0% | 100%
Sites-Based | FCZ06 | Warehouse | 11.19% | 0% | 0% | 80.65% | 0% | 0% | 8.165% | 100%
Sites-Based | FCZ06 | All Commercial | 18.36% | 0% | 0.1242% | 77.63% | 0.1513% | 1.568% | 2.16% | 100%
Sites-Based | FCZ07 | College | 9.201% | 0% | 0.3523% | 89.33% | 1.118% | 0% | 0% | 100%
Sites-Based | FCZ07 | Food Stores | 13.78% | 0% | 0% | 83.56% | 0% | 1.024% | 1.628% | 100%
Sites-Based | FCZ07 | Health Care | 5.053% | 1.069% | 1.423% | 90.24% | 2.218% | 0% | 0% | 100%
Sites-Based | FCZ07 | Lodging | 23.55% | 1.33% | 1.193% | 72.39% | 0.786% | 0% | 0.7566% | 100%
Sites-Based | FCZ07 | Miscellaneous | 26.39% | 0.0544% | 0.3005% | 59.31% | 0.1414% | 0.1606% | 13.65% | 100%
Sites-Based | FCZ07 | Office, Large | 6.973% | 1.682% | 4.618% | 76.56% | 10.16% | 0% | 0% | 100%
Sites-Based | FCZ07 | Office, Small | 7.555% | 0% | 0.2092% | 90.96% | 0% | 1.205% | 0.07226% | 100%
Sites-Based | FCZ07 | Refrigerated Warehouse | 15.11% | 0% | 0% | 84.89% | 0% | 0% | 0% | 100%
Sites-Based | FCZ07 | Restaurant | 4.127% | 0% | 0% | 94.43% | 0% | 0.8673% | 0.5782% | 100%
Sites-Based | FCZ07 | Retail | 19.05% | 0.03206% | 0% | 76.23% | 0.08042% | 0.712% | 3.893% | 100%
Sites-Based | FCZ07 | School | 9.17% | 0.5115% | 0.6952% | 89.32% | 0.3067% | 0% | 0% | 100%
Sites-Based | FCZ07 | Warehouse | 11.6% | 0% | 0% | 83.57% | 0% | 0.4575% | 4.372% | 100%
Sites-Based | FCZ07 | All Commercial | 13.85% | 0.08551% | 0.2258% | 81.28% | 0.2607% | 0.7039% | 3.599% | 100%
Sites-Based | FCZ08 | College | 7.793% | 0% | 1.943% | 88.75% | 1.516% | 0% | 0% | 100%
Sites-Based | FCZ08 | Food Stores | 8.904% | 0% | 0% | 80.91% | 0% | 0% | 10.18% | 100%
Sites-Based | FCZ08 | Health Care | 2.356% | 0.3063% | 0% | 97.34% | 0% | 0% | 0% | 100%
Sites-Based | FCZ08 | Lodging | 38.29% | 0% | 0% | 61.71% | 0% | 0% | 0% | 100%
Sites-Based | FCZ08 | Miscellaneous | 15.1% | 0% | 0.3031% | 78.58% | 0% | 0% | 6.01% | 100%
Sites-Based | FCZ08 | Office, Large | 4.123% | 0% | 2.364% | 85.43% | 8.087% | 0% | 0% | 100%
Sites-Based | FCZ08 | Office, Small | 1.538% | 0% | 1.713% | 95.04% | 0% | 0% | 1.713% | 100%
Sites-Based | FCZ08 | Refrigerated Warehouse | 35.01% | 0% | 0% | 64.99% | 0% | 0% | 0% | 100%
Sites-Based | FCZ08 | Restaurant | 0% | 0% | 0% | 100% | 0% | 0% | 0% | 100%
Sites-Based | FCZ08 | Retail | 5.488% | 0% | 0% | 91.35% | 0% | 0% | 3.164% | 100%
Sites-Based | FCZ08 | School | 3.383% | 0% | 0% | 96.62% | 0% | 0% | 0% | 100%
Sites-Based | FCZ08 | Warehouse | 5.194% | 0% | 0% | 88.31% | 0% | 0% | 6.495% | 100%
Sites-Based | FCZ08 | All Commercial | 5.606% | 0.016% | 0.6022% | 90.69% | 0.1656% | 0% | 2.917% | 100%
Sites-Based | FCZ09 | College | 1.985% | 0% | 0% | 96.71% | 1.306% | 0% | 0% | 100%
Sites-Based | FCZ09 | Food Stores | 0% | 0.7239% | 0% | 99.28% | 0% | 0% | 0% | 100%
Sites-Based | FCZ09 | Health Care | 1.057% | 4.265% | 1.791% | 91.54% | 1.348% | 0% | 0% | 100%
Sites-Based | FCZ09 | Lodging | 41.93% | 0% | 0% | 54.88% | 3.184% | 0% | 0% | 100%
Sites-Based | FCZ09 | Miscellaneous | 7.855% | 0% | 0% | 88.86% | 0.4983% | 0% | 2.789% | 100%
Sites-Based | FCZ09 | Office, Large | 0% | 0% | 0% | 93.27% | 6.727% | 0% | 0% | 100%
Sites-Based | FCZ09 | Office, Small | 5.692% | 0% | 0% | 94.31% | 0% | 0% | 0% | 100%
Sites-Based | FCZ09 | Refrigerated Warehouse | 0% | 0% | 0% | 100% | 0% | 0% | 0% | 100%
Sites-Based | FCZ09 | Restaurant | 2.438% | 0% | 0% | 97.56% | 0% | 0% | 0% | 100%
Sites-Based | FCZ09 | Retail | 5.887% | 0% | 0% | 91.93% | 0% | 0% | 2.186% | 100%
Sites-Based | FCZ09 | School | 3.974% | 0% | 0.6643% | 93.37% | 1.993% | 0% | 0% | 100%
Sites-Based | FCZ09 | Warehouse | 13.03% | 0% | 0% | 65.55% | 0% | 0% | 21.42% | 100%
Sites-Based | FCZ09 | All Commercial | 6.356% | 0.1289% | 0.07902% | 91% | 0.3582% | 0% | 2.077% | 100%
Sites-Based | FCZ10 | College | 0% | 0% | 0.4274% | 96.66% | 2.909% | 0% | 0% | 100%
Sites-Based | FCZ10 | Food Stores | 3.626% | 0% | 0% | 96.37% | 0% | 0% | 0% | 100%
Sites-Based | FCZ10 | Health Care | 4.232% | 0% | 0.5778% | 92.28% | 2.909% | 0% | 0% | 100%
Sites-Based | FCZ10 | Lodging | 29.84% | 0% | 0% | 67.03% | 3.129% | 0% | 0% | 100%
Sites-Based | FCZ10 | Miscellaneous | 12.19% | 0% | 0.1336% | 81.19% | 0.302% | 0.9335% | 5.249% | 100%
Sites-Based | FCZ10 | Office, Large | 0% | 0% | 0% | 100% | 0% | 0% | 0% | 100%
Sites-Based | FCZ10 | Office, Small | 3.176% | 0% | 0% | 94.77% | 0% | 2.057% | 0% | 100%
Sites-Based | FCZ10 | Refrigerated Warehouse | 0% | 0% | 0% | 100% | 0% | 0% | 0% | 100%
Sites-Based | FCZ10 | Restaurant | 0% | 0% | 0% | 100% | 0% | 0% | 0% | 100%
Sites-Based | FCZ10 | Retail | 1.467% | 0% | 0% | 97.83% | 0% | 0% | 0.7033% | 100%
Sites-Based | FCZ10 | School | 0% | 0% | 0.9547% | 99.05% | 0% | 0% | 0% | 100%
Sites-Based | FCZ10 | Warehouse | 5.147% | 0% | 0% | 91.04% | 0% | 1.097% | 2.719% | 100%
Sites-Based | FCZ10 | All Commercial | 4.325% | 0% | 0.06782% | 93.32% | 0.2087% | 0.7408% | 1.341% | 100%
Sites-Based | FCZ11 | College | 0.286% | 0% | 1.136% | 98.13% | 0.4531% | 0% | 0% | 100%
Sites-Based | FCZ11 | Food Stores | 3.143% | 0% | 0% | 96.86% | 0% | 0% | 0% | 100%
Sites-Based | FCZ11 | Health Care | 2.125% | 0.4396% | 1.067% | 96.37% | 0% | 0% | 0% | 100%
Sites-Based | FCZ11 | Lodging | 25.39% | 0% | 0% | 70.18% | 4.433% | 0% | 0% | 100%
Sites-Based | FCZ11 | Miscellaneous | 10.04% | 0.36% | 0% | 78.14% | 0.5126% | 0% | 10.95% | 100%
Sites-Based | FCZ11 | Office, Large | 0% | 0% | 5.968% | 94.03% | 0% | 0% | 0% | 100%
Sites-Based | FCZ11 | Office, Small | 0% | 0% | 0% | 98.16% | 0% | 1.838% | 0% | 100%
Sites-Based | FCZ11 | Refrigerated Warehouse | 5.652% | 0% | 0% | 94.35% | 0% | 0% | 0% | 100%
Sites-Based | FCZ11 | Restaurant | 1.49% | 0% | 0% | 98.51% | 0% | 0% | 0% | 100%
Sites-Based | FCZ11 | Retail | 5.188% | 0% | 0% | 93.03% | 0% | 1.012% | 0.7672% | 100%
Sites-Based | FCZ11 | School | 0% | 0% | 0% | 99.87% | 0.1286% | 0% | 0% | 100%
Sites-Based | FCZ11 | Warehouse | 5.907% | 0% | 0% | 89.7% | 0% | 0% | 4.394% | 100%
Sites-Based | FCZ11 | All Commercial | 4.005% | 0.07596% | 0.07525% | 92.57% | 0.1498% | 0.7587% | 2.368% | 100%
Sites-Based | FCZ12c | College | 9.326% | 0% | 2.465% | 87.95% | 0.2546% | 0% | 0% | 100%
Sites-Based | FCZ12c | Food Stores | 17.91% | 0% | 0% | 75.3% | 0% | 1.135% | 5.656% | 100%
Sites-Based | FCZ12c | Health Care | 9.443% | 0% | 2.278% | 86.08% | 2.196% | 0% | 0% | 100%
Sites-Based | FCZ12c | Lodging | 39.07% | 0% | 3.004% | 56.28% | 0.929% | 0% | 0.7178% | 100%
Sites-Based | FCZ12c | Miscellaneous | 12.2% | 0% | 0.3472% | 75.27% | 0.3985% | 0.2551% | 11.53% | 100%
Sites-Based | FCZ12c | Office, Large | 18.6% | 3.636% | 12.76% | 56.88% | 8.126% | 0% | 0% | 100%
Sites-Based | FCZ12c | Office, Small | 9.105% | 0.09343% | 1.155% | 83.96% | 0.116% | 4.37% | 1.204% | 100%
Sites-Based | FCZ12c | Refrigerated Warehouse | 12.71% | 0% | 0% | 69.46% | 0% | 0% | 17.83% | 100%
Sites-Based | FCZ12c | Restaurant | 16.65% | 0% | 0% | 82.02% | 0% | 0.5797% | 0.7512% | 100%
Sites-Based | FCZ12c | Retail | 11.68% | 0% | 0.2655% | 79.15% | 0% | 0.6474% | 8.251% | 100%
Sites-Based | FCZ12c | School | 20.03% | 0% | 0% | 79.97% | 0% | 0% | 0% | 100%
Sites-Based | FCZ12c | Warehouse | 10.23% | 0% | 0% | 86.25% | 0% | 1.174% | 2.347% | 100%
Sites-Based | FCZ12c | All Commercial | 12.34% | 0.1485% | 1.043% | 80.1% | 0.4045% | 1.982% | 3.981% | 100%
Sites-Based | FCZ12i | College | 5.137% | 0% | 1.196% | 91.74% | 1.929% | 0% | 0% | 100%
Sites-Based | FCZ12i | Food Stores | 9.231% | 0% | 0% | 84.41% | 0% | 0% | 6.36% | 100%
Sites-Based | FCZ12i | Health Care | 4.334% | 0% | 2.102% | 92.57% | 0.9929% | 0% | 0% | 100%
Sites-Based | FCZ12i | Lodging | 30.04% | 0% | 0% | 69.16% | 0.7992% | 0% | 0% | 100%
Sites-Based | FCZ12i | Miscellaneous | 20.03% | 0% | 0.1856% | 67.35% | 0.4008% | 0% | 12.04% | 100%
Sites-Based | FCZ12i | Office, Large | 4.752% | 5.443% | 16.09% | 71.08% | 2.636% | 0% | 0% | 100%
Sites-Based | FCZ12i | Office, Small | 5.911% | 0.2103% | 0% | 84.9% | 0.2103% | 6.869% | 1.896% | 100%
Sites-Based | FCZ12i | Refrigerated Warehouse | 69.07% | 0% | 0% | 30.93% | 0% | 0% | 0% | 100%
Sites-Based | FCZ12i | Restaurant | 8.773% | 0% | 0% | 91.23% | 0% | 0% | 0% | 100%
Sites-Based | FCZ12i | Retail | 10.2% | 0% | 0% | 88.37% | 0% | 0% | 1.435% | 100%
Sites-Based | FCZ12i | School | 2.106% | 0% | 0% | 97.89% | 0% | 0% | 0% | 100%
Sites-Based | FCZ12i | Warehouse | 10.18% | 0% | 0% | 87.37% | 0% | 0% | 2.448% | 100%
Sites-Based | FCZ12i | All Commercial | 10.21% | 0.1291% | 0.2956% | 83.55% | 0.2282% | 2.109% | 3.471% | 100%
Sites-Based | FCZ13 | College | 6.105% | 0% | 0% | 89.84% | 0% | 0% | 4.055% | 100%
Sites-Based | FCZ13 | Food Stores | 2.901% | 0% | 0% | 97.1% | 0% | 0% | 0% | 100%
Sites-Based | FCZ13 | Health Care | 8.373% | 0% | 2.576% | 87.49% | 1.561% | 0% | 0% | 100%
Sites-Based | FCZ13 | Lodging | 42.75% | 0% | 0% | 57.25% | 0% | 0% | 0% | 100%
Sites-Based | FCZ13 | Miscellaneous | 19.43% | 0% | 0.2206% | 74.73% | 0.1411% | 0% | 5.476% | 100%
Sites-Based | FCZ13 | Office, Large | 6.326% | 1.969% | 3.37% | 74.01% | 14.32% | 0% | 0% | 100%
Sites-Based | FCZ13 | Office, Small | 6.869% | 0% | 0% | 92.43% | 0% | 0% | 0.6962% | 100%
Sites-Based | FCZ13 | Refrigerated Warehouse | 2.105% | 0% | 0% | 97.9% | 0% | 0% | 0% | 100%
Sites-Based | FCZ13 | Restaurant | 2.498% | 0% | 1.121% | 96.38% | 0% | 0% | 0% | 100%
Sites-Based | FCZ13 | Retail | 7.988% | 0% | 0% | 91% | 0% | 0% | 1.011% | 100%
Sites-Based | FCZ13 | School | 1.728% | 0% | 0% | 98.27% | 0% | 0% | 0% | 100%
Sites-Based | FCZ13 | Warehouse | 16.93% | 0% | 0% | 80.12% | 0% | 0% | 2.953% | 100%
Sites-Based | FCZ13 | All Commercial | 8.934% | 0.03395% | 0.2888% | 88.9% | 0.3067% | 0% | 1.536% | 100%
Sites-Based | FCZ16 | College | 23.94% | 0% | 0% | 76.06% | 0% | 0% | 0% | 100%
Sites-Based | FCZ16 | Food Stores | 31.82% | 0% | 0% | 67.55% | 0% | 0% | 0.633% | 100%
Sites-Based | FCZ16 | Health Care | 1.18% | 0% | 1.031% | 95.81% | 1.982% | 0% | 0% | 100%
Sites-Based | FCZ16 | Lodging | 53.48% | 3.91% | 1.272% | 36.21% | 5.132% | 0% | 0% | 100%
Sites-Based | FCZ16 | Miscellaneous | 48.29% | 0% | 0.263% | 40.33% | 0.3845% | 0% | 10.73% | 100%
Sites-Based | FCZ16 | Office, Large | 23.81% | 0% | 8.844% | 38.46% | 28.89% | 0% | 0% | 100%
Sites-Based | FCZ16 | Office, Small | 22.56% | 0% | 0% | 73.65% | 0% | 0% | 3.79% | 100%
Sites-Based | FCZ16 | Refrigerated Warehouse | 0% | 0% | 0% | 93.43% | 0% | 0% | 6.574% | 100%
Sites-Based | FCZ16 | Restaurant | 11.91% | 0% | 0% | 87.84% | 0.2503% | 0% | 0% | 100%
Sites-Based | FCZ16 | Retail | 14.2% | 0% | 0.9207% | 69.24% | 0.1073% | 0% | 15.53% | 100%
Sites-Based | FCZ16 | School | 6.377% | 0% | 0% | 93.62% | 0% | 0% | 0% | 100%
Sites-Based | FCZ16 | Warehouse | 56.03% | 0% | 0% | 34.74% | 0% | 0% | 9.223% | 100%
Sites-Based | FCZ16 | All Commercial | 22.96% | 0.03294% | 0.54% | 67.69% | 0.7206% | 0% | 8.054% | 100%
Sites-Based | FCZ17 | College | 0% | 0% | 0% | 100% | 0% | 0% | 0% | 100%
Sites-Based | FCZ17 | Food Stores | 0.6992% | 0% | 0% | 99.3% | 0% | 0% | 0% | 100%
Sites-Based | FCZ17 | Health Care | 1.413% | 0% | 0% | 97.13% | 1.452% | 0% | 0% | 100%
Sites-Based | FCZ17 | Lodging | 100% | 0% | 0% | 0% | 0% | 0% | 0% | 100%
Sites-Based | FCZ17 | Miscellaneous | 36.63% | 0% | 0% | 63.37% | 0% | 0% | 0% | 100%
Sites-Based | FCZ17 | Office, Large | 0% | 0% | 13.84% | 30.38% | 55.78% | 0% | 0% | 100%
Sites-Based | FCZ17 | Office, Small | 5.296% | 0% | 0% | 94.7% | 0% | 0% | 0% | 100%
Sites-Based | FCZ17 | Refrigerated Warehouse | 0% | 0% | 0% | 100% | 0% | 0% | 0% | 100%
Sites-Based | FCZ17 | Restaurant | 0% | 0% | 0% | 100% | 0% | 0% | 0% | 100%
Sites-Based | FCZ17 | Retail | 0% | 0% | 0% | 100% | 0% | 0% | 0% | 100%
Sites-Based | FCZ17 | School | 2.714% | 4.422% | 2.402% | 84.64% | 5.825% | 0% | 0% | 100%
Sites-Based | FCZ17 | Warehouse | 0% | 0% | 0% | 100% | 0% | 0% | 0% | 100%
Sites-Based | FCZ17 | All Commercial | 8.228% | 0.09604% | 0.1912% | 90.76% | 0.7204% | 0% | 0% | 100%
Note on J20: Unable to verify the type of equipment due to lack of access

## Air Dist Syst Types by Vintage
Primary HVAC Air Distribution System Types by Building Vintage By Planning Area, Utility, Forecast Zone & Vintage
Statewide - Participating Utilities1 + Nonparticipating Utilities2 + Non-Surveyed Forecast Zones3 (FCZ)
Utility xxx Tot - Utility xxx Planning Area (Participating Utility xxx + Nonparticipating Utilities within the planning area of Utility xxx)
Utility xxx - Participating Utility xxx
FCZ xx Tot - Participating Utility Forecast Zone Total (FZC xx + Nonparticipating Utilities within the planning area of the corresponding Utility)
FCZ xx - Participating Utility Forecast zone
1- Participating Utilities: PG&E, SCE, SDG&E, LADWP, SMUD
2- Non-Participating Utilities: Other utilities operating within the areas covered by CEUS survey
3- Forecast Zones (FCZ): Climate zones defined for the Energy Commission's Forecast (FCZ01-FCZ17)
Notes
Only the primary system-type were collect by the survey; therefore, there could be cases where certain sections of a site are served by other types of distribution systems.
For each listed cooling equipment type, columns represents the percent or total Commercial floorspace (rows 21-579) or, percent of total number Commercial sites (rows 580-1138)
|  |  | Fan Coil / Unit Ventilator | [5 empty] | Dual Duct Constant Air Volume | [5 empty] | Dual Duct Variable Air Volume | [5 empty] | Single Duct Constant Air Volume | [5 empty] | Single Duct Variable Air Volume | [5 empty] | Air Dist. Sys. Type Unknown | [5 empty] | No Air Dist. Sys.
Calculation Method | Statewide/ Utility/ FCZ | Building Type | Pre-1978 | 1978-1997 | 1998-2007 | 2008-2018 | Data Unavailable | Total | Pre-1978 | 1978-1997 | 1998-2007 | 2008-2018 | Data Unavailable | Total | Pre-1978 | 1978-1997 | 1998-2007 | 2008-2018 | Data Unavailable | Total | Pre-1978 | 1978-1997 | 1998-2007 | 2008-2018 | Data Unavailable | Total | Pre-1978 | 1978-1997 | 1998-2007 | 2008-2018 | Data Unavailable | Total | Pre-1978 | 1978-1997 | 1998-2007 | 2008-2018 | Data Unavailable | Total | Pre-1978 | 1978-1997 | 1998-2007 | 2008-2018 | Data Unavailable | Total
Floorspace-Based | Statewide | College | 20.61% | 0.1372% | 5.254% | 0.2007% | 0.2417% | 26.45% | 0% | 0% | 0% | 0% | 0% | 0% | 16.47% | 3.451% | 1.657% | 0% | 0.04312% | 21.63% | 9.443% | 6.418% | 2.938% | 1.303% | 1.612% | 21.71% | 28.05% | 0.4512% | 1.087% | 0.2642% | 0% | 29.85% | 0.1853% | 0% | 0% | 0% | 0.1147% | 0.2999% | 0.02011% | 0.03978% | 0% | 0% | 0% | 0.05988% | ↓ % of Commercial floorspace served by the specified air distribution systems
Floorspace-Based | Statewide | Food Stores | 3.191% | 0.3321% | 0.02434% | 0.1114% | 0.352% | 4.011% | 0% | 0.06977% | 0.1347% | 0% | 0% | 0.2045% | 0% | 0.08775% | 0% | 0% | 0% | 0.08775% | 33.33% | 30.19% | 11.25% | 4.577% | 13.67% | 93.02% | 0% | 0% | 0% | 0% | 0% | 0% | 0.06847% | 0.2718% | 0% | 0% | 0.04093% | 0.3812% | 1.749% | 0.3911% | 0.03645% | 0% | 0.1152% | 2.292%
Floorspace-Based | Statewide | Health Care | 7.409% | 6.221% | 2.991% | 3.419% | 1.232% | 21.27% | 3.876% | 0.07716% | 0% | 0% | 0% | 3.953% | 6.088% | 3.32% | 1.421% | 0.3093% | 0.3193% | 11.46% | 16.37% | 18.16% | 8.652% | 5.184% | 5.052% | 53.42% | 5.822% | 1.192% | 1.82% | 0.8824% | 0.1778% | 9.894% | 0% | 0% | 0% | 0% | 0% | 0% | 0% | 0% | 0% | 0% | 0% | 0%
Floorspace-Based | Statewide | Lodging | 10.25% | 15.07% | 2.544% | 3.033% | 2.258% | 33.16% | 0.558% | 2.337% | 0.7678% | 0% | 0% | 3.663% | 0.1126% | 0.3656% | 0.2742% | 1.962% | 0.6797% | 3.394% | 18.6% | 15.2% | 11.4% | 3.422% | 5.23% | 53.86% | 0.2735% | 2.376% | 2.066% | 1.186% | 0% | 5.902% | 0% | 0% | 0% | 0% | 0% | 0% | 0.01389% | 0.01205% | 0% | 0% | 0% | 0.02593%
Floorspace-Based | Statewide | Miscellaneous | 7.323% | 1.931% | 0.9093% | 1.157% | 1.082% | 12.4% | 0.0978% | 0.07% | 0.2187% | 0% | 0.05752% | 0.444% | 0.8968% | 0.32% | 1.495% | 0.1848% | 0.1613% | 3.058% | 34.36% | 22.64% | 9.902% | 4.343% | 7.431% | 78.68% | 0.6266% | 0.749% | 0.8382% | 0.2494% | 0.1637% | 2.627% | 0.02781% | 0.003537% | 0.01267% | 0% | 0% | 0.04401% | 1.508% | 0.7214% | 0.1739% | 0.02765% | 0.3134% | 2.744%
Floorspace-Based | Statewide | Office, Large | 8.232% | 6.103% | 2% | 0.6025% | 0.4314% | 17.37% | 0.69% | 2.322% | 0.1802% | 0% | 0.1261% | 3.318% | 8.051% | 4.179% | 2.021% | 1.024% | 0% | 15.27% | 11.29% | 16.11% | 8.638% | 2.942% | 3.621% | 42.6% | 6.512% | 9.464% | 2.18% | 2.54% | 0.5238% | 21.22% | 0.06224% | 0% | 0.1524% | 0% | 0% | 0.2147% | 0% | 0% | 0% | 0% | 0% | 0%
Floorspace-Based | Statewide | Office, Small | 3.008% | 0.7278% | 0.24% | 0.1184% | 0.3294% | 4.424% | 0.02718% | 0.04104% | 0% | 0.07706% | 0% | 0.1453% | 0.06578% | 0.09789% | 0.05784% | 0% | 0% | 0.2215% | 35.09% | 32% | 12.69% | 4.567% | 8.098% | 92.44% | 0.101% | 0.1535% | 0.03305% | 0.02658% | 0% | 0.3141% | 0.7095% | 0.4247% | 0.2917% | 0.01143% | 0.0899% | 1.527% | 0.7658% | 0.004559% | 0.1328% | 0.01595% | 0.01183% | 0.9309%
Floorspace-Based | Statewide | Refrigerated Warehouse | 1.547% | 0.7079% | 0.2776% | 4.724% | 0.8068% | 8.063% | 0% | 0% | 0% | 0% | 0% | 0% | 0% | 0% | 0% | 0% | 0% | 0% | 19.64% | 32.33% | 12.76% | 11.63% | 15.22% | 91.59% | 0% | 0% | 0% | 0% | 0% | 0% | 0% | 0% | 0% | 0% | 0% | 0% | 0% | 0% | 0.04679% | 0% | 0.3045% | 0.3513%
Floorspace-Based | Statewide | Restaurant | 2.669% | 0.5589% | 0.08503% | 0.02251% | 0.5853% | 3.921% | 0% | 0% | 0% | 0% | 0% | 0% | 0% | 0% | 0% | 0.02927% | 0.03159% | 0.06086% | 36.51% | 31.6% | 10.87% | 5.583% | 10.44% | 95% | 0.03115% | 0% | 0% | 0% | 0% | 0.03115% | 0.1047% | 0.01825% | 0% | 0% | 0.1736% | 0.2966% | 0.5333% | 0.08006% | 0.05494% | 0.007346% | 0.01891% | 0.6946%
Floorspace-Based | Statewide | Retail | 2.828% | 0.7984% | 0.05834% | 0.2262% | 0.4006% | 4.311% | 0% | 0.1084% | 0% | 0% | 0.1925% | 0.3008% | 0.01645% | 0% | 0% | 0.05553% | 0.00863% | 0.08061% | 28.07% | 26.72% | 17.15% | 9.277% | 10.87% | 92.09% | 0.3117% | 0.2622% | 0% | 0% | 0.4617% | 1.036% | 0.09621% | 0% | 0.02199% | 0.01557% | 0.05328% | 0.1871% | 1.602% | 0.1129% | 0.01542% | 0.1301% | 0.131% | 1.992%
Floorspace-Based | Statewide | School | 2.419% | 2.714% | 0.003433% | 0.8629% | 0.1381% | 6.137% | 0.1544% | 0% | 0% | 0% | 0.5805% | 0.7349% | 1.342% | 0% | 0.1287% | 0.123% | 0% | 1.594% | 49.54% | 15.7% | 12.82% | 4.339% | 7.33% | 89.73% | 0.4271% | 1.186% | 0% | 0.1114% | 0.0824% | 1.806% | 0% | 0% | 0% | 0% | 0% | 0% | 0% | 0% | 0% | 0% | 0% | 0%
Floorspace-Based | Statewide | Warehouse | 1.097% | 0.8861% | 0.09437% | 0.2603% | 0.6784% | 3.016% | 0% | 0.2498% | 0% | 0% | 0% | 0.2498% | 0% | 0% | 0% | 0% | 0% | 0% | 21.17% | 27.93% | 24.01% | 10.65% | 11.76% | 95.52% | 0% | 0.04865% | 0% | 0% | 0% | 0.04865% | 0.04858% | 0.006643% | 0.08175% | 0% | 0% | 0.137% | 0.584% | 0.07071% | 0.08091% | 0.005011% | 0.2921% | 1.033%
Floorspace-Based | Statewide | All Commercial | 5.654% | 2.98% | 1.054% | 0.8968% | 0.6977% | 11.28% | 0.3779% | 0.5462% | 0.1142% | 0.006746% | 0.09988% | 1.145% | 2.551% | 1.051% | 0.7719% | 0.3287% | 0.08879% | 4.791% | 26.34% | 22.46% | 12.93% | 5.702% | 7.841% | 75.27% | 2.737% | 1.923% | 0.7494% | 0.5635% | 0.1854% | 6.158% | 0.1087% | 0.04672% | 0.06529% | 0.002992% | 0.02522% | 0.2489% | 0.7098% | 0.1796% | 0.06192% | 0.02427% | 0.1286% | 1.104%
Floorspace-Based | PG&E Tot | College | 19.05% | 0% | 0.06359% | 0.1354% | 0.741% | 19.99% | 0% | 0% | 0% | 0% | 0% | 0% | 11.92% | 0% | 5.115% | 0% | 0% | 17.03% | 10.49% | 6.337% | 1.685% | 0.7372% | 1.07% | 20.32% | 40.39% | 0.7014% | 0.1413% | 0.4441% | 0% | 41.67% | 0.5721% | 0% | 0% | 0% | 0.354% | 0.9261% | 0.06208% | 0% | 0% | 0% | 0% | 0.06208%
Floorspace-Based | PG&E Tot | Food Stores | 3.898% | 0.4189% | 0.007806% | 0.05128% | 0.6426% | 5.018% | 0% | 0% | 0.3856% | 0% | 0% | 0.3856% | 0% | 0.2511% | 0% | 0% | 0% | 0.2511% | 25.24% | 26.49% | 17.38% | 4.942% | 16.4% | 90.44% | 0% | 0% | 0% | 0% | 0% | 0% | 0% | 0.08825% | 0% | 0% | 0.1171% | 0.2054% | 2.642% | 0.8614% | 0% | 0% | 0.1956% | 3.699%
Floorspace-Based | PG&E Tot | Health Care | 11.31% | 9.334% | 6.379% | 6.648% | 0.9666% | 34.63% | 0.2398% | 0% | 0% | 0% | 0% | 0.2398% | 1.99% | 0.5808% | 0% | 0.7946% | 0% | 3.365% | 12.13% | 19.58% | 12.23% | 5.552% | 4.114% | 53.6% | 5.522% | 1.594% | 0.7125% | 0.3347% | 0% | 8.163% | 0% | 0% | 0% | 0% | 0% | 0% | 0% | 0% | 0% | 0% | 0% | 0%
Floorspace-Based | PG&E Tot | Lodging | 16.56% | 10.32% | 2.077% | 1.413% | 1.492% | 31.87% | 0% | 0.2322% | 1.751% | 0% | 0% | 1.983% | 0.105% | 0.587% | 0.6253% | 0.7362% | 0.4186% | 2.472% | 27.1% | 12.46% | 15.24% | 2.972% | 2.614% | 60.38% | 0.1761% | 0.2657% | 2.857% | 0% | 0% | 3.299% | 0% | 0% | 0% | 0% | 0% | 0% | 0% | 0% | 0% | 0% | 0% | 0%
Floorspace-Based | PG&E Tot | Miscellaneous | 8.513% | 2.611% | 1.322% | 1.743% | 1.632% | 15.82% | 0.2111% | 0.1511% | 0.1731% | 0% | 0% | 0.5354% | 0.2397% | 0% | 3.228% | 0.01139% | 0.2604% | 3.739% | 33.01% | 23.69% | 7.933% | 5.912% | 5.009% | 75.55% | 0.5554% | 0.838% | 0.2237% | 0.1388% | 0% | 1.756% | 0.01962% | 0.007635% | 0% | 0% | 0% | 0.02725% | 1.471% | 0.4074% | 0.3459% | 0.01836% | 0.3286% | 2.572%
Floorspace-Based | PG&E Tot | Office, Large | 13.72% | 7.562% | 3.005% | 0.3604% | 0.5952% | 25.24% | 1.032% | 3.362% | 0.1493% | 0% | 0% | 4.544% | 6.261% | 3.922% | 1.715% | 0% | 0% | 11.9% | 12.61% | 9.409% | 6.982% | 4.632% | 3.571% | 37.2% | 4.901% | 8.696% | 3.888% | 3.12% | 0% | 20.61% | 0.1476% | 0% | 0.3614% | 0% | 0% | 0.509% | 0% | 0% | 0% | 0% | 0% | 0%
Floorspace-Based | PG&E Tot | Office, Small | 3.132% | 0.5496% | 0.3389% | 0.1054% | 0.2277% | 4.354% | 0.0693% | 0% | 0% | 0.08891% | 0% | 0.1582% | 0.03331% | 0% | 0% | 0% | 0% | 0.03331% | 32.54% | 30.09% | 16.6% | 4.739% | 7.669% | 91.64% | 0.2575% | 0.3334% | 0% | 0% | 0% | 0.5909% | 1.552% | 0% | 0.3159% | 0.02916% | 0.1829% | 2.08% | 0.732% | 0.002831% | 0.3386% | 0.04067% | 0.02864% | 1.143%
Floorspace-Based | PG&E Tot | Refrigerated Warehouse | 2.231% | 1.206% | 0% | 12.4% | 0.4148% | 16.26% | 0% | 0% | 0% | 0% | 0% | 0% | 0% | 0% | 0% | 0% | 0% | 0% | 17.65% | 38.93% | 10.5% | 5.913% | 10.75% | 83.74% | 0% | 0% | 0% | 0% | 0% | 0% | 0% | 0% | 0% | 0% | 0% | 0% | 0% | 0% | 0% | 0% | 0% | 0%
Floorspace-Based | PG&E Tot | Restaurant | 4.68% | 0.8463% | 0.02606% | 0% | 1.191% | 6.744% | 0% | 0% | 0% | 0% | 0% | 0% | 0% | 0% | 0% | 0% | 0.09543% | 0.09543% | 33.01% | 26.35% | 13.16% | 6.3% | 12.25% | 91.07% | 0% | 0% | 0% | 0% | 0% | 0% | 0.03804% | 0% | 0% | 0% | 0.2695% | 0.3075% | 1.474% | 0.06773% | 0.166% | 0.02219% | 0.05134% | 1.782%
Floorspace-Based | PG&E Tot | Retail | 3.247% | 0.6728% | 0.1013% | 0.7365% | 0.8223% | 5.58% | 0% | 0% | 0% | 0% | 0% | 0% | 0.05594% | 0% | 0% | 0% | 0.02936% | 0.0853% | 29.34% | 23.03% | 16.48% | 8.34% | 13.42% | 90.6% | 0.2906% | 0% | 0% | 0% | 0.7879% | 1.078% | 0.1477% | 0% | 0% | 0.05298% | 0% | 0.2007% | 2.022% | 0.2824% | 0% | 0% | 0.147% | 2.452%
Floorspace-Based | PG&E Tot | School | 3.216% | 1.983% | 0.01272% | 0% | 0.06225% | 5.274% | 0% | 0% | 0% | 0% | 0% | 0% | 0% | 0% | 0% | 0% | 0% | 0% | 53.14% | 22.34% | 5.257% | 1.215% | 10.24% | 92.19% | 0% | 2.235% | 0% | 0% | 0.3053% | 2.541% | 0% | 0% | 0% | 0% | 0% | 0% | 0% | 0% | 0% | 0% | 0% | 0%
Floorspace-Based | PG&E Tot | Warehouse | 1.395% | 1.12% | 0.1145% | 0% | 0.6363% | 3.266% | 0% | 0.9527% | 0% | 0% | 0% | 0.9527% | 0% | 0% | 0% | 0% | 0% | 0% | 17.4% | 33.9% | 18.87% | 13.69% | 10.79% | 94.65% | 0% | 0.1855% | 0% | 0% | 0% | 0.1855% | 0% | 0% | 0% | 0% | 0% | 0% | 0.5257% | 0.1376% | 0.1932% | 0.006718% | 0.0793% | 0.9426%
Floorspace-Based | PG&E Tot | All Commercial | 8.109% | 3.548% | 1.404% | 1.265% | 0.908% | 15.23% | 0.2506% | 0.7301% | 0.1906% | 0.008338% | 0% | 1.18% | 1.732% | 0.7559% | 1.324% | 0.09603% | 0.0958% | 4.004% | 25.71% | 21.48% | 11.31% | 5.927% | 6.965% | 71.38% | 2.928% | 2.024% | 0.9568% | 0.61% | 0.09843% | 6.616% | 0.214% | 0.00418% | 0.0921% | 0.008174% | 0.04008% | 0.3585% | 0.7954% | 0.1671% | 0.1399% | 0.009502% | 0.1126% | 1.225%
Floorspace-Based | SCE Tot | College | 8.082% | 0.271% | 11.3% | 0.09069% | 0% | 19.74% | 0% | 0% | 0% | 0% | 0% | 0% | 25.16% | 4.986% | 0% | 0% | 0.1065% | 30.25% | 10.85% | 7.982% | 3.479% | 1.954% | 2.354% | 26.62% | 19.97% | 0.5532% | 2.571% | 0.2972% | 0% | 23.39% | 0% | 0% | 0% | 0% | 0% | 0% | 0% | 0% | 0% | 0% | 0% | 0%
Floorspace-Based | SCE Tot | Food Stores | 2.316% | 0.2579% | 0.03121% | 0% | 0.1827% | 2.788% | 0% | 0.1678% | 0% | 0% | 0% | 0.1678% | 0% | 0% | 0% | 0% | 0% | 0% | 37.58% | 29.48% | 5.75% | 4.686% | 17.51% | 95% | 0% | 0% | 0% | 0% | 0% | 0% | 0.1647% | 0% | 0% | 0% | 0% | 0.1647% | 1.768% | 0% | 0% | 0% | 0.1128% | 1.881%
Floorspace-Based | SCE Tot | Health Care | 5.277% | 1.455% | 0.4027% | 1.371% | 2.345% | 10.85% | 10.36% | 0.2113% | 0% | 0% | 0% | 10.57% | 3.907% | 6.328% | 3.105% | 0% | 0.8744% | 14.21% | 20.61% | 14.68% | 6.8% | 4.26% | 6.477% | 52.83% | 4.794% | 1.334% | 3.244% | 1.864% | 0.3035% | 11.54% | 0% | 0% | 0% | 0% | 0% | 0% | 0% | 0% | 0% | 0% | 0% | 0%
Floorspace-Based | SCE Tot | Lodging | 2.749% | 17.38% | 2.619% | 2.813% | 2.242% | 27.8% | 0.5194% | 3.547% | 0% | 0% | 0% | 4.066% | 0% | 0.3245% | 0% | 1.042% | 0.3016% | 1.668% | 14.22% | 20.33% | 7.03% | 4.041% | 12.16% | 57.78% | 0.5886% | 6.227% | 1.822% | 0% | 0% | 8.637% | 0% | 0% | 0% | 0% | 0% | 0% | 0.04165% | 0% | 0% | 0% | 0% | 0.04165%
Floorspace-Based | SCE Tot | Miscellaneous | 5.276% | 0.9727% | 0.3468% | 0.3582% | 0.6154% | 7.569% | 0% | 0% | 0.4328% | 0% | 0.1798% | 0.6126% | 2.304% | 0.5446% | 0% | 0.2069% | 0.02622% | 3.082% | 32.29% | 23.77% | 12.26% | 3.214% | 10.99% | 82.53% | 0.5593% | 0.9277% | 1.636% | 0% | 0.5116% | 3.635% | 0.01266% | 0% | 0.0396% | 0% | 0% | 0.05226% | 1.854% | 0.4568% | 0.01356% | 0.05677% | 0.1373% | 2.519%
Floorspace-Based | SCE Tot | Office, Large | 1.211% | 3.829% | 1.083% | 0% | 0.6395% | 6.762% | 0.7881% | 0% | 0% | 0% | 0.4472% | 1.235% | 7.054% | 0.07487% | 1.641% | 1.512% | 0% | 10.28% | 14.47% | 26.4% | 16.11% | 2.669% | 6.783% | 66.43% | 2.084% | 8.802% | 0% | 2.912% | 1.488% | 15.29% | 0% | 0% | 0% | 0% | 0% | 0% | 0% | 0% | 0% | 0% | 0% | 0%
Floorspace-Based | SCE Tot | Office, Small | 1.675% | 0.1863% | 0.1576% | 0.1141% | 0.414% | 2.547% | 0% | 0% | 0% | 0% | 0% | 0% | 0.03228% | 0.1314% | 0% | 0% | 0% | 0.1637% | 37.13% | 31.84% | 11.5% | 5.709% | 9.928% | 96.11% | 0% | 0% | 0% | 0% | 0% | 0% | 0.09868% | 0.6755% | 0.2254% | 0% | 0% | 0.9996% | 0.1789% | 0% | 0% | 0% | 0% | 0.1789%
Floorspace-Based | SCE Tot | Refrigerated Warehouse | 1.393% | 0.3443% | 0% | 0% | 1.361% | 3.097% | 0% | 0% | 0% | 0% | 0% | 0% | 0% | 0% | 0% | 0% | 0% | 0% | 18.86% | 25.65% | 14.65% | 17.89% | 19.85% | 96.9% | 0% | 0% | 0% | 0% | 0% | 0% | 0% | 0% | 0% | 0% | 0% | 0% | 0% | 0% | 0% | 0% | 0% | 0%
Floorspace-Based | SCE Tot | Restaurant | 0.6633% | 0.2013% | 0.1469% | 0.00663% | 0.344% | 1.362% | 0% | 0% | 0% | 0% | 0% | 0% | 0% | 0% | 0% | 0% | 0% | 0% | 38.11% | 33.42% | 10.06% | 5.583% | 10.88% | 98.05% | 0% | 0% | 0% | 0% | 0% | 0% | 0.215% | 0% | 0% | 0% | 0.197% | 0.412% | 0.041% | 0.1345% | 0% | 0% | 0% | 0.1755%
Floorspace-Based | SCE Tot | Retail | 3.231% | 0.3044% | 0.06111% | 0.02065% | 0.1835% | 3.8% | 0% | 0.2319% | 0% | 0% | 0.4119% | 0.6438% | 0% | 0% | 0% | 0% | 0% | 0% | 25.76% | 26.12% | 16.78% | 13.15% | 11.36% | 93.17% | 0% | 0.5613% | 0% | 0% | 0.4924% | 1.054% | 0.1003% | 0% | 0.04707% | 0% | 0.114% | 0.2614% | 1.042% | 0% | 0.02958% | 0.002858% | 0% | 1.074%
Floorspace-Based | SCE Tot | School | 2.191% | 1.516% | 0% | 0.08342% | 0.1912% | 3.982% | 0% | 0% | 0% | 0% | 1.232% | 1.232% | 2.003% | 0% | 0.2731% | 0.2609% | 0% | 2.537% | 50.1% | 14.33% | 18.12% | 5.186% | 3.365% | 91.11% | 0.9061% | 0% | 0% | 0.2362% | 0% | 1.142% | 0% | 0% | 0% | 0% | 0% | 0% | 0% | 0% | 0% | 0% | 0% | 0%
Floorspace-Based | SCE Tot | Warehouse | 0.7933% | 0.8276% | 0.051% | 0.4009% | 0.7479% | 2.821% | 0% | 0% | 0% | 0% | 0% | 0% | 0% | 0% | 0% | 0% | 0% | 0% | 20.1% | 25.06% | 27.27% | 10.64% | 13.08% | 96.15% | 0% | 0% | 0% | 0% | 0% | 0% | 0.07483% | 0% | 0.1259% | 0% | 0% | 0.2007% | 0.6696% | 0.05079% | 0.04349% | 0.005004% | 0.06364% | 0.8326%
Floorspace-Based | SCE Tot | All Commercial | 2.725% | 1.776% | 0.8195% | 0.3558% | 0.6539% | 6.329% | 0.6045% | 0.2025% | 0.06512% | 0% | 0.2428% | 1.115% | 2.523% | 0.6343% | 0.3433% | 0.2552% | 0.06389% | 3.82% | 26.52% | 23.65% | 16.08% | 7.06% | 10.12% | 83.44% | 1.494% | 1.485% | 0.5925% | 0.4235% | 0.3162% | 4.312% | 0.05139% | 0.05387% | 0.05901% | 0% | 0.02177% | 0.186% | 0.6467% | 0.08367% | 0.01609% | 0.01008% | 0.03805% | 0.7946%
Floorspace-Based | SDG&E Tot | College | 2.402% | 0.2104% | 0% | 0% | 0.013% | 2.626% | 0% | 0% | 0% | 0% | 0% | 0% | 18.58% | 10.95% | 0% | 0% | 0% | 29.53% | 5.395% | 5.887% | 1.841% | 1.4% | 0.651% | 15.17% | 52.67% | 0% | 0% | 0% | 0% | 52.67% | 0% | 0% | 0% | 0% | 0% | 0% | 0% | 0% | 0% | 0% | 0% | 0%
Floorspace-Based | SDG&E Tot | Food Stores | 3.563% | 0.8289% | 0.09124% | 0% | 0.08652% | 4.57% | 0% | 0% | 0% | 0% | 0% | 0% | 0% | 0% | 0% | 0% | 0% | 0% | 29.33% | 49.27% | 6.311% | 3.862% | 2.085% | 90.86% | 0% | 0% | 0% | 0% | 0% | 0% | 0% | 2.544% | 0% | 0% | 0% | 2.544% | 0.6864% | 0.9508% | 0.3848% | 0% | 0% | 2.022%
Floorspace-Based | SDG&E Tot | Health Care | 5.969% | 7.428% | 0% | 1.19% | 0% | 14.59% | 0% | 0% | 0% | 0% | 0% | 0% | 0% | 3.976% | 2.575% | 0% | 0% | 6.552% | 21% | 31.13% | 8.102% | 7.123% | 0.7409% | 68.1% | 7.546% | 0% | 3.215% | 0% | 0% | 10.76% | 0% | 0% | 0% | 0% | 0% | 0% | 0% | 0% | 0% | 0% | 0% | 0%
Floorspace-Based | SDG&E Tot | Lodging | 5.05% | 16.67% | 1.267% | 10.76% | 6.205% | 39.95% | 0% | 0% | 0% | 0% | 0% | 0% | 0.4997% | 0% | 0% | 9.432% | 0% | 9.932% | 10.39% | 20.56% | 13.24% | 2.683% | 0.2204% | 47.1% | 0% | 1.375% | 1.55% | 0% | 0% | 2.925% | 0% | 0% | 0% | 0% | 0% | 0% | 0% | 0.09039% | 0% | 0% | 0% | 0.09039%
Floorspace-Based | SDG&E Tot | Miscellaneous | 4.768% | 2.075% | 1.654% | 0% | 0.4391% | 8.935% | 0% | 0% | 0% | 0% | 0% | 0% | 0.4638% | 0% | 0% | 0% | 0.3093% | 0.7731% | 34.24% | 25.36% | 12.41% | 3.274% | 7.07% | 82.36% | 0% | 0.03349% | 1.753% | 1.772% | 0% | 3.558% | 0.1404% | 0% | 0% | 0% | 0% | 0.1404% | 0.7983% | 2.311% | 0.01137% | 0% | 1.112% | 4.233%
Floorspace-Based | SDG&E Tot | Office, Large | 5.823% | 5.726% | 4.377% | 0.2034% | 0% | 16.13% | 0% | 9.248% | 1.2% | 0% | 0% | 10.45% | 2.037% | 9.144% | 7.226% | 1.429% | 0% | 19.84% | 5.597% | 25.79% | 7.034% | 1.203% | 1.6% | 41.22% | 3.13% | 3.467% | 1.647% | 4.119% | 0% | 12.36% | 0% | 0% | 0% | 0% | 0% | 0% | 0% | 0% | 0% | 0% | 0% | 0%
Floorspace-Based | SDG&E Tot | Office, Small | 1.223% | 3.34% | 0.3411% | 0.08882% | 0.6542% | 5.647% | 0% | 0.3418% | 0% | 0.3514% | 0% | 0.6931% | 0.3382% | 0.4051% | 0.4817% | 0% | 0% | 1.225% | 27.06% | 42.26% | 8.143% | 2.569% | 7.874% | 87.91% | 0% | 0.1897% | 0.2752% | 0.2213% | 0% | 0.6863% | 0.5319% | 1.428% | 0.6939% | 0% | 0.1513% | 2.805% | 1.003% | 0.02333% | 0% | 0% | 0.005014% | 1.032%
Floorspace-Based | SDG&E Tot | Refrigerated Warehouse | 1.584% | 0% | 8.843% | 3.509% | 0% | 13.94% | 0% | 0% | 0% | 0% | 0% | 0% | 0% | 0% | 0% | 0% | 0% | 0% | 9.5% | 33.05% | 42.02% | 0% | 0% | 84.57% | 0% | 0% | 0% | 0% | 0% | 0% | 0% | 0% | 0% | 0% | 0% | 0% | 0% | 0% | 1.49% | 0% | 0% | 1.49%
Floorspace-Based | SDG&E Tot | Restaurant | 4.403% | 2.179% | 0.156% | 0.1794% | 0.4706% | 7.387% | 0% | 0% | 0% | 0% | 0% | 0% | 0% | 0% | 0% | 0% | 0% | 0% | 32.03% | 39.31% | 8.938% | 5.549% | 6.233% | 92.06% | 0% | 0% | 0% | 0% | 0% | 0% | 0% | 0.2114% | 0% | 0% | 0% | 0.2114% | 0.3204% | 0% | 0% | 0% | 0.02219% | 0.3426%
Floorspace-Based | SDG&E Tot | Retail | 1.33% | 0.9002% | 0% | 0% | 0.7704% | 3% | 0% | 0% | 0% | 0% | 0% | 0% | 0% | 0% | 0% | 0.1763% | 0% | 0.1763% | 24.34% | 41.71% | 14.06% | 2.925% | 12.45% | 95.49% | 0% | 0% | 0% | 0% | 0% | 0% | 0.06224% | 0% | 0% | 0% | 0% | 0.06224% | 0.3474% | 0.2364% | 0.01686% | 0% | 0.667% | 1.268%
Floorspace-Based | SDG&E Tot | School | 0% | 1.175% | 0% | 9.55% | 0.3619% | 11.09% | 0% | 0% | 0% | 0% | 0% | 0% | 0% | 0% | 0% | 0% | 0% | 0% | 28.75% | 23.53% | 18.83% | 13.91% | 3.879% | 88.91% | 0% | 0% | 0% | 0% | 0% | 0% | 0% | 0% | 0% | 0% | 0% | 0% | 0% | 0% | 0% | 0% | 0% | 0%
Floorspace-Based | SDG&E Tot | Warehouse | 0.5925% | 1.287% | 0.8343% | 0% | 0.8838% | 3.598% | 0% | 0% | 0% | 0% | 0% | 0% | 0% | 0% | 0% | 0% | 0% | 0% | 26.6% | 35.4% | 22.96% | 3.341% | 7.428% | 95.73% | 0% | 0% | 0% | 0% | 0% | 0% | 0% | 0.2265% | 0% | 0% | 0% | 0.2265% | 0.2513% | 0.05033% | 0% | 0% | 0.1408% | 0.4424%
Floorspace-Based | SDG&E Tot | All Commercial | 3.443% | 3.858% | 1.283% | 1.666% | 0.8294% | 11.08% | 0% | 1.503% | 0.19% | 0.03987% | 0% | 1.732% | 1.645% | 2.428% | 1.367% | 0.9758% | 0.0675% | 6.484% | 22.04% | 29.66% | 11.28% | 3.738% | 5.248% | 71.97% | 4.234% | 0.6835% | 1.005% | 1.064% | 0% | 6.986% | 0.09916% | 0.2487% | 0.07875% | 0% | 0.01717% | 0.4437% | 0.3717% | 0.5739% | 0.02384% | 0% | 0.3375% | 1.307%
Floorspace-Based | LADWP Tot | College | 89.03% | 0% | 0% | 1.124% | 0% | 90.16% | 0% | 0% | 0% | 0% | 0% | 0% | 0% | 0% | 0% | 0% | 0% | 0% | 6.626% | 1.196% | 0.06543% | 0% | 1.958% | 9.845% | 0% | 0% | 0% | 0% | 0% | 0% | 0% | 0% | 0% | 0% | 0% | 0% | 0% | 0% | 0% | 0% | 0% | 0%
Floorspace-Based | LADWP Tot | Food Stores | 5.179% | 0% | 0% | 0.959% | 0.4447% | 6.583% | 0% | 0% | 0% | 0% | 0% | 0% | 0% | 0% | 0% | 0% | 0% | 0% | 47.84% | 27.87% | 8.404% | 4.41% | 4.625% | 93.15% | 0% | 0% | 0% | 0% | 0% | 0% | 0% | 0% | 0% | 0% | 0% | 0% | 0.2705% | 0% | 0% | 0% | 0% | 0.2705%
Floorspace-Based | LADWP Tot | Health Care | 4.238% | 1.763% | 0% | 0% | 0% | 6.001% | 0% | 0% | 0% | 0% | 0% | 0% | 37.55% | 0% | 0% | 0% | 0% | 37.55% | 12.41% | 15.15% | 0% | 4.299% | 11.37% | 43.23% | 12.27% | 0.9566% | 0% | 0% | 0% | 13.22% | 0% | 0% | 0% | 0% | 0% | 0% | 0% | 0% | 0% | 0% | 0% | 0%
Floorspace-Based | LADWP Tot | Lodging | 15.09% | 27.53% | 5.326% | 0% | 0.1044% | 48.05% | 5.029% | 13.76% | 0% | 0% | 0% | 18.79% | 0% | 0% | 0% | 0.4541% | 5.17% | 5.624% | 6.741% | 0% | 2.977% | 2.323% | 0% | 12.04% | 0% | 0% | 0% | 15.49% | 0% | 15.49% | 0% | 0% | 0% | 0% | 0% | 0% | 0% | 0% | 0% | 0% | 0% | 0%
Floorspace-Based | LADWP Tot | Miscellaneous | 13.75% | 1.139% | 0.112% | 3.038% | 0.5273% | 18.57% | 0% | 0% | 0% | 0% | 0% | 0% | 0% | 1.887% | 0% | 0% | 0% | 1.887% | 50.33% | 8.464% | 4.332% | 1.687% | 10.64% | 75.46% | 2.465% | 0% | 0% | 0% | 0% | 2.465% | 0% | 0% | 0% | 0% | 0% | 0% | 1.608% | 0.005505% | 0.009094% | 0% | 0% | 1.623%
Floorspace-Based | LADWP Tot | Office, Large | 7.742% | 7.814% | 0% | 0.9399% | 0% | 16.5% | 0% | 0% | 0% | 0% | 0% | 0% | 18.83% | 9.121% | 0.7886% | 2.806% | 0% | 31.55% | 5.264% | 5.52% | 0.7813% | 0.7238% | 0.2815% | 12.57% | 20.59% | 17.42% | 0.7461% | 0% | 0.638% | 39.39% | 0% | 0% | 0% | 0% | 0% | 0% | 0% | 0% | 0% | 0% | 0% | 0%
Floorspace-Based | LADWP Tot | Office, Small | 12.86% | 0.2968% | 0% | 0% | 0% | 13.16% | 0% | 0% | 0% | 0% | 0% | 0% | 0% | 0% | 0% | 0% | 0% | 0% | 53.39% | 20.96% | 1.788% | 1.897% | 4.896% | 82.93% | 0% | 0% | 0% | 0% | 0% | 0% | 0% | 0% | 0% | 0% | 0% | 0% | 3.905% | 0% | 0% | 0% | 0% | 3.905%
Floorspace-Based | LADWP Tot | Refrigerated Warehouse | 0% | 0% | 0% | 0% | 0% | 0% | 0% | 0% | 0% | 0% | 0% | 0% | 0% | 0% | 0% | 0% | 0% | 0% | 31.28% | 42.54% | 4.283% | 0% | 18.58% | 96.68% | 0% | 0% | 0% | 0% | 0% | 0% | 0% | 0% | 0% | 0% | 0% | 0% | 0% | 0% | 0% | 0% | 3.321% | 3.321%
Floorspace-Based | LADWP Tot | Restaurant | 3.933% | 0% | 0% | 0% | 0% | 3.933% | 0% | 0% | 0% | 0% | 0% | 0% | 0% | 0% | 0% | 0% | 0% | 0% | 45.82% | 32.4% | 5.374% | 2.38% | 9.809% | 95.79% | 0.279% | 0% | 0% | 0% | 0% | 0.279% | 0% | 0% | 0% | 0% | 0% | 0% | 0% | 0% | 0% | 0% | 0% | 0%
Floorspace-Based | LADWP Tot | Retail | 1.962% | 3.453% | 0% | 0% | 0% | 5.415% | 0% | 0% | 0% | 0% | 0% | 0% | 0% | 0% | 0% | 0.396% | 0% | 0.396% | 40.76% | 22.36% | 16.72% | 1.779% | 3.984% | 85.6% | 2.309% | 0% | 0% | 0% | 0% | 2.309% | 0% | 0% | 0% | 0% | 0% | 0% | 4.72% | 0% | 0% | 1.314% | 0.2504% | 6.284%
Floorspace-Based | LADWP Tot | School | 3.82% | 10.29% | 0% | 0% | 0% | 14.11% | 1.166% | 0% | 0% | 0% | 0% | 1.166% | 3.005% | 0% | 0% | 0% | 0% | 3.005% | 49.06% | 1.823% | 6.565% | 1.586% | 18.28% | 77.32% | 0% | 4.399% | 0% | 0% | 0% | 4.399% | 0% | 0% | 0% | 0% | 0% | 0% | 0% | 0% | 0% | 0% | 0% | 0%
Floorspace-Based | LADWP Tot | Warehouse | 4.645% | 0% | 0% | 0% | 0% | 4.645% | 0% | 0% | 0% | 0% | 0% | 0% | 0% | 0% | 0% | 0% | 0% | 0% | 57.5% | 22.76% | 7.27% | 1.432% | 0.3408% | 89.29% | 0% | 0% | 0% | 0% | 0% | 0% | 0% | 0% | 0% | 0% | 0% | 0% | 0% | 0% | 0.05372% | 0% | 6.007% | 6.061%
Floorspace-Based | LADWP Tot | All Commercial | 11.51% | 5.084% | 0.2485% | 0.8059% | 0.1004% | 17.75% | 0.3451% | 0.5962% | 0% | 0% | 0% | 0.9413% | 7.109% | 2.659% | 0.2041% | 0.7982% | 0.224% | 10.99% | 31.39% | 11.89% | 4.947% | 1.587% | 6.024% | 55.84% | 6.655% | 5.035% | 0.1931% | 0.6714% | 0.1651% | 12.72% | 0% | 0% | 0% | 0% | 0% | 0% | 1.151% | 0.0008699% | 0.004457% | 0.174% | 0.4241% | 1.755%
Floorspace-Based | SMUD Tot | College | 39.83% | 0% | 19.69% | 0% | 0% | 59.52% | 0% | 0% | 0% | 0% | 0% | 0% | 0% | 0% | 0% | 0% | 0% | 0% | 7.06% | 7.06% | 21.95% | 2.693% | 0.5362% | 39.3% | 0% | 0% | 0% | 0% | 0% | 0% | 0% | 0% | 0% | 0% | 0% | 0% | 0% | 1.186% | 0% | 0% | 0% | 1.186%
Floorspace-Based | SMUD Tot | Food Stores | 0.5694% | 0% | 0% | 0% | 0% | 0.5694% | 0% | 0% | 0% | 0% | 0% | 0% | 0% | 0% | 0% | 0% | 0% | 0% | 33.99% | 30.32% | 32.24% | 2.494% | 0.3861% | 99.43% | 0% | 0% | 0% | 0% | 0% | 0% | 0% | 0% | 0% | 0% | 0% | 0% | 0% | 0% | 0% | 0% | 0% | 0%
Floorspace-Based | SMUD Tot | Health Care | 0.9402% | 23.31% | 7.852% | 4.298% | 0% | 36.4% | 0% | 0% | 0% | 0% | 0% | 0% | 12.48% | 7.39% | 0% | 0% | 0% | 19.87% | 15.04% | 8.258% | 11.01% | 6.417% | 0% | 40.72% | 0% | 0% | 0% | 1.553% | 1.455% | 3.008% | 0% | 0% | 0% | 0% | 0% | 0% | 0% | 0% | 0% | 0% | 0% | 0%
Floorspace-Based | SMUD Tot | Lodging | 13.19% | 23.04% | 9.992% | 2.295% | 1.196% | 49.71% | 0% | 0% | 0% | 0% | 0% | 0% | 0% | 0% | 0% | 0% | 0% | 0% | 4.51% | 11.79% | 21.13% | 12.86% | 0% | 50.29% | 0% | 0% | 0% | 0% | 0% | 0% | 0% | 0% | 0% | 0% | 0% | 0% | 0% | 0% | 0% | 0% | 0% | 0%
Floorspace-Based | SMUD Tot | Miscellaneous | 3.751% | 3.025% | 0.1242% | 0% | 1.199% | 8.1% | 0% | 0% | 0% | 0% | 0% | 0% | 0% | 0% | 0% | 3.23% | 0% | 3.23% | 36.26% | 21.74% | 19.15% | 2.948% | 0.9453% | 81.04% | 0% | 1.724% | 0.7928% | 0% | 0% | 2.517% | 0% | 0% | 0% | 0% | 0% | 0% | 0.7262% | 4.118% | 0.2128% | 0.02813% | 0.03008% | 5.116%
Floorspace-Based | SMUD Tot | Office, Large | 7.715% | 0% | 0% | 7.842% | 0% | 15.56% | 0.9104% | 0% | 0% | 0% | 0% | 0.9104% | 4.248% | 3.475% | 0% | 0% | 0% | 7.723% | 13.78% | 36% | 9.483% | 0% | 0% | 59.26% | 5.46% | 3.805% | 7.281% | 0% | 0% | 16.55% | 0% | 0% | 0% | 0% | 0% | 0% | 0% | 0% | 0% | 0% | 0% | 0%
Floorspace-Based | SMUD Tot | Office, Small | 1.634% | 0.4932% | 0.177% | 0.5928% | 0.1609% | 3.058% | 0% | 0% | 0% | 0% | 0% | 0% | 0% | 0% | 0% | 0% | 0% | 0% | 31.53% | 41.48% | 19.04% | 3.062% | 1.657% | 96.78% | 0% | 0% | 0% | 0% | 0% | 0% | 0% | 0% | 0% | 0% | 0% | 0% | 0.1455% | 0.01622% | 0% | 0% | 0% | 0.1617%
Floorspace-Based | SMUD Tot | Refrigerated Warehouse | 0% | 3.723% | 0% | 0% | 0% | 3.723% | 0% | 0% | 0% | 0% | 0% | 0% | 0% | 0% | 0% | 0% | 0% | 0% | 34.19% | 23.79% | 4.666% | 33.63% | 0% | 96.28% | 0% | 0% | 0% | 0% | 0% | 0% | 0% | 0% | 0% | 0% | 0% | 0% | 0% | 0% | 0% | 0% | 0% | 0%
Floorspace-Based | SMUD Tot | Restaurant | 0.3855% | 0.1049% | 0% | 0.09851% | 0.06875% | 0.6576% | 0% | 0% | 0% | 0% | 0% | 0% | 0% | 0% | 0% | 0.6881% | 0% | 0.6881% | 32.19% | 36.37% | 19.63% | 8.473% | 2.002% | 98.65% | 0% | 0% | 0% | 0% | 0% | 0% | 0% | 0% | 0% | 0% | 0% | 0% | 0% | 0% | 0% | 0% | 0% | 0%
Floorspace-Based | SMUD Tot | Retail | 0.9835% | 0.7524% | 0% | 0% | 0% | 1.736% | 0% | 0% | 0% | 0% | 0% | 0% | 0% | 0% | 0% | 0% | 0% | 0% | 24.17% | 34.81% | 32.43% | 5.034% | 1.101% | 97.54% | 0% | 0% | 0% | 0% | 0% | 0% | 0% | 0% | 0% | 0% | 0% | 0% | 0.5566% | 0.1631% | 0% | 0% | 0% | 0.7197%
Floorspace-Based | SMUD Tot | School | 0.3098% | 0% | 0% | 0% | 0% | 0.3098% | 0% | 0% | 0% | 0% | 0% | 0% | 0% | 0% | 0% | 0% | 0% | 0% | 64.92% | 16.03% | 9.154% | 3.929% | 5.653% | 99.69% | 0% | 0% | 0% | 0% | 0% | 0% | 0% | 0% | 0% | 0% | 0% | 0% | 0% | 0% | 0% | 0% | 0% | 0%
Floorspace-Based | SMUD Tot | Warehouse | 1.129% | 0.7957% | 0.3105% | 0% | 0% | 2.235% | 0% | 0% | 0% | 0% | 0% | 0% | 0% | 0% | 0% | 0% | 0% | 0% | 29.05% | 40.27% | 18.5% | 0% | 9.702% | 97.52% | 0% | 0% | 0% | 0% | 0% | 0% | 0% | 0% | 0% | 0% | 0% | 0% | 0.1825% | 0.007275% | 0% | 0% | 0.05564% | 0.2454%
Floorspace-Based | SMUD Tot | All Commercial | 4.447% | 3.17% | 1.72% | 1.609% | 0.2819% | 11.23% | 0.1368% | 0% | 0% | 0% | 0% | 0.1368% | 1.525% | 1.047% | 0% | 0.6422% | 0% | 3.214% | 28.49% | 28.04% | 18.82% | 3.721% | 1.977% | 81.05% | 0.8204% | 0.9032% | 1.246% | 0.1104% | 0.1034% | 3.184% | 0% | 0% | 0% | 0% | 0% | 0% | 0.2626% | 0.8706% | 0.04093% | 0.00541% | 0.01066% | 1.19%
Floorspace-Based | FCZ01 Tot | College | 22.43% | 0% | 0% | 0% | 0% | 22.43% | 0% | 0% | 0% | 0% | 0% | 0% | 16.23% | 0% | 0.3002% | 0% | 0% | 16.53% | 11.18% | 5.746% | 0.1297% | 0.1162% | 1.107% | 18.28% | 40.38% | 0% | 0% | 0.8204% | 0% | 41.2% | 1.41% | 0% | 0% | 0% | 0% | 1.41% | 0.1531% | 0% | 0% | 0% | 0% | 0.1531%
Floorspace-Based | FCZ01 Tot | Food Stores | 7.417% | 0.4269% | 0% | 0% | 1.273% | 9.117% | 0% | 0% | 0.968% | 0% | 0% | 0.968% | 0% | 0.6305% | 0% | 0% | 0% | 0.6305% | 26.37% | 19.71% | 19.14% | 2.51% | 14% | 81.72% | 0% | 0% | 0% | 0% | 0% | 0% | 0% | 0% | 0% | 0% | 0.2941% | 0.2941% | 6.433% | 0.3453% | 0% | 0% | 0.491% | 7.269%
Floorspace-Based | FCZ01 Tot | Health Care | 13.57% | 15.47% | 4.957% | 6.869% | 1.818% | 42.69% | 0% | 0% | 0% | 0% | 0% | 0% | 0% | 0.9363% | 0% | 0% | 0% | 0.9363% | 10.35% | 16.83% | 13.2% | 3.315% | 4.862% | 48.56% | 5.744% | 2.074% | 0% | 0% | 0% | 7.818% | 0% | 0% | 0% | 0% | 0% | 0% | 0% | 0% | 0% | 0% | 0% | 0%
Floorspace-Based | FCZ01 Tot | Lodging | 35.92% | 14.07% | 2.831% | 0.3098% | 2.208% | 55.33% | 0% | 0.5672% | 0% | 0% | 0% | 0.5672% | 0% | 1.035% | 0% | 0% | 0% | 1.035% | 12.18% | 7.157% | 17.54% | 3.577% | 2.613% | 43.07% | 0% | 0% | 0% | 0% | 0% | 0% | 0% | 0% | 0% | 0% | 0% | 0% | 0% | 0% | 0% | 0% | 0% | 0%
Floorspace-Based | FCZ01 Tot | Miscellaneous | 10.13% | 2.297% | 1.048% | 2.099% | 1.813% | 17.38% | 0.315% | 0.2586% | 0.2962% | 0% | 0% | 0.8698% | 0.4102% | 0% | 5.297% | 0.01949% | 0.4456% | 6.172% | 35.4% | 20.87% | 5.629% | 4.585% | 3.693% | 70.18% | 0.6872% | 1.32% | 0.2831% | 0.1024% | 0% | 2.393% | 0.03357% | 0% | 0% | 0% | 0% | 0.03357% | 2.271% | 0.1812% | 0.04593% | 0.03098% | 0.4406% | 2.969%
Floorspace-Based | FCZ01 Tot | Office, Large | 13.99% | 7.364% | 3.482% | 0.08489% | 0.6635% | 25.59% | 1.218% | 3.966% | 0% | 0% | 0% | 5.184% | 6.481% | 4.39% | 1.944% | 0% | 0% | 12.82% | 12.78% | 8.161% | 5.946% | 4.675% | 1.96% | 33.53% | 5.047% | 9.79% | 4.517% | 3.359% | 0% | 22.71% | 0.1741% | 0% | 0% | 0% | 0% | 0.1741% | 0% | 0% | 0% | 0% | 0% | 0%
Floorspace-Based | FCZ01 Tot | Office, Small | 3.53% | 0.05257% | 0.7479% | 0.1864% | 0.4892% | 5.007% | 0% | 0% | 0% | 0.2126% | 0% | 0.2126% | 0% | 0% | 0% | 0% | 0% | 0% | 43.75% | 27.55% | 8.574% | 3.624% | 5.527% | 89.03% | 0.2546% | 0.5725% | 0% | 0% | 0% | 0.827% | 1.762% | 0% | 0.07809% | 0.06972% | 0.3155% | 2.225% | 1.75% | 0% | 0.7862% | 0.09725% | 0.06848% | 2.702%
Floorspace-Based | FCZ01 Tot | Refrigerated Warehouse | 4.413% | 0% | 0% | 0% | 0% | 4.413% | 0% | 0% | 0% | 0% | 0% | 0% | 0% | 0% | 0% | 0% | 0% | 0% | 38.57% | 44.36% | 1.763% | 6.203% | 4.69% | 95.59% | 0% | 0% | 0% | 0% | 0% | 0% | 0% | 0% | 0% | 0% | 0% | 0% | 0% | 0% | 0% | 0% | 0% | 0%
Floorspace-Based | FCZ01 Tot | Restaurant | 6.526% | 0.9505% | 0.05113% | 0% | 2.253% | 9.781% | 0% | 0% | 0% | 0% | 0% | 0% | 0% | 0% | 0% | 0% | 0.1873% | 0.1873% | 35.78% | 25.75% | 9.78% | 4.488% | 11.2% | 87% | 0% | 0% | 0% | 0% | 0% | 0% | 0.07464% | 0% | 0% | 0% | 0.1568% | 0.2314% | 2.471% | 0% | 0.1838% | 0.04354% | 0.1007% | 2.799%
Floorspace-Based | FCZ01 Tot | Retail | 3.992% | 0.2919% | 0.2294% | 1.729% | 0.9321% | 7.174% | 0% | 0% | 0% | 0% | 0% | 0% | 0.1334% | 0% | 0% | 0% | 0% | 0.1334% | 35.8% | 20.29% | 12.06% | 8.97% | 10.24% | 87.36% | 0% | 0% | 0% | 0% | 0% | 0% | 0.0511% | 0% | 0% | 0% | 0% | 0.0511% | 4.462% | 0.5554% | 0% | 0% | 0.2659% | 5.283%
Floorspace-Based | FCZ01 Tot | School | 5.304% | 0% | 0% | 0% | 0.164% | 5.468% | 0% | 0% | 0% | 0% | 0% | 0% | 0% | 0% | 0% | 0% | 0% | 0% | 64.94% | 14.51% | 0.6955% | 0.575% | 13.81% | 94.53% | 0% | 0% | 0% | 0% | 0% | 0% | 0% | 0% | 0% | 0% | 0% | 0% | 0% | 0% | 0% | 0% | 0% | 0%
Floorspace-Based | FCZ01 Tot | Warehouse | 1.17% | 0.8873% | 0.01386% | 0% | 1.233% | 3.304% | 0% | 0% | 0% | 0% | 0% | 0% | 0% | 0% | 0% | 0% | 0% | 0% | 34.97% | 37.04% | 18.6% | 1.637% | 3.522% | 95.76% | 0% | 0% | 0% | 0% | 0% | 0% | 0% | 0% | 0% | 0% | 0% | 0% | 0.3574% | 0.3403% | 0% | 0% | 0.236% | 0.9337%
Floorspace-Based | FCZ01 Tot | All Commercial | 11.08% | 4.346% | 1.746% | 1.145% | 1.163% | 19.48% | 0.4247% | 1.203% | 0.09969% | 0.01584% | 0% | 1.743% | 2.409% | 1.338% | 1.99% | 0.005297% | 0.1253% | 5.868% | 27.55% | 17.54% | 8.27% | 4.259% | 4.606% | 62.23% | 3.129% | 3.242% | 1.334% | 0.9875% | 0% | 8.693% | 0.2366% | 0% | 0.005818% | 0.005194% | 0.03282% | 0.2805% | 1.323% | 0.1236% | 0.07514% | 0.01663% | 0.1739% | 1.712%
Floorspace-Based | FCZ02 Tot | College | 0% | 0% | 0% | 0% | 0% | 0% | 0% | 0% | 0% | 0% | 0% | 0% | 16.61% | 0% | 0% | 0% | 0% | 16.61% | 0% | 2.423% | 0% | 1.265% | 0% | 3.688% | 57.35% | 11.99% | 2.415% | 1.902% | 0% | 73.65% | 0% | 0% | 0% | 0% | 6.049% | 6.049% | 0% | 0% | 0% | 0% | 0% | 0%
Floorspace-Based | FCZ02 Tot | Food Stores | 4.203% | 0.6159% | 0% | 0% | 1.219% | 6.038% | 0% | 0% | 0% | 0% | 0% | 0% | 0% | 0% | 0% | 0% | 0% | 0% | 30.28% | 22.3% | 9.818% | 2.788% | 21.92% | 87.11% | 0% | 0% | 0% | 0% | 0% | 0% | 0% | 0% | 0% | 0% | 0% | 0% | 0.3356% | 6.517% | 0% | 0% | 0% | 6.853%
Floorspace-Based | FCZ02 Tot | Health Care | 26.17% | 7.433% | 3.694% | 1.197% | 0.1979% | 38.69% | 1.006% | 0% | 0% | 0% | 0% | 1.006% | 1.195% | 0% | 0% | 0% | 0% | 1.195% | 17.32% | 11.56% | 10.93% | 13.05% | 2.969% | 55.83% | 0% | 0% | 0% | 3.279% | 0% | 3.279% | 0% | 0% | 0% | 0% | 0% | 0% | 0% | 0% | 0% | 0% | 0% | 0%
Floorspace-Based | FCZ02 Tot | Lodging | 1.652% | 5.418% | 1.739% | 0.7244% | 1.83% | 11.36% | 0% | 0% | 6.486% | 0% | 0% | 6.486% | 0% | 0% | 2.316% | 0.8602% | 0% | 3.176% | 55.27% | 3.962% | 17.83% | 1.687% | 0.2227% | 78.97% | 0% | 0% | 0% | 0% | 0% | 0% | 0% | 0% | 0% | 0% | 0% | 0% | 0% | 0% | 0% | 0% | 0% | 0%
Floorspace-Based | FCZ02 Tot | Miscellaneous | 11.88% | 3.457% | 1.471% | 0.2365% | 0.8662% | 17.91% | 0% | 0% | 0% | 0% | 0% | 0% | 0% | 0% | 0% | 0% | 0% | 0% | 24.9% | 39.75% | 7.301% | 4.333% | 3.643% | 79.93% | 0% | 0.222% | 0% | 0% | 0% | 0.222% | 0% | 0% | 0% | 0% | 0% | 0% | 0.6981% | 0.3557% | 0.4906% | 0.003792% | 0.3924% | 1.941%
Floorspace-Based | FCZ02 Tot | Office, Large | 1.833% | 15.25% | 1.81% | 0% | 0% | 18.89% | 0% | 0% | 0% | 0% | 0% | 0% | 26.13% | 2.236% | 0% | 0% | 0% | 28.37% | 17.07% | 14.55% | 12.94% | 0% | 0% | 44.56% | 3.882% | 4.293% | 0% | 0% | 0% | 8.175% | 0% | 0% | 0% | 0% | 0% | 0% | 0% | 0% | 0% | 0% | 0% | 0%
Floorspace-Based | FCZ02 Tot | Office, Small | 5.938% | 0.7332% | 0.1831% | 0% | 0% | 6.854% | 0% | 0% | 0% | 0% | 0% | 0% | 0% | 0% | 0% | 0% | 0% | 0% | 37.7% | 32.42% | 12.1% | 5.099% | 2.431% | 89.76% | 0.7391% | 0.7999% | 0% | 0% | 0% | 1.539% | 1.847% | 0% | 0% | 0% | 0% | 1.847% | 0% | 0% | 0% | 0% | 0% | 0%
Floorspace-Based | FCZ02 Tot | Refrigerated Warehouse | 0.6716% | 6.105% | 0% | 0.9221% | 0% | 7.699% | 0% | 0% | 0% | 0% | 0% | 0% | 0% | 0% | 0% | 0% | 0% | 0% | 13.25% | 75.38% | 0% | 2.162% | 1.511% | 92.3% | 0% | 0% | 0% | 0% | 0% | 0% | 0% | 0% | 0% | 0% | 0% | 0% | 0% | 0% | 0% | 0% | 0% | 0%
Floorspace-Based | FCZ02 Tot | Restaurant | 4.374% | 0.7716% | 0% | 0% | 0% | 5.145% | 0% | 0% | 0% | 0% | 0% | 0% | 0% | 0% | 0% | 0% | 0% | 0% | 41.07% | 27.5% | 7.443% | 5.17% | 11.89% | 93.08% | 0% | 0% | 0% | 0% | 0% | 0% | 0% | 0% | 0% | 0% | 0% | 0% | 1.779% | 0% | 0% | 0% | 0% | 1.779%
Floorspace-Based | FCZ02 Tot | Retail | 8.81% | 0.9446% | 0.01721% | 0% | 1.482% | 11.25% | 0% | 0% | 0% | 0% | 0% | 0% | 0% | 0% | 0% | 0% | 0% | 0% | 39.35% | 28.14% | 6.723% | 2.544% | 10.92% | 87.68% | 0% | 0% | 0% | 0% | 0% | 0% | 0.5894% | 0% | 0% | 0% | 0% | 0.5894% | 0% | 0.1195% | 0% | 0% | 0.3555% | 0.475%
Floorspace-Based | FCZ02 Tot | School | 4.278% | 0% | 0% | 0% | 0% | 4.278% | 0% | 0% | 0% | 0% | 0% | 0% | 0% | 0% | 0% | 0% | 0% | 0% | 81.83% | 6.89% | 3.736% | 1.368% | 1.897% | 95.72% | 0% | 0% | 0% | 0% | 0% | 0% | 0% | 0% | 0% | 0% | 0% | 0% | 0% | 0% | 0% | 0% | 0% | 0%
Floorspace-Based | FCZ02 Tot | Warehouse | 4.915% | 1.942% | 1.79% | 0% | 1.425% | 10.07% | 0% | 0% | 0% | 0% | 0% | 0% | 0% | 0% | 0% | 0% | 0% | 0% | 22.43% | 15.34% | 15.03% | 34.28% | 2.733% | 89.82% | 0% | 0% | 0% | 0% | 0% | 0% | 0% | 0% | 0% | 0% | 0% | 0% | 0% | 0% | 0% | 0.1095% | 0% | 0.1095%
Floorspace-Based | FCZ02 Tot | All Commercial | 7.064% | 3.721% | 1.129% | 0.3036% | 0.8552% | 13.07% | 0.06809% | 0% | 1.285% | 0% | 0% | 1.353% | 2.028% | 0.1299% | 0.459% | 0.1705% | 0% | 2.788% | 35.6% | 23% | 10.49% | 5.823% | 3.878% | 78.79% | 1.802% | 0.7019% | 0.06244% | 0.2711% | 0% | 2.837% | 0.3024% | 0% | 0% | 0% | 0.1564% | 0.4588% | 0.1832% | 0.2977% | 0.09197% | 0.008541% | 0.1154% | 0.6968%
Floorspace-Based | FCZ03 Tot | College | 0% | 0% | 0% | 0.0605% | 2.713% | 2.773% | 0% | 0% | 0% | 0% | 0% | 0% | 46% | 0% | 0% | 0% | 0% | 46% | 8.707% | 0% | 0.03072% | 0% | 0.8373% | 9.575% | 41.65% | 0% | 0% | 0% | 0% | 41.65% | 0% | 0% | 0% | 0% | 0% | 0% | 0% | 0% | 0% | 0% | 0% | 0%
Floorspace-Based | FCZ03 Tot | Food Stores | 0% | 0% | 0% | 0% | 0% | 0% | 0% | 0% | 0% | 0% | 0% | 0% | 0% | 0% | 0% | 0% | 0% | 0% | 49.63% | 17.25% | 12.88% | 4.295% | 15.95% | 100% | 0% | 0% | 0% | 0% | 0% | 0% | 0% | 0% | 0% | 0% | 0% | 0% | 0% | 0% | 0% | 0% | 0% | 0%
Floorspace-Based | FCZ03 Tot | Health Care | 16.95% | 7.74% | 0% | 0% | 0% | 24.69% | 0% | 0% | 0% | 0% | 0% | 0% | 0% | 0% | 0% | 0% | 0% | 0% | 11.49% | 34.53% | 14.39% | 12.21% | 2.696% | 75.31% | 0% | 0% | 0% | 0% | 0% | 0% | 0% | 0% | 0% | 0% | 0% | 0% | 0% | 0% | 0% | 0% | 0% | 0%
Floorspace-Based | FCZ03 Tot | Lodging | 1.639% | 3.631% | 0% | 0.1867% | 0% | 5.457% | 0% | 0% | 0% | 0% | 0% | 0% | 0% | 0% | 0% | 0% | 0% | 0% | 12.5% | 57.84% | 9.708% | 1.733% | 12.76% | 94.54% | 0% | 0% | 0% | 0% | 0% | 0% | 0% | 0% | 0% | 0% | 0% | 0% | 0% | 0% | 0% | 0% | 0% | 0%
Floorspace-Based | FCZ03 Tot | Miscellaneous | 3.074% | 6.021% | 0% | 0.6766% | 7.114% | 16.89% | 0% | 0% | 0% | 0% | 0% | 0% | 0% | 0% | 0% | 0% | 0% | 0% | 26.09% | 28.89% | 3.671% | 0.1697% | 17.62% | 76.44% | 0% | 0% | 0% | 0% | 0% | 0% | 0% | 0% | 0% | 0% | 0% | 0% | 0% | 0% | 6.678% | 0% | 0% | 6.678%
Floorspace-Based | FCZ03 Tot | Office, Large | 0% | 0% | 0% | 0% | 0% | 0% | 0% | 0% | 0% | 0% | 0% | 0% | 0% | 0% | 0% | 0% | 0% | 0% | 88.9% | 11.1% | 0% | 0% | 0% | 100% | 0% | 0% | 0% | 0% | 0% | 0% | 0% | 0% | 0% | 0% | 0% | 0% | 0% | 0% | 0% | 0% | 0% | 0%
Floorspace-Based | FCZ03 Tot | Office, Small | 2.275% | 0% | 0% | 0% | 0% | 2.275% | 2.107% | 0% | 0% | 0% | 0% | 2.107% | 0% | 0% | 0% | 0% | 0% | 0% | 30.75% | 29.74% | 15.97% | 5.955% | 13.2% | 95.62% | 0% | 0% | 0% | 0% | 0% | 0% | 0% | 0% | 0% | 0% | 0% | 0% | 0% | 0% | 0% | 0% | 0% | 0%
Floorspace-Based | FCZ03 Tot | Refrigerated Warehouse | 0% | 10.91% | 0% | 0% | 0% | 10.91% | 0% | 0% | 0% | 0% | 0% | 0% | 0% | 0% | 0% | 0% | 0% | 0% | 0% | 89.09% | 0% | 0% | 0% | 89.09% | 0% | 0% | 0% | 0% | 0% | 0% | 0% | 0% | 0% | 0% | 0% | 0% | 0% | 0% | 0% | 0% | 0% | 0%
Floorspace-Based | FCZ03 Tot | Restaurant | 1.729% | 0% | 0% | 0% | 0% | 1.729% | 0% | 0% | 0% | 0% | 0% | 0% | 0% | 0% | 0% | 0% | 0% | 0% | 58.91% | 23.69% | 11.57% | 1.862% | 2.234% | 98.27% | 0% | 0% | 0% | 0% | 0% | 0% | 0% | 0% | 0% | 0% | 0% | 0% | 0% | 0% | 0% | 0% | 0% | 0%
Floorspace-Based | FCZ03 Tot | Retail | 2.849% | 1.934% | 0% | 0% | 1.578% | 6.361% | 0% | 0% | 0% | 0% | 0% | 0% | 0% | 0% | 0% | 0% | 0% | 0% | 28.8% | 19.72% | 14.26% | 12.55% | 9.575% | 84.9% | 8.229% | 0% | 0% | 0% | 0% | 8.229% | 0.5104% | 0% | 0% | 0% | 0% | 0.5104% | 0% | 0% | 0% | 0% | 0% | 0%
Floorspace-Based | FCZ03 Tot | School | 0% | 3.587% | 0% | 0% | 0% | 3.587% | 0% | 0% | 0% | 0% | 0% | 0% | 0% | 0% | 0% | 0% | 0% | 0% | 70.23% | 12.86% | 0.8388% | 0.05029% | 12.43% | 96.41% | 0% | 0% | 0% | 0% | 0% | 0% | 0% | 0% | 0% | 0% | 0% | 0% | 0% | 0% | 0% | 0% | 0% | 0%
Floorspace-Based | FCZ03 Tot | Warehouse | 21.17% | 0% | 0% | 0% | 2.604% | 23.77% | 0% | 0% | 0% | 0% | 0% | 0% | 0% | 0% | 0% | 0% | 0% | 0% | 11.28% | 45.11% | 13.99% | 0.9074% | 4.934% | 76.23% | 0% | 0% | 0% | 0% | 0% | 0% | 0% | 0% | 0% | 0% | 0% | 0% | 0% | 0% | 0% | 0% | 0% | 0%
Floorspace-Based | FCZ03 Tot | All Commercial | 3.8% | 3.253% | 0% | 0.2305% | 2.813% | 10.1% | 0.1983% | 0% | 0% | 0% | 0% | 0.1983% | 3.283% | 0% | 0% | 0% | 0% | 3.283% | 33.79% | 25.15% | 7.053% | 2.889% | 11.46% | 80.34% | 3.883% | 0% | 0% | 0% | 0% | 3.883% | 0.05647% | 0% | 0% | 0% | 0% | 0.05647% | 0% | 0% | 2.138% | 0% | 0% | 2.138%
Floorspace-Based | FCZ04 Tot | College | 0% | 0% | 0.3347% | 0% | 0% | 0.3347% | 0% | 0% | 0% | 0% | 0% | 0% | 0% | 0% | 0% | 0% | 0% | 0% | 19.99% | 13.71% | 6.02% | 3.218% | 1.334% | 44.27% | 55.39% | 0% | 0% | 0% | 0% | 55.39% | 0% | 0% | 0% | 0% | 0% | 0% | 0% | 0% | 0% | 0% | 0% | 0%
Floorspace-Based | FCZ04 Tot | Food Stores | 1.25% | 0.2049% | 0.04073% | 0.2676% | 0% | 1.763% | 0% | 0% | 0% | 0% | 0% | 0% | 0% | 0% | 0% | 0% | 0% | 0% | 21% | 28.59% | 26.76% | 8.176% | 13.26% | 97.78% | 0% | 0% | 0% | 0% | 0% | 0% | 0% | 0.4604% | 0% | 0% | 0% | 0.4604% | 0% | 0% | 0% | 0% | 0% | 0%
Floorspace-Based | FCZ04 Tot | Health Care | 10.16% | 0% | 0% | 1.435% | 0% | 11.59% | 1.023% | 0% | 0% | 0% | 0% | 1.023% | 0.7385% | 0.8238% | 0% | 0% | 0% | 1.562% | 10.15% | 25.78% | 15.53% | 6.817% | 2.794% | 61.07% | 18.74% | 0.7028% | 5.313% | 0% | 0% | 24.75% | 0% | 0% | 0% | 0% | 0% | 0% | 0% | 0% | 0% | 0% | 0% | 0%
Floorspace-Based | FCZ04 Tot | Lodging | 2.696% | 3.59% | 0% | 5.7% | 0% | 11.99% | 0% | 0% | 0% | 0% | 0% | 0% | 0% | 0% | 0% | 0% | 0% | 0% | 13.95% | 28.19% | 16.74% | 3.23% | 4.538% | 66.65% | 0% | 0% | 21.37% | 0% | 0% | 21.37% | 0% | 0% | 0% | 0% | 0% | 0% | 0% | 0% | 0% | 0% | 0% | 0%
Floorspace-Based | FCZ04 Tot | Miscellaneous | 2.836% | 2.145% | 3.598% | 0.02118% | 0.3666% | 8.966% | 0% | 0% | 0% | 0% | 0% | 0% | 0% | 0% | 0.9125% | 0% | 0% | 0.9125% | 29.42% | 20.68% | 17.46% | 13.66% | 5.437% | 86.66% | 1.06% | 0.3564% | 0.4016% | 0% | 0% | 1.818% | 0% | 0.05265% | 0% | 0% | 0% | 0.05265% | 0.04422% | 1.237% | 0% | 0% | 0.3091% | 1.59%
Floorspace-Based | FCZ04 Tot | Office, Large | 0% | 0% | 0% | 3.764% | 0.5493% | 4.313% | 0% | 0% | 2.502% | 0% | 0% | 2.502% | 0% | 0% | 0% | 0% | 0% | 0% | 5.85% | 18.01% | 23.97% | 7.875% | 24.9% | 80.61% | 0% | 0.9556% | 0.9898% | 4.569% | 0% | 6.515% | 0% | 0% | 6.058% | 0% | 0% | 6.058% | 0% | 0% | 0% | 0% | 0% | 0%
Floorspace-Based | FCZ04 Tot | Office, Small | 0.03371% | 0.8385% | 0% | 0% | 0% | 0.8722% | 0% | 0% | 0% | 0% | 0% | 0% | 0% | 0% | 0% | 0% | 0% | 0% | 10.51% | 32.24% | 42.9% | 4.575% | 7.377% | 97.59% | 0% | 0% | 0% | 0% | 0% | 0% | 0% | 0% | 1.149% | 0% | 0.3221% | 1.471% | 0% | 0% | 0.06176% | 0% | 0% | 0.06176%
Floorspace-Based | FCZ04 Tot | Refrigerated Warehouse | 0.1244% | 0% | 0% | 0% | 0% | 0.1244% | 0% | 0% | 0% | 0% | 0% | 0% | 0% | 0% | 0% | 0% | 0% | 0% | 4.423% | 33.47% | 29.58% | 4.321% | 28.08% | 99.88% | 0% | 0% | 0% | 0% | 0% | 0% | 0% | 0% | 0% | 0% | 0% | 0% | 0% | 0% | 0% | 0% | 0% | 0%
Floorspace-Based | FCZ04 Tot | Restaurant | 1.733% | 1.288% | 0% | 0% | 0% | 3.021% | 0% | 0% | 0% | 0% | 0% | 0% | 0% | 0% | 0% | 0% | 0% | 0% | 20.61% | 23.8% | 26.65% | 9.383% | 16.54% | 96.98% | 0% | 0% | 0% | 0% | 0% | 0% | 0% | 0% | 0% | 0% | 0% | 0% | 0% | 0% | 0% | 0% | 0% | 0%
Floorspace-Based | FCZ04 Tot | Retail | 1.222% | 0% | 0.01939% | 0.06502% | 0% | 1.306% | 0% | 0% | 0% | 0% | 0% | 0% | 0% | 0% | 0% | 0% | 0% | 0% | 21.47% | 22.7% | 25.82% | 8.579% | 19.46% | 98.03% | 0% | 0% | 0% | 0% | 0% | 0% | 0% | 0% | 0% | 0.298% | 0% | 0.298% | 0.1525% | 0.2114% | 0% | 0% | 0% | 0.3639%
Floorspace-Based | FCZ04 Tot | School | 3.571% | 8.844% | 0.07724% | 0% | 0% | 12.49% | 0% | 0% | 0% | 0% | 0% | 0% | 0% | 0% | 0% | 0% | 0% | 0% | 23.22% | 42.06% | 16.7% | 1.087% | 4.447% | 87.51% | 0% | 0% | 0% | 0% | 0% | 0% | 0% | 0% | 0% | 0% | 0% | 0% | 0% | 0% | 0% | 0% | 0% | 0%
Floorspace-Based | FCZ04 Tot | Warehouse | 0.4676% | 1.367% | 0% | 0% | 0.2106% | 2.046% | 0% | 2.482% | 0% | 0% | 0% | 2.482% | 0% | 0% | 0% | 0% | 0% | 0% | 3.047% | 39.14% | 14.86% | 21.65% | 15.52% | 94.21% | 0% | 0.4833% | 0% | 0% | 0% | 0.4833% | 0% | 0% | 0% | 0% | 0% | 0% | 0.6239% | 0% | 0.1513% | 0% | 0% | 0.7751%
Floorspace-Based | FCZ04 Tot | All Commercial | 1.759% | 1.561% | 0.8279% | 0.5101% | 0.1695% | 4.827% | 0.05002% | 0.6109% | 0.1625% | 0% | 0% | 0.8235% | 0.03613% | 0.0403% | 0.204% | 0% | 0% | 0.2804% | 15.52% | 28.38% | 20.62% | 11.48% | 11.52% | 87.51% | 3.712% | 0.2951% | 1.069% | 0.2968% | 0% | 5.373% | 0% | 0.02632% | 0.5008% | 0.03426% | 0.0301% | 0.5915% | 0.181% | 0.3007% | 0.04301% | 0% | 0.0691% | 0.5938%
Floorspace-Based | FCZ05 Tot | College | 10.55% | 0% | 0% | 0% | 0% | 10.55% | 0% | 0% | 0% | 0% | 0% | 0% | 12.46% | 0% | 39.51% | 0% | 0% | 51.98% | 10.22% | 6.982% | 2.259% | 0% | 2.317% | 21.77% | 15.7% | 0% | 0% | 0% | 0% | 15.7% | 0% | 0% | 0% | 0% | 0% | 0% | 0% | 0% | 0% | 0% | 0% | 0%
Floorspace-Based | FCZ05 Tot | Food Stores | 0.07113% | 0.2092% | 0% | 0% | 0% | 0.2804% | 0% | 0% | 0% | 0% | 0% | 0% | 0% | 0% | 0% | 0% | 0% | 0% | 24.76% | 42.4% | 5.755% | 9.459% | 17.34% | 99.72% | 0% | 0% | 0% | 0% | 0% | 0% | 0% | 0% | 0% | 0% | 0% | 0% | 0% | 0% | 0% | 0% | 0% | 0%
Floorspace-Based | FCZ05 Tot | Health Care | 0% | 0% | 5.199% | 19.72% | 0.2246% | 25.14% | 0% | 0% | 0% | 0% | 0% | 0% | 12.1% | 0% | 0% | 5.436% | 0% | 17.54% | 17.95% | 11.22% | 12.38% | 5.661% | 6.129% | 53.34% | 0.8481% | 3.129% | 0% | 0% | 0% | 3.977% | 0% | 0% | 0% | 0% | 0% | 0% | 0% | 0% | 0% | 0% | 0% | 0%
Floorspace-Based | FCZ05 Tot | Lodging | 6.77% | 11.51% | 2.546% | 5.528% | 1.343% | 27.7% | 0% | 0% | 0% | 0% | 0% | 0% | 1.497% | 0% | 0% | 4.848% | 0% | 6.346% | 17.17% | 23.77% | 12.02% | 6.28% | 6.711% | 65.96% | 0% | 0% | 0% | 0% | 0% | 0% | 0% | 0% | 0% | 0% | 0% | 0% | 0% | 0% | 0% | 0% | 0% | 0%
Floorspace-Based | FCZ05 Tot | Miscellaneous | 6.951% | 3.208% | 0.03154% | 3.093% | 0.2513% | 13.53% | 0.2457% | 0% | 0% | 0% | 0% | 0.2457% | 0% | 0% | 0% | 0% | 0% | 0% | 31.74% | 31.28% | 9.559% | 5.976% | 5.98% | 84.53% | 0% | 0% | 0% | 0.7172% | 0% | 0.7172% | 0% | 0% | 0% | 0% | 0% | 0% | 0.1575% | 0.8117% | 0% | 0% | 0% | 0.9692%
Floorspace-Based | FCZ05 Tot | Office, Large | 45.05% | 0% | 0% | 0% | 0% | 45.05% | 0% | 0% | 0% | 0% | 0% | 0% | 0% | 3.987% | 0% | 0% | 0% | 3.987% | 4.38% | 4.47% | 3.902% | 5.896% | 10.9% | 29.55% | 15.08% | 6.344% | 0% | 0% | 0% | 21.42% | 0% | 0% | 0% | 0% | 0% | 0% | 0% | 0% | 0% | 0% | 0% | 0%
Floorspace-Based | FCZ05 Tot | Office, Small | 0.2668% | 0% | 0% | 0.1821% | 0.1529% | 0.6019% | 0% | 0% | 0% | 0% | 0% | 0% | 0.2208% | 0% | 0% | 0% | 0% | 0.2208% | 26.69% | 34.07% | 22.42% | 8.693% | 6.748% | 98.63% | 0% | 0% | 0% | 0% | 0% | 0% | 0.5512% | 0% | 0% | 0% | 0% | 0.5512% | 0% | 0% | 0% | 0% | 0% | 0%
Floorspace-Based | FCZ05 Tot | Refrigerated Warehouse | 0.5749% | 0% | 0% | 49.87% | 0% | 50.44% | 0% | 0% | 0% | 0% | 0% | 0% | 0% | 0% | 0% | 0% | 0% | 0% | 3.534% | 9.689% | 17.36% | 4.673% | 14.3% | 49.56% | 0% | 0% | 0% | 0% | 0% | 0% | 0% | 0% | 0% | 0% | 0% | 0% | 0% | 0% | 0% | 0% | 0% | 0%
Floorspace-Based | FCZ05 Tot | Restaurant | 0.2705% | 0.5872% | 0% | 0% | 0% | 0.8578% | 0% | 0% | 0% | 0% | 0% | 0% | 0% | 0% | 0% | 0% | 0% | 0% | 25.23% | 30.65% | 15.59% | 12.33% | 15.33% | 99.14% | 0% | 0% | 0% | 0% | 0% | 0% | 0% | 0% | 0% | 0% | 0% | 0% | 0% | 0% | 0% | 0% | 0% | 0%
Floorspace-Based | FCZ05 Tot | Retail | 0.6856% | 0.6255% | 0% | 0% | 0.4167% | 1.728% | 0% | 0% | 0% | 0% | 0% | 0% | 0% | 0% | 0% | 0% | 0% | 0% | 22.74% | 27.27% | 20.37% | 11.25% | 11.98% | 93.6% | 0% | 0% | 0% | 0% | 4.61% | 4.61% | 0.06313% | 0% | 0% | 0% | 0% | 0.06313% | 0% | 0% | 0% | 0% | 0% | 0%
Floorspace-Based | FCZ05 Tot | School | 1.375% | 1.163% | 0% | 0% | 0% | 2.538% | 0% | 0% | 0% | 0% | 0% | 0% | 0% | 0% | 0% | 0% | 0% | 0% | 34.41% | 20.83% | 8.896% | 3.423% | 15.92% | 83.48% | 0% | 12.3% | 0% | 0% | 1.681% | 13.98% | 0% | 0% | 0% | 0% | 0% | 0% | 0% | 0% | 0% | 0% | 0% | 0%
Floorspace-Based | FCZ05 Tot | Warehouse | 0.4053% | 0.4073% | 0% | 0% | 0% | 0.8126% | 0% | 0% | 0% | 0% | 0% | 0% | 0% | 0% | 0% | 0% | 0% | 0% | 10.03% | 26.69% | 26.96% | 16.96% | 17.42% | 98.05% | 0% | 0% | 0% | 0% | 0% | 0% | 0% | 0% | 0% | 0% | 0% | 0% | 1.138% | 0% | 0% | 0% | 0% | 1.138%
Floorspace-Based | FCZ05 Tot | All Commercial | 4.8% | 1.429% | 0.4728% | 3.887% | 0.203% | 10.79% | 0.05559% | 0% | 0% | 0% | 0% | 0.05559% | 1.453% | 0.1954% | 1.619% | 0.5694% | 0% | 3.837% | 22.26% | 25.23% | 14.78% | 8.23% | 10.33% | 80.84% | 1.443% | 1.611% | 0% | 0.1622% | 0.8264% | 4.042% | 0.07478% | 0% | 0% | 0% | 0% | 0.07478% | 0.1777% | 0.1836% | 0% | 0% | 0% | 0.3613%
Floorspace-Based | FCZ06 Tot | College | 54.21% | 0% | 0% | 0.8287% | 3.628% | 58.66% | 0% | 0% | 0% | 0% | 0% | 0% | 0% | 0% | 0% | 0% | 0% | 0% | 2.145% | 2.377% | 1.27% | 0.02875% | 0.1507% | 5.971% | 35.37% | 0% | 0% | 0% | 0% | 35.37% | 0% | 0% | 0% | 0% | 0% | 0% | 0% | 0% | 0% | 0% | 0% | 0%
Floorspace-Based | FCZ06 Tot | Food Stores | 2.27% | 1.069% | 0% | 0% | 0% | 3.339% | 0% | 0% | 0% | 0% | 0% | 0% | 0% | 0% | 0% | 0% | 0% | 0% | 16.21% | 30.36% | 21.8% | 3.414% | 24.45% | 96.24% | 0% | 0% | 0% | 0% | 0% | 0% | 0% | 0% | 0% | 0% | 0% | 0% | 0.4243% | 0% | 0% | 0% | 0% | 0.4243%
Floorspace-Based | FCZ06 Tot | Health Care | 0% | 6.725% | 31.15% | 0% | 0% | 37.87% | 0% | 0% | 0% | 0% | 0% | 0% | 0% | 0% | 0% | 0% | 0% | 0% | 9.787% | 44.31% | 2.276% | 5.479% | 0.2817% | 62.13% | 0% | 0% | 0% | 0% | 0% | 0% | 0% | 0% | 0% | 0% | 0% | 0% | 0% | 0% | 0% | 0% | 0% | 0%
Floorspace-Based | FCZ06 Tot | Lodging | 4.637% | 12.99% | 1.816% | 1.788% | 0% | 21.23% | 0% | 0% | 0% | 0% | 0% | 0% | 0% | 1.101% | 0% | 1.106% | 2.82% | 5.026% | 30.98% | 21.17% | 5.886% | 2.164% | 2.258% | 62.45% | 1.187% | 1.79% | 8.313% | 0% | 0% | 11.29% | 0% | 0% | 0% | 0% | 0% | 0% | 0% | 0% | 0% | 0% | 0% | 0%
Floorspace-Based | FCZ06 Tot | Miscellaneous | 9.705% | 2.26% | 1.703% | 2.525% | 2.545% | 18.74% | 0% | 0% | 0% | 0% | 0% | 0% | 0% | 0% | 0% | 0% | 0% | 0% | 35.01% | 22.63% | 8.142% | 5.859% | 7.991% | 79.63% | 0% | 0% | 0% | 0% | 0% | 0% | 0% | 0% | 0% | 0% | 0% | 0% | 1.458% | 0.1778% | 0% | 0% | 0% | 1.636%
Floorspace-Based | FCZ06 Tot | Office, Large | 12.66% | 39.29% | 0% | 2.878% | 0% | 54.83% | 0% | 0% | 0% | 0% | 0% | 0% | 0% | 0% | 2.994% | 0% | 0% | 2.994% | 5.533% | 34.14% | 0% | 0% | 2.503% | 42.17% | 0% | 0% | 0% | 0% | 0% | 0% | 0% | 0% | 0% | 0% | 0% | 0% | 0% | 0% | 0% | 0% | 0% | 0%
Floorspace-Based | FCZ06 Tot | Office, Small | 6.852% | 2.526% | 0.03775% | 0% | 0% | 9.416% | 0% | 0% | 0% | 0% | 0% | 0% | 0% | 0% | 0% | 0% | 0% | 0% | 25.47% | 28.97% | 7.286% | 3.211% | 20.06% | 84.99% | 0.5247% | 0% | 0% | 0% | 0% | 0.5247% | 4.213% | 0% | 0.8293% | 0% | 0% | 5.043% | 0% | 0.02316% | 0% | 0% | 0% | 0.02316%
Floorspace-Based | FCZ06 Tot | Refrigerated Warehouse | 9.547% | 0% | 0% | 21.29% | 7.413% | 38.25% | 0% | 0% | 0% | 0% | 0% | 0% | 0% | 0% | 0% | 0% | 0% | 0% | 18.2% | 15.3% | 0% | 28.25% | 0% | 61.75% | 0% | 0% | 0% | 0% | 0% | 0% | 0% | 0% | 0% | 0% | 0% | 0% | 0% | 0% | 0% | 0% | 0% | 0%
Floorspace-Based | FCZ06 Tot | Restaurant | 6.707% | 0.4693% | 0% | 0% | 0.4373% | 7.614% | 0% | 0% | 0% | 0% | 0% | 0% | 0% | 0% | 0% | 0% | 0% | 0% | 30.4% | 26.21% | 15.43% | 5.221% | 11.17% | 88.42% | 0% | 0% | 0% | 0% | 0% | 0% | 0% | 0% | 0% | 0% | 1.937% | 1.937% | 0.5978% | 0.692% | 0.7386% | 0% | 0% | 2.028%
Floorspace-Based | FCZ06 Tot | Retail | 2.657% | 2.904% | 0% | 0% | 1.617% | 7.178% | 0% | 0% | 0% | 0% | 0% | 0% | 0% | 0% | 0% | 0% | 0.3037% | 0.3037% | 17.29% | 23.9% | 22.52% | 4.496% | 22.62% | 90.83% | 0% | 0% | 0% | 0% | 0% | 0% | 0.3979% | 0% | 0% | 0% | 0% | 0.3979% | 1.288% | 0% | 0% | 0% | 0% | 1.288%
Floorspace-Based | FCZ06 Tot | School | 0.1595% | 0% | 0% | 0% | 0% | 0.1595% | 0% | 0% | 0% | 0% | 0% | 0% | 0% | 0% | 0% | 0% | 0% | 0% | 53.29% | 42.22% | 2.372% | 0.7602% | 1.196% | 99.84% | 0% | 0% | 0% | 0% | 0% | 0% | 0% | 0% | 0% | 0% | 0% | 0% | 0% | 0% | 0% | 0% | 0% | 0%
Floorspace-Based | FCZ06 Tot | Warehouse | 0.4868% | 2.261% | 0% | 0% | 0% | 2.748% | 0% | 0% | 0% | 0% | 0% | 0% | 0% | 0% | 0% | 0% | 0% | 0% | 26.99% | 12.81% | 34.01% | 4.472% | 15.94% | 94.22% | 0% | 0% | 0% | 0% | 0% | 0% | 0% | 0% | 0% | 0% | 0% | 0% | 0% | 0.4466% | 2.587% | 0% | 0% | 3.034%
Floorspace-Based | FCZ06 Tot | All Commercial | 9.057% | 5.434% | 2.624% | 1.119% | 1.031% | 19.26% | 0% | 0% | 0% | 0% | 0% | 0% | 0% | 0.1387% | 0.152% | 0.1393% | 0.3953% | 0.8252% | 24.75% | 25.13% | 10.19% | 3.687% | 10.16% | 73.93% | 3.101% | 0.2256% | 1.048% | 0% | 0% | 4.374% | 0.6915% | 0% | 0.1258% | 0% | 0.05767% | 0.875% | 0.4413% | 0.0848% | 0.2042% | 0% | 0% | 0.7302%
Floorspace-Based | FCZ07 Tot | College | 4.644% | 0.4953% | 0.0557% | 0% | 0% | 5.195% | 0% | 0% | 0% | 0% | 0% | 0% | 32.64% | 0% | 0% | 0% | 0% | 32.64% | 11.47% | 4.556% | 1.827% | 1.241% | 4.087% | 23.19% | 35.08% | 0% | 3.362% | 0.5433% | 0% | 38.98% | 0% | 0% | 0% | 0% | 0% | 0% | 0% | 0% | 0% | 0% | 0% | 0%
Floorspace-Based | FCZ07 Tot | Food Stores | 2.7% | 0.3143% | 0.05283% | 0% | 0.1596% | 3.227% | 0% | 0% | 0% | 0% | 0% | 0% | 0% | 0% | 0% | 0% | 0% | 0% | 44.75% | 28.09% | 4.291% | 2.401% | 16.03% | 95.56% | 0% | 0% | 0% | 0% | 0% | 0% | 0.2789% | 0% | 0% | 0% | 0% | 0.2789% | 0.8927% | 0% | 0% | 0% | 0.0378% | 0.9305%
Floorspace-Based | FCZ07 Tot | Health Care | 2.114% | 0.5415% | 0% | 0% | 0.4993% | 3.155% | 10.85% | 0.1423% | 0% | 0% | 0% | 10.99% | 6.321% | 6.705% | 5.489% | 0% | 1.32% | 19.83% | 27.69% | 10.33% | 6.278% | 1.776% | 5.058% | 51.13% | 6.259% | 2.358% | 5.736% | 0% | 0.5366% | 14.89% | 0% | 0% | 0% | 0% | 0% | 0% | 0% | 0% | 0% | 0% | 0% | 0%
Floorspace-Based | FCZ07 Tot | Lodging | 2.228% | 16.75% | 0.3234% | 3.299% | 1.056% | 23.65% | 0.8358% | 5.708% | 0% | 0% | 0% | 6.543% | 0% | 0.5223% | 0% | 1.677% | 0.4853% | 2.685% | 15.89% | 23.4% | 6.086% | 4.262% | 15.52% | 65.15% | 0.7111% | 0% | 1.19% | 0% | 0% | 1.902% | 0% | 0% | 0% | 0% | 0% | 0% | 0.06703% | 0% | 0% | 0% | 0% | 0.06703%
Floorspace-Based | FCZ07 Tot | Miscellaneous | 8.453% | 0.7428% | 0.0522% | 0.03466% | 0.5029% | 9.785% | 0% | 0% | 0.1054% | 0% | 0.3123% | 0.4178% | 3.796% | 0.897% | 0% | 0% | 0.04554% | 4.738% | 38.04% | 19.13% | 5.736% | 2.338% | 12.97% | 78.22% | 0.2342% | 0% | 2.324% | 0% | 0.7814% | 3.34% | 0% | 0% | 0.06879% | 0% | 0% | 0.06879% | 2.815% | 0.4089% | 0.02356% | 0.04822% | 0.1363% | 3.432%
Floorspace-Based | FCZ07 Tot | Office, Large | 1.296% | 4.674% | 1.242% | 0% | 0.8061% | 8.018% | 0.9934% | 0% | 0% | 0% | 0.5637% | 1.557% | 6.789% | 0% | 1.957% | 1.906% | 0% | 10.65% | 16.09% | 26.13% | 11.88% | 0.774% | 6.924% | 61.8% | 1.875% | 11.09% | 0% | 3.127% | 1.876% | 17.97% | 0% | 0% | 0% | 0% | 0% | 0% | 0% | 0% | 0% | 0% | 0% | 0%
Floorspace-Based | FCZ07 Tot | Office, Small | 2.083% | 0.2524% | 0.2562% | 0% | 0.09457% | 2.686% | 0% | 0% | 0% | 0% | 0% | 0% | 0.05247% | 0.163% | 0% | 0% | 0% | 0.2154% | 47.37% | 29.33% | 5.832% | 3.391% | 9.753% | 95.67% | 0% | 0% | 0% | 0% | 0% | 0% | 0.1604% | 0.729% | 0.3355% | 0% | 0% | 1.225% | 0.2029% | 0% | 0% | 0% | 0% | 0.2029%
Floorspace-Based | FCZ07 Tot | Refrigerated Warehouse | 1.381% | 0.5519% | 0% | 0% | 2.181% | 4.114% | 0% | 0% | 0% | 0% | 0% | 0% | 0% | 0% | 0% | 0% | 0% | 0% | 27.25% | 16.6% | 14.12% | 6.25% | 31.67% | 95.89% | 0% | 0% | 0% | 0% | 0% | 0% | 0% | 0% | 0% | 0% | 0% | 0% | 0% | 0% | 0% | 0% | 0% | 0%
Floorspace-Based | FCZ07 Tot | Restaurant | 1.086% | 0.3297% | 0% | 0% | 0.4841% | 1.9% | 0% | 0% | 0% | 0% | 0% | 0% | 0% | 0% | 0% | 0% | 0% | 0% | 48.02% | 25.75% | 7.762% | 4.539% | 11.06% | 97.14% | 0% | 0% | 0% | 0% | 0% | 0% | 0.3521% | 0% | 0% | 0% | 0.3226% | 0.6747% | 0.06713% | 0.2203% | 0% | 0% | 0% | 0.2874%
Floorspace-Based | FCZ07 Tot | Retail | 3.6% | 0.3096% | 0.05344% | 0.004356% | 0.2866% | 4.254% | 0% | 0.4027% | 0% | 0% | 0.7152% | 1.118% | 0% | 0% | 0% | 0% | 0% | 0% | 36.42% | 22.39% | 14.24% | 5.217% | 12.46% | 90.73% | 0% | 0.9745% | 0% | 0% | 0.855% | 1.83% | 0.1742% | 0% | 0% | 0% | 0.198% | 0.3722% | 1.694% | 0% | 0% | 0% | 0% | 1.694%
Floorspace-Based | FCZ07 Tot | School | 3.348% | 0.03417% | 0% | 0% | 0.3488% | 3.731% | 0% | 0% | 0% | 0% | 2.247% | 2.247% | 3.654% | 0% | 0% | 0% | 0% | 3.654% | 61.19% | 11.6% | 10.7% | 3.624% | 2.773% | 89.89% | 0.4752% | 0% | 0% | 0% | 0% | 0.4752% | 0% | 0% | 0% | 0% | 0% | 0% | 0% | 0% | 0% | 0% | 0% | 0%
Floorspace-Based | FCZ07 Tot | Warehouse | 1.521% | 0.157% | 0.1085% | 0.8529% | 1.512% | 4.151% | 0% | 0% | 0% | 0% | 0% | 0% | 0% | 0% | 0% | 0% | 0% | 0% | 39.98% | 30.61% | 11.54% | 2.959% | 9.678% | 94.77% | 0% | 0% | 0% | 0% | 0% | 0% | 0.1592% | 0% | 0% | 0% | 0% | 0.1592% | 0.799% | 0.009631% | 0.09251% | 0% | 0.02267% | 0.9238%
Floorspace-Based | FCZ07 Tot | All Commercial | 3.238% | 1.727% | 0.2515% | 0.3156% | 0.6808% | 6.213% | 0.6932% | 0.3315% | 0.01581% | 0% | 0.4203% | 1.461% | 3.469% | 0.4902% | 0.5363% | 0.3476% | 0.09199% | 4.935% | 35.45% | 22.49% | 9.397% | 3.009% | 10.11% | 80.46% | 2.097% | 1.82% | 0.8124% | 0.4639% | 0.5314% | 5.724% | 0.08566% | 0.06191% | 0.03881% | 0% | 0.03769% | 0.2241% | 0.8608% | 0.06923% | 0.02042% | 0.007229% | 0.02564% | 0.9833%
Floorspace-Based | FCZ08 Tot | College | 22.83% | 0% | 52.84% | 0% | 0% | 75.67% | 0% | 0% | 0% | 0% | 0% | 0% | 19.45% | 0% | 0% | 0% | 0.4995% | 19.95% | 1.122% | 2.365% | 0.4287% | 0.1666% | 0% | 4.083% | 0% | 0.3003% | 0% | 0% | 0% | 0.3003% | 0% | 0% | 0% | 0% | 0% | 0% | 0% | 0% | 0% | 0% | 0% | 0%
Floorspace-Based | FCZ08 Tot | Food Stores | 1.334% | 0.1384% | 0% | 0% | 0.5787% | 2.051% | 0% | 0% | 0% | 0% | 0% | 0% | 0% | 0% | 0% | 0% | 0% | 0% | 38.24% | 23.73% | 15.56% | 2.54% | 1.597% | 81.67% | 0% | 0% | 0% | 0% | 0% | 0% | 0% | 0% | 0% | 0% | 0% | 0% | 15.18% | 0% | 0% | 0% | 1.106% | 16.28%
Floorspace-Based | FCZ08 Tot | Health Care | 1.927% | 0% | 5.976% | 3.279% | 0% | 11.18% | 16.31% | 0% | 0% | 0% | 0% | 16.31% | 0% | 0% | 0% | 0% | 0% | 0% | 33.37% | 25.38% | 11.69% | 2.07% | 0% | 72.51% | 0% | 0% | 0% | 0% | 0% | 0% | 0% | 0% | 0% | 0% | 0% | 0% | 0% | 0% | 0% | 0% | 0% | 0%
Floorspace-Based | FCZ08 Tot | Lodging | 7.429% | 33.42% | 0% | 0% | 1.757% | 42.61% | 0% | 0% | 0% | 0% | 0% | 0% | 0% | 0% | 0% | 0% | 0% | 0% | 23.91% | 20.66% | 6.814% | 1.36% | 4.647% | 57.39% | 0% | 0% | 0% | 0% | 0% | 0% | 0% | 0% | 0% | 0% | 0% | 0% | 0% | 0% | 0% | 0% | 0% | 0%
Floorspace-Based | FCZ08 Tot | Miscellaneous | 4.277% | 1.098% | 1.172% | 0% | 0.3039% | 6.851% | 0% | 0% | 0% | 0% | 0% | 0% | 2.219% | 0.5249% | 0% | 0% | 0% | 2.744% | 33.14% | 24.99% | 22.95% | 1.094% | 7.065% | 89.24% | 0% | 0% | 0% | 0% | 0% | 0% | 0% | 0% | 0% | 0% | 0% | 0% | 1.15% | 0% | 0% | 0% | 0.01372% | 1.164%
Floorspace-Based | FCZ08 Tot | Office, Large | 2.274% | 1.507% | 1.214% | 0% | 0% | 4.995% | 0% | 0% | 0% | 0% | 0% | 0% | 1.99% | 0.9331% | 1.107% | 0% | 0% | 4.03% | 7.164% | 27.2% | 36.41% | 7.812% | 0% | 78.59% | 7.013% | 0% | 0% | 5.372% | 0% | 12.38% | 0% | 0% | 0% | 0% | 0% | 0% | 0% | 0% | 0% | 0% | 0% | 0%
Floorspace-Based | FCZ08 Tot | Office, Small | 2.923% | 0% | 0% | 1.047% | 0% | 3.97% | 0% | 0% | 0% | 0% | 0% | 0% | 0% | 0.3514% | 0% | 0% | 0% | 0.3514% | 24.01% | 48.54% | 9.788% | 7.999% | 4.734% | 95.07% | 0% | 0% | 0% | 0% | 0% | 0% | 0% | 0% | 0% | 0% | 0% | 0% | 0.61% | 0% | 0% | 0% | 0% | 0.61%
Floorspace-Based | FCZ08 Tot | Refrigerated Warehouse | 22.68% | 0% | 0% | 0% | 0% | 22.68% | 0% | 0% | 0% | 0% | 0% | 0% | 0% | 0% | 0% | 0% | 0% | 0% | 73.1% | 0% | 0% | 0% | 4.218% | 77.32% | 0% | 0% | 0% | 0% | 0% | 0% | 0% | 0% | 0% | 0% | 0% | 0% | 0% | 0% | 0% | 0% | 0% | 0%
Floorspace-Based | FCZ08 Tot | Restaurant | 0% | 0% | 0% | 0% | 0% | 0% | 0% | 0% | 0% | 0% | 0% | 0% | 0% | 0% | 0% | 0% | 0% | 0% | 37.22% | 51.71% | 5.121% | 1.968% | 3.981% | 100% | 0% | 0% | 0% | 0% | 0% | 0% | 0% | 0% | 0% | 0% | 0% | 0% | 0% | 0% | 0% | 0% | 0% | 0%
Floorspace-Based | FCZ08 Tot | Retail | 5.128% | 0% | 0% | 0.2782% | 0% | 5.407% | 0% | 0% | 0% | 0% | 0% | 0% | 0% | 0% | 0% | 0% | 0% | 0% | 34.74% | 30.06% | 12.14% | 4.879% | 11.94% | 93.74% | 0% | 0% | 0% | 0% | 0% | 0% | 0% | 0% | 0% | 0% | 0% | 0% | 0.7128% | 0% | 0.1365% | 0% | 0% | 0.8493%
Floorspace-Based | FCZ08 Tot | School | 5.75% | 0% | 0% | 1.346% | 0% | 7.095% | 0% | 0% | 0% | 0% | 0% | 0% | 0% | 0% | 0% | 0% | 0% | 0% | 68.45% | 14.84% | 8.567% | 1.041% | 0% | 92.9% | 0% | 0% | 0% | 0% | 0% | 0% | 0% | 0% | 0% | 0% | 0% | 0% | 0% | 0% | 0% | 0% | 0% | 0%
Floorspace-Based | FCZ08 Tot | Warehouse | 0.2568% | 0.4839% | 0% | 0% | 0% | 0.7407% | 0% | 0% | 0% | 0% | 0% | 0% | 0% | 0% | 0% | 0% | 0% | 0% | 24.29% | 45.59% | 20.58% | 2.116% | 3.567% | 96.13% | 0% | 0% | 0% | 0% | 0% | 0% | 0% | 0% | 0% | 0% | 0% | 0% | 0.8564% | 0% | 0% | 0% | 2.269% | 3.125%
Floorspace-Based | FCZ08 Tot | All Commercial | 6.538% | 2.213% | 8.362% | 0.4505% | 0.1572% | 17.72% | 0.8502% | 0% | 0% | 0% | 0% | 0.8502% | 3.399% | 0.2309% | 0.1461% | 0% | 0.07316% | 3.849% | 27.01% | 26.12% | 14.35% | 3.39% | 3.932% | 74.8% | 0.9257% | 0.04397% | 0% | 0.7091% | 0% | 1.679% | 0% | 0% | 0% | 0% | 0% | 0% | 0.9203% | 0% | 0.02068% | 0% | 0.1593% | 1.1%
Floorspace-Based | FCZ09 Tot | College | 35.52% | 0% | 0% | 0% | 0% | 35.52% | 0% | 0% | 0% | 0% | 0% | 0% | 0% | 0% | 0% | 0% | 0% | 0% | 43.25% | 1.427% | 0% | 1.522% | 0% | 46.2% | 18.28% | 0% | 0% | 0% | 0% | 18.28% | 0% | 0% | 0% | 0% | 0% | 0% | 0% | 0% | 0% | 0% | 0% | 0%
Floorspace-Based | FCZ09 Tot | Food Stores | 0% | 0% | 0% | 0% | 0% | 0% | 0% | 3.51% | 0% | 0% | 0% | 3.51% | 0% | 0% | 0% | 0% | 0% | 0% | 51.91% | 20.65% | 6.209% | 2.631% | 15.09% | 96.49% | 0% | 0% | 0% | 0% | 0% | 0% | 0% | 0% | 0% | 0% | 0% | 0% | 0% | 0% | 0% | 0% | 0% | 0%
Floorspace-Based | FCZ09 Tot | Health Care | 0% | 0% | 0% | 0% | 34.58% | 34.58% | 6.929% | 2.922% | 0% | 0% | 0% | 9.851% | 7.412% | 0% | 0% | 0% | 0% | 7.412% | 13.24% | 8.326% | 17.02% | 0.2349% | 5.714% | 44.54% | 0% | 0% | 0% | 3.621% | 0% | 3.621% | 0% | 0% | 0% | 0% | 0% | 0% | 0% | 0% | 0% | 0% | 0% | 0%
Floorspace-Based | FCZ09 Tot | Lodging | 17.05% | 12.71% | 10.22% | 15.8% | 5.052% | 60.84% | 0% | 0% | 0% | 0% | 0% | 0% | 0% | 0% | 0% | 0% | 0% | 0% | 24.36% | 4.829% | 4.78% | 0% | 0% | 33.97% | 5.192% | 0% | 0% | 0% | 0% | 5.192% | 0% | 0% | 0% | 0% | 0% | 0% | 0% | 0% | 0% | 0% | 0% | 0%
Floorspace-Based | FCZ09 Tot | Miscellaneous | 1.311% | 0% | 0.1804% | 5.936% | 2.595% | 10.02% | 0% | 0% | 0% | 0% | 0% | 0% | 0% | 0% | 0% | 0% | 0% | 0% | 40.08% | 22.3% | 8.592% | 0.6165% | 5.446% | 77.04% | 0% | 10.94% | 0% | 0% | 1.211% | 12.15% | 0% | 0% | 0% | 0% | 0% | 0% | 0.791% | 0% | 0% | 0% | 0% | 0.791%
Floorspace-Based | FCZ09 Tot | Office, Large | 0% | 0% | 0% | 0% | 0% | 0% | 0% | 0% | 0% | 0% | 0% | 0% | 0% | 0% | 0% | 0% | 0% | 0% | 88.94% | 3.581% | 4.402% | 0% | 0% | 96.92% | 3.078% | 0% | 0% | 0% | 0% | 3.078% | 0% | 0% | 0% | 0% | 0% | 0% | 0% | 0% | 0% | 0% | 0% | 0%
Floorspace-Based | FCZ09 Tot | Office, Small | 0% | 0.7261% | 0% | 0.4978% | 3.163% | 4.387% | 0% | 0% | 0% | 0% | 0% | 0% | 0% | 0% | 0% | 0% | 0% | 0% | 26.61% | 23.65% | 23.27% | 8.492% | 13.59% | 95.61% | 0% | 0% | 0% | 0% | 0% | 0% | 0% | 0% | 0% | 0% | 0% | 0% | 0% | 0% | 0% | 0% | 0% | 0%
Floorspace-Based | FCZ09 Tot | Refrigerated Warehouse | 0% | 0% | 0% | 0% | 0% | 0% | 0% | 0% | 0% | 0% | 0% | 0% | 0% | 0% | 0% | 0% | 0% | 0% | 0% | 100% | 0% | 0% | 0% | 100% | 0% | 0% | 0% | 0% | 0% | 0% | 0% | 0% | 0% | 0% | 0% | 0% | 0% | 0% | 0% | 0% | 0% | 0%
Floorspace-Based | FCZ09 Tot | Restaurant | 0% | 0% | 0% | 0.1977% | 1.441% | 1.639% | 0% | 0% | 0% | 0% | 0% | 0% | 0% | 0% | 0% | 0% | 0% | 0% | 27.19% | 27.9% | 11.48% | 10.57% | 21.21% | 98.36% | 0% | 0% | 0% | 0% | 0% | 0% | 0% | 0% | 0% | 0% | 0% | 0% | 0% | 0% | 0% | 0% | 0% | 0%
Floorspace-Based | FCZ09 Tot | Retail | 1.317% | 0.4357% | 0% | 0% | 0% | 1.753% | 0% | 0% | 0% | 0% | 0% | 0% | 0% | 0% | 0% | 0% | 0% | 0% | 13.01% | 22.55% | 53% | 6.001% | 3.196% | 97.75% | 0% | 0% | 0% | 0% | 0% | 0% | 0% | 0% | 0% | 0% | 0% | 0% | 0% | 0% | 0.493% | 0% | 0% | 0.493%
Floorspace-Based | FCZ09 Tot | School | 0% | 21.77% | 0% | 0% | 0% | 21.77% | 0% | 0% | 0% | 0% | 0% | 0% | 0% | 0% | 3.972% | 0% | 0% | 3.972% | 16.46% | 13.6% | 18.54% | 7.972% | 5.147% | 61.72% | 9.389% | 0% | 0% | 3.143% | 0% | 12.53% | 0% | 0% | 0% | 0% | 0% | 0% | 0% | 0% | 0% | 0% | 0% | 0%
Floorspace-Based | FCZ09 Tot | Warehouse | 0% | 2.195% | 0% | 0% | 1.365% | 3.56% | 0% | 0% | 0% | 0% | 0% | 0% | 0% | 0% | 0% | 0% | 0% | 0% | 5.059% | 68.3% | 14.98% | 1.916% | 4.557% | 94.82% | 0% | 0% | 0% | 0% | 0% | 0% | 0% | 0% | 0% | 0% | 0% | 0% | 1.241% | 0.3838% | 0% | 0% | 0% | 1.625%
Floorspace-Based | FCZ09 Tot | All Commercial | 1.81% | 4.445% | 0.3709% | 1.781% | 3.219% | 11.63% | 0.3998% | 0.2926% | 0% | 0% | 0% | 0.6924% | 0.4277% | 0% | 0.6496% | 0% | 0% | 1.077% | 23.88% | 27.68% | 19.54% | 3.855% | 5.764% | 80.71% | 2.196% | 2.24% | 0% | 0.723% | 0.2478% | 5.406% | 0% | 0% | 0% | 0% | 0% | 0% | 0.3496% | 0.05802% | 0.08% | 0% | 0% | 0.4876%
Floorspace-Based | FCZ10 Tot | College | 0% | 0% | 0% | 0% | 0% | 0% | 0% | 0% | 0% | 0% | 0% | 0% | 45.66% | 0% | 0% | 0% | 0% | 45.66% | 20.99% | 3.213% | 1.777% | 13.36% | 1.711% | 41.05% | 6.21% | 7.079% | 0% | 0% | 0% | 13.29% | 0% | 0% | 0% | 0% | 0% | 0% | 0% | 0% | 0% | 0% | 0% | 0%
Floorspace-Based | FCZ10 Tot | Food Stores | 4.112% | 0.1864% | 0% | 0% | 0% | 4.299% | 0% | 0% | 0% | 0% | 0% | 0% | 0% | 0% | 0% | 0% | 0% | 0% | 17.28% | 23.16% | 10.37% | 9.415% | 35.47% | 95.7% | 0% | 0% | 0% | 0% | 0% | 0% | 0% | 0% | 0% | 0% | 0% | 0% | 0% | 0% | 0% | 0% | 0% | 0%
Floorspace-Based | FCZ10 Tot | Health Care | 19.94% | 5.799% | 0% | 5.802% | 0.4959% | 32.04% | 0% | 0% | 0% | 0% | 0% | 0% | 0% | 5.479% | 0% | 0% | 0.6443% | 6.123% | 8.339% | 18.48% | 8.235% | 4.035% | 7.838% | 46.92% | 6.328% | 0% | 0% | 8.588% | 0% | 14.92% | 0% | 0% | 0% | 0% | 0% | 0% | 0% | 0% | 0% | 0% | 0% | 0%
Floorspace-Based | FCZ10 Tot | Lodging | 1.334% | 23.23% | 13.4% | 0.4324% | 0.3577% | 38.75% | 0% | 0% | 0% | 0% | 0% | 0% | 0% | 0% | 0% | 0% | 0% | 0% | 5.004% | 13% | 13.08% | 6.423% | 5.894% | 43.4% | 0% | 9.536% | 8.308% | 0% | 0% | 17.84% | 0% | 0% | 0% | 0% | 0% | 0% | 0% | 0% | 0% | 0% | 0% | 0%
Floorspace-Based | FCZ10 Tot | Miscellaneous | 0.0601% | 1.924% | 0.3079% | 0.2459% | 0.04176% | 2.579% | 0% | 0% | 0% | 0% | 0% | 0% | 0% | 0% | 0% | 1.448% | 0% | 1.448% | 23.34% | 31.64% | 15.91% | 6.232% | 13.61% | 90.73% | 0% | 1.879% | 2.09% | 0% | 0% | 3.969% | 0.08865% | 0% | 0% | 0% | 0% | 0.08865% | 0.521% | 0.5925% | 0% | 0.03081% | 0.04542% | 1.19%
Floorspace-Based | FCZ10 Tot | Office, Large | 0% | 0% | 0% | 0% | 0% | 0% | 0% | 0% | 0% | 0% | 0% | 0% | 0% | 0% | 0% | 0% | 0% | 0% | 0% | 42.55% | 38.22% | 6.966% | 12.26% | 100% | 0% | 0% | 0% | 0% | 0% | 0% | 0% | 0% | 0% | 0% | 0% | 0% | 0% | 0% | 0% | 0% | 0% | 0%
Floorspace-Based | FCZ10 Tot | Office, Small | 1.09% | 0% | 0% | 0% | 1.79% | 2.88% | 0% | 0% | 0% | 0% | 0% | 0% | 0% | 0% | 0% | 0% | 0% | 0% | 22.42% | 32.35% | 24.26% | 7.85% | 9.559% | 96.43% | 0% | 0% | 0% | 0% | 0% | 0% | 0% | 0.5306% | 0.1541% | 0% | 0% | 0.6847% | 0% | 0% | 0% | 0% | 0% | 0%
Floorspace-Based | FCZ10 Tot | Refrigerated Warehouse | 0% | 0% | 0% | 0% | 0% | 0% | 0% | 0% | 0% | 0% | 0% | 0% | 0% | 0% | 0% | 0% | 0% | 0% | 0.6323% | 17.46% | 2.231% | 79.67% | 0% | 100% | 0% | 0% | 0% | 0% | 0% | 0% | 0% | 0% | 0% | 0% | 0% | 0% | 0% | 0% | 0% | 0% | 0% | 0%
Floorspace-Based | FCZ10 Tot | Restaurant | 0% | 0% | 0% | 0% | 0% | 0% | 0% | 0% | 0% | 0% | 0% | 0% | 0% | 0% | 0% | 0% | 0% | 0% | 19.02% | 45.12% | 19.94% | 8.384% | 7.545% | 100% | 0% | 0% | 0% | 0% | 0% | 0% | 0% | 0% | 0% | 0% | 0% | 0% | 0% | 0% | 0% | 0% | 0% | 0%
Floorspace-Based | FCZ10 Tot | Retail | 0% | 0.0895% | 0.1592% | 0% | 0% | 0.2487% | 0% | 0% | 0% | 0% | 0% | 0% | 0% | 0% | 0% | 0% | 0% | 0% | 6.121% | 34.11% | 16% | 35.76% | 7.691% | 99.67% | 0% | 0% | 0% | 0% | 0% | 0% | 0% | 0% | 0% | 0% | 0% | 0% | 0.07746% | 0% | 0% | 0% | 0% | 0.07746%
Floorspace-Based | FCZ10 Tot | School | 0% | 0% | 0% | 0% | 0% | 0% | 0% | 0% | 0% | 0% | 0% | 0% | 0% | 0% | 0% | 1.568% | 0% | 1.568% | 48.47% | 18.01% | 14.55% | 11.26% | 6.153% | 98.43% | 0% | 0% | 0% | 0% | 0% | 0% | 0% | 0% | 0% | 0% | 0% | 0% | 0% | 0% | 0% | 0% | 0% | 0%
Floorspace-Based | FCZ10 Tot | Warehouse | 0.2194% | 2.47% | 0% | 0% | 0.009646% | 2.699% | 0% | 0% | 0% | 0% | 0% | 0% | 0% | 0% | 0% | 0% | 0% | 0% | 2.34% | 17.34% | 47.02% | 12.99% | 16.11% | 95.8% | 0% | 0% | 0% | 0% | 0% | 0% | 0% | 0% | 0.4577% | 0% | 0% | 0.4577% | 0.9099% | 0.1329% | 0% | 0% | 0% | 1.043%
Floorspace-Based | FCZ10 Tot | All Commercial | 1.408% | 2.241% | 0.5065% | 0.3697% | 0.1509% | 4.675% | 0% | 0% | 0% | 0% | 0% | 0% | 0.7912% | 0.3065% | 0% | 0.3177% | 0.03604% | 1.451% | 12.11% | 24.12% | 27.21% | 15.57% | 11.96% | 90.97% | 0.4616% | 0.673% | 0.5362% | 0.4804% | 0% | 2.151% | 0.01112% | 0.03043% | 0.1737% | 0% | 0% | 0.2153% | 0.4057% | 0.1222% | 0% | 0.003866% | 0.005698% | 0.5375%
Floorspace-Based | FCZ11 Tot | College | 0% | 0% | 0% | 0.5981% | 0% | 0.5981% | 0% | 0% | 0% | 0% | 0% | 0% | 0% | 32.88% | 0% | 0% | 0% | 32.88% | 13.63% | 31.23% | 14.94% | 1.898% | 0% | 61.69% | 0% | 0% | 4.825% | 0% | 0% | 4.825% | 0% | 0% | 0% | 0% | 0% | 0% | 0% | 0% | 0% | 0% | 0% | 0%
Floorspace-Based | FCZ11 Tot | Food Stores | 0% | 0.2536% | 0% | 0% | 0.3144% | 0.568% | 0% | 0% | 0% | 0% | 0% | 0% | 0% | 0% | 0% | 0% | 0% | 0% | 22.63% | 49.72% | 0.7864% | 11.71% | 14.59% | 99.43% | 0% | 0% | 0% | 0% | 0% | 0% | 0% | 0% | 0% | 0% | 0% | 0% | 0% | 0% | 0% | 0% | 0% | 0%
Floorspace-Based | FCZ11 Tot | Health Care | 0% | 0% | 0% | 0% | 3.355% | 3.355% | 22.67% | 0% | 0% | 0% | 0% | 22.67% | 0% | 11.69% | 0% | 0% | 0% | 11.69% | 3.674% | 24.92% | 0.542% | 18.59% | 14.57% | 62.29% | 0% | 0% | 0% | 0% | 0% | 0% | 0% | 0% | 0% | 0% | 0% | 0% | 0% | 0% | 0% | 0% | 0% | 0%
Floorspace-Based | FCZ11 Tot | Lodging | 0.8492% | 6.655% | 2.73% | 1.848% | 8.929% | 21.01% | 0% | 0% | 0% | 0% | 0% | 0% | 0% | 0% | 0% | 0% | 0% | 0% | 7.862% | 16.53% | 6.175% | 3.186% | 9.812% | 43.56% | 0% | 35.42% | 0% | 0% | 0% | 35.42% | 0% | 0% | 0% | 0% | 0% | 0% | 0% | 0% | 0% | 0% | 0% | 0%
Floorspace-Based | FCZ11 Tot | Miscellaneous | 0.5937% | 1.197% | 1.135% | 0% | 0.9682% | 3.893% | 0% | 0% | 2.106% | 0% | 0% | 2.106% | 0% | 0% | 0% | 0% | 0% | 0% | 18.3% | 32.56% | 28.39% | 5.024% | 5.224% | 89.5% | 2.403% | 0.57% | 0% | 0% | 0% | 2.973% | 0% | 0% | 0% | 0% | 0% | 0% | 0.3238% | 0.774% | 0% | 0.1393% | 0.292% | 1.529%
Floorspace-Based | FCZ11 Tot | Office, Large | 0% | 0% | 0% | 0% | 0% | 0% | 0% | 0% | 0% | 0% | 0% | 0% | 26.88% | 0% | 0% | 0% | 0% | 26.88% | 2.562% | 16.55% | 25.84% | 18.11% | 10.05% | 73.12% | 0% | 0% | 0% | 0% | 0% | 0% | 0% | 0% | 0% | 0% | 0% | 0% | 0% | 0% | 0% | 0% | 0% | 0%
Floorspace-Based | FCZ11 Tot | Office, Small | 0% | 0% | 0% | 0% | 0% | 0% | 0% | 0% | 0% | 0% | 0% | 0% | 0% | 0% | 0% | 0% | 0% | 0% | 15.07% | 34.56% | 23.53% | 12.16% | 13.43% | 98.76% | 0% | 0% | 0% | 0% | 0% | 0% | 0% | 1.241% | 0% | 0% | 0% | 1.241% | 0% | 0% | 0% | 0% | 0% | 0%
Floorspace-Based | FCZ11 Tot | Refrigerated Warehouse | 0.289% | 0% | 0% | 0% | 0% | 0.289% | 0% | 0% | 0% | 0% | 0% | 0% | 0% | 0% | 0% | 0% | 0% | 0% | 1.225% | 56.07% | 42.42% | 0% | 0% | 99.71% | 0% | 0% | 0% | 0% | 0% | 0% | 0% | 0% | 0% | 0% | 0% | 0% | 0% | 0% | 0% | 0% | 0% | 0%
Floorspace-Based | FCZ11 Tot | Restaurant | 0% | 0% | 1.231% | 0% | 0% | 1.231% | 0% | 0% | 0% | 0% | 0% | 0% | 0% | 0% | 0% | 0% | 0% | 0% | 14.91% | 46.2% | 12.69% | 8.675% | 16.29% | 98.77% | 0% | 0% | 0% | 0% | 0% | 0% | 0% | 0% | 0% | 0% | 0% | 0% | 0% | 0% | 0% | 0% | 0% | 0%
Floorspace-Based | FCZ11 Tot | Retail | 6.075% | 0.7187% | 0% | 0% | 0.1464% | 6.94% | 0% | 0% | 0% | 0% | 0% | 0% | 0% | 0% | 0% | 0% | 0% | 0% | 6.409% | 30.23% | 19.89% | 21.83% | 14.28% | 92.63% | 0% | 0% | 0% | 0% | 0% | 0% | 0% | 0% | 0.3725% | 0% | 0% | 0.3725% | 0.03914% | 0% | 0% | 0.02262% | 0% | 0.06175%
Floorspace-Based | FCZ11 Tot | School | 0% | 0% | 0% | 0% | 0% | 0% | 0% | 0% | 0% | 0% | 0% | 0% | 0% | 0% | 0% | 0% | 0% | 0% | 20.17% | 20.18% | 51.89% | 4.612% | 3.015% | 99.87% | 0% | 0% | 0% | 0.13% | 0% | 0.13% | 0% | 0% | 0% | 0% | 0% | 0% | 0% | 0% | 0% | 0% | 0% | 0%
Floorspace-Based | FCZ11 Tot | Warehouse | 0.06697% | 0.05564% | 0% | 0% | 0% | 0.1226% | 0% | 0% | 0% | 0% | 0% | 0% | 0% | 0% | 0% | 0% | 0% | 0% | 0.8421% | 16.34% | 38.3% | 26.02% | 18.26% | 99.76% | 0% | 0% | 0% | 0% | 0% | 0% | 0% | 0% | 0% | 0% | 0% | 0% | 0% | 0% | 0% | 0.02326% | 0.0942% | 0.1175%
Floorspace-Based | FCZ11 Tot | All Commercial | 0.903% | 0.5909% | 0.3358% | 0.1005% | 0.6901% | 2.62% | 0.9002% | 0% | 0.3707% | 0% | 0% | 1.271% | 1.027% | 1.882% | 0% | 0% | 0% | 2.909% | 9.174% | 25.56% | 28.89% | 15.21% | 11.74% | 90.58% | 0.4229% | 1.533% | 0.208% | 0.01189% | 0% | 2.176% | 0% | 0.08536% | 0.04525% | 0% | 0% | 0.1306% | 0.06174% | 0.1362% | 0% | 0.0347% | 0.08148% | 0.3141%
Floorspace-Based | FCZ12c Tot | College | 0.09488% | 0.2732% | 0% | 0% | 0.01688% | 0.3849% | 0% | 0% | 0% | 0% | 0% | 0% | 24.13% | 0% | 0% | 0% | 0% | 24.13% | 4.988% | 5.513% | 1.887% | 1.238% | 0.457% | 14.08% | 61.41% | 0% | 0% | 0% | 0% | 61.41% | 0% | 0% | 0% | 0% | 0% | 0% | 0% | 0% | 0% | 0% | 0% | 0%
Floorspace-Based | FCZ12c Tot | Food Stores | 3.352% | 1.106% | 0.1335% | 0% | 0.1266% | 4.718% | 0% | 0% | 0% | 0% | 0% | 0% | 0% | 0% | 0% | 0% | 0% | 0% | 34.73% | 39.63% | 7.553% | 5.1% | 2.49% | 89.51% | 0% | 0% | 0% | 0% | 0% | 0% | 0% | 3.723% | 0% | 0% | 0% | 3.723% | 0.4717% | 1.018% | 0.5631% | 0% | 0% | 2.053%
Floorspace-Based | FCZ12c Tot | Health Care | 9.664% | 9.592% | 0% | 2.106% | 0% | 21.36% | 0% | 0% | 0% | 0% | 0% | 0% | 0% | 0.674% | 4.558% | 0% | 0% | 5.232% | 15.5% | 33.58% | 11.07% | 6.316% | 0% | 66.47% | 1.252% | 0% | 5.69% | 0% | 0% | 6.941% | 0% | 0% | 0% | 0% | 0% | 0% | 0% | 0% | 0% | 0% | 0% | 0%
Floorspace-Based | FCZ12c Tot | Lodging | 5.719% | 20.03% | 1.697% | 13.71% | 8.31% | 49.47% | 0% | 0% | 0% | 0% | 0% | 0% | 0.6692% | 0% | 0% | 12.63% | 0% | 13.3% | 11.82% | 10.74% | 11.8% | 1.834% | 0.2952% | 36.49% | 0% | 0% | 0.6144% | 0% | 0% | 0.6144% | 0% | 0% | 0% | 0% | 0% | 0% | 0% | 0.1211% | 0% | 0% | 0% | 0.1211%
Floorspace-Based | FCZ12c Tot | Miscellaneous | 4.576% | 1.385% | 1.968% | 0% | 0.2739% | 8.203% | 0% | 0% | 0% | 0% | 0% | 0% | 0.6621% | 0% | 0% | 0% | 0% | 0.6621% | 34.79% | 22.97% | 13.7% | 4.547% | 7.704% | 83.72% | 0% | 0.04781% | 2.266% | 0% | 0% | 2.314% | 0.2004% | 0% | 0% | 0% | 0% | 0.2004% | 0.4688% | 3.125% | 0.01624% | 0% | 1.294% | 4.905%
Floorspace-Based | FCZ12c Tot | Office, Large | 6.776% | 5.053% | 4.863% | 0.2367% | 0% | 16.93% | 0% | 10.76% | 1.027% | 0% | 0% | 11.79% | 2.37% | 7.036% | 7.951% | 1.331% | 0% | 18.69% | 3.999% | 25.55% | 7.996% | 0.6617% | 1.863% | 40.07% | 3.643% | 2.173% | 1.917% | 4.794% | 0% | 12.53% | 0% | 0% | 0% | 0% | 0% | 0% | 0% | 0% | 0% | 0% | 0% | 0%
Floorspace-Based | FCZ12c Tot | Office, Small | 1.267% | 3.932% | 0.3951% | 0.1171% | 0.3507% | 6.061% | 0% | 0% | 0% | 0.4631% | 0% | 0.4631% | 0.4458% | 0.5339% | 0.6349% | 0% | 0% | 1.615% | 24.87% | 47.31% | 8.712% | 3.165% | 3.903% | 87.96% | 0% | 0.25% | 0% | 0.2917% | 0% | 0.5417% | 0.3084% | 1.752% | 0.07332% | 0% | 0% | 2.133% | 1.198% | 0.03075% | 0% | 0% | 0% | 1.229%
Floorspace-Based | FCZ12c Tot | Refrigerated Warehouse | 1.733% | 0% | 9.674% | 0% | 0% | 11.41% | 0% | 0% | 0% | 0% | 0% | 0% | 0% | 0% | 0% | 0% | 0% | 0% | 4.837% | 36.16% | 45.97% | 0% | 0% | 86.96% | 0% | 0% | 0% | 0% | 0% | 0% | 0% | 0% | 0% | 0% | 0% | 0% | 0% | 0% | 1.631% | 0% | 0% | 1.631%
Floorspace-Based | FCZ12c Tot | Restaurant | 5.188% | 3.071% | 0.2337% | 0.1325% | 0.4901% | 9.115% | 0% | 0% | 0% | 0% | 0% | 0% | 0% | 0% | 0% | 0% | 0% | 0% | 27.41% | 41.54% | 9.51% | 6.161% | 5.439% | 90.06% | 0% | 0% | 0% | 0% | 0% | 0% | 0% | 0.3167% | 0% | 0% | 0% | 0.3167% | 0.4801% | 0% | 0% | 0% | 0.03324% | 0.5133%
Floorspace-Based | FCZ12c Tot | Retail | 1.911% | 1.402% | 0% | 0% | 0.7254% | 4.038% | 0% | 0% | 0% | 0% | 0% | 0% | 0% | 0% | 0% | 0.2894% | 0% | 0.2894% | 26.21% | 43.62% | 15.99% | 2.026% | 5.866% | 93.71% | 0% | 0% | 0% | 0% | 0% | 0% | 0.1022% | 0% | 0% | 0% | 0% | 0.1022% | 0.3446% | 0.3882% | 0.02769% | 0% | 1.095% | 1.856%
Floorspace-Based | FCZ12c Tot | School | 0% | 0% | 0% | 13.38% | 0.6737% | 14.05% | 0% | 0% | 0% | 0% | 0% | 0% | 0% | 0% | 0% | 0% | 0% | 0% | 11.15% | 28.04% | 17.57% | 25.9% | 3.295% | 85.95% | 0% | 0% | 0% | 0% | 0% | 0% | 0% | 0% | 0% | 0% | 0% | 0% | 0% | 0% | 0% | 0% | 0% | 0%
Floorspace-Based | FCZ12c Tot | Warehouse | 0.7653% | 0.6568% | 0% | 0% | 0.7382% | 2.16% | 0% | 0% | 0% | 0% | 0% | 0% | 0% | 0% | 0% | 0% | 0% | 0% | 25.6% | 35.44% | 27.95% | 3.572% | 4.601% | 97.16% | 0% | 0% | 0% | 0% | 0% | 0% | 0% | 0.2925% | 0% | 0% | 0% | 0.2925% | 0.2014% | 0% | 0% | 0% | 0.1819% | 0.3833%
Floorspace-Based | FCZ12c Tot | All Commercial | 3.878% | 4.168% | 1.618% | 2.016% | 0.9441% | 12.62% | 0% | 2.06% | 0.1965% | 0.05611% | 0% | 2.313% | 2.315% | 1.446% | 1.836% | 1.31% | 0% | 6.907% | 19.75% | 28.97% | 12.07% | 4.145% | 3.794% | 68.73% | 4.862% | 0.4566% | 1.2% | 0.9529% | 0% | 7.472% | 0.09196% | 0.3341% | 0.008884% | 0% | 0% | 0.4349% | 0.318% | 0.7569% | 0.03354% | 0% | 0.411% | 1.519%
Floorspace-Based | FCZ12i Tot | College | 10.14% | 0% | 0% | 0% | 0% | 10.14% | 0% | 0% | 0% | 0% | 0% | 0% | 0% | 47.66% | 0% | 0% | 0% | 47.66% | 6.759% | 7.138% | 1.688% | 1.945% | 1.301% | 18.83% | 23.37% | 0% | 0% | 0% | 0% | 23.37% | 0% | 0% | 0% | 0% | 0% | 0% | 0% | 0% | 0% | 0% | 0% | 0%
Floorspace-Based | FCZ12i Tot | Food Stores | 4.019% | 0.2313% | 0% | 0% | 0% | 4.25% | 0% | 0% | 0% | 0% | 0% | 0% | 0% | 0% | 0% | 0% | 0% | 0% | 17.68% | 70.08% | 3.63% | 1.191% | 1.211% | 93.79% | 0% | 0% | 0% | 0% | 0% | 0% | 0% | 0% | 0% | 0% | 0% | 0% | 1.15% | 0.8051% | 0% | 0% | 0% | 1.955%
Floorspace-Based | FCZ12i Tot | Health Care | 1.168% | 4.618% | 0% | 0% | 0% | 5.786% | 0% | 0% | 0% | 0% | 0% | 0% | 0% | 8.267% | 0% | 0% | 0% | 8.267% | 28.15% | 27.95% | 4.247% | 8.171% | 1.703% | 70.22% | 15.72% | 0% | 0% | 0% | 0% | 15.72% | 0% | 0% | 0% | 0% | 0% | 0% | 0% | 0% | 0% | 0% | 0% | 0%
Floorspace-Based | FCZ12i Tot | Lodging | 3.077% | 6.768% | 0% | 2.048% | 0% | 11.89% | 0% | 0% | 0% | 0% | 0% | 0% | 0% | 0% | 0% | 0% | 0% | 0% | 6.197% | 49.5% | 17.49% | 5.184% | 0% | 78.37% | 0% | 5.426% | 4.307% | 0% | 0% | 9.733% | 0% | 0% | 0% | 0% | 0% | 0% | 0% | 0% | 0% | 0% | 0% | 0%
Floorspace-Based | FCZ12i Tot | Miscellaneous | 5.215% | 3.687% | 0.9197% | 0% | 0.8255% | 10.65% | 0% | 0% | 0% | 0% | 0% | 0% | 0% | 0% | 0% | 0% | 1.033% | 1.033% | 32.97% | 30.94% | 9.395% | 0.2955% | 5.587% | 79.19% | 0% | 0% | 0.5532% | 5.917% | 0% | 6.47% | 0% | 0% | 0% | 0% | 0% | 0% | 1.569% | 0.4078% | 0% | 0% | 0.6863% | 2.663%
Floorspace-Based | FCZ12i Tot | Office, Large | 0% | 9.832% | 1.409% | 0% | 0% | 11.24% | 0% | 0% | 2.258% | 0% | 0% | 2.258% | 0% | 22.01% | 2.801% | 2.022% | 0% | 26.84% | 15.35% | 27.28% | 1.157% | 4.51% | 0% | 48.3% | 0% | 11.36% | 0% | 0% | 0% | 11.36% | 0% | 0% | 0% | 0% | 0% | 0% | 0% | 0% | 0% | 0% | 0% | 0%
Floorspace-Based | FCZ12i Tot | Office, Small | 1.085% | 1.48% | 0.1714% | 0% | 1.609% | 4.344% | 0% | 1.417% | 0% | 0% | 0% | 1.417% | 0% | 0% | 0% | 0% | 0% | 0% | 33.96% | 26.4% | 6.353% | 0.6977% | 20.36% | 87.77% | 0% | 0% | 1.141% | 0% | 0% | 1.141% | 1.235% | 0.4117% | 2.645% | 0% | 0.6271% | 4.919% | 0.3909% | 0% | 0% | 0% | 0.02078% | 0.4117%
Floorspace-Based | FCZ12i Tot | Refrigerated Warehouse | 0% | 0% | 0% | 40.86% | 0% | 40.86% | 0% | 0% | 0% | 0% | 0% | 0% | 0% | 0% | 0% | 0% | 0% | 0% | 59.14% | 0% | 0% | 0% | 0% | 59.14% | 0% | 0% | 0% | 0% | 0% | 0% | 0% | 0% | 0% | 0% | 0% | 0% | 0% | 0% | 0% | 0% | 0% | 0%
Floorspace-Based | FCZ12i Tot | Restaurant | 2.827% | 0.3884% | 0% | 0.2734% | 0.4315% | 3.92% | 0% | 0% | 0% | 0% | 0% | 0% | 0% | 0% | 0% | 0% | 0% | 0% | 41.31% | 34.84% | 7.789% | 4.321% | 7.826% | 96.08% | 0% | 0% | 0% | 0% | 0% | 0% | 0% | 0% | 0% | 0% | 0% | 0% | 0% | 0% | 0% | 0% | 0% | 0%
Floorspace-Based | FCZ12i Tot | Retail | 0.4242% | 0.1188% | 0% | 0% | 0.8404% | 1.383% | 0% | 0% | 0% | 0% | 0% | 0% | 0% | 0% | 0% | 0% | 0% | 0% | 21.43% | 38.73% | 11.06% | 4.326% | 22.72% | 98.26% | 0% | 0% | 0% | 0% | 0% | 0% | 0% | 0% | 0% | 0% | 0% | 0% | 0.3517% | 0% | 0% | 0% | 0% | 0.3517%
Floorspace-Based | FCZ12i Tot | School | 0% | 2.54% | 0% | 5.107% | 0% | 7.646% | 0% | 0% | 0% | 0% | 0% | 0% | 0% | 0% | 0% | 0% | 0% | 0% | 49.18% | 18.31% | 20.3% | 0% | 4.557% | 92.35% | 0% | 0% | 0% | 0% | 0% | 0% | 0% | 0% | 0% | 0% | 0% | 0% | 0% | 0% | 0% | 0% | 0% | 0%
Floorspace-Based | FCZ12i Tot | Warehouse | 0% | 3.449% | 3.695% | 0% | 1.383% | 8.527% | 0% | 0% | 0% | 0% | 0% | 0% | 0% | 0% | 0% | 0% | 0% | 0% | 30.04% | 35.29% | 5.827% | 2.546% | 17.12% | 90.83% | 0% | 0% | 0% | 0% | 0% | 0% | 0% | 0% | 0% | 0% | 0% | 0% | 0.4223% | 0.2229% | 0% | 0% | 0% | 0.6452%
Floorspace-Based | FCZ12i Tot | All Commercial | 2.374% | 3.096% | 0.4622% | 0.8059% | 0.5477% | 7.286% | 0% | 0.134% | 0.1739% | 0% | 0% | 0.3079% | 0% | 4.84% | 0.2156% | 0.1557% | 0.2333% | 5.445% | 27.68% | 31.34% | 9.333% | 2.739% | 8.82% | 79.92% | 2.692% | 1.241% | 0.5234% | 1.336% | 0% | 5.793% | 0.1168% | 0.03896% | 0.2503% | 0% | 0.05934% | 0.4654% | 0.5037% | 0.1246% | 0% | 0% | 0.157% | 0.7854%
Floorspace-Based | FCZ13 Tot | College | 39.83% | 0% | 19.69% | 0% | 0% | 59.52% | 0% | 0% | 0% | 0% | 0% | 0% | 0% | 0% | 0% | 0% | 0% | 0% | 7.06% | 7.06% | 21.95% | 2.693% | 0.5362% | 39.3% | 0% | 0% | 0% | 0% | 0% | 0% | 0% | 0% | 0% | 0% | 0% | 0% | 0% | 1.186% | 0% | 0% | 0% | 1.186%
Floorspace-Based | FCZ13 Tot | Food Stores | 0.5694% | 0% | 0% | 0% | 0% | 0.5694% | 0% | 0% | 0% | 0% | 0% | 0% | 0% | 0% | 0% | 0% | 0% | 0% | 33.99% | 30.32% | 32.24% | 2.494% | 0.3861% | 99.43% | 0% | 0% | 0% | 0% | 0% | 0% | 0% | 0% | 0% | 0% | 0% | 0% | 0% | 0% | 0% | 0% | 0% | 0%
Floorspace-Based | FCZ13 Tot | Health Care | 0.9402% | 23.31% | 7.852% | 4.298% | 0% | 36.4% | 0% | 0% | 0% | 0% | 0% | 0% | 12.48% | 7.39% | 0% | 0% | 0% | 19.87% | 15.04% | 8.258% | 11.01% | 6.417% | 0% | 40.72% | 0% | 0% | 0% | 1.553% | 1.455% | 3.008% | 0% | 0% | 0% | 0% | 0% | 0% | 0% | 0% | 0% | 0% | 0% | 0%
Floorspace-Based | FCZ13 Tot | Lodging | 13.19% | 23.04% | 9.992% | 2.295% | 1.196% | 49.71% | 0% | 0% | 0% | 0% | 0% | 0% | 0% | 0% | 0% | 0% | 0% | 0% | 4.51% | 11.79% | 21.13% | 12.86% | 0% | 50.29% | 0% | 0% | 0% | 0% | 0% | 0% | 0% | 0% | 0% | 0% | 0% | 0% | 0% | 0% | 0% | 0% | 0% | 0%
Floorspace-Based | FCZ13 Tot | Miscellaneous | 3.751% | 3.025% | 0.1242% | 0% | 1.199% | 8.1% | 0% | 0% | 0% | 0% | 0% | 0% | 0% | 0% | 0% | 3.23% | 0% | 3.23% | 36.26% | 21.74% | 19.15% | 2.948% | 0.9453% | 81.04% | 0% | 1.724% | 0.7928% | 0% | 0% | 2.517% | 0% | 0% | 0% | 0% | 0% | 0% | 0.7262% | 4.118% | 0.2128% | 0.02813% | 0.03008% | 5.116%
Floorspace-Based | FCZ13 Tot | Office, Large | 7.715% | 0% | 0% | 7.842% | 0% | 15.56% | 0.9104% | 0% | 0% | 0% | 0% | 0.9104% | 4.248% | 3.475% | 0% | 0% | 0% | 7.723% | 13.78% | 36% | 9.483% | 0% | 0% | 59.26% | 5.46% | 3.805% | 7.281% | 0% | 0% | 16.55% | 0% | 0% | 0% | 0% | 0% | 0% | 0% | 0% | 0% | 0% | 0% | 0%
Floorspace-Based | FCZ13 Tot | Office, Small | 1.634% | 0.4932% | 0.177% | 0.5928% | 0.1609% | 3.058% | 0% | 0% | 0% | 0% | 0% | 0% | 0% | 0% | 0% | 0% | 0% | 0% | 31.53% | 41.48% | 19.04% | 3.062% | 1.657% | 96.78% | 0% | 0% | 0% | 0% | 0% | 0% | 0% | 0% | 0% | 0% | 0% | 0% | 0.1455% | 0.01622% | 0% | 0% | 0% | 0.1617%
Floorspace-Based | FCZ13 Tot | Refrigerated Warehouse | 0% | 3.723% | 0% | 0% | 0% | 3.723% | 0% | 0% | 0% | 0% | 0% | 0% | 0% | 0% | 0% | 0% | 0% | 0% | 34.19% | 23.79% | 4.666% | 33.63% | 0% | 96.28% | 0% | 0% | 0% | 0% | 0% | 0% | 0% | 0% | 0% | 0% | 0% | 0% | 0% | 0% | 0% | 0% | 0% | 0%
Floorspace-Based | FCZ13 Tot | Restaurant | 0.3855% | 0.1049% | 0% | 0.09851% | 0.06875% | 0.6576% | 0% | 0% | 0% | 0% | 0% | 0% | 0% | 0% | 0% | 0.6881% | 0% | 0.6881% | 32.19% | 36.37% | 19.63% | 8.473% | 2.002% | 98.65% | 0% | 0% | 0% | 0% | 0% | 0% | 0% | 0% | 0% | 0% | 0% | 0% | 0% | 0% | 0% | 0% | 0% | 0%
Floorspace-Based | FCZ13 Tot | Retail | 0.9835% | 0.7524% | 0% | 0% | 0% | 1.736% | 0% | 0% | 0% | 0% | 0% | 0% | 0% | 0% | 0% | 0% | 0% | 0% | 24.17% | 34.81% | 32.43% | 5.034% | 1.101% | 97.54% | 0% | 0% | 0% | 0% | 0% | 0% | 0% | 0% | 0% | 0% | 0% | 0% | 0.5566% | 0.1631% | 0% | 0% | 0% | 0.7197%
Floorspace-Based | FCZ13 Tot | School | 0.3098% | 0% | 0% | 0% | 0% | 0.3098% | 0% | 0% | 0% | 0% | 0% | 0% | 0% | 0% | 0% | 0% | 0% | 0% | 64.92% | 16.03% | 9.154% | 3.929% | 5.653% | 99.69% | 0% | 0% | 0% | 0% | 0% | 0% | 0% | 0% | 0% | 0% | 0% | 0% | 0% | 0% | 0% | 0% | 0% | 0%
Floorspace-Based | FCZ13 Tot | Warehouse | 1.129% | 0.7957% | 0.3105% | 0% | 0% | 2.235% | 0% | 0% | 0% | 0% | 0% | 0% | 0% | 0% | 0% | 0% | 0% | 0% | 29.05% | 40.27% | 18.5% | 0% | 9.702% | 97.52% | 0% | 0% | 0% | 0% | 0% | 0% | 0% | 0% | 0% | 0% | 0% | 0% | 0.1825% | 0.007275% | 0% | 0% | 0.05564% | 0.2454%
Floorspace-Based | FCZ13 Tot | All Commercial | 4.447% | 3.17% | 1.72% | 1.609% | 0.2819% | 11.23% | 0.1368% | 0% | 0% | 0% | 0% | 0.1368% | 1.525% | 1.047% | 0% | 0.6422% | 0% | 3.214% | 28.49% | 28.04% | 18.82% | 3.721% | 1.977% | 81.05% | 0.8204% | 0.9032% | 1.246% | 0.1104% | 0.1034% | 3.184% | 0% | 0% | 0% | 0% | 0% | 0% | 0.2626% | 0.8706% | 0.04093% | 0.00541% | 0.01066% | 1.19%
Floorspace-Based | FCZ16 Tot | College | 94.03% | 0% | 0% | 1.187% | 0% | 95.22% | 0% | 0% | 0% | 0% | 0% | 0% | 0% | 0% | 0% | 0% | 0% | 0% | 4.746% | 0% | 0.03582% | 0% | 0% | 4.781% | 0% | 0% | 0% | 0% | 0% | 0% | 0% | 0% | 0% | 0% | 0% | 0% | 0% | 0% | 0% | 0% | 0% | 0%
Floorspace-Based | FCZ16 Tot | Food Stores | 6.283% | 0% | 0% | 1.558% | 0.7223% | 8.563% | 0% | 0% | 0% | 0% | 0% | 0% | 0% | 0% | 0% | 0% | 0% | 0% | 54.27% | 21.05% | 7.832% | 6.574% | 1.275% | 91% | 0% | 0% | 0% | 0% | 0% | 0% | 0% | 0% | 0% | 0% | 0% | 0% | 0.4394% | 0% | 0% | 0% | 0% | 0.4394%
Floorspace-Based | FCZ16 Tot | Health Care | 5.817% | 0% | 0% | 0% | 0% | 5.817% | 0% | 0% | 0% | 0% | 0% | 0% | 51.54% | 0% | 0% | 0% | 0% | 51.54% | 11.21% | 19% | 0% | 0% | 11.12% | 41.33% | 0% | 1.313% | 0% | 0% | 0% | 1.313% | 0% | 0% | 0% | 0% | 0% | 0% | 0% | 0% | 0% | 0% | 0% | 0%
Floorspace-Based | FCZ16 Tot | Lodging | 15.96% | 23.78% | 4.009% | 0% | 0% | 43.74% | 5.446% | 14.9% | 0% | 0% | 0% | 20.35% | 0% | 0% | 0% | 0.4917% | 5.599% | 6.091% | 7.3% | 0% | 3.224% | 2.515% | 0% | 13.04% | 0% | 0% | 0% | 16.78% | 0% | 16.78% | 0% | 0% | 0% | 0% | 0% | 0% | 0% | 0% | 0% | 0% | 0% | 0%
Floorspace-Based | FCZ16 Tot | Miscellaneous | 14.69% | 0.7505% | 0.1493% | 4.048% | 0.1142% | 19.75% | 0% | 0% | 0% | 0% | 0% | 0% | 0% | 2.515% | 0% | 0% | 0% | 2.515% | 55.81% | 5.17% | 4.458% | 1.084% | 5.763% | 72.29% | 3.284% | 0% | 0% | 0% | 0% | 3.284% | 0% | 0% | 0% | 0% | 0% | 0% | 2.143% | 0.007335% | 0.01212% | 0% | 0% | 2.162%
Floorspace-Based | FCZ16 Tot | Office, Large | 8.53% | 8.609% | 0% | 1.036% | 0% | 18.18% | 0% | 0% | 0% | 0% | 0% | 0% | 20% | 9.129% | 0.8689% | 2.238% | 0% | 32.23% | 5.667% | 5.502% | 0.1634% | 0.3267% | 0% | 11.66% | 20.91% | 16.2% | 0.822% | 0% | 0% | 37.93% | 0% | 0% | 0% | 0% | 0% | 0% | 0% | 0% | 0% | 0% | 0% | 0%
Floorspace-Based | FCZ16 Tot | Office, Small | 17.2% | 0.4092% | 0% | 0% | 0% | 17.61% | 0% | 0% | 0% | 0% | 0% | 0% | 0% | 0% | 0% | 0% | 0% | 0% | 52.31% | 20.83% | 2.464% | 0% | 1.406% | 77% | 0% | 0% | 0% | 0% | 0% | 0% | 0% | 0% | 0% | 0% | 0% | 0% | 5.384% | 0% | 0% | 0% | 0% | 5.384%
Floorspace-Based | FCZ16 Tot | Refrigerated Warehouse | 0% | 0% | 0% | 0% | 0% | 0% | 0% | 0% | 0% | 0% | 0% | 0% | 0% | 0% | 0% | 0% | 0% | 0% | 29.31% | 36.6% | 5.577% | 0% | 24.19% | 95.68% | 0% | 0% | 0% | 0% | 0% | 0% | 0% | 0% | 0% | 0% | 0% | 0% | 0% | 0% | 0% | 0% | 4.324% | 4.324%
Floorspace-Based | FCZ16 Tot | Restaurant | 5.828% | 0% | 0% | 0% | 0% | 5.828% | 0% | 0% | 0% | 0% | 0% | 0% | 0% | 0% | 0% | 0% | 0% | 0% | 44.87% | 30.59% | 5.742% | 2.779% | 9.773% | 93.76% | 0.4134% | 0% | 0% | 0% | 0% | 0.4134% | 0% | 0% | 0% | 0% | 0% | 0% | 0% | 0% | 0% | 0% | 0% | 0%
Floorspace-Based | FCZ16 Tot | Retail | 2.957% | 5.205% | 0% | 0% | 0% | 8.162% | 0% | 0% | 0% | 0% | 0% | 0% | 0% | 0% | 0% | 0.597% | 0% | 0.597% | 38.41% | 19.35% | 16.69% | 1.654% | 2.191% | 78.29% | 3.48% | 0% | 0% | 0% | 0% | 3.48% | 0% | 0% | 0% | 0% | 0% | 0% | 7.115% | 0% | 0% | 1.98% | 0.3774% | 9.472%
Floorspace-Based | FCZ16 Tot | School | 4.436% | 14.09% | 0% | 0% | 0% | 18.52% | 0% | 0% | 0% | 0% | 0% | 0% | 0% | 0% | 0% | 0% | 0% | 0% | 56% | 1.505% | 7.879% | 2.171% | 13.93% | 81.48% | 0% | 0% | 0% | 0% | 0% | 0% | 0% | 0% | 0% | 0% | 0% | 0% | 0% | 0% | 0% | 0% | 0% | 0%
Floorspace-Based | FCZ16 Tot | Warehouse | 7.738% | 0% | 0% | 0% | 0% | 7.738% | 0% | 0% | 0% | 0% | 0% | 0% | 0% | 0% | 0% | 0% | 0% | 0% | 69.73% | 9.92% | 0.9064% | 1.612% | 0% | 82.16% | 0% | 0% | 0% | 0% | 0% | 0% | 0% | 0% | 0% | 0% | 0% | 0% | 0% | 0% | 0.0895% | 0% | 10.01% | 10.1%
Floorspace-Based | FCZ16 Tot | All Commercial | 14.07% | 5.996% | 0.2291% | 1.036% | 0.03358% | 21.36% | 0.2802% | 0.7668% | 0% | 0% | 0% | 1.047% | 8.495% | 3.141% | 0.2624% | 0.7687% | 0.2881% | 12.95% | 30.67% | 9.288% | 4.199% | 1.092% | 3.838% | 49.09% | 7.221% | 4.955% | 0.2483% | 0.8634% | 0% | 13.29% | 0% | 0% | 0% | 0% | 0% | 0% | 1.481% | 0.001119% | 0.005732% | 0.2238% | 0.5455% | 2.257%
Floorspace-Based | FCZ17 Tot | College | 0% | 0% | 0% | 0% | 0% | 0% | 0% | 0% | 0% | 0% | 0% | 0% | 0% | 0% | 0% | 0% | 0% | 0% | 40.1% | 22.49% | 0.5926% | 0% | 36.82% | 100% | 0% | 0% | 0% | 0% | 0% | 0% | 0% | 0% | 0% | 0% | 0% | 0% | 0% | 0% | 0% | 0% | 0% | 0%
Floorspace-Based | FCZ17 Tot | Food Stores | 3.41% | 0% | 0% | 0% | 0% | 3.41% | 0% | 0% | 0% | 0% | 0% | 0% | 0% | 0% | 0% | 0% | 0% | 0% | 37.54% | 38.8% | 9.32% | 0.9443% | 9.99% | 96.59% | 0% | 0% | 0% | 0% | 0% | 0% | 0% | 0% | 0% | 0% | 0% | 0% | 0% | 0% | 0% | 0% | 0% | 0%
Floorspace-Based | FCZ17 Tot | Health Care | 0% | 6.494% | 0% | 0% | 0% | 6.494% | 0% | 0% | 0% | 0% | 0% | 0% | 0% | 0% | 0% | 0% | 0% | 0% | 15.61% | 4.821% | 0% | 15.84% | 12.05% | 48.32% | 45.19% | 0% | 0% | 0% | 0% | 45.19% | 0% | 0% | 0% | 0% | 0% | 0% | 0% | 0% | 0% | 0% | 0% | 0%
Floorspace-Based | FCZ17 Tot | Lodging | 4.711% | 72.71% | 21.21% | 0% | 1.364% | 100% | 0% | 0% | 0% | 0% | 0% | 0% | 0% | 0% | 0% | 0% | 0% | 0% | 0% | 0% | 0% | 0% | 0% | 0% | 0% | 0% | 0% | 0% | 0% | 0% | 0% | 0% | 0% | 0% | 0% | 0% | 0% | 0% | 0% | 0% | 0% | 0%
Floorspace-Based | FCZ17 Tot | Miscellaneous | 10.93% | 2.308% | 0% | 0% | 1.77% | 15.01% | 0% | 0% | 0% | 0% | 0% | 0% | 0% | 0% | 0% | 0% | 0% | 0% | 33.85% | 18.37% | 3.952% | 3.502% | 25.32% | 84.99% | 0% | 0% | 0% | 0% | 0% | 0% | 0% | 0% | 0% | 0% | 0% | 0% | 0% | 0% | 0% | 0% | 0% | 0%
Floorspace-Based | FCZ17 Tot | Office, Large | 0% | 0% | 0% | 0% | 0% | 0% | 0% | 0% | 0% | 0% | 0% | 0% | 7.359% | 9.044% | 0% | 8.382% | 0% | 24.78% | 1.309% | 5.7% | 6.851% | 4.625% | 3.047% | 21.53% | 17.4% | 29.37% | 0% | 0% | 6.905% | 53.68% | 0% | 0% | 0% | 0% | 0% | 0% | 0% | 0% | 0% | 0% | 0% | 0%
Floorspace-Based | FCZ17 Tot | Office, Small | 1.405% | 0% | 0% | 0% | 0% | 1.405% | 0% | 0% | 0% | 0% | 0% | 0% | 0% | 0% | 0% | 0% | 0% | 0% | 56.26% | 21.32% | 0% | 6.906% | 14.11% | 98.59% | 0% | 0% | 0% | 0% | 0% | 0% | 0% | 0% | 0% | 0% | 0% | 0% | 0% | 0% | 0% | 0% | 0% | 0%
Floorspace-Based | FCZ17 Tot | Refrigerated Warehouse | 0% | 0% | 0% | 0% | 0% | 0% | 0% | 0% | 0% | 0% | 0% | 0% | 0% | 0% | 0% | 0% | 0% | 0% | 37.82% | 62.18% | 0% | 0% | 0% | 100% | 0% | 0% | 0% | 0% | 0% | 0% | 0% | 0% | 0% | 0% | 0% | 0% | 0% | 0% | 0% | 0% | 0% | 0%
Floorspace-Based | FCZ17 Tot | Restaurant | 0% | 0% | 0% | 0% | 0% | 0% | 0% | 0% | 0% | 0% | 0% | 0% | 0% | 0% | 0% | 0% | 0% | 0% | 47.8% | 36.16% | 4.61% | 1.552% | 9.884% | 100% | 0% | 0% | 0% | 0% | 0% | 0% | 0% | 0% | 0% | 0% | 0% | 0% | 0% | 0% | 0% | 0% | 0% | 0%
Floorspace-Based | FCZ17 Tot | Retail | 0% | 0% | 0% | 0% | 0% | 0% | 0% | 0% | 0% | 0% | 0% | 0% | 0% | 0% | 0% | 0% | 0% | 0% | 45.39% | 28.29% | 16.78% | 2.025% | 7.518% | 100% | 0% | 0% | 0% | 0% | 0% | 0% | 0% | 0% | 0% | 0% | 0% | 0% | 0% | 0% | 0% | 0% | 0% | 0%
Floorspace-Based | FCZ17 Tot | School | 2.148% | 0% | 0% | 0% | 0% | 2.148% | 4.331% | 0% | 0% | 0% | 0% | 4.331% | 11.16% | 0% | 0% | 0% | 0% | 11.16% | 30.24% | 2.685% | 3.001% | 0% | 30.1% | 66.02% | 0% | 16.34% | 0% | 0% | 0% | 16.34% | 0% | 0% | 0% | 0% | 0% | 0% | 0% | 0% | 0% | 0% | 0% | 0%
Floorspace-Based | FCZ17 Tot | Warehouse | 0% | 0% | 0% | 0% | 0% | 0% | 0% | 0% | 0% | 0% | 0% | 0% | 0% | 0% | 0% | 0% | 0% | 0% | 39.13% | 42.03% | 16.82% | 1.162% | 0.8525% | 100% | 0% | 0% | 0% | 0% | 0% | 0% | 0% | 0% | 0% | 0% | 0% | 0% | 0% | 0% | 0% | 0% | 0% | 0%
Floorspace-Based | FCZ17 Tot | All Commercial | 2.576% | 1.897% | 0.3165% | 0% | 0.3341% | 5.123% | 0.5718% | 0% | 0% | 0% | 0% | 0.5718% | 2.264% | 0.9722% | 0% | 0.901% | 0% | 4.138% | 33.89% | 21.01% | 7.562% | 3.315% | 13.66% | 79.44% | 4.674% | 5.314% | 0% | 0% | 0.7422% | 10.73% | 0% | 0% | 0% | 0% | 0% | 0% | 0% | 0% | 0% | 0% | 0% | 0%
Floorspace-Based | PG&E | College | 18.79% | 0% | 0.0691% | 0.1449% | 0.7838% | 19.79% | 0% | 0% | 0% | 0% | 0% | 0% | 11.44% | 0% | 5.535% | 0% | 0% | 16.97% | 10.47% | 6.424% | 1.818% | 0.7916% | 1.07% | 20.57% | 40.39% | 0.7604% | 0.1532% | 0.4171% | 0% | 41.72% | 0.5097% | 0% | 0% | 0% | 0.3838% | 0.8935% | 0.05531% | 0% | 0% | 0% | 0% | 0.05531%
Floorspace-Based | PG&E | Food Stores | 3.863% | 0.4181% | 0.00769% | 0.05052% | 0.6363% | 4.975% | 0% | 0% | 0.3819% | 0% | 0% | 0.3819% | 0% | 0.2487% | 0% | 0% | 0% | 0.2487% | 25.23% | 26.63% | 17.27% | 4.975% | 16.42% | 90.53% | 0% | 0% | 0% | 0% | 0% | 0% | 0% | 0.08693% | 0% | 0% | 0.116% | 0.203% | 2.617% | 0.8524% | 0% | 0% | 0.1937% | 3.663%
Floorspace-Based | PG&E | Health Care | 11.06% | 8.84% | 6.518% | 6.718% | 0.8995% | 34.04% | 0.2538% | 0% | 0% | 0% | 0% | 0.2538% | 2.202% | 0.549% | 0% | 0.884% | 0% | 3.635% | 12.3% | 19.74% | 12.14% | 5.72% | 4.07% | 53.97% | 5.43% | 1.568% | 0.7471% | 0.3588% | 0% | 8.103% | 0% | 0% | 0% | 0% | 0% | 0% | 0% | 0% | 0% | 0% | 0% | 0%
Floorspace-Based | PG&E | Lodging | 16.31% | 10.3% | 2.067% | 1.448% | 1.476% | 31.6% | 0% | 0.2276% | 1.741% | 0% | 0% | 1.969% | 0.1101% | 0.5829% | 0.6218% | 0.7561% | 0.43% | 2.501% | 27.13% | 12.63% | 15.17% | 2.978% | 2.635% | 60.54% | 0.1809% | 0.2729% | 2.936% | 0% | 0% | 3.39% | 0% | 0% | 0% | 0% | 0% | 0% | 0% | 0% | 0% | 0% | 0% | 0%
Floorspace-Based | PG&E | Miscellaneous | 7.948% | 2.73% | 1.411% | 1.638% | 1.472% | 15.2% | 0.1673% | 0.1016% | 0.1164% | 0% | 0% | 0.3853% | 0.1612% | 0% | 2.259% | 0.007659% | 0.1751% | 2.603% | 31.99% | 25.2% | 8.917% | 6.461% | 5.459% | 78.03% | 0.4768% | 0.6116% | 0.1896% | 0.1673% | 0% | 1.445% | 0.01319% | 0.01027% | 0% | 0% | 0% | 0.02346% | 1.12% | 0.508% | 0.396% | 0.01257% | 0.2748% | 2.311%
Floorspace-Based | PG&E | Office, Large | 13.85% | 7.655% | 2.955% | 0.3728% | 0.5849% | 25.42% | 1.013% | 3.298% | 0.1509% | 0% | 0% | 4.462% | 6.252% | 3.886% | 1.695% | 0% | 0% | 11.83% | 12.63% | 9.521% | 6.975% | 4.601% | 3.637% | 37.36% | 4.934% | 8.597% | 3.816% | 3.069% | 0% | 20.42% | 0.1448% | 0% | 0.3652% | 0% | 0% | 0.51% | 0% | 0% | 0% | 0% | 0% | 0%
Floorspace-Based | PG&E | Office, Small | 3.156% | 0.5788% | 0.3159% | 0.1027% | 0.2143% | 4.367% | 0.07565% | 0% | 0% | 0.08189% | 0% | 0.1575% | 0.03741% | 0% | 0% | 0% | 0% | 0.03741% | 32.18% | 30.23% | 16.6% | 4.837% | 7.869% | 91.72% | 0.2607% | 0.3198% | 0% | 0% | 0% | 0.5805% | 1.571% | 0% | 0.3148% | 0.02685% | 0.1699% | 2.083% | 0.6742% | 0.003133% | 0.3121% | 0.03746% | 0.02638% | 1.053%
Floorspace-Based | PG&E | Refrigerated Warehouse | 2.274% | 0.9775% | 0% | 13.28% | 0.4455% | 16.98% | 0% | 0% | 0% | 0% | 0% | 0% | 0% | 0% | 0% | 0% | 0% | 0% | 17.49% | 36.94% | 11.18% | 6.106% | 11.31% | 83.02% | 0% | 0% | 0% | 0% | 0% | 0% | 0% | 0% | 0% | 0% | 0% | 0% | 0% | 0% | 0% | 0% | 0% | 0%
Floorspace-Based | PG&E | Restaurant | 4.653% | 0.8445% | 0.02584% | 0% | 1.182% | 6.705% | 0% | 0% | 0% | 0% | 0% | 0% | 0% | 0% | 0% | 0% | 0.09466% | 0.09466% | 32.94% | 26.38% | 13.19% | 6.34% | 12.27% | 91.12% | 0% | 0% | 0% | 0% | 0% | 0% | 0.03773% | 0% | 0% | 0% | 0.2702% | 0.3079% | 1.462% | 0.06822% | 0.1657% | 0.02201% | 0.05092% | 1.769%
Floorspace-Based | PG&E | Retail | 3.199% | 0.6829% | 0.09732% | 0.706% | 0.816% | 5.501% | 0% | 0% | 0% | 0% | 0% | 0% | 0.05357% | 0% | 0% | 0% | 0.02989% | 0.08346% | 29.11% | 23.12% | 16.64% | 8.361% | 13.49% | 90.71% | 0.3034% | 0% | 0% | 0% | 0.8392% | 1.143% | 0.1491% | 0% | 0% | 0.0539% | 0% | 0.203% | 1.946% | 0.2732% | 0% | 0% | 0.1424% | 2.361%
Floorspace-Based | PG&E | School | 3.098% | 1.961% | 0.01214% | 0% | 0.0586% | 5.129% | 0% | 0% | 0% | 0% | 0% | 0% | 0% | 0% | 0% | 0% | 0% | 0% | 52.92% | 22.37% | 5.286% | 1.256% | 10.26% | 92.1% | 0% | 2.441% | 0% | 0% | 0.3335% | 2.775% | 0% | 0% | 0% | 0% | 0% | 0% | 0% | 0% | 0% | 0% | 0% | 0%
Floorspace-Based | PG&E | Warehouse | 1.416% | 1.119% | 0.1172% | 0% | 0.6267% | 3.279% | 0% | 0.9465% | 0% | 0% | 0% | 0.9465% | 0% | 0% | 0% | 0% | 0% | 0% | 17.2% | 33.72% | 18.99% | 13.83% | 10.91% | 94.64% | 0% | 0.1843% | 0% | 0% | 0% | 0.1843% | 0% | 0% | 0% | 0% | 0% | 0% | 0.5295% | 0.1351% | 0.2005% | 0.006893% | 0.07659% | 0.9485%
Floorspace-Based | PG&E | All Commercial | 7.833% | 3.56% | 1.383% | 1.233% | 0.8155% | 14.83% | 0.2284% | 0.7128% | 0.1859% | 0.008158% | 0% | 1.135% | 1.748% | 0.7542% | 0.9833% | 0.1117% | 0.06919% | 3.666% | 25.01% | 21.8% | 11.93% | 6.123% | 7.379% | 72.24% | 3.065% | 1.95% | 0.9599% | 0.5997% | 0.1177% | 6.692% | 0.2237% | 0.004478% | 0.09433% | 0.008886% | 0.04387% | 0.3753% | 0.6756% | 0.1671% | 0.1305% | 0.007394% | 0.08496% | 1.066%
Floorspace-Based | SCE | College | 9.395% | 0.3061% | 13.3% | 0.01832% | 0% | 23.02% | 0% | 0% | 0% | 0% | 0% | 0% | 28.61% | 1.007% | 0% | 0% | 0.1254% | 29.74% | 10.39% | 4.648% | 1.833% | 1.943% | 2.659% | 21.48% | 22.57% | 0.6277% | 2.225% | 0.3357% | 0% | 25.76% | 0% | 0% | 0% | 0% | 0% | 0% | 0% | 0% | 0% | 0% | 0% | 0%
Floorspace-Based | SCE | Food Stores | 2.374% | 0.2565% | 0.03181% | 0% | 0.1802% | 2.842% | 0% | 0.1817% | 0% | 0% | 0% | 0.1817% | 0% | 0% | 0% | 0% | 0% | 0% | 38.03% | 28.83% | 5.953% | 4.473% | 17.53% | 94.81% | 0% | 0% | 0% | 0% | 0% | 0% | 0.1679% | 0% | 0% | 0% | 0% | 0.1679% | 1.881% | 0% | 0% | 0% | 0.1207% | 2.001%
Floorspace-Based | SCE | Health Care | 5.168% | 1.418% | 0.445% | 1.346% | 2.436% | 10.81% | 10.2% | 0.2278% | 0% | 0% | 0% | 10.43% | 4.064% | 6.145% | 3.211% | 0% | 0.8946% | 14.31% | 21.29% | 14.37% | 7.004% | 3.851% | 6.204% | 52.72% | 4.863% | 1.379% | 3.355% | 1.81% | 0.3139% | 11.72% | 0% | 0% | 0% | 0% | 0% | 0% | 0% | 0% | 0% | 0% | 0% | 0%
Floorspace-Based | SCE | Lodging | 2.845% | 17.59% | 2.828% | 2.784% | 2.281% | 28.33% | 0.494% | 3.373% | 0% | 0% | 0% | 3.867% | 0% | 0.3087% | 0% | 0.9912% | 0.2868% | 1.587% | 14.17% | 20.08% | 7.122% | 4.018% | 11.85% | 57.24% | 0.5866% | 6.463% | 1.891% | 0% | 0% | 8.941% | 0% | 0% | 0% | 0% | 0% | 0% | 0.03961% | 0% | 0% | 0% | 0% | 0.03961%
Floorspace-Based | SCE | Miscellaneous | 5.099% | 0.9843% | 0.3578% | 0.4029% | 0.6224% | 7.467% | 0% | 0% | 0.4271% | 0% | 0.1717% | 0.5988% | 2.223% | 0.5253% | 0% | 0.225% | 0.02504% | 2.998% | 32.12% | 23.97% | 12.51% | 3.237% | 10.91% | 82.75% | 0.5498% | 1.029% | 1.603% | 0% | 0.5001% | 3.681% | 0.01378% | 0% | 0.03782% | 0% | 0% | 0.05159% | 1.802% | 0.4525% | 0.01296% | 0.05571% | 0.134% | 2.457%
Floorspace-Based | SCE | Office, Large | 1.232% | 3.855% | 1.096% | 0% | 0.6421% | 6.826% | 0.7912% | 0% | 0% | 0% | 0.449% | 1.24% | 6.683% | 0.08195% | 1.656% | 1.518% | 0% | 9.939% | 14.63% | 26.59% | 16.16% | 2.48% | 6.693% | 66.55% | 2.146% | 8.837% | 0% | 2.963% | 1.494% | 15.44% | 0% | 0% | 0% | 0% | 0% | 0% | 0% | 0% | 0% | 0% | 0% | 0%
Floorspace-Based | SCE | Office, Small | 1.735% | 0.1924% | 0.1604% | 0.1266% | 0.4454% | 2.66% | 0% | 0% | 0% | 0% | 0% | 0% | 0.03285% | 0.1366% | 0% | 0% | 0% | 0.1694% | 37.68% | 31.85% | 11.18% | 5.519% | 9.771% | 96.01% | 0% | 0% | 0% | 0% | 0% | 0% | 0.1004% | 0.6459% | 0.2304% | 0% | 0% | 0.9767% | 0.187% | 0% | 0% | 0% | 0% | 0.187%
Floorspace-Based | SCE | Refrigerated Warehouse | 1.559% | 0.273% | 0% | 0% | 1.079% | 2.911% | 0% | 0% | 0% | 0% | 0% | 0% | 0% | 0% | 0% | 0% | 0% | 0% | 16.49% | 30.19% | 14.99% | 19.6% | 15.82% | 97.09% | 0% | 0% | 0% | 0% | 0% | 0% | 0% | 0% | 0% | 0% | 0% | 0% | 0% | 0% | 0% | 0% | 0% | 0%
Floorspace-Based | SCE | Restaurant | 0.6753% | 0.205% | 0.1223% | 0.007119% | 0.3529% | 1.362% | 0% | 0% | 0% | 0% | 0% | 0% | 0% | 0% | 0% | 0% | 0% | 0% | 38.65% | 33.19% | 9.952% | 5.498% | 10.76% | 98.04% | 0% | 0% | 0% | 0% | 0% | 0% | 0.2189% | 0% | 0% | 0% | 0.2006% | 0.4195% | 0.04173% | 0.1369% | 0% | 0% | 0% | 0.1787%
Floorspace-Based | SCE | Retail | 3.137% | 0.2905% | 0.06284% | 0.02231% | 0.1823% | 3.695% | 0% | 0.2356% | 0% | 0% | 0.4184% | 0.654% | 0% | 0% | 0% | 0% | 0% | 0% | 26.22% | 26.05% | 16.77% | 12.95% | 11.24% | 93.23% | 0% | 0.5701% | 0% | 0% | 0.5002% | 1.07% | 0.1019% | 0% | 0.0372% | 0% | 0.1158% | 0.255% | 1.061% | 0% | 0.03222% | 0.002259% | 0% | 1.095%
Floorspace-Based | SCE | School | 2.209% | 1.635% | 0% | 0.09004% | 0.1901% | 4.124% | 0% | 0% | 0% | 0% | 1.225% | 1.225% | 1.992% | 0% | 0.2948% | 0.2798% | 0% | 2.566% | 50.53% | 14.27% | 17.41% | 5.269% | 3.4% | 90.88% | 0.9558% | 0% | 0% | 0.2509% | 0% | 1.207% | 0% | 0% | 0% | 0% | 0% | 0% | 0% | 0% | 0% | 0% | 0% | 0%
Floorspace-Based | SCE | Warehouse | 0.8146% | 0.9466% | 0.05207% | 0.4094% | 0.7703% | 2.993% | 0% | 0% | 0% | 0% | 0% | 0% | 0% | 0% | 0% | 0% | 0% | 0% | 20.64% | 25.6% | 27.22% | 9.647% | 12.78% | 95.89% | 0% | 0% | 0% | 0% | 0% | 0% | 0.0764% | 0% | 0.146% | 0% | 0% | 0.2224% | 0.7263% | 0.05868% | 0.0444% | 0.003567% | 0.06468% | 0.8976%
Floorspace-Based | SCE | All Commercial | 2.77% | 1.837% | 0.9045% | 0.3581% | 0.6562% | 6.526% | 0.6127% | 0.1989% | 0.06398% | 0% | 0.252% | 1.128% | 2.623% | 0.4591% | 0.3639% | 0.2651% | 0.06587% | 3.777% | 27.04% | 23.68% | 15.83% | 6.685% | 9.826% | 83.06% | 1.603% | 1.559% | 0.5812% | 0.4436% | 0.3257% | 4.513% | 0.05288% | 0.05273% | 0.06102% | 0% | 0.02315% | 0.1898% | 0.6573% | 0.08405% | 0.01622% | 0.009443% | 0.03728% | 0.8043%
Floorspace-Based | SDG&E | College | 2.402% | 0.2104% | 0% | 0% | 0.013% | 2.626% | 0% | 0% | 0% | 0% | 0% | 0% | 18.58% | 10.95% | 0% | 0% | 0% | 29.53% | 5.395% | 5.887% | 1.841% | 1.4% | 0.651% | 15.17% | 52.67% | 0% | 0% | 0% | 0% | 52.67% | 0% | 0% | 0% | 0% | 0% | 0% | 0% | 0% | 0% | 0% | 0% | 0%
Floorspace-Based | SDG&E | Food Stores | 3.563% | 0.8289% | 0.09124% | 0% | 0.08652% | 4.57% | 0% | 0% | 0% | 0% | 0% | 0% | 0% | 0% | 0% | 0% | 0% | 0% | 29.33% | 49.27% | 6.311% | 3.862% | 2.085% | 90.86% | 0% | 0% | 0% | 0% | 0% | 0% | 0% | 2.544% | 0% | 0% | 0% | 2.544% | 0.6864% | 0.9508% | 0.3848% | 0% | 0% | 2.022%
Floorspace-Based | SDG&E | Health Care | 5.969% | 7.428% | 0% | 1.19% | 0% | 14.59% | 0% | 0% | 0% | 0% | 0% | 0% | 0% | 3.976% | 2.575% | 0% | 0% | 6.552% | 21% | 31.13% | 8.102% | 7.123% | 0.7409% | 68.1% | 7.546% | 0% | 3.215% | 0% | 0% | 10.76% | 0% | 0% | 0% | 0% | 0% | 0% | 0% | 0% | 0% | 0% | 0% | 0%
Floorspace-Based | SDG&E | Lodging | 5.05% | 16.67% | 1.267% | 10.76% | 6.205% | 39.95% | 0% | 0% | 0% | 0% | 0% | 0% | 0.4997% | 0% | 0% | 9.432% | 0% | 9.932% | 10.39% | 20.56% | 13.24% | 2.683% | 0.2204% | 47.1% | 0% | 1.375% | 1.55% | 0% | 0% | 2.925% | 0% | 0% | 0% | 0% | 0% | 0% | 0% | 0.09039% | 0% | 0% | 0% | 0.09039%
Floorspace-Based | SDG&E | Miscellaneous | 4.768% | 2.075% | 1.654% | 0% | 0.4391% | 8.935% | 0% | 0% | 0% | 0% | 0% | 0% | 0.4638% | 0% | 0% | 0% | 0.3093% | 0.7731% | 34.24% | 25.36% | 12.41% | 3.274% | 7.07% | 82.36% | 0% | 0.03349% | 1.753% | 1.772% | 0% | 3.558% | 0.1404% | 0% | 0% | 0% | 0% | 0.1404% | 0.7983% | 2.311% | 0.01137% | 0% | 1.112% | 4.233%
Floorspace-Based | SDG&E | Office, Large | 5.823% | 5.726% | 4.377% | 0.2034% | 0% | 16.13% | 0% | 9.248% | 1.2% | 0% | 0% | 10.45% | 2.037% | 9.144% | 7.226% | 1.429% | 0% | 19.84% | 5.597% | 25.79% | 7.034% | 1.203% | 1.6% | 41.22% | 3.13% | 3.467% | 1.647% | 4.119% | 0% | 12.36% | 0% | 0% | 0% | 0% | 0% | 0% | 0% | 0% | 0% | 0% | 0% | 0%
Floorspace-Based | SDG&E | Office, Small | 1.223% | 3.34% | 0.3411% | 0.08882% | 0.6542% | 5.647% | 0% | 0.3418% | 0% | 0.3514% | 0% | 0.6931% | 0.3382% | 0.4051% | 0.4817% | 0% | 0% | 1.225% | 27.06% | 42.26% | 8.143% | 2.569% | 7.874% | 87.91% | 0% | 0.1897% | 0.2752% | 0.2213% | 0% | 0.6863% | 0.5319% | 1.428% | 0.6939% | 0% | 0.1513% | 2.805% | 1.003% | 0.02333% | 0% | 0% | 0.005014% | 1.032%
Floorspace-Based | SDG&E | Refrigerated Warehouse | 1.584% | 0% | 8.843% | 3.509% | 0% | 13.94% | 0% | 0% | 0% | 0% | 0% | 0% | 0% | 0% | 0% | 0% | 0% | 0% | 9.5% | 33.05% | 42.02% | 0% | 0% | 84.57% | 0% | 0% | 0% | 0% | 0% | 0% | 0% | 0% | 0% | 0% | 0% | 0% | 0% | 0% | 1.49% | 0% | 0% | 1.49%
Floorspace-Based | SDG&E | Restaurant | 4.403% | 2.179% | 0.156% | 0.1794% | 0.4706% | 7.387% | 0% | 0% | 0% | 0% | 0% | 0% | 0% | 0% | 0% | 0% | 0% | 0% | 32.03% | 39.31% | 8.938% | 5.549% | 6.233% | 92.06% | 0% | 0% | 0% | 0% | 0% | 0% | 0% | 0.2114% | 0% | 0% | 0% | 0.2114% | 0.3204% | 0% | 0% | 0% | 0.02219% | 0.3426%
Floorspace-Based | SDG&E | Retail | 1.33% | 0.9002% | 0% | 0% | 0.7704% | 3% | 0% | 0% | 0% | 0% | 0% | 0% | 0% | 0% | 0% | 0.1763% | 0% | 0.1763% | 24.34% | 41.71% | 14.06% | 2.925% | 12.45% | 95.49% | 0% | 0% | 0% | 0% | 0% | 0% | 0.06224% | 0% | 0% | 0% | 0% | 0.06224% | 0.3474% | 0.2364% | 0.01686% | 0% | 0.667% | 1.268%
Floorspace-Based | SDG&E | School | 0% | 1.175% | 0% | 9.55% | 0.3619% | 11.09% | 0% | 0% | 0% | 0% | 0% | 0% | 0% | 0% | 0% | 0% | 0% | 0% | 28.75% | 23.53% | 18.83% | 13.91% | 3.879% | 88.91% | 0% | 0% | 0% | 0% | 0% | 0% | 0% | 0% | 0% | 0% | 0% | 0% | 0% | 0% | 0% | 0% | 0% | 0%
Floorspace-Based | SDG&E | Warehouse | 0.5925% | 1.287% | 0.8343% | 0% | 0.8838% | 3.598% | 0% | 0% | 0% | 0% | 0% | 0% | 0% | 0% | 0% | 0% | 0% | 0% | 26.6% | 35.4% | 22.96% | 3.341% | 7.428% | 95.73% | 0% | 0% | 0% | 0% | 0% | 0% | 0% | 0.2265% | 0% | 0% | 0% | 0.2265% | 0.2513% | 0.05033% | 0% | 0% | 0.1408% | 0.4424%
Floorspace-Based | SDG&E | All Commercial | 3.443% | 3.858% | 1.283% | 1.666% | 0.8294% | 11.08% | 0% | 1.503% | 0.19% | 0.03987% | 0% | 1.732% | 1.645% | 2.428% | 1.367% | 0.9758% | 0.0675% | 6.484% | 22.04% | 29.66% | 11.28% | 3.738% | 5.248% | 71.97% | 4.234% | 0.6835% | 1.005% | 1.064% | 0% | 6.986% | 0.09916% | 0.2487% | 0.07875% | 0% | 0.01717% | 0.4437% | 0.3717% | 0.5739% | 0.02384% | 0% | 0.3375% | 1.307%
Floorspace-Based | LADWP | College | 89.03% | 0% | 0% | 1.124% | 0% | 90.16% | 0% | 0% | 0% | 0% | 0% | 0% | 0% | 0% | 0% | 0% | 0% | 0% | 6.626% | 1.196% | 0.06543% | 0% | 1.958% | 9.845% | 0% | 0% | 0% | 0% | 0% | 0% | 0% | 0% | 0% | 0% | 0% | 0% | 0% | 0% | 0% | 0% | 0% | 0%
Floorspace-Based | LADWP | Food Stores | 5.179% | 0% | 0% | 0.959% | 0.4447% | 6.583% | 0% | 0% | 0% | 0% | 0% | 0% | 0% | 0% | 0% | 0% | 0% | 0% | 47.84% | 27.87% | 8.404% | 4.41% | 4.625% | 93.15% | 0% | 0% | 0% | 0% | 0% | 0% | 0% | 0% | 0% | 0% | 0% | 0% | 0.2705% | 0% | 0% | 0% | 0% | 0.2705%
Floorspace-Based | LADWP | Health Care | 4.238% | 1.763% | 0% | 0% | 0% | 6.001% | 0% | 0% | 0% | 0% | 0% | 0% | 37.55% | 0% | 0% | 0% | 0% | 37.55% | 12.41% | 15.15% | 0% | 4.299% | 11.37% | 43.23% | 12.27% | 0.9566% | 0% | 0% | 0% | 13.22% | 0% | 0% | 0% | 0% | 0% | 0% | 0% | 0% | 0% | 0% | 0% | 0%
Floorspace-Based | LADWP | Lodging | 15.09% | 27.53% | 5.326% | 0% | 0.1044% | 48.05% | 5.029% | 13.76% | 0% | 0% | 0% | 18.79% | 0% | 0% | 0% | 0.4541% | 5.17% | 5.624% | 6.741% | 0% | 2.977% | 2.323% | 0% | 12.04% | 0% | 0% | 0% | 15.49% | 0% | 15.49% | 0% | 0% | 0% | 0% | 0% | 0% | 0% | 0% | 0% | 0% | 0% | 0%
Floorspace-Based | LADWP | Miscellaneous | 13.75% | 1.139% | 0.112% | 3.038% | 0.5273% | 18.57% | 0% | 0% | 0% | 0% | 0% | 0% | 0% | 1.887% | 0% | 0% | 0% | 1.887% | 50.33% | 8.464% | 4.332% | 1.687% | 10.64% | 75.46% | 2.465% | 0% | 0% | 0% | 0% | 2.465% | 0% | 0% | 0% | 0% | 0% | 0% | 1.608% | 0.005505% | 0.009094% | 0% | 0% | 1.623%
Floorspace-Based | LADWP | Office, Large | 7.742% | 7.814% | 0% | 0.9399% | 0% | 16.5% | 0% | 0% | 0% | 0% | 0% | 0% | 18.83% | 9.121% | 0.7886% | 2.806% | 0% | 31.55% | 5.264% | 5.52% | 0.7813% | 0.7238% | 0.2815% | 12.57% | 20.59% | 17.42% | 0.7461% | 0% | 0.638% | 39.39% | 0% | 0% | 0% | 0% | 0% | 0% | 0% | 0% | 0% | 0% | 0% | 0%
Floorspace-Based | LADWP | Office, Small | 12.86% | 0.2968% | 0% | 0% | 0% | 13.16% | 0% | 0% | 0% | 0% | 0% | 0% | 0% | 0% | 0% | 0% | 0% | 0% | 53.39% | 20.96% | 1.788% | 1.897% | 4.896% | 82.93% | 0% | 0% | 0% | 0% | 0% | 0% | 0% | 0% | 0% | 0% | 0% | 0% | 3.905% | 0% | 0% | 0% | 0% | 3.905%
Floorspace-Based | LADWP | Refrigerated Warehouse | 0% | 0% | 0% | 0% | 0% | 0% | 0% | 0% | 0% | 0% | 0% | 0% | 0% | 0% | 0% | 0% | 0% | 0% | 31.28% | 42.54% | 4.283% | 0% | 18.58% | 96.68% | 0% | 0% | 0% | 0% | 0% | 0% | 0% | 0% | 0% | 0% | 0% | 0% | 0% | 0% | 0% | 0% | 3.321% | 3.321%
Floorspace-Based | LADWP | Restaurant | 3.933% | 0% | 0% | 0% | 0% | 3.933% | 0% | 0% | 0% | 0% | 0% | 0% | 0% | 0% | 0% | 0% | 0% | 0% | 45.82% | 32.4% | 5.374% | 2.38% | 9.809% | 95.79% | 0.279% | 0% | 0% | 0% | 0% | 0.279% | 0% | 0% | 0% | 0% | 0% | 0% | 0% | 0% | 0% | 0% | 0% | 0%
Floorspace-Based | LADWP | Retail | 1.962% | 3.453% | 0% | 0% | 0% | 5.415% | 0% | 0% | 0% | 0% | 0% | 0% | 0% | 0% | 0% | 0.396% | 0% | 0.396% | 40.76% | 22.36% | 16.72% | 1.779% | 3.984% | 85.6% | 2.309% | 0% | 0% | 0% | 0% | 2.309% | 0% | 0% | 0% | 0% | 0% | 0% | 4.72% | 0% | 0% | 1.314% | 0.2504% | 6.284%
Floorspace-Based | LADWP | School | 3.82% | 10.29% | 0% | 0% | 0% | 14.11% | 1.166% | 0% | 0% | 0% | 0% | 1.166% | 3.005% | 0% | 0% | 0% | 0% | 3.005% | 49.06% | 1.823% | 6.565% | 1.586% | 18.28% | 77.32% | 0% | 4.399% | 0% | 0% | 0% | 4.399% | 0% | 0% | 0% | 0% | 0% | 0% | 0% | 0% | 0% | 0% | 0% | 0%
Floorspace-Based | LADWP | Warehouse | 4.645% | 0% | 0% | 0% | 0% | 4.645% | 0% | 0% | 0% | 0% | 0% | 0% | 0% | 0% | 0% | 0% | 0% | 0% | 57.5% | 22.76% | 7.27% | 1.432% | 0.3408% | 89.29% | 0% | 0% | 0% | 0% | 0% | 0% | 0% | 0% | 0% | 0% | 0% | 0% | 0% | 0% | 0.05372% | 0% | 6.007% | 6.061%
Floorspace-Based | LADWP | All Commercial | 11.51% | 5.084% | 0.2485% | 0.8059% | 0.1004% | 17.75% | 0.3451% | 0.5962% | 0% | 0% | 0% | 0.9413% | 7.109% | 2.659% | 0.2041% | 0.7982% | 0.224% | 10.99% | 31.39% | 11.89% | 4.947% | 1.587% | 6.024% | 55.84% | 6.655% | 5.035% | 0.1931% | 0.6714% | 0.1651% | 12.72% | 0% | 0% | 0% | 0% | 0% | 0% | 1.151% | 0.0008699% | 0.004457% | 0.174% | 0.4241% | 1.755%
Floorspace-Based | SMUD | College | 39.83% | 0% | 19.69% | 0% | 0% | 59.52% | 0% | 0% | 0% | 0% | 0% | 0% | 0% | 0% | 0% | 0% | 0% | 0% | 7.06% | 7.06% | 21.95% | 2.693% | 0.5362% | 39.3% | 0% | 0% | 0% | 0% | 0% | 0% | 0% | 0% | 0% | 0% | 0% | 0% | 0% | 1.186% | 0% | 0% | 0% | 1.186%
Floorspace-Based | SMUD | Food Stores | 0.5694% | 0% | 0% | 0% | 0% | 0.5694% | 0% | 0% | 0% | 0% | 0% | 0% | 0% | 0% | 0% | 0% | 0% | 0% | 33.99% | 30.32% | 32.24% | 2.494% | 0.3861% | 99.43% | 0% | 0% | 0% | 0% | 0% | 0% | 0% | 0% | 0% | 0% | 0% | 0% | 0% | 0% | 0% | 0% | 0% | 0%
Floorspace-Based | SMUD | Health Care | 0.9402% | 23.31% | 7.852% | 4.298% | 0% | 36.4% | 0% | 0% | 0% | 0% | 0% | 0% | 12.48% | 7.39% | 0% | 0% | 0% | 19.87% | 15.04% | 8.258% | 11.01% | 6.417% | 0% | 40.72% | 0% | 0% | 0% | 1.553% | 1.455% | 3.008% | 0% | 0% | 0% | 0% | 0% | 0% | 0% | 0% | 0% | 0% | 0% | 0%
Floorspace-Based | SMUD | Lodging | 13.19% | 23.04% | 9.992% | 2.295% | 1.196% | 49.71% | 0% | 0% | 0% | 0% | 0% | 0% | 0% | 0% | 0% | 0% | 0% | 0% | 4.51% | 11.79% | 21.13% | 12.86% | 0% | 50.29% | 0% | 0% | 0% | 0% | 0% | 0% | 0% | 0% | 0% | 0% | 0% | 0% | 0% | 0% | 0% | 0% | 0% | 0%
Floorspace-Based | SMUD | Miscellaneous | 3.751% | 3.025% | 0.1242% | 0% | 1.199% | 8.1% | 0% | 0% | 0% | 0% | 0% | 0% | 0% | 0% | 0% | 3.23% | 0% | 3.23% | 36.26% | 21.74% | 19.15% | 2.948% | 0.9453% | 81.04% | 0% | 1.724% | 0.7928% | 0% | 0% | 2.517% | 0% | 0% | 0% | 0% | 0% | 0% | 0.7262% | 4.118% | 0.2128% | 0.02813% | 0.03008% | 5.116%
Floorspace-Based | SMUD | Office, Large | 7.715% | 0% | 0% | 7.842% | 0% | 15.56% | 0.9104% | 0% | 0% | 0% | 0% | 0.9104% | 4.248% | 3.475% | 0% | 0% | 0% | 7.723% | 13.78% | 36% | 9.483% | 0% | 0% | 59.26% | 5.46% | 3.805% | 7.281% | 0% | 0% | 16.55% | 0% | 0% | 0% | 0% | 0% | 0% | 0% | 0% | 0% | 0% | 0% | 0%
Floorspace-Based | SMUD | Office, Small | 1.634% | 0.4932% | 0.177% | 0.5928% | 0.1609% | 3.058% | 0% | 0% | 0% | 0% | 0% | 0% | 0% | 0% | 0% | 0% | 0% | 0% | 31.53% | 41.48% | 19.04% | 3.062% | 1.657% | 96.78% | 0% | 0% | 0% | 0% | 0% | 0% | 0% | 0% | 0% | 0% | 0% | 0% | 0.1455% | 0.01622% | 0% | 0% | 0% | 0.1617%
Floorspace-Based | SMUD | Refrigerated Warehouse | 0% | 3.723% | 0% | 0% | 0% | 3.723% | 0% | 0% | 0% | 0% | 0% | 0% | 0% | 0% | 0% | 0% | 0% | 0% | 34.19% | 23.79% | 4.666% | 33.63% | 0% | 96.28% | 0% | 0% | 0% | 0% | 0% | 0% | 0% | 0% | 0% | 0% | 0% | 0% | 0% | 0% | 0% | 0% | 0% | 0%
Floorspace-Based | SMUD | Restaurant | 0.3855% | 0.1049% | 0% | 0.09851% | 0.06875% | 0.6576% | 0% | 0% | 0% | 0% | 0% | 0% | 0% | 0% | 0% | 0.6881% | 0% | 0.6881% | 32.19% | 36.37% | 19.63% | 8.473% | 2.002% | 98.65% | 0% | 0% | 0% | 0% | 0% | 0% | 0% | 0% | 0% | 0% | 0% | 0% | 0% | 0% | 0% | 0% | 0% | 0%
Floorspace-Based | SMUD | Retail | 0.9835% | 0.7524% | 0% | 0% | 0% | 1.736% | 0% | 0% | 0% | 0% | 0% | 0% | 0% | 0% | 0% | 0% | 0% | 0% | 24.17% | 34.81% | 32.43% | 5.034% | 1.101% | 97.54% | 0% | 0% | 0% | 0% | 0% | 0% | 0% | 0% | 0% | 0% | 0% | 0% | 0.5566% | 0.1631% | 0% | 0% | 0% | 0.7197%
Floorspace-Based | SMUD | School | 0.3098% | 0% | 0% | 0% | 0% | 0.3098% | 0% | 0% | 0% | 0% | 0% | 0% | 0% | 0% | 0% | 0% | 0% | 0% | 64.92% | 16.03% | 9.154% | 3.929% | 5.653% | 99.69% | 0% | 0% | 0% | 0% | 0% | 0% | 0% | 0% | 0% | 0% | 0% | 0% | 0% | 0% | 0% | 0% | 0% | 0%
Floorspace-Based | SMUD | Warehouse | 1.129% | 0.7957% | 0.3105% | 0% | 0% | 2.235% | 0% | 0% | 0% | 0% | 0% | 0% | 0% | 0% | 0% | 0% | 0% | 0% | 29.05% | 40.27% | 18.5% | 0% | 9.702% | 97.52% | 0% | 0% | 0% | 0% | 0% | 0% | 0% | 0% | 0% | 0% | 0% | 0% | 0.1825% | 0.007275% | 0% | 0% | 0.05564% | 0.2454%
Floorspace-Based | SMUD | All Commercial | 4.447% | 3.17% | 1.72% | 1.609% | 0.2819% | 11.23% | 0.1368% | 0% | 0% | 0% | 0% | 0.1368% | 1.525% | 1.047% | 0% | 0.6422% | 0% | 3.214% | 28.49% | 28.04% | 18.82% | 3.721% | 1.977% | 81.05% | 0.8204% | 0.9032% | 1.246% | 0.1104% | 0.1034% | 3.184% | 0% | 0% | 0% | 0% | 0% | 0% | 0.2626% | 0.8706% | 0.04093% | 0.00541% | 0.01066% | 1.19%
Floorspace-Based | FCZ01 | College | 22.43% | 0% | 0% | 0% | 0% | 22.43% | 0% | 0% | 0% | 0% | 0% | 0% | 16.23% | 0% | 0.3002% | 0% | 0% | 16.53% | 11.18% | 5.746% | 0.1297% | 0.1162% | 1.107% | 18.28% | 40.38% | 0% | 0% | 0.8204% | 0% | 41.2% | 1.41% | 0% | 0% | 0% | 0% | 1.41% | 0.1531% | 0% | 0% | 0% | 0% | 0.1531%
Floorspace-Based | FCZ01 | Food Stores | 7.417% | 0.4269% | 0% | 0% | 1.273% | 9.117% | 0% | 0% | 0.968% | 0% | 0% | 0.968% | 0% | 0.6305% | 0% | 0% | 0% | 0.6305% | 26.37% | 19.71% | 19.14% | 2.51% | 14% | 81.72% | 0% | 0% | 0% | 0% | 0% | 0% | 0% | 0% | 0% | 0% | 0.2941% | 0.2941% | 6.433% | 0.3453% | 0% | 0% | 0.491% | 7.269%
Floorspace-Based | FCZ01 | Health Care | 13.57% | 15.47% | 4.957% | 6.869% | 1.818% | 42.69% | 0% | 0% | 0% | 0% | 0% | 0% | 0% | 0.9363% | 0% | 0% | 0% | 0.9363% | 10.35% | 16.83% | 13.2% | 3.315% | 4.862% | 48.56% | 5.744% | 2.074% | 0% | 0% | 0% | 7.818% | 0% | 0% | 0% | 0% | 0% | 0% | 0% | 0% | 0% | 0% | 0% | 0%
Floorspace-Based | FCZ01 | Lodging | 35.92% | 14.07% | 2.831% | 0.3098% | 2.208% | 55.33% | 0% | 0.5672% | 0% | 0% | 0% | 0.5672% | 0% | 1.035% | 0% | 0% | 0% | 1.035% | 12.18% | 7.157% | 17.54% | 3.577% | 2.613% | 43.07% | 0% | 0% | 0% | 0% | 0% | 0% | 0% | 0% | 0% | 0% | 0% | 0% | 0% | 0% | 0% | 0% | 0% | 0%
Floorspace-Based | FCZ01 | Miscellaneous | 10.13% | 2.297% | 1.048% | 2.099% | 1.813% | 17.38% | 0.315% | 0.2586% | 0.2962% | 0% | 0% | 0.8698% | 0.4102% | 0% | 5.297% | 0.01949% | 0.4456% | 6.172% | 35.4% | 20.87% | 5.629% | 4.585% | 3.693% | 70.18% | 0.6872% | 1.32% | 0.2831% | 0.1024% | 0% | 2.393% | 0.03357% | 0% | 0% | 0% | 0% | 0.03357% | 2.271% | 0.1812% | 0.04593% | 0.03098% | 0.4406% | 2.969%
Floorspace-Based | FCZ01 | Office, Large | 13.99% | 7.364% | 3.482% | 0.08489% | 0.6635% | 25.59% | 1.218% | 3.966% | 0% | 0% | 0% | 5.184% | 6.481% | 4.39% | 1.944% | 0% | 0% | 12.82% | 12.78% | 8.161% | 5.946% | 4.675% | 1.96% | 33.53% | 5.047% | 9.79% | 4.517% | 3.359% | 0% | 22.71% | 0.1741% | 0% | 0% | 0% | 0% | 0.1741% | 0% | 0% | 0% | 0% | 0% | 0%
Floorspace-Based | FCZ01 | Office, Small | 3.53% | 0.05257% | 0.7479% | 0.1864% | 0.4892% | 5.007% | 0% | 0% | 0% | 0.2126% | 0% | 0.2126% | 0% | 0% | 0% | 0% | 0% | 0% | 43.75% | 27.55% | 8.574% | 3.624% | 5.527% | 89.03% | 0.2546% | 0.5725% | 0% | 0% | 0% | 0.827% | 1.762% | 0% | 0.07809% | 0.06972% | 0.3155% | 2.225% | 1.75% | 0% | 0.7862% | 0.09725% | 0.06848% | 2.702%
Floorspace-Based | FCZ01 | Refrigerated Warehouse | 4.413% | 0% | 0% | 0% | 0% | 4.413% | 0% | 0% | 0% | 0% | 0% | 0% | 0% | 0% | 0% | 0% | 0% | 0% | 38.57% | 44.36% | 1.763% | 6.203% | 4.69% | 95.59% | 0% | 0% | 0% | 0% | 0% | 0% | 0% | 0% | 0% | 0% | 0% | 0% | 0% | 0% | 0% | 0% | 0% | 0%
Floorspace-Based | FCZ01 | Restaurant | 6.526% | 0.9505% | 0.05113% | 0% | 2.253% | 9.781% | 0% | 0% | 0% | 0% | 0% | 0% | 0% | 0% | 0% | 0% | 0.1873% | 0.1873% | 35.78% | 25.75% | 9.78% | 4.488% | 11.2% | 87% | 0% | 0% | 0% | 0% | 0% | 0% | 0.07464% | 0% | 0% | 0% | 0.1568% | 0.2314% | 2.471% | 0% | 0.1838% | 0.04354% | 0.1007% | 2.799%
Floorspace-Based | FCZ01 | Retail | 3.992% | 0.2919% | 0.2294% | 1.729% | 0.9321% | 7.174% | 0% | 0% | 0% | 0% | 0% | 0% | 0.1334% | 0% | 0% | 0% | 0% | 0.1334% | 35.8% | 20.29% | 12.06% | 8.97% | 10.24% | 87.36% | 0% | 0% | 0% | 0% | 0% | 0% | 0.0511% | 0% | 0% | 0% | 0% | 0.0511% | 4.462% | 0.5554% | 0% | 0% | 0.2659% | 5.283%
Floorspace-Based | FCZ01 | School | 5.304% | 0% | 0% | 0% | 0.164% | 5.468% | 0% | 0% | 0% | 0% | 0% | 0% | 0% | 0% | 0% | 0% | 0% | 0% | 64.94% | 14.51% | 0.6955% | 0.575% | 13.81% | 94.53% | 0% | 0% | 0% | 0% | 0% | 0% | 0% | 0% | 0% | 0% | 0% | 0% | 0% | 0% | 0% | 0% | 0% | 0%
Floorspace-Based | FCZ01 | Warehouse | 1.17% | 0.8873% | 0.01386% | 0% | 1.233% | 3.304% | 0% | 0% | 0% | 0% | 0% | 0% | 0% | 0% | 0% | 0% | 0% | 0% | 34.97% | 37.04% | 18.6% | 1.637% | 3.522% | 95.76% | 0% | 0% | 0% | 0% | 0% | 0% | 0% | 0% | 0% | 0% | 0% | 0% | 0.3574% | 0.3403% | 0% | 0% | 0.236% | 0.9337%
Floorspace-Based | FCZ01 | All Commercial | 11.21% | 4.621% | 1.811% | 0.983% | 1.075% | 19.7% | 0.4249% | 1.301% | 0.07031% | 0.01758% | 0% | 1.814% | 2.616% | 1.496% | 1.426% | 0.003% | 0.07398% | 5.615% | 26.54% | 17.23% | 8.872% | 4.214% | 4.85% | 61.7% | 3.378% | 3.405% | 1.439% | 1.081% | 0% | 9.303% | 0.2585% | 0% | 0.006458% | 0.005765% | 0.03813% | 0.3089% | 1.209% | 0.1195% | 0.07739% | 0.01407% | 0.1344% | 1.554%
Floorspace-Based | FCZ02 | College | 0% | 0% | 0% | 0% | 0% | 0% | 0% | 0% | 0% | 0% | 0% | 0% | 16.61% | 0% | 0% | 0% | 0% | 16.61% | 0% | 2.423% | 0% | 1.265% | 0% | 3.688% | 57.35% | 11.99% | 2.415% | 1.902% | 0% | 73.65% | 0% | 0% | 0% | 0% | 6.049% | 6.049% | 0% | 0% | 0% | 0% | 0% | 0%
Floorspace-Based | FCZ02 | Food Stores | 4.203% | 0.6159% | 0% | 0% | 1.219% | 6.038% | 0% | 0% | 0% | 0% | 0% | 0% | 0% | 0% | 0% | 0% | 0% | 0% | 30.28% | 22.3% | 9.818% | 2.788% | 21.92% | 87.11% | 0% | 0% | 0% | 0% | 0% | 0% | 0% | 0% | 0% | 0% | 0% | 0% | 0.3356% | 6.517% | 0% | 0% | 0% | 6.853%
Floorspace-Based | FCZ02 | Health Care | 26.17% | 7.433% | 3.694% | 1.197% | 0.1979% | 38.69% | 1.006% | 0% | 0% | 0% | 0% | 1.006% | 1.195% | 0% | 0% | 0% | 0% | 1.195% | 17.32% | 11.56% | 10.93% | 13.05% | 2.969% | 55.83% | 0% | 0% | 0% | 3.279% | 0% | 3.279% | 0% | 0% | 0% | 0% | 0% | 0% | 0% | 0% | 0% | 0% | 0% | 0%
Floorspace-Based | FCZ02 | Lodging | 1.652% | 5.418% | 1.739% | 0.7244% | 1.83% | 11.36% | 0% | 0% | 6.486% | 0% | 0% | 6.486% | 0% | 0% | 2.316% | 0.8602% | 0% | 3.176% | 55.27% | 3.962% | 17.83% | 1.687% | 0.2227% | 78.97% | 0% | 0% | 0% | 0% | 0% | 0% | 0% | 0% | 0% | 0% | 0% | 0% | 0% | 0% | 0% | 0% | 0% | 0%
Floorspace-Based | FCZ02 | Miscellaneous | 11.88% | 3.457% | 1.471% | 0.2365% | 0.8662% | 17.91% | 0% | 0% | 0% | 0% | 0% | 0% | 0% | 0% | 0% | 0% | 0% | 0% | 24.9% | 39.75% | 7.301% | 4.333% | 3.643% | 79.93% | 0% | 0.222% | 0% | 0% | 0% | 0.222% | 0% | 0% | 0% | 0% | 0% | 0% | 0.6981% | 0.3557% | 0.4906% | 0.003792% | 0.3924% | 1.941%
Floorspace-Based | FCZ02 | Office, Large | 1.833% | 15.25% | 1.81% | 0% | 0% | 18.89% | 0% | 0% | 0% | 0% | 0% | 0% | 26.13% | 2.236% | 0% | 0% | 0% | 28.37% | 17.07% | 14.55% | 12.94% | 0% | 0% | 44.56% | 3.882% | 4.293% | 0% | 0% | 0% | 8.175% | 0% | 0% | 0% | 0% | 0% | 0% | 0% | 0% | 0% | 0% | 0% | 0%
Floorspace-Based | FCZ02 | Office, Small | 5.938% | 0.7332% | 0.1831% | 0% | 0% | 6.854% | 0% | 0% | 0% | 0% | 0% | 0% | 0% | 0% | 0% | 0% | 0% | 0% | 37.7% | 32.42% | 12.1% | 5.099% | 2.431% | 89.76% | 0.7391% | 0.7999% | 0% | 0% | 0% | 1.539% | 1.847% | 0% | 0% | 0% | 0% | 1.847% | 0% | 0% | 0% | 0% | 0% | 0%
Floorspace-Based | FCZ02 | Refrigerated Warehouse | 0.6716% | 6.105% | 0% | 0.9221% | 0% | 7.699% | 0% | 0% | 0% | 0% | 0% | 0% | 0% | 0% | 0% | 0% | 0% | 0% | 13.25% | 75.38% | 0% | 2.162% | 1.511% | 92.3% | 0% | 0% | 0% | 0% | 0% | 0% | 0% | 0% | 0% | 0% | 0% | 0% | 0% | 0% | 0% | 0% | 0% | 0%
Floorspace-Based | FCZ02 | Restaurant | 4.374% | 0.7716% | 0% | 0% | 0% | 5.145% | 0% | 0% | 0% | 0% | 0% | 0% | 0% | 0% | 0% | 0% | 0% | 0% | 41.07% | 27.5% | 7.443% | 5.17% | 11.89% | 93.08% | 0% | 0% | 0% | 0% | 0% | 0% | 0% | 0% | 0% | 0% | 0% | 0% | 1.779% | 0% | 0% | 0% | 0% | 1.779%
Floorspace-Based | FCZ02 | Retail | 8.81% | 0.9446% | 0.01721% | 0% | 1.482% | 11.25% | 0% | 0% | 0% | 0% | 0% | 0% | 0% | 0% | 0% | 0% | 0% | 0% | 39.35% | 28.14% | 6.723% | 2.544% | 10.92% | 87.68% | 0% | 0% | 0% | 0% | 0% | 0% | 0.5894% | 0% | 0% | 0% | 0% | 0.5894% | 0% | 0.1195% | 0% | 0% | 0.3555% | 0.475%
Floorspace-Based | FCZ02 | School | 4.278% | 0% | 0% | 0% | 0% | 4.278% | 0% | 0% | 0% | 0% | 0% | 0% | 0% | 0% | 0% | 0% | 0% | 0% | 81.83% | 6.89% | 3.736% | 1.368% | 1.897% | 95.72% | 0% | 0% | 0% | 0% | 0% | 0% | 0% | 0% | 0% | 0% | 0% | 0% | 0% | 0% | 0% | 0% | 0% | 0%
Floorspace-Based | FCZ02 | Warehouse | 4.915% | 1.942% | 1.79% | 0% | 1.425% | 10.07% | 0% | 0% | 0% | 0% | 0% | 0% | 0% | 0% | 0% | 0% | 0% | 0% | 22.43% | 15.34% | 15.03% | 34.28% | 2.733% | 89.82% | 0% | 0% | 0% | 0% | 0% | 0% | 0% | 0% | 0% | 0% | 0% | 0% | 0% | 0% | 0% | 0.1095% | 0% | 0.1095%
Floorspace-Based | FCZ02 | All Commercial | 7.157% | 3.701% | 1.145% | 0.2996% | 0.8632% | 13.17% | 0.06931% | 0% | 1.287% | 0% | 0% | 1.357% | 2.04% | 0.1288% | 0.4596% | 0.1707% | 0% | 2.799% | 35.56% | 22.66% | 10.55% | 5.906% | 3.89% | 78.56% | 1.879% | 0.7171% | 0.06582% | 0.2778% | 0% | 2.94% | 0.3% | 0% | 0% | 0% | 0.1649% | 0.4649% | 0.1879% | 0.3006% | 0.09507% | 0.008765% | 0.1176% | 0.71%
Floorspace-Based | FCZ03 | College | 0% | 0% | 0% | 0.0605% | 2.713% | 2.773% | 0% | 0% | 0% | 0% | 0% | 0% | 46% | 0% | 0% | 0% | 0% | 46% | 8.707% | 0% | 0.03072% | 0% | 0.8373% | 9.575% | 41.65% | 0% | 0% | 0% | 0% | 41.65% | 0% | 0% | 0% | 0% | 0% | 0% | 0% | 0% | 0% | 0% | 0% | 0%
Floorspace-Based | FCZ03 | Food Stores | 0% | 0% | 0% | 0% | 0% | 0% | 0% | 0% | 0% | 0% | 0% | 0% | 0% | 0% | 0% | 0% | 0% | 0% | 49.63% | 17.25% | 12.88% | 4.295% | 15.95% | 100% | 0% | 0% | 0% | 0% | 0% | 0% | 0% | 0% | 0% | 0% | 0% | 0% | 0% | 0% | 0% | 0% | 0% | 0%
Floorspace-Based | FCZ03 | Health Care | 16.95% | 7.74% | 0% | 0% | 0% | 24.69% | 0% | 0% | 0% | 0% | 0% | 0% | 0% | 0% | 0% | 0% | 0% | 0% | 11.49% | 34.53% | 14.39% | 12.21% | 2.696% | 75.31% | 0% | 0% | 0% | 0% | 0% | 0% | 0% | 0% | 0% | 0% | 0% | 0% | 0% | 0% | 0% | 0% | 0% | 0%
Floorspace-Based | FCZ03 | Lodging | 1.639% | 3.631% | 0% | 0.1867% | 0% | 5.457% | 0% | 0% | 0% | 0% | 0% | 0% | 0% | 0% | 0% | 0% | 0% | 0% | 12.5% | 57.84% | 9.708% | 1.733% | 12.76% | 94.54% | 0% | 0% | 0% | 0% | 0% | 0% | 0% | 0% | 0% | 0% | 0% | 0% | 0% | 0% | 0% | 0% | 0% | 0%
Floorspace-Based | FCZ03 | Miscellaneous | 3.074% | 6.021% | 0% | 0.6766% | 7.114% | 16.89% | 0% | 0% | 0% | 0% | 0% | 0% | 0% | 0% | 0% | 0% | 0% | 0% | 26.09% | 28.89% | 3.671% | 0.1697% | 17.62% | 76.44% | 0% | 0% | 0% | 0% | 0% | 0% | 0% | 0% | 0% | 0% | 0% | 0% | 0% | 0% | 6.678% | 0% | 0% | 6.678%
Floorspace-Based | FCZ03 | Office, Large | 0% | 0% | 0% | 0% | 0% | 0% | 0% | 0% | 0% | 0% | 0% | 0% | 0% | 0% | 0% | 0% | 0% | 0% | 88.9% | 11.1% | 0% | 0% | 0% | 100% | 0% | 0% | 0% | 0% | 0% | 0% | 0% | 0% | 0% | 0% | 0% | 0% | 0% | 0% | 0% | 0% | 0% | 0%
Floorspace-Based | FCZ03 | Office, Small | 2.275% | 0% | 0% | 0% | 0% | 2.275% | 2.107% | 0% | 0% | 0% | 0% | 2.107% | 0% | 0% | 0% | 0% | 0% | 0% | 30.75% | 29.74% | 15.97% | 5.955% | 13.2% | 95.62% | 0% | 0% | 0% | 0% | 0% | 0% | 0% | 0% | 0% | 0% | 0% | 0% | 0% | 0% | 0% | 0% | 0% | 0%
Floorspace-Based | FCZ03 | Refrigerated Warehouse | 0% | 10.91% | 0% | 0% | 0% | 10.91% | 0% | 0% | 0% | 0% | 0% | 0% | 0% | 0% | 0% | 0% | 0% | 0% | 0% | 89.09% | 0% | 0% | 0% | 89.09% | 0% | 0% | 0% | 0% | 0% | 0% | 0% | 0% | 0% | 0% | 0% | 0% | 0% | 0% | 0% | 0% | 0% | 0%
Floorspace-Based | FCZ03 | Restaurant | 1.729% | 0% | 0% | 0% | 0% | 1.729% | 0% | 0% | 0% | 0% | 0% | 0% | 0% | 0% | 0% | 0% | 0% | 0% | 58.91% | 23.69% | 11.57% | 1.862% | 2.234% | 98.27% | 0% | 0% | 0% | 0% | 0% | 0% | 0% | 0% | 0% | 0% | 0% | 0% | 0% | 0% | 0% | 0% | 0% | 0%
Floorspace-Based | FCZ03 | Retail | 2.849% | 1.934% | 0% | 0% | 1.578% | 6.361% | 0% | 0% | 0% | 0% | 0% | 0% | 0% | 0% | 0% | 0% | 0% | 0% | 28.8% | 19.72% | 14.26% | 12.55% | 9.575% | 84.9% | 8.229% | 0% | 0% | 0% | 0% | 8.229% | 0.5104% | 0% | 0% | 0% | 0% | 0.5104% | 0% | 0% | 0% | 0% | 0% | 0%
Floorspace-Based | FCZ03 | School | 0% | 3.587% | 0% | 0% | 0% | 3.587% | 0% | 0% | 0% | 0% | 0% | 0% | 0% | 0% | 0% | 0% | 0% | 0% | 70.23% | 12.86% | 0.8388% | 0.05029% | 12.43% | 96.41% | 0% | 0% | 0% | 0% | 0% | 0% | 0% | 0% | 0% | 0% | 0% | 0% | 0% | 0% | 0% | 0% | 0% | 0%
Floorspace-Based | FCZ03 | Warehouse | 21.17% | 0% | 0% | 0% | 2.604% | 23.77% | 0% | 0% | 0% | 0% | 0% | 0% | 0% | 0% | 0% | 0% | 0% | 0% | 11.28% | 45.11% | 13.99% | 0.9074% | 4.934% | 76.23% | 0% | 0% | 0% | 0% | 0% | 0% | 0% | 0% | 0% | 0% | 0% | 0% | 0% | 0% | 0% | 0% | 0% | 0%
Floorspace-Based | FCZ03 | All Commercial | 3.905% | 2.999% | 0% | 0.1876% | 2.399% | 9.49% | 0.2168% | 0% | 0% | 0% | 0% | 0.2168% | 3.426% | 0% | 0% | 0% | 0% | 3.426% | 34.68% | 24.85% | 7.396% | 3.159% | 10.91% | 80.99% | 4.107% | 0% | 0% | 0% | 0% | 4.107% | 0.06236% | 0% | 0% | 0% | 0% | 0.06236% | 0% | 0% | 1.705% | 0% | 0% | 1.705%
Floorspace-Based | FCZ04 | College | 0% | 0% | 0.3347% | 0% | 0% | 0.3347% | 0% | 0% | 0% | 0% | 0% | 0% | 0% | 0% | 0% | 0% | 0% | 0% | 19.99% | 13.71% | 6.02% | 3.218% | 1.334% | 44.27% | 55.39% | 0% | 0% | 0% | 0% | 55.39% | 0% | 0% | 0% | 0% | 0% | 0% | 0% | 0% | 0% | 0% | 0% | 0%
Floorspace-Based | FCZ04 | Food Stores | 1.25% | 0.2049% | 0.04073% | 0.2676% | 0% | 1.763% | 0% | 0% | 0% | 0% | 0% | 0% | 0% | 0% | 0% | 0% | 0% | 0% | 21% | 28.59% | 26.76% | 8.176% | 13.26% | 97.78% | 0% | 0% | 0% | 0% | 0% | 0% | 0% | 0.4604% | 0% | 0% | 0% | 0.4604% | 0% | 0% | 0% | 0% | 0% | 0%
Floorspace-Based | FCZ04 | Health Care | 10.16% | 0% | 0% | 1.435% | 0% | 11.59% | 1.023% | 0% | 0% | 0% | 0% | 1.023% | 0.7385% | 0.8238% | 0% | 0% | 0% | 1.562% | 10.15% | 25.78% | 15.53% | 6.817% | 2.794% | 61.07% | 18.74% | 0.7028% | 5.313% | 0% | 0% | 24.75% | 0% | 0% | 0% | 0% | 0% | 0% | 0% | 0% | 0% | 0% | 0% | 0%
Floorspace-Based | FCZ04 | Lodging | 2.696% | 3.59% | 0% | 5.7% | 0% | 11.99% | 0% | 0% | 0% | 0% | 0% | 0% | 0% | 0% | 0% | 0% | 0% | 0% | 13.95% | 28.19% | 16.74% | 3.23% | 4.538% | 66.65% | 0% | 0% | 21.37% | 0% | 0% | 21.37% | 0% | 0% | 0% | 0% | 0% | 0% | 0% | 0% | 0% | 0% | 0% | 0%
Floorspace-Based | FCZ04 | Miscellaneous | 2.836% | 2.145% | 3.598% | 0.02118% | 0.3666% | 8.966% | 0% | 0% | 0% | 0% | 0% | 0% | 0% | 0% | 0.9125% | 0% | 0% | 0.9125% | 29.42% | 20.68% | 17.46% | 13.66% | 5.437% | 86.66% | 1.06% | 0.3564% | 0.4016% | 0% | 0% | 1.818% | 0% | 0.05265% | 0% | 0% | 0% | 0.05265% | 0.04422% | 1.237% | 0% | 0% | 0.3091% | 1.59%
Floorspace-Based | FCZ04 | Office, Large | 0% | 0% | 0% | 3.764% | 0.5493% | 4.313% | 0% | 0% | 2.502% | 0% | 0% | 2.502% | 0% | 0% | 0% | 0% | 0% | 0% | 5.85% | 18.01% | 23.97% | 7.875% | 24.9% | 80.61% | 0% | 0.9556% | 0.9898% | 4.569% | 0% | 6.515% | 0% | 0% | 6.058% | 0% | 0% | 6.058% | 0% | 0% | 0% | 0% | 0% | 0%
Floorspace-Based | FCZ04 | Office, Small | 0.03371% | 0.8385% | 0% | 0% | 0% | 0.8722% | 0% | 0% | 0% | 0% | 0% | 0% | 0% | 0% | 0% | 0% | 0% | 0% | 10.51% | 32.24% | 42.9% | 4.575% | 7.377% | 97.59% | 0% | 0% | 0% | 0% | 0% | 0% | 0% | 0% | 1.149% | 0% | 0.3221% | 1.471% | 0% | 0% | 0.06176% | 0% | 0% | 0.06176%
Floorspace-Based | FCZ04 | Refrigerated Warehouse | 0.1244% | 0% | 0% | 0% | 0% | 0.1244% | 0% | 0% | 0% | 0% | 0% | 0% | 0% | 0% | 0% | 0% | 0% | 0% | 4.423% | 33.47% | 29.58% | 4.321% | 28.08% | 99.88% | 0% | 0% | 0% | 0% | 0% | 0% | 0% | 0% | 0% | 0% | 0% | 0% | 0% | 0% | 0% | 0% | 0% | 0%
Floorspace-Based | FCZ04 | Restaurant | 1.733% | 1.288% | 0% | 0% | 0% | 3.021% | 0% | 0% | 0% | 0% | 0% | 0% | 0% | 0% | 0% | 0% | 0% | 0% | 20.61% | 23.8% | 26.65% | 9.383% | 16.54% | 96.98% | 0% | 0% | 0% | 0% | 0% | 0% | 0% | 0% | 0% | 0% | 0% | 0% | 0% | 0% | 0% | 0% | 0% | 0%
Floorspace-Based | FCZ04 | Retail | 1.222% | 0% | 0.01939% | 0.06502% | 0% | 1.306% | 0% | 0% | 0% | 0% | 0% | 0% | 0% | 0% | 0% | 0% | 0% | 0% | 21.47% | 22.7% | 25.82% | 8.579% | 19.46% | 98.03% | 0% | 0% | 0% | 0% | 0% | 0% | 0% | 0% | 0% | 0.298% | 0% | 0.298% | 0.1525% | 0.2114% | 0% | 0% | 0% | 0.3639%
Floorspace-Based | FCZ04 | School | 3.571% | 8.844% | 0.07724% | 0% | 0% | 12.49% | 0% | 0% | 0% | 0% | 0% | 0% | 0% | 0% | 0% | 0% | 0% | 0% | 23.22% | 42.06% | 16.7% | 1.087% | 4.447% | 87.51% | 0% | 0% | 0% | 0% | 0% | 0% | 0% | 0% | 0% | 0% | 0% | 0% | 0% | 0% | 0% | 0% | 0% | 0%
Floorspace-Based | FCZ04 | Warehouse | 0.4676% | 1.367% | 0% | 0% | 0.2106% | 2.046% | 0% | 2.482% | 0% | 0% | 0% | 2.482% | 0% | 0% | 0% | 0% | 0% | 0% | 3.047% | 39.14% | 14.86% | 21.65% | 15.52% | 94.21% | 0% | 0.4833% | 0% | 0% | 0% | 0.4833% | 0% | 0% | 0% | 0% | 0% | 0% | 0.6239% | 0% | 0.1513% | 0% | 0% | 0.7751%
Floorspace-Based | FCZ04 | All Commercial | 1.746% | 1.525% | 0.7676% | 0.5114% | 0.1627% | 4.713% | 0.05211% | 0.6346% | 0.1515% | 0% | 0% | 0.8382% | 0.03763% | 0.04197% | 0.1883% | 0% | 0% | 0.2679% | 15.26% | 28.5% | 20.44% | 11.51% | 11.65% | 87.36% | 4.001% | 0.2908% | 1.123% | 0.2766% | 0% | 5.692% | 0% | 0.02607% | 0.4667% | 0.03617% | 0.02805% | 0.557% | 0.1871% | 0.2808% | 0.04406% | 0% | 0.06378% | 0.5758%
Floorspace-Based | FCZ05 | College | 10.55% | 0% | 0% | 0% | 0% | 10.55% | 0% | 0% | 0% | 0% | 0% | 0% | 12.46% | 0% | 39.51% | 0% | 0% | 51.98% | 10.22% | 6.982% | 2.259% | 0% | 2.317% | 21.77% | 15.7% | 0% | 0% | 0% | 0% | 15.7% | 0% | 0% | 0% | 0% | 0% | 0% | 0% | 0% | 0% | 0% | 0% | 0%
Floorspace-Based | FCZ05 | Food Stores | 0.07113% | 0.2092% | 0% | 0% | 0% | 0.2804% | 0% | 0% | 0% | 0% | 0% | 0% | 0% | 0% | 0% | 0% | 0% | 0% | 24.76% | 42.4% | 5.755% | 9.459% | 17.34% | 99.72% | 0% | 0% | 0% | 0% | 0% | 0% | 0% | 0% | 0% | 0% | 0% | 0% | 0% | 0% | 0% | 0% | 0% | 0%
Floorspace-Based | FCZ05 | Health Care | 0% | 0% | 5.199% | 19.72% | 0.2246% | 25.14% | 0% | 0% | 0% | 0% | 0% | 0% | 12.1% | 0% | 0% | 5.436% | 0% | 17.54% | 17.95% | 11.22% | 12.38% | 5.661% | 6.129% | 53.34% | 0.8481% | 3.129% | 0% | 0% | 0% | 3.977% | 0% | 0% | 0% | 0% | 0% | 0% | 0% | 0% | 0% | 0% | 0% | 0%
Floorspace-Based | FCZ05 | Lodging | 6.77% | 11.51% | 2.546% | 5.528% | 1.343% | 27.7% | 0% | 0% | 0% | 0% | 0% | 0% | 1.497% | 0% | 0% | 4.848% | 0% | 6.346% | 17.17% | 23.77% | 12.02% | 6.28% | 6.711% | 65.96% | 0% | 0% | 0% | 0% | 0% | 0% | 0% | 0% | 0% | 0% | 0% | 0% | 0% | 0% | 0% | 0% | 0% | 0%
Floorspace-Based | FCZ05 | Miscellaneous | 6.951% | 3.208% | 0.03154% | 3.093% | 0.2513% | 13.53% | 0.2457% | 0% | 0% | 0% | 0% | 0.2457% | 0% | 0% | 0% | 0% | 0% | 0% | 31.74% | 31.28% | 9.559% | 5.976% | 5.98% | 84.53% | 0% | 0% | 0% | 0.7172% | 0% | 0.7172% | 0% | 0% | 0% | 0% | 0% | 0% | 0.1575% | 0.8117% | 0% | 0% | 0% | 0.9692%
Floorspace-Based | FCZ05 | Office, Large | 45.05% | 0% | 0% | 0% | 0% | 45.05% | 0% | 0% | 0% | 0% | 0% | 0% | 0% | 3.987% | 0% | 0% | 0% | 3.987% | 4.38% | 4.47% | 3.902% | 5.896% | 10.9% | 29.55% | 15.08% | 6.344% | 0% | 0% | 0% | 21.42% | 0% | 0% | 0% | 0% | 0% | 0% | 0% | 0% | 0% | 0% | 0% | 0%
Floorspace-Based | FCZ05 | Office, Small | 0.2668% | 0% | 0% | 0.1821% | 0.1529% | 0.6019% | 0% | 0% | 0% | 0% | 0% | 0% | 0.2208% | 0% | 0% | 0% | 0% | 0.2208% | 26.69% | 34.07% | 22.42% | 8.693% | 6.748% | 98.63% | 0% | 0% | 0% | 0% | 0% | 0% | 0.5512% | 0% | 0% | 0% | 0% | 0.5512% | 0% | 0% | 0% | 0% | 0% | 0%
Floorspace-Based | FCZ05 | Refrigerated Warehouse | 0.5749% | 0% | 0% | 49.87% | 0% | 50.44% | 0% | 0% | 0% | 0% | 0% | 0% | 0% | 0% | 0% | 0% | 0% | 0% | 3.534% | 9.689% | 17.36% | 4.673% | 14.3% | 49.56% | 0% | 0% | 0% | 0% | 0% | 0% | 0% | 0% | 0% | 0% | 0% | 0% | 0% | 0% | 0% | 0% | 0% | 0%
Floorspace-Based | FCZ05 | Restaurant | 0.2705% | 0.5872% | 0% | 0% | 0% | 0.8578% | 0% | 0% | 0% | 0% | 0% | 0% | 0% | 0% | 0% | 0% | 0% | 0% | 25.23% | 30.65% | 15.59% | 12.33% | 15.33% | 99.14% | 0% | 0% | 0% | 0% | 0% | 0% | 0% | 0% | 0% | 0% | 0% | 0% | 0% | 0% | 0% | 0% | 0% | 0%
Floorspace-Based | FCZ05 | Retail | 0.6856% | 0.6255% | 0% | 0% | 0.4167% | 1.728% | 0% | 0% | 0% | 0% | 0% | 0% | 0% | 0% | 0% | 0% | 0% | 0% | 22.74% | 27.27% | 20.37% | 11.25% | 11.98% | 93.6% | 0% | 0% | 0% | 0% | 4.61% | 4.61% | 0.06313% | 0% | 0% | 0% | 0% | 0.06313% | 0% | 0% | 0% | 0% | 0% | 0%
Floorspace-Based | FCZ05 | School | 1.375% | 1.163% | 0% | 0% | 0% | 2.538% | 0% | 0% | 0% | 0% | 0% | 0% | 0% | 0% | 0% | 0% | 0% | 0% | 34.41% | 20.83% | 8.896% | 3.423% | 15.92% | 83.48% | 0% | 12.3% | 0% | 0% | 1.681% | 13.98% | 0% | 0% | 0% | 0% | 0% | 0% | 0% | 0% | 0% | 0% | 0% | 0%
Floorspace-Based | FCZ05 | Warehouse | 0.4053% | 0.4073% | 0% | 0% | 0% | 0.8126% | 0% | 0% | 0% | 0% | 0% | 0% | 0% | 0% | 0% | 0% | 0% | 0% | 10.03% | 26.69% | 26.96% | 16.96% | 17.42% | 98.05% | 0% | 0% | 0% | 0% | 0% | 0% | 0% | 0% | 0% | 0% | 0% | 0% | 1.138% | 0% | 0% | 0% | 0% | 1.138%
Floorspace-Based | FCZ05 | All Commercial | 4.797% | 1.43% | 0.473% | 3.888% | 0.2031% | 10.79% | 0.05561% | 0% | 0% | 0% | 0% | 0.05561% | 1.454% | 0.1951% | 1.619% | 0.5696% | 0% | 3.838% | 22.26% | 25.23% | 14.78% | 8.23% | 10.33% | 80.84% | 1.442% | 1.611% | 0% | 0.1623% | 0.8267% | 4.042% | 0.07468% | 0% | 0% | 0% | 0% | 0.07468% | 0.1777% | 0.1837% | 0% | 0% | 0% | 0.3614%
Floorspace-Based | FCZ06 | College | 54.21% | 0% | 0% | 0.8287% | 3.628% | 58.66% | 0% | 0% | 0% | 0% | 0% | 0% | 0% | 0% | 0% | 0% | 0% | 0% | 2.145% | 2.377% | 1.27% | 0.02875% | 0.1507% | 5.971% | 35.37% | 0% | 0% | 0% | 0% | 35.37% | 0% | 0% | 0% | 0% | 0% | 0% | 0% | 0% | 0% | 0% | 0% | 0%
Floorspace-Based | FCZ06 | Food Stores | 2.27% | 1.069% | 0% | 0% | 0% | 3.339% | 0% | 0% | 0% | 0% | 0% | 0% | 0% | 0% | 0% | 0% | 0% | 0% | 16.21% | 30.36% | 21.8% | 3.414% | 24.45% | 96.24% | 0% | 0% | 0% | 0% | 0% | 0% | 0% | 0% | 0% | 0% | 0% | 0% | 0.4243% | 0% | 0% | 0% | 0% | 0.4243%
Floorspace-Based | FCZ06 | Health Care | 0% | 6.725% | 31.15% | 0% | 0% | 37.87% | 0% | 0% | 0% | 0% | 0% | 0% | 0% | 0% | 0% | 0% | 0% | 0% | 9.787% | 44.31% | 2.276% | 5.479% | 0.2817% | 62.13% | 0% | 0% | 0% | 0% | 0% | 0% | 0% | 0% | 0% | 0% | 0% | 0% | 0% | 0% | 0% | 0% | 0% | 0%
Floorspace-Based | FCZ06 | Lodging | 4.637% | 12.99% | 1.816% | 1.788% | 0% | 21.23% | 0% | 0% | 0% | 0% | 0% | 0% | 0% | 1.101% | 0% | 1.106% | 2.82% | 5.026% | 30.98% | 21.17% | 5.886% | 2.164% | 2.258% | 62.45% | 1.187% | 1.79% | 8.313% | 0% | 0% | 11.29% | 0% | 0% | 0% | 0% | 0% | 0% | 0% | 0% | 0% | 0% | 0% | 0%
Floorspace-Based | FCZ06 | Miscellaneous | 9.705% | 2.26% | 1.703% | 2.525% | 2.545% | 18.74% | 0% | 0% | 0% | 0% | 0% | 0% | 0% | 0% | 0% | 0% | 0% | 0% | 35.01% | 22.63% | 8.142% | 5.859% | 7.991% | 79.63% | 0% | 0% | 0% | 0% | 0% | 0% | 0% | 0% | 0% | 0% | 0% | 0% | 1.458% | 0.1778% | 0% | 0% | 0% | 1.636%
Floorspace-Based | FCZ06 | Office, Large | 12.66% | 39.29% | 0% | 2.878% | 0% | 54.83% | 0% | 0% | 0% | 0% | 0% | 0% | 0% | 0% | 2.994% | 0% | 0% | 2.994% | 5.533% | 34.14% | 0% | 0% | 2.503% | 42.17% | 0% | 0% | 0% | 0% | 0% | 0% | 0% | 0% | 0% | 0% | 0% | 0% | 0% | 0% | 0% | 0% | 0% | 0%
Floorspace-Based | FCZ06 | Office, Small | 6.852% | 2.526% | 0.03775% | 0% | 0% | 9.416% | 0% | 0% | 0% | 0% | 0% | 0% | 0% | 0% | 0% | 0% | 0% | 0% | 25.47% | 28.97% | 7.286% | 3.211% | 20.06% | 84.99% | 0.5247% | 0% | 0% | 0% | 0% | 0.5247% | 4.213% | 0% | 0.8293% | 0% | 0% | 5.043% | 0% | 0.02316% | 0% | 0% | 0% | 0.02316%
Floorspace-Based | FCZ06 | Refrigerated Warehouse | 9.547% | 0% | 0% | 21.29% | 7.413% | 38.25% | 0% | 0% | 0% | 0% | 0% | 0% | 0% | 0% | 0% | 0% | 0% | 0% | 18.2% | 15.3% | 0% | 28.25% | 0% | 61.75% | 0% | 0% | 0% | 0% | 0% | 0% | 0% | 0% | 0% | 0% | 0% | 0% | 0% | 0% | 0% | 0% | 0% | 0%
Floorspace-Based | FCZ06 | Restaurant | 6.707% | 0.4693% | 0% | 0% | 0.4373% | 7.614% | 0% | 0% | 0% | 0% | 0% | 0% | 0% | 0% | 0% | 0% | 0% | 0% | 30.4% | 26.21% | 15.43% | 5.221% | 11.17% | 88.42% | 0% | 0% | 0% | 0% | 0% | 0% | 0% | 0% | 0% | 0% | 1.937% | 1.937% | 0.5978% | 0.692% | 0.7386% | 0% | 0% | 2.028%
Floorspace-Based | FCZ06 | Retail | 2.657% | 2.904% | 0% | 0% | 1.617% | 7.178% | 0% | 0% | 0% | 0% | 0% | 0% | 0% | 0% | 0% | 0% | 0.3037% | 0.3037% | 17.29% | 23.9% | 22.52% | 4.496% | 22.62% | 90.83% | 0% | 0% | 0% | 0% | 0% | 0% | 0.3979% | 0% | 0% | 0% | 0% | 0.3979% | 1.288% | 0% | 0% | 0% | 0% | 1.288%
Floorspace-Based | FCZ06 | School | 0.1595% | 0% | 0% | 0% | 0% | 0.1595% | 0% | 0% | 0% | 0% | 0% | 0% | 0% | 0% | 0% | 0% | 0% | 0% | 53.29% | 42.22% | 2.372% | 0.7602% | 1.196% | 99.84% | 0% | 0% | 0% | 0% | 0% | 0% | 0% | 0% | 0% | 0% | 0% | 0% | 0% | 0% | 0% | 0% | 0% | 0%
Floorspace-Based | FCZ06 | Warehouse | 0.4868% | 2.261% | 0% | 0% | 0% | 2.748% | 0% | 0% | 0% | 0% | 0% | 0% | 0% | 0% | 0% | 0% | 0% | 0% | 26.99% | 12.81% | 34.01% | 4.472% | 15.94% | 94.22% | 0% | 0% | 0% | 0% | 0% | 0% | 0% | 0% | 0% | 0% | 0% | 0% | 0% | 0.4466% | 2.587% | 0% | 0% | 3.034%
Floorspace-Based | FCZ06 | All Commercial | 9.114% | 5.444% | 2.613% | 1.13% | 1.034% | 19.34% | 0% | 0% | 0% | 0% | 0% | 0% | 0% | 0.1389% | 0.1529% | 0.1395% | 0.3948% | 0.826% | 24.74% | 25.07% | 10.18% | 3.694% | 10.14% | 73.83% | 3.128% | 0.2258% | 1.049% | 0% | 0% | 4.403% | 0.6941% | 0% | 0.1266% | 0% | 0.05736% | 0.878% | 0.4392% | 0.08563% | 0.208% | 0% | 0% | 0.7328%
Floorspace-Based | FCZ07 | College | 4.644% | 0.4953% | 0.0557% | 0% | 0% | 5.195% | 0% | 0% | 0% | 0% | 0% | 0% | 32.64% | 0% | 0% | 0% | 0% | 32.64% | 11.47% | 4.556% | 1.827% | 1.241% | 4.087% | 23.19% | 35.08% | 0% | 3.362% | 0.5433% | 0% | 38.98% | 0% | 0% | 0% | 0% | 0% | 0% | 0% | 0% | 0% | 0% | 0% | 0%
Floorspace-Based | FCZ07 | Food Stores | 2.7% | 0.3143% | 0.05283% | 0% | 0.1596% | 3.227% | 0% | 0% | 0% | 0% | 0% | 0% | 0% | 0% | 0% | 0% | 0% | 0% | 44.75% | 28.09% | 4.291% | 2.401% | 16.03% | 95.56% | 0% | 0% | 0% | 0% | 0% | 0% | 0.2789% | 0% | 0% | 0% | 0% | 0.2789% | 0.8927% | 0% | 0% | 0% | 0.0378% | 0.9305%
Floorspace-Based | FCZ07 | Health Care | 2.114% | 0.5415% | 0% | 0% | 0.4993% | 3.155% | 10.85% | 0.1423% | 0% | 0% | 0% | 10.99% | 6.321% | 6.705% | 5.489% | 0% | 1.32% | 19.83% | 27.69% | 10.33% | 6.278% | 1.776% | 5.058% | 51.13% | 6.259% | 2.358% | 5.736% | 0% | 0.5366% | 14.89% | 0% | 0% | 0% | 0% | 0% | 0% | 0% | 0% | 0% | 0% | 0% | 0%
Floorspace-Based | FCZ07 | Lodging | 2.228% | 16.75% | 0.3234% | 3.299% | 1.056% | 23.65% | 0.8358% | 5.708% | 0% | 0% | 0% | 6.543% | 0% | 0.5223% | 0% | 1.677% | 0.4853% | 2.685% | 15.89% | 23.4% | 6.086% | 4.262% | 15.52% | 65.15% | 0.7111% | 0% | 1.19% | 0% | 0% | 1.902% | 0% | 0% | 0% | 0% | 0% | 0% | 0.06703% | 0% | 0% | 0% | 0% | 0.06703%
Floorspace-Based | FCZ07 | Miscellaneous | 8.453% | 0.7428% | 0.0522% | 0.03466% | 0.5029% | 9.785% | 0% | 0% | 0.1054% | 0% | 0.3123% | 0.4178% | 3.796% | 0.897% | 0% | 0% | 0.04554% | 4.738% | 38.04% | 19.13% | 5.736% | 2.338% | 12.97% | 78.22% | 0.2342% | 0% | 2.324% | 0% | 0.7814% | 3.34% | 0% | 0% | 0.06879% | 0% | 0% | 0.06879% | 2.815% | 0.4089% | 0.02356% | 0.04822% | 0.1363% | 3.432%
Floorspace-Based | FCZ07 | Office, Large | 1.296% | 4.674% | 1.242% | 0% | 0.8061% | 8.018% | 0.9934% | 0% | 0% | 0% | 0.5637% | 1.557% | 6.789% | 0% | 1.957% | 1.906% | 0% | 10.65% | 16.09% | 26.13% | 11.88% | 0.774% | 6.924% | 61.8% | 1.875% | 11.09% | 0% | 3.127% | 1.876% | 17.97% | 0% | 0% | 0% | 0% | 0% | 0% | 0% | 0% | 0% | 0% | 0% | 0%
Floorspace-Based | FCZ07 | Office, Small | 2.083% | 0.2524% | 0.2562% | 0% | 0.09457% | 2.686% | 0% | 0% | 0% | 0% | 0% | 0% | 0.05247% | 0.163% | 0% | 0% | 0% | 0.2154% | 47.37% | 29.33% | 5.832% | 3.391% | 9.753% | 95.67% | 0% | 0% | 0% | 0% | 0% | 0% | 0.1604% | 0.729% | 0.3355% | 0% | 0% | 1.225% | 0.2029% | 0% | 0% | 0% | 0% | 0.2029%
Floorspace-Based | FCZ07 | Refrigerated Warehouse | 1.381% | 0.5519% | 0% | 0% | 2.181% | 4.114% | 0% | 0% | 0% | 0% | 0% | 0% | 0% | 0% | 0% | 0% | 0% | 0% | 27.25% | 16.6% | 14.12% | 6.25% | 31.67% | 95.89% | 0% | 0% | 0% | 0% | 0% | 0% | 0% | 0% | 0% | 0% | 0% | 0% | 0% | 0% | 0% | 0% | 0% | 0%
Floorspace-Based | FCZ07 | Restaurant | 1.086% | 0.3297% | 0% | 0% | 0.4841% | 1.9% | 0% | 0% | 0% | 0% | 0% | 0% | 0% | 0% | 0% | 0% | 0% | 0% | 48.02% | 25.75% | 7.762% | 4.539% | 11.06% | 97.14% | 0% | 0% | 0% | 0% | 0% | 0% | 0.3521% | 0% | 0% | 0% | 0.3226% | 0.6747% | 0.06713% | 0.2203% | 0% | 0% | 0% | 0.2874%
Floorspace-Based | FCZ07 | Retail | 3.6% | 0.3096% | 0.05344% | 0.004356% | 0.2866% | 4.254% | 0% | 0.4027% | 0% | 0% | 0.7152% | 1.118% | 0% | 0% | 0% | 0% | 0% | 0% | 36.42% | 22.39% | 14.24% | 5.217% | 12.46% | 90.73% | 0% | 0.9745% | 0% | 0% | 0.855% | 1.83% | 0.1742% | 0% | 0% | 0% | 0.198% | 0.3722% | 1.694% | 0% | 0% | 0% | 0% | 1.694%
Floorspace-Based | FCZ07 | School | 3.348% | 0.03417% | 0% | 0% | 0.3488% | 3.731% | 0% | 0% | 0% | 0% | 2.247% | 2.247% | 3.654% | 0% | 0% | 0% | 0% | 3.654% | 61.19% | 11.6% | 10.7% | 3.624% | 2.773% | 89.89% | 0.4752% | 0% | 0% | 0% | 0% | 0.4752% | 0% | 0% | 0% | 0% | 0% | 0% | 0% | 0% | 0% | 0% | 0% | 0%
Floorspace-Based | FCZ07 | Warehouse | 1.521% | 0.157% | 0.1085% | 0.8529% | 1.512% | 4.151% | 0% | 0% | 0% | 0% | 0% | 0% | 0% | 0% | 0% | 0% | 0% | 0% | 39.98% | 30.61% | 11.54% | 2.959% | 9.678% | 94.77% | 0% | 0% | 0% | 0% | 0% | 0% | 0.1592% | 0% | 0% | 0% | 0% | 0.1592% | 0.799% | 0.009631% | 0.09251% | 0% | 0.02267% | 0.9238%
Floorspace-Based | FCZ07 | All Commercial | 3.216% | 1.702% | 0.2569% | 0.3004% | 0.6512% | 6.126% | 0.7245% | 0.3205% | 0.01493% | 0% | 0.4333% | 1.493% | 3.608% | 0.4995% | 0.5603% | 0.3527% | 0.09387% | 5.114% | 35.5% | 22.44% | 9.37% | 2.982% | 9.824% | 80.11% | 2.237% | 1.888% | 0.8164% | 0.481% | 0.5419% | 5.964% | 0.08737% | 0.06405% | 0.03922% | 0% | 0.0398% | 0.2304% | 0.846% | 0.06619% | 0.01951% | 0.006828% | 0.0244% | 0.9629%
Floorspace-Based | FCZ08 | College | 22.83% | 0% | 52.84% | 0% | 0% | 75.67% | 0% | 0% | 0% | 0% | 0% | 0% | 19.45% | 0% | 0% | 0% | 0.4995% | 19.95% | 1.122% | 2.365% | 0.4287% | 0.1666% | 0% | 4.083% | 0% | 0.3003% | 0% | 0% | 0% | 0.3003% | 0% | 0% | 0% | 0% | 0% | 0% | 0% | 0% | 0% | 0% | 0% | 0%
Floorspace-Based | FCZ08 | Food Stores | 1.334% | 0.1384% | 0% | 0% | 0.5787% | 2.051% | 0% | 0% | 0% | 0% | 0% | 0% | 0% | 0% | 0% | 0% | 0% | 0% | 38.24% | 23.73% | 15.56% | 2.54% | 1.597% | 81.67% | 0% | 0% | 0% | 0% | 0% | 0% | 0% | 0% | 0% | 0% | 0% | 0% | 15.18% | 0% | 0% | 0% | 1.106% | 16.28%
Floorspace-Based | FCZ08 | Health Care | 1.927% | 0% | 5.976% | 3.279% | 0% | 11.18% | 16.31% | 0% | 0% | 0% | 0% | 16.31% | 0% | 0% | 0% | 0% | 0% | 0% | 33.37% | 25.38% | 11.69% | 2.07% | 0% | 72.51% | 0% | 0% | 0% | 0% | 0% | 0% | 0% | 0% | 0% | 0% | 0% | 0% | 0% | 0% | 0% | 0% | 0% | 0%
Floorspace-Based | FCZ08 | Lodging | 7.429% | 33.42% | 0% | 0% | 1.757% | 42.61% | 0% | 0% | 0% | 0% | 0% | 0% | 0% | 0% | 0% | 0% | 0% | 0% | 23.91% | 20.66% | 6.814% | 1.36% | 4.647% | 57.39% | 0% | 0% | 0% | 0% | 0% | 0% | 0% | 0% | 0% | 0% | 0% | 0% | 0% | 0% | 0% | 0% | 0% | 0%
Floorspace-Based | FCZ08 | Miscellaneous | 4.277% | 1.098% | 1.172% | 0% | 0.3039% | 6.851% | 0% | 0% | 0% | 0% | 0% | 0% | 2.219% | 0.5249% | 0% | 0% | 0% | 2.744% | 33.14% | 24.99% | 22.95% | 1.094% | 7.065% | 89.24% | 0% | 0% | 0% | 0% | 0% | 0% | 0% | 0% | 0% | 0% | 0% | 0% | 1.15% | 0% | 0% | 0% | 0.01372% | 1.164%
Floorspace-Based | FCZ08 | Office, Large | 2.274% | 1.507% | 1.214% | 0% | 0% | 4.995% | 0% | 0% | 0% | 0% | 0% | 0% | 1.99% | 0.9331% | 1.107% | 0% | 0% | 4.03% | 7.164% | 27.2% | 36.41% | 7.812% | 0% | 78.59% | 7.013% | 0% | 0% | 5.372% | 0% | 12.38% | 0% | 0% | 0% | 0% | 0% | 0% | 0% | 0% | 0% | 0% | 0% | 0%
Floorspace-Based | FCZ08 | Office, Small | 2.923% | 0% | 0% | 1.047% | 0% | 3.97% | 0% | 0% | 0% | 0% | 0% | 0% | 0% | 0.3514% | 0% | 0% | 0% | 0.3514% | 24.01% | 48.54% | 9.788% | 7.999% | 4.734% | 95.07% | 0% | 0% | 0% | 0% | 0% | 0% | 0% | 0% | 0% | 0% | 0% | 0% | 0.61% | 0% | 0% | 0% | 0% | 0.61%
Floorspace-Based | FCZ08 | Refrigerated Warehouse | 22.68% | 0% | 0% | 0% | 0% | 22.68% | 0% | 0% | 0% | 0% | 0% | 0% | 0% | 0% | 0% | 0% | 0% | 0% | 73.1% | 0% | 0% | 0% | 4.218% | 77.32% | 0% | 0% | 0% | 0% | 0% | 0% | 0% | 0% | 0% | 0% | 0% | 0% | 0% | 0% | 0% | 0% | 0% | 0%
Floorspace-Based | FCZ08 | Restaurant | 0% | 0% | 0% | 0% | 0% | 0% | 0% | 0% | 0% | 0% | 0% | 0% | 0% | 0% | 0% | 0% | 0% | 0% | 37.22% | 51.71% | 5.121% | 1.968% | 3.981% | 100% | 0% | 0% | 0% | 0% | 0% | 0% | 0% | 0% | 0% | 0% | 0% | 0% | 0% | 0% | 0% | 0% | 0% | 0%
Floorspace-Based | FCZ08 | Retail | 5.128% | 0% | 0% | 0.2782% | 0% | 5.407% | 0% | 0% | 0% | 0% | 0% | 0% | 0% | 0% | 0% | 0% | 0% | 0% | 34.74% | 30.06% | 12.14% | 4.879% | 11.94% | 93.74% | 0% | 0% | 0% | 0% | 0% | 0% | 0% | 0% | 0% | 0% | 0% | 0% | 0.7128% | 0% | 0.1365% | 0% | 0% | 0.8493%
Floorspace-Based | FCZ08 | School | 5.75% | 0% | 0% | 1.346% | 0% | 7.095% | 0% | 0% | 0% | 0% | 0% | 0% | 0% | 0% | 0% | 0% | 0% | 0% | 68.45% | 14.84% | 8.567% | 1.041% | 0% | 92.9% | 0% | 0% | 0% | 0% | 0% | 0% | 0% | 0% | 0% | 0% | 0% | 0% | 0% | 0% | 0% | 0% | 0% | 0%
Floorspace-Based | FCZ08 | Warehouse | 0.2568% | 0.4839% | 0% | 0% | 0% | 0.7407% | 0% | 0% | 0% | 0% | 0% | 0% | 0% | 0% | 0% | 0% | 0% | 0% | 24.29% | 45.59% | 20.58% | 2.116% | 3.567% | 96.13% | 0% | 0% | 0% | 0% | 0% | 0% | 0% | 0% | 0% | 0% | 0% | 0% | 0.8564% | 0% | 0% | 0% | 2.269% | 3.125%
Floorspace-Based | FCZ08 | All Commercial | 6.538% | 2.213% | 8.362% | 0.4505% | 0.1572% | 17.72% | 0.8502% | 0% | 0% | 0% | 0% | 0.8502% | 3.399% | 0.2309% | 0.1461% | 0% | 0.07316% | 3.849% | 27.01% | 26.12% | 14.35% | 3.39% | 3.932% | 74.8% | 0.9257% | 0.04397% | 0% | 0.7091% | 0% | 1.679% | 0% | 0% | 0% | 0% | 0% | 0% | 0.9203% | 0% | 0.02068% | 0% | 0.1593% | 1.1%
Floorspace-Based | FCZ09 | College | 35.52% | 0% | 0% | 0% | 0% | 35.52% | 0% | 0% | 0% | 0% | 0% | 0% | 0% | 0% | 0% | 0% | 0% | 0% | 43.25% | 1.427% | 0% | 1.522% | 0% | 46.2% | 18.28% | 0% | 0% | 0% | 0% | 18.28% | 0% | 0% | 0% | 0% | 0% | 0% | 0% | 0% | 0% | 0% | 0% | 0%
Floorspace-Based | FCZ09 | Food Stores | 0% | 0% | 0% | 0% | 0% | 0% | 0% | 3.51% | 0% | 0% | 0% | 3.51% | 0% | 0% | 0% | 0% | 0% | 0% | 51.91% | 20.65% | 6.209% | 2.631% | 15.09% | 96.49% | 0% | 0% | 0% | 0% | 0% | 0% | 0% | 0% | 0% | 0% | 0% | 0% | 0% | 0% | 0% | 0% | 0% | 0%
Floorspace-Based | FCZ09 | Health Care | 0% | 0% | 0% | 0% | 34.58% | 34.58% | 6.929% | 2.922% | 0% | 0% | 0% | 9.851% | 7.412% | 0% | 0% | 0% | 0% | 7.412% | 13.24% | 8.326% | 17.02% | 0.2349% | 5.714% | 44.54% | 0% | 0% | 0% | 3.621% | 0% | 3.621% | 0% | 0% | 0% | 0% | 0% | 0% | 0% | 0% | 0% | 0% | 0% | 0%
Floorspace-Based | FCZ09 | Lodging | 17.05% | 12.71% | 10.22% | 15.8% | 5.052% | 60.84% | 0% | 0% | 0% | 0% | 0% | 0% | 0% | 0% | 0% | 0% | 0% | 0% | 24.36% | 4.829% | 4.78% | 0% | 0% | 33.97% | 5.192% | 0% | 0% | 0% | 0% | 5.192% | 0% | 0% | 0% | 0% | 0% | 0% | 0% | 0% | 0% | 0% | 0% | 0%
Floorspace-Based | FCZ09 | Miscellaneous | 1.311% | 0% | 0.1804% | 5.936% | 2.595% | 10.02% | 0% | 0% | 0% | 0% | 0% | 0% | 0% | 0% | 0% | 0% | 0% | 0% | 40.08% | 22.3% | 8.592% | 0.6165% | 5.446% | 77.04% | 0% | 10.94% | 0% | 0% | 1.211% | 12.15% | 0% | 0% | 0% | 0% | 0% | 0% | 0.791% | 0% | 0% | 0% | 0% | 0.791%
Floorspace-Based | FCZ09 | Office, Large | 0% | 0% | 0% | 0% | 0% | 0% | 0% | 0% | 0% | 0% | 0% | 0% | 0% | 0% | 0% | 0% | 0% | 0% | 88.94% | 3.581% | 4.402% | 0% | 0% | 96.92% | 3.078% | 0% | 0% | 0% | 0% | 3.078% | 0% | 0% | 0% | 0% | 0% | 0% | 0% | 0% | 0% | 0% | 0% | 0%
Floorspace-Based | FCZ09 | Office, Small | 0% | 0.7261% | 0% | 0.4978% | 3.163% | 4.387% | 0% | 0% | 0% | 0% | 0% | 0% | 0% | 0% | 0% | 0% | 0% | 0% | 26.61% | 23.65% | 23.27% | 8.492% | 13.59% | 95.61% | 0% | 0% | 0% | 0% | 0% | 0% | 0% | 0% | 0% | 0% | 0% | 0% | 0% | 0% | 0% | 0% | 0% | 0%
Floorspace-Based | FCZ09 | Refrigerated Warehouse | 0% | 0% | 0% | 0% | 0% | 0% | 0% | 0% | 0% | 0% | 0% | 0% | 0% | 0% | 0% | 0% | 0% | 0% | 0% | 100% | 0% | 0% | 0% | 100% | 0% | 0% | 0% | 0% | 0% | 0% | 0% | 0% | 0% | 0% | 0% | 0% | 0% | 0% | 0% | 0% | 0% | 0%
Floorspace-Based | FCZ09 | Restaurant | 0% | 0% | 0% | 0.1977% | 1.441% | 1.639% | 0% | 0% | 0% | 0% | 0% | 0% | 0% | 0% | 0% | 0% | 0% | 0% | 27.19% | 27.9% | 11.48% | 10.57% | 21.21% | 98.36% | 0% | 0% | 0% | 0% | 0% | 0% | 0% | 0% | 0% | 0% | 0% | 0% | 0% | 0% | 0% | 0% | 0% | 0%
Floorspace-Based | FCZ09 | Retail | 1.317% | 0.4357% | 0% | 0% | 0% | 1.753% | 0% | 0% | 0% | 0% | 0% | 0% | 0% | 0% | 0% | 0% | 0% | 0% | 13.01% | 22.55% | 53% | 6.001% | 3.196% | 97.75% | 0% | 0% | 0% | 0% | 0% | 0% | 0% | 0% | 0% | 0% | 0% | 0% | 0% | 0% | 0.493% | 0% | 0% | 0.493%
Floorspace-Based | FCZ09 | School | 0% | 21.77% | 0% | 0% | 0% | 21.77% | 0% | 0% | 0% | 0% | 0% | 0% | 0% | 0% | 3.972% | 0% | 0% | 3.972% | 16.46% | 13.6% | 18.54% | 7.972% | 5.147% | 61.72% | 9.389% | 0% | 0% | 3.143% | 0% | 12.53% | 0% | 0% | 0% | 0% | 0% | 0% | 0% | 0% | 0% | 0% | 0% | 0%
Floorspace-Based | FCZ09 | Warehouse | 0% | 2.195% | 0% | 0% | 1.365% | 3.56% | 0% | 0% | 0% | 0% | 0% | 0% | 0% | 0% | 0% | 0% | 0% | 0% | 5.059% | 68.3% | 14.98% | 1.916% | 4.557% | 94.82% | 0% | 0% | 0% | 0% | 0% | 0% | 0% | 0% | 0% | 0% | 0% | 0% | 1.241% | 0.3838% | 0% | 0% | 0% | 1.625%
Floorspace-Based | FCZ09 | All Commercial | 1.81% | 4.445% | 0.3709% | 1.781% | 3.219% | 11.63% | 0.3998% | 0.2926% | 0% | 0% | 0% | 0.6924% | 0.4277% | 0% | 0.6496% | 0% | 0% | 1.077% | 23.88% | 27.68% | 19.54% | 3.855% | 5.764% | 80.71% | 2.196% | 2.24% | 0% | 0.723% | 0.2478% | 5.406% | 0% | 0% | 0% | 0% | 0% | 0% | 0.3496% | 0.05802% | 0.08% | 0% | 0% | 0.4876%
Floorspace-Based | FCZ10 | College | 0% | 0% | 0% | 0% | 0% | 0% | 0% | 0% | 0% | 0% | 0% | 0% | 45.66% | 0% | 0% | 0% | 0% | 45.66% | 20.99% | 3.213% | 1.777% | 13.36% | 1.711% | 41.05% | 6.21% | 7.079% | 0% | 0% | 0% | 13.29% | 0% | 0% | 0% | 0% | 0% | 0% | 0% | 0% | 0% | 0% | 0% | 0%
Floorspace-Based | FCZ10 | Food Stores | 4.112% | 0.1864% | 0% | 0% | 0% | 4.299% | 0% | 0% | 0% | 0% | 0% | 0% | 0% | 0% | 0% | 0% | 0% | 0% | 17.28% | 23.16% | 10.37% | 9.415% | 35.47% | 95.7% | 0% | 0% | 0% | 0% | 0% | 0% | 0% | 0% | 0% | 0% | 0% | 0% | 0% | 0% | 0% | 0% | 0% | 0%
Floorspace-Based | FCZ10 | Health Care | 19.94% | 5.799% | 0% | 5.802% | 0.4959% | 32.04% | 0% | 0% | 0% | 0% | 0% | 0% | 0% | 5.479% | 0% | 0% | 0.6443% | 6.123% | 8.339% | 18.48% | 8.235% | 4.035% | 7.838% | 46.92% | 6.328% | 0% | 0% | 8.588% | 0% | 14.92% | 0% | 0% | 0% | 0% | 0% | 0% | 0% | 0% | 0% | 0% | 0% | 0%
Floorspace-Based | FCZ10 | Lodging | 1.334% | 23.23% | 13.4% | 0.4324% | 0.3577% | 38.75% | 0% | 0% | 0% | 0% | 0% | 0% | 0% | 0% | 0% | 0% | 0% | 0% | 5.004% | 13% | 13.08% | 6.423% | 5.894% | 43.4% | 0% | 9.536% | 8.308% | 0% | 0% | 17.84% | 0% | 0% | 0% | 0% | 0% | 0% | 0% | 0% | 0% | 0% | 0% | 0%
Floorspace-Based | FCZ10 | Miscellaneous | 0.0601% | 1.924% | 0.3079% | 0.2459% | 0.04176% | 2.579% | 0% | 0% | 0% | 0% | 0% | 0% | 0% | 0% | 0% | 1.448% | 0% | 1.448% | 23.34% | 31.64% | 15.91% | 6.232% | 13.61% | 90.73% | 0% | 1.879% | 2.09% | 0% | 0% | 3.969% | 0.08865% | 0% | 0% | 0% | 0% | 0.08865% | 0.521% | 0.5925% | 0% | 0.03081% | 0.04542% | 1.19%
Floorspace-Based | FCZ10 | Office, Large | 0% | 0% | 0% | 0% | 0% | 0% | 0% | 0% | 0% | 0% | 0% | 0% | 0% | 0% | 0% | 0% | 0% | 0% | 0% | 42.55% | 38.22% | 6.966% | 12.26% | 100% | 0% | 0% | 0% | 0% | 0% | 0% | 0% | 0% | 0% | 0% | 0% | 0% | 0% | 0% | 0% | 0% | 0% | 0%
Floorspace-Based | FCZ10 | Office, Small | 1.09% | 0% | 0% | 0% | 1.79% | 2.88% | 0% | 0% | 0% | 0% | 0% | 0% | 0% | 0% | 0% | 0% | 0% | 0% | 22.42% | 32.35% | 24.26% | 7.85% | 9.559% | 96.43% | 0% | 0% | 0% | 0% | 0% | 0% | 0% | 0.5306% | 0.1541% | 0% | 0% | 0.6847% | 0% | 0% | 0% | 0% | 0% | 0%
Floorspace-Based | FCZ10 | Refrigerated Warehouse | 0% | 0% | 0% | 0% | 0% | 0% | 0% | 0% | 0% | 0% | 0% | 0% | 0% | 0% | 0% | 0% | 0% | 0% | 0.6323% | 17.46% | 2.231% | 79.67% | 0% | 100% | 0% | 0% | 0% | 0% | 0% | 0% | 0% | 0% | 0% | 0% | 0% | 0% | 0% | 0% | 0% | 0% | 0% | 0%
Floorspace-Based | FCZ10 | Restaurant | 0% | 0% | 0% | 0% | 0% | 0% | 0% | 0% | 0% | 0% | 0% | 0% | 0% | 0% | 0% | 0% | 0% | 0% | 19.02% | 45.12% | 19.94% | 8.384% | 7.545% | 100% | 0% | 0% | 0% | 0% | 0% | 0% | 0% | 0% | 0% | 0% | 0% | 0% | 0% | 0% | 0% | 0% | 0% | 0%
Floorspace-Based | FCZ10 | Retail | 0% | 0.0895% | 0.1592% | 0% | 0% | 0.2487% | 0% | 0% | 0% | 0% | 0% | 0% | 0% | 0% | 0% | 0% | 0% | 0% | 6.121% | 34.11% | 16% | 35.76% | 7.691% | 99.67% | 0% | 0% | 0% | 0% | 0% | 0% | 0% | 0% | 0% | 0% | 0% | 0% | 0.07746% | 0% | 0% | 0% | 0% | 0.07746%
Floorspace-Based | FCZ10 | School | 0% | 0% | 0% | 0% | 0% | 0% | 0% | 0% | 0% | 0% | 0% | 0% | 0% | 0% | 0% | 1.568% | 0% | 1.568% | 48.47% | 18.01% | 14.55% | 11.26% | 6.153% | 98.43% | 0% | 0% | 0% | 0% | 0% | 0% | 0% | 0% | 0% | 0% | 0% | 0% | 0% | 0% | 0% | 0% | 0% | 0%
Floorspace-Based | FCZ10 | Warehouse | 0.2194% | 2.47% | 0% | 0% | 0.009646% | 2.699% | 0% | 0% | 0% | 0% | 0% | 0% | 0% | 0% | 0% | 0% | 0% | 0% | 2.34% | 17.34% | 47.02% | 12.99% | 16.11% | 95.8% | 0% | 0% | 0% | 0% | 0% | 0% | 0% | 0% | 0.4577% | 0% | 0% | 0.4577% | 0.9099% | 0.1329% | 0% | 0% | 0% | 1.043%
Floorspace-Based | FCZ10 | All Commercial | 1.311% | 2.235% | 0.514% | 0.3411% | 0.1501% | 4.551% | 0% | 0% | 0% | 0% | 0% | 0% | 0.7962% | 0.2792% | 0% | 0.3238% | 0.03283% | 1.432% | 12.28% | 24.13% | 27.46% | 15.28% | 12.03% | 91.17% | 0.4307% | 0.6794% | 0.5412% | 0.4376% | 0% | 2.089% | 0.01114% | 0.03083% | 0.1758% | 0% | 0% | 0.2178% | 0.4097% | 0.1229% | 0% | 0.003871% | 0.005707% | 0.5422%
Floorspace-Based | FCZ11 | College | 0% | 0% | 0% | 0.5981% | 0% | 0.5981% | 0% | 0% | 0% | 0% | 0% | 0% | 0% | 32.88% | 0% | 0% | 0% | 32.88% | 13.63% | 31.23% | 14.94% | 1.898% | 0% | 61.69% | 0% | 0% | 4.825% | 0% | 0% | 4.825% | 0% | 0% | 0% | 0% | 0% | 0% | 0% | 0% | 0% | 0% | 0% | 0%
Floorspace-Based | FCZ11 | Food Stores | 0% | 0.2536% | 0% | 0% | 0.3144% | 0.568% | 0% | 0% | 0% | 0% | 0% | 0% | 0% | 0% | 0% | 0% | 0% | 0% | 22.63% | 49.72% | 0.7864% | 11.71% | 14.59% | 99.43% | 0% | 0% | 0% | 0% | 0% | 0% | 0% | 0% | 0% | 0% | 0% | 0% | 0% | 0% | 0% | 0% | 0% | 0%
Floorspace-Based | FCZ11 | Health Care | 0% | 0% | 0% | 0% | 3.355% | 3.355% | 22.67% | 0% | 0% | 0% | 0% | 22.67% | 0% | 11.69% | 0% | 0% | 0% | 11.69% | 3.674% | 24.92% | 0.542% | 18.59% | 14.57% | 62.29% | 0% | 0% | 0% | 0% | 0% | 0% | 0% | 0% | 0% | 0% | 0% | 0% | 0% | 0% | 0% | 0% | 0% | 0%
Floorspace-Based | FCZ11 | Lodging | 0.8492% | 6.655% | 2.73% | 1.848% | 8.929% | 21.01% | 0% | 0% | 0% | 0% | 0% | 0% | 0% | 0% | 0% | 0% | 0% | 0% | 7.862% | 16.53% | 6.175% | 3.186% | 9.812% | 43.56% | 0% | 35.42% | 0% | 0% | 0% | 35.42% | 0% | 0% | 0% | 0% | 0% | 0% | 0% | 0% | 0% | 0% | 0% | 0%
Floorspace-Based | FCZ11 | Miscellaneous | 0.5937% | 1.197% | 1.135% | 0% | 0.9682% | 3.893% | 0% | 0% | 2.106% | 0% | 0% | 2.106% | 0% | 0% | 0% | 0% | 0% | 0% | 18.3% | 32.56% | 28.39% | 5.024% | 5.224% | 89.5% | 2.403% | 0.57% | 0% | 0% | 0% | 2.973% | 0% | 0% | 0% | 0% | 0% | 0% | 0.3238% | 0.774% | 0% | 0.1393% | 0.292% | 1.529%
Floorspace-Based | FCZ11 | Office, Large | 0% | 0% | 0% | 0% | 0% | 0% | 0% | 0% | 0% | 0% | 0% | 0% | 26.88% | 0% | 0% | 0% | 0% | 26.88% | 2.562% | 16.55% | 25.84% | 18.11% | 10.05% | 73.12% | 0% | 0% | 0% | 0% | 0% | 0% | 0% | 0% | 0% | 0% | 0% | 0% | 0% | 0% | 0% | 0% | 0% | 0%
Floorspace-Based | FCZ11 | Office, Small | 0% | 0% | 0% | 0% | 0% | 0% | 0% | 0% | 0% | 0% | 0% | 0% | 0% | 0% | 0% | 0% | 0% | 0% | 15.07% | 34.56% | 23.53% | 12.16% | 13.43% | 98.76% | 0% | 0% | 0% | 0% | 0% | 0% | 0% | 1.241% | 0% | 0% | 0% | 1.241% | 0% | 0% | 0% | 0% | 0% | 0%
Floorspace-Based | FCZ11 | Refrigerated Warehouse | 0.289% | 0% | 0% | 0% | 0% | 0.289% | 0% | 0% | 0% | 0% | 0% | 0% | 0% | 0% | 0% | 0% | 0% | 0% | 1.225% | 56.07% | 42.42% | 0% | 0% | 99.71% | 0% | 0% | 0% | 0% | 0% | 0% | 0% | 0% | 0% | 0% | 0% | 0% | 0% | 0% | 0% | 0% | 0% | 0%
Floorspace-Based | FCZ11 | Restaurant | 0% | 0% | 1.231% | 0% | 0% | 1.231% | 0% | 0% | 0% | 0% | 0% | 0% | 0% | 0% | 0% | 0% | 0% | 0% | 14.91% | 46.2% | 12.69% | 8.675% | 16.29% | 98.77% | 0% | 0% | 0% | 0% | 0% | 0% | 0% | 0% | 0% | 0% | 0% | 0% | 0% | 0% | 0% | 0% | 0% | 0%
Floorspace-Based | FCZ11 | Retail | 6.075% | 0.7187% | 0% | 0% | 0.1464% | 6.94% | 0% | 0% | 0% | 0% | 0% | 0% | 0% | 0% | 0% | 0% | 0% | 0% | 6.409% | 30.23% | 19.89% | 21.83% | 14.28% | 92.63% | 0% | 0% | 0% | 0% | 0% | 0% | 0% | 0% | 0.3725% | 0% | 0% | 0.3725% | 0.03914% | 0% | 0% | 0.02262% | 0% | 0.06175%
Floorspace-Based | FCZ11 | School | 0% | 0% | 0% | 0% | 0% | 0% | 0% | 0% | 0% | 0% | 0% | 0% | 0% | 0% | 0% | 0% | 0% | 0% | 20.17% | 20.18% | 51.89% | 4.612% | 3.015% | 99.87% | 0% | 0% | 0% | 0.13% | 0% | 0.13% | 0% | 0% | 0% | 0% | 0% | 0% | 0% | 0% | 0% | 0% | 0% | 0%
Floorspace-Based | FCZ11 | Warehouse | 0.06697% | 0.05564% | 0% | 0% | 0% | 0.1226% | 0% | 0% | 0% | 0% | 0% | 0% | 0% | 0% | 0% | 0% | 0% | 0% | 0.8421% | 16.34% | 38.3% | 26.02% | 18.26% | 99.76% | 0% | 0% | 0% | 0% | 0% | 0% | 0% | 0% | 0% | 0% | 0% | 0% | 0% | 0% | 0% | 0.02326% | 0.0942% | 0.1175%
Floorspace-Based | FCZ11 | All Commercial | 0.9673% | 0.7238% | 0.4209% | 0.1031% | 0.8479% | 3.063% | 0.9536% | 0% | 0.4627% | 0% | 0% | 1.416% | 0.9829% | 0.8407% | 0% | 0% | 0% | 1.824% | 9.95% | 26.12% | 28.82% | 14.36% | 11.36% | 90.62% | 0.5278% | 1.98% | 0.0512% | 0.01384% | 0% | 2.573% | 0% | 0.08172% | 0.04713% | 0% | 0% | 0.1288% | 0.07609% | 0.17% | 0% | 0.03979% | 0.08974% | 0.3757%
Floorspace-Based | FCZ12c | College | 0.09488% | 0.2732% | 0% | 0% | 0.01688% | 0.3849% | 0% | 0% | 0% | 0% | 0% | 0% | 24.13% | 0% | 0% | 0% | 0% | 24.13% | 4.988% | 5.513% | 1.887% | 1.238% | 0.457% | 14.08% | 61.41% | 0% | 0% | 0% | 0% | 61.41% | 0% | 0% | 0% | 0% | 0% | 0% | 0% | 0% | 0% | 0% | 0% | 0%
Floorspace-Based | FCZ12c | Food Stores | 3.352% | 1.106% | 0.1335% | 0% | 0.1266% | 4.718% | 0% | 0% | 0% | 0% | 0% | 0% | 0% | 0% | 0% | 0% | 0% | 0% | 34.73% | 39.63% | 7.553% | 5.1% | 2.49% | 89.51% | 0% | 0% | 0% | 0% | 0% | 0% | 0% | 3.723% | 0% | 0% | 0% | 3.723% | 0.4717% | 1.018% | 0.5631% | 0% | 0% | 2.053%
Floorspace-Based | FCZ12c | Health Care | 9.664% | 9.592% | 0% | 2.106% | 0% | 21.36% | 0% | 0% | 0% | 0% | 0% | 0% | 0% | 0.674% | 4.558% | 0% | 0% | 5.232% | 15.5% | 33.58% | 11.07% | 6.316% | 0% | 66.47% | 1.252% | 0% | 5.69% | 0% | 0% | 6.941% | 0% | 0% | 0% | 0% | 0% | 0% | 0% | 0% | 0% | 0% | 0% | 0%
Floorspace-Based | FCZ12c | Lodging | 5.719% | 20.03% | 1.697% | 13.71% | 8.31% | 49.47% | 0% | 0% | 0% | 0% | 0% | 0% | 0.6692% | 0% | 0% | 12.63% | 0% | 13.3% | 11.82% | 10.74% | 11.8% | 1.834% | 0.2952% | 36.49% | 0% | 0% | 0.6144% | 0% | 0% | 0.6144% | 0% | 0% | 0% | 0% | 0% | 0% | 0% | 0.1211% | 0% | 0% | 0% | 0.1211%
Floorspace-Based | FCZ12c | Miscellaneous | 4.576% | 1.385% | 1.968% | 0% | 0.2739% | 8.203% | 0% | 0% | 0% | 0% | 0% | 0% | 0.6621% | 0% | 0% | 0% | 0% | 0.6621% | 34.79% | 22.97% | 13.7% | 4.547% | 7.704% | 83.72% | 0% | 0.04781% | 2.266% | 0% | 0% | 2.314% | 0.2004% | 0% | 0% | 0% | 0% | 0.2004% | 0.4688% | 3.125% | 0.01624% | 0% | 1.294% | 4.905%
Floorspace-Based | FCZ12c | Office, Large | 6.776% | 5.053% | 4.863% | 0.2367% | 0% | 16.93% | 0% | 10.76% | 1.027% | 0% | 0% | 11.79% | 2.37% | 7.036% | 7.951% | 1.331% | 0% | 18.69% | 3.999% | 25.55% | 7.996% | 0.6617% | 1.863% | 40.07% | 3.643% | 2.173% | 1.917% | 4.794% | 0% | 12.53% | 0% | 0% | 0% | 0% | 0% | 0% | 0% | 0% | 0% | 0% | 0% | 0%
Floorspace-Based | FCZ12c | Office, Small | 1.267% | 3.932% | 0.3951% | 0.1171% | 0.3507% | 6.061% | 0% | 0% | 0% | 0.4631% | 0% | 0.4631% | 0.4458% | 0.5339% | 0.6349% | 0% | 0% | 1.615% | 24.87% | 47.31% | 8.712% | 3.165% | 3.903% | 87.96% | 0% | 0.25% | 0% | 0.2917% | 0% | 0.5417% | 0.3084% | 1.752% | 0.07332% | 0% | 0% | 2.133% | 1.198% | 0.03075% | 0% | 0% | 0% | 1.229%
Floorspace-Based | FCZ12c | Refrigerated Warehouse | 1.733% | 0% | 9.674% | 0% | 0% | 11.41% | 0% | 0% | 0% | 0% | 0% | 0% | 0% | 0% | 0% | 0% | 0% | 0% | 4.837% | 36.16% | 45.97% | 0% | 0% | 86.96% | 0% | 0% | 0% | 0% | 0% | 0% | 0% | 0% | 0% | 0% | 0% | 0% | 0% | 0% | 1.631% | 0% | 0% | 1.631%
Floorspace-Based | FCZ12c | Restaurant | 5.188% | 3.071% | 0.2337% | 0.1325% | 0.4901% | 9.115% | 0% | 0% | 0% | 0% | 0% | 0% | 0% | 0% | 0% | 0% | 0% | 0% | 27.41% | 41.54% | 9.51% | 6.161% | 5.439% | 90.06% | 0% | 0% | 0% | 0% | 0% | 0% | 0% | 0.3167% | 0% | 0% | 0% | 0.3167% | 0.4801% | 0% | 0% | 0% | 0.03324% | 0.5133%
Floorspace-Based | FCZ12c | Retail | 1.911% | 1.402% | 0% | 0% | 0.7254% | 4.038% | 0% | 0% | 0% | 0% | 0% | 0% | 0% | 0% | 0% | 0.2894% | 0% | 0.2894% | 26.21% | 43.62% | 15.99% | 2.026% | 5.866% | 93.71% | 0% | 0% | 0% | 0% | 0% | 0% | 0.1022% | 0% | 0% | 0% | 0% | 0.1022% | 0.3446% | 0.3882% | 0.02769% | 0% | 1.095% | 1.856%
Floorspace-Based | FCZ12c | School | 0% | 0% | 0% | 13.38% | 0.6737% | 14.05% | 0% | 0% | 0% | 0% | 0% | 0% | 0% | 0% | 0% | 0% | 0% | 0% | 11.15% | 28.04% | 17.57% | 25.9% | 3.295% | 85.95% | 0% | 0% | 0% | 0% | 0% | 0% | 0% | 0% | 0% | 0% | 0% | 0% | 0% | 0% | 0% | 0% | 0% | 0%
Floorspace-Based | FCZ12c | Warehouse | 0.7653% | 0.6568% | 0% | 0% | 0.7382% | 2.16% | 0% | 0% | 0% | 0% | 0% | 0% | 0% | 0% | 0% | 0% | 0% | 0% | 25.6% | 35.44% | 27.95% | 3.572% | 4.601% | 97.16% | 0% | 0% | 0% | 0% | 0% | 0% | 0% | 0.2925% | 0% | 0% | 0% | 0.2925% | 0.2014% | 0% | 0% | 0% | 0.1819% | 0.3833%
Floorspace-Based | FCZ12c | All Commercial | 3.878% | 4.168% | 1.618% | 2.016% | 0.9441% | 12.62% | 0% | 2.06% | 0.1965% | 0.05611% | 0% | 2.313% | 2.315% | 1.446% | 1.836% | 1.31% | 0% | 6.907% | 19.75% | 28.97% | 12.07% | 4.145% | 3.794% | 68.73% | 4.862% | 0.4566% | 1.2% | 0.9529% | 0% | 7.472% | 0.09196% | 0.3341% | 0.008884% | 0% | 0% | 0.4349% | 0.318% | 0.7569% | 0.03354% | 0% | 0.411% | 1.519%
Floorspace-Based | FCZ12i | College | 10.14% | 0% | 0% | 0% | 0% | 10.14% | 0% | 0% | 0% | 0% | 0% | 0% | 0% | 47.66% | 0% | 0% | 0% | 47.66% | 6.759% | 7.138% | 1.688% | 1.945% | 1.301% | 18.83% | 23.37% | 0% | 0% | 0% | 0% | 23.37% | 0% | 0% | 0% | 0% | 0% | 0% | 0% | 0% | 0% | 0% | 0% | 0%
Floorspace-Based | FCZ12i | Food Stores | 4.019% | 0.2313% | 0% | 0% | 0% | 4.25% | 0% | 0% | 0% | 0% | 0% | 0% | 0% | 0% | 0% | 0% | 0% | 0% | 17.68% | 70.08% | 3.63% | 1.191% | 1.211% | 93.79% | 0% | 0% | 0% | 0% | 0% | 0% | 0% | 0% | 0% | 0% | 0% | 0% | 1.15% | 0.8051% | 0% | 0% | 0% | 1.955%
Floorspace-Based | FCZ12i | Health Care | 1.168% | 4.618% | 0% | 0% | 0% | 5.786% | 0% | 0% | 0% | 0% | 0% | 0% | 0% | 8.267% | 0% | 0% | 0% | 8.267% | 28.15% | 27.95% | 4.247% | 8.171% | 1.703% | 70.22% | 15.72% | 0% | 0% | 0% | 0% | 15.72% | 0% | 0% | 0% | 0% | 0% | 0% | 0% | 0% | 0% | 0% | 0% | 0%
Floorspace-Based | FCZ12i | Lodging | 3.077% | 6.768% | 0% | 2.048% | 0% | 11.89% | 0% | 0% | 0% | 0% | 0% | 0% | 0% | 0% | 0% | 0% | 0% | 0% | 6.197% | 49.5% | 17.49% | 5.184% | 0% | 78.37% | 0% | 5.426% | 4.307% | 0% | 0% | 9.733% | 0% | 0% | 0% | 0% | 0% | 0% | 0% | 0% | 0% | 0% | 0% | 0%
Floorspace-Based | FCZ12i | Miscellaneous | 5.215% | 3.687% | 0.9197% | 0% | 0.8255% | 10.65% | 0% | 0% | 0% | 0% | 0% | 0% | 0% | 0% | 0% | 0% | 1.033% | 1.033% | 32.97% | 30.94% | 9.395% | 0.2955% | 5.587% | 79.19% | 0% | 0% | 0.5532% | 5.917% | 0% | 6.47% | 0% | 0% | 0% | 0% | 0% | 0% | 1.569% | 0.4078% | 0% | 0% | 0.6863% | 2.663%
Floorspace-Based | FCZ12i | Office, Large | 0% | 9.832% | 1.409% | 0% | 0% | 11.24% | 0% | 0% | 2.258% | 0% | 0% | 2.258% | 0% | 22.01% | 2.801% | 2.022% | 0% | 26.84% | 15.35% | 27.28% | 1.157% | 4.51% | 0% | 48.3% | 0% | 11.36% | 0% | 0% | 0% | 11.36% | 0% | 0% | 0% | 0% | 0% | 0% | 0% | 0% | 0% | 0% | 0% | 0%
Floorspace-Based | FCZ12i | Office, Small | 1.085% | 1.48% | 0.1714% | 0% | 1.609% | 4.344% | 0% | 1.417% | 0% | 0% | 0% | 1.417% | 0% | 0% | 0% | 0% | 0% | 0% | 33.96% | 26.4% | 6.353% | 0.6977% | 20.36% | 87.77% | 0% | 0% | 1.141% | 0% | 0% | 1.141% | 1.235% | 0.4117% | 2.645% | 0% | 0.6271% | 4.919% | 0.3909% | 0% | 0% | 0% | 0.02078% | 0.4117%
Floorspace-Based | FCZ12i | Refrigerated Warehouse | 0% | 0% | 0% | 40.86% | 0% | 40.86% | 0% | 0% | 0% | 0% | 0% | 0% | 0% | 0% | 0% | 0% | 0% | 0% | 59.14% | 0% | 0% | 0% | 0% | 59.14% | 0% | 0% | 0% | 0% | 0% | 0% | 0% | 0% | 0% | 0% | 0% | 0% | 0% | 0% | 0% | 0% | 0% | 0%
Floorspace-Based | FCZ12i | Restaurant | 2.827% | 0.3884% | 0% | 0.2734% | 0.4315% | 3.92% | 0% | 0% | 0% | 0% | 0% | 0% | 0% | 0% | 0% | 0% | 0% | 0% | 41.31% | 34.84% | 7.789% | 4.321% | 7.826% | 96.08% | 0% | 0% | 0% | 0% | 0% | 0% | 0% | 0% | 0% | 0% | 0% | 0% | 0% | 0% | 0% | 0% | 0% | 0%
Floorspace-Based | FCZ12i | Retail | 0.4242% | 0.1188% | 0% | 0% | 0.8404% | 1.383% | 0% | 0% | 0% | 0% | 0% | 0% | 0% | 0% | 0% | 0% | 0% | 0% | 21.43% | 38.73% | 11.06% | 4.326% | 22.72% | 98.26% | 0% | 0% | 0% | 0% | 0% | 0% | 0% | 0% | 0% | 0% | 0% | 0% | 0.3517% | 0% | 0% | 0% | 0% | 0.3517%
Floorspace-Based | FCZ12i | School | 0% | 2.54% | 0% | 5.107% | 0% | 7.646% | 0% | 0% | 0% | 0% | 0% | 0% | 0% | 0% | 0% | 0% | 0% | 0% | 49.18% | 18.31% | 20.3% | 0% | 4.557% | 92.35% | 0% | 0% | 0% | 0% | 0% | 0% | 0% | 0% | 0% | 0% | 0% | 0% | 0% | 0% | 0% | 0% | 0% | 0%
Floorspace-Based | FCZ12i | Warehouse | 0% | 3.449% | 3.695% | 0% | 1.383% | 8.527% | 0% | 0% | 0% | 0% | 0% | 0% | 0% | 0% | 0% | 0% | 0% | 0% | 30.04% | 35.29% | 5.827% | 2.546% | 17.12% | 90.83% | 0% | 0% | 0% | 0% | 0% | 0% | 0% | 0% | 0% | 0% | 0% | 0% | 0.4223% | 0.2229% | 0% | 0% | 0% | 0.6452%
Floorspace-Based | FCZ12i | All Commercial | 2.374% | 3.096% | 0.4622% | 0.8059% | 0.5477% | 7.286% | 0% | 0.134% | 0.1739% | 0% | 0% | 0.3079% | 0% | 4.84% | 0.2156% | 0.1557% | 0.2333% | 5.445% | 27.68% | 31.34% | 9.333% | 2.739% | 8.82% | 79.92% | 2.692% | 1.241% | 0.5234% | 1.336% | 0% | 5.793% | 0.1168% | 0.03896% | 0.2503% | 0% | 0.05934% | 0.4654% | 0.5037% | 0.1246% | 0% | 0% | 0.157% | 0.7854%
Floorspace-Based | FCZ13 | College | 39.83% | 0% | 19.69% | 0% | 0% | 59.52% | 0% | 0% | 0% | 0% | 0% | 0% | 0% | 0% | 0% | 0% | 0% | 0% | 7.06% | 7.06% | 21.95% | 2.693% | 0.5362% | 39.3% | 0% | 0% | 0% | 0% | 0% | 0% | 0% | 0% | 0% | 0% | 0% | 0% | 0% | 1.186% | 0% | 0% | 0% | 1.186%
Floorspace-Based | FCZ13 | Food Stores | 0.5694% | 0% | 0% | 0% | 0% | 0.5694% | 0% | 0% | 0% | 0% | 0% | 0% | 0% | 0% | 0% | 0% | 0% | 0% | 33.99% | 30.32% | 32.24% | 2.494% | 0.3861% | 99.43% | 0% | 0% | 0% | 0% | 0% | 0% | 0% | 0% | 0% | 0% | 0% | 0% | 0% | 0% | 0% | 0% | 0% | 0%
Floorspace-Based | FCZ13 | Health Care | 0.9402% | 23.31% | 7.852% | 4.298% | 0% | 36.4% | 0% | 0% | 0% | 0% | 0% | 0% | 12.48% | 7.39% | 0% | 0% | 0% | 19.87% | 15.04% | 8.258% | 11.01% | 6.417% | 0% | 40.72% | 0% | 0% | 0% | 1.553% | 1.455% | 3.008% | 0% | 0% | 0% | 0% | 0% | 0% | 0% | 0% | 0% | 0% | 0% | 0%
Floorspace-Based | FCZ13 | Lodging | 13.19% | 23.04% | 9.992% | 2.295% | 1.196% | 49.71% | 0% | 0% | 0% | 0% | 0% | 0% | 0% | 0% | 0% | 0% | 0% | 0% | 4.51% | 11.79% | 21.13% | 12.86% | 0% | 50.29% | 0% | 0% | 0% | 0% | 0% | 0% | 0% | 0% | 0% | 0% | 0% | 0% | 0% | 0% | 0% | 0% | 0% | 0%
Floorspace-Based | FCZ13 | Miscellaneous | 3.751% | 3.025% | 0.1242% | 0% | 1.199% | 8.1% | 0% | 0% | 0% | 0% | 0% | 0% | 0% | 0% | 0% | 3.23% | 0% | 3.23% | 36.26% | 21.74% | 19.15% | 2.948% | 0.9453% | 81.04% | 0% | 1.724% | 0.7928% | 0% | 0% | 2.517% | 0% | 0% | 0% | 0% | 0% | 0% | 0.7262% | 4.118% | 0.2128% | 0.02813% | 0.03008% | 5.116%
Floorspace-Based | FCZ13 | Office, Large | 7.715% | 0% | 0% | 7.842% | 0% | 15.56% | 0.9104% | 0% | 0% | 0% | 0% | 0.9104% | 4.248% | 3.475% | 0% | 0% | 0% | 7.723% | 13.78% | 36% | 9.483% | 0% | 0% | 59.26% | 5.46% | 3.805% | 7.281% | 0% | 0% | 16.55% | 0% | 0% | 0% | 0% | 0% | 0% | 0% | 0% | 0% | 0% | 0% | 0%
Floorspace-Based | FCZ13 | Office, Small | 1.634% | 0.4932% | 0.177% | 0.5928% | 0.1609% | 3.058% | 0% | 0% | 0% | 0% | 0% | 0% | 0% | 0% | 0% | 0% | 0% | 0% | 31.53% | 41.48% | 19.04% | 3.062% | 1.657% | 96.78% | 0% | 0% | 0% | 0% | 0% | 0% | 0% | 0% | 0% | 0% | 0% | 0% | 0.1455% | 0.01622% | 0% | 0% | 0% | 0.1617%
Floorspace-Based | FCZ13 | Refrigerated Warehouse | 0% | 3.723% | 0% | 0% | 0% | 3.723% | 0% | 0% | 0% | 0% | 0% | 0% | 0% | 0% | 0% | 0% | 0% | 0% | 34.19% | 23.79% | 4.666% | 33.63% | 0% | 96.28% | 0% | 0% | 0% | 0% | 0% | 0% | 0% | 0% | 0% | 0% | 0% | 0% | 0% | 0% | 0% | 0% | 0% | 0%
Floorspace-Based | FCZ13 | Restaurant | 0.3855% | 0.1049% | 0% | 0.09851% | 0.06875% | 0.6576% | 0% | 0% | 0% | 0% | 0% | 0% | 0% | 0% | 0% | 0.6881% | 0% | 0.6881% | 32.19% | 36.37% | 19.63% | 8.473% | 2.002% | 98.65% | 0% | 0% | 0% | 0% | 0% | 0% | 0% | 0% | 0% | 0% | 0% | 0% | 0% | 0% | 0% | 0% | 0% | 0%
Floorspace-Based | FCZ13 | Retail | 0.9835% | 0.7524% | 0% | 0% | 0% | 1.736% | 0% | 0% | 0% | 0% | 0% | 0% | 0% | 0% | 0% | 0% | 0% | 0% | 24.17% | 34.81% | 32.43% | 5.034% | 1.101% | 97.54% | 0% | 0% | 0% | 0% | 0% | 0% | 0% | 0% | 0% | 0% | 0% | 0% | 0.5566% | 0.1631% | 0% | 0% | 0% | 0.7197%
Floorspace-Based | FCZ13 | School | 0.3098% | 0% | 0% | 0% | 0% | 0.3098% | 0% | 0% | 0% | 0% | 0% | 0% | 0% | 0% | 0% | 0% | 0% | 0% | 64.92% | 16.03% | 9.154% | 3.929% | 5.653% | 99.69% | 0% | 0% | 0% | 0% | 0% | 0% | 0% | 0% | 0% | 0% | 0% | 0% | 0% | 0% | 0% | 0% | 0% | 0%
Floorspace-Based | FCZ13 | Warehouse | 1.129% | 0.7957% | 0.3105% | 0% | 0% | 2.235% | 0% | 0% | 0% | 0% | 0% | 0% | 0% | 0% | 0% | 0% | 0% | 0% | 29.05% | 40.27% | 18.5% | 0% | 9.702% | 97.52% | 0% | 0% | 0% | 0% | 0% | 0% | 0% | 0% | 0% | 0% | 0% | 0% | 0.1825% | 0.007275% | 0% | 0% | 0.05564% | 0.2454%
Floorspace-Based | FCZ13 | All Commercial | 4.447% | 3.17% | 1.72% | 1.609% | 0.2819% | 11.23% | 0.1368% | 0% | 0% | 0% | 0% | 0.1368% | 1.525% | 1.047% | 0% | 0.6422% | 0% | 3.214% | 28.49% | 28.04% | 18.82% | 3.721% | 1.977% | 81.05% | 0.8204% | 0.9032% | 1.246% | 0.1104% | 0.1034% | 3.184% | 0% | 0% | 0% | 0% | 0% | 0% | 0.2626% | 0.8706% | 0.04093% | 0.00541% | 0.01066% | 1.19%
Floorspace-Based | FCZ16 | College | 94.03% | 0% | 0% | 1.187% | 0% | 95.22% | 0% | 0% | 0% | 0% | 0% | 0% | 0% | 0% | 0% | 0% | 0% | 0% | 4.746% | 0% | 0.03582% | 0% | 0% | 4.781% | 0% | 0% | 0% | 0% | 0% | 0% | 0% | 0% | 0% | 0% | 0% | 0% | 0% | 0% | 0% | 0% | 0% | 0%
Floorspace-Based | FCZ16 | Food Stores | 6.283% | 0% | 0% | 1.558% | 0.7223% | 8.563% | 0% | 0% | 0% | 0% | 0% | 0% | 0% | 0% | 0% | 0% | 0% | 0% | 54.27% | 21.05% | 7.832% | 6.574% | 1.275% | 91% | 0% | 0% | 0% | 0% | 0% | 0% | 0% | 0% | 0% | 0% | 0% | 0% | 0.4394% | 0% | 0% | 0% | 0% | 0.4394%
Floorspace-Based | FCZ16 | Health Care | 5.817% | 0% | 0% | 0% | 0% | 5.817% | 0% | 0% | 0% | 0% | 0% | 0% | 51.54% | 0% | 0% | 0% | 0% | 51.54% | 11.21% | 19% | 0% | 0% | 11.12% | 41.33% | 0% | 1.313% | 0% | 0% | 0% | 1.313% | 0% | 0% | 0% | 0% | 0% | 0% | 0% | 0% | 0% | 0% | 0% | 0%
Floorspace-Based | FCZ16 | Lodging | 15.96% | 23.78% | 4.009% | 0% | 0% | 43.74% | 5.446% | 14.9% | 0% | 0% | 0% | 20.35% | 0% | 0% | 0% | 0.4917% | 5.599% | 6.091% | 7.3% | 0% | 3.224% | 2.515% | 0% | 13.04% | 0% | 0% | 0% | 16.78% | 0% | 16.78% | 0% | 0% | 0% | 0% | 0% | 0% | 0% | 0% | 0% | 0% | 0% | 0%
Floorspace-Based | FCZ16 | Miscellaneous | 14.69% | 0.7505% | 0.1493% | 4.048% | 0.1142% | 19.75% | 0% | 0% | 0% | 0% | 0% | 0% | 0% | 2.515% | 0% | 0% | 0% | 2.515% | 55.81% | 5.17% | 4.458% | 1.084% | 5.763% | 72.29% | 3.284% | 0% | 0% | 0% | 0% | 3.284% | 0% | 0% | 0% | 0% | 0% | 0% | 2.143% | 0.007335% | 0.01212% | 0% | 0% | 2.162%
Floorspace-Based | FCZ16 | Office, Large | 8.53% | 8.609% | 0% | 1.036% | 0% | 18.18% | 0% | 0% | 0% | 0% | 0% | 0% | 20% | 9.129% | 0.8689% | 2.238% | 0% | 32.23% | 5.667% | 5.502% | 0.1634% | 0.3267% | 0% | 11.66% | 20.91% | 16.2% | 0.822% | 0% | 0% | 37.93% | 0% | 0% | 0% | 0% | 0% | 0% | 0% | 0% | 0% | 0% | 0% | 0%
Floorspace-Based | FCZ16 | Office, Small | 17.2% | 0.4092% | 0% | 0% | 0% | 17.61% | 0% | 0% | 0% | 0% | 0% | 0% | 0% | 0% | 0% | 0% | 0% | 0% | 52.31% | 20.83% | 2.464% | 0% | 1.406% | 77% | 0% | 0% | 0% | 0% | 0% | 0% | 0% | 0% | 0% | 0% | 0% | 0% | 5.384% | 0% | 0% | 0% | 0% | 5.384%
Floorspace-Based | FCZ16 | Refrigerated Warehouse | 0% | 0% | 0% | 0% | 0% | 0% | 0% | 0% | 0% | 0% | 0% | 0% | 0% | 0% | 0% | 0% | 0% | 0% | 29.31% | 36.6% | 5.577% | 0% | 24.19% | 95.68% | 0% | 0% | 0% | 0% | 0% | 0% | 0% | 0% | 0% | 0% | 0% | 0% | 0% | 0% | 0% | 0% | 4.324% | 4.324%
Floorspace-Based | FCZ16 | Restaurant | 5.828% | 0% | 0% | 0% | 0% | 5.828% | 0% | 0% | 0% | 0% | 0% | 0% | 0% | 0% | 0% | 0% | 0% | 0% | 44.87% | 30.59% | 5.742% | 2.779% | 9.773% | 93.76% | 0.4134% | 0% | 0% | 0% | 0% | 0.4134% | 0% | 0% | 0% | 0% | 0% | 0% | 0% | 0% | 0% | 0% | 0% | 0%
Floorspace-Based | FCZ16 | Retail | 2.957% | 5.205% | 0% | 0% | 0% | 8.162% | 0% | 0% | 0% | 0% | 0% | 0% | 0% | 0% | 0% | 0.597% | 0% | 0.597% | 38.41% | 19.35% | 16.69% | 1.654% | 2.191% | 78.29% | 3.48% | 0% | 0% | 0% | 0% | 3.48% | 0% | 0% | 0% | 0% | 0% | 0% | 7.115% | 0% | 0% | 1.98% | 0.3774% | 9.472%
Floorspace-Based | FCZ16 | School | 4.436% | 14.09% | 0% | 0% | 0% | 18.52% | 0% | 0% | 0% | 0% | 0% | 0% | 0% | 0% | 0% | 0% | 0% | 0% | 56% | 1.505% | 7.879% | 2.171% | 13.93% | 81.48% | 0% | 0% | 0% | 0% | 0% | 0% | 0% | 0% | 0% | 0% | 0% | 0% | 0% | 0% | 0% | 0% | 0% | 0%
Floorspace-Based | FCZ16 | Warehouse | 7.738% | 0% | 0% | 0% | 0% | 7.738% | 0% | 0% | 0% | 0% | 0% | 0% | 0% | 0% | 0% | 0% | 0% | 0% | 69.73% | 9.92% | 0.9064% | 1.612% | 0% | 82.16% | 0% | 0% | 0% | 0% | 0% | 0% | 0% | 0% | 0% | 0% | 0% | 0% | 0% | 0% | 0.0895% | 0% | 10.01% | 10.1%
Floorspace-Based | FCZ16 | All Commercial | 14.07% | 5.996% | 0.2291% | 1.036% | 0.03358% | 21.36% | 0.2802% | 0.7668% | 0% | 0% | 0% | 1.047% | 8.495% | 3.141% | 0.2624% | 0.7687% | 0.2881% | 12.95% | 30.67% | 9.288% | 4.199% | 1.092% | 3.838% | 49.09% | 7.221% | 4.955% | 0.2483% | 0.8634% | 0% | 13.29% | 0% | 0% | 0% | 0% | 0% | 0% | 1.481% | 0.001119% | 0.005732% | 0.2238% | 0.5455% | 2.257%
Floorspace-Based | FCZ17 | College | 0% | 0% | 0% | 0% | 0% | 0% | 0% | 0% | 0% | 0% | 0% | 0% | 0% | 0% | 0% | 0% | 0% | 0% | 40.1% | 22.49% | 0.5926% | 0% | 36.82% | 100% | 0% | 0% | 0% | 0% | 0% | 0% | 0% | 0% | 0% | 0% | 0% | 0% | 0% | 0% | 0% | 0% | 0% | 0%
Floorspace-Based | FCZ17 | Food Stores | 3.41% | 0% | 0% | 0% | 0% | 3.41% | 0% | 0% | 0% | 0% | 0% | 0% | 0% | 0% | 0% | 0% | 0% | 0% | 37.54% | 38.8% | 9.32% | 0.9443% | 9.99% | 96.59% | 0% | 0% | 0% | 0% | 0% | 0% | 0% | 0% | 0% | 0% | 0% | 0% | 0% | 0% | 0% | 0% | 0% | 0%
Floorspace-Based | FCZ17 | Health Care | 0% | 6.494% | 0% | 0% | 0% | 6.494% | 0% | 0% | 0% | 0% | 0% | 0% | 0% | 0% | 0% | 0% | 0% | 0% | 15.61% | 4.821% | 0% | 15.84% | 12.05% | 48.32% | 45.19% | 0% | 0% | 0% | 0% | 45.19% | 0% | 0% | 0% | 0% | 0% | 0% | 0% | 0% | 0% | 0% | 0% | 0%
Floorspace-Based | FCZ17 | Lodging | 4.711% | 72.71% | 21.21% | 0% | 1.364% | 100% | 0% | 0% | 0% | 0% | 0% | 0% | 0% | 0% | 0% | 0% | 0% | 0% | 0% | 0% | 0% | 0% | 0% | 0% | 0% | 0% | 0% | 0% | 0% | 0% | 0% | 0% | 0% | 0% | 0% | 0% | 0% | 0% | 0% | 0% | 0% | 0%
Floorspace-Based | FCZ17 | Miscellaneous | 10.93% | 2.308% | 0% | 0% | 1.77% | 15.01% | 0% | 0% | 0% | 0% | 0% | 0% | 0% | 0% | 0% | 0% | 0% | 0% | 33.85% | 18.37% | 3.952% | 3.502% | 25.32% | 84.99% | 0% | 0% | 0% | 0% | 0% | 0% | 0% | 0% | 0% | 0% | 0% | 0% | 0% | 0% | 0% | 0% | 0% | 0%
Floorspace-Based | FCZ17 | Office, Large | 0% | 0% | 0% | 0% | 0% | 0% | 0% | 0% | 0% | 0% | 0% | 0% | 7.359% | 9.044% | 0% | 8.382% | 0% | 24.78% | 1.309% | 5.7% | 6.851% | 4.625% | 3.047% | 21.53% | 17.4% | 29.37% | 0% | 0% | 6.905% | 53.68% | 0% | 0% | 0% | 0% | 0% | 0% | 0% | 0% | 0% | 0% | 0% | 0%
Floorspace-Based | FCZ17 | Office, Small | 1.405% | 0% | 0% | 0% | 0% | 1.405% | 0% | 0% | 0% | 0% | 0% | 0% | 0% | 0% | 0% | 0% | 0% | 0% | 56.26% | 21.32% | 0% | 6.906% | 14.11% | 98.59% | 0% | 0% | 0% | 0% | 0% | 0% | 0% | 0% | 0% | 0% | 0% | 0% | 0% | 0% | 0% | 0% | 0% | 0%
Floorspace-Based | FCZ17 | Refrigerated Warehouse | 0% | 0% | 0% | 0% | 0% | 0% | 0% | 0% | 0% | 0% | 0% | 0% | 0% | 0% | 0% | 0% | 0% | 0% | 37.82% | 62.18% | 0% | 0% | 0% | 100% | 0% | 0% | 0% | 0% | 0% | 0% | 0% | 0% | 0% | 0% | 0% | 0% | 0% | 0% | 0% | 0% | 0% | 0%
Floorspace-Based | FCZ17 | Restaurant | 0% | 0% | 0% | 0% | 0% | 0% | 0% | 0% | 0% | 0% | 0% | 0% | 0% | 0% | 0% | 0% | 0% | 0% | 47.8% | 36.16% | 4.61% | 1.552% | 9.884% | 100% | 0% | 0% | 0% | 0% | 0% | 0% | 0% | 0% | 0% | 0% | 0% | 0% | 0% | 0% | 0% | 0% | 0% | 0%
Floorspace-Based | FCZ17 | Retail | 0% | 0% | 0% | 0% | 0% | 0% | 0% | 0% | 0% | 0% | 0% | 0% | 0% | 0% | 0% | 0% | 0% | 0% | 45.39% | 28.29% | 16.78% | 2.025% | 7.518% | 100% | 0% | 0% | 0% | 0% | 0% | 0% | 0% | 0% | 0% | 0% | 0% | 0% | 0% | 0% | 0% | 0% | 0% | 0%
Floorspace-Based | FCZ17 | School | 2.148% | 0% | 0% | 0% | 0% | 2.148% | 4.331% | 0% | 0% | 0% | 0% | 4.331% | 11.16% | 0% | 0% | 0% | 0% | 11.16% | 30.24% | 2.685% | 3.001% | 0% | 30.1% | 66.02% | 0% | 16.34% | 0% | 0% | 0% | 16.34% | 0% | 0% | 0% | 0% | 0% | 0% | 0% | 0% | 0% | 0% | 0% | 0%
Floorspace-Based | FCZ17 | Warehouse | 0% | 0% | 0% | 0% | 0% | 0% | 0% | 0% | 0% | 0% | 0% | 0% | 0% | 0% | 0% | 0% | 0% | 0% | 39.13% | 42.03% | 16.82% | 1.162% | 0.8525% | 100% | 0% | 0% | 0% | 0% | 0% | 0% | 0% | 0% | 0% | 0% | 0% | 0% | 0% | 0% | 0% | 0% | 0% | 0%
Floorspace-Based | FCZ17 | All Commercial | 2.576% | 1.897% | 0.3165% | 0% | 0.3341% | 5.123% | 0.5718% | 0% | 0% | 0% | 0% | 0.5718% | 2.264% | 0.9722% | 0% | 0.901% | 0% | 4.138% | 33.89% | 21.01% | 7.562% | 3.315% | 13.66% | 79.44% | 4.674% | 5.314% | 0% | 0% | 0.7422% | 10.73% | 0% | 0% | 0% | 0% | 0% | 0% | 0% | 0% | 0% | 0% | 0% | 0%
Sites-Based | Statewide | College | 3.775% | 0.172% | 1.186% | 0.1845% | 3.72% | 9.037% | 0% | 0% | 0% | 0% | 0% | 0% | 0.3485% | 0.2386% | 0.06028% | 0% | 0.03248% | 0.6799% | 28.39% | 32.97% | 13.8% | 6.051% | 5.7% | 86.91% | 0.3447% | 0.1711% | 0.1873% | 0.1279% | 0% | 0.831% | 1.018% | 0% | 0% | 0% | 0.9454% | 1.963% | 0.395% | 0.181% | 0% | 0% | 0% | 0.576% | ↓ % of number of Commercial sites served by the specified air distribution systems
Sites-Based | Statewide | Food Stores | 9.617% | 1.179% | 0.06752% | 0.2998% | 1.129% | 12.29% | 0% | 0.013% | 0.02063% | 0% | 0% | 0.03362% | 0% | 0.01868% | 0% | 0% | 0% | 0.01868% | 39.81% | 21.33% | 7.754% | 3.753% | 9.856% | 82.5% | 0% | 0% | 0% | 0% | 0% | 0% | 0.2646% | 0.1907% | 0% | 0% | 0.07722% | 0.5325% | 3.54% | 0.6721% | 0.01809% | 0% | 0.3934% | 4.623%
Sites-Based | Statewide | Health Care | 2.193% | 1.219% | 0.6294% | 1.05% | 0.5714% | 5.663% | 0.2744% | 0.08935% | 0% | 0% | 0% | 0.3637% | 0.3179% | 0.3964% | 0.0783% | 0.03824% | 0.1273% | 0.9581% | 29.5% | 29.58% | 11.59% | 7.112% | 13.63% | 91.42% | 0.7282% | 0.3775% | 0.179% | 0.198% | 0.1168% | 1.6% | 0% | 0% | 0% | 0% | 0% | 0% | 0% | 0% | 0% | 0% | 0% | 0%
Sites-Based | Statewide | Lodging | 15.21% | 10.52% | 1.916% | 1.54% | 2.026% | 31.22% | 0.2142% | 0.3506% | 0.1176% | 0% | 0% | 0.6824% | 0.09622% | 0.1812% | 0.08525% | 0.4015% | 0.175% | 0.9392% | 31.73% | 16.64% | 8.899% | 2.708% | 5.628% | 65.61% | 0.2507% | 0.4654% | 0.3459% | 0.2791% | 0% | 1.341% | 0% | 0% | 0% | 0% | 0% | 0% | 0.1628% | 0.05059% | 0% | 0% | 0% | 0.2134%
Sites-Based | Statewide | Miscellaneous | 15.53% | 4.339% | 0.9321% | 1.006% | 2.343% | 24.15% | 0.02049% | 0.01657% | 0.03597% | 0% | 0.006669% | 0.0797% | 0.09626% | 0.0269% | 0.0472% | 0.02367% | 0.01984% | 0.2139% | 29.61% | 20.06% | 6.121% | 2.729% | 7.156% | 65.67% | 0.06514% | 0.09065% | 0.0611% | 0.02586% | 0.01676% | 0.2595% | 0.1062% | 0.0428% | 0.03798% | 0% | 0% | 0.1869% | 6.466% | 1.488% | 0.2339% | 0.1763% | 1.068% | 9.433%
Sites-Based | Statewide | Office, Large | 5.316% | 5.088% | 1.147% | 0.6473% | 0.414% | 12.61% | 0.3822% | 0.9202% | 0.4021% | 0% | 0.2013% | 1.906% | 2.352% | 2.04% | 1.963% | 0.5454% | 0% | 6.9% | 18.34% | 26.49% | 11.14% | 5.57% | 4.763% | 66.29% | 4.833% | 4.281% | 1.048% | 0.9063% | 0.514% | 11.58% | 0.1275% | 0% | 0.5789% | 0% | 0% | 0.7064% | 0% | 0% | 0% | 0% | 0% | 0%
Sites-Based | Statewide | Office, Small | 4.578% | 1.133% | 0.8949% | 0.1004% | 0.5413% | 7.247% | 0.004108% | 0.006656% | 0% | 0.01193% | 0% | 0.02269% | 0.01585% | 0.1625% | 0.01349% | 0% | 0% | 0.1919% | 34.01% | 30.27% | 11.43% | 5.304% | 8.058% | 89.08% | 0.01586% | 0.02999% | 0.006656% | 0.004303% | 0% | 0.0568% | 1.059% | 0.6593% | 0.398% | 0.0435% | 0.1333% | 2.293% | 0.7633% | 0.04425% | 0.1732% | 0.09263% | 0.03744% | 1.111%
Sites-Based | Statewide | Refrigerated Warehouse | 8.623% | 2.762% | 0.1848% | 2.152% | 1.52% | 15.24% | 0% | 0% | 0% | 0% | 0% | 0% | 0% | 0% | 0% | 0% | 0% | 0% | 27.01% | 29.47% | 9.717% | 4.441% | 12.61% | 83.25% | 0% | 0% | 0% | 0% | 0% | 0% | 0% | 0% | 0% | 0% | 0% | 0% | 0% | 0% | 0.9255% | 0% | 0.586% | 1.512%
Sites-Based | Statewide | Restaurant | 4.273% | 1.042% | 0.1834% | 0.07837% | 0.6748% | 6.252% | 0% | 0% | 0% | 0% | 0% | 0% | 0% | 0% | 0% | 0.0443% | 0.05333% | 0.09763% | 32% | 32.42% | 11.18% | 5.873% | 10.43% | 91.91% | 0.02516% | 0% | 0% | 0% | 0% | 0.02516% | 0.1523% | 0.03056% | 0% | 0% | 0.2267% | 0.4096% | 0.9892% | 0.1099% | 0.1477% | 0.02056% | 0.03745% | 1.305%
Sites-Based | Statewide | Retail | 8.662% | 1.881% | 0.1249% | 0.571% | 1.417% | 12.66% | 0% | 0.00421% | 0% | 0% | 0.005058% | 0.009268% | 0.05434% | 0% | 0% | 0.116% | 0.007354% | 0.1777% | 33.96% | 24.45% | 8.629% | 4.064% | 10.27% | 81.38% | 0.01783% | 0.01012% | 0% | 0% | 0.02278% | 0.05073% | 0.2751% | 0% | 0.059% | 0.009116% | 0.06861% | 0.4118% | 3.454% | 0.2168% | 0.06591% | 0.9462% | 0.6348% | 5.318%
Sites-Based | Statewide | School | 4.006% | 0.8649% | 0.04694% | 0.7612% | 0.6139% | 6.292% | 0.1236% | 0% | 0% | 0% | 0.1576% | 0.2813% | 0.2814% | 0% | 0.02733% | 0.04897% | 0% | 0.3577% | 46.54% | 20.48% | 9.544% | 5.109% | 10.82% | 92.5% | 0.1492% | 0.3206% | 0% | 0.03537% | 0.06828% | 0.5734% | 0% | 0% | 0% | 0% | 0% | 0% | 0% | 0% | 0% | 0% | 0% | 0%
Sites-Based | Statewide | Warehouse | 7.41% | 2.404% | 0.5426% | 0.1544% | 1.895% | 12.41% | 0% | 0.02127% | 0% | 0% | 0% | 0.02127% | 0% | 0% | 0% | 0% | 0% | 0% | 28.53% | 30.85% | 12.92% | 2.665% | 8.274% | 83.24% | 0% | 0.02331% | 0% | 0% | 0% | 0.02331% | 0.1544% | 0.05278% | 0.09622% | 0% | 0% | 0.3034% | 2.042% | 0.6303% | 0.2828% | 0.1491% | 0.9023% | 4.007%
Sites-Based | Statewide | All Commercial | 7.987% | 2.112% | 0.5699% | 0.4589% | 1.27% | 12.4% | 0.0223% | 0.0277% | 0.01524% | 0.003179% | 0.009417% | 0.07784% | 0.0916% | 0.09527% | 0.04672% | 0.05152% | 0.01717% | 0.3023% | 32.78% | 26.44% | 9.62% | 4.412% | 8.877% | 82.12% | 0.1256% | 0.1183% | 0.04033% | 0.03048% | 0.02042% | 0.3352% | 0.4246% | 0.1997% | 0.1405% | 0.01369% | 0.09904% | 0.8776% | 2.609% | 0.4211% | 0.1417% | 0.2851% | 0.4275% | 3.885%
Sites-Based | PG&E Tot | College | 3.998% | 0% | 1.586% | 0.292% | 10.67% | 16.54% | 0% | 0% | 0% | 0% | 0% | 0% | 0.4221% | 0% | 0.1776% | 0% | 0% | 0.5997% | 28.98% | 28.2% | 8.418% | 1.348% | 8.334% | 75.28% | 0.2774% | 0.06745% | 0.06745% | 0.2238% | 0% | 0.636% | 2.998% | 0% | 0% | 0% | 2.785% | 5.783% | 1.164% | 0% | 0% | 0% | 0% | 1.164%
Sites-Based | PG&E Tot | Food Stores | 8.833% | 1.256% | 0.025% | 0.1427% | 1.693% | 11.95% | 0% | 0% | 0.05445% | 0% | 0% | 0.05445% | 0% | 0.0493% | 0% | 0% | 0% | 0.0493% | 30.97% | 20.57% | 10.31% | 3.661% | 12.87% | 78.39% | 0% | 0% | 0% | 0% | 0% | 0% | 0% | 0.3619% | 0% | 0% | 0.2038% | 0.5658% | 7.191% | 1.241% | 0% | 0% | 0.5596% | 8.992%
Sites-Based | PG&E Tot | Health Care | 2.771% | 1.401% | 1.321% | 2.097% | 0.7426% | 8.332% | 0.1304% | 0% | 0% | 0% | 0% | 0.1304% | 0.2864% | 0.1469% | 0% | 0.1066% | 0% | 0.54% | 28.02% | 30.18% | 13.89% | 7.951% | 9.454% | 89.5% | 0.6433% | 0.5696% | 0.2257% | 0.05419% | 0% | 1.493% | 0% | 0% | 0% | 0% | 0% | 0% | 0% | 0% | 0% | 0% | 0% | 0%
Sites-Based | PG&E Tot | Lodging | 17.18% | 7.55% | 1.386% | 1.665% | 1.511% | 29.29% | 0% | 0.1447% | 0.2585% | 0% | 0% | 0.4033% | 0.06761% | 0.2294% | 0.1874% | 0.2826% | 0.116% | 0.883% | 33.41% | 15.95% | 11.81% | 2.096% | 5.335% | 68.6% | 0.178% | 0.294% | 0.3539% | 0% | 0% | 0.826% | 0% | 0% | 0% | 0% | 0% | 0% | 0% | 0% | 0% | 0% | 0% | 0%
Sites-Based | PG&E Tot | Miscellaneous | 14.35% | 3.818% | 1.241% | 1.876% | 3.014% | 24.3% | 0.04813% | 0.0389% | 0.03208% | 0% | 0% | 0.1191% | 0.05153% | 0% | 0.1109% | 0.01945% | 0.01945% | 0.2013% | 30.85% | 17.85% | 6.89% | 3.871% | 6.984% | 66.44% | 0.04252% | 0.1484% | 0.04567% | 0.04984% | 0% | 0.2864% | 0.09932% | 0.1005% | 0% | 0% | 0% | 0.1998% | 5.267% | 1.364% | 0.3823% | 0.1148% | 1.321% | 8.449%
Sites-Based | PG&E Tot | Office, Large | 7.859% | 6.39% | 1.732% | 0.3372% | 0.5665% | 16.88% | 0.2471% | 1.81% | 0.3624% | 0% | 0% | 2.419% | 2.908% | 2.096% | 2.066% | 0% | 0% | 7.07% | 20.68% | 21.28% | 10.54% | 5.634% | 4.086% | 62.23% | 3.835% | 3.471% | 0.8947% | 1.314% | 0% | 9.515% | 0.3402% | 0% | 1.545% | 0% | 0% | 1.885% | 0% | 0% | 0% | 0% | 0% | 0%
Sites-Based | PG&E Tot | Office, Small | 3.88% | 1.22% | 1.676% | 0.1759% | 0.1656% | 7.117% | 0.01122% | 0% | 0% | 0.01336% | 0% | 0.02458% | 0.00832% | 0% | 0% | 0% | 0% | 0.00832% | 35.52% | 25.24% | 14.1% | 5.121% | 7.585% | 87.56% | 0.04331% | 0.06981% | 0% | 0% | 0% | 0.1131% | 2.315% | 0% | 0.6743% | 0.1188% | 0.2592% | 3.368% | 1.011% | 0.02369% | 0.4731% | 0.253% | 0.04323% | 1.804%
Sites-Based | PG&E Tot | Refrigerated Warehouse | 14.04% | 2.55% | 0% | 6.311% | 2.264% | 25.17% | 0% | 0% | 0% | 0% | 0% | 0% | 0% | 0% | 0% | 0% | 0% | 0% | 23.73% | 33.31% | 4.166% | 5.184% | 8.44% | 74.83% | 0% | 0% | 0% | 0% | 0% | 0% | 0% | 0% | 0% | 0% | 0% | 0% | 0% | 0% | 0% | 0% | 0% | 0%
Sites-Based | PG&E Tot | Restaurant | 5.236% | 1.396% | 0.2328% | 0% | 1.193% | 8.057% | 0% | 0% | 0% | 0% | 0% | 0% | 0% | 0% | 0% | 0% | 0.161% | 0.161% | 28.21% | 27.21% | 14.23% | 6.452% | 11.85% | 87.95% | 0% | 0% | 0% | 0% | 0% | 0% | 0.2328% | 0% | 0% | 0% | 0.2304% | 0.4632% | 2.667% | 0.1047% | 0.4458% | 0.06208% | 0.08578% | 3.366%
Sites-Based | PG&E Tot | Retail | 8.269% | 1.798% | 0.07006% | 1.617% | 1.513% | 13.27% | 0% | 0% | 0% | 0% | 0% | 0% | 0.1885% | 0% | 0% | 0% | 0.02552% | 0.2141% | 34.72% | 19.4% | 8.549% | 4.361% | 12.79% | 79.82% | 0.01947% | 0% | 0% | 0% | 0.03347% | 0.05294% | 0.3843% | 0% | 0% | 0.03163% | 0% | 0.4159% | 4.948% | 0.5708% | 0% | 0% | 0.7081% | 6.227%
Sites-Based | PG&E Tot | School | 3.691% | 1.271% | 0.164% | 0% | 0.5371% | 5.663% | 0% | 0% | 0% | 0% | 0% | 0% | 0% | 0% | 0% | 0% | 0% | 0% | 45.82% | 25.07% | 7.795% | 3.627% | 11.23% | 93.55% | 0% | 0.5511% | 0% | 0% | 0.2386% | 0.7898% | 0% | 0% | 0% | 0% | 0% | 0% | 0% | 0% | 0% | 0% | 0% | 0%
Sites-Based | PG&E Tot | Warehouse | 5.914% | 3.517% | 0.7069% | 0% | 1.75% | 11.89% | 0% | 0.07825% | 0% | 0% | 0% | 0.07825% | 0% | 0% | 0% | 0% | 0% | 0% | 26.48% | 31.73% | 13.2% | 3.292% | 10.31% | 85.02% | 0% | 0.08573% | 0% | 0% | 0% | 0.08573% | 0% | 0% | 0% | 0% | 0% | 0% | 1.008% | 0.8742% | 0.5565% | 0.1265% | 0.3661% | 2.932%
Sites-Based | PG&E Tot | All Commercial | 7.868% | 2.202% | 0.9279% | 0.8921% | 1.564% | 13.45% | 0.02095% | 0.04381% | 0.02019% | 0.003734% | 0% | 0.08869% | 0.112% | 0.04386% | 0.06479% | 0.01113% | 0.02939% | 0.2612% | 32.48% | 22.67% | 10.83% | 4.621% | 9.368% | 79.96% | 0.11% | 0.143% | 0.03661% | 0.03779% | 0.01126% | 0.3386% | 0.8257% | 0.04275% | 0.2137% | 0.03921% | 0.1574% | 1.279% | 3.175% | 0.5391% | 0.2919% | 0.1088% | 0.5003% | 4.615%
Sites-Based | SCE Tot | College | 3.674% | 0.1226% | 1.116% | 0.101% | 0% | 5.013% | 0% | 0% | 0% | 0% | 0% | 0% | 0.2284% | 0.4012% | 0% | 0% | 0.06035% | 0.69% | 28.91% | 36.2% | 15.65% | 9.278% | 3.202% | 93.24% | 0.3819% | 0.2754% | 0.3054% | 0.0966% | 0% | 1.059% | 0% | 0% | 0% | 0% | 0% | 0% | 0% | 0% | 0% | 0% | 0% | 0%
Sites-Based | SCE Tot | Food Stores | 8.685% | 0.9498% | 0.09082% | 0% | 0.5517% | 10.28% | 0% | 0.0321% | 0% | 0% | 0% | 0.0321% | 0% | 0% | 0% | 0% | 0% | 0% | 47.34% | 20.98% | 5.864% | 4.206% | 8.859% | 87.26% | 0% | 0% | 0% | 0% | 0% | 0% | 0.6536% | 0% | 0% | 0% | 0% | 0.6536% | 1.332% | 0% | 0% | 0% | 0.448% | 1.78%
Sites-Based | SCE Tot | Health Care | 2.011% | 0.505% | 0.12% | 0.5033% | 0.726% | 3.866% | 0.5417% | 0.2126% | 0% | 0% | 0% | 0.7542% | 0.2601% | 0.3747% | 0.04502% | 0% | 0.303% | 0.9828% | 28.15% | 31.66% | 12.1% | 7.826% | 13.03% | 92.76% | 0.8867% | 0.1036% | 0.1036% | 0.3336% | 0.2076% | 1.635% | 0% | 0% | 0% | 0% | 0% | 0% | 0% | 0% | 0% | 0% | 0% | 0%
Sites-Based | SCE Tot | Lodging | 11.07% | 10.42% | 1.946% | 1.375% | 2.542% | 27.36% | 0.252% | 0.5299% | 0% | 0% | 0% | 0.7819% | 0% | 0.2099% | 0% | 0.281% | 0.2099% | 0.7009% | 32.43% | 19.19% | 5.641% | 3.506% | 8.328% | 69.09% | 0.4637% | 0.8714% | 0.2919% | 0% | 0% | 1.627% | 0% | 0% | 0% | 0% | 0% | 0% | 0.4447% | 0% | 0% | 0% | 0% | 0.4447%
Sites-Based | SCE Tot | Miscellaneous | 13.6% | 4.619% | 0.4827% | 0.43% | 1.61% | 20.74% | 0% | 0% | 0.05863% | 0% | 0.01752% | 0.07615% | 0.1617% | 0.02625% | 0% | 0.02049% | 0.01752% | 0.2259% | 28.14% | 23.96% | 5.567% | 1.926% | 7.828% | 67.42% | 0.05863% | 0.05257% | 0.06219% | 0% | 0.04405% | 0.2174% | 0.1431% | 0% | 0.09979% | 0% | 0% | 0.2429% | 8.37% | 1.657% | 0.06978% | 0.3121% | 0.6648% | 11.07%
Sites-Based | SCE Tot | Office, Large | 0.9301% | 3.395% | 0.363% | 0% | 0.5893% | 5.277% | 0.5881% | 0% | 0% | 0% | 0.5881% | 1.176% | 2.114% | 0.04729% | 1.232% | 0.4355% | 0% | 3.829% | 16.84% | 31.02% | 16.82% | 8.454% | 8.636% | 81.77% | 1.527% | 4.548% | 0% | 0.8548% | 1.021% | 7.952% | 0% | 0% | 0% | 0% | 0% | 0% | 0% | 0% | 0% | 0% | 0% | 0%
Sites-Based | SCE Tot | Office, Small | 3.468% | 0.4224% | 0.6195% | 0.05532% | 0.7192% | 5.285% | 0% | 0% | 0% | 0% | 0% | 0% | 0.01433% | 0.2386% | 0% | 0% | 0% | 0.2529% | 34.25% | 31.66% | 11.62% | 6.178% | 9.308% | 93.02% | 0% | 0% | 0% | 0% | 0% | 0% | 0.2687% | 0.8881% | 0.1178% | 0% | 0% | 1.275% | 0.1709% | 0% | 0% | 0% | 0% | 0.1709%
Sites-Based | SCE Tot | Refrigerated Warehouse | 8.065% | 3.937% | 0% | 0% | 1.71% | 13.71% | 0% | 0% | 0% | 0% | 0% | 0% | 0% | 0% | 0% | 0% | 0% | 0% | 32.53% | 20.08% | 10.02% | 5.429% | 18.23% | 86.29% | 0% | 0% | 0% | 0% | 0% | 0% | 0% | 0% | 0% | 0% | 0% | 0% | 0% | 0% | 0% | 0% | 0% | 0%
Sites-Based | SCE Tot | Restaurant | 1.684% | 0.5447% | 0.1807% | 0.04666% | 0.4015% | 2.858% | 0% | 0% | 0% | 0% | 0% | 0% | 0% | 0% | 0% | 0% | 0% | 0% | 34.63% | 35.31% | 10.31% | 6.102% | 9.885% | 96.23% | 0% | 0% | 0% | 0% | 0% | 0% | 0.1816% | 0% | 0% | 0% | 0.3632% | 0.5447% | 0.1816% | 0.1816% | 0% | 0% | 0% | 0.3632%
Sites-Based | SCE Tot | Retail | 10.1% | 1.674% | 0.2309% | 0.2316% | 1.294% | 13.53% | 0% | 0.009286% | 0% | 0% | 0.01116% | 0.02044% | 0% | 0% | 0% | 0% | 0% | 0% | 32.26% | 27.43% | 9.643% | 5.105% | 8.443% | 82.88% | 0% | 0.02232% | 0% | 0% | 0.02896% | 0.05128% | 0.3027% | 0% | 0.1301% | 0% | 0.1513% | 0.5841% | 2.78% | 0% | 0.1394% | 0.01454% | 0% | 2.934%
Sites-Based | SCE Tot | School | 4.765% | 0.8612% | 0% | 0.02931% | 0.6535% | 6.309% | 0% | 0% | 0% | 0% | 0.3242% | 0.3242% | 0.4407% | 0% | 0.05621% | 0.1007% | 0% | 0.5976% | 50.37% | 20.44% | 9.696% | 4.385% | 7.502% | 92.39% | 0.3068% | 0% | 0% | 0.07274% | 0% | 0.3796% | 0% | 0% | 0% | 0% | 0% | 0% | 0% | 0% | 0% | 0% | 0% | 0%
Sites-Based | SCE Tot | Warehouse | 5.014% | 1.683% | 0.3827% | 0.2939% | 2.255% | 9.628% | 0% | 0% | 0% | 0% | 0% | 0% | 0% | 0% | 0% | 0% | 0% | 0% | 28.35% | 30.96% | 13.93% | 3.006% | 8.931% | 85.18% | 0% | 0% | 0% | 0% | 0% | 0% | 0.2939% | 0% | 0.1832% | 0% | 0% | 0.4771% | 3.138% | 0.6285% | 0.08875% | 0.2184% | 0.6437% | 4.717%
Sites-Based | SCE Tot | All Commercial | 7.022% | 1.719% | 0.3976% | 0.1956% | 1.067% | 10.4% | 0.02155% | 0.0139% | 0.00979% | 0% | 0.02231% | 0.06756% | 0.08022% | 0.08483% | 0.01783% | 0.01461% | 0.01297% | 0.2105% | 33.02% | 28.78% | 9.873% | 4.943% | 8.786% | 85.39% | 0.06996% | 0.0879% | 0.02244% | 0.02202% | 0.03162% | 0.2339% | 0.2394% | 0.2258% | 0.09059% | 0% | 0.08021% | 0.636% | 2.422% | 0.3386% | 0.0518% | 0.06979% | 0.1745% | 3.056%
Sites-Based | SDG&E Tot | College | 3.885% | 2.027% | 0% | 0% | 1.898% | 7.811% | 0% | 0% | 0% | 0% | 0% | 0% | 1.573% | 0.4326% | 0% | 0% | 0% | 2.006% | 20.75% | 32.79% | 14.6% | 10.06% | 11.13% | 89.32% | 0.8601% | 0% | 0% | 0% | 0% | 0.8601% | 0% | 0% | 0% | 0% | 0% | 0% | 0% | 0% | 0% | 0% | 0% | 0%
Sites-Based | SDG&E Tot | Food Stores | 9.919% | 4.199% | 0.2806% | 0% | 0.2386% | 14.64% | 0% | 0% | 0% | 0% | 0% | 0% | 0% | 0% | 0% | 0% | 0% | 0% | 30.36% | 30.25% | 6.613% | 3.742% | 7.77% | 78.74% | 0% | 0% | 0% | 0% | 0% | 0% | 0% | 0.7067% | 0% | 0% | 0% | 0.7067% | 3.022% | 2.661% | 0.2386% | 0% | 0% | 5.921%
Sites-Based | SDG&E Tot | Health Care | 3.086% | 3.809% | 0% | 0.2837% | 0% | 7.178% | 0% | 0% | 0% | 0% | 0% | 0% | 0% | 1.44% | 0.76% | 0% | 0% | 2.2% | 28.53% | 42.24% | 7.25% | 6.945% | 3.998% | 88.96% | 0.9649% | 0% | 0.698% | 0% | 0% | 1.663% | 0% | 0% | 0% | 0% | 0% | 0% | 0% | 0% | 0% | 0% | 0% | 0%
Sites-Based | SDG&E Tot | Lodging | 16.52% | 13.83% | 1.139% | 2.443% | 2.358% | 36.29% | 0% | 0% | 0% | 0% | 0% | 0% | 0.6426% | 0% | 0% | 1.435% | 0% | 2.078% | 28.19% | 19.85% | 8.47% | 2.258% | 1.489% | 60.25% | 0% | 0.1232% | 0.7658% | 0% | 0% | 0.889% | 0% | 0% | 0% | 0% | 0% | 0% | 0% | 0.4965% | 0% | 0% | 0% | 0.4965%
Sites-Based | SDG&E Tot | Miscellaneous | 6.869% | 4.941% | 0.8904% | 0% | 2.761% | 15.46% | 0% | 0% | 0% | 0% | 0% | 0% | 0.2024% | 0% | 0% | 0% | 0.07739% | 0.2798% | 29.69% | 23.55% | 7.48% | 2.167% | 9.088% | 71.97% | 0% | 0.0537% | 0.2723% | 0.07344% | 0% | 0.3994% | 0.1487% | 0% | 0% | 0% | 0% | 0.1487% | 4.819% | 2.903% | 0.1487% | 0% | 3.871% | 11.74%
Sites-Based | SDG&E Tot | Office, Large | 5.444% | 7.572% | 2.897% | 0.3948% | 0% | 16.31% | 0% | 1.873% | 2.061% | 0% | 0% | 3.935% | 1.988% | 4.794% | 5.149% | 1.381% | 0% | 13.31% | 12.42% | 36.97% | 5.924% | 2.088% | 1.824% | 59.23% | 2.534% | 2.263% | 1.482% | 0.9389% | 0% | 7.218% | 0% | 0% | 0% | 0% | 0% | 0% | 0% | 0% | 0% | 0% | 0% | 0%
Sites-Based | SDG&E Tot | Office, Small | 2.278% | 4.319% | 0.1105% | 0.04023% | 1.413% | 8.16% | 0% | 0.06223% | 0% | 0.06579% | 0% | 0.128% | 0.06579% | 0.6212% | 0.1261% | 0% | 0% | 0.8131% | 24.77% | 36.62% | 8.069% | 3.771% | 11.01% | 84.24% | 0% | 0.04143% | 0.06223% | 0.04023% | 0% | 0.1439% | 0.9608% | 2.82% | 0.9699% | 0% | 0.359% | 5.11% | 0.9851% | 0.2214% | 0% | 0% | 0.202% | 1.409%
Sites-Based | SDG&E Tot | Refrigerated Warehouse | 8.408% | 0% | 3.27% | 5.624% | 0% | 17.3% | 0% | 0% | 0% | 0% | 0% | 0% | 0% | 0% | 0% | 0% | 0% | 0% | 6.357% | 29.3% | 30.67% | 0% | 0% | 66.32% | 0% | 0% | 0% | 0% | 0% | 0% | 0% | 0% | 0% | 0% | 0% | 0% | 0% | 0% | 16.38% | 0% | 0% | 16.38%
Sites-Based | SDG&E Tot | Restaurant | 7.719% | 4.341% | 0.4014% | 0.4854% | 1.115% | 14.06% | 0% | 0% | 0% | 0% | 0% | 0% | 0% | 0% | 0% | 0% | 0% | 0% | 29.34% | 34.21% | 8.286% | 6.173% | 7.029% | 85.04% | 0% | 0% | 0% | 0% | 0% | 0% | 0% | 0.3895% | 0% | 0% | 0% | 0.3895% | 0.3895% | 0% | 0% | 0% | 0.1151% | 0.5046%
Sites-Based | SDG&E Tot | Retail | 3.87% | 1.384% | 0% | 0% | 5.872% | 11.13% | 0% | 0% | 0% | 0% | 0% | 0% | 0% | 0% | 0% | 0.1657% | 0% | 0.1657% | 21.57% | 34.41% | 7% | 1.445% | 18.19% | 82.61% | 0% | 0% | 0% | 0% | 0% | 0% | 0.4041% | 0% | 0% | 0% | 0% | 0.4041% | 1.46% | 0.5521% | 0.04063% | 0% | 3.637% | 5.69%
Sites-Based | SDG&E Tot | School | 0% | 0.4367% | 0% | 10.21% | 1.947% | 12.59% | 0% | 0% | 0% | 0% | 0% | 0% | 0% | 0% | 0% | 0% | 0% | 0% | 25.83% | 24.24% | 16.2% | 11.03% | 10.11% | 87.41% | 0% | 0% | 0% | 0% | 0% | 0% | 0% | 0% | 0% | 0% | 0% | 0% | 0% | 0% | 0% | 0% | 0% | 0%
Sites-Based | SDG&E Tot | Warehouse | 0.7654% | 5.853% | 0.1825% | 0% | 3.409% | 10.21% | 0% | 0% | 0% | 0% | 0% | 0% | 0% | 0% | 0% | 0% | 0% | 0% | 27.79% | 33.8% | 15.74% | 1.524% | 7.79% | 86.64% | 0% | 0% | 0% | 0% | 0% | 0% | 0% | 0.7654% | 0% | 0% | 0% | 0.7654% | 1.205% | 0.4123% | 0% | 0% | 0.7654% | 2.382%
Sites-Based | SDG&E Tot | All Commercial | 4.484% | 3.995% | 0.335% | 0.3726% | 2.427% | 11.61% | 0% | 0.06799% | 0.05053% | 0.02333% | 0% | 0.1418% | 0.1291% | 0.3731% | 0.1869% | 0.08731% | 0.01126% | 0.7876% | 25.56% | 33.11% | 8.335% | 3.5% | 10.78% | 81.28% | 0.09222% | 0.07984% | 0.1242% | 0.04796% | 0% | 0.3442% | 0.4401% | 1.114% | 0.344% | 0% | 0.1273% | 2.025% | 1.576% | 0.7609% | 0.08803% | 0% | 1.382% | 3.807%
Sites-Based | LADWP Tot | College | 0.4719% | 0% | 0% | 1.22% | 0% | 1.692% | 0% | 0% | 0% | 0% | 0% | 0% | 0% | 0% | 0% | 0% | 0% | 0% | 26.49% | 48.39% | 5.31% | 0% | 18.11% | 98.31% | 0% | 0% | 0% | 0% | 0% | 0% | 0% | 0% | 0% | 0% | 0% | 0% | 0% | 0% | 0% | 0% | 0% | 0%
Sites-Based | LADWP Tot | Food Stores | 18.68% | 0% | 0% | 2.43% | 2.43% | 23.54% | 0% | 0% | 0% | 0% | 0% | 0% | 0% | 0% | 0% | 0% | 0% | 0% | 47.83% | 15.05% | 2.605% | 3.238% | 7.279% | 76% | 0% | 0% | 0% | 0% | 0% | 0% | 0% | 0% | 0% | 0% | 0% | 0% | 0.4645% | 0% | 0% | 0% | 0% | 0.4645%
Sites-Based | LADWP Tot | Health Care | 0.776% | 0.484% | 0% | 0% | 0% | 1.26% | 0% | 0% | 0% | 0% | 0% | 0% | 0.6779% | 0% | 0% | 0% | 0% | 0.6779% | 41.26% | 9.975% | 0% | 0.3011% | 44.73% | 96.26% | 0.4973% | 1.304% | 0% | 0% | 0% | 1.801% | 0% | 0% | 0% | 0% | 0% | 0% | 0% | 0% | 0% | 0% | 0% | 0%
Sites-Based | LADWP Tot | Lodging | 22.27% | 27.87% | 5.917% | 0% | 1.503% | 57.56% | 2.045% | 1.522% | 0% | 0% | 0% | 3.567% | 0% | 0% | 0% | 0.3997% | 0.761% | 1.161% | 27.82% | 0% | 3.977% | 1.235% | 0% | 33.03% | 0% | 0% | 0% | 4.682% | 0% | 4.682% | 0% | 0% | 0% | 0% | 0% | 0% | 0% | 0% | 0% | 0% | 0% | 0%
Sites-Based | LADWP Tot | Miscellaneous | 35.74% | 4.328% | 1.449% | 0.4493% | 2.469% | 44.44% | 0% | 0% | 0% | 0% | 0% | 0% | 0% | 0.1761% | 0% | 0% | 0% | 0.1761% | 28.1% | 10.6% | 1.952% | 1.1% | 6.187% | 47.94% | 0.2575% | 0% | 0% | 0% | 0% | 0.2575% | 0% | 0% | 0% | 0% | 0% | 0% | 6.716% | 0.236% | 0.236% | 0% | 0% | 7.188%
Sites-Based | LADWP Tot | Office, Large | 11.14% | 5.079% | 0% | 2.944% | 0% | 19.17% | 0% | 0% | 0% | 0% | 0% | 0% | 1.983% | 4.898% | 0.9368% | 2% | 0% | 9.817% | 17.6% | 14.23% | 1.965% | 2.713% | 0.3732% | 36.88% | 20.22% | 9.78% | 2.627% | 0% | 1.509% | 34.14% | 0% | 0% | 0% | 0% | 0% | 0% | 0% | 0% | 0% | 0% | 0% | 0%
Sites-Based | LADWP Tot | Office, Small | 16.41% | 0.1295% | 0% | 0% | 0% | 16.54% | 0% | 0% | 0% | 0% | 0% | 0% | 0% | 0% | 0% | 0% | 0% | 0% | 38.52% | 33.3% | 0.6335% | 5.165% | 3.382% | 80.99% | 0% | 0% | 0% | 0% | 0% | 0% | 0% | 0% | 0% | 0% | 0% | 0% | 2.468% | 0% | 0% | 0% | 0% | 2.468%
Sites-Based | LADWP Tot | Refrigerated Warehouse | 0% | 0% | 0% | 0% | 0% | 0% | 0% | 0% | 0% | 0% | 0% | 0% | 0% | 0% | 0% | 0% | 0% | 0% | 23.01% | 56.81% | 8.396% | 0% | 7.336% | 95.55% | 0% | 0% | 0% | 0% | 0% | 0% | 0% | 0% | 0% | 0% | 0% | 0% | 0% | 0% | 0% | 0% | 4.447% | 4.447%
Sites-Based | LADWP Tot | Restaurant | 8.763% | 0% | 0% | 0% | 0% | 8.763% | 0% | 0% | 0% | 0% | 0% | 0% | 0% | 0% | 0% | 0% | 0% | 0% | 34.9% | 35.38% | 5.055% | 2.885% | 12.83% | 91.05% | 0.1842% | 0% | 0% | 0% | 0% | 0.1842% | 0% | 0% | 0% | 0% | 0% | 0% | 0% | 0% | 0% | 0% | 0% | 0%
Sites-Based | LADWP Tot | Retail | 8.052% | 2.779% | 0% | 0% | 0% | 10.83% | 0% | 0% | 0% | 0% | 0% | 0% | 0% | 0% | 0% | 0.7021% | 0% | 0.7021% | 42.74% | 18.48% | 3.966% | 1.814% | 9.544% | 76.55% | 0.08182% | 0% | 0% | 0% | 0% | 0.08182% | 0% | 0% | 0% | 0% | 0% | 0% | 4.301% | 0% | 0% | 6.292% | 1.247% | 11.84%
Sites-Based | LADWP Tot | School | 5.006% | 0.4529% | 0% | 0% | 0% | 5.459% | 1.108% | 0% | 0% | 0% | 0% | 1.108% | 0.6019% | 0% | 0% | 0% | 0% | 0.6019% | 43.75% | 2.562% | 8.006% | 9.504% | 27.55% | 91.37% | 0% | 1.46% | 0% | 0% | 0% | 1.46% | 0% | 0% | 0% | 0% | 0% | 0% | 0% | 0% | 0% | 0% | 0% | 0%
Sites-Based | LADWP Tot | Warehouse | 28.44% | 0% | 0% | 0% | 0% | 28.44% | 0% | 0% | 0% | 0% | 0% | 0% | 0% | 0% | 0% | 0% | 0% | 0% | 37.87% | 25.22% | 1.113% | 0.8664% | 1.808% | 66.88% | 0% | 0% | 0% | 0% | 0% | 0% | 0% | 0% | 0% | 0% | 0% | 0% | 0% | 0% | 0.853% | 0% | 3.828% | 4.681%
Sites-Based | LADWP Tot | All Commercial | 15.66% | 1.889% | 0.2751% | 0.2385% | 0.5283% | 18.6% | 0.04175% | 0.009889% | 0% | 0% | 0% | 0.05163% | 0.05916% | 0.1036% | 0.01431% | 0.2547% | 0.004944% | 0.4367% | 37.69% | 22.4% | 2.959% | 2.71% | 8.771% | 74.53% | 0.4143% | 0.2127% | 0.04012% | 0.03042% | 0.02305% | 0.7205% | 0% | 0% | 0% | 0% | 0% | 0% | 2.968% | 0.03855% | 0.07896% | 1.985% | 0.597% | 5.668%
Sites-Based | SMUD Tot | College | 5.059% | 0% | 1.046% | 0% | 0% | 6.105% | 0% | 0% | 0% | 0% | 0% | 0% | 0% | 0% | 0% | 0% | 0% | 0% | 27.66% | 21.76% | 36.39% | 1.644% | 2.376% | 89.84% | 0% | 0% | 0% | 0% | 0% | 0% | 0% | 0% | 0% | 0% | 0% | 0% | 0% | 4.055% | 0% | 0% | 0% | 4.055%
Sites-Based | SMUD Tot | Food Stores | 2.901% | 0% | 0% | 0% | 0% | 2.901% | 0% | 0% | 0% | 0% | 0% | 0% | 0% | 0% | 0% | 0% | 0% | 0% | 44.86% | 31.17% | 18.05% | 1.324% | 1.697% | 97.1% | 0% | 0% | 0% | 0% | 0% | 0% | 0% | 0% | 0% | 0% | 0% | 0% | 0% | 0% | 0% | 0% | 0% | 0%
Sites-Based | SMUD Tot | Health Care | 0.8125% | 3.648% | 2.426% | 1.486% | 0% | 8.373% | 0% | 0% | 0% | 0% | 0% | 0% | 0.8816% | 1.694% | 0% | 0% | 0% | 2.576% | 29.66% | 26.57% | 22.08% | 9.188% | 0% | 87.49% | 0% | 0% | 0% | 0.8816% | 0.6798% | 1.561% | 0% | 0% | 0% | 0% | 0% | 0% | 0% | 0% | 0% | 0% | 0% | 0%
Sites-Based | SMUD Tot | Lodging | 19.16% | 11.41% | 5.989% | 1.708% | 4.483% | 42.75% | 0% | 0% | 0% | 0% | 0% | 0% | 0% | 0% | 0% | 0% | 0% | 0% | 7.538% | 19.36% | 20.79% | 9.559% | 0% | 57.25% | 0% | 0% | 0% | 0% | 0% | 0% | 0% | 0% | 0% | 0% | 0% | 0% | 0% | 0% | 0% | 0% | 0% | 0%
Sites-Based | SMUD Tot | Miscellaneous | 11.06% | 6.622% | 0.7152% | 0% | 1.029% | 19.43% | 0% | 0% | 0% | 0% | 0% | 0% | 0% | 0% | 0% | 0.2206% | 0% | 0.2206% | 34.54% | 24.24% | 11.89% | 3.058% | 1.003% | 74.73% | 0% | 0.1183% | 0.02281% | 0% | 0% | 0.1411% | 0% | 0% | 0% | 0% | 0% | 0% | 2.559% | 2.053% | 0.3627% | 0.2508% | 0.2508% | 5.476%
Sites-Based | SMUD Tot | Office, Large | 3.005% | 0% | 0% | 3.321% | 0% | 6.326% | 1.969% | 0% | 0% | 0% | 0% | 1.969% | 1.466% | 1.904% | 0% | 0% | 0% | 3.37% | 28.94% | 35.06% | 10.02% | 0% | 0% | 74.01% | 7.614% | 1.466% | 5.243% | 0% | 0% | 14.32% | 0% | 0% | 0% | 0% | 0% | 0% | 0% | 0% | 0% | 0% | 0% | 0%
Sites-Based | SMUD Tot | Office, Small | 4.224% | 1.023% | 0.467% | 0.2207% | 0.9339% | 6.869% | 0% | 0% | 0% | 0% | 0% | 0% | 0% | 0% | 0% | 0% | 0% | 0% | 33.38% | 38.6% | 15.88% | 2.728% | 1.851% | 92.43% | 0% | 0% | 0% | 0% | 0% | 0% | 0% | 0% | 0% | 0% | 0% | 0% | 0.4181% | 0.2781% | 0% | 0% | 0% | 0.6962%
Sites-Based | SMUD Tot | Refrigerated Warehouse | 0% | 2.105% | 0% | 0% | 0% | 2.105% | 0% | 0% | 0% | 0% | 0% | 0% | 0% | 0% | 0% | 0% | 0% | 0% | 18.89% | 30.78% | 36.54% | 11.68% | 0% | 97.9% | 0% | 0% | 0% | 0% | 0% | 0% | 0% | 0% | 0% | 0% | 0% | 0% | 0% | 0% | 0% | 0% | 0% | 0%
Sites-Based | SMUD Tot | Restaurant | 0.984% | 0.328% | 0% | 0.53% | 0.656% | 2.498% | 0% | 0% | 0% | 0% | 0% | 0% | 0% | 0% | 0% | 1.121% | 0% | 1.121% | 31.56% | 32.01% | 21.71% | 8.35% | 2.75% | 96.38% | 0% | 0% | 0% | 0% | 0% | 0% | 0% | 0% | 0% | 0% | 0% | 0% | 0% | 0% | 0% | 0% | 0% | 0%
Sites-Based | SMUD Tot | Retail | 5.701% | 2.287% | 0% | 0% | 0% | 7.988% | 0% | 0% | 0% | 0% | 0% | 0% | 0% | 0% | 0% | 0% | 0% | 0% | 35.7% | 32.24% | 17.44% | 2.989% | 2.634% | 91% | 0% | 0% | 0% | 0% | 0% | 0% | 0% | 0% | 0% | 0% | 0% | 0% | 0.6491% | 0.3624% | 0% | 0% | 0% | 1.011%
Sites-Based | SMUD Tot | School | 1.728% | 0% | 0% | 0% | 0% | 1.728% | 0% | 0% | 0% | 0% | 0% | 0% | 0% | 0% | 0% | 0% | 0% | 0% | 50.52% | 30.48% | 12.13% | 1.685% | 3.458% | 98.27% | 0% | 0% | 0% | 0% | 0% | 0% | 0% | 0% | 0% | 0% | 0% | 0% | 0% | 0% | 0% | 0% | 0% | 0%
Sites-Based | SMUD Tot | Warehouse | 8.291% | 4.652% | 3.983% | 0% | 0% | 16.93% | 0% | 0% | 0% | 0% | 0% | 0% | 0% | 0% | 0% | 0% | 0% | 0% | 21.98% | 32.55% | 23.81% | 0% | 1.782% | 80.12% | 0% | 0% | 0% | 0% | 0% | 0% | 0% | 0% | 0% | 0% | 0% | 0% | 1.064% | 0.9909% | 0% | 0% | 0.8973% | 2.953%
Sites-Based | SMUD Tot | All Commercial | 5.325% | 2.309% | 0.5368% | 0.2283% | 0.5352% | 8.934% | 0.03395% | 0% | 0% | 0% | 0% | 0.03395% | 0.04621% | 0.07305% | 0% | 0.1695% | 0% | 0.2888% | 34.01% | 32.31% | 17.19% | 3.431% | 1.967% | 88.9% | 0.1313% | 0.04426% | 0.09409% | 0.02093% | 0.01614% | 0.3067% | 0% | 0% | 0% | 0% | 0% | 0% | 0.7358% | 0.6214% | 0.05818% | 0.04022% | 0.08045% | 1.536%
Sites-Based | FCZ01 Tot | College | 6.472% | 0% | 0% | 0% | 0% | 6.472% | 0% | 0% | 0% | 0% | 0% | 0% | 0.5068% | 0% | 0.2481% | 0% | 0% | 0.7548% | 42.82% | 32.44% | 1.716% | 0.8579% | 6.969% | 84.8% | 0.05708% | 0% | 0% | 0.05708% | 0% | 0.1142% | 5.661% | 0% | 0% | 0% | 0% | 5.661% | 2.197% | 0% | 0% | 0% | 0% | 2.197%
Sites-Based | FCZ01 Tot | Food Stores | 16.05% | 1.401% | 0% | 0% | 3.097% | 20.55% | 0% | 0% | 0.1302% | 0% | 0% | 0.1302% | 0% | 0.1179% | 0% | 0% | 0% | 0.1179% | 33.13% | 12.63% | 8.321% | 1.1% | 5.14% | 60.32% | 0% | 0% | 0% | 0% | 0% | 0% | 0% | 0% | 0% | 0% | 0.4876% | 0.4876% | 16.48% | 0.5709% | 0% | 0% | 1.339% | 18.39%
Sites-Based | FCZ01 Tot | Health Care | 4.778% | 1.82% | 1.39% | 3.386% | 0.1871% | 11.56% | 0% | 0% | 0% | 0% | 0% | 0% | 0% | 0.1871% | 0% | 0% | 0% | 0.1871% | 35.41% | 26.83% | 11.24% | 5.276% | 7.687% | 86.45% | 1.002% | 0.8018% | 0% | 0% | 0% | 1.804% | 0% | 0% | 0% | 0% | 0% | 0% | 0% | 0% | 0% | 0% | 0% | 0%
Sites-Based | FCZ01 Tot | Lodging | 29.24% | 8.571% | 1.788% | 0.7389% | 3.326% | 43.66% | 0% | 0.4725% | 0% | 0% | 0% | 0.4725% | 0% | 0.3701% | 0% | 0% | 0% | 0.3701% | 25.41% | 8.008% | 15.07% | 2.361% | 4.639% | 55.49% | 0% | 0% | 0% | 0% | 0% | 0% | 0% | 0% | 0% | 0% | 0% | 0% | 0% | 0% | 0% | 0% | 0% | 0%
Sites-Based | FCZ01 Tot | Miscellaneous | 18.63% | 2.851% | 0.8296% | 1.663% | 3.674% | 27.65% | 0.05867% | 0.07116% | 0.05867% | 0% | 0% | 0.1885% | 0.09425% | 0% | 0.1585% | 0.03558% | 0.03558% | 0.3239% | 33.58% | 13.89% | 5.241% | 3.201% | 4.126% | 60.04% | 0.05867% | 0.2352% | 0.05867% | 0.07116% | 0% | 0.4237% | 0.1817% | 0% | 0% | 0% | 0% | 0.1817% | 8.191% | 0.9083% | 0.2516% | 0.1817% | 1.665% | 11.2%
Sites-Based | FCZ01 Tot | Office, Large | 7.994% | 6.969% | 2.022% | 0.2767% | 0.5989% | 17.86% | 0.3282% | 2.404% | 0% | 0% | 0% | 2.732% | 3.602% | 2.366% | 2.493% | 0% | 0% | 8.461% | 23.76% | 19.42% | 9.653% | 5.658% | 2.152% | 60.64% | 3.556% | 3.803% | 1.074% | 1.422% | 0% | 9.855% | 0.4519% | 0% | 0% | 0% | 0% | 0.4519% | 0% | 0% | 0% | 0% | 0% | 0%
Sites-Based | FCZ01 Tot | Office, Small | 3.891% | 0.0193% | 3.756% | 0.3532% | 0.09593% | 8.115% | 0% | 0% | 0% | 0.03215% | 0% | 0.03215% | 0% | 0% | 0% | 0% | 0% | 0% | 44.86% | 22.53% | 5.872% | 3.998% | 6.062% | 83.32% | 0.04796% | 0.09593% | 0% | 0% | 0% | 0.1439% | 3.34% | 0% | 0.6089% | 0.2859% | 0.08347% | 4.318% | 2.433% | 0% | 0.9208% | 0.6089% | 0.104% | 4.067%
Sites-Based | FCZ01 Tot | Refrigerated Warehouse | 21.84% | 0% | 0% | 0% | 0% | 21.84% | 0% | 0% | 0% | 0% | 0% | 0% | 0% | 0% | 0% | 0% | 0% | 0% | 32.77% | 32.43% | 1.42% | 1.664% | 9.877% | 78.16% | 0% | 0% | 0% | 0% | 0% | 0% | 0% | 0% | 0% | 0% | 0% | 0% | 0% | 0% | 0% | 0% | 0% | 0%
Sites-Based | FCZ01 Tot | Restaurant | 7.882% | 1.162% | 0.4537% | 0% | 2.152% | 11.65% | 0% | 0% | 0% | 0% | 0% | 0% | 0% | 0% | 0% | 0% | 0.3138% | 0.3138% | 29.7% | 28.16% | 9.678% | 4.573% | 10.12% | 82.23% | 0% | 0% | 0% | 0% | 0% | 0% | 0.4537% | 0% | 0% | 0% | 0.09529% | 0.549% | 4.512% | 0% | 0.4537% | 0.121% | 0.1672% | 5.254%
Sites-Based | FCZ01 Tot | Retail | 10.43% | 1.056% | 0.07154% | 3.174% | 1.022% | 15.75% | 0% | 0% | 0% | 0% | 0% | 0% | 0.3884% | 0% | 0% | 0% | 0% | 0.3884% | 40.73% | 14.83% | 4.293% | 2.995% | 8.961% | 71.81% | 0% | 0% | 0% | 0% | 0% | 0% | 0.06441% | 0% | 0% | 0% | 0% | 0.06441% | 9.834% | 0.7155% | 0% | 0% | 1.431% | 11.98%
Sites-Based | FCZ01 Tot | School | 4.999% | 0% | 0% | 0% | 1.38% | 6.378% | 0% | 0% | 0% | 0% | 0% | 0% | 0% | 0% | 0% | 0% | 0% | 0% | 52.2% | 23.55% | 3.192% | 2.339% | 12.33% | 93.62% | 0% | 0% | 0% | 0% | 0% | 0% | 0% | 0% | 0% | 0% | 0% | 0% | 0% | 0% | 0% | 0% | 0% | 0%
Sites-Based | FCZ01 Tot | Warehouse | 3.718% | 1.595% | 1.004% | 0% | 2.008% | 8.325% | 0% | 0% | 0% | 0% | 0% | 0% | 0% | 0% | 0% | 0% | 0% | 0% | 42.57% | 31.14% | 7.58% | 0.4719% | 6.594% | 88.35% | 0% | 0% | 0% | 0% | 0% | 0% | 0% | 0% | 0% | 0% | 0% | 0% | 1.004% | 1.313% | 0% | 0% | 1.004% | 3.321%
Sites-Based | FCZ01 Tot | All Commercial | 10.61% | 1.519% | 1.338% | 1.216% | 1.741% | 16.42% | 0.02392% | 0.08612% | 0.02173% | 0.00791% | 0% | 0.1397% | 0.2042% | 0.07461% | 0.1113% | 0.009306% | 0.04818% | 0.4476% | 37.71% | 19.33% | 6.192% | 3.367% | 6.644% | 73.25% | 0.1389% | 0.1987% | 0.04338% | 0.05684% | 0% | 0.4379% | 1.058% | 0% | 0.1498% | 0.07034% | 0.05625% | 1.334% | 6.102% | 0.4462% | 0.3485% | 0.2123% | 0.8581% | 7.967%
Sites-Based | FCZ02 Tot | College | 0% | 0% | 0% | 0% | 0% | 0% | 0% | 0% | 0% | 0% | 0% | 0% | 1.052% | 0% | 0% | 0% | 0% | 1.052% | 0% | 43.45% | 0% | 6.338% | 0% | 49.78% | 0.5939% | 1.052% | 1.052% | 3.019% | 0% | 5.717% | 0% | 0% | 0% | 0% | 43.45% | 43.45% | 0% | 0% | 0% | 0% | 0% | 0%
Sites-Based | FCZ02 Tot | Food Stores | 10.58% | 1.168% | 0% | 0% | 3.274% | 15.02% | 0% | 0% | 0% | 0% | 0% | 0% | 0% | 0% | 0% | 0% | 0% | 0% | 27.76% | 18.82% | 10.96% | 2.2% | 15.93% | 75.68% | 0% | 0% | 0% | 0% | 0% | 0% | 0% | 0% | 0% | 0% | 0% | 0% | 1.053% | 8.251% | 0% | 0% | 0% | 9.304%
Sites-Based | FCZ02 Tot | Health Care | 3.405% | 2.225% | 0.8821% | 1.281% | 2.606% | 10.4% | 0.4612% | 0% | 0% | 0% | 0% | 0.4612% | 0.8821% | 0% | 0% | 0% | 0% | 0.8821% | 36.22% | 26.49% | 8.178% | 14.26% | 2.646% | 87.8% | 0% | 0% | 0% | 0.4612% | 0% | 0.4612% | 0% | 0% | 0% | 0% | 0% | 0% | 0% | 0% | 0% | 0% | 0% | 0%
Sites-Based | FCZ02 Tot | Lodging | 16.83% | 9.595% | 1.813% | 0.8673% | 1.128% | 30.24% | 0% | 0% | 1.557% | 0% | 0% | 1.557% | 0% | 0% | 1.128% | 1.128% | 0% | 2.257% | 33.73% | 12.96% | 15.09% | 1.487% | 2.694% | 65.95% | 0% | 0% | 0% | 0% | 0% | 0% | 0% | 0% | 0% | 0% | 0% | 0% | 0% | 0% | 0% | 0% | 0% | 0%
Sites-Based | FCZ02 Tot | Miscellaneous | 18.05% | 4.436% | 2.792% | 1.779% | 3.06% | 30.12% | 0% | 0% | 0% | 0% | 0% | 0% | 0% | 0% | 0% | 0% | 0% | 0% | 27.12% | 17.58% | 3.538% | 3.627% | 7.346% | 59.21% | 0% | 0.1159% | 0% | 0% | 0% | 0.1159% | 0% | 0% | 0% | 0% | 0% | 0% | 4.383% | 2.192% | 2.441% | 0.1914% | 1.345% | 10.55%
Sites-Based | FCZ02 Tot | Office, Large | 2.145% | 17.4% | 4.081% | 0% | 0% | 23.62% | 0% | 0% | 0% | 0% | 0% | 0% | 3.827% | 2.811% | 0% | 0% | 0% | 6.637% | 16.19% | 22.77% | 18.36% | 0% | 0% | 57.31% | 8.162% | 4.262% | 0% | 0% | 0% | 12.42% | 0% | 0% | 0% | 0% | 0% | 0% | 0% | 0% | 0% | 0% | 0% | 0%
Sites-Based | FCZ02 Tot | Office, Small | 8.883% | 1.727% | 0.2824% | 0% | 0% | 10.89% | 0% | 0% | 0% | 0% | 0% | 0% | 0% | 0% | 0% | 0% | 0% | 0% | 46.26% | 21.69% | 8.395% | 4.512% | 4.92% | 85.79% | 0.0919% | 0.2238% | 0% | 0% | 0% | 0.3157% | 3.007% | 0% | 0% | 0% | 0% | 3.007% | 0% | 0% | 0% | 0% | 0% | 0%
Sites-Based | FCZ02 Tot | Refrigerated Warehouse | 6.604% | 11.83% | 0% | 9.552% | 0% | 27.98% | 0% | 0% | 0% | 0% | 0% | 0% | 0% | 0% | 0% | 0% | 0% | 0% | 7.756% | 51.55% | 0% | 9.406% | 3.302% | 72.02% | 0% | 0% | 0% | 0% | 0% | 0% | 0% | 0% | 0% | 0% | 0% | 0% | 0% | 0% | 0% | 0% | 0% | 0%
Sites-Based | FCZ02 Tot | Restaurant | 5.211% | 3.361% | 0% | 0% | 0% | 8.572% | 0% | 0% | 0% | 0% | 0% | 0% | 0% | 0% | 0% | 0% | 0% | 0% | 37.94% | 23.45% | 11.78% | 3.552% | 12.86% | 89.58% | 0% | 0% | 0% | 0% | 0% | 0% | 0% | 0% | 0% | 0% | 0% | 0% | 1.85% | 0% | 0% | 0% | 0% | 1.85%
Sites-Based | FCZ02 Tot | Retail | 13.8% | 3.679% | 0.2329% | 0% | 3.679% | 21.4% | 0% | 0% | 0% | 0% | 0% | 0% | 0% | 0% | 0% | 0% | 0% | 0% | 40.57% | 17.07% | 8.993% | 2.102% | 7.614% | 76.34% | 0% | 0% | 0% | 0% | 0% | 0% | 1.214% | 0% | 0% | 0% | 0% | 1.214% | 0% | 0.9199% | 0% | 0% | 0.1283% | 1.048%
Sites-Based | FCZ02 Tot | School | 4.557% | 0% | 0% | 0% | 0% | 4.557% | 0% | 0% | 0% | 0% | 0% | 0% | 0% | 0% | 0% | 0% | 0% | 0% | 72.56% | 7.973% | 4.367% | 4.557% | 5.988% | 95.44% | 0% | 0% | 0% | 0% | 0% | 0% | 0% | 0% | 0% | 0% | 0% | 0% | 0% | 0% | 0% | 0% | 0% | 0%
Sites-Based | FCZ02 Tot | Warehouse | 20.33% | 5.299% | 3.512% | 0% | 3.512% | 32.66% | 0% | 0% | 0% | 0% | 0% | 0% | 0% | 0% | 0% | 0% | 0% | 0% | 28.05% | 17.31% | 10.3% | 2.153% | 8.235% | 66.04% | 0% | 0% | 0% | 0% | 0% | 0% | 0% | 0% | 0% | 0% | 0% | 0% | 0% | 0% | 0% | 1.304% | 0% | 1.304%
Sites-Based | FCZ02 Tot | All Commercial | 11.35% | 3.144% | 0.848% | 0.412% | 1.636% | 17.39% | 0.01132% | 0% | 0.03755% | 0% | 0% | 0.04887% | 0.06272% | 0.02223% | 0.02722% | 0.02722% | 0% | 0.1394% | 38.29% | 20% | 8.262% | 3.762% | 7.254% | 77.57% | 0.1029% | 0.143% | 0.01079% | 0.04229% | 0% | 0.299% | 1.282% | 0% | 0% | 0% | 0.4456% | 1.728% | 1.001% | 1.069% | 0.4185% | 0.08077% | 0.2545% | 2.824%
Sites-Based | FCZ03 Tot | College | 0% | 0% | 0% | 0.4656% | 67.75% | 68.22% | 0% | 0% | 0% | 0% | 0% | 0% | 0.4656% | 0% | 0% | 0% | 0% | 0.4656% | 17.19% | 0% | 0.4656% | 0% | 11.76% | 29.42% | 1.897% | 0% | 0% | 0% | 0% | 1.897% | 0% | 0% | 0% | 0% | 0% | 0% | 0% | 0% | 0% | 0% | 0% | 0%
Sites-Based | FCZ03 Tot | Food Stores | 0% | 0% | 0% | 0% | 0% | 0% | 0% | 0% | 0% | 0% | 0% | 0% | 0% | 0% | 0% | 0% | 0% | 0% | 31.06% | 27.11% | 15.46% | 6.403% | 19.96% | 100% | 0% | 0% | 0% | 0% | 0% | 0% | 0% | 0% | 0% | 0% | 0% | 0% | 0% | 0% | 0% | 0% | 0% | 0%
Sites-Based | FCZ03 Tot | Health Care | 5.299% | 4.056% | 0% | 0% | 0% | 9.355% | 0% | 0% | 0% | 0% | 0% | 0% | 0% | 0% | 0% | 0% | 0% | 0% | 36.09% | 26.29% | 17.02% | 6.237% | 5.016% | 90.64% | 0% | 0% | 0% | 0% | 0% | 0% | 0% | 0% | 0% | 0% | 0% | 0% | 0% | 0% | 0% | 0% | 0% | 0%
Sites-Based | FCZ03 Tot | Lodging | 12.02% | 3.642% | 0% | 0.5681% | 0% | 16.23% | 0% | 0% | 0% | 0% | 0% | 0% | 0% | 0% | 0% | 0% | 0% | 0% | 38.6% | 30.44% | 3.374% | 3.6% | 7.765% | 83.77% | 0% | 0% | 0% | 0% | 0% | 0% | 0% | 0% | 0% | 0% | 0% | 0% | 0% | 0% | 0% | 0% | 0% | 0%
Sites-Based | FCZ03 Tot | Miscellaneous | 12.65% | 7.675% | 0% | 0.1893% | 3.932% | 24.45% | 0% | 0% | 0% | 0% | 0% | 0% | 0% | 0% | 0% | 0% | 0% | 0% | 23.7% | 29.12% | 3.334% | 0.1465% | 18.39% | 74.7% | 0% | 0% | 0% | 0% | 0% | 0% | 0% | 0% | 0% | 0% | 0% | 0% | 0% | 0% | 0.8541% | 0% | 0% | 0.8541%
Sites-Based | FCZ03 Tot | Office, Large | 0% | 0% | 0% | 0% | 0% | 0% | 0% | 0% | 0% | 0% | 0% | 0% | 0% | 0% | 0% | 0% | 0% | 0% | 74.26% | 25.74% | 0% | 0% | 0% | 100% | 0% | 0% | 0% | 0% | 0% | 0% | 0% | 0% | 0% | 0% | 0% | 0% | 0% | 0% | 0% | 0% | 0% | 0%
Sites-Based | FCZ03 Tot | Office, Small | 0.341% | 0% | 0% | 0% | 0% | 0.341% | 0.341% | 0% | 0% | 0% | 0% | 0.341% | 0% | 0% | 0% | 0% | 0% | 0% | 37.52% | 31.17% | 14.05% | 2.624% | 13.96% | 99.32% | 0% | 0% | 0% | 0% | 0% | 0% | 0% | 0% | 0% | 0% | 0% | 0% | 0% | 0% | 0% | 0% | 0% | 0%
Sites-Based | FCZ03 Tot | Refrigerated Warehouse | 0% | 34.48% | 0% | 0% | 0% | 34.48% | 0% | 0% | 0% | 0% | 0% | 0% | 0% | 0% | 0% | 0% | 0% | 0% | 0% | 65.52% | 0% | 0% | 0% | 65.52% | 0% | 0% | 0% | 0% | 0% | 0% | 0% | 0% | 0% | 0% | 0% | 0% | 0% | 0% | 0% | 0% | 0% | 0%
Sites-Based | FCZ03 Tot | Restaurant | 2.597% | 0% | 0% | 0% | 0% | 2.597% | 0% | 0% | 0% | 0% | 0% | 0% | 0% | 0% | 0% | 0% | 0% | 0% | 43.02% | 27.99% | 21.2% | 2.597% | 2.597% | 97.4% | 0% | 0% | 0% | 0% | 0% | 0% | 0% | 0% | 0% | 0% | 0% | 0% | 0% | 0% | 0% | 0% | 0% | 0%
Sites-Based | FCZ03 Tot | Retail | 4.596% | 2.083% | 0% | 0% | 4.166% | 10.85% | 0% | 0% | 0% | 0% | 0% | 0% | 0% | 0% | 0% | 0% | 0% | 0% | 32.04% | 12.41% | 9.813% | 9.965% | 22.16% | 86.39% | 0.6854% | 0% | 0% | 0% | 0% | 0.6854% | 2.083% | 0% | 0% | 0% | 0% | 2.083% | 0% | 0% | 0% | 0% | 0% | 0%
Sites-Based | FCZ03 Tot | School | 0% | 4.581% | 0% | 0% | 0% | 4.581% | 0% | 0% | 0% | 0% | 0% | 0% | 0% | 0% | 0% | 0% | 0% | 0% | 58.1% | 12.51% | 4.086% | 0.9923% | 19.73% | 95.42% | 0% | 0% | 0% | 0% | 0% | 0% | 0% | 0% | 0% | 0% | 0% | 0% | 0% | 0% | 0% | 0% | 0% | 0%
Sites-Based | FCZ03 Tot | Warehouse | 12.31% | 0% | 0% | 0% | 9.167% | 21.48% | 0% | 0% | 0% | 0% | 0% | 0% | 0% | 0% | 0% | 0% | 0% | 0% | 23.76% | 27.84% | 6.158% | 1.136% | 19.62% | 78.52% | 0% | 0% | 0% | 0% | 0% | 0% | 0% | 0% | 0% | 0% | 0% | 0% | 0% | 0% | 0% | 0% | 0% | 0%
Sites-Based | FCZ03 Tot | All Commercial | 5.984% | 3.156% | 0% | 0.08645% | 4.057% | 13.28% | 0.082% | 0% | 0% | 0% | 0% | 0.082% | 0.01231% | 0% | 0% | 0% | 0% | 0.01231% | 31.9% | 25.68% | 9.403% | 2.958% | 15.96% | 85.9% | 0.1468% | 0% | 0% | 0% | 0% | 0.1468% | 0.2938% | 0% | 0% | 0% | 0% | 0.2938% | 0% | 0% | 0.2807% | 0% | 0% | 0.2807%
Sites-Based | FCZ04 Tot | College | 0% | 0% | 11.02% | 0% | 0% | 11.02% | 0% | 0% | 0% | 0% | 0% | 0% | 0% | 0% | 0% | 0% | 0% | 0% | 21.83% | 30.66% | 24.35% | 2.817% | 9.152% | 88.81% | 0.1729% | 0% | 0% | 0% | 0% | 0.1729% | 0% | 0% | 0% | 0% | 0% | 0% | 0% | 0% | 0% | 0% | 0% | 0%
Sites-Based | FCZ04 Tot | Food Stores | 2.381% | 0.9119% | 0.1597% | 0.9119% | 0% | 4.364% | 0% | 0% | 0% | 0% | 0% | 0% | 0% | 0% | 0% | 0% | 0% | 0% | 27.2% | 26.4% | 16.55% | 9.13% | 14.04% | 93.32% | 0% | 0% | 0% | 0% | 0% | 0% | 0% | 2.312% | 0% | 0% | 0% | 2.312% | 0% | 0% | 0% | 0% | 0% | 0%
Sites-Based | FCZ04 Tot | Health Care | 2.004% | 0% | 0% | 0.6419% | 0% | 2.646% | 0.3883% | 0% | 0% | 0% | 0% | 0.3883% | 0.3883% | 0.3883% | 0% | 0% | 0% | 0.7766% | 19.88% | 34.74% | 26.97% | 4.861% | 7.387% | 93.84% | 0.8149% | 0.3883% | 1.15% | 0% | 0% | 2.354% | 0% | 0% | 0% | 0% | 0% | 0% | 0% | 0% | 0% | 0% | 0% | 0%
Sites-Based | FCZ04 Tot | Lodging | 7.458% | 1.306% | 0% | 4.845% | 0% | 13.61% | 0% | 0% | 0% | 0% | 0% | 0% | 0% | 0% | 0% | 0% | 0% | 0% | 34.4% | 32.56% | 11.53% | 1.389% | 5.934% | 85.81% | 0% | 0% | 0.577% | 0% | 0% | 0.577% | 0% | 0% | 0% | 0% | 0% | 0% | 0% | 0% | 0% | 0% | 0% | 0%
Sites-Based | FCZ04 Tot | Miscellaneous | 5.46% | 5.219% | 1.743% | 0.1005% | 2.127% | 14.65% | 0% | 0% | 0% | 0% | 0% | 0% | 0% | 0% | 0.1788% | 0% | 0% | 0.1788% | 23.48% | 24.89% | 17.69% | 6.98% | 5.351% | 78.39% | 0.07715% | 0.07715% | 0.1005% | 0% | 0% | 0.2548% | 0% | 0.7428% | 0% | 0% | 0% | 0.7428% | 0.7428% | 2.816% | 0% | 0% | 2.228% | 5.787%
Sites-Based | FCZ04 Tot | Office, Large | 0% | 0% | 0% | 0.6615% | 1.087% | 1.748% | 0% | 0% | 3.405% | 0% | 0% | 3.405% | 0% | 0% | 0% | 0% | 0% | 0% | 5.734% | 29.98% | 20.32% | 9.193% | 9.942% | 75.17% | 0% | 2.054% | 0.8129% | 2.289% | 0% | 5.157% | 0% | 0% | 14.52% | 0% | 0% | 14.52% | 0% | 0% | 0% | 0% | 0% | 0%
Sites-Based | FCZ04 Tot | Office, Small | 0.3172% | 1.423% | 0% | 0% | 0% | 1.74% | 0% | 0% | 0% | 0% | 0% | 0% | 0% | 0% | 0% | 0% | 0% | 0% | 8.137% | 36.09% | 41.16% | 3.393% | 6.054% | 94.84% | 0% | 0% | 0% | 0% | 0% | 0% | 0% | 0% | 1.423% | 0% | 1.423% | 2.846% | 0% | 0% | 0.5736% | 0% | 0% | 0.5736%
Sites-Based | FCZ04 Tot | Refrigerated Warehouse | 4.652% | 0% | 0% | 0% | 0% | 4.652% | 0% | 0% | 0% | 0% | 0% | 0% | 0% | 0% | 0% | 0% | 0% | 0% | 22.04% | 45.58% | 14.69% | 4.906% | 8.143% | 95.35% | 0% | 0% | 0% | 0% | 0% | 0% | 0% | 0% | 0% | 0% | 0% | 0% | 0% | 0% | 0% | 0% | 0% | 0%
Sites-Based | FCZ04 Tot | Restaurant | 1.042% | 1.401% | 0% | 0% | 0% | 2.443% | 0% | 0% | 0% | 0% | 0% | 0% | 0% | 0% | 0% | 0% | 0% | 0% | 19.36% | 21.2% | 29.35% | 10.6% | 17.04% | 97.56% | 0% | 0% | 0% | 0% | 0% | 0% | 0% | 0% | 0% | 0% | 0% | 0% | 0% | 0% | 0% | 0% | 0% | 0%
Sites-Based | FCZ04 Tot | Retail | 3.363% | 0% | 0.08058% | 0.5546% | 0% | 3.998% | 0% | 0% | 0% | 0% | 0% | 0% | 0% | 0% | 0% | 0% | 0% | 0% | 27.88% | 19.6% | 25.16% | 7.254% | 14.72% | 94.61% | 0% | 0% | 0% | 0% | 0% | 0% | 0% | 0% | 0% | 0.2306% | 0% | 0.2306% | 0.2306% | 0.9298% | 0% | 0% | 0% | 1.16%
Sites-Based | FCZ04 Tot | School | 3.307% | 4.581% | 0.8541% | 0% | 0% | 8.742% | 0% | 0% | 0% | 0% | 0% | 0% | 0% | 0% | 0% | 0% | 0% | 0% | 27.02% | 34.55% | 16.79% | 5.126% | 7.781% | 91.26% | 0% | 0% | 0% | 0% | 0% | 0% | 0% | 0% | 0% | 0% | 0% | 0% | 0% | 0% | 0% | 0% | 0% | 0%
Sites-Based | FCZ04 Tot | Warehouse | 5.854% | 5.544% | 0% | 0% | 1.421% | 12.82% | 0% | 0.3574% | 0% | 0% | 0% | 0.3574% | 0% | 0% | 0% | 0% | 0% | 0% | 10.05% | 38.73% | 20.66% | 4.978% | 10.19% | 84.62% | 0% | 0.3916% | 0% | 0% | 0% | 0.3916% | 0% | 0% | 0% | 0% | 0% | 0% | 1.421% | 0% | 0.3916% | 0% | 0% | 1.812%
Sites-Based | FCZ04 Tot | All Commercial | 2.671% | 2.166% | 0.5896% | 0.2624% | 0.5375% | 6.227% | 0.01146% | 0.02136% | 0.04015% | 0% | 0% | 0.07298% | 0.01146% | 0.01146% | 0.03698% | 0% | 0% | 0.05991% | 18.58% | 28.73% | 27.57% | 6.086% | 9.425% | 90.39% | 0.04288% | 0.07504% | 0.0719% | 0.02699% | 0% | 0.2168% | 0% | 0.2892% | 0.5958% | 0.04064% | 0.4246% | 1.35% | 0.2791% | 0.7462% | 0.1946% | 0% | 0.4608% | 1.681%
Sites-Based | FCZ05 Tot | College | 0.6591% | 0% | 0% | 0% | 0% | 0.6591% | 0% | 0% | 0% | 0% | 0% | 0% | 0.8361% | 0% | 0.6591% | 0% | 0% | 1.495% | 13.4% | 43.79% | 8.492% | 0% | 31.5% | 97.19% | 0.6591% | 0% | 0% | 0% | 0% | 0.6591% | 0% | 0% | 0% | 0% | 0% | 0% | 0% | 0% | 0% | 0% | 0% | 0%
Sites-Based | FCZ05 Tot | Food Stores | 0.3868% | 0.972% | 0% | 0% | 0% | 1.359% | 0% | 0% | 0% | 0% | 0% | 0% | 0% | 0% | 0% | 0% | 0% | 0% | 31.75% | 31.74% | 9.446% | 5.156% | 20.55% | 98.64% | 0% | 0% | 0% | 0% | 0% | 0% | 0% | 0% | 0% | 0% | 0% | 0% | 0% | 0% | 0% | 0% | 0% | 0%
Sites-Based | FCZ05 Tot | Health Care | 0% | 0% | 2.648% | 3.026% | 2.05% | 7.724% | 0% | 0% | 0% | 0% | 0% | 0% | 0.5979% | 0% | 0% | 0.5979% | 0% | 1.196% | 20.97% | 18.05% | 14.57% | 10.48% | 25.36% | 89.43% | 0.585% | 1.066% | 0% | 0% | 0% | 1.651% | 0% | 0% | 0% | 0% | 0% | 0% | 0% | 0% | 0% | 0% | 0% | 0%
Sites-Based | FCZ05 Tot | Lodging | 15.96% | 8.5% | 2.787% | 3.13% | 2.787% | 33.16% | 0% | 0% | 0% | 0% | 0% | 0% | 0.6178% | 0% | 0% | 0.2511% | 0% | 0.8689% | 27.38% | 21.47% | 6.848% | 3.732% | 6.535% | 65.97% | 0% | 0% | 0% | 0% | 0% | 0% | 0% | 0% | 0% | 0% | 0% | 0% | 0% | 0% | 0% | 0% | 0% | 0%
Sites-Based | FCZ05 Tot | Miscellaneous | 4.177% | 2.534% | 0.3758% | 0.2394% | 0.1423% | 7.468% | 0.1493% | 0% | 0% | 0% | 0% | 0.1493% | 0% | 0% | 0% | 0% | 0% | 0% | 36.2% | 23.15% | 8.205% | 6.259% | 15.84% | 89.65% | 0% | 0% | 0% | 0.1017% | 0% | 0.1017% | 0% | 0% | 0% | 0% | 0% | 0% | 0.5918% | 2.04% | 0% | 0% | 0% | 2.632%
Sites-Based | FCZ05 Tot | Office, Large | 25.45% | 0% | 0% | 0% | 0% | 25.45% | 0% | 0% | 0% | 0% | 0% | 0% | 0% | 3.201% | 0% | 0% | 0% | 3.201% | 9.971% | 10.69% | 3.201% | 7.456% | 22.92% | 54.25% | 13.9% | 3.201% | 0% | 0% | 0% | 17.1% | 0% | 0% | 0% | 0% | 0% | 0% | 0% | 0% | 0% | 0% | 0% | 0%
Sites-Based | FCZ05 Tot | Office, Small | 0.0608% | 0% | 0% | 0.2131% | 0.9186% | 1.192% | 0% | 0% | 0% | 0% | 0% | 0% | 0.0608% | 0% | 0% | 0% | 0% | 0.0608% | 32.66% | 22.78% | 20.07% | 12.47% | 8.941% | 96.91% | 0% | 0% | 0% | 0% | 0% | 0% | 1.835% | 0% | 0% | 0% | 0% | 1.835% | 0% | 0% | 0% | 0% | 0% | 0%
Sites-Based | FCZ05 Tot | Refrigerated Warehouse | 14.88% | 0% | 0% | 16.2% | 0% | 31.08% | 0% | 0% | 0% | 0% | 0% | 0% | 0% | 0% | 0% | 0% | 0% | 0% | 27.81% | 10.69% | 7.84% | 7.84% | 14.74% | 68.92% | 0% | 0% | 0% | 0% | 0% | 0% | 0% | 0% | 0% | 0% | 0% | 0% | 0% | 0% | 0% | 0% | 0% | 0%
Sites-Based | FCZ05 Tot | Restaurant | 0.9775% | 0.9775% | 0% | 0% | 0% | 1.955% | 0% | 0% | 0% | 0% | 0% | 0% | 0% | 0% | 0% | 0% | 0% | 0% | 20.45% | 31.45% | 17.16% | 14.07% | 14.92% | 98.04% | 0% | 0% | 0% | 0% | 0% | 0% | 0% | 0% | 0% | 0% | 0% | 0% | 0% | 0% | 0% | 0% | 0% | 0%
Sites-Based | FCZ05 Tot | Retail | 3.493% | 0.4573% | 0% | 0% | 0.9215% | 4.871% | 0% | 0% | 0% | 0% | 0% | 0% | 0% | 0% | 0% | 0% | 0% | 0% | 26.54% | 33.27% | 6.643% | 6.719% | 20.82% | 93.99% | 0% | 0% | 0% | 0% | 0.2176% | 0.2176% | 0.9215% | 0% | 0% | 0% | 0% | 0.9215% | 0% | 0% | 0% | 0% | 0% | 0%
Sites-Based | FCZ05 Tot | School | 1.227% | 0.6746% | 0% | 0% | 0% | 1.901% | 0% | 0% | 0% | 0% | 0% | 0% | 0% | 0% | 0% | 0% | 0% | 0% | 34.15% | 26.82% | 14.59% | 4.543% | 13.33% | 93.44% | 0% | 3.251% | 0% | 0% | 1.407% | 4.658% | 0% | 0% | 0% | 0% | 0% | 0% | 0% | 0% | 0% | 0% | 0% | 0%
Sites-Based | FCZ05 Tot | Warehouse | 2.403% | 2.403% | 0% | 0% | 0% | 4.807% | 0% | 0% | 0% | 0% | 0% | 0% | 0% | 0% | 0% | 0% | 0% | 0% | 18.98% | 39.88% | 16.17% | 5.756% | 12.49% | 93.28% | 0% | 0% | 0% | 0% | 0% | 0% | 0% | 0% | 0% | 0% | 0% | 0% | 1.909% | 0% | 0% | 0% | 0% | 1.909%
Sites-Based | FCZ05 Tot | All Commercial | 2.247% | 0.9804% | 0.1806% | 0.2958% | 0.5812% | 4.285% | 0.02689% | 0% | 0% | 0% | 0% | 0.02689% | 0.05% | 0.02066% | 0.005835% | 0.02075% | 0% | 0.09724% | 29.13% | 27.6% | 13.03% | 8.89% | 15.29% | 93.95% | 0.1127% | 0.136% | 0% | 0.01832% | 0.0835% | 0.3506% | 0.7202% | 0% | 0% | 0% | 0% | 0.7202% | 0.2057% | 0.3675% | 0% | 0% | 0% | 0.5732%
Sites-Based | FCZ06 Tot | College | 3.94% | 0% | 0% | 1.99% | 50% | 55.93% | 0% | 0% | 0% | 0% | 0% | 0% | 0% | 0% | 0% | 0% | 0% | 0% | 8.996% | 5.651% | 25.46% | 0.617% | 3.156% | 43.88% | 0.191% | 0% | 0% | 0% | 0% | 0.191% | 0% | 0% | 0% | 0% | 0% | 0% | 0% | 0% | 0% | 0% | 0% | 0%
Sites-Based | FCZ06 Tot | Food Stores | 4.222% | 2.348% | 0% | 0% | 0% | 6.571% | 0% | 0% | 0% | 0% | 0% | 0% | 0% | 0% | 0% | 0% | 0% | 0% | 30.37% | 25.52% | 7.245% | 3.958% | 24.49% | 91.58% | 0% | 0% | 0% | 0% | 0% | 0% | 0% | 0% | 0% | 0% | 0% | 0% | 1.847% | 0% | 0% | 0% | 0% | 1.847%
Sites-Based | FCZ06 Tot | Health Care | 0% | 3.283% | 2.246% | 0% | 0% | 5.529% | 0% | 0% | 0% | 0% | 0% | 0% | 0% | 0% | 0% | 0% | 0% | 0% | 16.08% | 61.99% | 2.484% | 12.88% | 1.037% | 94.47% | 0% | 0% | 0% | 0% | 0% | 0% | 0% | 0% | 0% | 0% | 0% | 0% | 0% | 0% | 0% | 0% | 0% | 0%
Sites-Based | FCZ06 Tot | Lodging | 8.808% | 8.512% | 0.964% | 1.305% | 0% | 19.59% | 0% | 0% | 0% | 0% | 0% | 0% | 0% | 0.482% | 0% | 0.2813% | 0.482% | 1.245% | 44.47% | 13.81% | 9.613% | 1.48% | 6.661% | 76.03% | 0.7398% | 1.222% | 1.17% | 0% | 0% | 3.131% | 0% | 0% | 0% | 0% | 0% | 0% | 0% | 0% | 0% | 0% | 0% | 0%
Sites-Based | FCZ06 Tot | Miscellaneous | 11.01% | 6.693% | 3.859% | 10.45% | 3.188% | 35.2% | 0% | 0% | 0% | 0% | 0% | 0% | 0% | 0% | 0% | 0% | 0% | 0% | 25.88% | 18.31% | 3.742% | 2.737% | 9.251% | 59.92% | 0% | 0% | 0% | 0% | 0% | 0% | 0% | 0% | 0% | 0% | 0% | 0% | 3.658% | 1.219% | 0% | 0% | 0% | 4.877%
Sites-Based | FCZ06 Tot | Office, Large | 12.34% | 8.112% | 0% | 1.907% | 0% | 22.36% | 0% | 0% | 0% | 0% | 0% | 0% | 0% | 0% | 6.172% | 0% | 0% | 6.172% | 13.32% | 51.98% | 0% | 0% | 6.172% | 71.47% | 0% | 0% | 0% | 0% | 0% | 0% | 0% | 0% | 0% | 0% | 0% | 0% | 0% | 0% | 0% | 0% | 0% | 0%
Sites-Based | FCZ06 Tot | Office, Small | 8.167% | 6.14% | 0.6286% | 0% | 0% | 14.94% | 0% | 0% | 0% | 0% | 0% | 0% | 0% | 0% | 0% | 0% | 0% | 0% | 30.05% | 25.5% | 6.74% | 4.296% | 14.37% | 80.96% | 0.09006% | 0% | 0% | 0% | 0% | 0.09006% | 2.226% | 0% | 1.598% | 0% | 0% | 3.824% | 0% | 0.1924% | 0% | 0% | 0% | 0.1924%
Sites-Based | FCZ06 Tot | Refrigerated Warehouse | 6.209% | 0% | 0% | 32.94% | 36.01% | 75.16% | 0% | 0% | 0% | 0% | 0% | 0% | 0% | 0% | 0% | 0% | 0% | 0% | 6.209% | 6.209% | 0% | 12.42% | 0% | 24.84% | 0% | 0% | 0% | 0% | 0% | 0% | 0% | 0% | 0% | 0% | 0% | 0% | 0% | 0% | 0% | 0% | 0% | 0%
Sites-Based | FCZ06 Tot | Restaurant | 3.517% | 1.71% | 0% | 0% | 0.8368% | 6.064% | 0% | 0% | 0% | 0% | 0% | 0% | 0% | 0% | 0% | 0% | 0% | 0% | 28.76% | 27.65% | 14.63% | 4.699% | 11.79% | 87.52% | 0% | 0% | 0% | 0% | 0% | 0% | 0% | 0% | 0% | 0% | 1.71% | 1.71% | 1.71% | 0.9867% | 2.008% | 0% | 0% | 4.704%
Sites-Based | FCZ06 Tot | Retail | 7.016% | 8.493% | 0% | 0% | 4.105% | 19.61% | 0% | 0% | 0% | 0% | 0% | 0% | 0% | 0% | 0% | 0% | 0.2806% | 0.2806% | 20.87% | 24.93% | 8.532% | 4.136% | 19.79% | 78.25% | 0% | 0% | 0% | 0% | 0% | 0% | 0.2806% | 0% | 0% | 0% | 0% | 0.2806% | 1.569% | 0% | 0% | 0% | 0% | 1.569%
Sites-Based | FCZ06 Tot | School | 5.04% | 0% | 0% | 0% | 0% | 5.04% | 0% | 0% | 0% | 0% | 0% | 0% | 0% | 0% | 0% | 0% | 0% | 0% | 41.58% | 36.4% | 1.86% | 5.04% | 10.08% | 94.96% | 0% | 0% | 0% | 0% | 0% | 0% | 0% | 0% | 0% | 0% | 0% | 0% | 0% | 0% | 0% | 0% | 0% | 0%
Sites-Based | FCZ06 Tot | Warehouse | 3.729% | 7.457% | 0% | 0% | 0% | 11.19% | 0% | 0% | 0% | 0% | 0% | 0% | 0% | 0% | 0% | 0% | 0% | 0% | 16.95% | 20.65% | 17.53% | 7.325% | 18.19% | 80.65% | 0% | 0% | 0% | 0% | 0% | 0% | 0% | 0% | 0% | 0% | 0% | 0% | 0% | 3.729% | 4.436% | 0% | 0% | 8.165%
Sites-Based | FCZ06 Tot | All Commercial | 7.204% | 5.739% | 0.9396% | 1.908% | 2.535% | 18.32% | 0% | 0% | 0% | 0% | 0% | 0% | 0% | 0.01782% | 0.0308% | 0.0104% | 0.06597% | 0.125% | 26.91% | 24.45% | 8.285% | 4.177% | 13.86% | 77.68% | 0.06244% | 0.04516% | 0.04323% | 0% | 0% | 0.1508% | 0.8094% | 0% | 0.5464% | 0% | 0.2057% | 1.561% | 1.178% | 0.5455% | 0.4302% | 0% | 0% | 2.154%
Sites-Based | FCZ07 Tot | College | 6.971% | 0.2478% | 1.983% | 0% | 0% | 9.201% | 0% | 0% | 0% | 0% | 0% | 0% | 0.3523% | 0% | 0% | 0% | 0% | 0.3523% | 44.49% | 28.63% | 7.004% | 4.86% | 4.336% | 89.33% | 0.6288% | 0% | 0.2937% | 0.1953% | 0% | 1.118% | 0% | 0% | 0% | 0% | 0% | 0% | 0% | 0% | 0% | 0% | 0% | 0%
Sites-Based | FCZ07 Tot | Food Stores | 12.43% | 0.81% | 0.1423% | 0% | 0.4033% | 13.78% | 0% | 0% | 0% | 0% | 0% | 0% | 0% | 0% | 0% | 0% | 0% | 0% | 56% | 15.81% | 4.077% | 1.443% | 6.23% | 83.56% | 0% | 0% | 0% | 0% | 0% | 0% | 1.024% | 0% | 0% | 0% | 0% | 1.024% | 1.294% | 0% | 0% | 0% | 0.3338% | 1.628%
Sites-Based | FCZ07 Tot | Health Care | 3.711% | 0.7347% | 0% | 0% | 0.608% | 5.053% | 0.6913% | 0.3774% | 0% | 0% | 0% | 1.069% | 0.4305% | 0.4308% | 0.1001% | 0% | 0.4613% | 1.423% | 43.91% | 19.96% | 11.78% | 7.174% | 7.41% | 90.24% | 1.296% | 0.2303% | 0.2303% | 0% | 0.4613% | 2.218% | 0% | 0% | 0% | 0% | 0% | 0% | 0% | 0% | 0% | 0% | 0% | 0%
Sites-Based | FCZ07 Tot | Lodging | 10.68% | 10.38% | 0.3572% | 0.946% | 1.185% | 23.55% | 0.4288% | 0.9016% | 0% | 0% | 0% | 1.33% | 0% | 0.3572% | 0% | 0.4782% | 0.3572% | 1.193% | 36.74% | 18.57% | 4.645% | 3.9% | 8.53% | 72.39% | 0.3572% | 0% | 0.4288% | 0% | 0% | 0.786% | 0% | 0% | 0% | 0% | 0% | 0% | 0.7566% | 0% | 0% | 0% | 0% | 0.7566%
Sites-Based | FCZ07 Tot | Miscellaneous | 19.9% | 3.857% | 0.3211% | 0.2798% | 2.031% | 26.39% | 0% | 0% | 0.02621% | 0% | 0.02819% | 0.0544% | 0.2357% | 0.0366% | 0% | 0% | 0.02819% | 0.3005% | 33.46% | 14.27% | 3.092% | 1.523% | 6.956% | 59.31% | 0.02621% | 0% | 0.06281% | 0% | 0.05241% | 0.1414% | 0% | 0% | 0.1606% | 0% | 0% | 0.1606% | 11.33% | 1.284% | 0.1123% | 0.2519% | 0.6685% | 13.65%
Sites-Based | FCZ07 Tot | Office, Large | 1.262% | 4.448% | 0.4212% | 0% | 0.8424% | 6.973% | 0.8408% | 0% | 0% | 0% | 0.8408% | 1.682% | 2.364% | 0% | 1.632% | 0.6225% | 0% | 4.618% | 21.94% | 32.51% | 9.67% | 2.138% | 10.3% | 76.56% | 1.54% | 6.502% | 0% | 0.6619% | 1.46% | 10.16% | 0% | 0% | 0% | 0% | 0% | 0% | 0% | 0% | 0% | 0% | 0% | 0%
Sites-Based | FCZ07 Tot | Office, Small | 5.31% | 0.6363% | 1.035% | 0% | 0.5734% | 7.555% | 0% | 0% | 0% | 0% | 0% | 0% | 0.02394% | 0.1853% | 0% | 0% | 0% | 0.2092% | 46.16% | 25.97% | 6.022% | 4.359% | 8.448% | 90.96% | 0% | 0% | 0% | 0% | 0% | 0% | 0.4489% | 0.6342% | 0.1221% | 0% | 0% | 1.205% | 0.07226% | 0% | 0% | 0% | 0% | 0.07226%
Sites-Based | FCZ07 Tot | Refrigerated Warehouse | 8.151% | 4.848% | 0% | 0% | 2.106% | 15.11% | 0% | 0% | 0% | 0% | 0% | 0% | 0% | 0% | 0% | 0% | 0% | 0% | 36.65% | 15.64% | 8.071% | 2.673% | 21.86% | 84.89% | 0% | 0% | 0% | 0% | 0% | 0% | 0% | 0% | 0% | 0% | 0% | 0% | 0% | 0% | 0% | 0% | 0% | 0%
Sites-Based | FCZ07 Tot | Restaurant | 2.682% | 0.8673% | 0% | 0% | 0.5782% | 4.127% | 0% | 0% | 0% | 0% | 0% | 0% | 0% | 0% | 0% | 0% | 0% | 0% | 45.3% | 27.01% | 8.458% | 4.19% | 9.469% | 94.43% | 0% | 0% | 0% | 0% | 0% | 0% | 0.2891% | 0% | 0% | 0% | 0.5782% | 0.8673% | 0.2891% | 0.2891% | 0% | 0% | 0% | 0.5782%
Sites-Based | FCZ07 Tot | Retail | 14.98% | 1.673% | 0.3378% | 0.2373% | 1.825% | 19.05% | 0% | 0.01456% | 0% | 0% | 0.0175% | 0.03206% | 0% | 0% | 0% | 0% | 0% | 0% | 41.58% | 16.79% | 4.945% | 4.83% | 8.084% | 76.23% | 0% | 0.035% | 0% | 0% | 0.04542% | 0.08042% | 0.4746% | 0% | 0% | 0% | 0.2373% | 0.712% | 3.893% | 0% | 0% | 0% | 0% | 3.893%
Sites-Based | FCZ07 Tot | School | 7.311% | 0.828% | 0% | 0% | 1.031% | 9.17% | 0% | 0% | 0% | 0% | 0.5115% | 0.5115% | 0.6952% | 0% | 0% | 0% | 0% | 0.6952% | 61.73% | 14.24% | 4.897% | 1.809% | 6.638% | 89.32% | 0.3067% | 0% | 0% | 0% | 0% | 0.3067% | 0% | 0% | 0% | 0% | 0% | 0% | 0% | 0% | 0% | 0% | 0% | 0%
Sites-Based | FCZ07 Tot | Warehouse | 6.466% | 1.128% | 0.5956% | 0.4575% | 2.954% | 11.6% | 0% | 0% | 0% | 0% | 0% | 0% | 0% | 0% | 0% | 0% | 0% | 0% | 37.21% | 27.94% | 7.13% | 0.848% | 10.44% | 83.57% | 0% | 0% | 0% | 0% | 0% | 0% | 0.4575% | 0% | 0% | 0% | 0% | 0.4575% | 3.638% | 0.1381% | 0.1381% | 0% | 0.4575% | 4.372%
Sites-Based | FCZ07 Tot | All Commercial | 10.42% | 1.687% | 0.4869% | 0.1474% | 1.312% | 14.06% | 0.02682% | 0.01846% | 0.004401% | 0% | 0.03611% | 0.08579% | 0.1122% | 0.06205% | 0.02441% | 0.0134% | 0.01547% | 0.2275% | 42.56% | 20.97% | 5.649% | 3.531% | 8.218% | 80.92% | 0.07012% | 0.1036% | 0.02361% | 0.01276% | 0.04807% | 0.2581% | 0.3487% | 0.1562% | 0.05703% | 0% | 0.1298% | 0.6917% | 3.264% | 0.2596% | 0.02811% | 0.04229% | 0.1598% | 3.754%
Sites-Based | FCZ08 Tot | College | 4.403% | 0% | 3.389% | 0% | 0% | 7.793% | 0% | 0% | 0% | 0% | 0% | 0% | 0.4279% | 0% | 0% | 0% | 1.516% | 1.943% | 22.93% | 46.8% | 10.1% | 8.914% | 0% | 88.75% | 0% | 1.516% | 0% | 0% | 0% | 1.516% | 0% | 0% | 0% | 0% | 0% | 0% | 0% | 0% | 0% | 0% | 0% | 0%
Sites-Based | FCZ08 Tot | Food Stores | 6.64% | 0.6504% | 0% | 0% | 1.614% | 8.904% | 0% | 0% | 0% | 0% | 0% | 0% | 0% | 0% | 0% | 0% | 0% | 0% | 33.15% | 29.36% | 6.59% | 7.827% | 3.985% | 80.91% | 0% | 0% | 0% | 0% | 0% | 0% | 0% | 0% | 0% | 0% | 0% | 0% | 6.954% | 0% | 0% | 0% | 3.227% | 10.18%
Sites-Based | FCZ08 Tot | Health Care | 0.8693% | 0% | 0.7433% | 0.7433% | 0% | 2.356% | 0.3063% | 0% | 0% | 0% | 0% | 0.3063% | 0% | 0% | 0% | 0% | 0% | 0% | 22.48% | 61.81% | 11.36% | 1.69% | 0% | 97.34% | 0% | 0% | 0% | 0% | 0% | 0% | 0% | 0% | 0% | 0% | 0% | 0% | 0% | 0% | 0% | 0% | 0% | 0%
Sites-Based | FCZ08 Tot | Lodging | 19.26% | 14.82% | 0% | 0% | 4.21% | 38.29% | 0% | 0% | 0% | 0% | 0% | 0% | 0% | 0% | 0% | 0% | 0% | 0% | 35.82% | 12.35% | 3.642% | 0.8342% | 9.053% | 61.71% | 0% | 0% | 0% | 0% | 0% | 0% | 0% | 0% | 0% | 0% | 0% | 0% | 0% | 0% | 0% | 0% | 0% | 0%
Sites-Based | FCZ08 Tot | Miscellaneous | 11.38% | 3.174% | 0.05695% | 0% | 0.4945% | 15.1% | 0% | 0% | 0% | 0% | 0% | 0% | 0.2462% | 0.05695% | 0% | 0% | 0% | 0.3031% | 25.78% | 36.29% | 8.018% | 1.098% | 7.403% | 78.58% | 0% | 0% | 0% | 0% | 0% | 0% | 0% | 0% | 0% | 0% | 0% | 0% | 5.763% | 0% | 0% | 0% | 0.2472% | 6.01%
Sites-Based | FCZ08 Tot | Office, Large | 0.4881% | 2.929% | 0.7059% | 0% | 0% | 4.123% | 0% | 0% | 0% | 0% | 0% | 0% | 0.9379% | 0.4881% | 0.9379% | 0% | 0% | 2.364% | 5.023% | 28.41% | 41.22% | 10.78% | 0% | 85.43% | 4.044% | 0% | 0% | 4.044% | 0% | 8.087% | 0% | 0% | 0% | 0% | 0% | 0% | 0% | 0% | 0% | 0% | 0% | 0%
Sites-Based | FCZ08 Tot | Office, Small | 1.335% | 0% | 0% | 0.2031% | 0% | 1.538% | 0% | 0% | 0% | 0% | 0% | 0% | 0% | 1.713% | 0% | 0% | 0% | 1.713% | 26.1% | 52.16% | 6.298% | 5.672% | 4.811% | 95.04% | 0% | 0% | 0% | 0% | 0% | 0% | 0% | 0% | 0% | 0% | 0% | 0% | 1.713% | 0% | 0% | 0% | 0% | 1.713%
Sites-Based | FCZ08 Tot | Refrigerated Warehouse | 35.01% | 0% | 0% | 0% | 0% | 35.01% | 0% | 0% | 0% | 0% | 0% | 0% | 0% | 0% | 0% | 0% | 0% | 0% | 48.16% | 0% | 0% | 0% | 16.83% | 64.99% | 0% | 0% | 0% | 0% | 0% | 0% | 0% | 0% | 0% | 0% | 0% | 0% | 0% | 0% | 0% | 0% | 0% | 0%
Sites-Based | FCZ08 Tot | Restaurant | 0% | 0% | 0% | 0% | 0% | 0% | 0% | 0% | 0% | 0% | 0% | 0% | 0% | 0% | 0% | 0% | 0% | 0% | 26.43% | 62.61% | 5.079% | 2.899% | 2.986% | 100% | 0% | 0% | 0% | 0% | 0% | 0% | 0% | 0% | 0% | 0% | 0% | 0% | 0% | 0% | 0% | 0% | 0% | 0%
Sites-Based | FCZ08 Tot | Retail | 4.122% | 0% | 0% | 1.366% | 0% | 5.488% | 0% | 0% | 0% | 0% | 0% | 0% | 0% | 0% | 0% | 0% | 0% | 0% | 37.96% | 35.13% | 6.13% | 1.682% | 10.44% | 91.35% | 0% | 0% | 0% | 0% | 0% | 0% | 0% | 0% | 0% | 0% | 0% | 0% | 1.905% | 0% | 1.26% | 0% | 0% | 3.164%
Sites-Based | FCZ08 Tot | School | 2.766% | 0% | 0% | 0.6176% | 0% | 3.383% | 0% | 0% | 0% | 0% | 0% | 0% | 0% | 0% | 0% | 0% | 0% | 0% | 55.68% | 28.17% | 10.01% | 2.766% | 0% | 96.62% | 0% | 0% | 0% | 0% | 0% | 0% | 0% | 0% | 0% | 0% | 0% | 0% | 0% | 0% | 0% | 0% | 0% | 0%
Sites-Based | FCZ08 Tot | Warehouse | 2.597% | 2.597% | 0% | 0% | 0% | 5.194% | 0% | 0% | 0% | 0% | 0% | 0% | 0% | 0% | 0% | 0% | 0% | 0% | 28.05% | 31.38% | 19.31% | 1.773% | 7.79% | 88.31% | 0% | 0% | 0% | 0% | 0% | 0% | 0% | 0% | 0% | 0% | 0% | 0% | 5.194% | 0% | 0% | 0% | 1.301% | 6.495%
Sites-Based | FCZ08 Tot | All Commercial | 3.993% | 0.8821% | 0.1055% | 0.4068% | 0.2186% | 5.606% | 0.016% | 0% | 0% | 0% | 0% | 0.016% | 0.06051% | 0.5046% | 0.01686% | 0% | 0.02022% | 0.6022% | 29.31% | 44.14% | 7.897% | 3.484% | 5.861% | 90.69% | 0.0727% | 0.02022% | 0% | 0.0727% | 0% | 0.1656% | 0% | 0% | 0% | 0% | 0% | 0% | 2.378% | 0% | 0.2744% | 0% | 0.2649% | 2.917%
Sites-Based | FCZ09 Tot | College | 1.985% | 0% | 0% | 0% | 0% | 1.985% | 0% | 0% | 0% | 0% | 0% | 0% | 0% | 0% | 0% | 0% | 0% | 0% | 57.31% | 34.13% | 0% | 5.268% | 0% | 96.71% | 1.306% | 0% | 0% | 0% | 0% | 1.306% | 0% | 0% | 0% | 0% | 0% | 0% | 0% | 0% | 0% | 0% | 0% | 0%
Sites-Based | FCZ09 Tot | Food Stores | 0% | 0% | 0% | 0% | 0% | 0% | 0% | 0.7239% | 0% | 0% | 0% | 0.7239% | 0% | 0% | 0% | 0% | 0% | 0% | 50.55% | 22.93% | 6.608% | 0.7559% | 18.43% | 99.28% | 0% | 0% | 0% | 0% | 0% | 0% | 0% | 0% | 0% | 0% | 0% | 0% | 0% | 0% | 0% | 0% | 0% | 0%
Sites-Based | FCZ09 Tot | Health Care | 0% | 0% | 0% | 0% | 1.057% | 1.057% | 3.111% | 1.154% | 0% | 0% | 0% | 4.265% | 1.791% | 0% | 0% | 0% | 0% | 1.791% | 8.513% | 31.87% | 37.58% | 1.87% | 11.71% | 91.54% | 0% | 0% | 0% | 1.348% | 0% | 1.348% | 0% | 0% | 0% | 0% | 0% | 0% | 0% | 0% | 0% | 0% | 0% | 0%
Sites-Based | FCZ09 Tot | Lodging | 18.89% | 4.52% | 4.509% | 7.9% | 6.117% | 41.93% | 0% | 0% | 0% | 0% | 0% | 0% | 0% | 0% | 0% | 0% | 0% | 0% | 45.64% | 6.117% | 3.124% | 0% | 0% | 54.88% | 3.184% | 0% | 0% | 0% | 0% | 3.184% | 0% | 0% | 0% | 0% | 0% | 0% | 0% | 0% | 0% | 0% | 0% | 0%
Sites-Based | FCZ09 Tot | Miscellaneous | 3.311% | 0% | 0.5221% | 1.234% | 2.789% | 7.855% | 0% | 0% | 0% | 0% | 0% | 0% | 0% | 0% | 0% | 0% | 0% | 0% | 37.97% | 29.16% | 9.879% | 1.103% | 10.75% | 88.86% | 0% | 0.2491% | 0% | 0% | 0.2491% | 0.4983% | 0% | 0% | 0% | 0% | 0% | 0% | 2.789% | 0% | 0% | 0% | 0% | 2.789%
Sites-Based | FCZ09 Tot | Office, Large | 0% | 0% | 0% | 0% | 0% | 0% | 0% | 0% | 0% | 0% | 0% | 0% | 0% | 0% | 0% | 0% | 0% | 0% | 73.07% | 11.62% | 8.583% | 0% | 0% | 93.27% | 6.727% | 0% | 0% | 0% | 0% | 6.727% | 0% | 0% | 0% | 0% | 0% | 0% | 0% | 0% | 0% | 0% | 0% | 0%
Sites-Based | FCZ09 Tot | Office, Small | 0% | 1.002% | 0% | 0.9721% | 3.718% | 5.692% | 0% | 0% | 0% | 0% | 0% | 0% | 0% | 0% | 0% | 0% | 0% | 0% | 26.68% | 20.13% | 26.39% | 4.855% | 16.25% | 94.31% | 0% | 0% | 0% | 0% | 0% | 0% | 0% | 0% | 0% | 0% | 0% | 0% | 0% | 0% | 0% | 0% | 0% | 0%
Sites-Based | FCZ09 Tot | Refrigerated Warehouse | 0% | 0% | 0% | 0% | 0% | 0% | 0% | 0% | 0% | 0% | 0% | 0% | 0% | 0% | 0% | 0% | 0% | 0% | 0% | 100% | 0% | 0% | 0% | 100% | 0% | 0% | 0% | 0% | 0% | 0% | 0% | 0% | 0% | 0% | 0% | 0% | 0% | 0% | 0% | 0% | 0% | 0%
Sites-Based | FCZ09 Tot | Restaurant | 0% | 0% | 0% | 1.339% | 1.099% | 2.438% | 0% | 0% | 0% | 0% | 0% | 0% | 0% | 0% | 0% | 0% | 0% | 0% | 23.89% | 32.98% | 7.57% | 14.74% | 18.39% | 97.56% | 0% | 0% | 0% | 0% | 0% | 0% | 0% | 0% | 0% | 0% | 0% | 0% | 0% | 0% | 0% | 0% | 0% | 0%
Sites-Based | FCZ09 Tot | Retail | 3.701% | 2.186% | 0% | 0% | 0% | 5.887% | 0% | 0% | 0% | 0% | 0% | 0% | 0% | 0% | 0% | 0% | 0% | 0% | 23.98% | 29.54% | 25.64% | 6.107% | 6.655% | 91.93% | 0% | 0% | 0% | 0% | 0% | 0% | 0% | 0% | 0% | 0% | 0% | 0% | 0% | 0% | 2.186% | 0% | 0% | 2.186%
Sites-Based | FCZ09 Tot | School | 0% | 3.974% | 0% | 0% | 0% | 3.974% | 0% | 0% | 0% | 0% | 0% | 0% | 0% | 0% | 0.6643% | 0% | 0% | 0.6643% | 18.36% | 36.49% | 10.16% | 16.49% | 11.87% | 93.37% | 1.329% | 0% | 0% | 0.6643% | 0% | 1.993% | 0% | 0% | 0% | 0% | 0% | 0% | 0% | 0% | 0% | 0% | 0% | 0%
Sites-Based | FCZ09 Tot | Warehouse | 0% | 7.421% | 0% | 0% | 5.605% | 13.03% | 0% | 0% | 0% | 0% | 0% | 0% | 0% | 0% | 0% | 0% | 0% | 0% | 9.194% | 21.85% | 9.102% | 6.929% | 18.47% | 65.55% | 0% | 0% | 0% | 0% | 0% | 0% | 0% | 0% | 0% | 0% | 0% | 0% | 15.82% | 5.605% | 0% | 0% | 0% | 21.42%
Sites-Based | FCZ09 Tot | All Commercial | 1.795% | 1.42% | 0.1995% | 0.8195% | 2.123% | 6.356% | 0.06435% | 0.06451% | 0% | 0% | 0% | 0.1289% | 0.03706% | 0% | 0.04196% | 0% | 0% | 0.07902% | 28.58% | 26.64% | 17.19% | 5.829% | 12.76% | 91% | 0.1893% | 0.04954% | 0% | 0.06984% | 0.04954% | 0.3582% | 0% | 0% | 0% | 0% | 0% | 0% | 1.371% | 0.2891% | 0.4174% | 0% | 0% | 2.077%
Sites-Based | FCZ10 Tot | College | 0% | 0% | 0% | 0% | 0% | 0% | 0% | 0% | 0% | 0% | 0% | 0% | 0.4274% | 0% | 0% | 0% | 0% | 0.4274% | 5.064% | 28.47% | 13.68% | 37.29% | 12.16% | 96.66% | 0.4347% | 2.475% | 0% | 0% | 0% | 2.909% | 0% | 0% | 0% | 0% | 0% | 0% | 0% | 0% | 0% | 0% | 0% | 0%
Sites-Based | FCZ10 Tot | Food Stores | 2.048% | 1.578% | 0% | 0% | 0% | 3.626% | 0% | 0% | 0% | 0% | 0% | 0% | 0% | 0% | 0% | 0% | 0% | 0% | 28.89% | 28.57% | 14.96% | 9.931% | 14.03% | 96.37% | 0% | 0% | 0% | 0% | 0% | 0% | 0% | 0% | 0% | 0% | 0% | 0% | 0% | 0% | 0% | 0% | 0% | 0%
Sites-Based | FCZ10 Tot | Health Care | 0.9972% | 0.8638% | 0% | 1.898% | 0.4726% | 4.232% | 0% | 0% | 0% | 0% | 0% | 0% | 0% | 0.1052% | 0% | 0% | 0.4726% | 0.5778% | 13.02% | 32.38% | 12.99% | 6.142% | 27.75% | 92.28% | 1.504% | 0% | 0% | 1.405% | 0% | 2.909% | 0% | 0% | 0% | 0% | 0% | 0% | 0% | 0% | 0% | 0% | 0% | 0%
Sites-Based | FCZ10 Tot | Lodging | 6.539% | 14.17% | 7.204% | 0.2877% | 1.635% | 29.84% | 0% | 0% | 0% | 0% | 0% | 0% | 0% | 0% | 0% | 0% | 0% | 0% | 17.22% | 25.29% | 11.11% | 4.068% | 9.345% | 67.03% | 0% | 2.841% | 0.2877% | 0% | 0% | 3.129% | 0% | 0% | 0% | 0% | 0% | 0% | 0% | 0% | 0% | 0% | 0% | 0%
Sites-Based | FCZ10 Tot | Miscellaneous | 0.1726% | 9.68% | 0.7194% | 1.3% | 0.3236% | 12.19% | 0% | 0% | 0% | 0% | 0% | 0% | 0% | 0% | 0% | 0.1336% | 0% | 0.1336% | 17.1% | 45.11% | 7.994% | 3.179% | 7.801% | 81.19% | 0% | 0.151% | 0.151% | 0% | 0% | 0.302% | 0.9335% | 0% | 0% | 0% | 0% | 0.9335% | 2.8% | 2.212% | 0% | 0.06412% | 0.1726% | 5.249%
Sites-Based | FCZ10 Tot | Office, Large | 0% | 0% | 0% | 0% | 0% | 0% | 0% | 0% | 0% | 0% | 0% | 0% | 0% | 0% | 0% | 0% | 0% | 0% | 0% | 31.69% | 28.18% | 36.3% | 3.829% | 100% | 0% | 0% | 0% | 0% | 0% | 0% | 0% | 0% | 0% | 0% | 0% | 0% | 0% | 0% | 0% | 0% | 0% | 0%
Sites-Based | FCZ10 Tot | Office, Small | 1.463% | 0% | 0% | 0% | 1.712% | 3.176% | 0% | 0% | 0% | 0% | 0% | 0% | 0% | 0% | 0% | 0% | 0% | 0% | 12.96% | 41.26% | 20.12% | 8.829% | 11.59% | 94.77% | 0% | 0% | 0% | 0% | 0% | 0% | 0% | 1.712% | 0.3447% | 0% | 0% | 2.057% | 0% | 0% | 0% | 0% | 0% | 0%
Sites-Based | FCZ10 Tot | Refrigerated Warehouse | 0% | 0% | 0% | 0% | 0% | 0% | 0% | 0% | 0% | 0% | 0% | 0% | 0% | 0% | 0% | 0% | 0% | 0% | 12.8% | 23.82% | 12.8% | 50.58% | 0% | 100% | 0% | 0% | 0% | 0% | 0% | 0% | 0% | 0% | 0% | 0% | 0% | 0% | 0% | 0% | 0% | 0% | 0% | 0%
Sites-Based | FCZ10 Tot | Restaurant | 0% | 0% | 0% | 0% | 0% | 0% | 0% | 0% | 0% | 0% | 0% | 0% | 0% | 0% | 0% | 0% | 0% | 0% | 13.72% | 51% | 17.84% | 9.539% | 7.905% | 100% | 0% | 0% | 0% | 0% | 0% | 0% | 0% | 0% | 0% | 0% | 0% | 0% | 0% | 0% | 0% | 0% | 0% | 0%
Sites-Based | FCZ10 Tot | Retail | 0% | 1.361% | 0.1067% | 0% | 0% | 1.467% | 0% | 0% | 0% | 0% | 0% | 0% | 0% | 0% | 0% | 0% | 0% | 0% | 9.912% | 57.25% | 16.74% | 7.721% | 6.208% | 97.83% | 0% | 0% | 0% | 0% | 0% | 0% | 0% | 0% | 0% | 0% | 0% | 0% | 0.7033% | 0% | 0% | 0% | 0% | 0.7033%
Sites-Based | FCZ10 Tot | School | 0% | 0% | 0% | 0% | 0% | 0% | 0% | 0% | 0% | 0% | 0% | 0% | 0% | 0% | 0% | 0.9547% | 0% | 0.9547% | 38.69% | 25.96% | 23.95% | 6.649% | 3.801% | 99.05% | 0% | 0% | 0% | 0% | 0% | 0% | 0% | 0% | 0% | 0% | 0% | 0% | 0% | 0% | 0% | 0% | 0% | 0%
Sites-Based | FCZ10 Tot | Warehouse | 2.719% | 1.331% | 0% | 0% | 1.097% | 5.147% | 0% | 0% | 0% | 0% | 0% | 0% | 0% | 0% | 0% | 0% | 0% | 0% | 9.092% | 43.15% | 27.26% | 7.653% | 3.878% | 91.04% | 0% | 0% | 0% | 0% | 0% | 0% | 0% | 0% | 1.097% | 0% | 0% | 1.097% | 0.5253% | 2.194% | 0% | 0% | 0% | 2.719%
Sites-Based | FCZ10 Tot | All Commercial | 0.771% | 2.443% | 0.2302% | 0.2969% | 0.5735% | 4.315% | 0% | 0% | 0% | 0% | 0% | 0% | 0.005871% | 0.003243% | 0% | 0.0448% | 0.01457% | 0.06848% | 13.8% | 45.65% | 16.86% | 8.195% | 8.823% | 93.33% | 0.05233% | 0.09006% | 0.03028% | 0.0433% | 0% | 0.216% | 0.1692% | 0.4001% | 0.1642% | 0% | 0% | 0.7335% | 0.726% | 0.5681% | 0% | 0.01162% | 0.03128% | 1.337%
Sites-Based | FCZ11 Tot | College | 0% | 0% | 0% | 0.286% | 0% | 0.286% | 0% | 0% | 0% | 0% | 0% | 0% | 0% | 1.136% | 0% | 0% | 0% | 1.136% | 11.6% | 47.64% | 29.98% | 8.902% | 0% | 98.13% | 0% | 0% | 0.4531% | 0% | 0% | 0.4531% | 0% | 0% | 0% | 0% | 0% | 0% | 0% | 0% | 0% | 0% | 0% | 0%
Sites-Based | FCZ11 Tot | Food Stores | 0% | 1.572% | 0% | 0% | 1.572% | 3.143% | 0% | 0% | 0% | 0% | 0% | 0% | 0% | 0% | 0% | 0% | 0% | 0% | 27.87% | 35.21% | 4.541% | 12.16% | 17.08% | 96.86% | 0% | 0% | 0% | 0% | 0% | 0% | 0% | 0% | 0% | 0% | 0% | 0% | 0% | 0% | 0% | 0% | 0% | 0%
Sites-Based | FCZ11 Tot | Health Care | 0% | 0% | 0% | 0% | 2.125% | 2.125% | 0.4396% | 0% | 0% | 0% | 0% | 0.4396% | 0% | 1.067% | 0% | 0% | 0% | 1.067% | 12.12% | 33.27% | 6.335% | 20.16% | 24.48% | 96.37% | 0% | 0% | 0% | 0% | 0% | 0% | 0% | 0% | 0% | 0% | 0% | 0% | 0% | 0% | 0% | 0% | 0% | 0%
Sites-Based | FCZ11 Tot | Lodging | 6.718% | 6.643% | 3.511% | 1.391% | 7.127% | 25.39% | 0% | 0% | 0% | 0% | 0% | 0% | 0% | 0% | 0% | 0% | 0% | 0% | 15.98% | 29.82% | 7.506% | 5.367% | 11.5% | 70.18% | 0% | 4.433% | 0% | 0% | 0% | 4.433% | 0% | 0% | 0% | 0% | 0% | 0% | 0% | 0% | 0% | 0% | 0% | 0%
Sites-Based | FCZ11 Tot | Miscellaneous | 3.001% | 4.614% | 1.235% | 0% | 1.188% | 10.04% | 0% | 0% | 0.36% | 0% | 0% | 0.36% | 0% | 0% | 0% | 0% | 0% | 0% | 11.8% | 39.11% | 12.51% | 3.175% | 11.55% | 78.14% | 0.36% | 0.1526% | 0% | 0% | 0% | 0.5126% | 0% | 0% | 0% | 0% | 0% | 0% | 3.532% | 4.415% | 0% | 1.239% | 1.766% | 10.95%
Sites-Based | FCZ11 Tot | Office, Large | 0% | 0% | 0% | 0% | 0% | 0% | 0% | 0% | 0% | 0% | 0% | 0% | 5.968% | 0% | 0% | 0% | 0% | 5.968% | 5.968% | 19.5% | 36.13% | 17.58% | 14.85% | 94.03% | 0% | 0% | 0% | 0% | 0% | 0% | 0% | 0% | 0% | 0% | 0% | 0% | 0% | 0% | 0% | 0% | 0% | 0%
Sites-Based | FCZ11 Tot | Office, Small | 0% | 0% | 0% | 0% | 0% | 0% | 0% | 0% | 0% | 0% | 0% | 0% | 0% | 0% | 0% | 0% | 0% | 0% | 12.14% | 38.76% | 24.69% | 11.55% | 11.02% | 98.16% | 0% | 0% | 0% | 0% | 0% | 0% | 0% | 1.838% | 0% | 0% | 0% | 1.838% | 0% | 0% | 0% | 0% | 0% | 0%
Sites-Based | FCZ11 Tot | Refrigerated Warehouse | 5.652% | 0% | 0% | 0% | 0% | 5.652% | 0% | 0% | 0% | 0% | 0% | 0% | 0% | 0% | 0% | 0% | 0% | 0% | 7.239% | 54.6% | 32.51% | 0% | 0% | 94.35% | 0% | 0% | 0% | 0% | 0% | 0% | 0% | 0% | 0% | 0% | 0% | 0% | 0% | 0% | 0% | 0% | 0% | 0%
Sites-Based | FCZ11 Tot | Restaurant | 0% | 0% | 1.49% | 0% | 0% | 1.49% | 0% | 0% | 0% | 0% | 0% | 0% | 0% | 0% | 0% | 0% | 0% | 0% | 12.04% | 44.01% | 14.97% | 11.4% | 16.08% | 98.51% | 0% | 0% | 0% | 0% | 0% | 0% | 0% | 0% | 0% | 0% | 0% | 0% | 0% | 0% | 0% | 0% | 0% | 0%
Sites-Based | FCZ11 Tot | Retail | 1.499% | 2.678% | 0% | 0% | 1.012% | 5.188% | 0% | 0% | 0% | 0% | 0% | 0% | 0% | 0% | 0% | 0% | 0% | 0% | 10.58% | 42.54% | 22.81% | 4.849% | 12.25% | 93.03% | 0% | 0% | 0% | 0% | 0% | 0% | 0% | 0% | 1.012% | 0% | 0% | 1.012% | 0.6541% | 0% | 0% | 0.1131% | 0% | 0.7672%
Sites-Based | FCZ11 Tot | School | 0% | 0% | 0% | 0% | 0% | 0% | 0% | 0% | 0% | 0% | 0% | 0% | 0% | 0% | 0% | 0% | 0% | 0% | 23% | 33.09% | 21.23% | 7.855% | 14.7% | 99.87% | 0% | 0% | 0% | 0.1286% | 0% | 0.1286% | 0% | 0% | 0% | 0% | 0% | 0% | 0% | 0% | 0% | 0% | 0% | 0%
Sites-Based | FCZ11 Tot | Warehouse | 2.521% | 3.387% | 0% | 0% | 0% | 5.907% | 0% | 0% | 0% | 0% | 0% | 0% | 0% | 0% | 0% | 0% | 0% | 0% | 12.28% | 32.38% | 31.61% | 7.655% | 5.766% | 89.7% | 0% | 0% | 0% | 0% | 0% | 0% | 0% | 0% | 0% | 0% | 0% | 0% | 0% | 0% | 0% | 1.874% | 2.521% | 4.394%
Sites-Based | FCZ11 Tot | All Commercial | 0.9983% | 1.604% | 0.3652% | 0.02805% | 0.5826% | 3.578% | 0.01047% | 0% | 0.05221% | 0% | 0% | 0.06268% | 0.03379% | 0.09158% | 0% | 0% | 0% | 0.1254% | 12.61% | 39.85% | 20.74% | 8.456% | 11.65% | 93.31% | 0.05221% | 0.05842% | 0.0264% | 0.003523% | 0% | 0.1406% | 0% | 0.5374% | 0.2374% | 0% | 0% | 0.7748% | 0.6657% | 0.6403% | 0% | 0.3102% | 0.396% | 2.012%
Sites-Based | FCZ12c Tot | College | 3.176% | 3.176% | 0% | 0% | 2.974% | 9.326% | 0% | 0% | 0% | 0% | 0% | 0% | 2.465% | 0% | 0% | 0% | 0% | 2.465% | 18.42% | 42.16% | 15.06% | 5.963% | 6.352% | 87.95% | 0.2546% | 0% | 0% | 0% | 0% | 0.2546% | 0% | 0% | 0% | 0% | 0% | 0% | 0% | 0% | 0% | 0% | 0% | 0%
Sites-Based | FCZ12c Tot | Food Stores | 10.88% | 6.2% | 0.4506% | 0% | 0.3832% | 17.91% | 0% | 0% | 0% | 0% | 0% | 0% | 0% | 0% | 0% | 0% | 0% | 0% | 27.88% | 25.56% | 7.478% | 4.513% | 9.87% | 75.3% | 0% | 0% | 0% | 0% | 0% | 0% | 0% | 1.135% | 0% | 0% | 0% | 1.135% | 2.253% | 3.02% | 0.3832% | 0% | 0% | 5.656%
Sites-Based | FCZ12c Tot | Health Care | 3.255% | 5.679% | 0% | 0.5095% | 0% | 9.443% | 0% | 0% | 0% | 0% | 0% | 0% | 0% | 0.9125% | 1.365% | 0% | 0% | 2.278% | 16.62% | 52.9% | 5.538% | 11.03% | 0% | 86.08% | 0.9426% | 0% | 1.254% | 0% | 0% | 2.196% | 0% | 0% | 0% | 0% | 0% | 0% | 0% | 0% | 0% | 0% | 0% | 0%
Sites-Based | FCZ12c Tot | Lodging | 16.81% | 14.33% | 1.647% | 2.87% | 3.409% | 39.07% | 0% | 0% | 0% | 0% | 0% | 0% | 0.929% | 0% | 0% | 2.075% | 0% | 3.004% | 30.92% | 10.93% | 10.5% | 1.772% | 2.153% | 56.28% | 0% | 0% | 0.929% | 0% | 0% | 0.929% | 0% | 0% | 0% | 0% | 0% | 0% | 0% | 0.7178% | 0% | 0% | 0% | 0.7178%
Sites-Based | FCZ12c Tot | Miscellaneous | 5.965% | 3.27% | 1.247% | 0% | 1.715% | 12.2% | 0% | 0% | 0% | 0% | 0% | 0% | 0.3472% | 0% | 0% | 0% | 0% | 0.3472% | 32.16% | 24.29% | 8.323% | 2.865% | 7.632% | 75.27% | 0% | 0.0921% | 0.3064% | 0% | 0% | 0.3985% | 0.2551% | 0% | 0% | 0% | 0% | 0.2551% | 3.677% | 3.629% | 0.2551% | 0% | 3.967% | 11.53%
Sites-Based | FCZ12c Tot | Office, Large | 6.523% | 8.316% | 3.286% | 0.4731% | 0% | 18.6% | 0% | 2.245% | 1.391% | 0% | 0% | 3.636% | 2.381% | 3.539% | 5.379% | 1.461% | 0% | 12.76% | 9.424% | 37.51% | 6.591% | 1.17% | 2.186% | 56.88% | 3.036% | 2.19% | 1.776% | 1.125% | 0% | 8.126% | 0% | 0% | 0% | 0% | 0% | 0% | 0% | 0% | 0% | 0% | 0% | 0%
Sites-Based | FCZ12c Tot | Office, Small | 2.35% | 5.81% | 0.1363% | 0.05713% | 0.7514% | 9.105% | 0% | 0% | 0% | 0.09343% | 0% | 0.09343% | 0.09343% | 0.8823% | 0.1791% | 0% | 0% | 1.155% | 22.58% | 41.94% | 8.543% | 4.659% | 6.242% | 83.96% | 0% | 0.05885% | 0% | 0.05713% | 0% | 0.116% | 0.5678% | 3.718% | 0.08436% | 0% | 0% | 4.37% | 0.8892% | 0.3145% | 0% | 0% | 0% | 1.204%
Sites-Based | FCZ12c Tot | Refrigerated Warehouse | 9.153% | 0% | 3.56% | 0% | 0% | 12.71% | 0% | 0% | 0% | 0% | 0% | 0% | 0% | 0% | 0% | 0% | 0% | 0% | 4.179% | 31.89% | 33.38% | 0% | 0% | 69.46% | 0% | 0% | 0% | 0% | 0% | 0% | 0% | 0% | 0% | 0% | 0% | 0% | 0% | 0% | 17.83% | 0% | 0% | 17.83%
Sites-Based | FCZ12c Tot | Restaurant | 8.903% | 5.814% | 0.5975% | 0.5797% | 0.7512% | 16.65% | 0% | 0% | 0% | 0% | 0% | 0% | 0% | 0% | 0% | 0% | 0% | 0% | 24.82% | 34.54% | 9.516% | 7.304% | 5.844% | 82.02% | 0% | 0% | 0% | 0% | 0% | 0% | 0% | 0.5797% | 0% | 0% | 0% | 0.5797% | 0.5797% | 0% | 0% | 0% | 0.1714% | 0.7512%
Sites-Based | FCZ12c Tot | Retail | 4.339% | 1.861% | 0% | 0% | 5.486% | 11.68% | 0% | 0% | 0% | 0% | 0% | 0% | 0% | 0% | 0% | 0.2655% | 0% | 0.2655% | 19.62% | 39.68% | 6.436% | 1.395% | 12.02% | 79.15% | 0% | 0% | 0% | 0% | 0% | 0% | 0.6474% | 0% | 0% | 0% | 0% | 0.6474% | 1.475% | 0.8844% | 0.06509% | 0% | 5.826% | 8.251%
Sites-Based | FCZ12c Tot | School | 0% | 0% | 0% | 16.7% | 3.328% | 20.03% | 0% | 0% | 0% | 0% | 0% | 0% | 0% | 0% | 0% | 0% | 0% | 0% | 12.95% | 19.41% | 17.16% | 18.85% | 11.61% | 79.97% | 0% | 0% | 0% | 0% | 0% | 0% | 0% | 0% | 0% | 0% | 0% | 0% | 0% | 0% | 0% | 0% | 0% | 0%
Sites-Based | FCZ12c Tot | Warehouse | 1.174% | 6.706% | 0% | 0% | 2.347% | 10.23% | 0% | 0% | 0% | 0% | 0% | 0% | 0% | 0% | 0% | 0% | 0% | 0% | 26.38% | 34.86% | 19.07% | 1.415% | 4.524% | 86.25% | 0% | 0% | 0% | 0% | 0% | 0% | 0% | 1.174% | 0% | 0% | 0% | 1.174% | 1.174% | 0% | 0% | 0% | 1.174% | 2.347%
Sites-Based | FCZ12c Tot | All Commercial | 4.663% | 4.86% | 0.447% | 0.4988% | 1.871% | 12.34% | 0% | 0.06977% | 0.04324% | 0.03545% | 0% | 0.1485% | 0.1961% | 0.461% | 0.2594% | 0.1266% | 0% | 1.043% | 23.25% | 36.38% | 8.925% | 4.242% | 7.3% | 80.1% | 0.114% | 0.1023% | 0.1317% | 0.05664% | 0% | 0.4045% | 0.3664% | 1.583% | 0.032% | 0% | 0% | 1.982% | 1.304% | 0.8972% | 0.1337% | 0% | 1.646% | 3.981%
Sites-Based | FCZ12i Tot | College | 5.137% | 0% | 0% | 0% | 0% | 5.137% | 0% | 0% | 0% | 0% | 0% | 0% | 0% | 1.196% | 0% | 0% | 0% | 1.196% | 24.85% | 16.24% | 13.79% | 17.29% | 19.56% | 91.74% | 1.929% | 0% | 0% | 0% | 0% | 1.929% | 0% | 0% | 0% | 0% | 0% | 0% | 0% | 0% | 0% | 0% | 0% | 0%
Sites-Based | FCZ12i Tot | Food Stores | 8.335% | 0.8967% | 0% | 0% | 0% | 9.231% | 0% | 0% | 0% | 0% | 0% | 0% | 0% | 0% | 0% | 0% | 0% | 0% | 34.46% | 37.99% | 5.185% | 2.47% | 4.303% | 84.41% | 0% | 0% | 0% | 0% | 0% | 0% | 0% | 0% | 0% | 0% | 0% | 0% | 4.29% | 2.069% | 0% | 0% | 0% | 6.36%
Sites-Based | FCZ12i Tot | Health Care | 2.873% | 1.46% | 0% | 0% | 0% | 4.334% | 0% | 0% | 0% | 0% | 0% | 0% | 0% | 2.102% | 0% | 0% | 0% | 2.102% | 43.49% | 28.84% | 9.4% | 1.82% | 9.018% | 92.57% | 0.9929% | 0% | 0% | 0% | 0% | 0.9929% | 0% | 0% | 0% | 0% | 0% | 0% | 0% | 0% | 0% | 0% | 0% | 0%
Sites-Based | FCZ12i Tot | Lodging | 15.86% | 12.69% | 0% | 1.486% | 0% | 30.04% | 0% | 0% | 0% | 0% | 0% | 0% | 0% | 0% | 0% | 0% | 0% | 0% | 22.04% | 39.86% | 3.907% | 3.349% | 0% | 69.16% | 0% | 0.3996% | 0.3996% | 0% | 0% | 0.7992% | 0% | 0% | 0% | 0% | 0% | 0% | 0% | 0% | 0% | 0% | 0% | 0%
Sites-Based | FCZ12i Tot | Miscellaneous | 8.134% | 7.277% | 0.3915% | 0% | 4.225% | 20.03% | 0% | 0% | 0% | 0% | 0% | 0% | 0% | 0% | 0% | 0% | 0.1856% | 0.1856% | 26.22% | 22.51% | 6.3% | 1.191% | 11.12% | 67.35% | 0% | 0% | 0.2247% | 0.1761% | 0% | 0.4008% | 0% | 0% | 0% | 0% | 0% | 0% | 6.416% | 1.887% | 0% | 0% | 3.736% | 12.04%
Sites-Based | FCZ12i Tot | Office, Large | 0% | 3.819% | 0.9338% | 0% | 0% | 4.752% | 0% | 0% | 5.443% | 0% | 0% | 5.443% | 0% | 11.13% | 3.988% | 0.9757% | 0% | 16.09% | 27.56% | 34.24% | 2.561% | 6.72% | 0% | 71.08% | 0% | 2.636% | 0% | 0% | 0% | 2.636% | 0% | 0% | 0% | 0% | 0% | 0% | 0% | 0% | 0% | 0% | 0% | 0%
Sites-Based | FCZ12i Tot | Office, Small | 2.106% | 0.7694% | 0.0491% | 0% | 2.986% | 5.911% | 0% | 0.2103% | 0% | 0% | 0% | 0.2103% | 0% | 0% | 0% | 0% | 0% | 0% | 29.98% | 23.96% | 6.94% | 1.657% | 22.37% | 84.9% | 0% | 0% | 0.2103% | 0% | 0% | 0.2103% | 1.896% | 0.6828% | 3.077% | 0% | 1.213% | 6.869% | 1.213% | 0% | 0% | 0% | 0.6828% | 1.896%
Sites-Based | FCZ12i Tot | Refrigerated Warehouse | 0% | 0% | 0% | 69.07% | 0% | 69.07% | 0% | 0% | 0% | 0% | 0% | 0% | 0% | 0% | 0% | 0% | 0% | 0% | 30.93% | 0% | 0% | 0% | 0% | 30.93% | 0% | 0% | 0% | 0% | 0% | 0% | 0% | 0% | 0% | 0% | 0% | 0% | 0% | 0% | 0% | 0% | 0% | 0%
Sites-Based | FCZ12i Tot | Restaurant | 5.295% | 1.325% | 0% | 0.2924% | 1.861% | 8.773% | 0% | 0% | 0% | 0% | 0% | 0% | 0% | 0% | 0% | 0% | 0% | 0% | 38.59% | 33.55% | 5.768% | 3.859% | 9.456% | 91.23% | 0% | 0% | 0% | 0% | 0% | 0% | 0% | 0% | 0% | 0% | 0% | 0% | 0% | 0% | 0% | 0% | 0% | 0%
Sites-Based | FCZ12i Tot | Retail | 3.092% | 0.5912% | 0% | 0% | 6.514% | 10.2% | 0% | 0% | 0% | 0% | 0% | 0% | 0% | 0% | 0% | 0% | 0% | 0% | 24.81% | 25.66% | 7.937% | 1.528% | 28.43% | 88.37% | 0% | 0% | 0% | 0% | 0% | 0% | 0% | 0% | 0% | 0% | 0% | 0% | 1.435% | 0% | 0% | 0% | 0% | 1.435%
Sites-Based | FCZ12i Tot | School | 0% | 1.053% | 0% | 1.053% | 0% | 2.106% | 0% | 0% | 0% | 0% | 0% | 0% | 0% | 0% | 0% | 0% | 0% | 0% | 44% | 31.05% | 14.85% | 0% | 8.006% | 97.89% | 0% | 0% | 0% | 0% | 0% | 0% | 0% | 0% | 0% | 0% | 0% | 0% | 0% | 0% | 0% | 0% | 0% | 0%
Sites-Based | FCZ12i Tot | Warehouse | 0% | 4.254% | 0.5246% | 0% | 5.4% | 10.18% | 0% | 0% | 0% | 0% | 0% | 0% | 0% | 0% | 0% | 0% | 0% | 0% | 30.43% | 31.81% | 9.487% | 1.728% | 13.91% | 87.37% | 0% | 0% | 0% | 0% | 0% | 0% | 0% | 0% | 0% | 0% | 0% | 0% | 1.263% | 1.186% | 0% | 0% | 0% | 2.448%
Sites-Based | FCZ12i Tot | All Commercial | 4.139% | 2.328% | 0.1194% | 0.1295% | 3.497% | 10.21% | 0% | 0.06456% | 0.06456% | 0% | 0% | 0.1291% | 0% | 0.2038% | 0.0473% | 0.01157% | 0.03294% | 0.2956% | 30.01% | 26.8% | 7.198% | 2.07% | 17.48% | 83.55% | 0.05037% | 0.03668% | 0.1099% | 0.03126% | 0% | 0.2282% | 0.582% | 0.2096% | 0.9446% | 0% | 0.3724% | 2.109% | 2.1% | 0.4985% | 0% | 0% | 0.8727% | 3.471%
Sites-Based | FCZ13 Tot | College | 5.059% | 0% | 1.046% | 0% | 0% | 6.105% | 0% | 0% | 0% | 0% | 0% | 0% | 0% | 0% | 0% | 0% | 0% | 0% | 27.66% | 21.76% | 36.39% | 1.644% | 2.376% | 89.84% | 0% | 0% | 0% | 0% | 0% | 0% | 0% | 0% | 0% | 0% | 0% | 0% | 0% | 4.055% | 0% | 0% | 0% | 4.055%
Sites-Based | FCZ13 Tot | Food Stores | 2.901% | 0% | 0% | 0% | 0% | 2.901% | 0% | 0% | 0% | 0% | 0% | 0% | 0% | 0% | 0% | 0% | 0% | 0% | 44.86% | 31.17% | 18.05% | 1.324% | 1.697% | 97.1% | 0% | 0% | 0% | 0% | 0% | 0% | 0% | 0% | 0% | 0% | 0% | 0% | 0% | 0% | 0% | 0% | 0% | 0%
Sites-Based | FCZ13 Tot | Health Care | 0.8125% | 3.648% | 2.426% | 1.486% | 0% | 8.373% | 0% | 0% | 0% | 0% | 0% | 0% | 0.8816% | 1.694% | 0% | 0% | 0% | 2.576% | 29.66% | 26.57% | 22.08% | 9.188% | 0% | 87.49% | 0% | 0% | 0% | 0.8816% | 0.6798% | 1.561% | 0% | 0% | 0% | 0% | 0% | 0% | 0% | 0% | 0% | 0% | 0% | 0%
Sites-Based | FCZ13 Tot | Lodging | 19.16% | 11.41% | 5.989% | 1.708% | 4.483% | 42.75% | 0% | 0% | 0% | 0% | 0% | 0% | 0% | 0% | 0% | 0% | 0% | 0% | 7.538% | 19.36% | 20.79% | 9.559% | 0% | 57.25% | 0% | 0% | 0% | 0% | 0% | 0% | 0% | 0% | 0% | 0% | 0% | 0% | 0% | 0% | 0% | 0% | 0% | 0%
Sites-Based | FCZ13 Tot | Miscellaneous | 11.06% | 6.622% | 0.7152% | 0% | 1.029% | 19.43% | 0% | 0% | 0% | 0% | 0% | 0% | 0% | 0% | 0% | 0.2206% | 0% | 0.2206% | 34.54% | 24.24% | 11.89% | 3.058% | 1.003% | 74.73% | 0% | 0.1183% | 0.02281% | 0% | 0% | 0.1411% | 0% | 0% | 0% | 0% | 0% | 0% | 2.559% | 2.053% | 0.3627% | 0.2508% | 0.2508% | 5.476%
Sites-Based | FCZ13 Tot | Office, Large | 3.005% | 0% | 0% | 3.321% | 0% | 6.326% | 1.969% | 0% | 0% | 0% | 0% | 1.969% | 1.466% | 1.904% | 0% | 0% | 0% | 3.37% | 28.94% | 35.06% | 10.02% | 0% | 0% | 74.01% | 7.614% | 1.466% | 5.243% | 0% | 0% | 14.32% | 0% | 0% | 0% | 0% | 0% | 0% | 0% | 0% | 0% | 0% | 0% | 0%
Sites-Based | FCZ13 Tot | Office, Small | 4.224% | 1.023% | 0.467% | 0.2207% | 0.9339% | 6.869% | 0% | 0% | 0% | 0% | 0% | 0% | 0% | 0% | 0% | 0% | 0% | 0% | 33.38% | 38.6% | 15.88% | 2.728% | 1.851% | 92.43% | 0% | 0% | 0% | 0% | 0% | 0% | 0% | 0% | 0% | 0% | 0% | 0% | 0.4181% | 0.2781% | 0% | 0% | 0% | 0.6962%
Sites-Based | FCZ13 Tot | Refrigerated Warehouse | 0% | 2.105% | 0% | 0% | 0% | 2.105% | 0% | 0% | 0% | 0% | 0% | 0% | 0% | 0% | 0% | 0% | 0% | 0% | 18.89% | 30.78% | 36.54% | 11.68% | 0% | 97.9% | 0% | 0% | 0% | 0% | 0% | 0% | 0% | 0% | 0% | 0% | 0% | 0% | 0% | 0% | 0% | 0% | 0% | 0%
Sites-Based | FCZ13 Tot | Restaurant | 0.984% | 0.328% | 0% | 0.53% | 0.656% | 2.498% | 0% | 0% | 0% | 0% | 0% | 0% | 0% | 0% | 0% | 1.121% | 0% | 1.121% | 31.56% | 32.01% | 21.71% | 8.35% | 2.75% | 96.38% | 0% | 0% | 0% | 0% | 0% | 0% | 0% | 0% | 0% | 0% | 0% | 0% | 0% | 0% | 0% | 0% | 0% | 0%
Sites-Based | FCZ13 Tot | Retail | 5.701% | 2.287% | 0% | 0% | 0% | 7.988% | 0% | 0% | 0% | 0% | 0% | 0% | 0% | 0% | 0% | 0% | 0% | 0% | 35.7% | 32.24% | 17.44% | 2.989% | 2.634% | 91% | 0% | 0% | 0% | 0% | 0% | 0% | 0% | 0% | 0% | 0% | 0% | 0% | 0.6491% | 0.3624% | 0% | 0% | 0% | 1.011%
Sites-Based | FCZ13 Tot | School | 1.728% | 0% | 0% | 0% | 0% | 1.728% | 0% | 0% | 0% | 0% | 0% | 0% | 0% | 0% | 0% | 0% | 0% | 0% | 50.52% | 30.48% | 12.13% | 1.685% | 3.458% | 98.27% | 0% | 0% | 0% | 0% | 0% | 0% | 0% | 0% | 0% | 0% | 0% | 0% | 0% | 0% | 0% | 0% | 0% | 0%
Sites-Based | FCZ13 Tot | Warehouse | 8.291% | 4.652% | 3.983% | 0% | 0% | 16.93% | 0% | 0% | 0% | 0% | 0% | 0% | 0% | 0% | 0% | 0% | 0% | 0% | 21.98% | 32.55% | 23.81% | 0% | 1.782% | 80.12% | 0% | 0% | 0% | 0% | 0% | 0% | 0% | 0% | 0% | 0% | 0% | 0% | 1.064% | 0.9909% | 0% | 0% | 0.8973% | 2.953%
Sites-Based | FCZ13 Tot | All Commercial | 5.325% | 2.309% | 0.5368% | 0.2283% | 0.5352% | 8.934% | 0.03395% | 0% | 0% | 0% | 0% | 0.03395% | 0.04621% | 0.07305% | 0% | 0.1695% | 0% | 0.2888% | 34.01% | 32.31% | 17.19% | 3.431% | 1.967% | 88.9% | 0.1313% | 0.04426% | 0.09409% | 0.02093% | 0.01614% | 0.3067% | 0% | 0% | 0% | 0% | 0% | 0% | 0.7358% | 0.6214% | 0.05818% | 0.04022% | 0.08045% | 1.536%
Sites-Based | FCZ16 Tot | College | 6.677% | 0% | 0% | 17.26% | 0% | 23.94% | 0% | 0% | 0% | 0% | 0% | 0% | 0% | 0% | 0% | 0% | 0% | 0% | 19.82% | 0% | 56.24% | 0% | 0% | 76.06% | 0% | 0% | 0% | 0% | 0% | 0% | 0% | 0% | 0% | 0% | 0% | 0% | 0% | 0% | 0% | 0% | 0% | 0%
Sites-Based | FCZ16 Tot | Food Stores | 25.2% | 0% | 0% | 3.312% | 3.312% | 31.82% | 0% | 0% | 0% | 0% | 0% | 0% | 0% | 0% | 0% | 0% | 0% | 0% | 54.23% | 8.148% | 1.36% | 2.799% | 1.004% | 67.55% | 0% | 0% | 0% | 0% | 0% | 0% | 0% | 0% | 0% | 0% | 0% | 0% | 0.633% | 0% | 0% | 0% | 0% | 0.633%
Sites-Based | FCZ16 Tot | Health Care | 1.18% | 0% | 0% | 0% | 0% | 1.18% | 0% | 0% | 0% | 0% | 0% | 0% | 1.031% | 0% | 0% | 0% | 0% | 1.031% | 18.81% | 13.09% | 0% | 0% | 63.9% | 95.81% | 0% | 1.982% | 0% | 0% | 0% | 1.982% | 0% | 0% | 0% | 0% | 0% | 0% | 0% | 0% | 0% | 0% | 0% | 0%
Sites-Based | FCZ16 Tot | Lodging | 22.35% | 26.77% | 4.359% | 0% | 0% | 53.48% | 2.242% | 1.668% | 0% | 0% | 0% | 3.91% | 0% | 0% | 0% | 0.4381% | 0.8342% | 1.272% | 30.49% | 0% | 4.359% | 1.353% | 0% | 36.21% | 0% | 0% | 0% | 5.132% | 0% | 5.132% | 0% | 0% | 0% | 0% | 0% | 0% | 0% | 0% | 0% | 0% | 0% | 0%
Sites-Based | FCZ16 Tot | Miscellaneous | 41.25% | 3.73% | 2.164% | 0.6709% | 0.474% | 48.29% | 0% | 0% | 0% | 0% | 0% | 0% | 0% | 0.263% | 0% | 0% | 0% | 0.263% | 29.69% | 5.053% | 1.945% | 1.199% | 2.436% | 40.33% | 0.3845% | 0% | 0% | 0% | 0% | 0.3845% | 0% | 0% | 0% | 0% | 0% | 0% | 10.03% | 0.3525% | 0.3525% | 0% | 0% | 10.73%
Sites-Based | FCZ16 Tot | Office, Large | 13.84% | 6.309% | 0% | 3.657% | 0% | 23.81% | 0% | 0% | 0% | 0% | 0% | 0% | 2.307% | 4.21% | 1.164% | 1.164% | 0% | 8.844% | 21.09% | 15.8% | 0.7849% | 0.7849% | 0% | 38.46% | 15.82% | 9.811% | 3.263% | 0% | 0% | 28.89% | 0% | 0% | 0% | 0% | 0% | 0% | 0% | 0% | 0% | 0% | 0% | 0%
Sites-Based | FCZ16 Tot | Office, Small | 22.36% | 0.1989% | 0% | 0% | 0% | 22.56% | 0% | 0% | 0% | 0% | 0% | 0% | 0% | 0% | 0% | 0% | 0% | 0% | 34.31% | 37.01% | 0.9728% | 0% | 1.357% | 73.65% | 0% | 0% | 0% | 0% | 0% | 0% | 0% | 0% | 0% | 0% | 0% | 0% | 3.79% | 0% | 0% | 0% | 0% | 3.79%
Sites-Based | FCZ16 Tot | Refrigerated Warehouse | 0% | 0% | 0% | 0% | 0% | 0% | 0% | 0% | 0% | 0% | 0% | 0% | 0% | 0% | 0% | 0% | 0% | 0% | 18.01% | 52.16% | 12.41% | 0% | 10.85% | 93.43% | 0% | 0% | 0% | 0% | 0% | 0% | 0% | 0% | 0% | 0% | 0% | 0% | 0% | 0% | 0% | 0% | 6.574% | 6.574%
Sites-Based | FCZ16 Tot | Restaurant | 11.91% | 0% | 0% | 0% | 0% | 11.91% | 0% | 0% | 0% | 0% | 0% | 0% | 0% | 0% | 0% | 0% | 0% | 0% | 34.21% | 32.71% | 4.952% | 3.269% | 12.7% | 87.84% | 0.2503% | 0% | 0% | 0% | 0% | 0.2503% | 0% | 0% | 0% | 0% | 0% | 0% | 0% | 0% | 0% | 0% | 0% | 0%
Sites-Based | FCZ16 Tot | Retail | 10.56% | 3.644% | 0% | 0% | 0% | 14.2% | 0% | 0% | 0% | 0% | 0% | 0% | 0% | 0% | 0% | 0.9207% | 0% | 0.9207% | 40.39% | 15.97% | 3.545% | 0.8122% | 8.526% | 69.24% | 0.1073% | 0% | 0% | 0% | 0% | 0.1073% | 0% | 0% | 0% | 0% | 0% | 0% | 5.64% | 0% | 0% | 8.25% | 1.636% | 15.53%
Sites-Based | FCZ16 Tot | School | 5.772% | 0.6044% | 0% | 0% | 0% | 6.377% | 0% | 0% | 0% | 0% | 0% | 0% | 0% | 0% | 0% | 0% | 0% | 0% | 49.89% | 0.6905% | 10.42% | 12.68% | 19.95% | 93.62% | 0% | 0% | 0% | 0% | 0% | 0% | 0% | 0% | 0% | 0% | 0% | 0% | 0% | 0% | 0% | 0% | 0% | 0%
Sites-Based | FCZ16 Tot | Warehouse | 56.03% | 0% | 0% | 0% | 0% | 56.03% | 0% | 0% | 0% | 0% | 0% | 0% | 0% | 0% | 0% | 0% | 0% | 0% | 23.17% | 9.779% | 0.5062% | 1.283% | 0% | 34.74% | 0% | 0% | 0% | 0% | 0% | 0% | 0% | 0% | 0% | 0% | 0% | 0% | 0% | 0% | 1.681% | 0% | 7.542% | 9.223%
Sites-Based | FCZ16 Tot | All Commercial | 19.8% | 2.215% | 0.3731% | 0.3389% | 0.2374% | 22.96% | 0.01888% | 0.01405% | 0% | 0% | 0% | 0.03294% | 0.05938% | 0.1144% | 0.02033% | 0.3388% | 0.007026% | 0.54% | 36.05% | 19.75% | 2.977% | 1.534% | 7.376% | 67.69% | 0.4123% | 0.2081% | 0.05702% | 0.04322% | 0% | 0.7206% | 0% | 0% | 0% | 0% | 0% | 0% | 4.218% | 0.05479% | 0.1122% | 2.821% | 0.8483% | 8.054%
Sites-Based | FCZ17 Tot | College | 0% | 0% | 0% | 0% | 0% | 0% | 0% | 0% | 0% | 0% | 0% | 0% | 0% | 0% | 0% | 0% | 0% | 0% | 27% | 52.07% | 1.437% | 0% | 19.49% | 100% | 0% | 0% | 0% | 0% | 0% | 0% | 0% | 0% | 0% | 0% | 0% | 0% | 0% | 0% | 0% | 0% | 0% | 0%
Sites-Based | FCZ17 Tot | Food Stores | 0.6992% | 0% | 0% | 0% | 0% | 0.6992% | 0% | 0% | 0% | 0% | 0% | 0% | 0% | 0% | 0% | 0% | 0% | 0% | 30.18% | 34.06% | 6.034% | 4.449% | 24.58% | 99.3% | 0% | 0% | 0% | 0% | 0% | 0% | 0% | 0% | 0% | 0% | 0% | 0% | 0% | 0% | 0% | 0% | 0% | 0%
Sites-Based | FCZ17 Tot | Health Care | 0% | 1.413% | 0% | 0% | 0% | 1.413% | 0% | 0% | 0% | 0% | 0% | 0% | 0% | 0% | 0% | 0% | 0% | 0% | 84.36% | 3.988% | 0% | 0.8793% | 7.905% | 97.13% | 1.452% | 0% | 0% | 0% | 0% | 1.452% | 0% | 0% | 0% | 0% | 0% | 0% | 0% | 0% | 0% | 0% | 0% | 0%
Sites-Based | FCZ17 Tot | Lodging | 21.37% | 39.35% | 22.13% | 0% | 17.15% | 100% | 0% | 0% | 0% | 0% | 0% | 0% | 0% | 0% | 0% | 0% | 0% | 0% | 0% | 0% | 0% | 0% | 0% | 0% | 0% | 0% | 0% | 0% | 0% | 0% | 0% | 0% | 0% | 0% | 0% | 0% | 0% | 0% | 0% | 0% | 0% | 0%
Sites-Based | FCZ17 Tot | Miscellaneous | 24.58% | 5.541% | 0% | 0% | 6.513% | 36.63% | 0% | 0% | 0% | 0% | 0% | 0% | 0% | 0% | 0% | 0% | 0% | 0% | 24.86% | 21.86% | 1.966% | 0.8996% | 13.79% | 63.37% | 0% | 0% | 0% | 0% | 0% | 0% | 0% | 0% | 0% | 0% | 0% | 0% | 0% | 0% | 0% | 0% | 0% | 0%
Sites-Based | FCZ17 Tot | Office, Large | 0% | 0% | 0% | 0% | 0% | 0% | 0% | 0% | 0% | 0% | 0% | 0% | 0.6449% | 7.738% | 0% | 5.454% | 0% | 13.84% | 3.218% | 7.738% | 6.839% | 10.67% | 1.914% | 30.38% | 38.39% | 9.652% | 0% | 0% | 7.738% | 55.78% | 0% | 0% | 0% | 0% | 0% | 0% | 0% | 0% | 0% | 0% | 0% | 0%
Sites-Based | FCZ17 Tot | Office, Small | 5.296% | 0% | 0% | 0% | 0% | 5.296% | 0% | 0% | 0% | 0% | 0% | 0% | 0% | 0% | 0% | 0% | 0% | 0% | 46.38% | 26.35% | 0% | 14.81% | 7.161% | 94.7% | 0% | 0% | 0% | 0% | 0% | 0% | 0% | 0% | 0% | 0% | 0% | 0% | 0% | 0% | 0% | 0% | 0% | 0%
Sites-Based | FCZ17 Tot | Refrigerated Warehouse | 0% | 0% | 0% | 0% | 0% | 0% | 0% | 0% | 0% | 0% | 0% | 0% | 0% | 0% | 0% | 0% | 0% | 0% | 33.47% | 66.53% | 0% | 0% | 0% | 100% | 0% | 0% | 0% | 0% | 0% | 0% | 0% | 0% | 0% | 0% | 0% | 0% | 0% | 0% | 0% | 0% | 0% | 0%
Sites-Based | FCZ17 Tot | Restaurant | 0% | 0% | 0% | 0% | 0% | 0% | 0% | 0% | 0% | 0% | 0% | 0% | 0% | 0% | 0% | 0% | 0% | 0% | 36.84% | 42.81% | 5.34% | 1.813% | 13.19% | 100% | 0% | 0% | 0% | 0% | 0% | 0% | 0% | 0% | 0% | 0% | 0% | 0% | 0% | 0% | 0% | 0% | 0% | 0%
Sites-Based | FCZ17 Tot | Retail | 0% | 0% | 0% | 0% | 0% | 0% | 0% | 0% | 0% | 0% | 0% | 0% | 0% | 0% | 0% | 0% | 0% | 0% | 50.28% | 26.56% | 5.318% | 5.033% | 12.82% | 100% | 0% | 0% | 0% | 0% | 0% | 0% | 0% | 0% | 0% | 0% | 0% | 0% | 0% | 0% | 0% | 0% | 0% | 0%
Sites-Based | FCZ17 Tot | School | 2.714% | 0% | 0% | 0% | 0% | 2.714% | 4.422% | 0% | 0% | 0% | 0% | 4.422% | 2.402% | 0% | 0% | 0% | 0% | 2.402% | 25.39% | 8.158% | 0.8007% | 0% | 50.29% | 84.64% | 0% | 5.825% | 0% | 0% | 0% | 5.825% | 0% | 0% | 0% | 0% | 0% | 0% | 0% | 0% | 0% | 0% | 0% | 0%
Sites-Based | FCZ17 Tot | Warehouse | 0% | 0% | 0% | 0% | 0% | 0% | 0% | 0% | 0% | 0% | 0% | 0% | 0% | 0% | 0% | 0% | 0% | 0% | 53.02% | 41.13% | 1.738% | 0.4369% | 3.672% | 100% | 0% | 0% | 0% | 0% | 0% | 0% | 0% | 0% | 0% | 0% | 0% | 0% | 0% | 0% | 0% | 0% | 0% | 0%
Sites-Based | FCZ17 Tot | All Commercial | 5.849% | 1.117% | 0.04253% | 0% | 1.219% | 8.228% | 0.09604% | 0% | 0% | 0% | 0% | 0.09604% | 0.05865% | 0.07778% | 0% | 0.05482% | 0% | 0.1912% | 41.57% | 28.69% | 2.918% | 5.505% | 12.08% | 90.76% | 0.4192% | 0.2235% | 0% | 0% | 0.07778% | 0.7204% | 0% | 0% | 0% | 0% | 0% | 0% | 0% | 0% | 0% | 0% | 0% | 0%
Sites-Based | PG&E | College | 3.755% | 0% | 1.765% | 0.3189% | 11.45% | 17.28% | 0% | 0% | 0% | 0% | 0% | 0% | 0.4136% | 0% | 0.1713% | 0% | 0% | 0.5849% | 27.61% | 27.93% | 9.136% | 1.407% | 8.473% | 74.55% | 0.293% | 0.0749% | 0.0749% | 0.2425% | 0% | 0.6853% | 2.736% | 0% | 0% | 0% | 3.093% | 5.829% | 1.062% | 0% | 0% | 0% | 0% | 1.062%
Sites-Based | PG&E | Food Stores | 8.752% | 1.255% | 0.02462% | 0.1406% | 1.676% | 11.85% | 0% | 0% | 0.05391% | 0% | 0% | 0.05391% | 0% | 0.04881% | 0% | 0% | 0% | 0.04881% | 30.98% | 20.68% | 10.29% | 3.672% | 12.96% | 78.59% | 0% | 0% | 0% | 0% | 0% | 0% | 0% | 0.3564% | 0% | 0% | 0.2018% | 0.5583% | 7.123% | 1.228% | 0% | 0% | 0.554% | 8.905%
Sites-Based | PG&E | Health Care | 2.641% | 1.376% | 1.332% | 2.035% | 0.7854% | 8.17% | 0.1354% | 0% | 0% | 0% | 0% | 0.1354% | 0.3039% | 0.1424% | 0% | 0.1165% | 0% | 0.5627% | 27.59% | 30.29% | 13.98% | 8.137% | 9.666% | 89.66% | 0.6212% | 0.5603% | 0.2323% | 0.05701% | 0% | 1.471% | 0% | 0% | 0% | 0% | 0% | 0% | 0% | 0% | 0% | 0% | 0% | 0%
Sites-Based | PG&E | Lodging | 17.01% | 7.531% | 1.382% | 1.688% | 1.492% | 29.1% | 0% | 0.1406% | 0.2549% | 0% | 0% | 0.3955% | 0.07033% | 0.2283% | 0.1848% | 0.2823% | 0.1181% | 0.8838% | 33.5% | 16.08% | 11.74% | 2.098% | 5.359% | 68.78% | 0.1813% | 0.2994% | 0.3605% | 0% | 0% | 0.8413% | 0% | 0% | 0% | 0% | 0% | 0% | 0% | 0% | 0% | 0% | 0% | 0%
Sites-Based | PG&E | Miscellaneous | 12.57% | 4.146% | 1.451% | 2.073% | 2.692% | 22.93% | 0.04599% | 0.02538% | 0.02092% | 0% | 0% | 0.09229% | 0.03361% | 0% | 0.08809% | 0.01269% | 0.01269% | 0.1471% | 29.95% | 19.28% | 7.438% | 4.193% | 8.168% | 69.04% | 0.03454% | 0.1118% | 0.03866% | 0.04245% | 0% | 0.2274% | 0.06478% | 0.1311% | 0% | 0% | 0% | 0.1959% | 4.109% | 1.573% | 0.4437% | 0.08842% | 1.153% | 7.368%
Sites-Based | PG&E | Office, Large | 8.011% | 6.382% | 1.712% | 0.341% | 0.5536% | 17% | 0.24% | 1.758% | 0.3626% | 0% | 0% | 2.36% | 2.853% | 2.092% | 2.044% | 0% | 0% | 6.988% | 20.49% | 21.39% | 10.47% | 5.585% | 4.296% | 62.23% | 3.942% | 3.445% | 0.8715% | 1.284% | 0% | 9.542% | 0.3304% | 0% | 1.545% | 0% | 0% | 1.876% | 0% | 0% | 0% | 0% | 0% | 0%
Sites-Based | PG&E | Office, Small | 3.927% | 1.302% | 1.564% | 0.168% | 0.178% | 7.139% | 0.01226% | 0% | 0% | 0.01231% | 0% | 0.02457% | 0.009347% | 0% | 0% | 0% | 0% | 0.009347% | 35.4% | 25.2% | 14.11% | 5.273% | 7.758% | 87.74% | 0.04363% | 0.06836% | 0% | 0% | 0% | 0.112% | 2.289% | 0% | 0.6641% | 0.1095% | 0.2451% | 3.308% | 0.9318% | 0.02623% | 0.4385% | 0.2331% | 0.03983% | 1.669%
Sites-Based | PG&E | Refrigerated Warehouse | 14.21% | 2.18% | 0% | 6.337% | 2.436% | 25.16% | 0% | 0% | 0% | 0% | 0% | 0% | 0% | 0% | 0% | 0% | 0% | 0% | 24.26% | 32.44% | 4.418% | 5.076% | 8.648% | 74.84% | 0% | 0% | 0% | 0% | 0% | 0% | 0% | 0% | 0% | 0% | 0% | 0% | 0% | 0% | 0% | 0% | 0% | 0%
Sites-Based | PG&E | Restaurant | 5.205% | 1.393% | 0.231% | 0% | 1.185% | 8.014% | 0% | 0% | 0% | 0% | 0% | 0% | 0% | 0% | 0% | 0% | 0.1598% | 0.1598% | 28.15% | 27.23% | 14.27% | 6.499% | 11.87% | 88.02% | 0% | 0% | 0% | 0% | 0% | 0% | 0.231% | 0% | 0% | 0% | 0.2314% | 0.4624% | 2.649% | 0.1055% | 0.4457% | 0.0616% | 0.08512% | 3.347%
Sites-Based | PG&E | Retail | 8.159% | 1.807% | 0.06918% | 1.561% | 1.522% | 13.12% | 0% | 0% | 0% | 0% | 0% | 0% | 0.1815% | 0% | 0% | 0% | 0.02611% | 0.2076% | 34.47% | 19.64% | 8.659% | 4.426% | 12.98% | 80.17% | 0.02043% | 0% | 0% | 0% | 0.03583% | 0.05627% | 0.3975% | 0% | 0% | 0.03234% | 0% | 0.4299% | 4.773% | 0.5613% | 0% | 0% | 0.6821% | 6.017%
Sites-Based | PG&E | School | 3.614% | 1.271% | 0.1575% | 0% | 0.5086% | 5.551% | 0% | 0% | 0% | 0% | 0% | 0% | 0% | 0% | 0% | 0% | 0% | 0% | 45.72% | 25.03% | 7.881% | 3.652% | 11.3% | 93.58% | 0% | 0.6055% | 0% | 0% | 0.2622% | 0.8677% | 0% | 0% | 0% | 0% | 0% | 0% | 0% | 0% | 0% | 0% | 0% | 0%
Sites-Based | PG&E | Warehouse | 5.943% | 3.548% | 0.6987% | 0% | 1.739% | 11.93% | 0% | 0.07724% | 0% | 0% | 0% | 0.07724% | 0% | 0% | 0% | 0% | 0% | 0% | 26.18% | 31.7% | 13.29% | 3.365% | 10.44% | 84.97% | 0% | 0.08462% | 0% | 0% | 0% | 0.08462% | 0% | 0% | 0% | 0% | 0% | 0% | 1.006% | 0.8744% | 0.5787% | 0.1289% | 0.3513% | 2.939%
Sites-Based | PG&E | All Commercial | 7.102% | 2.165% | 0.8917% | 0.8413% | 1.431% | 12.43% | 0.01837% | 0.03844% | 0.01711% | 0.003562% | 0% | 0.07748% | 0.1076% | 0.04401% | 0.05397% | 0.009791% | 0.03007% | 0.2454% | 32.26% | 23.3% | 11.24% | 4.801% | 9.918% | 81.52% | 0.1092% | 0.1308% | 0.03362% | 0.03348% | 0.01312% | 0.3202% | 0.8392% | 0.04419% | 0.217% | 0.03837% | 0.1682% | 1.307% | 2.794% | 0.5175% | 0.2847% | 0.09603% | 0.4078% | 4.1%
Sites-Based | SCE | College | 5.169% | 0.172% | 1.574% | 0.02535% | 0% | 6.94% | 0% | 0% | 0% | 0% | 0% | 0% | 0.3216% | 0.1007% | 0% | 0% | 0.08831% | 0.5106% | 35.99% | 31.56% | 9.777% | 9.422% | 4.492% | 91.24% | 0.5378% | 0.3899% | 0.244% | 0.1356% | 0% | 1.307% | 0% | 0% | 0% | 0% | 0% | 0% | 0% | 0% | 0% | 0% | 0% | 0%
Sites-Based | SCE | Food Stores | 8.857% | 0.9311% | 0.09228% | 0% | 0.5291% | 10.41% | 0% | 0.03465% | 0% | 0% | 0% | 0.03465% | 0% | 0% | 0% | 0% | 0% | 0% | 47.75% | 20.69% | 5.913% | 4.024% | 8.667% | 87.04% | 0% | 0% | 0% | 0% | 0% | 0% | 0.664% | 0% | 0% | 0% | 0% | 0.664% | 1.386% | 0% | 0% | 0% | 0.4701% | 1.856%
Sites-Based | SCE | Health Care | 2.074% | 0.509% | 0.1326% | 0.4999% | 0.6767% | 3.892% | 0.5573% | 0.2228% | 0% | 0% | 0% | 0.7801% | 0.2736% | 0.3509% | 0.04655% | 0% | 0.3061% | 0.9771% | 28.78% | 31.94% | 12.33% | 7.363% | 12.28% | 92.7% | 0.8939% | 0.1072% | 0.1072% | 0.3271% | 0.2146% | 1.65% | 0% | 0% | 0% | 0% | 0% | 0% | 0% | 0% | 0% | 0% | 0% | 0%
Sites-Based | SCE | Lodging | 11.19% | 10.45% | 2.071% | 1.426% | 2.636% | 27.77% | 0.2374% | 0.4992% | 0% | 0% | 0% | 0.7366% | 0% | 0.1978% | 0% | 0.2648% | 0.1978% | 0.6603% | 32.24% | 19.1% | 5.698% | 3.439% | 8.264% | 68.74% | 0.4827% | 0.9123% | 0.2808% | 0% | 0% | 1.676% | 0% | 0% | 0% | 0% | 0% | 0% | 0.4189% | 0% | 0% | 0% | 0% | 0.4189%
Sites-Based | SCE | Miscellaneous | 13.17% | 4.667% | 0.4862% | 0.4478% | 1.58% | 20.35% | 0% | 0% | 0.05757% | 0% | 0.01674% | 0.07431% | 0.1572% | 0.02573% | 0% | 0.0223% | 0.01674% | 0.222% | 27.9% | 24.64% | 5.711% | 1.94% | 7.863% | 68.06% | 0.05757% | 0.05609% | 0.06249% | 0% | 0.04421% | 0.2204% | 0.1557% | 0% | 0.09534% | 0% | 0% | 0.2511% | 8.159% | 1.647% | 0.06667% | 0.3049% | 0.6491% | 10.83%
Sites-Based | SCE | Office, Large | 0.9347% | 3.422% | 0.3694% | 0% | 0.5895% | 5.316% | 0.5884% | 0% | 0% | 0% | 0.5884% | 1.177% | 2.022% | 0.05158% | 1.241% | 0.4357% | 0% | 3.751% | 16.85% | 31.18% | 16.78% | 8.507% | 8.415% | 81.73% | 1.569% | 4.55% | 0% | 0.8905% | 1.022% | 8.031% | 0% | 0% | 0% | 0% | 0% | 0% | 0% | 0% | 0% | 0% | 0% | 0%
Sites-Based | SCE | Office, Small | 3.578% | 0.4371% | 0.6356% | 0.06188% | 0.764% | 5.476% | 0% | 0% | 0% | 0% | 0% | 0% | 0.0147% | 0.2565% | 0% | 0% | 0% | 0.2712% | 34.98% | 31.51% | 11.13% | 5.953% | 9.245% | 92.82% | 0% | 0% | 0% | 0% | 0% | 0% | 0.2757% | 0.8429% | 0.1233% | 0% | 0% | 1.242% | 0.1871% | 0% | 0% | 0% | 0% | 0.1871%
Sites-Based | SCE | Refrigerated Warehouse | 8.341% | 3.458% | 0% | 0% | 1.502% | 13.3% | 0% | 0% | 0% | 0% | 0% | 0% | 0% | 0% | 0% | 0% | 0% | 0% | 30.63% | 22.56% | 10.88% | 6.165% | 16.47% | 86.7% | 0% | 0% | 0% | 0% | 0% | 0% | 0% | 0% | 0% | 0% | 0% | 0% | 0% | 0% | 0% | 0% | 0% | 0%
Sites-Based | SCE | Restaurant | 1.716% | 0.5551% | 0.1505% | 0.05015% | 0.4112% | 2.883% | 0% | 0% | 0% | 0% | 0% | 0% | 0% | 0% | 0% | 0% | 0% | 0% | 35.14% | 35.18% | 10.16% | 5.978% | 9.739% | 96.19% | 0% | 0% | 0% | 0% | 0% | 0% | 0.185% | 0% | 0% | 0% | 0.3701% | 0.5551% | 0.185% | 0.185% | 0% | 0% | 0% | 0.3701%
Sites-Based | SCE | Retail | 10.27% | 1.637% | 0.2356% | 0.2419% | 1.289% | 13.67% | 0% | 0.009461% | 0% | 0% | 0.01137% | 0.02083% | 0% | 0% | 0% | 0% | 0% | 0% | 32.82% | 27.14% | 9.306% | 5.109% | 8.329% | 82.7% | 0% | 0.02274% | 0% | 0% | 0.02951% | 0.05224% | 0.3084% | 0% | 0.1032% | 0% | 0.1542% | 0.5657% | 2.825% | 0% | 0.1523% | 0.01153% | 0% | 2.988%
Sites-Based | SCE | School | 4.756% | 0.8862% | 0% | 0.03168% | 0.6507% | 6.325% | 0% | 0% | 0% | 0% | 0.3229% | 0.3229% | 0.4388% | 0% | 0.06076% | 0.1082% | 0% | 0.6078% | 50.48% | 20.44% | 9.641% | 4.431% | 7.362% | 92.35% | 0.3151% | 0% | 0% | 0.07525% | 0% | 0.3904% | 0% | 0% | 0% | 0% | 0% | 0% | 0% | 0% | 0% | 0% | 0% | 0%
Sites-Based | SCE | Warehouse | 5.004% | 1.654% | 0.3824% | 0.2938% | 2.309% | 9.643% | 0% | 0% | 0% | 0% | 0% | 0% | 0% | 0% | 0% | 0% | 0% | 0% | 28.37% | 31.14% | 13.63% | 2.959% | 8.972% | 85.07% | 0% | 0% | 0% | 0% | 0% | 0% | 0.2938% | 0% | 0.2079% | 0% | 0% | 0.5016% | 3.275% | 0.7085% | 0.08869% | 0.1524% | 0.5647% | 4.789%
Sites-Based | SCE | All Commercial | 7.054% | 1.707% | 0.403% | 0.2012% | 1.07% | 10.43% | 0.02206% | 0.01413% | 0.009423% | 0% | 0.02271% | 0.06832% | 0.07968% | 0.08149% | 0.01857% | 0.01512% | 0.01295% | 0.2078% | 33.61% | 28.68% | 9.525% | 4.857% | 8.732% | 85.41% | 0.07236% | 0.09096% | 0.01961% | 0.02299% | 0.03234% | 0.2383% | 0.2479% | 0.2143% | 0.08576% | 0% | 0.08438% | 0.6323% | 2.395% | 0.3356% | 0.05484% | 0.06214% | 0.1647% | 3.012%
Sites-Based | SDG&E | College | 3.885% | 2.027% | 0% | 0% | 1.898% | 7.811% | 0% | 0% | 0% | 0% | 0% | 0% | 1.573% | 0.4326% | 0% | 0% | 0% | 2.006% | 20.75% | 32.79% | 14.6% | 10.06% | 11.13% | 89.32% | 0.8601% | 0% | 0% | 0% | 0% | 0.8601% | 0% | 0% | 0% | 0% | 0% | 0% | 0% | 0% | 0% | 0% | 0% | 0%
Sites-Based | SDG&E | Food Stores | 9.919% | 4.199% | 0.2806% | 0% | 0.2386% | 14.64% | 0% | 0% | 0% | 0% | 0% | 0% | 0% | 0% | 0% | 0% | 0% | 0% | 30.36% | 30.25% | 6.613% | 3.742% | 7.77% | 78.74% | 0% | 0% | 0% | 0% | 0% | 0% | 0% | 0.7067% | 0% | 0% | 0% | 0.7067% | 3.022% | 2.661% | 0.2386% | 0% | 0% | 5.921%
Sites-Based | SDG&E | Health Care | 3.086% | 3.809% | 0% | 0.2837% | 0% | 7.178% | 0% | 0% | 0% | 0% | 0% | 0% | 0% | 1.44% | 0.76% | 0% | 0% | 2.2% | 28.53% | 42.24% | 7.25% | 6.945% | 3.998% | 88.96% | 0.9649% | 0% | 0.698% | 0% | 0% | 1.663% | 0% | 0% | 0% | 0% | 0% | 0% | 0% | 0% | 0% | 0% | 0% | 0%
Sites-Based | SDG&E | Lodging | 16.52% | 13.83% | 1.139% | 2.443% | 2.358% | 36.29% | 0% | 0% | 0% | 0% | 0% | 0% | 0.6426% | 0% | 0% | 1.435% | 0% | 2.078% | 28.19% | 19.85% | 8.47% | 2.258% | 1.489% | 60.25% | 0% | 0.1232% | 0.7658% | 0% | 0% | 0.889% | 0% | 0% | 0% | 0% | 0% | 0% | 0% | 0.4965% | 0% | 0% | 0% | 0.4965%
Sites-Based | SDG&E | Miscellaneous | 6.869% | 4.941% | 0.8904% | 0% | 2.761% | 15.46% | 0% | 0% | 0% | 0% | 0% | 0% | 0.2024% | 0% | 0% | 0% | 0.07739% | 0.2798% | 29.69% | 23.55% | 7.48% | 2.167% | 9.088% | 71.97% | 0% | 0.0537% | 0.2723% | 0.07344% | 0% | 0.3994% | 0.1487% | 0% | 0% | 0% | 0% | 0.1487% | 4.819% | 2.903% | 0.1487% | 0% | 3.871% | 11.74%
Sites-Based | SDG&E | Office, Large | 5.444% | 7.572% | 2.897% | 0.3948% | 0% | 16.31% | 0% | 1.873% | 2.061% | 0% | 0% | 3.935% | 1.988% | 4.794% | 5.149% | 1.381% | 0% | 13.31% | 12.42% | 36.97% | 5.924% | 2.088% | 1.824% | 59.23% | 2.534% | 2.263% | 1.482% | 0.9389% | 0% | 7.218% | 0% | 0% | 0% | 0% | 0% | 0% | 0% | 0% | 0% | 0% | 0% | 0%
Sites-Based | SDG&E | Office, Small | 2.278% | 4.319% | 0.1105% | 0.04023% | 1.413% | 8.16% | 0% | 0.06223% | 0% | 0.06579% | 0% | 0.128% | 0.06579% | 0.6212% | 0.1261% | 0% | 0% | 0.8131% | 24.77% | 36.62% | 8.069% | 3.771% | 11.01% | 84.24% | 0% | 0.04143% | 0.06223% | 0.04023% | 0% | 0.1439% | 0.9608% | 2.82% | 0.9699% | 0% | 0.359% | 5.11% | 0.9851% | 0.2214% | 0% | 0% | 0.202% | 1.409%
Sites-Based | SDG&E | Refrigerated Warehouse | 8.408% | 0% | 3.27% | 5.624% | 0% | 17.3% | 0% | 0% | 0% | 0% | 0% | 0% | 0% | 0% | 0% | 0% | 0% | 0% | 6.357% | 29.3% | 30.67% | 0% | 0% | 66.32% | 0% | 0% | 0% | 0% | 0% | 0% | 0% | 0% | 0% | 0% | 0% | 0% | 0% | 0% | 16.38% | 0% | 0% | 16.38%
Sites-Based | SDG&E | Restaurant | 7.719% | 4.341% | 0.4014% | 0.4854% | 1.115% | 14.06% | 0% | 0% | 0% | 0% | 0% | 0% | 0% | 0% | 0% | 0% | 0% | 0% | 29.34% | 34.21% | 8.286% | 6.173% | 7.029% | 85.04% | 0% | 0% | 0% | 0% | 0% | 0% | 0% | 0.3895% | 0% | 0% | 0% | 0.3895% | 0.3895% | 0% | 0% | 0% | 0.1151% | 0.5046%
Sites-Based | SDG&E | Retail | 3.87% | 1.384% | 0% | 0% | 5.872% | 11.13% | 0% | 0% | 0% | 0% | 0% | 0% | 0% | 0% | 0% | 0.1657% | 0% | 0.1657% | 21.57% | 34.41% | 7% | 1.445% | 18.19% | 82.61% | 0% | 0% | 0% | 0% | 0% | 0% | 0.4041% | 0% | 0% | 0% | 0% | 0.4041% | 1.46% | 0.5521% | 0.04063% | 0% | 3.637% | 5.69%
Sites-Based | SDG&E | School | 0% | 0.4367% | 0% | 10.21% | 1.947% | 12.59% | 0% | 0% | 0% | 0% | 0% | 0% | 0% | 0% | 0% | 0% | 0% | 0% | 25.83% | 24.24% | 16.2% | 11.03% | 10.11% | 87.41% | 0% | 0% | 0% | 0% | 0% | 0% | 0% | 0% | 0% | 0% | 0% | 0% | 0% | 0% | 0% | 0% | 0% | 0%
Sites-Based | SDG&E | Warehouse | 0.7654% | 5.853% | 0.1825% | 0% | 3.409% | 10.21% | 0% | 0% | 0% | 0% | 0% | 0% | 0% | 0% | 0% | 0% | 0% | 0% | 27.79% | 33.8% | 15.74% | 1.524% | 7.79% | 86.64% | 0% | 0% | 0% | 0% | 0% | 0% | 0% | 0.7654% | 0% | 0% | 0% | 0.7654% | 1.205% | 0.4123% | 0% | 0% | 0.7654% | 2.382%
Sites-Based | SDG&E | All Commercial | 4.484% | 3.995% | 0.335% | 0.3726% | 2.427% | 11.61% | 0% | 0.06799% | 0.05053% | 0.02333% | 0% | 0.1418% | 0.1291% | 0.3731% | 0.1869% | 0.08731% | 0.01126% | 0.7876% | 25.56% | 33.11% | 8.335% | 3.5% | 10.78% | 81.28% | 0.09222% | 0.07984% | 0.1242% | 0.04796% | 0% | 0.3442% | 0.4401% | 1.114% | 0.344% | 0% | 0.1273% | 2.025% | 1.576% | 0.7609% | 0.08803% | 0% | 1.382% | 3.807%
Sites-Based | LADWP | College | 0.4719% | 0% | 0% | 1.22% | 0% | 1.692% | 0% | 0% | 0% | 0% | 0% | 0% | 0% | 0% | 0% | 0% | 0% | 0% | 26.49% | 48.39% | 5.31% | 0% | 18.11% | 98.31% | 0% | 0% | 0% | 0% | 0% | 0% | 0% | 0% | 0% | 0% | 0% | 0% | 0% | 0% | 0% | 0% | 0% | 0%
Sites-Based | LADWP | Food Stores | 18.68% | 0% | 0% | 2.43% | 2.43% | 23.54% | 0% | 0% | 0% | 0% | 0% | 0% | 0% | 0% | 0% | 0% | 0% | 0% | 47.83% | 15.05% | 2.605% | 3.238% | 7.279% | 76% | 0% | 0% | 0% | 0% | 0% | 0% | 0% | 0% | 0% | 0% | 0% | 0% | 0.4645% | 0% | 0% | 0% | 0% | 0.4645%
Sites-Based | LADWP | Health Care | 0.776% | 0.484% | 0% | 0% | 0% | 1.26% | 0% | 0% | 0% | 0% | 0% | 0% | 0.6779% | 0% | 0% | 0% | 0% | 0.6779% | 41.26% | 9.975% | 0% | 0.3011% | 44.73% | 96.26% | 0.4973% | 1.304% | 0% | 0% | 0% | 1.801% | 0% | 0% | 0% | 0% | 0% | 0% | 0% | 0% | 0% | 0% | 0% | 0%
Sites-Based | LADWP | Lodging | 22.27% | 27.87% | 5.917% | 0% | 1.503% | 57.56% | 2.045% | 1.522% | 0% | 0% | 0% | 3.567% | 0% | 0% | 0% | 0.3997% | 0.761% | 1.161% | 27.82% | 0% | 3.977% | 1.235% | 0% | 33.03% | 0% | 0% | 0% | 4.682% | 0% | 4.682% | 0% | 0% | 0% | 0% | 0% | 0% | 0% | 0% | 0% | 0% | 0% | 0%
Sites-Based | LADWP | Miscellaneous | 35.74% | 4.328% | 1.449% | 0.4493% | 2.469% | 44.44% | 0% | 0% | 0% | 0% | 0% | 0% | 0% | 0.1761% | 0% | 0% | 0% | 0.1761% | 28.1% | 10.6% | 1.952% | 1.1% | 6.187% | 47.94% | 0.2575% | 0% | 0% | 0% | 0% | 0.2575% | 0% | 0% | 0% | 0% | 0% | 0% | 6.716% | 0.236% | 0.236% | 0% | 0% | 7.188%
Sites-Based | LADWP | Office, Large | 11.14% | 5.079% | 0% | 2.944% | 0% | 19.17% | 0% | 0% | 0% | 0% | 0% | 0% | 1.983% | 4.898% | 0.9368% | 2% | 0% | 9.817% | 17.6% | 14.23% | 1.965% | 2.713% | 0.3732% | 36.88% | 20.22% | 9.78% | 2.627% | 0% | 1.509% | 34.14% | 0% | 0% | 0% | 0% | 0% | 0% | 0% | 0% | 0% | 0% | 0% | 0%
Sites-Based | LADWP | Office, Small | 16.41% | 0.1295% | 0% | 0% | 0% | 16.54% | 0% | 0% | 0% | 0% | 0% | 0% | 0% | 0% | 0% | 0% | 0% | 0% | 38.52% | 33.3% | 0.6335% | 5.165% | 3.382% | 80.99% | 0% | 0% | 0% | 0% | 0% | 0% | 0% | 0% | 0% | 0% | 0% | 0% | 2.468% | 0% | 0% | 0% | 0% | 2.468%
Sites-Based | LADWP | Refrigerated Warehouse | 0% | 0% | 0% | 0% | 0% | 0% | 0% | 0% | 0% | 0% | 0% | 0% | 0% | 0% | 0% | 0% | 0% | 0% | 23.01% | 56.81% | 8.396% | 0% | 7.336% | 95.55% | 0% | 0% | 0% | 0% | 0% | 0% | 0% | 0% | 0% | 0% | 0% | 0% | 0% | 0% | 0% | 0% | 4.447% | 4.447%
Sites-Based | LADWP | Restaurant | 8.763% | 0% | 0% | 0% | 0% | 8.763% | 0% | 0% | 0% | 0% | 0% | 0% | 0% | 0% | 0% | 0% | 0% | 0% | 34.9% | 35.38% | 5.055% | 2.885% | 12.83% | 91.05% | 0.1842% | 0% | 0% | 0% | 0% | 0.1842% | 0% | 0% | 0% | 0% | 0% | 0% | 0% | 0% | 0% | 0% | 0% | 0%
Sites-Based | LADWP | Retail | 8.052% | 2.779% | 0% | 0% | 0% | 10.83% | 0% | 0% | 0% | 0% | 0% | 0% | 0% | 0% | 0% | 0.7021% | 0% | 0.7021% | 42.74% | 18.48% | 3.966% | 1.814% | 9.544% | 76.55% | 0.08182% | 0% | 0% | 0% | 0% | 0.08182% | 0% | 0% | 0% | 0% | 0% | 0% | 4.301% | 0% | 0% | 6.292% | 1.247% | 11.84%
Sites-Based | LADWP | School | 5.006% | 0.4529% | 0% | 0% | 0% | 5.459% | 1.108% | 0% | 0% | 0% | 0% | 1.108% | 0.6019% | 0% | 0% | 0% | 0% | 0.6019% | 43.75% | 2.562% | 8.006% | 9.504% | 27.55% | 91.37% | 0% | 1.46% | 0% | 0% | 0% | 1.46% | 0% | 0% | 0% | 0% | 0% | 0% | 0% | 0% | 0% | 0% | 0% | 0%
Sites-Based | LADWP | Warehouse | 28.44% | 0% | 0% | 0% | 0% | 28.44% | 0% | 0% | 0% | 0% | 0% | 0% | 0% | 0% | 0% | 0% | 0% | 0% | 37.87% | 25.22% | 1.113% | 0.8664% | 1.808% | 66.88% | 0% | 0% | 0% | 0% | 0% | 0% | 0% | 0% | 0% | 0% | 0% | 0% | 0% | 0% | 0.853% | 0% | 3.828% | 4.681%
Sites-Based | LADWP | All Commercial | 15.66% | 1.889% | 0.2751% | 0.2385% | 0.5283% | 18.6% | 0.04175% | 0.009889% | 0% | 0% | 0% | 0.05163% | 0.05916% | 0.1036% | 0.01431% | 0.2547% | 0.004944% | 0.4367% | 37.69% | 22.4% | 2.959% | 2.71% | 8.771% | 74.53% | 0.4143% | 0.2127% | 0.04012% | 0.03042% | 0.02305% | 0.7205% | 0% | 0% | 0% | 0% | 0% | 0% | 2.968% | 0.03855% | 0.07896% | 1.985% | 0.597% | 5.668%
Sites-Based | SMUD | College | 5.059% | 0% | 1.046% | 0% | 0% | 6.105% | 0% | 0% | 0% | 0% | 0% | 0% | 0% | 0% | 0% | 0% | 0% | 0% | 27.66% | 21.76% | 36.39% | 1.644% | 2.376% | 89.84% | 0% | 0% | 0% | 0% | 0% | 0% | 0% | 0% | 0% | 0% | 0% | 0% | 0% | 4.055% | 0% | 0% | 0% | 4.055%
Sites-Based | SMUD | Food Stores | 2.901% | 0% | 0% | 0% | 0% | 2.901% | 0% | 0% | 0% | 0% | 0% | 0% | 0% | 0% | 0% | 0% | 0% | 0% | 44.86% | 31.17% | 18.05% | 1.324% | 1.697% | 97.1% | 0% | 0% | 0% | 0% | 0% | 0% | 0% | 0% | 0% | 0% | 0% | 0% | 0% | 0% | 0% | 0% | 0% | 0%
Sites-Based | SMUD | Health Care | 0.8125% | 3.648% | 2.426% | 1.486% | 0% | 8.373% | 0% | 0% | 0% | 0% | 0% | 0% | 0.8816% | 1.694% | 0% | 0% | 0% | 2.576% | 29.66% | 26.57% | 22.08% | 9.188% | 0% | 87.49% | 0% | 0% | 0% | 0.8816% | 0.6798% | 1.561% | 0% | 0% | 0% | 0% | 0% | 0% | 0% | 0% | 0% | 0% | 0% | 0%
Sites-Based | SMUD | Lodging | 19.16% | 11.41% | 5.989% | 1.708% | 4.483% | 42.75% | 0% | 0% | 0% | 0% | 0% | 0% | 0% | 0% | 0% | 0% | 0% | 0% | 7.538% | 19.36% | 20.79% | 9.559% | 0% | 57.25% | 0% | 0% | 0% | 0% | 0% | 0% | 0% | 0% | 0% | 0% | 0% | 0% | 0% | 0% | 0% | 0% | 0% | 0%
Sites-Based | SMUD | Miscellaneous | 11.06% | 6.622% | 0.7152% | 0% | 1.029% | 19.43% | 0% | 0% | 0% | 0% | 0% | 0% | 0% | 0% | 0% | 0.2206% | 0% | 0.2206% | 34.54% | 24.24% | 11.89% | 3.058% | 1.003% | 74.73% | 0% | 0.1183% | 0.02281% | 0% | 0% | 0.1411% | 0% | 0% | 0% | 0% | 0% | 0% | 2.559% | 2.053% | 0.3627% | 0.2508% | 0.2508% | 5.476%
Sites-Based | SMUD | Office, Large | 3.005% | 0% | 0% | 3.321% | 0% | 6.326% | 1.969% | 0% | 0% | 0% | 0% | 1.969% | 1.466% | 1.904% | 0% | 0% | 0% | 3.37% | 28.94% | 35.06% | 10.02% | 0% | 0% | 74.01% | 7.614% | 1.466% | 5.243% | 0% | 0% | 14.32% | 0% | 0% | 0% | 0% | 0% | 0% | 0% | 0% | 0% | 0% | 0% | 0%
Sites-Based | SMUD | Office, Small | 4.224% | 1.023% | 0.467% | 0.2207% | 0.9339% | 6.869% | 0% | 0% | 0% | 0% | 0% | 0% | 0% | 0% | 0% | 0% | 0% | 0% | 33.38% | 38.6% | 15.88% | 2.728% | 1.851% | 92.43% | 0% | 0% | 0% | 0% | 0% | 0% | 0% | 0% | 0% | 0% | 0% | 0% | 0.4181% | 0.2781% | 0% | 0% | 0% | 0.6962%
Sites-Based | SMUD | Refrigerated Warehouse | 0% | 2.105% | 0% | 0% | 0% | 2.105% | 0% | 0% | 0% | 0% | 0% | 0% | 0% | 0% | 0% | 0% | 0% | 0% | 18.89% | 30.78% | 36.54% | 11.68% | 0% | 97.9% | 0% | 0% | 0% | 0% | 0% | 0% | 0% | 0% | 0% | 0% | 0% | 0% | 0% | 0% | 0% | 0% | 0% | 0%
Sites-Based | SMUD | Restaurant | 0.984% | 0.328% | 0% | 0.53% | 0.656% | 2.498% | 0% | 0% | 0% | 0% | 0% | 0% | 0% | 0% | 0% | 1.121% | 0% | 1.121% | 31.56% | 32.01% | 21.71% | 8.35% | 2.75% | 96.38% | 0% | 0% | 0% | 0% | 0% | 0% | 0% | 0% | 0% | 0% | 0% | 0% | 0% | 0% | 0% | 0% | 0% | 0%
Sites-Based | SMUD | Retail | 5.701% | 2.287% | 0% | 0% | 0% | 7.988% | 0% | 0% | 0% | 0% | 0% | 0% | 0% | 0% | 0% | 0% | 0% | 0% | 35.7% | 32.24% | 17.44% | 2.989% | 2.634% | 91% | 0% | 0% | 0% | 0% | 0% | 0% | 0% | 0% | 0% | 0% | 0% | 0% | 0.6491% | 0.3624% | 0% | 0% | 0% | 1.011%
Sites-Based | SMUD | School | 1.728% | 0% | 0% | 0% | 0% | 1.728% | 0% | 0% | 0% | 0% | 0% | 0% | 0% | 0% | 0% | 0% | 0% | 0% | 50.52% | 30.48% | 12.13% | 1.685% | 3.458% | 98.27% | 0% | 0% | 0% | 0% | 0% | 0% | 0% | 0% | 0% | 0% | 0% | 0% | 0% | 0% | 0% | 0% | 0% | 0%
Sites-Based | SMUD | Warehouse | 8.291% | 4.652% | 3.983% | 0% | 0% | 16.93% | 0% | 0% | 0% | 0% | 0% | 0% | 0% | 0% | 0% | 0% | 0% | 0% | 21.98% | 32.55% | 23.81% | 0% | 1.782% | 80.12% | 0% | 0% | 0% | 0% | 0% | 0% | 0% | 0% | 0% | 0% | 0% | 0% | 1.064% | 0.9909% | 0% | 0% | 0.8973% | 2.953%
Sites-Based | SMUD | All Commercial | 5.325% | 2.309% | 0.5368% | 0.2283% | 0.5352% | 8.934% | 0.03395% | 0% | 0% | 0% | 0% | 0.03395% | 0.04621% | 0.07305% | 0% | 0.1695% | 0% | 0.2888% | 34.01% | 32.31% | 17.19% | 3.431% | 1.967% | 88.9% | 0.1313% | 0.04426% | 0.09409% | 0.02093% | 0.01614% | 0.3067% | 0% | 0% | 0% | 0% | 0% | 0% | 0.7358% | 0.6214% | 0.05818% | 0.04022% | 0.08045% | 1.536%
Sites-Based | FCZ01 | College | 6.472% | 0% | 0% | 0% | 0% | 6.472% | 0% | 0% | 0% | 0% | 0% | 0% | 0.5068% | 0% | 0.2481% | 0% | 0% | 0.7548% | 42.82% | 32.44% | 1.716% | 0.8579% | 6.969% | 84.8% | 0.05708% | 0% | 0% | 0.05708% | 0% | 0.1142% | 5.661% | 0% | 0% | 0% | 0% | 5.661% | 2.197% | 0% | 0% | 0% | 0% | 2.197%
Sites-Based | FCZ01 | Food Stores | 16.05% | 1.401% | 0% | 0% | 3.097% | 20.55% | 0% | 0% | 0.1302% | 0% | 0% | 0.1302% | 0% | 0.1179% | 0% | 0% | 0% | 0.1179% | 33.13% | 12.63% | 8.321% | 1.1% | 5.14% | 60.32% | 0% | 0% | 0% | 0% | 0% | 0% | 0% | 0% | 0% | 0% | 0.4876% | 0.4876% | 16.48% | 0.5709% | 0% | 0% | 1.339% | 18.39%
Sites-Based | FCZ01 | Health Care | 4.778% | 1.82% | 1.39% | 3.386% | 0.1871% | 11.56% | 0% | 0% | 0% | 0% | 0% | 0% | 0% | 0.1871% | 0% | 0% | 0% | 0.1871% | 35.41% | 26.83% | 11.24% | 5.276% | 7.687% | 86.45% | 1.002% | 0.8018% | 0% | 0% | 0% | 1.804% | 0% | 0% | 0% | 0% | 0% | 0% | 0% | 0% | 0% | 0% | 0% | 0%
Sites-Based | FCZ01 | Lodging | 29.24% | 8.571% | 1.788% | 0.7389% | 3.326% | 43.66% | 0% | 0.4725% | 0% | 0% | 0% | 0.4725% | 0% | 0.3701% | 0% | 0% | 0% | 0.3701% | 25.41% | 8.008% | 15.07% | 2.361% | 4.639% | 55.49% | 0% | 0% | 0% | 0% | 0% | 0% | 0% | 0% | 0% | 0% | 0% | 0% | 0% | 0% | 0% | 0% | 0% | 0%
Sites-Based | FCZ01 | Miscellaneous | 18.63% | 2.851% | 0.8296% | 1.663% | 3.674% | 27.65% | 0.05867% | 0.07116% | 0.05867% | 0% | 0% | 0.1885% | 0.09425% | 0% | 0.1585% | 0.03558% | 0.03558% | 0.3239% | 33.58% | 13.89% | 5.241% | 3.201% | 4.126% | 60.04% | 0.05867% | 0.2352% | 0.05867% | 0.07116% | 0% | 0.4237% | 0.1817% | 0% | 0% | 0% | 0% | 0.1817% | 8.191% | 0.9083% | 0.2516% | 0.1817% | 1.665% | 11.2%
Sites-Based | FCZ01 | Office, Large | 7.994% | 6.969% | 2.022% | 0.2767% | 0.5989% | 17.86% | 0.3282% | 2.404% | 0% | 0% | 0% | 2.732% | 3.602% | 2.366% | 2.493% | 0% | 0% | 8.461% | 23.76% | 19.42% | 9.653% | 5.658% | 2.152% | 60.64% | 3.556% | 3.803% | 1.074% | 1.422% | 0% | 9.855% | 0.4519% | 0% | 0% | 0% | 0% | 0.4519% | 0% | 0% | 0% | 0% | 0% | 0%
Sites-Based | FCZ01 | Office, Small | 3.891% | 0.0193% | 3.756% | 0.3532% | 0.09593% | 8.115% | 0% | 0% | 0% | 0.03215% | 0% | 0.03215% | 0% | 0% | 0% | 0% | 0% | 0% | 44.86% | 22.53% | 5.872% | 3.998% | 6.062% | 83.32% | 0.04796% | 0.09593% | 0% | 0% | 0% | 0.1439% | 3.34% | 0% | 0.6089% | 0.2859% | 0.08347% | 4.318% | 2.433% | 0% | 0.9208% | 0.6089% | 0.104% | 4.067%
Sites-Based | FCZ01 | Refrigerated Warehouse | 21.84% | 0% | 0% | 0% | 0% | 21.84% | 0% | 0% | 0% | 0% | 0% | 0% | 0% | 0% | 0% | 0% | 0% | 0% | 32.77% | 32.43% | 1.42% | 1.664% | 9.877% | 78.16% | 0% | 0% | 0% | 0% | 0% | 0% | 0% | 0% | 0% | 0% | 0% | 0% | 0% | 0% | 0% | 0% | 0% | 0%
Sites-Based | FCZ01 | Restaurant | 7.882% | 1.162% | 0.4537% | 0% | 2.152% | 11.65% | 0% | 0% | 0% | 0% | 0% | 0% | 0% | 0% | 0% | 0% | 0.3138% | 0.3138% | 29.7% | 28.16% | 9.678% | 4.573% | 10.12% | 82.23% | 0% | 0% | 0% | 0% | 0% | 0% | 0.4537% | 0% | 0% | 0% | 0.09529% | 0.549% | 4.512% | 0% | 0.4537% | 0.121% | 0.1672% | 5.254%
Sites-Based | FCZ01 | Retail | 10.43% | 1.056% | 0.07154% | 3.174% | 1.022% | 15.75% | 0% | 0% | 0% | 0% | 0% | 0% | 0.3884% | 0% | 0% | 0% | 0% | 0.3884% | 40.73% | 14.83% | 4.293% | 2.995% | 8.961% | 71.81% | 0% | 0% | 0% | 0% | 0% | 0% | 0.06441% | 0% | 0% | 0% | 0% | 0.06441% | 9.834% | 0.7155% | 0% | 0% | 1.431% | 11.98%
Sites-Based | FCZ01 | School | 4.999% | 0% | 0% | 0% | 1.38% | 6.378% | 0% | 0% | 0% | 0% | 0% | 0% | 0% | 0% | 0% | 0% | 0% | 0% | 52.2% | 23.55% | 3.192% | 2.339% | 12.33% | 93.62% | 0% | 0% | 0% | 0% | 0% | 0% | 0% | 0% | 0% | 0% | 0% | 0% | 0% | 0% | 0% | 0% | 0% | 0%
Sites-Based | FCZ01 | Warehouse | 3.718% | 1.595% | 1.004% | 0% | 2.008% | 8.325% | 0% | 0% | 0% | 0% | 0% | 0% | 0% | 0% | 0% | 0% | 0% | 0% | 42.57% | 31.14% | 7.58% | 0.4719% | 6.594% | 88.35% | 0% | 0% | 0% | 0% | 0% | 0% | 0% | 0% | 0% | 0% | 0% | 0% | 1.004% | 1.313% | 0% | 0% | 1.004% | 3.321%
Sites-Based | FCZ01 | All Commercial | 9.482% | 1.325% | 1.348% | 1.15% | 1.481% | 14.79% | 0.0177% | 0.08381% | 0.01645% | 0.008535% | 0% | 0.1265% | 0.2154% | 0.08213% | 0.09818% | 0.005122% | 0.05421% | 0.455% | 38.14% | 20.18% | 6.396% | 3.376% | 7.111% | 75.2% | 0.142% | 0.1821% | 0.0387% | 0.0515% | 0% | 0.4143% | 1.128% | 0% | 0.1616% | 0.0759% | 0.06703% | 1.433% | 5.903% | 0.3807% | 0.3516% | 0.2067% | 0.7446% | 7.587%
Sites-Based | FCZ02 | College | 0% | 0% | 0% | 0% | 0% | 0% | 0% | 0% | 0% | 0% | 0% | 0% | 1.052% | 0% | 0% | 0% | 0% | 1.052% | 0% | 43.45% | 0% | 6.338% | 0% | 49.78% | 0.5939% | 1.052% | 1.052% | 3.019% | 0% | 5.717% | 0% | 0% | 0% | 0% | 43.45% | 43.45% | 0% | 0% | 0% | 0% | 0% | 0%
Sites-Based | FCZ02 | Food Stores | 10.58% | 1.168% | 0% | 0% | 3.274% | 15.02% | 0% | 0% | 0% | 0% | 0% | 0% | 0% | 0% | 0% | 0% | 0% | 0% | 27.76% | 18.82% | 10.96% | 2.2% | 15.93% | 75.68% | 0% | 0% | 0% | 0% | 0% | 0% | 0% | 0% | 0% | 0% | 0% | 0% | 1.053% | 8.251% | 0% | 0% | 0% | 9.304%
Sites-Based | FCZ02 | Health Care | 3.405% | 2.225% | 0.8821% | 1.281% | 2.606% | 10.4% | 0.4612% | 0% | 0% | 0% | 0% | 0.4612% | 0.8821% | 0% | 0% | 0% | 0% | 0.8821% | 36.22% | 26.49% | 8.178% | 14.26% | 2.646% | 87.8% | 0% | 0% | 0% | 0.4612% | 0% | 0.4612% | 0% | 0% | 0% | 0% | 0% | 0% | 0% | 0% | 0% | 0% | 0% | 0%
Sites-Based | FCZ02 | Lodging | 16.83% | 9.595% | 1.813% | 0.8673% | 1.128% | 30.24% | 0% | 0% | 1.557% | 0% | 0% | 1.557% | 0% | 0% | 1.128% | 1.128% | 0% | 2.257% | 33.73% | 12.96% | 15.09% | 1.487% | 2.694% | 65.95% | 0% | 0% | 0% | 0% | 0% | 0% | 0% | 0% | 0% | 0% | 0% | 0% | 0% | 0% | 0% | 0% | 0% | 0%
Sites-Based | FCZ02 | Miscellaneous | 18.05% | 4.436% | 2.792% | 1.779% | 3.06% | 30.12% | 0% | 0% | 0% | 0% | 0% | 0% | 0% | 0% | 0% | 0% | 0% | 0% | 27.12% | 17.58% | 3.538% | 3.627% | 7.346% | 59.21% | 0% | 0.1159% | 0% | 0% | 0% | 0.1159% | 0% | 0% | 0% | 0% | 0% | 0% | 4.383% | 2.192% | 2.441% | 0.1914% | 1.345% | 10.55%
Sites-Based | FCZ02 | Office, Large | 2.145% | 17.4% | 4.081% | 0% | 0% | 23.62% | 0% | 0% | 0% | 0% | 0% | 0% | 3.827% | 2.811% | 0% | 0% | 0% | 6.637% | 16.19% | 22.77% | 18.36% | 0% | 0% | 57.31% | 8.162% | 4.262% | 0% | 0% | 0% | 12.42% | 0% | 0% | 0% | 0% | 0% | 0% | 0% | 0% | 0% | 0% | 0% | 0%
Sites-Based | FCZ02 | Office, Small | 8.883% | 1.727% | 0.2824% | 0% | 0% | 10.89% | 0% | 0% | 0% | 0% | 0% | 0% | 0% | 0% | 0% | 0% | 0% | 0% | 46.26% | 21.69% | 8.395% | 4.512% | 4.92% | 85.79% | 0.0919% | 0.2238% | 0% | 0% | 0% | 0.3157% | 3.007% | 0% | 0% | 0% | 0% | 3.007% | 0% | 0% | 0% | 0% | 0% | 0%
Sites-Based | FCZ02 | Refrigerated Warehouse | 6.604% | 11.83% | 0% | 9.552% | 0% | 27.98% | 0% | 0% | 0% | 0% | 0% | 0% | 0% | 0% | 0% | 0% | 0% | 0% | 7.756% | 51.55% | 0% | 9.406% | 3.302% | 72.02% | 0% | 0% | 0% | 0% | 0% | 0% | 0% | 0% | 0% | 0% | 0% | 0% | 0% | 0% | 0% | 0% | 0% | 0%
Sites-Based | FCZ02 | Restaurant | 5.211% | 3.361% | 0% | 0% | 0% | 8.572% | 0% | 0% | 0% | 0% | 0% | 0% | 0% | 0% | 0% | 0% | 0% | 0% | 37.94% | 23.45% | 11.78% | 3.552% | 12.86% | 89.58% | 0% | 0% | 0% | 0% | 0% | 0% | 0% | 0% | 0% | 0% | 0% | 0% | 1.85% | 0% | 0% | 0% | 0% | 1.85%
Sites-Based | FCZ02 | Retail | 13.8% | 3.679% | 0.2329% | 0% | 3.679% | 21.4% | 0% | 0% | 0% | 0% | 0% | 0% | 0% | 0% | 0% | 0% | 0% | 0% | 40.57% | 17.07% | 8.993% | 2.102% | 7.614% | 76.34% | 0% | 0% | 0% | 0% | 0% | 0% | 1.214% | 0% | 0% | 0% | 0% | 1.214% | 0% | 0.9199% | 0% | 0% | 0.1283% | 1.048%
Sites-Based | FCZ02 | School | 4.557% | 0% | 0% | 0% | 0% | 4.557% | 0% | 0% | 0% | 0% | 0% | 0% | 0% | 0% | 0% | 0% | 0% | 0% | 72.56% | 7.973% | 4.367% | 4.557% | 5.988% | 95.44% | 0% | 0% | 0% | 0% | 0% | 0% | 0% | 0% | 0% | 0% | 0% | 0% | 0% | 0% | 0% | 0% | 0% | 0%
Sites-Based | FCZ02 | Warehouse | 20.33% | 5.299% | 3.512% | 0% | 3.512% | 32.66% | 0% | 0% | 0% | 0% | 0% | 0% | 0% | 0% | 0% | 0% | 0% | 0% | 28.05% | 17.31% | 10.3% | 2.153% | 8.235% | 66.04% | 0% | 0% | 0% | 0% | 0% | 0% | 0% | 0% | 0% | 0% | 0% | 0% | 0% | 0% | 0% | 1.304% | 0% | 1.304%
Sites-Based | FCZ02 | All Commercial | 11.4% | 3.146% | 0.8642% | 0.4105% | 1.651% | 17.47% | 0.0115% | 0% | 0.0375% | 0% | 0% | 0.049% | 0.06326% | 0.02198% | 0.02718% | 0.02718% | 0% | 0.1396% | 38.19% | 19.97% | 8.245% | 3.758% | 7.267% | 77.43% | 0.1022% | 0.1429% | 0.01134% | 0.04404% | 0% | 0.3005% | 1.268% | 0% | 0% | 0% | 0.4684% | 1.737% | 1.025% | 1.079% | 0.4314% | 0.08287% | 0.2614% | 2.88%
Sites-Based | FCZ03 | College | 0% | 0% | 0% | 0.4656% | 67.75% | 68.22% | 0% | 0% | 0% | 0% | 0% | 0% | 0.4656% | 0% | 0% | 0% | 0% | 0.4656% | 17.19% | 0% | 0.4656% | 0% | 11.76% | 29.42% | 1.897% | 0% | 0% | 0% | 0% | 1.897% | 0% | 0% | 0% | 0% | 0% | 0% | 0% | 0% | 0% | 0% | 0% | 0%
Sites-Based | FCZ03 | Food Stores | 0% | 0% | 0% | 0% | 0% | 0% | 0% | 0% | 0% | 0% | 0% | 0% | 0% | 0% | 0% | 0% | 0% | 0% | 31.06% | 27.11% | 15.46% | 6.403% | 19.96% | 100% | 0% | 0% | 0% | 0% | 0% | 0% | 0% | 0% | 0% | 0% | 0% | 0% | 0% | 0% | 0% | 0% | 0% | 0%
Sites-Based | FCZ03 | Health Care | 5.299% | 4.056% | 0% | 0% | 0% | 9.355% | 0% | 0% | 0% | 0% | 0% | 0% | 0% | 0% | 0% | 0% | 0% | 0% | 36.09% | 26.29% | 17.02% | 6.237% | 5.016% | 90.64% | 0% | 0% | 0% | 0% | 0% | 0% | 0% | 0% | 0% | 0% | 0% | 0% | 0% | 0% | 0% | 0% | 0% | 0%
Sites-Based | FCZ03 | Lodging | 12.02% | 3.642% | 0% | 0.5681% | 0% | 16.23% | 0% | 0% | 0% | 0% | 0% | 0% | 0% | 0% | 0% | 0% | 0% | 0% | 38.6% | 30.44% | 3.374% | 3.6% | 7.765% | 83.77% | 0% | 0% | 0% | 0% | 0% | 0% | 0% | 0% | 0% | 0% | 0% | 0% | 0% | 0% | 0% | 0% | 0% | 0%
Sites-Based | FCZ03 | Miscellaneous | 12.65% | 7.675% | 0% | 0.1893% | 3.932% | 24.45% | 0% | 0% | 0% | 0% | 0% | 0% | 0% | 0% | 0% | 0% | 0% | 0% | 23.7% | 29.12% | 3.334% | 0.1465% | 18.39% | 74.7% | 0% | 0% | 0% | 0% | 0% | 0% | 0% | 0% | 0% | 0% | 0% | 0% | 0% | 0% | 0.8541% | 0% | 0% | 0.8541%
Sites-Based | FCZ03 | Office, Large | 0% | 0% | 0% | 0% | 0% | 0% | 0% | 0% | 0% | 0% | 0% | 0% | 0% | 0% | 0% | 0% | 0% | 0% | 74.26% | 25.74% | 0% | 0% | 0% | 100% | 0% | 0% | 0% | 0% | 0% | 0% | 0% | 0% | 0% | 0% | 0% | 0% | 0% | 0% | 0% | 0% | 0% | 0%
Sites-Based | FCZ03 | Office, Small | 0.341% | 0% | 0% | 0% | 0% | 0.341% | 0.341% | 0% | 0% | 0% | 0% | 0.341% | 0% | 0% | 0% | 0% | 0% | 0% | 37.52% | 31.17% | 14.05% | 2.624% | 13.96% | 99.32% | 0% | 0% | 0% | 0% | 0% | 0% | 0% | 0% | 0% | 0% | 0% | 0% | 0% | 0% | 0% | 0% | 0% | 0%
Sites-Based | FCZ03 | Refrigerated Warehouse | 0% | 34.48% | 0% | 0% | 0% | 34.48% | 0% | 0% | 0% | 0% | 0% | 0% | 0% | 0% | 0% | 0% | 0% | 0% | 0% | 65.52% | 0% | 0% | 0% | 65.52% | 0% | 0% | 0% | 0% | 0% | 0% | 0% | 0% | 0% | 0% | 0% | 0% | 0% | 0% | 0% | 0% | 0% | 0%
Sites-Based | FCZ03 | Restaurant | 2.597% | 0% | 0% | 0% | 0% | 2.597% | 0% | 0% | 0% | 0% | 0% | 0% | 0% | 0% | 0% | 0% | 0% | 0% | 43.02% | 27.99% | 21.2% | 2.597% | 2.597% | 97.4% | 0% | 0% | 0% | 0% | 0% | 0% | 0% | 0% | 0% | 0% | 0% | 0% | 0% | 0% | 0% | 0% | 0% | 0%
Sites-Based | FCZ03 | Retail | 4.596% | 2.083% | 0% | 0% | 4.166% | 10.85% | 0% | 0% | 0% | 0% | 0% | 0% | 0% | 0% | 0% | 0% | 0% | 0% | 32.04% | 12.41% | 9.813% | 9.965% | 22.16% | 86.39% | 0.6854% | 0% | 0% | 0% | 0% | 0.6854% | 2.083% | 0% | 0% | 0% | 0% | 2.083% | 0% | 0% | 0% | 0% | 0% | 0%
Sites-Based | FCZ03 | School | 0% | 4.581% | 0% | 0% | 0% | 4.581% | 0% | 0% | 0% | 0% | 0% | 0% | 0% | 0% | 0% | 0% | 0% | 0% | 58.1% | 12.51% | 4.086% | 0.9923% | 19.73% | 95.42% | 0% | 0% | 0% | 0% | 0% | 0% | 0% | 0% | 0% | 0% | 0% | 0% | 0% | 0% | 0% | 0% | 0% | 0%
Sites-Based | FCZ03 | Warehouse | 12.31% | 0% | 0% | 0% | 9.167% | 21.48% | 0% | 0% | 0% | 0% | 0% | 0% | 0% | 0% | 0% | 0% | 0% | 0% | 23.76% | 27.84% | 6.158% | 1.136% | 19.62% | 78.52% | 0% | 0% | 0% | 0% | 0% | 0% | 0% | 0% | 0% | 0% | 0% | 0% | 0% | 0% | 0% | 0% | 0% | 0%
Sites-Based | FCZ03 | All Commercial | 5.347% | 2.721% | 0% | 0.07561% | 3.996% | 12.14% | 0.08998% | 0% | 0% | 0% | 0% | 0.08998% | 0.01289% | 0% | 0% | 0% | 0% | 0.01289% | 32.71% | 25.35% | 9.984% | 3.244% | 15.76% | 87.05% | 0.1597% | 0% | 0% | 0% | 0% | 0.1597% | 0.3257% | 0% | 0% | 0% | 0% | 0.3257% | 0% | 0% | 0.2247% | 0% | 0% | 0.2247%
Sites-Based | FCZ04 | College | 0% | 0% | 11.02% | 0% | 0% | 11.02% | 0% | 0% | 0% | 0% | 0% | 0% | 0% | 0% | 0% | 0% | 0% | 0% | 21.83% | 30.66% | 24.35% | 2.817% | 9.152% | 88.81% | 0.1729% | 0% | 0% | 0% | 0% | 0.1729% | 0% | 0% | 0% | 0% | 0% | 0% | 0% | 0% | 0% | 0% | 0% | 0%
Sites-Based | FCZ04 | Food Stores | 2.381% | 0.9119% | 0.1597% | 0.9119% | 0% | 4.364% | 0% | 0% | 0% | 0% | 0% | 0% | 0% | 0% | 0% | 0% | 0% | 0% | 27.2% | 26.4% | 16.55% | 9.13% | 14.04% | 93.32% | 0% | 0% | 0% | 0% | 0% | 0% | 0% | 2.312% | 0% | 0% | 0% | 2.312% | 0% | 0% | 0% | 0% | 0% | 0%
Sites-Based | FCZ04 | Health Care | 2.004% | 0% | 0% | 0.6419% | 0% | 2.646% | 0.3883% | 0% | 0% | 0% | 0% | 0.3883% | 0.3883% | 0.3883% | 0% | 0% | 0% | 0.7766% | 19.88% | 34.74% | 26.97% | 4.861% | 7.387% | 93.84% | 0.8149% | 0.3883% | 1.15% | 0% | 0% | 2.354% | 0% | 0% | 0% | 0% | 0% | 0% | 0% | 0% | 0% | 0% | 0% | 0%
Sites-Based | FCZ04 | Lodging | 7.458% | 1.306% | 0% | 4.845% | 0% | 13.61% | 0% | 0% | 0% | 0% | 0% | 0% | 0% | 0% | 0% | 0% | 0% | 0% | 34.4% | 32.56% | 11.53% | 1.389% | 5.934% | 85.81% | 0% | 0% | 0.577% | 0% | 0% | 0.577% | 0% | 0% | 0% | 0% | 0% | 0% | 0% | 0% | 0% | 0% | 0% | 0%
Sites-Based | FCZ04 | Miscellaneous | 5.46% | 5.219% | 1.743% | 0.1005% | 2.127% | 14.65% | 0% | 0% | 0% | 0% | 0% | 0% | 0% | 0% | 0.1788% | 0% | 0% | 0.1788% | 23.48% | 24.89% | 17.69% | 6.98% | 5.351% | 78.39% | 0.07715% | 0.07715% | 0.1005% | 0% | 0% | 0.2548% | 0% | 0.7428% | 0% | 0% | 0% | 0.7428% | 0.7428% | 2.816% | 0% | 0% | 2.228% | 5.787%
Sites-Based | FCZ04 | Office, Large | 0% | 0% | 0% | 0.6615% | 1.087% | 1.748% | 0% | 0% | 3.405% | 0% | 0% | 3.405% | 0% | 0% | 0% | 0% | 0% | 0% | 5.734% | 29.98% | 20.32% | 9.193% | 9.942% | 75.17% | 0% | 2.054% | 0.8129% | 2.289% | 0% | 5.157% | 0% | 0% | 14.52% | 0% | 0% | 14.52% | 0% | 0% | 0% | 0% | 0% | 0%
Sites-Based | FCZ04 | Office, Small | 0.3171% | 1.423% | 0% | 0% | 0% | 1.74% | 0% | 0% | 0% | 0% | 0% | 0% | 0% | 0% | 0% | 0% | 0% | 0% | 8.136% | 36.09% | 41.17% | 3.393% | 6.053% | 94.84% | 0% | 0% | 0% | 0% | 0% | 0% | 0% | 0% | 1.423% | 0% | 1.423% | 2.845% | 0% | 0% | 0.5735% | 0% | 0% | 0.5735%
Sites-Based | FCZ04 | Refrigerated Warehouse | 4.652% | 0% | 0% | 0% | 0% | 4.652% | 0% | 0% | 0% | 0% | 0% | 0% | 0% | 0% | 0% | 0% | 0% | 0% | 22.04% | 45.58% | 14.69% | 4.906% | 8.143% | 95.35% | 0% | 0% | 0% | 0% | 0% | 0% | 0% | 0% | 0% | 0% | 0% | 0% | 0% | 0% | 0% | 0% | 0% | 0%
Sites-Based | FCZ04 | Restaurant | 1.042% | 1.401% | 0% | 0% | 0% | 2.443% | 0% | 0% | 0% | 0% | 0% | 0% | 0% | 0% | 0% | 0% | 0% | 0% | 19.36% | 21.2% | 29.35% | 10.6% | 17.04% | 97.56% | 0% | 0% | 0% | 0% | 0% | 0% | 0% | 0% | 0% | 0% | 0% | 0% | 0% | 0% | 0% | 0% | 0% | 0%
Sites-Based | FCZ04 | Retail | 3.363% | 0% | 0.08058% | 0.5546% | 0% | 3.998% | 0% | 0% | 0% | 0% | 0% | 0% | 0% | 0% | 0% | 0% | 0% | 0% | 27.88% | 19.6% | 25.16% | 7.254% | 14.72% | 94.61% | 0% | 0% | 0% | 0% | 0% | 0% | 0% | 0% | 0% | 0.2306% | 0% | 0.2306% | 0.2306% | 0.9298% | 0% | 0% | 0% | 1.16%
Sites-Based | FCZ04 | School | 3.307% | 4.581% | 0.8541% | 0% | 0% | 8.742% | 0% | 0% | 0% | 0% | 0% | 0% | 0% | 0% | 0% | 0% | 0% | 0% | 27.02% | 34.55% | 16.79% | 5.126% | 7.781% | 91.26% | 0% | 0% | 0% | 0% | 0% | 0% | 0% | 0% | 0% | 0% | 0% | 0% | 0% | 0% | 0% | 0% | 0% | 0%
Sites-Based | FCZ04 | Warehouse | 5.854% | 5.544% | 0% | 0% | 1.421% | 12.82% | 0% | 0.3574% | 0% | 0% | 0% | 0.3574% | 0% | 0% | 0% | 0% | 0% | 0% | 10.05% | 38.73% | 20.66% | 4.978% | 10.19% | 84.62% | 0% | 0.3916% | 0% | 0% | 0% | 0.3916% | 0% | 0% | 0% | 0% | 0% | 0% | 1.421% | 0% | 0.3916% | 0% | 0% | 1.812%
Sites-Based | FCZ04 | All Commercial | 2.679% | 2.102% | 0.5887% | 0.2776% | 0.5123% | 6.16% | 0.01209% | 0.02246% | 0.03788% | 0% | 0% | 0.07243% | 0.01209% | 0.01209% | 0.03456% | 0% | 0% | 0.05873% | 18.84% | 28.53% | 27.39% | 6.159% | 9.671% | 90.59% | 0.04349% | 0.07446% | 0.07258% | 0.02547% | 0% | 0.216% | 0% | 0.2871% | 0.5621% | 0.04344% | 0.4006% | 1.293% | 0.2763% | 0.7193% | 0.1861% | 0% | 0.4306% | 1.612%
Sites-Based | FCZ05 | College | 0.6591% | 0% | 0% | 0% | 0% | 0.6591% | 0% | 0% | 0% | 0% | 0% | 0% | 0.8361% | 0% | 0.6591% | 0% | 0% | 1.495% | 13.4% | 43.79% | 8.492% | 0% | 31.5% | 97.19% | 0.6591% | 0% | 0% | 0% | 0% | 0.6591% | 0% | 0% | 0% | 0% | 0% | 0% | 0% | 0% | 0% | 0% | 0% | 0%
Sites-Based | FCZ05 | Food Stores | 0.3868% | 0.972% | 0% | 0% | 0% | 1.359% | 0% | 0% | 0% | 0% | 0% | 0% | 0% | 0% | 0% | 0% | 0% | 0% | 31.75% | 31.74% | 9.446% | 5.156% | 20.55% | 98.64% | 0% | 0% | 0% | 0% | 0% | 0% | 0% | 0% | 0% | 0% | 0% | 0% | 0% | 0% | 0% | 0% | 0% | 0%
Sites-Based | FCZ05 | Health Care | 0% | 0% | 2.648% | 3.026% | 2.05% | 7.724% | 0% | 0% | 0% | 0% | 0% | 0% | 0.5979% | 0% | 0% | 0.5979% | 0% | 1.196% | 20.97% | 18.05% | 14.57% | 10.48% | 25.36% | 89.43% | 0.585% | 1.066% | 0% | 0% | 0% | 1.651% | 0% | 0% | 0% | 0% | 0% | 0% | 0% | 0% | 0% | 0% | 0% | 0%
Sites-Based | FCZ05 | Lodging | 15.96% | 8.5% | 2.787% | 3.13% | 2.787% | 33.16% | 0% | 0% | 0% | 0% | 0% | 0% | 0.6178% | 0% | 0% | 0.2511% | 0% | 0.8689% | 27.38% | 21.47% | 6.848% | 3.732% | 6.535% | 65.97% | 0% | 0% | 0% | 0% | 0% | 0% | 0% | 0% | 0% | 0% | 0% | 0% | 0% | 0% | 0% | 0% | 0% | 0%
Sites-Based | FCZ05 | Miscellaneous | 4.177% | 2.534% | 0.3758% | 0.2394% | 0.1423% | 7.468% | 0.1493% | 0% | 0% | 0% | 0% | 0.1493% | 0% | 0% | 0% | 0% | 0% | 0% | 36.2% | 23.15% | 8.205% | 6.259% | 15.84% | 89.65% | 0% | 0% | 0% | 0.1017% | 0% | 0.1017% | 0% | 0% | 0% | 0% | 0% | 0% | 0.5918% | 2.04% | 0% | 0% | 0% | 2.632%
Sites-Based | FCZ05 | Office, Large | 25.45% | 0% | 0% | 0% | 0% | 25.45% | 0% | 0% | 0% | 0% | 0% | 0% | 0% | 3.201% | 0% | 0% | 0% | 3.201% | 9.971% | 10.69% | 3.201% | 7.456% | 22.92% | 54.25% | 13.9% | 3.201% | 0% | 0% | 0% | 17.1% | 0% | 0% | 0% | 0% | 0% | 0% | 0% | 0% | 0% | 0% | 0% | 0%
Sites-Based | FCZ05 | Office, Small | 0.0608% | 0% | 0% | 0.2131% | 0.9186% | 1.192% | 0% | 0% | 0% | 0% | 0% | 0% | 0.0608% | 0% | 0% | 0% | 0% | 0.0608% | 32.66% | 22.78% | 20.07% | 12.47% | 8.941% | 96.91% | 0% | 0% | 0% | 0% | 0% | 0% | 1.835% | 0% | 0% | 0% | 0% | 1.835% | 0% | 0% | 0% | 0% | 0% | 0%
Sites-Based | FCZ05 | Refrigerated Warehouse | 14.88% | 0% | 0% | 16.2% | 0% | 31.08% | 0% | 0% | 0% | 0% | 0% | 0% | 0% | 0% | 0% | 0% | 0% | 0% | 27.81% | 10.69% | 7.84% | 7.84% | 14.74% | 68.92% | 0% | 0% | 0% | 0% | 0% | 0% | 0% | 0% | 0% | 0% | 0% | 0% | 0% | 0% | 0% | 0% | 0% | 0%
Sites-Based | FCZ05 | Restaurant | 0.9775% | 0.9775% | 0% | 0% | 0% | 1.955% | 0% | 0% | 0% | 0% | 0% | 0% | 0% | 0% | 0% | 0% | 0% | 0% | 20.45% | 31.45% | 17.16% | 14.07% | 14.92% | 98.04% | 0% | 0% | 0% | 0% | 0% | 0% | 0% | 0% | 0% | 0% | 0% | 0% | 0% | 0% | 0% | 0% | 0% | 0%
Sites-Based | FCZ05 | Retail | 3.493% | 0.4573% | 0% | 0% | 0.9215% | 4.871% | 0% | 0% | 0% | 0% | 0% | 0% | 0% | 0% | 0% | 0% | 0% | 0% | 26.54% | 33.27% | 6.643% | 6.719% | 20.82% | 93.99% | 0% | 0% | 0% | 0% | 0.2176% | 0.2176% | 0.9215% | 0% | 0% | 0% | 0% | 0.9215% | 0% | 0% | 0% | 0% | 0% | 0%
Sites-Based | FCZ05 | School | 1.227% | 0.6746% | 0% | 0% | 0% | 1.901% | 0% | 0% | 0% | 0% | 0% | 0% | 0% | 0% | 0% | 0% | 0% | 0% | 34.15% | 26.82% | 14.59% | 4.543% | 13.33% | 93.44% | 0% | 3.251% | 0% | 0% | 1.407% | 4.658% | 0% | 0% | 0% | 0% | 0% | 0% | 0% | 0% | 0% | 0% | 0% | 0%
Sites-Based | FCZ05 | Warehouse | 2.403% | 2.403% | 0% | 0% | 0% | 4.807% | 0% | 0% | 0% | 0% | 0% | 0% | 0% | 0% | 0% | 0% | 0% | 0% | 18.98% | 39.88% | 16.17% | 5.756% | 12.49% | 93.28% | 0% | 0% | 0% | 0% | 0% | 0% | 0% | 0% | 0% | 0% | 0% | 0% | 1.909% | 0% | 0% | 0% | 0% | 1.909%
Sites-Based | FCZ05 | All Commercial | 2.248% | 0.9809% | 0.1807% | 0.2959% | 0.581% | 4.287% | 0.0269% | 0% | 0% | 0% | 0% | 0.0269% | 0.04999% | 0.02063% | 0.005839% | 0.02076% | 0% | 0.09722% | 29.13% | 27.6% | 13.03% | 8.888% | 15.29% | 93.95% | 0.1126% | 0.136% | 0% | 0.01833% | 0.08355% | 0.3505% | 0.7196% | 0% | 0% | 0% | 0% | 0.7196% | 0.2058% | 0.3677% | 0% | 0% | 0% | 0.5735%
Sites-Based | FCZ06 | College | 3.94% | 0% | 0% | 1.99% | 50% | 55.93% | 0% | 0% | 0% | 0% | 0% | 0% | 0% | 0% | 0% | 0% | 0% | 0% | 8.996% | 5.651% | 25.46% | 0.617% | 3.156% | 43.88% | 0.191% | 0% | 0% | 0% | 0% | 0.191% | 0% | 0% | 0% | 0% | 0% | 0% | 0% | 0% | 0% | 0% | 0% | 0%
Sites-Based | FCZ06 | Food Stores | 4.222% | 2.348% | 0% | 0% | 0% | 6.571% | 0% | 0% | 0% | 0% | 0% | 0% | 0% | 0% | 0% | 0% | 0% | 0% | 30.37% | 25.52% | 7.245% | 3.958% | 24.49% | 91.58% | 0% | 0% | 0% | 0% | 0% | 0% | 0% | 0% | 0% | 0% | 0% | 0% | 1.847% | 0% | 0% | 0% | 0% | 1.847%
Sites-Based | FCZ06 | Health Care | 0% | 3.283% | 2.246% | 0% | 0% | 5.529% | 0% | 0% | 0% | 0% | 0% | 0% | 0% | 0% | 0% | 0% | 0% | 0% | 16.08% | 61.99% | 2.484% | 12.88% | 1.037% | 94.47% | 0% | 0% | 0% | 0% | 0% | 0% | 0% | 0% | 0% | 0% | 0% | 0% | 0% | 0% | 0% | 0% | 0% | 0%
Sites-Based | FCZ06 | Lodging | 8.808% | 8.512% | 0.964% | 1.305% | 0% | 19.59% | 0% | 0% | 0% | 0% | 0% | 0% | 0% | 0.482% | 0% | 0.2813% | 0.482% | 1.245% | 44.47% | 13.81% | 9.613% | 1.48% | 6.661% | 76.03% | 0.7398% | 1.222% | 1.17% | 0% | 0% | 3.131% | 0% | 0% | 0% | 0% | 0% | 0% | 0% | 0% | 0% | 0% | 0% | 0%
Sites-Based | FCZ06 | Miscellaneous | 11.01% | 6.693% | 3.859% | 10.45% | 3.188% | 35.2% | 0% | 0% | 0% | 0% | 0% | 0% | 0% | 0% | 0% | 0% | 0% | 0% | 25.88% | 18.31% | 3.742% | 2.737% | 9.251% | 59.92% | 0% | 0% | 0% | 0% | 0% | 0% | 0% | 0% | 0% | 0% | 0% | 0% | 3.658% | 1.219% | 0% | 0% | 0% | 4.877%
Sites-Based | FCZ06 | Office, Large | 12.34% | 8.112% | 0% | 1.907% | 0% | 22.36% | 0% | 0% | 0% | 0% | 0% | 0% | 0% | 0% | 6.172% | 0% | 0% | 6.172% | 13.32% | 51.98% | 0% | 0% | 6.172% | 71.47% | 0% | 0% | 0% | 0% | 0% | 0% | 0% | 0% | 0% | 0% | 0% | 0% | 0% | 0% | 0% | 0% | 0% | 0%
Sites-Based | FCZ06 | Office, Small | 8.167% | 6.14% | 0.6286% | 0% | 0% | 14.94% | 0% | 0% | 0% | 0% | 0% | 0% | 0% | 0% | 0% | 0% | 0% | 0% | 30.05% | 25.5% | 6.74% | 4.296% | 14.37% | 80.96% | 0.09006% | 0% | 0% | 0% | 0% | 0.09006% | 2.226% | 0% | 1.598% | 0% | 0% | 3.824% | 0% | 0.1924% | 0% | 0% | 0% | 0.1924%
Sites-Based | FCZ06 | Refrigerated Warehouse | 6.209% | 0% | 0% | 32.94% | 36.01% | 75.16% | 0% | 0% | 0% | 0% | 0% | 0% | 0% | 0% | 0% | 0% | 0% | 0% | 6.209% | 6.209% | 0% | 12.42% | 0% | 24.84% | 0% | 0% | 0% | 0% | 0% | 0% | 0% | 0% | 0% | 0% | 0% | 0% | 0% | 0% | 0% | 0% | 0% | 0%
Sites-Based | FCZ06 | Restaurant | 3.517% | 1.71% | 0% | 0% | 0.8368% | 6.064% | 0% | 0% | 0% | 0% | 0% | 0% | 0% | 0% | 0% | 0% | 0% | 0% | 28.76% | 27.65% | 14.63% | 4.699% | 11.79% | 87.52% | 0% | 0% | 0% | 0% | 0% | 0% | 0% | 0% | 0% | 0% | 1.71% | 1.71% | 1.71% | 0.9867% | 2.008% | 0% | 0% | 4.704%
Sites-Based | FCZ06 | Retail | 7.016% | 8.493% | 0% | 0% | 4.105% | 19.61% | 0% | 0% | 0% | 0% | 0% | 0% | 0% | 0% | 0% | 0% | 0.2806% | 0.2806% | 20.87% | 24.93% | 8.532% | 4.136% | 19.79% | 78.25% | 0% | 0% | 0% | 0% | 0% | 0% | 0.2806% | 0% | 0% | 0% | 0% | 0.2806% | 1.569% | 0% | 0% | 0% | 0% | 1.569%
Sites-Based | FCZ06 | School | 5.04% | 0% | 0% | 0% | 0% | 5.04% | 0% | 0% | 0% | 0% | 0% | 0% | 0% | 0% | 0% | 0% | 0% | 0% | 41.58% | 36.4% | 1.86% | 5.04% | 10.08% | 94.96% | 0% | 0% | 0% | 0% | 0% | 0% | 0% | 0% | 0% | 0% | 0% | 0% | 0% | 0% | 0% | 0% | 0% | 0%
Sites-Based | FCZ06 | Warehouse | 3.729% | 7.457% | 0% | 0% | 0% | 11.19% | 0% | 0% | 0% | 0% | 0% | 0% | 0% | 0% | 0% | 0% | 0% | 0% | 16.95% | 20.65% | 17.53% | 7.325% | 18.19% | 80.65% | 0% | 0% | 0% | 0% | 0% | 0% | 0% | 0% | 0% | 0% | 0% | 0% | 0% | 3.729% | 4.436% | 0% | 0% | 8.165%
Sites-Based | FCZ06 | All Commercial | 7.214% | 5.737% | 0.9468% | 1.926% | 2.538% | 18.36% | 0% | 0% | 0% | 0% | 0% | 0% | 0% | 0.01785% | 0.031% | 0.01042% | 0.06497% | 0.1242% | 26.92% | 24.43% | 8.285% | 4.176% | 13.83% | 77.63% | 0.06274% | 0.04526% | 0.04333% | 0% | 0% | 0.1513% | 0.8136% | 0% | 0.5501% | 0% | 0.2047% | 1.568% | 1.176% | 0.5509% | 0.4334% | 0% | 0% | 2.16%
Sites-Based | FCZ07 | College | 6.971% | 0.2478% | 1.983% | 0% | 0% | 9.201% | 0% | 0% | 0% | 0% | 0% | 0% | 0.3523% | 0% | 0% | 0% | 0% | 0.3523% | 44.49% | 28.63% | 7.004% | 4.86% | 4.336% | 89.33% | 0.6288% | 0% | 0.2937% | 0.1953% | 0% | 1.118% | 0% | 0% | 0% | 0% | 0% | 0% | 0% | 0% | 0% | 0% | 0% | 0%
Sites-Based | FCZ07 | Food Stores | 12.43% | 0.81% | 0.1423% | 0% | 0.4033% | 13.78% | 0% | 0% | 0% | 0% | 0% | 0% | 0% | 0% | 0% | 0% | 0% | 0% | 56% | 15.81% | 4.077% | 1.443% | 6.23% | 83.56% | 0% | 0% | 0% | 0% | 0% | 0% | 1.024% | 0% | 0% | 0% | 0% | 1.024% | 1.294% | 0% | 0% | 0% | 0.3338% | 1.628%
Sites-Based | FCZ07 | Health Care | 3.711% | 0.7347% | 0% | 0% | 0.608% | 5.053% | 0.6913% | 0.3774% | 0% | 0% | 0% | 1.069% | 0.4305% | 0.4308% | 0.1001% | 0% | 0.4613% | 1.423% | 43.91% | 19.96% | 11.78% | 7.174% | 7.41% | 90.24% | 1.296% | 0.2303% | 0.2303% | 0% | 0.4613% | 2.218% | 0% | 0% | 0% | 0% | 0% | 0% | 0% | 0% | 0% | 0% | 0% | 0%
Sites-Based | FCZ07 | Lodging | 10.68% | 10.38% | 0.3572% | 0.946% | 1.185% | 23.55% | 0.4288% | 0.9016% | 0% | 0% | 0% | 1.33% | 0% | 0.3572% | 0% | 0.4782% | 0.3572% | 1.193% | 36.74% | 18.57% | 4.645% | 3.9% | 8.53% | 72.39% | 0.3572% | 0% | 0.4288% | 0% | 0% | 0.786% | 0% | 0% | 0% | 0% | 0% | 0% | 0.7566% | 0% | 0% | 0% | 0% | 0.7566%
Sites-Based | FCZ07 | Miscellaneous | 19.9% | 3.857% | 0.3211% | 0.2798% | 2.031% | 26.39% | 0% | 0% | 0.02621% | 0% | 0.02819% | 0.0544% | 0.2357% | 0.0366% | 0% | 0% | 0.02819% | 0.3005% | 33.46% | 14.27% | 3.092% | 1.523% | 6.956% | 59.31% | 0.02621% | 0% | 0.06281% | 0% | 0.05241% | 0.1414% | 0% | 0% | 0.1606% | 0% | 0% | 0.1606% | 11.33% | 1.284% | 0.1123% | 0.2519% | 0.6685% | 13.65%
Sites-Based | FCZ07 | Office, Large | 1.262% | 4.448% | 0.4212% | 0% | 0.8424% | 6.973% | 0.8408% | 0% | 0% | 0% | 0.8408% | 1.682% | 2.364% | 0% | 1.632% | 0.6225% | 0% | 4.618% | 21.94% | 32.51% | 9.67% | 2.138% | 10.3% | 76.56% | 1.54% | 6.502% | 0% | 0.6619% | 1.46% | 10.16% | 0% | 0% | 0% | 0% | 0% | 0% | 0% | 0% | 0% | 0% | 0% | 0%
Sites-Based | FCZ07 | Office, Small | 5.31% | 0.6363% | 1.035% | 0% | 0.5734% | 7.555% | 0% | 0% | 0% | 0% | 0% | 0% | 0.02394% | 0.1853% | 0% | 0% | 0% | 0.2092% | 46.16% | 25.97% | 6.022% | 4.359% | 8.448% | 90.96% | 0% | 0% | 0% | 0% | 0% | 0% | 0.4489% | 0.6342% | 0.1221% | 0% | 0% | 1.205% | 0.07226% | 0% | 0% | 0% | 0% | 0.07226%
Sites-Based | FCZ07 | Refrigerated Warehouse | 8.151% | 4.848% | 0% | 0% | 2.106% | 15.11% | 0% | 0% | 0% | 0% | 0% | 0% | 0% | 0% | 0% | 0% | 0% | 0% | 36.65% | 15.64% | 8.071% | 2.673% | 21.86% | 84.89% | 0% | 0% | 0% | 0% | 0% | 0% | 0% | 0% | 0% | 0% | 0% | 0% | 0% | 0% | 0% | 0% | 0% | 0%
Sites-Based | FCZ07 | Restaurant | 2.682% | 0.8673% | 0% | 0% | 0.5782% | 4.127% | 0% | 0% | 0% | 0% | 0% | 0% | 0% | 0% | 0% | 0% | 0% | 0% | 45.3% | 27.01% | 8.458% | 4.19% | 9.469% | 94.43% | 0% | 0% | 0% | 0% | 0% | 0% | 0.2891% | 0% | 0% | 0% | 0.5782% | 0.8673% | 0.2891% | 0.2891% | 0% | 0% | 0% | 0.5782%
Sites-Based | FCZ07 | Retail | 14.98% | 1.673% | 0.3378% | 0.2373% | 1.825% | 19.05% | 0% | 0.01456% | 0% | 0% | 0.0175% | 0.03206% | 0% | 0% | 0% | 0% | 0% | 0% | 41.58% | 16.79% | 4.945% | 4.83% | 8.084% | 76.23% | 0% | 0.035% | 0% | 0% | 0.04542% | 0.08042% | 0.4746% | 0% | 0% | 0% | 0.2373% | 0.712% | 3.893% | 0% | 0% | 0% | 0% | 3.893%
Sites-Based | FCZ07 | School | 7.311% | 0.828% | 0% | 0% | 1.031% | 9.17% | 0% | 0% | 0% | 0% | 0.5115% | 0.5115% | 0.6952% | 0% | 0% | 0% | 0% | 0.6952% | 61.73% | 14.24% | 4.897% | 1.809% | 6.638% | 89.32% | 0.3067% | 0% | 0% | 0% | 0% | 0.3067% | 0% | 0% | 0% | 0% | 0% | 0% | 0% | 0% | 0% | 0% | 0% | 0%
Sites-Based | FCZ07 | Warehouse | 6.466% | 1.128% | 0.5956% | 0.4575% | 2.954% | 11.6% | 0% | 0% | 0% | 0% | 0% | 0% | 0% | 0% | 0% | 0% | 0% | 0% | 37.21% | 27.94% | 7.13% | 0.848% | 10.44% | 83.57% | 0% | 0% | 0% | 0% | 0% | 0% | 0.4575% | 0% | 0% | 0% | 0% | 0.4575% | 3.638% | 0.1381% | 0.1381% | 0% | 0.4575% | 4.372%
Sites-Based | FCZ07 | All Commercial | 10.3% | 1.634% | 0.4884% | 0.1431% | 1.287% | 13.85% | 0.02703% | 0.01812% | 0.00407% | 0% | 0.0363% | 0.08551% | 0.1107% | 0.06214% | 0.02476% | 0.01316% | 0.0151% | 0.2258% | 42.77% | 21.06% | 5.682% | 3.584% | 8.18% | 81.28% | 0.07131% | 0.1051% | 0.02294% | 0.01308% | 0.04825% | 0.2607% | 0.3554% | 0.1582% | 0.05539% | 0% | 0.1348% | 0.7039% | 3.139% | 0.2444% | 0.02612% | 0.03911% | 0.1501% | 3.599%
Sites-Based | FCZ08 | College | 4.403% | 0% | 3.389% | 0% | 0% | 7.793% | 0% | 0% | 0% | 0% | 0% | 0% | 0.4279% | 0% | 0% | 0% | 1.516% | 1.943% | 22.93% | 46.8% | 10.1% | 8.914% | 0% | 88.75% | 0% | 1.516% | 0% | 0% | 0% | 1.516% | 0% | 0% | 0% | 0% | 0% | 0% | 0% | 0% | 0% | 0% | 0% | 0%
Sites-Based | FCZ08 | Food Stores | 6.64% | 0.6504% | 0% | 0% | 1.614% | 8.904% | 0% | 0% | 0% | 0% | 0% | 0% | 0% | 0% | 0% | 0% | 0% | 0% | 33.15% | 29.36% | 6.59% | 7.827% | 3.985% | 80.91% | 0% | 0% | 0% | 0% | 0% | 0% | 0% | 0% | 0% | 0% | 0% | 0% | 6.954% | 0% | 0% | 0% | 3.227% | 10.18%
Sites-Based | FCZ08 | Health Care | 0.8693% | 0% | 0.7433% | 0.7433% | 0% | 2.356% | 0.3063% | 0% | 0% | 0% | 0% | 0.3063% | 0% | 0% | 0% | 0% | 0% | 0% | 22.48% | 61.81% | 11.36% | 1.69% | 0% | 97.34% | 0% | 0% | 0% | 0% | 0% | 0% | 0% | 0% | 0% | 0% | 0% | 0% | 0% | 0% | 0% | 0% | 0% | 0%
Sites-Based | FCZ08 | Lodging | 19.26% | 14.82% | 0% | 0% | 4.21% | 38.29% | 0% | 0% | 0% | 0% | 0% | 0% | 0% | 0% | 0% | 0% | 0% | 0% | 35.82% | 12.35% | 3.642% | 0.8342% | 9.053% | 61.71% | 0% | 0% | 0% | 0% | 0% | 0% | 0% | 0% | 0% | 0% | 0% | 0% | 0% | 0% | 0% | 0% | 0% | 0%
Sites-Based | FCZ08 | Miscellaneous | 11.38% | 3.174% | 0.05695% | 0% | 0.4945% | 15.1% | 0% | 0% | 0% | 0% | 0% | 0% | 0.2462% | 0.05695% | 0% | 0% | 0% | 0.3031% | 25.78% | 36.29% | 8.018% | 1.098% | 7.403% | 78.58% | 0% | 0% | 0% | 0% | 0% | 0% | 0% | 0% | 0% | 0% | 0% | 0% | 5.763% | 0% | 0% | 0% | 0.2472% | 6.01%
Sites-Based | FCZ08 | Office, Large | 0.4881% | 2.929% | 0.7059% | 0% | 0% | 4.123% | 0% | 0% | 0% | 0% | 0% | 0% | 0.9379% | 0.4881% | 0.9379% | 0% | 0% | 2.364% | 5.023% | 28.41% | 41.22% | 10.78% | 0% | 85.43% | 4.044% | 0% | 0% | 4.044% | 0% | 8.087% | 0% | 0% | 0% | 0% | 0% | 0% | 0% | 0% | 0% | 0% | 0% | 0%
Sites-Based | FCZ08 | Office, Small | 1.335% | 0% | 0% | 0.2031% | 0% | 1.538% | 0% | 0% | 0% | 0% | 0% | 0% | 0% | 1.713% | 0% | 0% | 0% | 1.713% | 26.1% | 52.16% | 6.298% | 5.672% | 4.811% | 95.04% | 0% | 0% | 0% | 0% | 0% | 0% | 0% | 0% | 0% | 0% | 0% | 0% | 1.713% | 0% | 0% | 0% | 0% | 1.713%
Sites-Based | FCZ08 | Refrigerated Warehouse | 35.01% | 0% | 0% | 0% | 0% | 35.01% | 0% | 0% | 0% | 0% | 0% | 0% | 0% | 0% | 0% | 0% | 0% | 0% | 48.16% | 0% | 0% | 0% | 16.83% | 64.99% | 0% | 0% | 0% | 0% | 0% | 0% | 0% | 0% | 0% | 0% | 0% | 0% | 0% | 0% | 0% | 0% | 0% | 0%
Sites-Based | FCZ08 | Restaurant | 0% | 0% | 0% | 0% | 0% | 0% | 0% | 0% | 0% | 0% | 0% | 0% | 0% | 0% | 0% | 0% | 0% | 0% | 26.43% | 62.61% | 5.079% | 2.899% | 2.986% | 100% | 0% | 0% | 0% | 0% | 0% | 0% | 0% | 0% | 0% | 0% | 0% | 0% | 0% | 0% | 0% | 0% | 0% | 0%
Sites-Based | FCZ08 | Retail | 4.122% | 0% | 0% | 1.366% | 0% | 5.488% | 0% | 0% | 0% | 0% | 0% | 0% | 0% | 0% | 0% | 0% | 0% | 0% | 37.96% | 35.13% | 6.13% | 1.682% | 10.44% | 91.35% | 0% | 0% | 0% | 0% | 0% | 0% | 0% | 0% | 0% | 0% | 0% | 0% | 1.905% | 0% | 1.26% | 0% | 0% | 3.164%
Sites-Based | FCZ08 | School | 2.766% | 0% | 0% | 0.6176% | 0% | 3.383% | 0% | 0% | 0% | 0% | 0% | 0% | 0% | 0% | 0% | 0% | 0% | 0% | 55.68% | 28.17% | 10.01% | 2.766% | 0% | 96.62% | 0% | 0% | 0% | 0% | 0% | 0% | 0% | 0% | 0% | 0% | 0% | 0% | 0% | 0% | 0% | 0% | 0% | 0%
Sites-Based | FCZ08 | Warehouse | 2.597% | 2.597% | 0% | 0% | 0% | 5.194% | 0% | 0% | 0% | 0% | 0% | 0% | 0% | 0% | 0% | 0% | 0% | 0% | 28.05% | 31.38% | 19.31% | 1.773% | 7.79% | 88.31% | 0% | 0% | 0% | 0% | 0% | 0% | 0% | 0% | 0% | 0% | 0% | 0% | 5.194% | 0% | 0% | 0% | 1.301% | 6.495%
Sites-Based | FCZ08 | All Commercial | 3.993% | 0.8821% | 0.1055% | 0.4068% | 0.2186% | 5.606% | 0.016% | 0% | 0% | 0% | 0% | 0.016% | 0.06051% | 0.5046% | 0.01686% | 0% | 0.02022% | 0.6022% | 29.31% | 44.14% | 7.897% | 3.484% | 5.861% | 90.69% | 0.0727% | 0.02022% | 0% | 0.0727% | 0% | 0.1656% | 0% | 0% | 0% | 0% | 0% | 0% | 2.378% | 0% | 0.2744% | 0% | 0.2649% | 2.917%
Sites-Based | FCZ09 | College | 1.985% | 0% | 0% | 0% | 0% | 1.985% | 0% | 0% | 0% | 0% | 0% | 0% | 0% | 0% | 0% | 0% | 0% | 0% | 57.31% | 34.13% | 0% | 5.268% | 0% | 96.71% | 1.306% | 0% | 0% | 0% | 0% | 1.306% | 0% | 0% | 0% | 0% | 0% | 0% | 0% | 0% | 0% | 0% | 0% | 0%
Sites-Based | FCZ09 | Food Stores | 0% | 0% | 0% | 0% | 0% | 0% | 0% | 0.7239% | 0% | 0% | 0% | 0.7239% | 0% | 0% | 0% | 0% | 0% | 0% | 50.55% | 22.93% | 6.608% | 0.7559% | 18.43% | 99.28% | 0% | 0% | 0% | 0% | 0% | 0% | 0% | 0% | 0% | 0% | 0% | 0% | 0% | 0% | 0% | 0% | 0% | 0%
Sites-Based | FCZ09 | Health Care | 0% | 0% | 0% | 0% | 1.057% | 1.057% | 3.111% | 1.154% | 0% | 0% | 0% | 4.265% | 1.791% | 0% | 0% | 0% | 0% | 1.791% | 8.513% | 31.87% | 37.58% | 1.87% | 11.71% | 91.54% | 0% | 0% | 0% | 1.348% | 0% | 1.348% | 0% | 0% | 0% | 0% | 0% | 0% | 0% | 0% | 0% | 0% | 0% | 0%
Sites-Based | FCZ09 | Lodging | 18.89% | 4.52% | 4.509% | 7.9% | 6.117% | 41.93% | 0% | 0% | 0% | 0% | 0% | 0% | 0% | 0% | 0% | 0% | 0% | 0% | 45.64% | 6.117% | 3.124% | 0% | 0% | 54.88% | 3.184% | 0% | 0% | 0% | 0% | 3.184% | 0% | 0% | 0% | 0% | 0% | 0% | 0% | 0% | 0% | 0% | 0% | 0%
Sites-Based | FCZ09 | Miscellaneous | 3.311% | 0% | 0.5221% | 1.234% | 2.789% | 7.855% | 0% | 0% | 0% | 0% | 0% | 0% | 0% | 0% | 0% | 0% | 0% | 0% | 37.97% | 29.16% | 9.879% | 1.103% | 10.75% | 88.86% | 0% | 0.2491% | 0% | 0% | 0.2491% | 0.4983% | 0% | 0% | 0% | 0% | 0% | 0% | 2.789% | 0% | 0% | 0% | 0% | 2.789%
Sites-Based | FCZ09 | Office, Large | 0% | 0% | 0% | 0% | 0% | 0% | 0% | 0% | 0% | 0% | 0% | 0% | 0% | 0% | 0% | 0% | 0% | 0% | 73.07% | 11.62% | 8.583% | 0% | 0% | 93.27% | 6.727% | 0% | 0% | 0% | 0% | 6.727% | 0% | 0% | 0% | 0% | 0% | 0% | 0% | 0% | 0% | 0% | 0% | 0%
Sites-Based | FCZ09 | Office, Small | 0% | 1.002% | 0% | 0.9721% | 3.718% | 5.692% | 0% | 0% | 0% | 0% | 0% | 0% | 0% | 0% | 0% | 0% | 0% | 0% | 26.68% | 20.13% | 26.39% | 4.855% | 16.25% | 94.31% | 0% | 0% | 0% | 0% | 0% | 0% | 0% | 0% | 0% | 0% | 0% | 0% | 0% | 0% | 0% | 0% | 0% | 0%
Sites-Based | FCZ09 | Refrigerated Warehouse | 0% | 0% | 0% | 0% | 0% | 0% | 0% | 0% | 0% | 0% | 0% | 0% | 0% | 0% | 0% | 0% | 0% | 0% | 0% | 100% | 0% | 0% | 0% | 100% | 0% | 0% | 0% | 0% | 0% | 0% | 0% | 0% | 0% | 0% | 0% | 0% | 0% | 0% | 0% | 0% | 0% | 0%
Sites-Based | FCZ09 | Restaurant | 0% | 0% | 0% | 1.339% | 1.099% | 2.438% | 0% | 0% | 0% | 0% | 0% | 0% | 0% | 0% | 0% | 0% | 0% | 0% | 23.89% | 32.98% | 7.57% | 14.74% | 18.39% | 97.56% | 0% | 0% | 0% | 0% | 0% | 0% | 0% | 0% | 0% | 0% | 0% | 0% | 0% | 0% | 0% | 0% | 0% | 0%
Sites-Based | FCZ09 | Retail | 3.701% | 2.186% | 0% | 0% | 0% | 5.887% | 0% | 0% | 0% | 0% | 0% | 0% | 0% | 0% | 0% | 0% | 0% | 0% | 23.98% | 29.54% | 25.64% | 6.107% | 6.655% | 91.93% | 0% | 0% | 0% | 0% | 0% | 0% | 0% | 0% | 0% | 0% | 0% | 0% | 0% | 0% | 2.186% | 0% | 0% | 2.186%
Sites-Based | FCZ09 | School | 0% | 3.974% | 0% | 0% | 0% | 3.974% | 0% | 0% | 0% | 0% | 0% | 0% | 0% | 0% | 0.6643% | 0% | 0% | 0.6643% | 18.36% | 36.49% | 10.16% | 16.49% | 11.87% | 93.37% | 1.329% | 0% | 0% | 0.6643% | 0% | 1.993% | 0% | 0% | 0% | 0% | 0% | 0% | 0% | 0% | 0% | 0% | 0% | 0%
Sites-Based | FCZ09 | Warehouse | 0% | 7.421% | 0% | 0% | 5.605% | 13.03% | 0% | 0% | 0% | 0% | 0% | 0% | 0% | 0% | 0% | 0% | 0% | 0% | 9.194% | 21.85% | 9.102% | 6.929% | 18.47% | 65.55% | 0% | 0% | 0% | 0% | 0% | 0% | 0% | 0% | 0% | 0% | 0% | 0% | 15.82% | 5.605% | 0% | 0% | 0% | 21.42%
Sites-Based | FCZ09 | All Commercial | 1.795% | 1.42% | 0.1995% | 0.8195% | 2.123% | 6.356% | 0.06435% | 0.06451% | 0% | 0% | 0% | 0.1289% | 0.03706% | 0% | 0.04196% | 0% | 0% | 0.07902% | 28.58% | 26.64% | 17.19% | 5.829% | 12.76% | 91% | 0.1893% | 0.04954% | 0% | 0.06984% | 0.04954% | 0.3582% | 0% | 0% | 0% | 0% | 0% | 0% | 1.371% | 0.2891% | 0.4174% | 0% | 0% | 2.077%
Sites-Based | FCZ10 | College | 0% | 0% | 0% | 0% | 0% | 0% | 0% | 0% | 0% | 0% | 0% | 0% | 0.4274% | 0% | 0% | 0% | 0% | 0.4274% | 5.064% | 28.47% | 13.68% | 37.29% | 12.16% | 96.66% | 0.4347% | 2.475% | 0% | 0% | 0% | 2.909% | 0% | 0% | 0% | 0% | 0% | 0% | 0% | 0% | 0% | 0% | 0% | 0%
Sites-Based | FCZ10 | Food Stores | 2.048% | 1.578% | 0% | 0% | 0% | 3.626% | 0% | 0% | 0% | 0% | 0% | 0% | 0% | 0% | 0% | 0% | 0% | 0% | 28.89% | 28.57% | 14.96% | 9.931% | 14.03% | 96.37% | 0% | 0% | 0% | 0% | 0% | 0% | 0% | 0% | 0% | 0% | 0% | 0% | 0% | 0% | 0% | 0% | 0% | 0%
Sites-Based | FCZ10 | Health Care | 0.9972% | 0.8638% | 0% | 1.898% | 0.4726% | 4.232% | 0% | 0% | 0% | 0% | 0% | 0% | 0% | 0.1052% | 0% | 0% | 0.4726% | 0.5778% | 13.02% | 32.38% | 12.99% | 6.142% | 27.75% | 92.28% | 1.504% | 0% | 0% | 1.405% | 0% | 2.909% | 0% | 0% | 0% | 0% | 0% | 0% | 0% | 0% | 0% | 0% | 0% | 0%
Sites-Based | FCZ10 | Lodging | 6.539% | 14.17% | 7.204% | 0.2877% | 1.635% | 29.84% | 0% | 0% | 0% | 0% | 0% | 0% | 0% | 0% | 0% | 0% | 0% | 0% | 17.22% | 25.29% | 11.11% | 4.068% | 9.345% | 67.03% | 0% | 2.841% | 0.2877% | 0% | 0% | 3.129% | 0% | 0% | 0% | 0% | 0% | 0% | 0% | 0% | 0% | 0% | 0% | 0%
Sites-Based | FCZ10 | Miscellaneous | 0.1726% | 9.68% | 0.7194% | 1.3% | 0.3236% | 12.19% | 0% | 0% | 0% | 0% | 0% | 0% | 0% | 0% | 0% | 0.1336% | 0% | 0.1336% | 17.1% | 45.11% | 7.994% | 3.179% | 7.801% | 81.19% | 0% | 0.151% | 0.151% | 0% | 0% | 0.302% | 0.9335% | 0% | 0% | 0% | 0% | 0.9335% | 2.8% | 2.212% | 0% | 0.06412% | 0.1726% | 5.249%
Sites-Based | FCZ10 | Office, Large | 0% | 0% | 0% | 0% | 0% | 0% | 0% | 0% | 0% | 0% | 0% | 0% | 0% | 0% | 0% | 0% | 0% | 0% | 0% | 31.69% | 28.18% | 36.3% | 3.829% | 100% | 0% | 0% | 0% | 0% | 0% | 0% | 0% | 0% | 0% | 0% | 0% | 0% | 0% | 0% | 0% | 0% | 0% | 0%
Sites-Based | FCZ10 | Office, Small | 1.463% | 0% | 0% | 0% | 1.712% | 3.176% | 0% | 0% | 0% | 0% | 0% | 0% | 0% | 0% | 0% | 0% | 0% | 0% | 12.96% | 41.26% | 20.12% | 8.829% | 11.59% | 94.77% | 0% | 0% | 0% | 0% | 0% | 0% | 0% | 1.712% | 0.3447% | 0% | 0% | 2.057% | 0% | 0% | 0% | 0% | 0% | 0%
Sites-Based | FCZ10 | Refrigerated Warehouse | 0% | 0% | 0% | 0% | 0% | 0% | 0% | 0% | 0% | 0% | 0% | 0% | 0% | 0% | 0% | 0% | 0% | 0% | 12.8% | 23.82% | 12.8% | 50.58% | 0% | 100% | 0% | 0% | 0% | 0% | 0% | 0% | 0% | 0% | 0% | 0% | 0% | 0% | 0% | 0% | 0% | 0% | 0% | 0%
Sites-Based | FCZ10 | Restaurant | 0% | 0% | 0% | 0% | 0% | 0% | 0% | 0% | 0% | 0% | 0% | 0% | 0% | 0% | 0% | 0% | 0% | 0% | 13.72% | 51% | 17.84% | 9.539% | 7.905% | 100% | 0% | 0% | 0% | 0% | 0% | 0% | 0% | 0% | 0% | 0% | 0% | 0% | 0% | 0% | 0% | 0% | 0% | 0%
Sites-Based | FCZ10 | Retail | 0% | 1.361% | 0.1067% | 0% | 0% | 1.467% | 0% | 0% | 0% | 0% | 0% | 0% | 0% | 0% | 0% | 0% | 0% | 0% | 9.912% | 57.25% | 16.74% | 7.721% | 6.208% | 97.83% | 0% | 0% | 0% | 0% | 0% | 0% | 0% | 0% | 0% | 0% | 0% | 0% | 0.7033% | 0% | 0% | 0% | 0% | 0.7033%
Sites-Based | FCZ10 | School | 0% | 0% | 0% | 0% | 0% | 0% | 0% | 0% | 0% | 0% | 0% | 0% | 0% | 0% | 0% | 0.9547% | 0% | 0.9547% | 38.69% | 25.96% | 23.95% | 6.649% | 3.801% | 99.05% | 0% | 0% | 0% | 0% | 0% | 0% | 0% | 0% | 0% | 0% | 0% | 0% | 0% | 0% | 0% | 0% | 0% | 0%
Sites-Based | FCZ10 | Warehouse | 2.719% | 1.331% | 0% | 0% | 1.097% | 5.147% | 0% | 0% | 0% | 0% | 0% | 0% | 0% | 0% | 0% | 0% | 0% | 0% | 9.092% | 43.15% | 27.26% | 7.653% | 3.878% | 91.04% | 0% | 0% | 0% | 0% | 0% | 0% | 0% | 0% | 1.097% | 0% | 0% | 1.097% | 0.5253% | 2.194% | 0% | 0% | 0% | 2.719%
Sites-Based | FCZ10 | All Commercial | 0.7758% | 2.447% | 0.2316% | 0.292% | 0.5786% | 4.325% | 0% | 0% | 0% | 0% | 0% | 0% | 0.005906% | 0.002953% | 0% | 0.0457% | 0.01326% | 0.06782% | 13.81% | 45.65% | 16.9% | 8.177% | 8.774% | 93.32% | 0.04821% | 0.09075% | 0.03035% | 0.03942% | 0% | 0.2087% | 0.1693% | 0.4053% | 0.1661% | 0% | 0% | 0.7408% | 0.7275% | 0.5704% | 0% | 0.01163% | 0.03131% | 1.341%
Sites-Based | FCZ11 | College | 0% | 0% | 0% | 0.286% | 0% | 0.286% | 0% | 0% | 0% | 0% | 0% | 0% | 0% | 1.136% | 0% | 0% | 0% | 1.136% | 11.6% | 47.64% | 29.98% | 8.902% | 0% | 98.13% | 0% | 0% | 0.4531% | 0% | 0% | 0.4531% | 0% | 0% | 0% | 0% | 0% | 0% | 0% | 0% | 0% | 0% | 0% | 0%
Sites-Based | FCZ11 | Food Stores | 0% | 1.572% | 0% | 0% | 1.572% | 3.143% | 0% | 0% | 0% | 0% | 0% | 0% | 0% | 0% | 0% | 0% | 0% | 0% | 27.87% | 35.21% | 4.541% | 12.16% | 17.08% | 96.86% | 0% | 0% | 0% | 0% | 0% | 0% | 0% | 0% | 0% | 0% | 0% | 0% | 0% | 0% | 0% | 0% | 0% | 0%
Sites-Based | FCZ11 | Health Care | 0% | 0% | 0% | 0% | 2.125% | 2.125% | 0.4396% | 0% | 0% | 0% | 0% | 0.4396% | 0% | 1.067% | 0% | 0% | 0% | 1.067% | 12.12% | 33.27% | 6.335% | 20.16% | 24.48% | 96.37% | 0% | 0% | 0% | 0% | 0% | 0% | 0% | 0% | 0% | 0% | 0% | 0% | 0% | 0% | 0% | 0% | 0% | 0%
Sites-Based | FCZ11 | Lodging | 6.718% | 6.643% | 3.511% | 1.391% | 7.127% | 25.39% | 0% | 0% | 0% | 0% | 0% | 0% | 0% | 0% | 0% | 0% | 0% | 0% | 15.98% | 29.82% | 7.506% | 5.367% | 11.5% | 70.18% | 0% | 4.433% | 0% | 0% | 0% | 4.433% | 0% | 0% | 0% | 0% | 0% | 0% | 0% | 0% | 0% | 0% | 0% | 0%
Sites-Based | FCZ11 | Miscellaneous | 3.001% | 4.614% | 1.235% | 0% | 1.188% | 10.04% | 0% | 0% | 0.36% | 0% | 0% | 0.36% | 0% | 0% | 0% | 0% | 0% | 0% | 11.8% | 39.11% | 12.51% | 3.175% | 11.55% | 78.14% | 0.36% | 0.1526% | 0% | 0% | 0% | 0.5126% | 0% | 0% | 0% | 0% | 0% | 0% | 3.532% | 4.415% | 0% | 1.239% | 1.766% | 10.95%
Sites-Based | FCZ11 | Office, Large | 0% | 0% | 0% | 0% | 0% | 0% | 0% | 0% | 0% | 0% | 0% | 0% | 5.968% | 0% | 0% | 0% | 0% | 5.968% | 5.968% | 19.5% | 36.13% | 17.58% | 14.85% | 94.03% | 0% | 0% | 0% | 0% | 0% | 0% | 0% | 0% | 0% | 0% | 0% | 0% | 0% | 0% | 0% | 0% | 0% | 0%
Sites-Based | FCZ11 | Office, Small | 0% | 0% | 0% | 0% | 0% | 0% | 0% | 0% | 0% | 0% | 0% | 0% | 0% | 0% | 0% | 0% | 0% | 0% | 12.14% | 38.76% | 24.69% | 11.55% | 11.02% | 98.16% | 0% | 0% | 0% | 0% | 0% | 0% | 0% | 1.838% | 0% | 0% | 0% | 1.838% | 0% | 0% | 0% | 0% | 0% | 0%
Sites-Based | FCZ11 | Refrigerated Warehouse | 5.652% | 0% | 0% | 0% | 0% | 5.652% | 0% | 0% | 0% | 0% | 0% | 0% | 0% | 0% | 0% | 0% | 0% | 0% | 7.239% | 54.6% | 32.51% | 0% | 0% | 94.35% | 0% | 0% | 0% | 0% | 0% | 0% | 0% | 0% | 0% | 0% | 0% | 0% | 0% | 0% | 0% | 0% | 0% | 0%
Sites-Based | FCZ11 | Restaurant | 0% | 0% | 1.49% | 0% | 0% | 1.49% | 0% | 0% | 0% | 0% | 0% | 0% | 0% | 0% | 0% | 0% | 0% | 0% | 12.04% | 44.01% | 14.97% | 11.4% | 16.08% | 98.51% | 0% | 0% | 0% | 0% | 0% | 0% | 0% | 0% | 0% | 0% | 0% | 0% | 0% | 0% | 0% | 0% | 0% | 0%
Sites-Based | FCZ11 | Retail | 1.499% | 2.678% | 0% | 0% | 1.012% | 5.188% | 0% | 0% | 0% | 0% | 0% | 0% | 0% | 0% | 0% | 0% | 0% | 0% | 10.58% | 42.54% | 22.81% | 4.849% | 12.25% | 93.03% | 0% | 0% | 0% | 0% | 0% | 0% | 0% | 0% | 1.012% | 0% | 0% | 1.012% | 0.6541% | 0% | 0% | 0.1131% | 0% | 0.7672%
Sites-Based | FCZ11 | School | 0% | 0% | 0% | 0% | 0% | 0% | 0% | 0% | 0% | 0% | 0% | 0% | 0% | 0% | 0% | 0% | 0% | 0% | 23% | 33.09% | 21.23% | 7.855% | 14.7% | 99.87% | 0% | 0% | 0% | 0.1286% | 0% | 0.1286% | 0% | 0% | 0% | 0% | 0% | 0% | 0% | 0% | 0% | 0% | 0% | 0%
Sites-Based | FCZ11 | Warehouse | 2.521% | 3.387% | 0% | 0% | 0% | 5.907% | 0% | 0% | 0% | 0% | 0% | 0% | 0% | 0% | 0% | 0% | 0% | 0% | 12.28% | 32.38% | 31.61% | 7.655% | 5.766% | 89.7% | 0% | 0% | 0% | 0% | 0% | 0% | 0% | 0% | 0% | 0% | 0% | 0% | 0% | 0% | 0% | 1.874% | 2.521% | 4.394%
Sites-Based | FCZ11 | All Commercial | 1.115% | 1.781% | 0.4341% | 0.01877% | 0.6566% | 4.005% | 0.01105% | 0% | 0.06491% | 0% | 0% | 0.07596% | 0.03222% | 0.04303% | 0% | 0% | 0% | 0.07525% | 12.69% | 39.57% | 19.77% | 8.223% | 12.3% | 92.57% | 0.06491% | 0.07432% | 0.006472% | 0.004085% | 0% | 0.1498% | 0% | 0.5124% | 0.2463% | 0% | 0% | 0.7587% | 0.7961% | 0.7961% | 0% | 0.3391% | 0.4369% | 2.368%
Sites-Based | FCZ12c | College | 3.176% | 3.176% | 0% | 0% | 2.974% | 9.326% | 0% | 0% | 0% | 0% | 0% | 0% | 2.465% | 0% | 0% | 0% | 0% | 2.465% | 18.42% | 42.16% | 15.06% | 5.963% | 6.352% | 87.95% | 0.2546% | 0% | 0% | 0% | 0% | 0.2546% | 0% | 0% | 0% | 0% | 0% | 0% | 0% | 0% | 0% | 0% | 0% | 0%
Sites-Based | FCZ12c | Food Stores | 10.88% | 6.2% | 0.4506% | 0% | 0.3832% | 17.91% | 0% | 0% | 0% | 0% | 0% | 0% | 0% | 0% | 0% | 0% | 0% | 0% | 27.88% | 25.56% | 7.478% | 4.513% | 9.87% | 75.3% | 0% | 0% | 0% | 0% | 0% | 0% | 0% | 1.135% | 0% | 0% | 0% | 1.135% | 2.253% | 3.02% | 0.3832% | 0% | 0% | 5.656%
Sites-Based | FCZ12c | Health Care | 3.255% | 5.679% | 0% | 0.5095% | 0% | 9.443% | 0% | 0% | 0% | 0% | 0% | 0% | 0% | 0.9125% | 1.365% | 0% | 0% | 2.278% | 16.62% | 52.9% | 5.538% | 11.03% | 0% | 86.08% | 0.9426% | 0% | 1.254% | 0% | 0% | 2.196% | 0% | 0% | 0% | 0% | 0% | 0% | 0% | 0% | 0% | 0% | 0% | 0%
Sites-Based | FCZ12c | Lodging | 16.81% | 14.33% | 1.647% | 2.87% | 3.409% | 39.07% | 0% | 0% | 0% | 0% | 0% | 0% | 0.929% | 0% | 0% | 2.075% | 0% | 3.004% | 30.92% | 10.93% | 10.5% | 1.772% | 2.153% | 56.28% | 0% | 0% | 0.929% | 0% | 0% | 0.929% | 0% | 0% | 0% | 0% | 0% | 0% | 0% | 0.7178% | 0% | 0% | 0% | 0.7178%
Sites-Based | FCZ12c | Miscellaneous | 5.965% | 3.27% | 1.247% | 0% | 1.715% | 12.2% | 0% | 0% | 0% | 0% | 0% | 0% | 0.3472% | 0% | 0% | 0% | 0% | 0.3472% | 32.16% | 24.29% | 8.323% | 2.865% | 7.632% | 75.27% | 0% | 0.0921% | 0.3064% | 0% | 0% | 0.3985% | 0.2551% | 0% | 0% | 0% | 0% | 0.2551% | 3.677% | 3.629% | 0.2551% | 0% | 3.967% | 11.53%
Sites-Based | FCZ12c | Office, Large | 6.523% | 8.316% | 3.286% | 0.4731% | 0% | 18.6% | 0% | 2.245% | 1.391% | 0% | 0% | 3.636% | 2.381% | 3.539% | 5.379% | 1.461% | 0% | 12.76% | 9.424% | 37.51% | 6.591% | 1.17% | 2.186% | 56.88% | 3.036% | 2.19% | 1.776% | 1.125% | 0% | 8.126% | 0% | 0% | 0% | 0% | 0% | 0% | 0% | 0% | 0% | 0% | 0% | 0%
Sites-Based | FCZ12c | Office, Small | 2.35% | 5.81% | 0.1363% | 0.05713% | 0.7514% | 9.105% | 0% | 0% | 0% | 0.09343% | 0% | 0.09343% | 0.09343% | 0.8823% | 0.1791% | 0% | 0% | 1.155% | 22.58% | 41.94% | 8.543% | 4.659% | 6.242% | 83.96% | 0% | 0.05885% | 0% | 0.05713% | 0% | 0.116% | 0.5678% | 3.718% | 0.08436% | 0% | 0% | 4.37% | 0.8892% | 0.3145% | 0% | 0% | 0% | 1.204%
Sites-Based | FCZ12c | Refrigerated Warehouse | 9.153% | 0% | 3.56% | 0% | 0% | 12.71% | 0% | 0% | 0% | 0% | 0% | 0% | 0% | 0% | 0% | 0% | 0% | 0% | 4.179% | 31.89% | 33.38% | 0% | 0% | 69.46% | 0% | 0% | 0% | 0% | 0% | 0% | 0% | 0% | 0% | 0% | 0% | 0% | 0% | 0% | 17.83% | 0% | 0% | 17.83%
Sites-Based | FCZ12c | Restaurant | 8.903% | 5.814% | 0.5975% | 0.5797% | 0.7512% | 16.65% | 0% | 0% | 0% | 0% | 0% | 0% | 0% | 0% | 0% | 0% | 0% | 0% | 24.82% | 34.54% | 9.516% | 7.304% | 5.844% | 82.02% | 0% | 0% | 0% | 0% | 0% | 0% | 0% | 0.5797% | 0% | 0% | 0% | 0.5797% | 0.5797% | 0% | 0% | 0% | 0.1714% | 0.7512%
Sites-Based | FCZ12c | Retail | 4.339% | 1.861% | 0% | 0% | 5.486% | 11.68% | 0% | 0% | 0% | 0% | 0% | 0% | 0% | 0% | 0% | 0.2655% | 0% | 0.2655% | 19.62% | 39.68% | 6.436% | 1.395% | 12.02% | 79.15% | 0% | 0% | 0% | 0% | 0% | 0% | 0.6474% | 0% | 0% | 0% | 0% | 0.6474% | 1.475% | 0.8844% | 0.06509% | 0% | 5.826% | 8.251%
Sites-Based | FCZ12c | School | 0% | 0% | 0% | 16.7% | 3.328% | 20.03% | 0% | 0% | 0% | 0% | 0% | 0% | 0% | 0% | 0% | 0% | 0% | 0% | 12.95% | 19.41% | 17.16% | 18.85% | 11.61% | 79.97% | 0% | 0% | 0% | 0% | 0% | 0% | 0% | 0% | 0% | 0% | 0% | 0% | 0% | 0% | 0% | 0% | 0% | 0%
Sites-Based | FCZ12c | Warehouse | 1.174% | 6.706% | 0% | 0% | 2.347% | 10.23% | 0% | 0% | 0% | 0% | 0% | 0% | 0% | 0% | 0% | 0% | 0% | 0% | 26.38% | 34.86% | 19.07% | 1.415% | 4.524% | 86.25% | 0% | 0% | 0% | 0% | 0% | 0% | 0% | 1.174% | 0% | 0% | 0% | 1.174% | 1.174% | 0% | 0% | 0% | 1.174% | 2.347%
Sites-Based | FCZ12c | All Commercial | 4.663% | 4.86% | 0.447% | 0.4988% | 1.871% | 12.34% | 0% | 0.06977% | 0.04324% | 0.03545% | 0% | 0.1485% | 0.1961% | 0.461% | 0.2594% | 0.1266% | 0% | 1.043% | 23.25% | 36.38% | 8.925% | 4.242% | 7.3% | 80.1% | 0.114% | 0.1023% | 0.1317% | 0.05664% | 0% | 0.4045% | 0.3664% | 1.583% | 0.032% | 0% | 0% | 1.982% | 1.304% | 0.8972% | 0.1337% | 0% | 1.646% | 3.981%
Sites-Based | FCZ12i | College | 5.137% | 0% | 0% | 0% | 0% | 5.137% | 0% | 0% | 0% | 0% | 0% | 0% | 0% | 1.196% | 0% | 0% | 0% | 1.196% | 24.85% | 16.24% | 13.79% | 17.29% | 19.56% | 91.74% | 1.929% | 0% | 0% | 0% | 0% | 1.929% | 0% | 0% | 0% | 0% | 0% | 0% | 0% | 0% | 0% | 0% | 0% | 0%
Sites-Based | FCZ12i | Food Stores | 8.335% | 0.8967% | 0% | 0% | 0% | 9.231% | 0% | 0% | 0% | 0% | 0% | 0% | 0% | 0% | 0% | 0% | 0% | 0% | 34.46% | 37.99% | 5.185% | 2.47% | 4.303% | 84.41% | 0% | 0% | 0% | 0% | 0% | 0% | 0% | 0% | 0% | 0% | 0% | 0% | 4.29% | 2.069% | 0% | 0% | 0% | 6.36%
Sites-Based | FCZ12i | Health Care | 2.873% | 1.46% | 0% | 0% | 0% | 4.334% | 0% | 0% | 0% | 0% | 0% | 0% | 0% | 2.102% | 0% | 0% | 0% | 2.102% | 43.49% | 28.84% | 9.4% | 1.82% | 9.018% | 92.57% | 0.9929% | 0% | 0% | 0% | 0% | 0.9929% | 0% | 0% | 0% | 0% | 0% | 0% | 0% | 0% | 0% | 0% | 0% | 0%
Sites-Based | FCZ12i | Lodging | 15.86% | 12.69% | 0% | 1.486% | 0% | 30.04% | 0% | 0% | 0% | 0% | 0% | 0% | 0% | 0% | 0% | 0% | 0% | 0% | 22.04% | 39.86% | 3.907% | 3.349% | 0% | 69.16% | 0% | 0.3996% | 0.3996% | 0% | 0% | 0.7992% | 0% | 0% | 0% | 0% | 0% | 0% | 0% | 0% | 0% | 0% | 0% | 0%
Sites-Based | FCZ12i | Miscellaneous | 8.134% | 7.277% | 0.3915% | 0% | 4.225% | 20.03% | 0% | 0% | 0% | 0% | 0% | 0% | 0% | 0% | 0% | 0% | 0.1856% | 0.1856% | 26.22% | 22.51% | 6.3% | 1.191% | 11.12% | 67.35% | 0% | 0% | 0.2247% | 0.1761% | 0% | 0.4008% | 0% | 0% | 0% | 0% | 0% | 0% | 6.416% | 1.887% | 0% | 0% | 3.736% | 12.04%
Sites-Based | FCZ12i | Office, Large | 0% | 3.819% | 0.9338% | 0% | 0% | 4.752% | 0% | 0% | 5.443% | 0% | 0% | 5.443% | 0% | 11.13% | 3.988% | 0.9757% | 0% | 16.09% | 27.56% | 34.24% | 2.561% | 6.72% | 0% | 71.08% | 0% | 2.636% | 0% | 0% | 0% | 2.636% | 0% | 0% | 0% | 0% | 0% | 0% | 0% | 0% | 0% | 0% | 0% | 0%
Sites-Based | FCZ12i | Office, Small | 2.106% | 0.7694% | 0.0491% | 0% | 2.986% | 5.911% | 0% | 0.2103% | 0% | 0% | 0% | 0.2103% | 0% | 0% | 0% | 0% | 0% | 0% | 29.98% | 23.96% | 6.94% | 1.657% | 22.37% | 84.9% | 0% | 0% | 0.2103% | 0% | 0% | 0.2103% | 1.896% | 0.6828% | 3.077% | 0% | 1.213% | 6.869% | 1.213% | 0% | 0% | 0% | 0.6828% | 1.896%
Sites-Based | FCZ12i | Refrigerated Warehouse | 0% | 0% | 0% | 69.07% | 0% | 69.07% | 0% | 0% | 0% | 0% | 0% | 0% | 0% | 0% | 0% | 0% | 0% | 0% | 30.93% | 0% | 0% | 0% | 0% | 30.93% | 0% | 0% | 0% | 0% | 0% | 0% | 0% | 0% | 0% | 0% | 0% | 0% | 0% | 0% | 0% | 0% | 0% | 0%
Sites-Based | FCZ12i | Restaurant | 5.295% | 1.325% | 0% | 0.2924% | 1.861% | 8.773% | 0% | 0% | 0% | 0% | 0% | 0% | 0% | 0% | 0% | 0% | 0% | 0% | 38.59% | 33.55% | 5.768% | 3.859% | 9.456% | 91.23% | 0% | 0% | 0% | 0% | 0% | 0% | 0% | 0% | 0% | 0% | 0% | 0% | 0% | 0% | 0% | 0% | 0% | 0%
Sites-Based | FCZ12i | Retail | 3.092% | 0.5912% | 0% | 0% | 6.514% | 10.2% | 0% | 0% | 0% | 0% | 0% | 0% | 0% | 0% | 0% | 0% | 0% | 0% | 24.81% | 25.66% | 7.937% | 1.528% | 28.43% | 88.37% | 0% | 0% | 0% | 0% | 0% | 0% | 0% | 0% | 0% | 0% | 0% | 0% | 1.435% | 0% | 0% | 0% | 0% | 1.435%
Sites-Based | FCZ12i | School | 0% | 1.053% | 0% | 1.053% | 0% | 2.106% | 0% | 0% | 0% | 0% | 0% | 0% | 0% | 0% | 0% | 0% | 0% | 0% | 44% | 31.05% | 14.85% | 0% | 8.006% | 97.89% | 0% | 0% | 0% | 0% | 0% | 0% | 0% | 0% | 0% | 0% | 0% | 0% | 0% | 0% | 0% | 0% | 0% | 0%
Sites-Based | FCZ12i | Warehouse | 0% | 4.254% | 0.5246% | 0% | 5.4% | 10.18% | 0% | 0% | 0% | 0% | 0% | 0% | 0% | 0% | 0% | 0% | 0% | 0% | 30.43% | 31.81% | 9.487% | 1.728% | 13.91% | 87.37% | 0% | 0% | 0% | 0% | 0% | 0% | 0% | 0% | 0% | 0% | 0% | 0% | 1.263% | 1.186% | 0% | 0% | 0% | 2.448%
Sites-Based | FCZ12i | All Commercial | 4.139% | 2.328% | 0.1194% | 0.1295% | 3.497% | 10.21% | 0% | 0.06456% | 0.06456% | 0% | 0% | 0.1291% | 0% | 0.2038% | 0.0473% | 0.01157% | 0.03294% | 0.2956% | 30.01% | 26.8% | 7.198% | 2.07% | 17.48% | 83.55% | 0.05037% | 0.03668% | 0.1099% | 0.03126% | 0% | 0.2282% | 0.582% | 0.2096% | 0.9446% | 0% | 0.3724% | 2.109% | 2.1% | 0.4985% | 0% | 0% | 0.8727% | 3.471%
Sites-Based | FCZ13 | College | 5.059% | 0% | 1.046% | 0% | 0% | 6.105% | 0% | 0% | 0% | 0% | 0% | 0% | 0% | 0% | 0% | 0% | 0% | 0% | 27.66% | 21.76% | 36.39% | 1.644% | 2.376% | 89.84% | 0% | 0% | 0% | 0% | 0% | 0% | 0% | 0% | 0% | 0% | 0% | 0% | 0% | 4.055% | 0% | 0% | 0% | 4.055%
Sites-Based | FCZ13 | Food Stores | 2.901% | 0% | 0% | 0% | 0% | 2.901% | 0% | 0% | 0% | 0% | 0% | 0% | 0% | 0% | 0% | 0% | 0% | 0% | 44.86% | 31.17% | 18.05% | 1.324% | 1.697% | 97.1% | 0% | 0% | 0% | 0% | 0% | 0% | 0% | 0% | 0% | 0% | 0% | 0% | 0% | 0% | 0% | 0% | 0% | 0%
Sites-Based | FCZ13 | Health Care | 0.8125% | 3.648% | 2.426% | 1.486% | 0% | 8.373% | 0% | 0% | 0% | 0% | 0% | 0% | 0.8816% | 1.694% | 0% | 0% | 0% | 2.576% | 29.66% | 26.57% | 22.08% | 9.188% | 0% | 87.49% | 0% | 0% | 0% | 0.8816% | 0.6798% | 1.561% | 0% | 0% | 0% | 0% | 0% | 0% | 0% | 0% | 0% | 0% | 0% | 0%
Sites-Based | FCZ13 | Lodging | 19.16% | 11.41% | 5.989% | 1.708% | 4.483% | 42.75% | 0% | 0% | 0% | 0% | 0% | 0% | 0% | 0% | 0% | 0% | 0% | 0% | 7.538% | 19.36% | 20.79% | 9.559% | 0% | 57.25% | 0% | 0% | 0% | 0% | 0% | 0% | 0% | 0% | 0% | 0% | 0% | 0% | 0% | 0% | 0% | 0% | 0% | 0%
Sites-Based | FCZ13 | Miscellaneous | 11.06% | 6.622% | 0.7152% | 0% | 1.029% | 19.43% | 0% | 0% | 0% | 0% | 0% | 0% | 0% | 0% | 0% | 0.2206% | 0% | 0.2206% | 34.54% | 24.24% | 11.89% | 3.058% | 1.003% | 74.73% | 0% | 0.1183% | 0.02281% | 0% | 0% | 0.1411% | 0% | 0% | 0% | 0% | 0% | 0% | 2.559% | 2.053% | 0.3627% | 0.2508% | 0.2508% | 5.476%
Sites-Based | FCZ13 | Office, Large | 3.005% | 0% | 0% | 3.321% | 0% | 6.326% | 1.969% | 0% | 0% | 0% | 0% | 1.969% | 1.466% | 1.904% | 0% | 0% | 0% | 3.37% | 28.94% | 35.06% | 10.02% | 0% | 0% | 74.01% | 7.614% | 1.466% | 5.243% | 0% | 0% | 14.32% | 0% | 0% | 0% | 0% | 0% | 0% | 0% | 0% | 0% | 0% | 0% | 0%
Sites-Based | FCZ13 | Office, Small | 4.224% | 1.023% | 0.467% | 0.2207% | 0.9339% | 6.869% | 0% | 0% | 0% | 0% | 0% | 0% | 0% | 0% | 0% | 0% | 0% | 0% | 33.38% | 38.6% | 15.88% | 2.728% | 1.851% | 92.43% | 0% | 0% | 0% | 0% | 0% | 0% | 0% | 0% | 0% | 0% | 0% | 0% | 0.4181% | 0.2781% | 0% | 0% | 0% | 0.6962%
Sites-Based | FCZ13 | Refrigerated Warehouse | 0% | 2.105% | 0% | 0% | 0% | 2.105% | 0% | 0% | 0% | 0% | 0% | 0% | 0% | 0% | 0% | 0% | 0% | 0% | 18.89% | 30.78% | 36.54% | 11.68% | 0% | 97.9% | 0% | 0% | 0% | 0% | 0% | 0% | 0% | 0% | 0% | 0% | 0% | 0% | 0% | 0% | 0% | 0% | 0% | 0%
Sites-Based | FCZ13 | Restaurant | 0.984% | 0.328% | 0% | 0.53% | 0.656% | 2.498% | 0% | 0% | 0% | 0% | 0% | 0% | 0% | 0% | 0% | 1.121% | 0% | 1.121% | 31.56% | 32.01% | 21.71% | 8.35% | 2.75% | 96.38% | 0% | 0% | 0% | 0% | 0% | 0% | 0% | 0% | 0% | 0% | 0% | 0% | 0% | 0% | 0% | 0% | 0% | 0%
Sites-Based | FCZ13 | Retail | 5.701% | 2.287% | 0% | 0% | 0% | 7.988% | 0% | 0% | 0% | 0% | 0% | 0% | 0% | 0% | 0% | 0% | 0% | 0% | 35.7% | 32.24% | 17.44% | 2.989% | 2.634% | 91% | 0% | 0% | 0% | 0% | 0% | 0% | 0% | 0% | 0% | 0% | 0% | 0% | 0.6491% | 0.3624% | 0% | 0% | 0% | 1.011%
Sites-Based | FCZ13 | School | 1.728% | 0% | 0% | 0% | 0% | 1.728% | 0% | 0% | 0% | 0% | 0% | 0% | 0% | 0% | 0% | 0% | 0% | 0% | 50.52% | 30.48% | 12.13% | 1.685% | 3.458% | 98.27% | 0% | 0% | 0% | 0% | 0% | 0% | 0% | 0% | 0% | 0% | 0% | 0% | 0% | 0% | 0% | 0% | 0% | 0%
Sites-Based | FCZ13 | Warehouse | 8.291% | 4.652% | 3.983% | 0% | 0% | 16.93% | 0% | 0% | 0% | 0% | 0% | 0% | 0% | 0% | 0% | 0% | 0% | 0% | 21.98% | 32.55% | 23.81% | 0% | 1.782% | 80.12% | 0% | 0% | 0% | 0% | 0% | 0% | 0% | 0% | 0% | 0% | 0% | 0% | 1.064% | 0.9909% | 0% | 0% | 0.8973% | 2.953%
Sites-Based | FCZ13 | All Commercial | 5.325% | 2.309% | 0.5368% | 0.2283% | 0.5352% | 8.934% | 0.03395% | 0% | 0% | 0% | 0% | 0.03395% | 0.04621% | 0.07305% | 0% | 0.1695% | 0% | 0.2888% | 34.01% | 32.31% | 17.19% | 3.431% | 1.967% | 88.9% | 0.1313% | 0.04426% | 0.09409% | 0.02093% | 0.01614% | 0.3067% | 0% | 0% | 0% | 0% | 0% | 0% | 0.7358% | 0.6214% | 0.05818% | 0.04022% | 0.08045% | 1.536%
Sites-Based | FCZ16 | College | 6.677% | 0% | 0% | 17.26% | 0% | 23.94% | 0% | 0% | 0% | 0% | 0% | 0% | 0% | 0% | 0% | 0% | 0% | 0% | 19.82% | 0% | 56.24% | 0% | 0% | 76.06% | 0% | 0% | 0% | 0% | 0% | 0% | 0% | 0% | 0% | 0% | 0% | 0% | 0% | 0% | 0% | 0% | 0% | 0%
Sites-Based | FCZ16 | Food Stores | 25.2% | 0% | 0% | 3.312% | 3.312% | 31.82% | 0% | 0% | 0% | 0% | 0% | 0% | 0% | 0% | 0% | 0% | 0% | 0% | 54.23% | 8.148% | 1.36% | 2.799% | 1.004% | 67.55% | 0% | 0% | 0% | 0% | 0% | 0% | 0% | 0% | 0% | 0% | 0% | 0% | 0.633% | 0% | 0% | 0% | 0% | 0.633%
Sites-Based | FCZ16 | Health Care | 1.18% | 0% | 0% | 0% | 0% | 1.18% | 0% | 0% | 0% | 0% | 0% | 0% | 1.031% | 0% | 0% | 0% | 0% | 1.031% | 18.81% | 13.09% | 0% | 0% | 63.9% | 95.81% | 0% | 1.982% | 0% | 0% | 0% | 1.982% | 0% | 0% | 0% | 0% | 0% | 0% | 0% | 0% | 0% | 0% | 0% | 0%
Sites-Based | FCZ16 | Lodging | 22.35% | 26.77% | 4.359% | 0% | 0% | 53.48% | 2.242% | 1.668% | 0% | 0% | 0% | 3.91% | 0% | 0% | 0% | 0.4381% | 0.8342% | 1.272% | 30.49% | 0% | 4.359% | 1.353% | 0% | 36.21% | 0% | 0% | 0% | 5.132% | 0% | 5.132% | 0% | 0% | 0% | 0% | 0% | 0% | 0% | 0% | 0% | 0% | 0% | 0%
Sites-Based | FCZ16 | Miscellaneous | 41.25% | 3.73% | 2.164% | 0.6709% | 0.474% | 48.29% | 0% | 0% | 0% | 0% | 0% | 0% | 0% | 0.263% | 0% | 0% | 0% | 0.263% | 29.69% | 5.053% | 1.945% | 1.199% | 2.436% | 40.33% | 0.3845% | 0% | 0% | 0% | 0% | 0.3845% | 0% | 0% | 0% | 0% | 0% | 0% | 10.03% | 0.3525% | 0.3525% | 0% | 0% | 10.73%
Sites-Based | FCZ16 | Office, Large | 13.84% | 6.309% | 0% | 3.657% | 0% | 23.81% | 0% | 0% | 0% | 0% | 0% | 0% | 2.307% | 4.21% | 1.164% | 1.164% | 0% | 8.844% | 21.09% | 15.8% | 0.7849% | 0.7849% | 0% | 38.46% | 15.82% | 9.811% | 3.263% | 0% | 0% | 28.89% | 0% | 0% | 0% | 0% | 0% | 0% | 0% | 0% | 0% | 0% | 0% | 0%
Sites-Based | FCZ16 | Office, Small | 22.36% | 0.1989% | 0% | 0% | 0% | 22.56% | 0% | 0% | 0% | 0% | 0% | 0% | 0% | 0% | 0% | 0% | 0% | 0% | 34.31% | 37.01% | 0.9728% | 0% | 1.357% | 73.65% | 0% | 0% | 0% | 0% | 0% | 0% | 0% | 0% | 0% | 0% | 0% | 0% | 3.79% | 0% | 0% | 0% | 0% | 3.79%
Sites-Based | FCZ16 | Refrigerated Warehouse | 0% | 0% | 0% | 0% | 0% | 0% | 0% | 0% | 0% | 0% | 0% | 0% | 0% | 0% | 0% | 0% | 0% | 0% | 18.01% | 52.16% | 12.41% | 0% | 10.85% | 93.43% | 0% | 0% | 0% | 0% | 0% | 0% | 0% | 0% | 0% | 0% | 0% | 0% | 0% | 0% | 0% | 0% | 6.574% | 6.574%
Sites-Based | FCZ16 | Restaurant | 11.91% | 0% | 0% | 0% | 0% | 11.91% | 0% | 0% | 0% | 0% | 0% | 0% | 0% | 0% | 0% | 0% | 0% | 0% | 34.21% | 32.71% | 4.952% | 3.269% | 12.7% | 87.84% | 0.2503% | 0% | 0% | 0% | 0% | 0.2503% | 0% | 0% | 0% | 0% | 0% | 0% | 0% | 0% | 0% | 0% | 0% | 0%
Sites-Based | FCZ16 | Retail | 10.56% | 3.644% | 0% | 0% | 0% | 14.2% | 0% | 0% | 0% | 0% | 0% | 0% | 0% | 0% | 0% | 0.9207% | 0% | 0.9207% | 40.39% | 15.97% | 3.545% | 0.8122% | 8.526% | 69.24% | 0.1073% | 0% | 0% | 0% | 0% | 0.1073% | 0% | 0% | 0% | 0% | 0% | 0% | 5.64% | 0% | 0% | 8.25% | 1.636% | 15.53%
Sites-Based | FCZ16 | School | 5.772% | 0.6044% | 0% | 0% | 0% | 6.377% | 0% | 0% | 0% | 0% | 0% | 0% | 0% | 0% | 0% | 0% | 0% | 0% | 49.89% | 0.6905% | 10.42% | 12.68% | 19.95% | 93.62% | 0% | 0% | 0% | 0% | 0% | 0% | 0% | 0% | 0% | 0% | 0% | 0% | 0% | 0% | 0% | 0% | 0% | 0%
Sites-Based | FCZ16 | Warehouse | 56.03% | 0% | 0% | 0% | 0% | 56.03% | 0% | 0% | 0% | 0% | 0% | 0% | 0% | 0% | 0% | 0% | 0% | 0% | 23.17% | 9.779% | 0.5062% | 1.283% | 0% | 34.74% | 0% | 0% | 0% | 0% | 0% | 0% | 0% | 0% | 0% | 0% | 0% | 0% | 0% | 0% | 1.681% | 0% | 7.542% | 9.223%
Sites-Based | FCZ16 | All Commercial | 19.8% | 2.215% | 0.3731% | 0.3389% | 0.2374% | 22.96% | 0.01888% | 0.01405% | 0% | 0% | 0% | 0.03294% | 0.05938% | 0.1144% | 0.02033% | 0.3388% | 0.007026% | 0.54% | 36.05% | 19.75% | 2.977% | 1.534% | 7.376% | 67.69% | 0.4123% | 0.2081% | 0.05702% | 0.04322% | 0% | 0.7206% | 0% | 0% | 0% | 0% | 0% | 0% | 4.218% | 0.05479% | 0.1122% | 2.821% | 0.8483% | 8.054%
Sites-Based | FCZ17 | College | 0% | 0% | 0% | 0% | 0% | 0% | 0% | 0% | 0% | 0% | 0% | 0% | 0% | 0% | 0% | 0% | 0% | 0% | 27% | 52.07% | 1.437% | 0% | 19.49% | 100% | 0% | 0% | 0% | 0% | 0% | 0% | 0% | 0% | 0% | 0% | 0% | 0% | 0% | 0% | 0% | 0% | 0% | 0%
Sites-Based | FCZ17 | Food Stores | 0.6992% | 0% | 0% | 0% | 0% | 0.6992% | 0% | 0% | 0% | 0% | 0% | 0% | 0% | 0% | 0% | 0% | 0% | 0% | 30.18% | 34.06% | 6.034% | 4.449% | 24.58% | 99.3% | 0% | 0% | 0% | 0% | 0% | 0% | 0% | 0% | 0% | 0% | 0% | 0% | 0% | 0% | 0% | 0% | 0% | 0%
Sites-Based | FCZ17 | Health Care | 0% | 1.413% | 0% | 0% | 0% | 1.413% | 0% | 0% | 0% | 0% | 0% | 0% | 0% | 0% | 0% | 0% | 0% | 0% | 84.36% | 3.988% | 0% | 0.8793% | 7.905% | 97.13% | 1.452% | 0% | 0% | 0% | 0% | 1.452% | 0% | 0% | 0% | 0% | 0% | 0% | 0% | 0% | 0% | 0% | 0% | 0%
Sites-Based | FCZ17 | Lodging | 21.37% | 39.35% | 22.13% | 0% | 17.15% | 100% | 0% | 0% | 0% | 0% | 0% | 0% | 0% | 0% | 0% | 0% | 0% | 0% | 0% | 0% | 0% | 0% | 0% | 0% | 0% | 0% | 0% | 0% | 0% | 0% | 0% | 0% | 0% | 0% | 0% | 0% | 0% | 0% | 0% | 0% | 0% | 0%
Sites-Based | FCZ17 | Miscellaneous | 24.58% | 5.541% | 0% | 0% | 6.513% | 36.63% | 0% | 0% | 0% | 0% | 0% | 0% | 0% | 0% | 0% | 0% | 0% | 0% | 24.86% | 21.86% | 1.966% | 0.8996% | 13.79% | 63.37% | 0% | 0% | 0% | 0% | 0% | 0% | 0% | 0% | 0% | 0% | 0% | 0% | 0% | 0% | 0% | 0% | 0% | 0%
Sites-Based | FCZ17 | Office, Large | 0% | 0% | 0% | 0% | 0% | 0% | 0% | 0% | 0% | 0% | 0% | 0% | 0.6449% | 7.738% | 0% | 5.454% | 0% | 13.84% | 3.218% | 7.738% | 6.839% | 10.67% | 1.914% | 30.38% | 38.39% | 9.652% | 0% | 0% | 7.738% | 55.78% | 0% | 0% | 0% | 0% | 0% | 0% | 0% | 0% | 0% | 0% | 0% | 0%
Sites-Based | FCZ17 | Office, Small | 5.296% | 0% | 0% | 0% | 0% | 5.296% | 0% | 0% | 0% | 0% | 0% | 0% | 0% | 0% | 0% | 0% | 0% | 0% | 46.38% | 26.35% | 0% | 14.81% | 7.161% | 94.7% | 0% | 0% | 0% | 0% | 0% | 0% | 0% | 0% | 0% | 0% | 0% | 0% | 0% | 0% | 0% | 0% | 0% | 0%
Sites-Based | FCZ17 | Refrigerated Warehouse | 0% | 0% | 0% | 0% | 0% | 0% | 0% | 0% | 0% | 0% | 0% | 0% | 0% | 0% | 0% | 0% | 0% | 0% | 33.47% | 66.53% | 0% | 0% | 0% | 100% | 0% | 0% | 0% | 0% | 0% | 0% | 0% | 0% | 0% | 0% | 0% | 0% | 0% | 0% | 0% | 0% | 0% | 0%
Sites-Based | FCZ17 | Restaurant | 0% | 0% | 0% | 0% | 0% | 0% | 0% | 0% | 0% | 0% | 0% | 0% | 0% | 0% | 0% | 0% | 0% | 0% | 36.84% | 42.81% | 5.34% | 1.813% | 13.19% | 100% | 0% | 0% | 0% | 0% | 0% | 0% | 0% | 0% | 0% | 0% | 0% | 0% | 0% | 0% | 0% | 0% | 0% | 0%
Sites-Based | FCZ17 | Retail | 0% | 0% | 0% | 0% | 0% | 0% | 0% | 0% | 0% | 0% | 0% | 0% | 0% | 0% | 0% | 0% | 0% | 0% | 50.28% | 26.56% | 5.318% | 5.033% | 12.82% | 100% | 0% | 0% | 0% | 0% | 0% | 0% | 0% | 0% | 0% | 0% | 0% | 0% | 0% | 0% | 0% | 0% | 0% | 0%
Sites-Based | FCZ17 | School | 2.714% | 0% | 0% | 0% | 0% | 2.714% | 4.422% | 0% | 0% | 0% | 0% | 4.422% | 2.402% | 0% | 0% | 0% | 0% | 2.402% | 25.39% | 8.158% | 0.8007% | 0% | 50.29% | 84.64% | 0% | 5.825% | 0% | 0% | 0% | 5.825% | 0% | 0% | 0% | 0% | 0% | 0% | 0% | 0% | 0% | 0% | 0% | 0%
Sites-Based | FCZ17 | Warehouse | 0% | 0% | 0% | 0% | 0% | 0% | 0% | 0% | 0% | 0% | 0% | 0% | 0% | 0% | 0% | 0% | 0% | 0% | 53.02% | 41.13% | 1.738% | 0.4369% | 3.672% | 100% | 0% | 0% | 0% | 0% | 0% | 0% | 0% | 0% | 0% | 0% | 0% | 0% | 0% | 0% | 0% | 0% | 0% | 0%
Sites-Based | FCZ17 | All Commercial | 5.849% | 1.117% | 0.04253% | 0% | 1.219% | 8.228% | 0.09604% | 0% | 0% | 0% | 0% | 0.09604% | 0.05865% | 0.07778% | 0% | 0.05482% | 0% | 0.1912% | 41.57% | 28.69% | 2.918% | 5.505% | 12.08% | 90.76% | 0.4192% | 0.2235% | 0% | 0% | 0.07778% | 0.7204% | 0% | 0% | 0% | 0% | 0% | 0% | 0% | 0% | 0% | 0% | 0% | 0%
Note on I20: Unable to verify the type of equipment due to lack of access
Note on O20: Unable to verify the type of equipment due to lack of access
Note on U20: Unable to verify the type of equipment due to lack of access
Note on AA20: Unable to verify the type of equipment due to lack of access
Note on AG20: Unable to verify the type of equipment due to lack of access
Note on AM20: Unable to verify the type of equipment due to lack of access
Note on AS20: Unable to verify the type of equipment due to lack of access