## ReadMe
A note about the data presented in this file
Two different methodologies were used to calculate the data:
Sites-Based = | Percentages are calculated based on the estimated total number of sites1 in Commercial sector (used in analyses that are based on the number of sites/buildings)
Floorspace-Based = | Percentages are calculated based on estimated total floorspace in Commercial sector (used in analyses that are based on the floorspace)
In addition, the data is presented in five categories for each of the two datasets listed above:
Statewide - Participating Utilities2 + Nonparticipating Utilities3 + Non-Surveyed Forecast Zones4 (FCZ)
Utility xxx Tot - Utility xxx Planning Area (Participating Utility xxx + Nonparticipating Utilities within the planning area of Utility xxx)
Utility xxx - Participating Utility xxx
FCZ xx Tot - Participating Utility Forecast Zone Total (FZC xx + Nonparticipating Utilities within the planning area of the corresponding Utility)
FCZ xx - Participating Utility Forecast zone
1- Site: The unit of CEUS survey - A survey site is defined as a contiguous location controlled by the same business entity with at least one utility meter
A site could be a campus with multiple buildings, a building or a tenant within a building
2- Participating Utilities: PG&E, SCE, SDG&E, LADWP, SMUD
3- Non-Participating Utilities: Other utilities operating within the areas covered by CEUS survey
4- Forecast Zones (FCZ): Climate zones defined for the Energy Commission's Forecast (FCZ01-FCZ17).
For Questions, please contact:
Mohsen Abrishami
mohsen.abrishami@energy.ca.gov
Source: Renovations By ADM 05-05-25

## Indoor Lighting Upgrade
Indoor Lighting Upgraded By Planning Area, Utility & Forecast Zone
Statewide - Participating Utilities1 + Nonparticipating Utilities2 + Non-Surveyed Forecast Zones3 (FCZ)
Utility xxx Tot - Utility xxx Planning Area (Participating Utility xxx + Nonparticipating Utilities within the planning area of Utility xxx)
Utility xxx - Participating Utility xxx
FCZ xx Tot - Participating Utility Forecast Zone Total (FZC xx + Nonparticipating Utilities within the planning area of the corresponding Utility)
FCZ xx - Participating Utility Forecast zone
1- Participating Utilities: PG&E, SCE, SDG&E, LADWP, SMUD
2- Non-Participating Utilities: Other utilities operating within the areas covered by CEUS survey
3- Forecast Zones (FCZ): Climate zones defined for the Energy Commission's Forecast (FCZ01-FCZ17)
Notes
Year Unknown- Indicates there have been upgrades but specific information was not available
Not Available - Indicates no data was available to determine if there have been any upgrades
No Upgrades- Indicates there have not been any upgrades
New Construction- At the time of the survey, sites up to four-years old were considered as "New Construction" (lighting installed at the time of construction is at least up to the code, but not considered as upgrade)
How to read the data:
Reading the first row - Statewide, of all Colleges that reported indoor lighting upgrades, 0.92% of them (as weighted by floorspace), upgraded lighting in only 0%-10% of their floorspace; 1.80% of Colleges upgraded lighting in 10%-20% of their floorspace, and so on ….
Column O shows the percentage of floorspace of Collages where 100% of indoor lighting was upgraded
The Sites-Based data (rows 585-1143) is read in a similar manner, but the percentages represent % of the number of Commercial sites
Calculation Method | Statewide/ Utility/ FCZ | Building Type | 0%< X <10% | 10%<= X <20% | 20%<= X <30% | 30%<= X <40% | 40%<= X <50% | 50%<= X <60% | 60%<= X <70% | 70%<= X <80% | 80%<= X <90% | 90%<= X <100% | 100% | % Unknown | Not Available | No Upgrades | New Construction | Total | ← % of floorspace Indoor Lighting Upgraded
Floorspace-Based | Statewide | College | 0.9211% | 1.802% | 1.649% | 0.3635% | 0.08583% | 22.86% | 2.054% | 5.423% | 2.18% | 5.571% | 22.87% | 26.57% | 2.128% | 2.841% | 2.673% | 100% | ↓ % of Commercial floorspace
Floorspace-Based | Statewide | Food Stores | 0.687% | 4.094% | 3.969% | 1.778% | 1.334% | 4.258% | 2.83% | 2.977% | 3.902% | 3.89% | 26.3% | 30.81% | 2.776% | 8.314% | 2.077% | 100%
Floorspace-Based | Statewide | Health Care | 1.803% | 2.193% | 2.957% | 1.177% | 1.049% | 7.717% | 1.439% | 2.409% | 2.313% | 3.643% | 30.29% | 33.16% | 3.021% | 5.975% | 0.8534% | 100%
Floorspace-Based | Statewide | Lodging | 1.533% | 4.068% | 3.256% | 2.065% | 0.8984% | 9.961% | 0.6239% | 2.585% | 2.33% | 3.803% | 25.48% | 29.86% | 3.701% | 7.88% | 1.956% | 100%
Floorspace-Based | Statewide | Miscellaneous | 1.006% | 2.535% | 3.204% | 1.733% | 0.975% | 4.695% | 1.376% | 2.926% | 2.842% | 6.761% | 29.93% | 26.77% | 5.379% | 7.659% | 2.213% | 100%
Floorspace-Based | Statewide | Office, Large | 0.9317% | 3.163% | 3.485% | 2.841% | 0.1328% | 7.524% | 0.3629% | 2.552% | 1.778% | 6.942% | 29.4% | 30.22% | 2.361% | 5.801% | 2.505% | 100%
Floorspace-Based | Statewide | Office, Small | 1.016% | 2.491% | 3.574% | 1.615% | 1.675% | 5.499% | 1.344% | 3.534% | 2.96% | 3.78% | 31.83% | 28.47% | 3.737% | 6.199% | 2.276% | 100%
Floorspace-Based | Statewide | Refrigerated Warehouse | 1.083% | 4.218% | 0.4214% | 2.699% | 0.1496% | 1.799% | 0.7878% | 2.381% | 0.7207% | 1.196% | 36.47% | 34.97% | 8.661% | 4.218% | 0.2241% | 100%
Floorspace-Based | Statewide | Restaurant | 0.7578% | 2.47% | 3.226% | 1.427% | 1.327% | 4.36% | 1.736% | 2.562% | 3.51% | 3.948% | 31.78% | 29.82% | 3.713% | 7.068% | 2.29% | 100%
Floorspace-Based | Statewide | Retail | 1.302% | 2.863% | 3.567% | 1.9% | 1.461% | 5.236% | 1.276% | 2.347% | 3.664% | 4.631% | 27.13% | 32.58% | 2.933% | 7.637% | 1.472% | 100%
Floorspace-Based | Statewide | School | 0.4484% | 5.256% | 2.839% | 2.952% | 3.205% | 3.649% | 2.059% | 2.793% | 1.616% | 3.156% | 31.12% | 30.43% | 1.444% | 6.357% | 2.682% | 100%
Floorspace-Based | Statewide | Warehouse | 1.044% | 0.9877% | 1.704% | 2.672% | 0.7982% | 3.807% | 0.285% | 2.725% | 2.492% | 3.44% | 24.93% | 40.8% | 3.074% | 8.375% | 2.862% | 100%
Floorspace-Based | Statewide | All Commercial | 1.05% | 2.76% | 2.98% | 2.076% | 1.087% | 6.222% | 1.139% | 2.856% | 2.578% | 4.879% | 28.57% | 31.29% | 3.416% | 6.906% | 2.194% | 100%
Floorspace-Based | PG&E Tot | College | 0% | 1.289% | 2.316% | 0.1313% | 0.2553% | 21.65% | 1.065% | 7.848% | 1.541% | 9.854% | 35.99% | 8.248% | 0.8107% | 4.009% | 4.993% | 100%
Floorspace-Based | PG&E Tot | Food Stores | 0.6534% | 8.208% | 3.348% | 1.748% | 1.356% | 4.818% | 6.485% | 4.447% | 6.226% | 5.557% | 31.88% | 18.61% | 1.984% | 3.828% | 0.8523% | 100%
Floorspace-Based | PG&E Tot | Health Care | 4.056% | 1.211% | 3.188% | 0.8969% | 1.555% | 14.43% | 1.954% | 3.684% | 5.111% | 7.929% | 33.52% | 14.07% | 3.133% | 4.803% | 0.4676% | 100%
Floorspace-Based | PG&E Tot | Lodging | 2.049% | 4.788% | 4.361% | 2.617% | 1.01% | 19.68% | 0.246% | 1.742% | 3.723% | 6.037% | 23.96% | 21.94% | 4.97% | 2.247% | 0.63% | 100%
Floorspace-Based | PG&E Tot | Miscellaneous | 1.121% | 2.729% | 4.65% | 2.27% | 1.166% | 5.1% | 2.211% | 3.457% | 3.796% | 9.917% | 30.91% | 20.05% | 6.361% | 4.291% | 1.974% | 100%
Floorspace-Based | PG&E Tot | Office, Large | 0.302% | 3.349% | 2.903% | 3.137% | 0.09445% | 7.436% | 0.7329% | 3.273% | 2.852% | 7.828% | 39.27% | 21.82% | 2.443% | 3.09% | 1.466% | 100%
Floorspace-Based | PG&E Tot | Office, Small | 1.21% | 3.028% | 2.937% | 2.623% | 2.093% | 6.389% | 1.653% | 4.116% | 3.03% | 5.627% | 39.63% | 17.23% | 3.329% | 4.056% | 3.048% | 100%
Floorspace-Based | PG&E Tot | Refrigerated Warehouse | 2.144% | 11.05% | 1.133% | 4.225% | 0.02911% | 0.6104% | 1.191% | 0.1013% | 0.2789% | 2.745% | 52.09% | 20.42% | 0.9141% | 2.461% | 0.6025% | 100%
Floorspace-Based | PG&E Tot | Restaurant | 1.314% | 2.893% | 3.448% | 1.803% | 1.779% | 5.372% | 1.174% | 2.63% | 2.849% | 6.314% | 42.31% | 18.67% | 2.591% | 4.195% | 2.655% | 100%
Floorspace-Based | PG&E Tot | Retail | 0.9727% | 3.999% | 5.65% | 2.139% | 2.115% | 6.338% | 1.909% | 2.889% | 4.421% | 7.703% | 35.34% | 18.95% | 3.341% | 2.993% | 1.236% | 100%
Floorspace-Based | PG&E Tot | School | 0.7504% | 2.389% | 3.01% | 0.9266% | 2.81% | 7.734% | 2.426% | 1.225% | 3.405% | 5.778% | 43.81% | 16.56% | 0.814% | 4.922% | 3.444% | 100%
Floorspace-Based | PG&E Tot | Warehouse | 0.7041% | 1.642% | 2.356% | 2.946% | 0.5679% | 6.111% | 0.5008% | 5.246% | 2.569% | 5.927% | 38.9% | 22.48% | 1.775% | 3.314% | 4.969% | 100%
Floorspace-Based | PG&E Tot | All Commercial | 1.104% | 3.14% | 3.648% | 2.3% | 1.176% | 8.043% | 1.596% | 3.506% | 3.445% | 7.598% | 35.73% | 19.28% | 3.52% | 3.707% | 2.207% | 100%
Floorspace-Based | SCE Tot | College | 2.202% | 2.194% | 1.83% | 0.5306% | 0% | 15.44% | 4.207% | 7.093% | 2.589% | 0.7693% | 22.41% | 30.15% | 4.562% | 3.711% | 2.309% | 100%
Floorspace-Based | SCE Tot | Food Stores | 1.085% | 1.518% | 2.041% | 1.527% | 1.057% | 1.672% | 0.6789% | 1.687% | 1.684% | 1.377% | 21.75% | 41.31% | 4.509% | 14.41% | 3.702% | 100%
Floorspace-Based | SCE Tot | Health Care | 0.3625% | 1.569% | 3.055% | 0.9569% | 0.8235% | 4.113% | 0.3476% | 1.711% | 0.07907% | 1.173% | 25.92% | 46.95% | 4.819% | 7.295% | 0.8226% | 100%
Floorspace-Based | SCE Tot | Lodging | 0.2014% | 1.409% | 3.341% | 1.983% | 0.1188% | 2.571% | 1.215% | 2.506% | 0.4775% | 1.503% | 24.72% | 43.17% | 3.286% | 9.361% | 4.131% | 100%
Floorspace-Based | SCE Tot | Miscellaneous | 0.6504% | 2.585% | 1.86% | 1.538% | 0.3562% | 3.665% | 0.3523% | 2.076% | 1.355% | 4.275% | 23.36% | 38.35% | 5.077% | 13.09% | 1.412% | 100%
Floorspace-Based | SCE Tot | Office, Large | 2.119% | 0.8001% | 3.401% | 1.259% | 0.0651% | 2.809% | 0.119% | 1.696% | 0.8329% | 1.427% | 19.74% | 49.52% | 3.533% | 7.456% | 5.226% | 100%
Floorspace-Based | SCE Tot | Office, Small | 0.9682% | 2.582% | 4.034% | 1.014% | 1.193% | 4.799% | 0.5256% | 2.746% | 2.026% | 1.669% | 20.85% | 41.76% | 4.329% | 9.801% | 1.703% | 100%
Floorspace-Based | SCE Tot | Refrigerated Warehouse | 0.4916% | 0.2236% | 0% | 0% | 0% | 0.09184% | 0.08392% | 4.632% | 0.4833% | 0.1072% | 23.78% | 50.83% | 15.46% | 3.811% | 0% | 100%
Floorspace-Based | SCE Tot | Restaurant | 0.4175% | 1.686% | 2.254% | 1.146% | 0.887% | 3.795% | 1.143% | 2.914% | 2.903% | 1.659% | 22.44% | 40.47% | 5.284% | 10.55% | 2.461% | 100%
Floorspace-Based | SCE Tot | Retail | 1.452% | 1.966% | 2.659% | 1.724% | 1.143% | 2.34% | 0.5909% | 2.073% | 2.964% | 2.053% | 20.1% | 44.18% | 3.389% | 11.47% | 1.89% | 100%
Floorspace-Based | SCE Tot | School | 0.4636% | 3.217% | 2.377% | 1.495% | 3.202% | 1.202% | 0.8991% | 3.334% | 0.8219% | 0.3956% | 23.06% | 44.88% | 2.542% | 9.037% | 3.067% | 100%
Floorspace-Based | SCE Tot | Warehouse | 0.9089% | 0.6244% | 1.505% | 2.671% | 0.4733% | 2.394% | 0.1791% | 1.879% | 1.663% | 0.8965% | 19.27% | 50.97% | 3.908% | 10.54% | 2.122% | 100%
Floorspace-Based | SCE Tot | All Commercial | 1.02% | 1.712% | 2.375% | 1.652% | 0.8111% | 3.329% | 0.6143% | 2.435% | 1.596% | 1.697% | 21.45% | 44.68% | 4.202% | 10.03% | 2.396% | 100%
Floorspace-Based | SDG&E Tot | College | 0.2261% | 0.02637% | 1.211% | 0% | 0.02413% | 0.5449% | 0.04483% | 0% | 2.63% | 11.37% | 4.588% | 78.26% | 0.1424% | 0% | 0.9293% | 100%
Floorspace-Based | SDG&E Tot | Food Stores | 0.08064% | 2.101% | 3.343% | 0.9666% | 0.1936% | 2.789% | 0.1813% | 2.216% | 6.772% | 1.699% | 20.88% | 47.24% | 0.8672% | 8.179% | 2.493% | 100%
Floorspace-Based | SDG&E Tot | Health Care | 0.8271% | 0% | 5.042% | 1.966% | 0.6143% | 2.143% | 1.472% | 1.484% | 2.644% | 0.9839% | 16.36% | 56.94% | 0.3775% | 5.942% | 3.206% | 100%
Floorspace-Based | SDG&E Tot | Lodging | 0.7471% | 0.5963% | 1.417% | 1.927% | 0.845% | 2.793% | 0.8312% | 0.7315% | 0.997% | 0% | 24.84% | 31.27% | 3.197% | 27.55% | 2.267% | 100%
Floorspace-Based | SDG&E Tot | Miscellaneous | 0.4887% | 2.151% | 1.996% | 0.8411% | 1.076% | 2.938% | 0.7241% | 1.835% | 4.122% | 1.067% | 30.69% | 33.26% | 5.976% | 7.378% | 5.454% | 100%
Floorspace-Based | SDG&E Tot | Office, Large | 0.5787% | 2.425% | 1.868% | 0% | 0.7639% | 0.6242% | 0.2065% | 1.844% | 0.9733% | 1.378% | 27.53% | 37.34% | 2.602% | 18.21% | 3.665% | 100%
Floorspace-Based | SDG&E Tot | Office, Small | 1.197% | 2.336% | 3.915% | 1.187% | 2.402% | 5.18% | 2.267% | 2.27% | 3.933% | 2.362% | 26.44% | 31.6% | 6.352% | 6.051% | 2.515% | 100%
Floorspace-Based | SDG&E Tot | Refrigerated Warehouse | 1.584% | 0% | 0% | 0% | 4.422% | 2.107% | 0% | 3.861% | 3.809% | 0% | 16.09% | 48.83% | 3.643% | 15.65% | 0% | 100%
Floorspace-Based | SDG&E Tot | Restaurant | 1.304% | 3.654% | 4.658% | 0.5989% | 2.054% | 5.877% | 0.8544% | 0.7678% | 3.661% | 1.455% | 21.95% | 38.42% | 6.114% | 5.384% | 3.242% | 100%
Floorspace-Based | SDG&E Tot | Retail | 1.819% | 3.398% | 3.39% | 1.292% | 0.7711% | 7.479% | 1.993% | 2.654% | 0.8617% | 2.9% | 21.97% | 39.79% | 3.321% | 7.338% | 1.018% | 100%
Floorspace-Based | SDG&E Tot | School | 0.2885% | 27.49% | 3.118% | 5.644% | 8.986% | 0% | 1.968% | 0% | 0.4116% | 0% | 15.93% | 31.36% | 0.3034% | 0.9397% | 3.558% | 100%
Floorspace-Based | SDG&E Tot | Warehouse | 1.111% | 4.971% | 1.814% | 3.405% | 6.699% | 15.1% | 0.4979% | 2.685% | 2.365% | 0.083% | 25.56% | 25.04% | 2.43% | 5.397% | 2.828% | 100%
Floorspace-Based | SDG&E Tot | All Commercial | 0.811% | 3.974% | 2.646% | 1.369% | 1.868% | 3.606% | 1.063% | 1.674% | 2.459% | 1.95% | 23.7% | 38.84% | 3.472% | 9.407% | 3.163% | 100%
Floorspace-Based | LADWP Tot | College | 0% | 0.02882% | 0% | 0.9924% | 0% | 89.07% | 0% | 0% | 2.336% | 5.329% | 1.126% | 1.122% | 0% | 0% | 0% | 100%
Floorspace-Based | LADWP Tot | Food Stores | 0% | 3.25% | 15.24% | 4.521% | 4.065% | 10.52% | 2.687% | 3.459% | 3.817% | 11.5% | 33.99% | 6.7% | 0% | 0.2095% | 0.03966% | 100%
Floorspace-Based | LADWP Tot | Health Care | 0% | 13.02% | 0% | 2.763% | 0.8468% | 0% | 4.387% | 0% | 0% | 0% | 49.83% | 29.15% | 0% | 0% | 0% | 100%
Floorspace-Based | LADWP Tot | Lodging | 6.11% | 18.55% | 0.5353% | 0% | 3.966% | 0% | 0% | 11.6% | 5.296% | 8.555% | 40.45% | 4.931% | 0% | 0% | 0% | 100%
Floorspace-Based | LADWP Tot | Miscellaneous | 2.524% | 2.606% | 2.378% | 1.25% | 2.356% | 7.66% | 1.98% | 4.124% | 2.615% | 6.642% | 50.64% | 7.95% | 1.634% | 2.458% | 3.188% | 100%
Floorspace-Based | LADWP Tot | Office, Large | 0% | 7.519% | 6.343% | 7.128% | 0% | 20.45% | 0% | 3.143% | 0.819% | 18.67% | 25.54% | 9.754% | 0% | 0.633% | 0% | 100%
Floorspace-Based | LADWP Tot | Office, Small | 0.2968% | 0.09782% | 4.924% | 0.4126% | 1.264% | 4.156% | 2.26% | 7.222% | 6.47% | 7.172% | 54.69% | 8.763% | 0.1218% | 0.5894% | 1.555% | 100%
Floorspace-Based | LADWP Tot | Refrigerated Warehouse | 0% | 0% | 0% | 12.3% | 0% | 14.53% | 3.321% | 0% | 2.896% | 1.353% | 53.47% | 3.49% | 8.637% | 0% | 0% | 100%
Floorspace-Based | LADWP Tot | Restaurant | 0.2345% | 3.729% | 4.762% | 2.526% | 1.316% | 2.039% | 6.721% | 2.99% | 8.705% | 8.251% | 46.07% | 10.13% | 0.5705% | 1.659% | 0.2923% | 100%
Floorspace-Based | LADWP Tot | Retail | 1.419% | 3.464% | 3.128% | 3.349% | 1.787% | 12.03% | 2.147% | 1.931% | 6.713% | 11.02% | 40.68% | 8.413% | 0% | 3.509% | 0.4056% | 100%
Floorspace-Based | LADWP Tot | School | 0% | 5.468% | 3.898% | 11.41% | 0.7487% | 6.493% | 6.126% | 6.73% | 2.07% | 8.569% | 45.56% | 2.13% | 0% | 0.7976% | 0% | 100%
Floorspace-Based | LADWP Tot | Warehouse | 5.81% | 0% | 1.156% | 1.743% | 0% | 2.243% | 0% | 0.8929% | 17.25% | 32.98% | 29.58% | 4.708% | 0% | 1.342% | 2.295% | 100%
Floorspace-Based | LADWP Tot | All Commercial | 1.205% | 5.09% | 3.852% | 4.446% | 1.146% | 14.2% | 1.972% | 3.684% | 3.908% | 11.84% | 37.87% | 8.285% | 0.422% | 1.275% | 0.8016% | 100%
Floorspace-Based | SMUD Tot | College | 0% | 14.59% | 0% | 0% | 0% | 0% | 0% | 0.2718% | 1.157% | 0.3474% | 42.44% | 40% | 0% | 1.186% | 0% | 100%
Floorspace-Based | SMUD Tot | Food Stores | 0% | 1.862% | 3.483% | 0% | 0.1549% | 13.82% | 0.07633% | 4.097% | 0.2996% | 2.201% | 19.55% | 47.02% | 2.959% | 4.478% | 0% | 100%
Floorspace-Based | SMUD Tot | Health Care | 0% | 0% | 0.8486% | 0.348% | 0% | 7.852% | 0% | 4.01% | 0% | 0.4127% | 34.01% | 35.27% | 0% | 16.94% | 0.3031% | 100%
Floorspace-Based | SMUD Tot | Lodging | 0% | 0% | 0% | 0% | 0% | 5.74% | 0% | 0% | 0% | 0% | 17.95% | 70.69% | 0% | 5.623% | 0% | 100%
Floorspace-Based | SMUD Tot | Miscellaneous | 0.9471% | 0.5144% | 1.773% | 0.1396% | 0.7589% | 7.429% | 0.2857% | 4.269% | 0.4935% | 4.974% | 29.12% | 31.88% | 1.635% | 14.9% | 0.888% | 100%
Floorspace-Based | SMUD Tot | Office, Large | 4.248% | 1.736% | 2.39% | 0% | 0% | 5.623% | 0% | 0% | 3.159% | 1.643% | 11.6% | 51.3% | 2.261% | 14.49% | 1.552% | 100%
Floorspace-Based | SMUD Tot | Office, Small | 0.3403% | 1.203% | 2.015% | 0.8531% | 0.6694% | 6.734% | 1.536% | 2.279% | 1.704% | 3.508% | 32.66% | 40.75% | 0.9415% | 4.141% | 0.6591% | 100%
Floorspace-Based | SMUD Tot | Refrigerated Warehouse | 0% | 0% | 0% | 0% | 0% | 5.074% | 0% | 0% | 0% | 0% | 10.92% | 45.15% | 0% | 38.85% | 0% | 100%
Floorspace-Based | SMUD Tot | Restaurant | 0.1214% | 1.369% | 4.362% | 0.1303% | 0.7979% | 5.178% | 0.792% | 1.009% | 0.8194% | 2.363% | 26.38% | 43.64% | 0% | 11.98% | 1.048% | 100%
Floorspace-Based | SMUD Tot | Retail | 0.5803% | 2.334% | 0.7694% | 0.3301% | 1.253% | 8.495% | 0.8575% | 1.912% | 5.23% | 1.149% | 27.77% | 38.46% | 1.145% | 7.771% | 1.942% | 100%
Floorspace-Based | SMUD Tot | School | 0.06114% | 0% | 3.01% | 0% | 1.583% | 3.398% | 0% | 0% | 0% | 6.878% | 25.38% | 45.2% | 0% | 14.49% | 0% | 100%
Floorspace-Based | SMUD Tot | Warehouse | 0.909% | 0.2704% | 0.5801% | 0% | 6.677% | 5.64% | 1.046% | 0.7991% | 1.103% | 3.108% | 16.99% | 41.6% | 0% | 20.7% | 0.5827% | 100%
Floorspace-Based | SMUD Tot | All Commercial | 1.039% | 1.599% | 1.654% | 0.1948% | 1.176% | 6.542% | 0.468% | 1.897% | 1.787% | 2.813% | 25.19% | 41.48% | 1.036% | 12.23% | 0.8968% | 100%
Floorspace-Based | FCZ01 Tot | College | 0% | 0.2205% | 0% | 0.3238% | 0.3104% | 51.16% | 0.3039% | 0.1034% | 0% | 19.01% | 10.54% | 3.674% | 1.196% | 1.471% | 11.7% | 100%
Floorspace-Based | FCZ01 Tot | Food Stores | 0.7254% | 16.07% | 2.159% | 1.204% | 0.6191% | 3.063% | 12.84% | 2.966% | 5.066% | 5.187% | 21.75% | 23.45% | 1.805% | 2.396% | 0.6997% | 100%
Floorspace-Based | FCZ01 Tot | Health Care | 1.196% | 1.336% | 4.266% | 0.5404% | 2.642% | 15.82% | 3.441% | 4.816% | 3.562% | 7.263% | 28.49% | 13.6% | 5.299% | 7.542% | 0.1822% | 100%
Floorspace-Based | FCZ01 Tot | Lodging | 4.235% | 6.666% | 2.371% | 2.282% | 1.324% | 6.289% | 0.6009% | 0.6186% | 0.981% | 7.258% | 26.86% | 33.86% | 2.35% | 3.454% | 0.8471% | 100%
Floorspace-Based | FCZ01 Tot | Miscellaneous | 0.7555% | 3.137% | 3.943% | 1.112% | 0.9913% | 4.317% | 1.554% | 4.107% | 3.08% | 11.14% | 29.74% | 22.31% | 8.465% | 4.268% | 1.086% | 100%
Floorspace-Based | FCZ01 Tot | Office, Large | 0.3563% | 3.491% | 3.203% | 3.701% | 0.1114% | 7.132% | 0.8646% | 3.723% | 2.453% | 8.448% | 37.01% | 22.21% | 2.666% | 3.428% | 1.208% | 100%
Floorspace-Based | FCZ01 Tot | Office, Small | 0.6015% | 1.934% | 3.265% | 2.492% | 1.852% | 6.876% | 2.556% | 1.721% | 3.575% | 4.634% | 41.38% | 19.3% | 3.246% | 4.15% | 2.424% | 100%
Floorspace-Based | FCZ01 Tot | Refrigerated Warehouse | 6.701% | 30.06% | 0.8648% | 5.025% | 0% | 0.6282% | 0% | 0.3166% | 0.2991% | 0% | 30.8% | 19.1% | 0% | 4.32% | 1.883% | 100%
Floorspace-Based | FCZ01 Tot | Restaurant | 1.636% | 2.395% | 4.314% | 1.569% | 1.835% | 5.918% | 0.6842% | 2.094% | 3.021% | 6.38% | 41.48% | 19.43% | 1.86% | 4.988% | 2.4% | 100%
Floorspace-Based | FCZ01 Tot | Retail | 0.7957% | 3.61% | 4.787% | 2.139% | 2.7% | 4.737% | 1.048% | 3.343% | 5.553% | 6.152% | 37.46% | 21.52% | 3.215% | 1.906% | 1.032% | 100%
Floorspace-Based | FCZ01 Tot | School | 1.172% | 3.092% | 3.453% | 2.047% | 5.447% | 9.016% | 2.357% | 0.3391% | 3.249% | 10.06% | 34.03% | 13.26% | 0.3974% | 5.15% | 6.927% | 100%
Floorspace-Based | FCZ01 Tot | Warehouse | 0% | 1.879% | 3.225% | 0.682% | 0.1775% | 9.51% | 0.3599% | 2.589% | 3.716% | 5.81% | 26.94% | 23.58% | 3.946% | 4.601% | 12.99% | 100%
Floorspace-Based | FCZ01 Tot | All Commercial | 0.8594% | 3.605% | 3.452% | 2.086% | 1.171% | 7.959% | 1.559% | 3.145% | 3.033% | 8.596% | 32.59% | 21.16% | 4.343% | 3.927% | 2.514% | 100%
Floorspace-Based | FCZ02 Tot | College | 0% | 0% | 0% | 0% | 0% | 0% | 11.99% | 0% | 0% | 0% | 27.28% | 2.423% | 0% | 58.31% | 0% | 100%
Floorspace-Based | FCZ02 Tot | Food Stores | 0% | 2.007% | 6.252% | 1.251% | 0% | 1.751% | 8.946% | 7.202% | 2.021% | 8.917% | 36.64% | 16.62% | 2.326% | 6.069% | 0% | 100%
Floorspace-Based | FCZ02 Tot | Health Care | 1.584% | 2.677% | 0.6468% | 2.464% | 0.547% | 5.017% | 0.5773% | 3.109% | 5.276% | 29.17% | 33.5% | 9.389% | 2.209% | 3.211% | 0.6232% | 100%
Floorspace-Based | FCZ02 Tot | Lodging | 0% | 3.123% | 2.882% | 1.265% | 0.2795% | 56.44% | 0% | 1.084% | 3.177% | 1.777% | 8.109% | 7.643% | 12.31% | 1.906% | 0% | 100%
Floorspace-Based | FCZ02 Tot | Miscellaneous | 0.7451% | 1.009% | 2.766% | 4.397% | 1.469% | 4.203% | 11.68% | 2.657% | 13.27% | 6.773% | 30.69% | 13.5% | 5.699% | 1.01% | 0.128% | 100%
Floorspace-Based | FCZ02 Tot | Office, Large | 0% | 0% | 3.635% | 0% | 0% | 3.696% | 0% | 0% | 0% | 5.768% | 33.66% | 40.34% | 0% | 0% | 12.9% | 100%
Floorspace-Based | FCZ02 Tot | Office, Small | 0.4392% | 2.589% | 6.068% | 1.937% | 2.433% | 7.402% | 0.5929% | 4.333% | 2.531% | 7.695% | 43.29% | 13.69% | 2.563% | 3.518% | 0.9258% | 100%
Floorspace-Based | FCZ02 Tot | Refrigerated Warehouse | 0% | 5.957% | 0% | 13.25% | 0.1489% | 0% | 0% | 0% | 0.2176% | 5.711% | 72.61% | 0% | 2.107% | 0% | 0% | 100%
Floorspace-Based | FCZ02 Tot | Restaurant | 0% | 1.397% | 2.717% | 0% | 0.2372% | 9.576% | 3.546% | 2.484% | 0.5495% | 13.63% | 47.2% | 12.3% | 0.386% | 4.401% | 1.576% | 100%
Floorspace-Based | FCZ02 Tot | Retail | 0.9529% | 8.378% | 5.805% | 2.224% | 2.343% | 3.075% | 0.961% | 1.506% | 1.937% | 6.872% | 34.65% | 18.88% | 5.603% | 5.211% | 1.605% | 100%
Floorspace-Based | FCZ02 Tot | School | 0% | 0% | 12.25% | 0.5051% | 4.118% | 2.626% | 1.692% | 4.125% | 3.291% | 0% | 41.08% | 27.4% | 0% | 0% | 2.913% | 100%
Floorspace-Based | FCZ02 Tot | Warehouse | 0.7654% | 5.557% | 3.124% | 33.99% | 1.988% | 1.364% | 0% | 1.915% | 0.7664% | 2.858% | 33.81% | 10.5% | 0% | 2.221% | 1.137% | 100%
Floorspace-Based | FCZ02 Tot | All Commercial | 0.4691% | 3.022% | 3.942% | 4.745% | 1.324% | 14.34% | 3.197% | 2.302% | 4.34% | 6.742% | 31.48% | 14.09% | 4.805% | 3.812% | 1.394% | 100%
Floorspace-Based | FCZ03 Tot | College | 0% | 0% | 0% | 0% | 0% | 13.72% | 0.7615% | 0% | 0% | 1.491% | 37.99% | 46.03% | 0% | 0% | 0% | 100%
Floorspace-Based | FCZ03 Tot | Food Stores | 0% | 9.671% | 5.228% | 1.033% | 2.013% | 1.073% | 0.9662% | 9.348% | 1.346% | 2.347% | 56.85% | 7.158% | 0% | 2.059% | 0.9119% | 100%
Floorspace-Based | FCZ03 Tot | Health Care | 0% | 0% | 0% | 11.41% | 0% | 15.54% | 2.415% | 0% | 0.797% | 6.249% | 56.44% | 5.135% | 0.7699% | 0% | 1.248% | 100%
Floorspace-Based | FCZ03 Tot | Lodging | 0% | 3.352% | 0.1867% | 1.733% | 0% | 14.67% | 0% | 0% | 30.6% | 5.877% | 28.2% | 10.94% | 0% | 4.436% | 0% | 100%
Floorspace-Based | FCZ03 Tot | Miscellaneous | 2.145% | 6.996% | 12.38% | 1.005% | 1.268% | 3.252% | 7.508% | 3.46% | 2.872% | 13.74% | 39.66% | 3.873% | 0.7489% | 1.098% | 0% | 100%
Floorspace-Based | FCZ03 Tot | Office, Large | 0% | 0% | 11.1% | 0% | 0% | 6.872% | 0% | 0% | 0% | 0% | 82.03% | 0% | 0% | 0% | 0% | 100%
Floorspace-Based | FCZ03 Tot | Office, Small | 3.432% | 4.748% | 0% | 0% | 1.781% | 8.059% | 1.992% | 3.681% | 2.252% | 5.724% | 44.24% | 15.42% | 1.332% | 4.005% | 3.335% | 100%
Floorspace-Based | FCZ03 Tot | Refrigerated Warehouse | 0% | 0% | 0% | 0% | 0% | 89.09% | 0% | 0% | 0% | 10.91% | 0% | 0% | 0% | 0% | 0% | 100%
Floorspace-Based | FCZ03 Tot | Restaurant | 0.7114% | 3.68% | 4.196% | 0% | 1.645% | 14.67% | 0% | 6.653% | 0% | 0.6482% | 46.97% | 12.69% | 0% | 7.618% | 0.5226% | 100%
Floorspace-Based | FCZ03 Tot | Retail | 0.3062% | 8.378% | 6.851% | 0.8813% | 4.909% | 15.33% | 9.588% | 4.106% | 1.086% | 3.395% | 32.82% | 9.033% | 2.021% | 1.296% | 0% | 100%
Floorspace-Based | FCZ03 Tot | School | 0% | 1.778% | 0% | 0% | 1.852% | 1.703% | 5.124% | 0% | 7.028% | 0% | 54.34% | 25.71% | 0% | 2.466% | 0% | 100%
Floorspace-Based | FCZ03 Tot | Warehouse | 0% | 0% | 0.8784% | 0% | 0.4275% | 0% | 0% | 7.695% | 4.751% | 22.1% | 32.64% | 31.04% | 0% | 0.4738% | 0% | 100%
Floorspace-Based | FCZ03 Tot | All Commercial | 1.06% | 4.386% | 5.443% | 1.077% | 1.517% | 6.901% | 4.634% | 2.789% | 4.273% | 7.516% | 43.45% | 14.19% | 0.6253% | 1.732% | 0.4081% | 100%
Floorspace-Based | FCZ04 Tot | College | 0% | 4.52% | 4.76% | 0% | 0.6811% | 0.3315% | 0.05791% | 14.8% | 0% | 0.3467% | 63.54% | 9.625% | 1.332% | 0% | 0% | 100%
Floorspace-Based | FCZ04 Tot | Food Stores | 0.146% | 2.943% | 4.601% | 3.962% | 4.486% | 11.65% | 0.7747% | 2.052% | 7.931% | 7.668% | 34.8% | 9.228% | 3.404% | 4.312% | 2.04% | 100%
Floorspace-Based | FCZ04 Tot | Health Care | 0.4202% | 1.987% | 6.645% | 0.4985% | 0% | 6.968% | 0.09245% | 2.577% | 0.7553% | 2.424% | 50.45% | 22.09% | 0% | 3.019% | 2.08% | 100%
Floorspace-Based | FCZ04 Tot | Lodging | 1.383% | 0.9453% | 11.61% | 0% | 2.337% | 9.467% | 0% | 3.065% | 5.307% | 15.25% | 25.95% | 19.65% | 3.759% | 1.289% | 0% | 100%
Floorspace-Based | FCZ04 Tot | Miscellaneous | 3.094% | 1.574% | 6.945% | 6.582% | 1.248% | 7.163% | 0% | 1.128% | 2.875% | 10.84% | 27.64% | 14.31% | 3.641% | 6.967% | 5.998% | 100%
Floorspace-Based | FCZ04 Tot | Office, Large | 0% | 5.302% | 0% | 0% | 0% | 20.63% | 0% | 0% | 11.84% | 0.9145% | 36.59% | 20.07% | 3.065% | 1.586% | 0% | 100%
Floorspace-Based | FCZ04 Tot | Office, Small | 0% | 5.301% | 2.138% | 0.7855% | 0.9456% | 4.399% | 1.239% | 4.081% | 2.739% | 7.014% | 39.78% | 15.93% | 6.787% | 5.201% | 3.665% | 100%
Floorspace-Based | FCZ04 Tot | Refrigerated Warehouse | 0% | 1.299% | 0% | 0.1244% | 0% | 0% | 0% | 0% | 0.6822% | 0% | 58.27% | 39.62% | 0% | 0% | 0% | 100%
Floorspace-Based | FCZ04 Tot | Restaurant | 0.9101% | 5.008% | 1.238% | 1.711% | 0.3274% | 2.209% | 1.154% | 1.361% | 3.923% | 4.258% | 39.75% | 24.65% | 8.693% | 0.2628% | 4.539% | 100%
Floorspace-Based | FCZ04 Tot | Retail | 0.6% | 2.395% | 4.155% | 2.525% | 1.065% | 6.02% | 4.302% | 1.377% | 2.946% | 14.75% | 33.46% | 18.54% | 3.412% | 2.073% | 2.378% | 100%
Floorspace-Based | FCZ04 Tot | School | 0% | 4.797% | 0% | 0% | 0% | 7.807% | 2.586% | 0% | 2.728% | 6.679% | 43.32% | 14.04% | 4.026% | 10.52% | 3.505% | 100%
Floorspace-Based | FCZ04 Tot | Warehouse | 0.9747% | 1.064% | 0.8092% | 1.06% | 0.7721% | 0.7597% | 0.9897% | 10.35% | 1.675% | 2.317% | 48.45% | 27.45% | 0.3626% | 2.139% | 0.833% | 100%
Floorspace-Based | FCZ04 Tot | All Commercial | 1.085% | 2.562% | 3.498% | 2.28% | 0.9308% | 5.752% | 1.061% | 4.332% | 3.118% | 6.724% | 39.92% | 19.44% | 2.811% | 3.866% | 2.619% | 100%
Floorspace-Based | FCZ05 Tot | College | 0% | 0% | 10.55% | 0% | 0% | 0% | 0% | 39.51% | 8.83% | 15.7% | 8.077% | 14.78% | 0.5731% | 0% | 1.976% | 100%
Floorspace-Based | FCZ05 Tot | Food Stores | 0.3808% | 0.4141% | 2.864% | 1.743% | 0.4373% | 5.244% | 0.462% | 3.678% | 8.788% | 5.012% | 37.28% | 25.99% | 1.463% | 5.324% | 0.9138% | 100%
Floorspace-Based | FCZ05 Tot | Health Care | 0.2246% | 0% | 0.5963% | 0% | 1.176% | 29.67% | 0% | 1.266% | 15.98% | 3.357% | 28.33% | 17.59% | 1.532% | 0.2776% | 0% | 100%
Floorspace-Based | FCZ05 Tot | Lodging | 0.6726% | 1.04% | 12.35% | 0.2962% | 2.25% | 2.718% | 0% | 7.025% | 6.369% | 4.924% | 32% | 24.99% | 0.7154% | 1.497% | 3.148% | 100%
Floorspace-Based | FCZ05 Tot | Miscellaneous | 0.6495% | 2.29% | 4.116% | 2.046% | 1.09% | 6.836% | 1.243% | 2.62% | 3.503% | 4.214% | 32.75% | 26.71% | 3.546% | 4.341% | 4.047% | 100%
Floorspace-Based | FCZ05 Tot | Office, Large | 0% | 0% | 0% | 0% | 0% | 0% | 0% | 0% | 0% | 4.716% | 80.27% | 15.02% | 0% | 0% | 0% | 100%
Floorspace-Based | FCZ05 Tot | Office, Small | 4.631% | 3.929% | 0.07161% | 1.807% | 0.9595% | 6.682% | 1.091% | 6.666% | 1.834% | 4.255% | 31.07% | 24.27% | 3.461% | 2.987% | 6.289% | 100%
Floorspace-Based | FCZ05 Tot | Refrigerated Warehouse | 0% | 0% | 0% | 0% | 0% | 0% | 0% | 0% | 0% | 7.303% | 64.95% | 27.75% | 0% | 0% | 0% | 100%
Floorspace-Based | FCZ05 Tot | Restaurant | 1.767% | 3.685% | 3.499% | 1.53% | 2.962% | 3.509% | 1.39% | 4.841% | 2.56% | 4.363% | 34.64% | 25.58% | 3.087% | 1.775% | 4.811% | 100%
Floorspace-Based | FCZ05 Tot | Retail | 2.464% | 3.475% | 8.138% | 1.909% | 0.8422% | 8.761% | 1.206% | 2.779% | 4.949% | 6.881% | 32.62% | 19.66% | 3.346% | 1.687% | 1.288% | 100%
Floorspace-Based | FCZ05 Tot | School | 1.681% | 0% | 2.507% | 0.5974% | 0.07558% | 11.87% | 1.484% | 3.066% | 2.688% | 4.72% | 47.3% | 19.6% | 0% | 4.41% | 0% | 100%
Floorspace-Based | FCZ05 Tot | Warehouse | 1.939% | 1.789% | 2.178% | 1.539% | 0.1503% | 9.5% | 0% | 0.4365% | 2.812% | 16.19% | 41.58% | 12.79% | 2.125% | 5.485% | 1.485% | 100%
Floorspace-Based | FCZ05 Tot | All Commercial | 1.555% | 1.879% | 3.776% | 1.322% | 0.7783% | 8.361% | 0.7748% | 4.364% | 4.462% | 6.742% | 37.11% | 21.22% | 2.272% | 2.979% | 2.407% | 100%
Floorspace-Based | FCZ06 Tot | College | 0% | 2.145% | 0.4949% | 0% | 0% | 0.04732% | 1.153% | 0% | 2.673% | 0.02875% | 92.63% | 0.8287% | 0% | 0% | 0% | 100%
Floorspace-Based | FCZ06 Tot | Food Stores | 2.75% | 6.509% | 2.664% | 0.4442% | 1.13% | 2.558% | 1.217% | 11.68% | 9.515% | 1.148% | 44.46% | 10.68% | 1.09% | 4.156% | 0% | 100%
Floorspace-Based | FCZ06 Tot | Health Care | 36.27% | 0% | 0% | 0% | 0% | 3.123% | 1.009% | 4.718% | 3.661% | 3.606% | 38.02% | 6.872% | 0% | 2.725% | 0% | 100%
Floorspace-Based | FCZ06 Tot | Lodging | 1.101% | 6.624% | 5.795% | 8.589% | 0.383% | 3.828% | 0% | 3.173% | 5.491% | 6.262% | 39.24% | 16.74% | 2.351% | 0% | 0.4209% | 100%
Floorspace-Based | FCZ06 Tot | Miscellaneous | 0.3376% | 0.9535% | 3.358% | 2.027% | 2.616% | 7.211% | 1.237% | 5.488% | 3.596% | 6.478% | 42.58% | 18.38% | 1.62% | 3.818% | 0.3017% | 100%
Floorspace-Based | FCZ06 Tot | Office, Large | 0% | 3.307% | 0% | 0% | 0% | 0% | 0% | 5.255% | 2.994% | 12.8% | 64.05% | 4.693% | 0% | 4.028% | 2.878% | 100%
Floorspace-Based | FCZ06 Tot | Office, Small | 0.7779% | 2.676% | 4.164% | 7.826% | 5.555% | 5.517% | 0.7231% | 9.114% | 3.705% | 6.907% | 39.31% | 7.022% | 0.2488% | 4.106% | 2.347% | 100%
Floorspace-Based | FCZ06 Tot | Refrigerated Warehouse | 0% | 0% | 15.3% | 0% | 0% | 5.542% | 21.29% | 0% | 0% | 0% | 29.62% | 0% | 8.973% | 19.27% | 0% | 100%
Floorspace-Based | FCZ06 Tot | Restaurant | 0.8568% | 2.67% | 2.117% | 5.761% | 3.012% | 2.547% | 1.681% | 2.553% | 4.013% | 6.823% | 55.47% | 4.417% | 0.6465% | 7.431% | 0% | 100%
Floorspace-Based | FCZ06 Tot | Retail | 0.05261% | 3.427% | 7.145% | 2.201% | 2.497% | 9.678% | 0.665% | 4.884% | 5.079% | 5.354% | 36.07% | 11.03% | 1.887% | 10.03% | 0% | 100%
Floorspace-Based | FCZ06 Tot | School | 0% | 2.561% | 2.362% | 0% | 2.205% | 4.825% | 2.373% | 1.942% | 3.328% | 0% | 67.18% | 11.15% | 0% | 2.074% | 0% | 100%
Floorspace-Based | FCZ06 Tot | Warehouse | 0% | 0% | 8.305% | 0% | 1.133% | 22.09% | 0% | 1.246% | 2.327% | 1.737% | 46.58% | 16.58% | 0% | 0% | 0% | 100%
Floorspace-Based | FCZ06 Tot | All Commercial | 2.896% | 2.697% | 4.011% | 3.079% | 2.034% | 6.164% | 1.109% | 4.633% | 4.005% | 4.867% | 48.19% | 10.97% | 1.017% | 3.727% | 0.6048% | 100%
Floorspace-Based | FCZ07 Tot | College | 3.885% | 0.7186% | 0.2649% | 0.9698% | 0% | 7.537% | 7.619% | 8.377% | 4.712% | 0.9411% | 13.13% | 38.73% | 4.442% | 5.757% | 2.908% | 100%
Floorspace-Based | FCZ07 Tot | Food Stores | 1.598% | 1.752% | 2.075% | 1.985% | 1.305% | 2.023% | 0.7153% | 2.133% | 1.587% | 1.951% | 24.94% | 36.59% | 4.946% | 13.38% | 3.019% | 100%
Floorspace-Based | FCZ07 Tot | Health Care | 0.6409% | 0.6014% | 1.775% | 1.087% | 0.1281% | 1.137% | 0.3833% | 3.025% | 0.02093% | 1.692% | 23.35% | 50.97% | 5.713% | 8.131% | 1.34% | 100%
Floorspace-Based | FCZ07 Tot | Lodging | 0.324% | 1.64% | 0.9034% | 1.247% | 0% | 2.329% | 1.956% | 2.812% | 0.4868% | 2.21% | 25.39% | 46.44% | 3.377% | 6.841% | 4.045% | 100%
Floorspace-Based | FCZ07 Tot | Miscellaneous | 0.7877% | 3.759% | 2.247% | 1.084% | 0.3001% | 4.263% | 0.4935% | 2.494% | 1.262% | 3.489% | 21.19% | 39.37% | 5.006% | 12.29% | 1.966% | 100%
Floorspace-Based | FCZ07 Tot | Office, Large | 0.6585% | 1.008% | 3.19% | 1.587% | 0% | 1.447% | 0.15% | 1.216% | 1.05% | 0.9431% | 19.01% | 53.51% | 3.542% | 7.806% | 4.882% | 100%
Floorspace-Based | FCZ07 Tot | Office, Small | 1.052% | 0.9624% | 4.137% | 0.9887% | 1.219% | 3.124% | 0.3918% | 2.901% | 1.353% | 1.798% | 22.46% | 42.28% | 5.739% | 9.447% | 2.152% | 100%
Floorspace-Based | FCZ07 Tot | Refrigerated Warehouse | 0.788% | 0.3585% | 0% | 0% | 0% | 0% | 0.1345% | 0% | 0.7747% | 0.1718% | 27.9% | 41.09% | 24.78% | 4.003% | 0% | 100%
Floorspace-Based | FCZ07 Tot | Restaurant | 0.5456% | 1.96% | 2.76% | 1.295% | 0.6926% | 4.445% | 1.301% | 3.031% | 2.666% | 1.258% | 21.62% | 38.95% | 5.993% | 10.44% | 3.04% | 100%
Floorspace-Based | FCZ07 Tot | Retail | 1.558% | 2.364% | 3.873% | 2.418% | 0.9184% | 2.04% | 0.7205% | 1.098% | 3.404% | 1.32% | 20.84% | 40.92% | 3.541% | 12.4% | 2.59% | 100%
Floorspace-Based | FCZ07 Tot | School | 0% | 3.535% | 1.127% | 0.1707% | 1.364% | 1.528% | 0.08844% | 4.573% | 0.8604% | 0.3753% | 20.52% | 50.53% | 1.199% | 10.46% | 3.662% | 100%
Floorspace-Based | FCZ07 Tot | Warehouse | 0.6407% | 1.063% | 2.46% | 4.528% | 0% | 1.335% | 0.3729% | 1.053% | 2.176% | 0.8034% | 15.94% | 54.67% | 4.788% | 9.133% | 1.036% | 100%
Floorspace-Based | FCZ07 Tot | All Commercial | 0.9235% | 1.87% | 2.517% | 1.903% | 0.4594% | 2.428% | 0.7872% | 2.291% | 1.766% | 1.494% | 20.15% | 46.38% | 4.659% | 9.788% | 2.583% | 100%
Floorspace-Based | FCZ08 Tot | College | 0.07808% | 0% | 0% | 0% | 0% | 53.09% | 0.06754% | 0.3003% | 0.05206% | 0.8192% | 33.64% | 11.29% | 0% | 0.1558% | 0.5069% | 100%
Floorspace-Based | FCZ08 Tot | Food Stores | 1.473% | 4.776% | 0% | 3.3% | 0% | 0% | 2.324% | 1.294% | 0.1388% | 0% | 8.043% | 56.5% | 1.503% | 20.51% | 0.1384% | 100%
Floorspace-Based | FCZ08 Tot | Health Care | 0% | 0% | 4.964% | 2.924% | 5.976% | 14.22% | 0% | 0% | 0% | 0.977% | 17.3% | 22.8% | 16.9% | 12.99% | 0.9586% | 100%
Floorspace-Based | FCZ08 Tot | Lodging | 0% | 0% | 0.9839% | 0% | 0% | 1.992% | 0% | 3.628% | 0% | 0% | 35.89% | 43.02% | 6.856% | 7.625% | 0% | 100%
Floorspace-Based | FCZ08 Tot | Miscellaneous | 1.532% | 3.067% | 2.511% | 0.2363% | 0.959% | 7.968% | 0.6062% | 1.029% | 1.098% | 3.535% | 26.27% | 36.73% | 1.417% | 10.48% | 2.568% | 100%
Floorspace-Based | FCZ08 Tot | Office, Large | 1.107% | 0% | 4.833% | 0% | 0% | 18.07% | 0% | 2.376% | 0% | 0% | 32.03% | 21.47% | 9.005% | 0% | 11.11% | 100%
Floorspace-Based | FCZ08 Tot | Office, Small | 1.241% | 1.8% | 3.544% | 3.586% | 0% | 3.062% | 0.7019% | 3.671% | 0.9419% | 3.817% | 25.16% | 33.93% | 4.288% | 11.67% | 2.579% | 100%
Floorspace-Based | FCZ08 Tot | Refrigerated Warehouse | 0% | 0% | 0% | 0% | 0% | 4.218% | 0% | 0% | 0% | 0% | 35.44% | 0% | 0% | 60.35% | 0% | 100%
Floorspace-Based | FCZ08 Tot | Restaurant | 0% | 2.484% | 3.054% | 0% | 1.124% | 0.9678% | 1.831% | 1.406% | 7.65% | 1.373% | 15.2% | 50.73% | 1.376% | 11.1% | 1.698% | 100%
Floorspace-Based | FCZ08 Tot | Retail | 2.272% | 1.907% | 1.633% | 0% | 2.897% | 1.209% | 0.5251% | 3.155% | 2.294% | 0.5113% | 21.86% | 43.31% | 5.499% | 10.57% | 2.361% | 100%
Floorspace-Based | FCZ08 Tot | School | 2.078% | 2.972% | 3.555% | 0% | 2.44% | 1.954% | 0.5999% | 0% | 0.5397% | 2.542% | 28.43% | 41.87% | 7.347% | 3.201% | 2.468% | 100%
Floorspace-Based | FCZ08 Tot | Warehouse | 3.128% | 1.736% | 10.26% | 1.703% | 1.125% | 2.044% | 0% | 2.929% | 0.2342% | 0% | 23.14% | 35.69% | 2.304% | 15.71% | 0% | 100%
Floorspace-Based | FCZ08 Tot | All Commercial | 1.24% | 1.508% | 2.883% | 0.7963% | 1.19% | 12.92% | 0.4525% | 1.834% | 0.9521% | 1.414% | 26.4% | 32.68% | 4.823% | 8.054% | 2.858% | 100%
Floorspace-Based | FCZ09 Tot | College | 0% | 0% | 1.427% | 0% | 0% | 0% | 0% | 0% | 0% | 0% | 1.144% | 49.33% | 0.3783% | 15.58% | 32.15% | 100%
Floorspace-Based | FCZ09 Tot | Food Stores | 0.4335% | 1.944% | 3.725% | 0% | 0% | 9.026% | 0% | 3.623% | 0.4388% | 1.463% | 20.94% | 44.02% | 0.8535% | 5.913% | 7.615% | 100%
Floorspace-Based | FCZ09 Tot | Health Care | 0% | 0.6994% | 34.58% | 0% | 3.621% | 8.699% | 2.922% | 0% | 0% | 0% | 8.345% | 29.31% | 1.357% | 10.47% | 0% | 100%
Floorspace-Based | FCZ09 Tot | Lodging | 0% | 5.457% | 2.659% | 0% | 1.382% | 11.45% | 0% | 2.862% | 3.004% | 4.592% | 10.86% | 47.78% | 7.737% | 1.22% | 1.006% | 100%
Floorspace-Based | FCZ09 Tot | Miscellaneous | 0% | 0.3876% | 2.072% | 9.289% | 0% | 0.5911% | 0% | 0.04724% | 0% | 4.294% | 24.87% | 43.73% | 2.446% | 12.13% | 0.1543% | 100%
Floorspace-Based | FCZ09 Tot | Office, Large | 0% | 0% | 0% | 0% | 5.855% | 0% | 0% | 0% | 0% | 0% | 4.402% | 17.09% | 0% | 72.65% | 0% | 100%
Floorspace-Based | FCZ09 Tot | Office, Small | 1.652% | 5.664% | 0.9859% | 1.41% | 3.298% | 2.687% | 2.858% | 4.301% | 0% | 2.051% | 14.19% | 45.65% | 3.275% | 11.98% | 0% | 100%
Floorspace-Based | FCZ09 Tot | Refrigerated Warehouse | 0% | 0% | 0% | 0% | 0% | 0% | 0% | 92.16% | 0% | 0% | 0% | 7.844% | 0% | 0% | 0% | 100%
Floorspace-Based | FCZ09 Tot | Restaurant | 0.7279% | 0.8721% | 0% | 0.9703% | 1.277% | 1.25% | 1.846% | 3.688% | 8.921% | 0.6046% | 21.34% | 36.9% | 2.856% | 17.49% | 1.262% | 100%
Floorspace-Based | FCZ09 Tot | Retail | 0% | 0.2498% | 1.016% | 0.53% | 0% | 0.4311% | 0% | 11.23% | 4.558% | 1.174% | 14.81% | 61.16% | 2.429% | 2.156% | 0.2535% | 100%
Floorspace-Based | FCZ09 Tot | School | 0% | 9.092% | 8.215% | 3.649% | 0% | 3.538% | 0% | 0% | 4.149% | 0% | 42.71% | 26.87% | 0% | 1.769% | 0% | 100%
Floorspace-Based | FCZ09 Tot | Warehouse | 0% | 0% | 0% | 0% | 0% | 0% | 0% | 13.99% | 0% | 0.9075% | 2.263% | 15.65% | 1.777% | 0.7756% | 64.64% | 100%
Floorspace-Based | FCZ09 Tot | All Commercial | 0.1827% | 2.43% | 4.267% | 2.736% | 0.7625% | 2.238% | 0.4721% | 7.024% | 1.743% | 1.609% | 18.35% | 37.26% | 1.898% | 8.146% | 10.87% | 100%
Floorspace-Based | FCZ10 Tot | College | 0% | 14.64% | 0% | 0% | 0% | 0% | 0.3415% | 35.39% | 0% | 0% | 6.101% | 42.77% | 0% | 0.7598% | 0% | 100%
Floorspace-Based | FCZ10 Tot | Food Stores | 0% | 0% | 4.283% | 0.5725% | 0.22% | 0% | 0% | 0.9962% | 4.261% | 0.7994% | 21.77% | 49.52% | 5.22% | 7.404% | 4.951% | 100%
Floorspace-Based | FCZ10 Tot | Health Care | 0% | 0% | 0% | 0.7325% | 0.9398% | 8.901% | 0% | 0% | 0% | 0% | 46.27% | 37.92% | 0% | 5.238% | 0% | 100%
Floorspace-Based | FCZ10 Tot | Lodging | 0% | 0% | 1.694% | 0.1603% | 0.6124% | 2.31% | 0% | 0.9708% | 0.6921% | 0% | 29.1% | 29.86% | 2.051% | 20.34% | 12.2% | 100%
Floorspace-Based | FCZ10 Tot | Miscellaneous | 0.7276% | 0.2539% | 1.684% | 0.4891% | 0.6961% | 3.784% | 0.2489% | 1.407% | 2.484% | 0.5886% | 30.99% | 32.45% | 7.262% | 16.65% | 0.2792% | 100%
Floorspace-Based | FCZ10 Tot | Office, Large | 0% | 0% | 0% | 0% | 0% | 0% | 0% | 0% | 0% | 0% | 34.37% | 54.16% | 0% | 3.659% | 7.804% | 100%
Floorspace-Based | FCZ10 Tot | Office, Small | 0.9692% | 2.528% | 3.478% | 0.2221% | 2.1% | 8.843% | 0% | 2.028% | 8.25% | 0.9426% | 17.92% | 40.74% | 2.156% | 8.598% | 1.223% | 100%
Floorspace-Based | FCZ10 Tot | Refrigerated Warehouse | 0% | 0% | 0% | 0% | 0% | 0% | 0% | 0% | 0% | 0% | 0% | 100% | 0% | 0% | 0% | 100%
Floorspace-Based | FCZ10 Tot | Restaurant | 0% | 0.7445% | 1.094% | 1.207% | 0.436% | 4.147% | 0.8487% | 4.278% | 1.691% | 1.99% | 27.51% | 42.88% | 1.944% | 9.843% | 1.383% | 100%
Floorspace-Based | FCZ10 Tot | Retail | 1.939% | 0.9855% | 0.8233% | 0.7346% | 1.62% | 4.573% | 0.525% | 1.699% | 2.996% | 1.594% | 15.27% | 58.27% | 1.399% | 6.639% | 0.9329% | 100%
Floorspace-Based | FCZ10 Tot | School | 2.012% | 0% | 3.77% | 6.912% | 2.122% | 0% | 1.679% | 1.794% | 0% | 0.1943% | 26.06% | 34.34% | 5.898% | 12.54% | 2.675% | 100%
Floorspace-Based | FCZ10 Tot | Warehouse | 2.014% | 0.3623% | 0% | 1.833% | 1.662% | 1.066% | 0.01403% | 2.121% | 1.936% | 1.765% | 23.03% | 55.46% | 5.176% | 3.562% | 0% | 100%
Floorspace-Based | FCZ10 Tot | All Commercial | 1.36% | 0.7373% | 1.055% | 1.54% | 1.34% | 2.774% | 0.2921% | 2.255% | 2.131% | 1.103% | 23.97% | 48.71% | 3.875% | 7.537% | 1.319% | 100%
Floorspace-Based | FCZ11 Tot | College | 0.394% | 5.204% | 10.93% | 0% | 0% | 0% | 0% | 0% | 0% | 0.5257% | 50.2% | 17.54% | 14.01% | 1.189% | 0% | 100%
Floorspace-Based | FCZ11 Tot | Food Stores | 0% | 0% | 0% | 0% | 1.94% | 0.352% | 0.5073% | 0% | 0.6128% | 0.2732% | 16.15% | 42.75% | 4.943% | 26.31% | 6.157% | 100%
Floorspace-Based | FCZ11 Tot | Health Care | 0% | 9.655% | 1.356% | 0% | 0% | 2.89% | 0% | 0% | 0.542% | 1.214% | 16.13% | 62.56% | 3.128% | 2.524% | 0% | 100%
Floorspace-Based | FCZ11 Tot | Lodging | 0% | 1.673% | 17.09% | 8.437% | 0% | 2.429% | 0% | 1.872% | 0% | 0% | 14.19% | 40.25% | 1.121% | 12.94% | 0% | 100%
Floorspace-Based | FCZ11 Tot | Miscellaneous | 0.05974% | 1.133% | 0.4809% | 2.023% | 0.1834% | 1.196% | 0% | 2.16% | 1.215% | 10.04% | 22.91% | 38.74% | 5.418% | 13.9% | 0.5339% | 100%
Floorspace-Based | FCZ11 Tot | Office, Large | 26.88% | 0% | 8.605% | 0% | 0% | 3.757% | 0% | 9.644% | 0% | 12.1% | 0% | 34.76% | 0% | 4.244% | 0% | 100%
Floorspace-Based | FCZ11 Tot | Office, Small | 0.1598% | 9.806% | 5.406% | 0% | 0.3294% | 10.76% | 0.7685% | 1.551% | 0.7186% | 0.1581% | 15.27% | 44.35% | 0.09873% | 10.62% | 0% | 100%
Floorspace-Based | FCZ11 Tot | Refrigerated Warehouse | 0% | 0% | 0% | 0% | 0% | 0% | 0% | 0% | 0% | 0% | 43.64% | 56.36% | 0% | 0% | 0% | 100%
Floorspace-Based | FCZ11 Tot | Restaurant | 0.5017% | 1.1% | 1.156% | 1.199% | 2.162% | 2.818% | 0% | 1.496% | 0.455% | 3.809% | 25.89% | 38.68% | 9.371% | 9.633% | 1.738% | 100%
Floorspace-Based | FCZ11 Tot | Retail | 0.2884% | 2.229% | 0.9683% | 1.334% | 0.9208% | 1.555% | 0.33% | 3.485% | 0.7266% | 7.171% | 24.86% | 32.64% | 4.932% | 18.11% | 0.4445% | 100%
Floorspace-Based | FCZ11 Tot | School | 0% | 3.037% | 2.242% | 0% | 12.61% | 0% | 3.452% | 3.417% | 0.2041% | 0% | 17.95% | 45.42% | 2.89% | 5.801% | 2.984% | 100%
Floorspace-Based | FCZ11 Tot | Warehouse | 0.03984% | 0% | 0.9305% | 0.06384% | 0% | 6.713% | 0% | 1.88% | 0.4832% | 0.04851% | 23.46% | 42.3% | 0.7194% | 23.36% | 0% | 100%
Floorspace-Based | FCZ11 Tot | All Commercial | 1.123% | 2.121% | 2.646% | 0.9048% | 1.411% | 3.708% | 0.4207% | 2.298% | 0.5704% | 3.283% | 22.26% | 40.46% | 3.142% | 15.04% | 0.605% | 100%
Floorspace-Based | FCZ12c Tot | College | 0.2935% | 0% | 0.963% | 0% | 0% | 0.7075% | 0.05821% | 0% | 0.4233% | 0.5432% | 3.685% | 92.1% | 0.01688% | 0% | 1.207% | 100%
Floorspace-Based | FCZ12c Tot | Food Stores | 0.118% | 0.6324% | 4.709% | 1.32% | 0% | 3.759% | 0.05179% | 0.7388% | 9.567% | 2.004% | 25.43% | 36.11% | 1.201% | 10.86% | 3.497% | 100%
Floorspace-Based | FCZ12c Tot | Health Care | 1.464% | 0% | 2.691% | 3.479% | 1.087% | 2.813% | 0% | 2.488% | 4.579% | 0.6331% | 22.14% | 52.19% | 0.1132% | 3.548% | 2.777% | 100%
Floorspace-Based | FCZ12c Tot | Lodging | 1.001% | 0.7987% | 1.297% | 1.013% | 1.132% | 0.06795% | 0.07373% | 0.638% | 1.335% | 0% | 29.77% | 21.86% | 3.582% | 34.39% | 3.037% | 100%
Floorspace-Based | FCZ12c Tot | Miscellaneous | 0.5096% | 1.394% | 2.514% | 0.8941% | 1.095% | 3.05% | 0.7753% | 2.434% | 4.198% | 0.6357% | 26.82% | 36.13% | 6.954% | 5.124% | 7.477% | 100%
Floorspace-Based | FCZ12c Tot | Office, Large | 0.6735% | 2.822% | 1.729% | 0% | 0.889% | 0.7264% | 0.2403% | 1.556% | 1.133% | 1.135% | 29.67% | 36.63% | 1.503% | 17.03% | 4.265% | 100%
Floorspace-Based | FCZ12c Tot | Office, Small | 0.8283% | 2.004% | 4.442% | 1.032% | 2.229% | 5.604% | 1.524% | 2.193% | 4.369% | 2.569% | 25.99% | 31.84% | 6.808% | 6.088% | 2.48% | 100%
Floorspace-Based | FCZ12c Tot | Refrigerated Warehouse | 1.733% | 0% | 0% | 0% | 4.837% | 2.305% | 0% | 4.224% | 0.9835% | 0% | 13.76% | 51.05% | 3.985% | 17.12% | 0% | 100%
Floorspace-Based | FCZ12c Tot | Restaurant | 0.5287% | 4.11% | 4.778% | 0.8973% | 0.3089% | 4.673% | 1.28% | 1% | 4.526% | 1.916% | 23.33% | 35.3% | 5.68% | 8.067% | 3.611% | 100%
Floorspace-Based | FCZ12c Tot | Retail | 2.461% | 3.432% | 4.503% | 1.112% | 0.7939% | 4.422% | 0.3393% | 2.779% | 1.093% | 3.394% | 19.16% | 46.58% | 4.626% | 3.848% | 1.463% | 100%
Floorspace-Based | FCZ12c Tot | School | 0% | 41.19% | 5.805% | 10.51% | 0% | 0% | 0% | 0% | 0.7663% | 0% | 18.81% | 20.41% | 0% | 1.562% | 0.9551% | 100%
Floorspace-Based | FCZ12c Tot | Warehouse | 0.8559% | 5.223% | 1.846% | 4.399% | 8.653% | 16.99% | 0.2905% | 2.547% | 1.995% | 0.1072% | 29.07% | 21.7% | 1.051% | 2.039% | 3.236% | 100%
Floorspace-Based | FCZ12c Tot | All Commercial | 0.8614% | 4.155% | 2.867% | 1.553% | 1.379% | 3.225% | 0.4895% | 1.778% | 2.653% | 1.217% | 24.32% | 38.81% | 3.664% | 9.281% | 3.746% | 100%
Floorspace-Based | FCZ12i Tot | College | 0% | 0.1148% | 2.043% | 0% | 0.105% | 0% | 0% | 0% | 10.02% | 47.66% | 7.616% | 31.88% | 0.5631% | 0% | 0% | 100%
Floorspace-Based | FCZ12i Tot | Food Stores | 0% | 5.269% | 0.3944% | 0.2033% | 0.6115% | 0.6941% | 0.4608% | 5.403% | 0.7393% | 1.042% | 11.06% | 71.25% | 0.1469% | 2.397% | 0.3268% | 100%
Floorspace-Based | FCZ12i Tot | Health Care | 0% | 0% | 8.096% | 0% | 0% | 1.272% | 3.384% | 0.1801% | 0.1305% | 1.44% | 8.855% | 63.11% | 0.7209% | 9.053% | 3.763% | 100%
Floorspace-Based | FCZ12i Tot | Lodging | 0% | 0% | 1.77% | 4.621% | 0% | 10.82% | 3.063% | 1.007% | 0% | 0% | 10.31% | 58.98% | 2.062% | 7.367% | 0% | 100%
Floorspace-Based | FCZ12i Tot | Miscellaneous | 0.4398% | 3.921% | 0.7844% | 0.7172% | 1.033% | 2.678% | 0.6044% | 0.4343% | 3.945% | 2.077% | 39.74% | 26.57% | 3.691% | 12.65% | 0.721% | 100%
Floorspace-Based | FCZ12i Tot | Office, Large | 0% | 0% | 2.716% | 0% | 0% | 0% | 0% | 3.605% | 0% | 2.864% | 14.43% | 41.67% | 9.312% | 25.41% | 0% | 100%
Floorspace-Based | FCZ12i Tot | Office, Small | 2.359% | 3.378% | 2.259% | 1.675% | 2.948% | 3.847% | 4.604% | 2.51% | 2.561% | 1.71% | 27.85% | 30.82% | 4.918% | 5.934% | 2.625% | 100%
Floorspace-Based | FCZ12i Tot | Refrigerated Warehouse | 0% | 0% | 0% | 0% | 0% | 0% | 0% | 0% | 33.89% | 0% | 40.86% | 25.25% | 0% | 0% | 0% | 100%
Floorspace-Based | FCZ12i Tot | Restaurant | 2.861% | 2.741% | 4.417% | 0% | 5.556% | 8.292% | 0% | 0.301% | 1.924% | 0.5298% | 19.19% | 44.7% | 6.983% | 0% | 2.502% | 100%
Floorspace-Based | FCZ12i Tot | Retail | 0.8189% | 3.345% | 1.658% | 1.573% | 0.7357% | 12.24% | 4.57% | 2.459% | 0.5012% | 2.129% | 26.37% | 29.22% | 1.288% | 12.78% | 0.3236% | 100%
Floorspace-Based | FCZ12i Tot | School | 0.6234% | 11.6% | 0% | 0% | 19.42% | 0% | 4.251% | 0% | 0% | 0% | 12.59% | 44.06% | 0.6556% | 0.2173% | 6.579% | 100%
Floorspace-Based | FCZ12i Tot | Warehouse | 1.986% | 4.108% | 1.705% | 0% | 0% | 8.621% | 1.209% | 3.16% | 3.636% | 0% | 13.56% | 36.52% | 7.158% | 16.91% | 1.43% | 100%
Floorspace-Based | FCZ12i Tot | All Commercial | 0.6873% | 3.529% | 2.102% | 0.9168% | 3.07% | 4.54% | 2.47% | 1.419% | 1.984% | 3.748% | 22.19% | 38.89% | 3.003% | 9.717% | 1.731% | 100%
Floorspace-Based | FCZ13 Tot | College | 0% | 14.59% | 0% | 0% | 0% | 0% | 0% | 0.2718% | 1.157% | 0.3474% | 42.44% | 40% | 0% | 1.186% | 0% | 100%
Floorspace-Based | FCZ13 Tot | Food Stores | 0% | 1.862% | 3.483% | 0% | 0.1549% | 13.82% | 0.07633% | 4.097% | 0.2996% | 2.201% | 19.55% | 47.02% | 2.959% | 4.478% | 0% | 100%
Floorspace-Based | FCZ13 Tot | Health Care | 0% | 0% | 0.8486% | 0.348% | 0% | 7.852% | 0% | 4.01% | 0% | 0.4127% | 34.01% | 35.27% | 0% | 16.94% | 0.3031% | 100%
Floorspace-Based | FCZ13 Tot | Lodging | 0% | 0% | 0% | 0% | 0% | 5.74% | 0% | 0% | 0% | 0% | 17.95% | 70.69% | 0% | 5.623% | 0% | 100%
Floorspace-Based | FCZ13 Tot | Miscellaneous | 0.9471% | 0.5144% | 1.773% | 0.1396% | 0.7589% | 7.429% | 0.2857% | 4.269% | 0.4935% | 4.974% | 29.12% | 31.88% | 1.635% | 14.9% | 0.888% | 100%
Floorspace-Based | FCZ13 Tot | Office, Large | 4.248% | 1.736% | 2.39% | 0% | 0% | 5.623% | 0% | 0% | 3.159% | 1.643% | 11.6% | 51.3% | 2.261% | 14.49% | 1.552% | 100%
Floorspace-Based | FCZ13 Tot | Office, Small | 0.3403% | 1.203% | 2.015% | 0.8531% | 0.6694% | 6.734% | 1.536% | 2.279% | 1.704% | 3.508% | 32.66% | 40.75% | 0.9415% | 4.141% | 0.6591% | 100%
Floorspace-Based | FCZ13 Tot | Refrigerated Warehouse | 0% | 0% | 0% | 0% | 0% | 5.074% | 0% | 0% | 0% | 0% | 10.92% | 45.15% | 0% | 38.85% | 0% | 100%
Floorspace-Based | FCZ13 Tot | Restaurant | 0.1214% | 1.369% | 4.362% | 0.1303% | 0.7979% | 5.178% | 0.792% | 1.009% | 0.8194% | 2.363% | 26.38% | 43.64% | 0% | 11.98% | 1.048% | 100%
Floorspace-Based | FCZ13 Tot | Retail | 0.5803% | 2.334% | 0.7694% | 0.3301% | 1.253% | 8.495% | 0.8575% | 1.912% | 5.23% | 1.149% | 27.77% | 38.46% | 1.145% | 7.771% | 1.942% | 100%
Floorspace-Based | FCZ13 Tot | School | 0.06114% | 0% | 3.01% | 0% | 1.583% | 3.398% | 0% | 0% | 0% | 6.878% | 25.38% | 45.2% | 0% | 14.49% | 0% | 100%
Floorspace-Based | FCZ13 Tot | Warehouse | 0.909% | 0.2704% | 0.5801% | 0% | 6.677% | 5.64% | 1.046% | 0.7991% | 1.103% | 3.108% | 16.99% | 41.6% | 0% | 20.7% | 0.5827% | 100%
Floorspace-Based | FCZ13 Tot | All Commercial | 1.039% | 1.599% | 1.654% | 0.1948% | 1.176% | 6.542% | 0.468% | 1.897% | 1.787% | 2.813% | 25.19% | 41.48% | 1.036% | 12.23% | 0.8968% | 100%
Floorspace-Based | FCZ16 Tot | College | 0% | 0% | 0% | 0% | 0% | 94.07% | 0% | 0% | 0% | 4.746% | 1.187% | 0% | 0% | 0% | 0% | 100%
Floorspace-Based | FCZ16 Tot | Food Stores | 0% | 5.279% | 8.624% | 5.322% | 3.717% | 11.74% | 2% | 5.344% | 4.084% | 11.15% | 32.56% | 10.18% | 0% | 0% | 0% | 100%
Floorspace-Based | FCZ16 Tot | Health Care | 0% | 17.87% | 0% | 1.611% | 0% | 0% | 0% | 0% | 0% | 0% | 51.32% | 29.2% | 0% | 0% | 0% | 100%
Floorspace-Based | FCZ16 Tot | Lodging | 6.617% | 20.09% | 0.5797% | 0% | 4.295% | 0% | 0% | 12.45% | 5.735% | 9.264% | 36.02% | 4.949% | 0% | 0% | 0% | 100%
Floorspace-Based | FCZ16 Tot | Miscellaneous | 2.488% | 2.223% | 1.851% | 1.481% | 1.813% | 8.948% | 0.3892% | 2.321% | 2.744% | 5.717% | 55.01% | 6.845% | 1.858% | 2.339% | 3.976% | 100%
Floorspace-Based | FCZ16 Tot | Office, Large | 0% | 8.285% | 5.347% | 7.853% | 0% | 22.54% | 0% | 3.463% | 0.9023% | 18.09% | 23.08% | 10.44% | 0% | 0% | 0% | 100%
Floorspace-Based | FCZ16 Tot | Office, Small | 0.4092% | 0% | 5.162% | 0% | 1.098% | 0% | 1.367% | 6.584% | 8.74% | 6.443% | 57.88% | 10.31% | 0% | 0.1708% | 1.834% | 100%
Floorspace-Based | FCZ16 Tot | Refrigerated Warehouse | 0% | 0% | 0% | 16.01% | 0% | 18.01% | 4.324% | 0% | 3.771% | 0% | 42.09% | 4.545% | 11.25% | 0% | 0% | 100%
Floorspace-Based | FCZ16 Tot | Restaurant | 0% | 4.631% | 4.49% | 1.796% | 0.4585% | 1.607% | 7.219% | 3.974% | 9.16% | 9.011% | 45.44% | 9.562% | 0.4854% | 2.165% | 0% | 100%
Floorspace-Based | FCZ16 Tot | Retail | 1.853% | 3.893% | 4.151% | 1.315% | 1.971% | 11.62% | 2.281% | 1.303% | 6.914% | 15.14% | 35.9% | 10.37% | 0% | 2.77% | 0.5159% | 100%
Floorspace-Based | FCZ16 Tot | School | 0% | 5.375% | 4.228% | 14.09% | 0% | 8.662% | 6.822% | 9.209% | 2.833% | 8.968% | 36.98% | 1.747% | 0% | 1.091% | 0% | 100%
Floorspace-Based | FCZ16 Tot | Warehouse | 0% | 0% | 0% | 0% | 0% | 2.519% | 0% | 0% | 27.74% | 34.54% | 32.88% | 0.0895% | 0% | 2.235% | 0% | 100%
Floorspace-Based | FCZ16 Tot | All Commercial | 0.9553% | 5.956% | 3.465% | 4.686% | 0.8848% | 16.73% | 1.404% | 3.77% | 4.203% | 12.12% | 35.23% | 8.395% | 0.4741% | 0.946% | 0.7804% | 100%
Floorspace-Based | FCZ17 Tot | College | 0% | 0.542% | 0% | 18.66% | 0% | 0% | 0% | 0% | 43.93% | 15.72% | 0.05062% | 21.1% | 0% | 0% | 0% | 100%
Floorspace-Based | FCZ17 Tot | Food Stores | 0% | 0% | 25.84% | 3.238% | 4.622% | 8.561% | 3.786% | 0.4388% | 3.388% | 12.07% | 36.28% | 1.134% | 0% | 0.5451% | 0.1032% | 100%
Floorspace-Based | FCZ17 Tot | Health Care | 0% | 0% | 0% | 5.854% | 3.12% | 0% | 16.16% | 0% | 0% | 0% | 45.84% | 29.03% | 0% | 0% | 0% | 100%
Floorspace-Based | FCZ17 Tot | Lodging | 0% | 0% | 0% | 0% | 0% | 0% | 0% | 1.364% | 0% | 0% | 93.92% | 4.711% | 0% | 0% | 0% | 100%
Floorspace-Based | FCZ17 Tot | Miscellaneous | 2.631% | 3.759% | 3.965% | 0.556% | 3.99% | 3.784% | 6.764% | 9.548% | 2.229% | 9.424% | 37.49% | 11.27% | 0.9595% | 2.816% | 0.8164% | 100%
Floorspace-Based | FCZ17 Tot | Office, Large | 0% | 0% | 16.13% | 0% | 0% | 0% | 0% | 0% | 0% | 24.33% | 49.64% | 3.047% | 0% | 6.851% | 0% | 100%
Floorspace-Based | FCZ17 Tot | Office, Small | 0% | 0.3561% | 4.297% | 1.502% | 1.702% | 15.13% | 4.618% | 8.907% | 0.4734% | 9.098% | 46.27% | 4.689% | 0.4433% | 1.695% | 0.8177% | 100%
Floorspace-Based | FCZ17 Tot | Refrigerated Warehouse | 0% | 0% | 0% | 0% | 0% | 3.039% | 0% | 0% | 0% | 5.831% | 91.13% | 0% | 0% | 0% | 0% | 100%
Floorspace-Based | FCZ17 Tot | Restaurant | 0.7214% | 1.857% | 5.329% | 4.042% | 3.096% | 2.936% | 5.686% | 0.9462% | 7.761% | 6.675% | 47.39% | 11.31% | 0.7471% | 0.6065% | 0.8991% | 100%
Floorspace-Based | FCZ17 Tot | Retail | 0.5616% | 2.617% | 1.112% | 7.356% | 1.424% | 12.85% | 1.884% | 3.169% | 6.317% | 2.893% | 50.1% | 4.562% | 0% | 4.965% | 0.1884% | 100%
Floorspace-Based | FCZ17 Tot | School | 0% | 5.718% | 3.001% | 4.162% | 2.78% | 0.6064% | 4.239% | 0% | 0% | 7.486% | 68.84% | 3.17% | 0% | 0% | 0% | 100%
Floorspace-Based | FCZ17 Tot | Warehouse | 14.53% | 0% | 2.891% | 4.361% | 0% | 1.829% | 0% | 2.234% | 1.487% | 30.65% | 24.63% | 11.64% | 0% | 0% | 5.742% | 100%
Floorspace-Based | FCZ17 Tot | All Commercial | 2.079% | 2.063% | 5.203% | 3.608% | 2.057% | 5.373% | 3.959% | 3.381% | 2.875% | 10.88% | 47.09% | 7.898% | 0.2398% | 2.426% | 0.8754% | 100%
Floorspace-Based | PG&E | College | 0% | 1.378% | 2.516% | 0.117% | 0.2528% | 19.4% | 1.125% | 8.52% | 1.668% | 9.192% | 37.87% | 8.446% | 0.786% | 4.231% | 4.498% | 100%
Floorspace-Based | PG&E | Food Stores | 0.6547% | 8.144% | 3.342% | 1.743% | 1.345% | 4.809% | 6.427% | 4.456% | 6.25% | 5.541% | 31.95% | 18.67% | 1.976% | 3.839% | 0.8504% | 100%
Floorspace-Based | PG&E | Health Care | 4.286% | 1.19% | 3.076% | 0.9224% | 1.473% | 14.43% | 1.835% | 3.587% | 5.304% | 7.966% | 33.82% | 14.09% | 2.965% | 4.571% | 0.4813% | 100%
Floorspace-Based | PG&E | Lodging | 2.024% | 4.761% | 4.429% | 2.632% | 1.013% | 19.58% | 0.2411% | 1.779% | 3.768% | 6.051% | 24.06% | 21.85% | 4.952% | 2.224% | 0.6356% | 100%
Floorspace-Based | PG&E | Miscellaneous | 1.226% | 2.471% | 4.8% | 2.759% | 1.254% | 5.487% | 2.529% | 3.189% | 4.221% | 9.145% | 31.48% | 19.38% | 5.432% | 4.273% | 2.351% | 100%
Floorspace-Based | PG&E | Office, Large | 0.2963% | 3.309% | 2.878% | 3.078% | 0.09266% | 7.356% | 0.719% | 3.234% | 2.832% | 7.796% | 39.71% | 21.74% | 2.402% | 3.052% | 1.505% | 100%
Floorspace-Based | PG&E | Office, Small | 1.299% | 3.06% | 2.907% | 2.683% | 2.135% | 6.395% | 1.598% | 4.308% | 2.995% | 5.654% | 39.45% | 17.14% | 3.255% | 4.021% | 3.102% | 100%
Floorspace-Based | PG&E | Refrigerated Warehouse | 2.171% | 10.97% | 1.2% | 3.748% | 0.02352% | 0.6433% | 1.279% | 0.1026% | 0.2807% | 2.652% | 51.43% | 21.46% | 0.8721% | 2.558% | 0.61% | 100%
Floorspace-Based | PG&E | Restaurant | 1.316% | 2.901% | 3.445% | 1.808% | 1.788% | 5.351% | 1.175% | 2.643% | 2.851% | 6.297% | 42.28% | 18.7% | 2.598% | 4.181% | 2.667% | 100%
Floorspace-Based | PG&E | Retail | 0.9886% | 4.002% | 5.693% | 2.135% | 2.092% | 6.412% | 1.934% | 2.88% | 4.397% | 7.732% | 35.27% | 18.88% | 3.339% | 3.005% | 1.24% | 100%
Floorspace-Based | PG&E | School | 0.7525% | 2.31% | 2.996% | 0.8914% | 2.718% | 7.713% | 2.429% | 1.282% | 3.426% | 5.583% | 44.28% | 16.74% | 0.7749% | 4.831% | 3.265% | 100%
Floorspace-Based | PG&E | Warehouse | 0.7191% | 1.642% | 2.365% | 3.002% | 0.5722% | 6.146% | 0.4942% | 5.209% | 2.558% | 6.022% | 39.04% | 22.34% | 1.747% | 3.305% | 4.833% | 100%
Floorspace-Based | PG&E | All Commercial | 1.157% | 3.127% | 3.611% | 2.372% | 1.199% | 8.285% | 1.603% | 3.499% | 3.515% | 7.216% | 36.35% | 19.07% | 3.084% | 3.634% | 2.275% | 100%
Floorspace-Based | SCE | College | 2.432% | 1.745% | 0.5303% | 0.5993% | 0% | 17.99% | 4.752% | 8.013% | 2.925% | 0.8033% | 18.6% | 31.75% | 3.182% | 4.04% | 2.642% | 100%
Floorspace-Based | SCE | Food Stores | 1.115% | 1.578% | 2.098% | 1.575% | 1.022% | 1.722% | 0.6894% | 1.739% | 1.707% | 1.401% | 21.83% | 41.36% | 4.471% | 14.06% | 3.626% | 100%
Floorspace-Based | SCE | Health Care | 0.3749% | 1.363% | 3.256% | 0.9926% | 0.8776% | 4.137% | 0.3688% | 1.769% | 0.06707% | 1.185% | 25.78% | 46.5% | 4.984% | 7.492% | 0.8553% | 100%
Floorspace-Based | SCE | Lodging | 0.1915% | 1.385% | 3.411% | 1.974% | 0.1318% | 2.602% | 1.156% | 2.488% | 0.4829% | 1.453% | 24.79% | 42.91% | 3.316% | 9.54% | 4.168% | 100%
Floorspace-Based | SCE | Miscellaneous | 0.6506% | 2.515% | 1.856% | 1.582% | 0.3642% | 3.665% | 0.3472% | 2.034% | 1.36% | 4.235% | 23.54% | 38.28% | 5.059% | 13.13% | 1.384% | 100%
Floorspace-Based | SCE | Office, Large | 1.722% | 0.8033% | 3.318% | 1.264% | 0.07125% | 2.893% | 0.1195% | 1.572% | 0.8362% | 1.247% | 20.16% | 49.53% | 3.612% | 7.505% | 5.352% | 100%
Floorspace-Based | SCE | Office, Small | 1.002% | 2.326% | 3.965% | 1.068% | 1.228% | 4.587% | 0.524% | 2.798% | 2.097% | 1.738% | 21.04% | 41.61% | 4.464% | 9.787% | 1.762% | 100%
Floorspace-Based | SCE | Refrigerated Warehouse | 0.3898% | 0.1773% | 0% | 0% | 0% | 0.1533% | 0.06655% | 7.734% | 0.3832% | 0.085% | 22.85% | 51.73% | 12.26% | 4.174% | 0% | 100%
Floorspace-Based | SCE | Restaurant | 0.4153% | 1.704% | 2.281% | 1.139% | 0.8618% | 3.797% | 1.174% | 2.935% | 2.995% | 1.608% | 22.31% | 40.54% | 5.178% | 10.59% | 2.474% | 100%
Floorspace-Based | SCE | Retail | 1.487% | 1.948% | 2.688% | 1.718% | 1.156% | 2.362% | 0.5959% | 2.064% | 3.03% | 1.894% | 19.93% | 44.63% | 3.343% | 11.23% | 1.924% | 100%
Floorspace-Based | SCE | School | 0.4981% | 3.211% | 2.438% | 1.597% | 2.993% | 1.226% | 0.8554% | 3.275% | 0.8406% | 0.4093% | 23.34% | 44.62% | 2.589% | 9.069% | 3.043% | 100%
Floorspace-Based | SCE | Warehouse | 1.01% | 0.6559% | 1.502% | 2.797% | 0.5494% | 2.045% | 0.1835% | 1.947% | 1.74% | 0.9834% | 19.06% | 51.51% | 4.153% | 9.398% | 2.464% | 100%
Floorspace-Based | SCE | All Commercial | 1.026% | 1.684% | 2.367% | 1.699% | 0.8381% | 3.36% | 0.6361% | 2.495% | 1.654% | 1.685% | 21.33% | 44.78% | 4.096% | 9.822% | 2.529% | 100%
Floorspace-Based | SDG&E | College | 0.2261% | 0.02637% | 1.211% | 0% | 0.02413% | 0.5449% | 0.04483% | 0% | 2.63% | 11.37% | 4.588% | 78.26% | 0.1424% | 0% | 0.9293% | 100%
Floorspace-Based | SDG&E | Food Stores | 0.08064% | 2.101% | 3.343% | 0.9666% | 0.1936% | 2.789% | 0.1813% | 2.216% | 6.772% | 1.699% | 20.88% | 47.24% | 0.8672% | 8.179% | 2.493% | 100%
Floorspace-Based | SDG&E | Health Care | 0.8271% | 0% | 5.042% | 1.966% | 0.6143% | 2.143% | 1.472% | 1.484% | 2.644% | 0.9839% | 16.36% | 56.94% | 0.3775% | 5.942% | 3.206% | 100%
Floorspace-Based | SDG&E | Lodging | 0.7471% | 0.5963% | 1.417% | 1.927% | 0.845% | 2.793% | 0.8312% | 0.7315% | 0.997% | 0% | 24.84% | 31.27% | 3.197% | 27.55% | 2.267% | 100%
Floorspace-Based | SDG&E | Miscellaneous | 0.4887% | 2.151% | 1.996% | 0.8411% | 1.076% | 2.938% | 0.7241% | 1.835% | 4.122% | 1.067% | 30.69% | 33.26% | 5.976% | 7.378% | 5.454% | 100%
Floorspace-Based | SDG&E | Office, Large | 0.5787% | 2.425% | 1.868% | 0% | 0.7639% | 0.6242% | 0.2065% | 1.844% | 0.9733% | 1.378% | 27.53% | 37.34% | 2.602% | 18.21% | 3.665% | 100%
Floorspace-Based | SDG&E | Office, Small | 1.197% | 2.336% | 3.915% | 1.187% | 2.402% | 5.18% | 2.267% | 2.27% | 3.933% | 2.362% | 26.44% | 31.6% | 6.352% | 6.051% | 2.515% | 100%
Floorspace-Based | SDG&E | Refrigerated Warehouse | 1.584% | 0% | 0% | 0% | 4.422% | 2.107% | 0% | 3.861% | 3.809% | 0% | 16.09% | 48.83% | 3.643% | 15.65% | 0% | 100%
Floorspace-Based | SDG&E | Restaurant | 1.304% | 3.654% | 4.658% | 0.5989% | 2.054% | 5.877% | 0.8544% | 0.7678% | 3.661% | 1.455% | 21.95% | 38.42% | 6.114% | 5.384% | 3.242% | 100%
Floorspace-Based | SDG&E | Retail | 1.819% | 3.398% | 3.39% | 1.292% | 0.7711% | 7.479% | 1.993% | 2.654% | 0.8617% | 2.9% | 21.97% | 39.79% | 3.321% | 7.338% | 1.018% | 100%
Floorspace-Based | SDG&E | School | 0.2885% | 27.49% | 3.118% | 5.644% | 8.986% | 0% | 1.968% | 0% | 0.4116% | 0% | 15.93% | 31.36% | 0.3034% | 0.9397% | 3.558% | 100%
Floorspace-Based | SDG&E | Warehouse | 1.111% | 4.971% | 1.814% | 3.405% | 6.699% | 15.1% | 0.4979% | 2.685% | 2.365% | 0.083% | 25.56% | 25.04% | 2.43% | 5.397% | 2.828% | 100%
Floorspace-Based | SDG&E | All Commercial | 0.811% | 3.974% | 2.646% | 1.369% | 1.868% | 3.606% | 1.063% | 1.674% | 2.459% | 1.95% | 23.7% | 38.84% | 3.472% | 9.407% | 3.163% | 100%
Floorspace-Based | LADWP | College | 0% | 0.02882% | 0% | 0.9924% | 0% | 89.07% | 0% | 0% | 2.336% | 5.329% | 1.126% | 1.122% | 0% | 0% | 0% | 100%
Floorspace-Based | LADWP | Food Stores | 0% | 3.25% | 15.24% | 4.521% | 4.065% | 10.52% | 2.687% | 3.459% | 3.817% | 11.5% | 33.99% | 6.7% | 0% | 0.2095% | 0.03966% | 100%
Floorspace-Based | LADWP | Health Care | 0% | 13.02% | 0% | 2.763% | 0.8468% | 0% | 4.387% | 0% | 0% | 0% | 49.83% | 29.15% | 0% | 0% | 0% | 100%
Floorspace-Based | LADWP | Lodging | 6.11% | 18.55% | 0.5353% | 0% | 3.966% | 0% | 0% | 11.6% | 5.296% | 8.555% | 40.45% | 4.931% | 0% | 0% | 0% | 100%
Floorspace-Based | LADWP | Miscellaneous | 2.524% | 2.606% | 2.378% | 1.25% | 2.356% | 7.66% | 1.98% | 4.124% | 2.615% | 6.642% | 50.64% | 7.95% | 1.634% | 2.458% | 3.188% | 100%
Floorspace-Based | LADWP | Office, Large | 0% | 7.519% | 6.343% | 7.128% | 0% | 20.45% | 0% | 3.143% | 0.819% | 18.67% | 25.54% | 9.754% | 0% | 0.633% | 0% | 100%
Floorspace-Based | LADWP | Office, Small | 0.2968% | 0.09782% | 4.924% | 0.4126% | 1.264% | 4.156% | 2.26% | 7.222% | 6.47% | 7.172% | 54.69% | 8.763% | 0.1218% | 0.5894% | 1.555% | 100%
Floorspace-Based | LADWP | Refrigerated Warehouse | 0% | 0% | 0% | 12.3% | 0% | 14.53% | 3.321% | 0% | 2.896% | 1.353% | 53.47% | 3.49% | 8.637% | 0% | 0% | 100%
Floorspace-Based | LADWP | Restaurant | 0.2345% | 3.729% | 4.762% | 2.526% | 1.316% | 2.039% | 6.721% | 2.99% | 8.705% | 8.251% | 46.07% | 10.13% | 0.5705% | 1.659% | 0.2923% | 100%
Floorspace-Based | LADWP | Retail | 1.419% | 3.464% | 3.128% | 3.349% | 1.787% | 12.03% | 2.147% | 1.931% | 6.713% | 11.02% | 40.68% | 8.413% | 0% | 3.509% | 0.4056% | 100%
Floorspace-Based | LADWP | School | 0% | 5.468% | 3.898% | 11.41% | 0.7487% | 6.493% | 6.126% | 6.73% | 2.07% | 8.569% | 45.56% | 2.13% | 0% | 0.7976% | 0% | 100%
Floorspace-Based | LADWP | Warehouse | 5.81% | 0% | 1.156% | 1.743% | 0% | 2.243% | 0% | 0.8929% | 17.25% | 32.98% | 29.58% | 4.708% | 0% | 1.342% | 2.295% | 100%
Floorspace-Based | LADWP | All Commercial | 1.205% | 5.09% | 3.852% | 4.446% | 1.146% | 14.2% | 1.972% | 3.684% | 3.908% | 11.84% | 37.87% | 8.285% | 0.422% | 1.275% | 0.8016% | 100%
Floorspace-Based | SMUD | College | 0% | 14.59% | 0% | 0% | 0% | 0% | 0% | 0.2718% | 1.157% | 0.3474% | 42.44% | 40% | 0% | 1.186% | 0% | 100%
Floorspace-Based | SMUD | Food Stores | 0% | 1.862% | 3.483% | 0% | 0.1549% | 13.82% | 0.07633% | 4.097% | 0.2996% | 2.201% | 19.55% | 47.02% | 2.959% | 4.478% | 0% | 100%
Floorspace-Based | SMUD | Health Care | 0% | 0% | 0.8486% | 0.348% | 0% | 7.852% | 0% | 4.01% | 0% | 0.4127% | 34.01% | 35.27% | 0% | 16.94% | 0.3031% | 100%
Floorspace-Based | SMUD | Lodging | 0% | 0% | 0% | 0% | 0% | 5.74% | 0% | 0% | 0% | 0% | 17.95% | 70.69% | 0% | 5.623% | 0% | 100%
Floorspace-Based | SMUD | Miscellaneous | 0.9471% | 0.5144% | 1.773% | 0.1396% | 0.7589% | 7.429% | 0.2857% | 4.269% | 0.4935% | 4.974% | 29.12% | 31.88% | 1.635% | 14.9% | 0.888% | 100%
Floorspace-Based | SMUD | Office, Large | 4.248% | 1.736% | 2.39% | 0% | 0% | 5.623% | 0% | 0% | 3.159% | 1.643% | 11.6% | 51.3% | 2.261% | 14.49% | 1.552% | 100%
Floorspace-Based | SMUD | Office, Small | 0.3403% | 1.203% | 2.015% | 0.8531% | 0.6694% | 6.734% | 1.536% | 2.279% | 1.704% | 3.508% | 32.66% | 40.75% | 0.9415% | 4.141% | 0.6591% | 100%
Floorspace-Based | SMUD | Refrigerated Warehouse | 0% | 0% | 0% | 0% | 0% | 5.074% | 0% | 0% | 0% | 0% | 10.92% | 45.15% | 0% | 38.85% | 0% | 100%
Floorspace-Based | SMUD | Restaurant | 0.1214% | 1.369% | 4.362% | 0.1303% | 0.7979% | 5.178% | 0.792% | 1.009% | 0.8194% | 2.363% | 26.38% | 43.64% | 0% | 11.98% | 1.048% | 100%
Floorspace-Based | SMUD | Retail | 0.5803% | 2.334% | 0.7694% | 0.3301% | 1.253% | 8.495% | 0.8575% | 1.912% | 5.23% | 1.149% | 27.77% | 38.46% | 1.145% | 7.771% | 1.942% | 100%
Floorspace-Based | SMUD | School | 0.06114% | 0% | 3.01% | 0% | 1.583% | 3.398% | 0% | 0% | 0% | 6.878% | 25.38% | 45.2% | 0% | 14.49% | 0% | 100%
Floorspace-Based | SMUD | Warehouse | 0.909% | 0.2704% | 0.5801% | 0% | 6.677% | 5.64% | 1.046% | 0.7991% | 1.103% | 3.108% | 16.99% | 41.6% | 0% | 20.7% | 0.5827% | 100%
Floorspace-Based | SMUD | All Commercial | 1.039% | 1.599% | 1.654% | 0.1948% | 1.176% | 6.542% | 0.468% | 1.897% | 1.787% | 2.813% | 25.19% | 41.48% | 1.036% | 12.23% | 0.8968% | 100%
Floorspace-Based | FCZ01 | College | 0% | 0.2205% | 0% | 0.3238% | 0.3104% | 51.16% | 0.3039% | 0.1034% | 0% | 19.01% | 10.54% | 3.674% | 1.196% | 1.471% | 11.7% | 100%
Floorspace-Based | FCZ01 | Food Stores | 0.7254% | 16.07% | 2.159% | 1.204% | 0.6191% | 3.063% | 12.84% | 2.966% | 5.066% | 5.187% | 21.75% | 23.45% | 1.805% | 2.396% | 0.6997% | 100%
Floorspace-Based | FCZ01 | Health Care | 1.196% | 1.336% | 4.266% | 0.5404% | 2.642% | 15.82% | 3.441% | 4.816% | 3.562% | 7.263% | 28.49% | 13.6% | 5.299% | 7.542% | 0.1822% | 100%
Floorspace-Based | FCZ01 | Lodging | 4.235% | 6.666% | 2.371% | 2.282% | 1.324% | 6.289% | 0.6009% | 0.6186% | 0.981% | 7.258% | 26.86% | 33.86% | 2.35% | 3.454% | 0.8471% | 100%
Floorspace-Based | FCZ01 | Miscellaneous | 0.7555% | 3.137% | 3.943% | 1.112% | 0.9913% | 4.317% | 1.554% | 4.107% | 3.08% | 11.14% | 29.74% | 22.31% | 8.465% | 4.268% | 1.086% | 100%
Floorspace-Based | FCZ01 | Office, Large | 0.3563% | 3.491% | 3.203% | 3.701% | 0.1114% | 7.132% | 0.8646% | 3.723% | 2.453% | 8.448% | 37.01% | 22.21% | 2.666% | 3.428% | 1.208% | 100%
Floorspace-Based | FCZ01 | Office, Small | 0.6015% | 1.934% | 3.265% | 2.492% | 1.852% | 6.876% | 2.556% | 1.721% | 3.575% | 4.634% | 41.38% | 19.3% | 3.246% | 4.15% | 2.424% | 100%
Floorspace-Based | FCZ01 | Refrigerated Warehouse | 6.701% | 30.06% | 0.8648% | 5.025% | 0% | 0.6282% | 0% | 0.3166% | 0.2991% | 0% | 30.8% | 19.1% | 0% | 4.32% | 1.883% | 100%
Floorspace-Based | FCZ01 | Restaurant | 1.636% | 2.395% | 4.314% | 1.569% | 1.835% | 5.918% | 0.6842% | 2.094% | 3.021% | 6.38% | 41.48% | 19.43% | 1.86% | 4.988% | 2.4% | 100%
Floorspace-Based | FCZ01 | Retail | 0.7957% | 3.61% | 4.787% | 2.139% | 2.7% | 4.737% | 1.048% | 3.343% | 5.553% | 6.152% | 37.46% | 21.52% | 3.215% | 1.906% | 1.032% | 100%
Floorspace-Based | FCZ01 | School | 1.172% | 3.092% | 3.453% | 2.047% | 5.447% | 9.016% | 2.357% | 0.3391% | 3.249% | 10.06% | 34.03% | 13.26% | 0.3974% | 5.15% | 6.927% | 100%
Floorspace-Based | FCZ01 | Warehouse | 0% | 1.879% | 3.225% | 0.682% | 0.1775% | 9.51% | 0.3599% | 2.589% | 3.716% | 5.81% | 26.94% | 23.58% | 3.946% | 4.601% | 12.99% | 100%
Floorspace-Based | FCZ01 | All Commercial | 0.9071% | 3.766% | 3.376% | 2.218% | 1.214% | 8.44% | 1.575% | 2.965% | 3.041% | 8.131% | 32.95% | 21.09% | 3.669% | 3.866% | 2.788% | 100%
Floorspace-Based | FCZ02 | College | 0% | 0% | 0% | 0% | 0% | 0% | 11.99% | 0% | 0% | 0% | 27.28% | 2.423% | 0% | 58.31% | 0% | 100%
Floorspace-Based | FCZ02 | Food Stores | 0% | 2.007% | 6.252% | 1.251% | 0% | 1.751% | 8.946% | 7.202% | 2.021% | 8.917% | 36.64% | 16.62% | 2.326% | 6.069% | 0% | 100%
Floorspace-Based | FCZ02 | Health Care | 1.584% | 2.677% | 0.6468% | 2.464% | 0.547% | 5.017% | 0.5773% | 3.109% | 5.276% | 29.17% | 33.5% | 9.389% | 2.209% | 3.211% | 0.6232% | 100%
Floorspace-Based | FCZ02 | Lodging | 0% | 3.123% | 2.882% | 1.265% | 0.2795% | 56.44% | 0% | 1.084% | 3.177% | 1.777% | 8.109% | 7.643% | 12.31% | 1.906% | 0% | 100%
Floorspace-Based | FCZ02 | Miscellaneous | 0.7451% | 1.009% | 2.766% | 4.397% | 1.469% | 4.203% | 11.68% | 2.657% | 13.27% | 6.773% | 30.69% | 13.5% | 5.699% | 1.01% | 0.128% | 100%
Floorspace-Based | FCZ02 | Office, Large | 0% | 0% | 3.635% | 0% | 0% | 3.696% | 0% | 0% | 0% | 5.768% | 33.66% | 40.34% | 0% | 0% | 12.9% | 100%
Floorspace-Based | FCZ02 | Office, Small | 0.4392% | 2.589% | 6.068% | 1.937% | 2.433% | 7.402% | 0.5929% | 4.333% | 2.531% | 7.695% | 43.29% | 13.69% | 2.563% | 3.518% | 0.9258% | 100%
Floorspace-Based | FCZ02 | Refrigerated Warehouse | 0% | 5.957% | 0% | 13.25% | 0.1489% | 0% | 0% | 0% | 0.2176% | 5.711% | 72.61% | 0% | 2.107% | 0% | 0% | 100%
Floorspace-Based | FCZ02 | Restaurant | 0% | 1.397% | 2.717% | 0% | 0.2372% | 9.576% | 3.546% | 2.484% | 0.5495% | 13.63% | 47.2% | 12.3% | 0.386% | 4.401% | 1.576% | 100%
Floorspace-Based | FCZ02 | Retail | 0.9529% | 8.378% | 5.805% | 2.224% | 2.343% | 3.075% | 0.961% | 1.506% | 1.937% | 6.872% | 34.65% | 18.88% | 5.603% | 5.211% | 1.605% | 100%
Floorspace-Based | FCZ02 | School | 0% | 0% | 12.25% | 0.5051% | 4.118% | 2.626% | 1.692% | 4.125% | 3.291% | 0% | 41.08% | 27.4% | 0% | 0% | 2.913% | 100%
Floorspace-Based | FCZ02 | Warehouse | 0.7654% | 5.557% | 3.124% | 33.99% | 1.988% | 1.364% | 0% | 1.915% | 0.7664% | 2.858% | 33.81% | 10.5% | 0% | 2.221% | 1.137% | 100%
Floorspace-Based | FCZ02 | All Commercial | 0.476% | 2.988% | 3.939% | 4.732% | 1.326% | 14.38% | 3.287% | 2.316% | 4.423% | 6.769% | 31.12% | 14.13% | 4.825% | 3.902% | 1.386% | 100%
Floorspace-Based | FCZ03 | College | 0% | 0% | 0% | 0% | 0% | 13.72% | 0.7615% | 0% | 0% | 1.491% | 37.99% | 46.03% | 0% | 0% | 0% | 100%
Floorspace-Based | FCZ03 | Food Stores | 0% | 9.671% | 5.228% | 1.033% | 2.013% | 1.073% | 0.9662% | 9.348% | 1.346% | 2.347% | 56.85% | 7.158% | 0% | 2.059% | 0.9119% | 100%
Floorspace-Based | FCZ03 | Health Care | 0% | 0% | 0% | 11.41% | 0% | 15.54% | 2.415% | 0% | 0.797% | 6.249% | 56.44% | 5.135% | 0.7699% | 0% | 1.248% | 100%
Floorspace-Based | FCZ03 | Lodging | 0% | 3.352% | 0.1867% | 1.733% | 0% | 14.67% | 0% | 0% | 30.6% | 5.877% | 28.2% | 10.94% | 0% | 4.436% | 0% | 100%
Floorspace-Based | FCZ03 | Miscellaneous | 2.145% | 6.996% | 12.38% | 1.005% | 1.268% | 3.252% | 7.508% | 3.46% | 2.872% | 13.74% | 39.66% | 3.873% | 0.7489% | 1.098% | 0% | 100%
Floorspace-Based | FCZ03 | Office, Large | 0% | 0% | 11.1% | 0% | 0% | 6.872% | 0% | 0% | 0% | 0% | 82.03% | 0% | 0% | 0% | 0% | 100%
Floorspace-Based | FCZ03 | Office, Small | 3.432% | 4.748% | 0% | 0% | 1.781% | 8.059% | 1.992% | 3.681% | 2.252% | 5.724% | 44.24% | 15.42% | 1.332% | 4.005% | 3.335% | 100%
Floorspace-Based | FCZ03 | Refrigerated Warehouse | 0% | 0% | 0% | 0% | 0% | 89.09% | 0% | 0% | 0% | 10.91% | 0% | 0% | 0% | 0% | 0% | 100%
Floorspace-Based | FCZ03 | Restaurant | 0.7114% | 3.68% | 4.196% | 0% | 1.645% | 14.67% | 0% | 6.653% | 0% | 0.6482% | 46.97% | 12.69% | 0% | 7.618% | 0.5226% | 100%
Floorspace-Based | FCZ03 | Retail | 0.3062% | 8.378% | 6.851% | 0.8813% | 4.909% | 15.33% | 9.588% | 4.106% | 1.086% | 3.395% | 32.82% | 9.033% | 2.021% | 1.296% | 0% | 100%
Floorspace-Based | FCZ03 | School | 0% | 1.778% | 0% | 0% | 1.852% | 1.703% | 5.124% | 0% | 7.028% | 0% | 54.34% | 25.71% | 0% | 2.466% | 0% | 100%
Floorspace-Based | FCZ03 | Warehouse | 0% | 0% | 0.8784% | 0% | 0.4275% | 0% | 0% | 7.695% | 4.751% | 22.1% | 32.64% | 31.04% | 0% | 0.4738% | 0% | 100%
Floorspace-Based | FCZ03 | All Commercial | 0.9555% | 4.143% | 4.786% | 1.083% | 1.55% | 7.2% | 4.38% | 2.736% | 4.406% | 6.949% | 43.84% | 15.12% | 0.6153% | 1.793% | 0.446% | 100%
Floorspace-Based | FCZ04 | College | 0% | 4.52% | 4.76% | 0% | 0.6811% | 0.3315% | 0.05791% | 14.8% | 0% | 0.3467% | 63.54% | 9.625% | 1.332% | 0% | 0% | 100%
Floorspace-Based | FCZ04 | Food Stores | 0.146% | 2.943% | 4.601% | 3.962% | 4.486% | 11.65% | 0.7747% | 2.052% | 7.931% | 7.668% | 34.8% | 9.228% | 3.404% | 4.312% | 2.04% | 100%
Floorspace-Based | FCZ04 | Health Care | 0.4202% | 1.987% | 6.645% | 0.4985% | 0% | 6.968% | 0.09245% | 2.577% | 0.7553% | 2.424% | 50.45% | 22.09% | 0% | 3.019% | 2.08% | 100%
Floorspace-Based | FCZ04 | Lodging | 1.383% | 0.9453% | 11.61% | 0% | 2.337% | 9.467% | 0% | 3.065% | 5.307% | 15.25% | 25.95% | 19.65% | 3.759% | 1.289% | 0% | 100%
Floorspace-Based | FCZ04 | Miscellaneous | 3.094% | 1.574% | 6.945% | 6.582% | 1.248% | 7.163% | 0% | 1.128% | 2.875% | 10.84% | 27.64% | 14.31% | 3.641% | 6.967% | 5.998% | 100%
Floorspace-Based | FCZ04 | Office, Large | 0% | 5.302% | 0% | 0% | 0% | 20.63% | 0% | 0% | 11.84% | 0.9145% | 36.59% | 20.07% | 3.065% | 1.586% | 0% | 100%
Floorspace-Based | FCZ04 | Office, Small | 0% | 5.3% | 2.138% | 0.7855% | 0.9456% | 4.399% | 1.239% | 4.08% | 2.739% | 7.014% | 39.78% | 15.93% | 6.787% | 5.201% | 3.665% | 100%
Floorspace-Based | FCZ04 | Refrigerated Warehouse | 0% | 1.299% | 0% | 0.1244% | 0% | 0% | 0% | 0% | 0.6822% | 0% | 58.27% | 39.62% | 0% | 0% | 0% | 100%
Floorspace-Based | FCZ04 | Restaurant | 0.9101% | 5.008% | 1.238% | 1.711% | 0.3274% | 2.209% | 1.154% | 1.361% | 3.923% | 4.258% | 39.75% | 24.65% | 8.693% | 0.2628% | 4.539% | 100%
Floorspace-Based | FCZ04 | Retail | 0.6% | 2.395% | 4.155% | 2.525% | 1.065% | 6.02% | 4.302% | 1.377% | 2.946% | 14.75% | 33.46% | 18.54% | 3.412% | 2.073% | 2.378% | 100%
Floorspace-Based | FCZ04 | School | 0% | 4.797% | 0% | 0% | 0% | 7.807% | 2.586% | 0% | 2.728% | 6.679% | 43.32% | 14.04% | 4.026% | 10.52% | 3.505% | 100%
Floorspace-Based | FCZ04 | Warehouse | 0.9747% | 1.064% | 0.8092% | 1.06% | 0.7721% | 0.7597% | 0.9897% | 10.35% | 1.675% | 2.317% | 48.45% | 27.45% | 0.3626% | 2.139% | 0.833% | 100%
Floorspace-Based | FCZ04 | All Commercial | 1.05% | 2.535% | 3.474% | 2.196% | 0.9335% | 5.598% | 1.087% | 4.483% | 3.06% | 6.653% | 40.31% | 19.62% | 2.74% | 3.734% | 2.522% | 100%
Floorspace-Based | FCZ05 | College | 0% | 0% | 10.55% | 0% | 0% | 0% | 0% | 39.51% | 8.83% | 15.7% | 8.077% | 14.78% | 0.5731% | 0% | 1.976% | 100%
Floorspace-Based | FCZ05 | Food Stores | 0.3808% | 0.4141% | 2.864% | 1.743% | 0.4373% | 5.244% | 0.462% | 3.678% | 8.788% | 5.012% | 37.28% | 25.99% | 1.463% | 5.324% | 0.9138% | 100%
Floorspace-Based | FCZ05 | Health Care | 0.2246% | 0% | 0.5963% | 0% | 1.176% | 29.67% | 0% | 1.266% | 15.98% | 3.357% | 28.33% | 17.59% | 1.532% | 0.2776% | 0% | 100%
Floorspace-Based | FCZ05 | Lodging | 0.6726% | 1.04% | 12.35% | 0.2962% | 2.25% | 2.718% | 0% | 7.025% | 6.369% | 4.924% | 32% | 24.99% | 0.7154% | 1.497% | 3.148% | 100%
Floorspace-Based | FCZ05 | Miscellaneous | 0.6495% | 2.29% | 4.116% | 2.046% | 1.09% | 6.836% | 1.243% | 2.62% | 3.503% | 4.214% | 32.75% | 26.71% | 3.546% | 4.341% | 4.047% | 100%
Floorspace-Based | FCZ05 | Office, Large | 0% | 0% | 0% | 0% | 0% | 0% | 0% | 0% | 0% | 4.716% | 80.27% | 15.02% | 0% | 0% | 0% | 100%
Floorspace-Based | FCZ05 | Office, Small | 4.631% | 3.929% | 0.07161% | 1.807% | 0.9595% | 6.682% | 1.091% | 6.666% | 1.834% | 4.255% | 31.07% | 24.27% | 3.461% | 2.987% | 6.289% | 100%
Floorspace-Based | FCZ05 | Refrigerated Warehouse | 0% | 0% | 0% | 0% | 0% | 0% | 0% | 0% | 0% | 7.303% | 64.95% | 27.75% | 0% | 0% | 0% | 100%
Floorspace-Based | FCZ05 | Restaurant | 1.767% | 3.685% | 3.499% | 1.53% | 2.962% | 3.509% | 1.39% | 4.841% | 2.56% | 4.363% | 34.64% | 25.58% | 3.087% | 1.775% | 4.811% | 100%
Floorspace-Based | FCZ05 | Retail | 2.464% | 3.475% | 8.138% | 1.909% | 0.8422% | 8.761% | 1.206% | 2.779% | 4.949% | 6.881% | 32.62% | 19.66% | 3.346% | 1.687% | 1.288% | 100%
Floorspace-Based | FCZ05 | School | 1.681% | 0% | 2.507% | 0.5974% | 0.07558% | 11.87% | 1.484% | 3.066% | 2.688% | 4.72% | 47.3% | 19.6% | 0% | 4.41% | 0% | 100%
Floorspace-Based | FCZ05 | Warehouse | 1.939% | 1.789% | 2.178% | 1.539% | 0.1503% | 9.5% | 0% | 0.4365% | 2.812% | 16.19% | 41.58% | 12.79% | 2.125% | 5.485% | 1.485% | 100%
Floorspace-Based | FCZ05 | All Commercial | 1.554% | 1.879% | 3.777% | 1.322% | 0.7784% | 8.362% | 0.7748% | 4.363% | 4.463% | 6.742% | 37.11% | 21.22% | 2.272% | 2.98% | 2.407% | 100%
Floorspace-Based | FCZ06 | College | 0% | 2.145% | 0.4949% | 0% | 0% | 0.04732% | 1.153% | 0% | 2.673% | 0.02875% | 92.63% | 0.8287% | 0% | 0% | 0% | 100%
Floorspace-Based | FCZ06 | Food Stores | 2.75% | 6.509% | 2.664% | 0.4442% | 1.13% | 2.558% | 1.217% | 11.68% | 9.515% | 1.148% | 44.46% | 10.68% | 1.09% | 4.156% | 0% | 100%
Floorspace-Based | FCZ06 | Health Care | 36.27% | 0% | 0% | 0% | 0% | 3.123% | 1.009% | 4.718% | 3.661% | 3.606% | 38.02% | 6.872% | 0% | 2.725% | 0% | 100%
Floorspace-Based | FCZ06 | Lodging | 1.101% | 6.624% | 5.795% | 8.589% | 0.383% | 3.828% | 0% | 3.173% | 5.491% | 6.262% | 39.24% | 16.74% | 2.351% | 0% | 0.4209% | 100%
Floorspace-Based | FCZ06 | Miscellaneous | 0.3376% | 0.9535% | 3.358% | 2.027% | 2.616% | 7.211% | 1.237% | 5.488% | 3.596% | 6.478% | 42.58% | 18.38% | 1.62% | 3.818% | 0.3017% | 100%
Floorspace-Based | FCZ06 | Office, Large | 0% | 3.307% | 0% | 0% | 0% | 0% | 0% | 5.255% | 2.994% | 12.8% | 64.05% | 4.693% | 0% | 4.028% | 2.878% | 100%
Floorspace-Based | FCZ06 | Office, Small | 0.7779% | 2.676% | 4.164% | 7.826% | 5.555% | 5.517% | 0.7231% | 9.114% | 3.705% | 6.907% | 39.31% | 7.022% | 0.2488% | 4.106% | 2.347% | 100%
Floorspace-Based | FCZ06 | Refrigerated Warehouse | 0% | 0% | 15.3% | 0% | 0% | 5.542% | 21.29% | 0% | 0% | 0% | 29.62% | 0% | 8.973% | 19.27% | 0% | 100%
Floorspace-Based | FCZ06 | Restaurant | 0.8568% | 2.67% | 2.117% | 5.761% | 3.012% | 2.547% | 1.681% | 2.553% | 4.013% | 6.823% | 55.47% | 4.417% | 0.6465% | 7.431% | 0% | 100%
Floorspace-Based | FCZ06 | Retail | 0.05261% | 3.427% | 7.145% | 2.201% | 2.497% | 9.678% | 0.665% | 4.884% | 5.079% | 5.354% | 36.07% | 11.03% | 1.887% | 10.03% | 0% | 100%
Floorspace-Based | FCZ06 | School | 0% | 2.561% | 2.362% | 0% | 2.205% | 4.825% | 2.373% | 1.942% | 3.328% | 0% | 67.18% | 11.15% | 0% | 2.074% | 0% | 100%
Floorspace-Based | FCZ06 | Warehouse | 0% | 0% | 8.305% | 0% | 1.133% | 22.09% | 0% | 1.246% | 2.327% | 1.737% | 46.58% | 16.58% | 0% | 0% | 0% | 100%
Floorspace-Based | FCZ06 | All Commercial | 2.88% | 2.688% | 4.012% | 3.082% | 2.033% | 6.178% | 1.111% | 4.628% | 3.995% | 4.87% | 48.22% | 10.98% | 1.016% | 3.706% | 0.6082% | 100%
Floorspace-Based | FCZ07 | College | 3.885% | 0.7186% | 0.2649% | 0.9698% | 0% | 7.537% | 7.619% | 8.377% | 4.712% | 0.9411% | 13.13% | 38.73% | 4.442% | 5.757% | 2.908% | 100%
Floorspace-Based | FCZ07 | Food Stores | 1.598% | 1.752% | 2.075% | 1.985% | 1.305% | 2.023% | 0.7153% | 2.133% | 1.587% | 1.951% | 24.94% | 36.59% | 4.946% | 13.38% | 3.019% | 100%
Floorspace-Based | FCZ07 | Health Care | 0.6409% | 0.6014% | 1.775% | 1.087% | 0.1281% | 1.137% | 0.3833% | 3.025% | 0.02093% | 1.692% | 23.35% | 50.97% | 5.713% | 8.131% | 1.34% | 100%
Floorspace-Based | FCZ07 | Lodging | 0.324% | 1.64% | 0.9034% | 1.247% | 0% | 2.329% | 1.956% | 2.812% | 0.4868% | 2.21% | 25.39% | 46.44% | 3.377% | 6.841% | 4.045% | 100%
Floorspace-Based | FCZ07 | Miscellaneous | 0.7877% | 3.759% | 2.247% | 1.084% | 0.3001% | 4.263% | 0.4935% | 2.494% | 1.262% | 3.489% | 21.19% | 39.37% | 5.006% | 12.29% | 1.966% | 100%
Floorspace-Based | FCZ07 | Office, Large | 0.6585% | 1.008% | 3.19% | 1.587% | 0% | 1.447% | 0.15% | 1.216% | 1.05% | 0.9431% | 19.01% | 53.51% | 3.542% | 7.806% | 4.882% | 100%
Floorspace-Based | FCZ07 | Office, Small | 1.052% | 0.9624% | 4.137% | 0.9887% | 1.219% | 3.124% | 0.3918% | 2.901% | 1.353% | 1.798% | 22.46% | 42.28% | 5.739% | 9.447% | 2.152% | 100%
Floorspace-Based | FCZ07 | Refrigerated Warehouse | 0.788% | 0.3585% | 0% | 0% | 0% | 0% | 0.1345% | 0% | 0.7747% | 0.1718% | 27.9% | 41.09% | 24.78% | 4.003% | 0% | 100%
Floorspace-Based | FCZ07 | Restaurant | 0.5456% | 1.96% | 2.76% | 1.295% | 0.6926% | 4.445% | 1.301% | 3.031% | 2.666% | 1.258% | 21.62% | 38.95% | 5.993% | 10.44% | 3.04% | 100%
Floorspace-Based | FCZ07 | Retail | 1.558% | 2.364% | 3.873% | 2.418% | 0.9184% | 2.04% | 0.7205% | 1.098% | 3.404% | 1.32% | 20.84% | 40.92% | 3.541% | 12.4% | 2.59% | 100%
Floorspace-Based | FCZ07 | School | 0% | 3.535% | 1.127% | 0.1707% | 1.364% | 1.528% | 0.08844% | 4.573% | 0.8604% | 0.3753% | 20.52% | 50.53% | 1.199% | 10.46% | 3.662% | 100%
Floorspace-Based | FCZ07 | Warehouse | 0.6407% | 1.063% | 2.46% | 4.528% | 0% | 1.335% | 0.3729% | 1.053% | 2.176% | 0.8034% | 15.94% | 54.67% | 4.788% | 9.133% | 1.036% | 100%
Floorspace-Based | FCZ07 | All Commercial | 0.94% | 1.871% | 2.552% | 1.898% | 0.4759% | 2.453% | 0.8117% | 2.338% | 1.791% | 1.486% | 20.09% | 46.37% | 4.447% | 9.837% | 2.634% | 100%
Floorspace-Based | FCZ08 | College | 0.07808% | 0% | 0% | 0% | 0% | 53.09% | 0.06754% | 0.3003% | 0.05206% | 0.8192% | 33.64% | 11.29% | 0% | 0.1558% | 0.5069% | 100%
Floorspace-Based | FCZ08 | Food Stores | 1.473% | 4.776% | 0% | 3.3% | 0% | 0% | 2.324% | 1.294% | 0.1388% | 0% | 8.043% | 56.5% | 1.503% | 20.51% | 0.1384% | 100%
Floorspace-Based | FCZ08 | Health Care | 0% | 0% | 4.964% | 2.924% | 5.976% | 14.22% | 0% | 0% | 0% | 0.977% | 17.3% | 22.8% | 16.9% | 12.99% | 0.9586% | 100%
Floorspace-Based | FCZ08 | Lodging | 0% | 0% | 0.9839% | 0% | 0% | 1.992% | 0% | 3.628% | 0% | 0% | 35.89% | 43.02% | 6.856% | 7.625% | 0% | 100%
Floorspace-Based | FCZ08 | Miscellaneous | 1.532% | 3.067% | 2.511% | 0.2363% | 0.959% | 7.968% | 0.6062% | 1.029% | 1.098% | 3.535% | 26.27% | 36.73% | 1.417% | 10.48% | 2.568% | 100%
Floorspace-Based | FCZ08 | Office, Large | 1.107% | 0% | 4.833% | 0% | 0% | 18.07% | 0% | 2.376% | 0% | 0% | 32.03% | 21.47% | 9.005% | 0% | 11.11% | 100%
Floorspace-Based | FCZ08 | Office, Small | 1.241% | 1.8% | 3.544% | 3.586% | 0% | 3.062% | 0.7019% | 3.671% | 0.9419% | 3.817% | 25.16% | 33.93% | 4.288% | 11.67% | 2.579% | 100%
Floorspace-Based | FCZ08 | Refrigerated Warehouse | 0% | 0% | 0% | 0% | 0% | 4.218% | 0% | 0% | 0% | 0% | 35.44% | 0% | 0% | 60.35% | 0% | 100%
Floorspace-Based | FCZ08 | Restaurant | 0% | 2.484% | 3.054% | 0% | 1.124% | 0.9678% | 1.831% | 1.406% | 7.65% | 1.373% | 15.2% | 50.73% | 1.376% | 11.1% | 1.698% | 100%
Floorspace-Based | FCZ08 | Retail | 2.272% | 1.907% | 1.633% | 0% | 2.897% | 1.209% | 0.5251% | 3.155% | 2.294% | 0.5113% | 21.86% | 43.31% | 5.499% | 10.57% | 2.361% | 100%
Floorspace-Based | FCZ08 | School | 2.078% | 2.972% | 3.555% | 0% | 2.44% | 1.954% | 0.5999% | 0% | 0.5397% | 2.542% | 28.43% | 41.87% | 7.347% | 3.201% | 2.468% | 100%
Floorspace-Based | FCZ08 | Warehouse | 3.128% | 1.736% | 10.26% | 1.703% | 1.125% | 2.044% | 0% | 2.929% | 0.2342% | 0% | 23.14% | 35.69% | 2.304% | 15.71% | 0% | 100%
Floorspace-Based | FCZ08 | All Commercial | 1.24% | 1.508% | 2.883% | 0.7963% | 1.19% | 12.92% | 0.4525% | 1.834% | 0.9521% | 1.414% | 26.4% | 32.68% | 4.823% | 8.054% | 2.858% | 100%
Floorspace-Based | FCZ09 | College | 0% | 0% | 1.427% | 0% | 0% | 0% | 0% | 0% | 0% | 0% | 1.144% | 49.33% | 0.3783% | 15.58% | 32.15% | 100%
Floorspace-Based | FCZ09 | Food Stores | 0.4335% | 1.944% | 3.725% | 0% | 0% | 9.026% | 0% | 3.623% | 0.4388% | 1.463% | 20.94% | 44.02% | 0.8535% | 5.913% | 7.615% | 100%
Floorspace-Based | FCZ09 | Health Care | 0% | 0.6994% | 34.58% | 0% | 3.621% | 8.699% | 2.922% | 0% | 0% | 0% | 8.345% | 29.31% | 1.357% | 10.47% | 0% | 100%
Floorspace-Based | FCZ09 | Lodging | 0% | 5.457% | 2.659% | 0% | 1.382% | 11.45% | 0% | 2.862% | 3.004% | 4.592% | 10.86% | 47.78% | 7.737% | 1.22% | 1.006% | 100%
Floorspace-Based | FCZ09 | Miscellaneous | 0% | 0.3876% | 2.072% | 9.289% | 0% | 0.5911% | 0% | 0.04724% | 0% | 4.294% | 24.87% | 43.73% | 2.446% | 12.13% | 0.1543% | 100%
Floorspace-Based | FCZ09 | Office, Large | 0% | 0% | 0% | 0% | 5.855% | 0% | 0% | 0% | 0% | 0% | 4.402% | 17.09% | 0% | 72.65% | 0% | 100%
Floorspace-Based | FCZ09 | Office, Small | 1.652% | 5.664% | 0.9859% | 1.41% | 3.298% | 2.687% | 2.858% | 4.301% | 0% | 2.051% | 14.19% | 45.65% | 3.275% | 11.98% | 0% | 100%
Floorspace-Based | FCZ09 | Refrigerated Warehouse | 0% | 0% | 0% | 0% | 0% | 0% | 0% | 92.16% | 0% | 0% | 0% | 7.844% | 0% | 0% | 0% | 100%
Floorspace-Based | FCZ09 | Restaurant | 0.7279% | 0.8721% | 0% | 0.9703% | 1.277% | 1.25% | 1.846% | 3.688% | 8.921% | 0.6046% | 21.34% | 36.9% | 2.856% | 17.49% | 1.262% | 100%
Floorspace-Based | FCZ09 | Retail | 0% | 0.2498% | 1.016% | 0.53% | 0% | 0.4311% | 0% | 11.23% | 4.558% | 1.174% | 14.81% | 61.16% | 2.429% | 2.156% | 0.2535% | 100%
Floorspace-Based | FCZ09 | School | 0% | 9.092% | 8.215% | 3.649% | 0% | 3.538% | 0% | 0% | 4.149% | 0% | 42.71% | 26.87% | 0% | 1.769% | 0% | 100%
Floorspace-Based | FCZ09 | Warehouse | 0% | 0% | 0% | 0% | 0% | 0% | 0% | 13.99% | 0% | 0.9075% | 2.263% | 15.65% | 1.777% | 0.7756% | 64.64% | 100%
Floorspace-Based | FCZ09 | All Commercial | 0.1827% | 2.43% | 4.267% | 2.736% | 0.7625% | 2.238% | 0.4721% | 7.024% | 1.743% | 1.609% | 18.35% | 37.26% | 1.898% | 8.146% | 10.87% | 100%
Floorspace-Based | FCZ10 | College | 0% | 14.64% | 0% | 0% | 0% | 0% | 0.3415% | 35.39% | 0% | 0% | 6.101% | 42.77% | 0% | 0.7598% | 0% | 100%
Floorspace-Based | FCZ10 | Food Stores | 0% | 0% | 4.283% | 0.5725% | 0.22% | 0% | 0% | 0.9962% | 4.261% | 0.7994% | 21.77% | 49.52% | 5.22% | 7.404% | 4.951% | 100%
Floorspace-Based | FCZ10 | Health Care | 0% | 0% | 0% | 0.7325% | 0.9398% | 8.901% | 0% | 0% | 0% | 0% | 46.27% | 37.92% | 0% | 5.238% | 0% | 100%
Floorspace-Based | FCZ10 | Lodging | 0% | 0% | 1.694% | 0.1603% | 0.6124% | 2.31% | 0% | 0.9708% | 0.6921% | 0% | 29.1% | 29.86% | 2.051% | 20.34% | 12.2% | 100%
Floorspace-Based | FCZ10 | Miscellaneous | 0.7276% | 0.2539% | 1.684% | 0.4891% | 0.6961% | 3.784% | 0.2489% | 1.407% | 2.484% | 0.5886% | 30.99% | 32.45% | 7.262% | 16.65% | 0.2792% | 100%
Floorspace-Based | FCZ10 | Office, Large | 0% | 0% | 0% | 0% | 0% | 0% | 0% | 0% | 0% | 0% | 34.37% | 54.16% | 0% | 3.659% | 7.804% | 100%
Floorspace-Based | FCZ10 | Office, Small | 0.9692% | 2.528% | 3.478% | 0.2221% | 2.1% | 8.843% | 0% | 2.028% | 8.25% | 0.9426% | 17.92% | 40.74% | 2.156% | 8.598% | 1.223% | 100%
Floorspace-Based | FCZ10 | Refrigerated Warehouse | 0% | 0% | 0% | 0% | 0% | 0% | 0% | 0% | 0% | 0% | 0% | 100% | 0% | 0% | 0% | 100%
Floorspace-Based | FCZ10 | Restaurant | 0% | 0.7445% | 1.094% | 1.207% | 0.436% | 4.147% | 0.8487% | 4.278% | 1.691% | 1.99% | 27.51% | 42.88% | 1.944% | 9.843% | 1.383% | 100%
Floorspace-Based | FCZ10 | Retail | 1.939% | 0.9855% | 0.8233% | 0.7346% | 1.62% | 4.573% | 0.525% | 1.699% | 2.996% | 1.594% | 15.27% | 58.27% | 1.399% | 6.639% | 0.9329% | 100%
Floorspace-Based | FCZ10 | School | 2.012% | 0% | 3.77% | 6.912% | 2.122% | 0% | 1.679% | 1.794% | 0% | 0.1943% | 26.06% | 34.34% | 5.898% | 12.54% | 2.675% | 100%
Floorspace-Based | FCZ10 | Warehouse | 2.014% | 0.3623% | 0% | 1.833% | 1.662% | 1.066% | 0.01403% | 2.121% | 1.936% | 1.765% | 23.03% | 55.46% | 5.176% | 3.562% | 0% | 100%
Floorspace-Based | FCZ10 | All Commercial | 1.378% | 0.7427% | 1.073% | 1.571% | 1.353% | 2.744% | 0.2984% | 2.276% | 2.147% | 1.112% | 23.98% | 48.47% | 3.923% | 7.595% | 1.34% | 100%
Floorspace-Based | FCZ11 | College | 0.394% | 5.204% | 10.93% | 0% | 0% | 0% | 0% | 0% | 0% | 0.5257% | 50.2% | 17.54% | 14.01% | 1.189% | 0% | 100%
Floorspace-Based | FCZ11 | Food Stores | 0% | 0% | 0% | 0% | 1.94% | 0.352% | 0.5073% | 0% | 0.6128% | 0.2732% | 16.15% | 42.75% | 4.943% | 26.31% | 6.157% | 100%
Floorspace-Based | FCZ11 | Health Care | 0% | 9.655% | 1.356% | 0% | 0% | 2.89% | 0% | 0% | 0.542% | 1.214% | 16.13% | 62.56% | 3.128% | 2.524% | 0% | 100%
Floorspace-Based | FCZ11 | Lodging | 0% | 1.673% | 17.09% | 8.437% | 0% | 2.429% | 0% | 1.872% | 0% | 0% | 14.19% | 40.25% | 1.121% | 12.94% | 0% | 100%
Floorspace-Based | FCZ11 | Miscellaneous | 0.05974% | 1.133% | 0.4809% | 2.023% | 0.1834% | 1.196% | 0% | 2.16% | 1.215% | 10.04% | 22.91% | 38.74% | 5.418% | 13.9% | 0.5339% | 100%
Floorspace-Based | FCZ11 | Office, Large | 26.88% | 0% | 8.605% | 0% | 0% | 3.757% | 0% | 9.644% | 0% | 12.1% | 0% | 34.76% | 0% | 4.244% | 0% | 100%
Floorspace-Based | FCZ11 | Office, Small | 0.1598% | 9.806% | 5.406% | 0% | 0.3294% | 10.76% | 0.7685% | 1.551% | 0.7186% | 0.1581% | 15.27% | 44.35% | 0.09873% | 10.62% | 0% | 100%
Floorspace-Based | FCZ11 | Refrigerated Warehouse | 0% | 0% | 0% | 0% | 0% | 0% | 0% | 0% | 0% | 0% | 43.64% | 56.36% | 0% | 0% | 0% | 100%
Floorspace-Based | FCZ11 | Restaurant | 0.5017% | 1.1% | 1.156% | 1.199% | 2.162% | 2.818% | 0% | 1.496% | 0.455% | 3.809% | 25.89% | 38.68% | 9.371% | 9.633% | 1.738% | 100%
Floorspace-Based | FCZ11 | Retail | 0.2884% | 2.229% | 0.9683% | 1.334% | 0.9208% | 1.555% | 0.33% | 3.485% | 0.7266% | 7.171% | 24.86% | 32.64% | 4.932% | 18.11% | 0.4445% | 100%
Floorspace-Based | FCZ11 | School | 0% | 3.037% | 2.242% | 0% | 12.61% | 0% | 3.452% | 3.417% | 0.2041% | 0% | 17.95% | 45.42% | 2.89% | 5.801% | 2.984% | 100%
Floorspace-Based | FCZ11 | Warehouse | 0.03984% | 0% | 0.9305% | 0.06384% | 0% | 6.713% | 0% | 1.88% | 0.4832% | 0.04851% | 23.46% | 42.3% | 0.7194% | 23.36% | 0% | 100%
Floorspace-Based | FCZ11 | All Commercial | 1.07% | 2.074% | 2.485% | 1.1% | 1.62% | 3.453% | 0.4727% | 2.377% | 0.6082% | 3.73% | 21.29% | 41.17% | 3.007% | 14.86% | 0.6881% | 100%
Floorspace-Based | FCZ12c | College | 0.2935% | 0% | 0.963% | 0% | 0% | 0.7075% | 0.05821% | 0% | 0.4233% | 0.5432% | 3.685% | 92.1% | 0.01688% | 0% | 1.207% | 100%
Floorspace-Based | FCZ12c | Food Stores | 0.118% | 0.6324% | 4.709% | 1.32% | 0% | 3.759% | 0.05179% | 0.7388% | 9.567% | 2.004% | 25.43% | 36.11% | 1.201% | 10.86% | 3.497% | 100%
Floorspace-Based | FCZ12c | Health Care | 1.464% | 0% | 2.691% | 3.479% | 1.087% | 2.813% | 0% | 2.488% | 4.579% | 0.6331% | 22.14% | 52.19% | 0.1132% | 3.548% | 2.777% | 100%
Floorspace-Based | FCZ12c | Lodging | 1.001% | 0.7987% | 1.297% | 1.013% | 1.132% | 0.06795% | 0.07373% | 0.638% | 1.335% | 0% | 29.77% | 21.86% | 3.582% | 34.39% | 3.037% | 100%
Floorspace-Based | FCZ12c | Miscellaneous | 0.5096% | 1.394% | 2.514% | 0.8941% | 1.095% | 3.05% | 0.7753% | 2.434% | 4.198% | 0.6357% | 26.82% | 36.13% | 6.954% | 5.124% | 7.477% | 100%
Floorspace-Based | FCZ12c | Office, Large | 0.6735% | 2.822% | 1.729% | 0% | 0.889% | 0.7264% | 0.2403% | 1.556% | 1.133% | 1.135% | 29.67% | 36.63% | 1.503% | 17.03% | 4.265% | 100%
Floorspace-Based | FCZ12c | Office, Small | 0.8283% | 2.004% | 4.442% | 1.032% | 2.229% | 5.604% | 1.524% | 2.193% | 4.369% | 2.569% | 25.99% | 31.84% | 6.808% | 6.088% | 2.48% | 100%
Floorspace-Based | FCZ12c | Refrigerated Warehouse | 1.733% | 0% | 0% | 0% | 4.837% | 2.305% | 0% | 4.224% | 0.9835% | 0% | 13.76% | 51.05% | 3.985% | 17.12% | 0% | 100%
Floorspace-Based | FCZ12c | Restaurant | 0.5287% | 4.11% | 4.778% | 0.8973% | 0.3089% | 4.673% | 1.28% | 1% | 4.526% | 1.916% | 23.33% | 35.3% | 5.68% | 8.067% | 3.611% | 100%
Floorspace-Based | FCZ12c | Retail | 2.461% | 3.432% | 4.503% | 1.112% | 0.7939% | 4.422% | 0.3393% | 2.779% | 1.093% | 3.394% | 19.16% | 46.58% | 4.626% | 3.848% | 1.463% | 100%
Floorspace-Based | FCZ12c | School | 0% | 41.19% | 5.805% | 10.51% | 0% | 0% | 0% | 0% | 0.7663% | 0% | 18.81% | 20.41% | 0% | 1.562% | 0.9551% | 100%
Floorspace-Based | FCZ12c | Warehouse | 0.8559% | 5.223% | 1.846% | 4.399% | 8.653% | 16.99% | 0.2905% | 2.547% | 1.995% | 0.1072% | 29.07% | 21.7% | 1.051% | 2.039% | 3.236% | 100%
Floorspace-Based | FCZ12c | All Commercial | 0.8614% | 4.155% | 2.867% | 1.553% | 1.379% | 3.225% | 0.4895% | 1.778% | 2.653% | 1.217% | 24.32% | 38.81% | 3.664% | 9.281% | 3.746% | 100%
Floorspace-Based | FCZ12i | College | 0% | 0.1148% | 2.043% | 0% | 0.105% | 0% | 0% | 0% | 10.02% | 47.66% | 7.616% | 31.88% | 0.5631% | 0% | 0% | 100%
Floorspace-Based | FCZ12i | Food Stores | 0% | 5.269% | 0.3944% | 0.2033% | 0.6115% | 0.6941% | 0.4608% | 5.403% | 0.7393% | 1.042% | 11.06% | 71.25% | 0.1469% | 2.397% | 0.3268% | 100%
Floorspace-Based | FCZ12i | Health Care | 0% | 0% | 8.096% | 0% | 0% | 1.272% | 3.384% | 0.1801% | 0.1305% | 1.44% | 8.855% | 63.11% | 0.7209% | 9.053% | 3.763% | 100%
Floorspace-Based | FCZ12i | Lodging | 0% | 0% | 1.77% | 4.621% | 0% | 10.82% | 3.063% | 1.007% | 0% | 0% | 10.31% | 58.98% | 2.062% | 7.367% | 0% | 100%
Floorspace-Based | FCZ12i | Miscellaneous | 0.4398% | 3.921% | 0.7844% | 0.7172% | 1.033% | 2.678% | 0.6044% | 0.4343% | 3.945% | 2.077% | 39.74% | 26.57% | 3.691% | 12.65% | 0.721% | 100%
Floorspace-Based | FCZ12i | Office, Large | 0% | 0% | 2.716% | 0% | 0% | 0% | 0% | 3.605% | 0% | 2.864% | 14.43% | 41.67% | 9.312% | 25.41% | 0% | 100%
Floorspace-Based | FCZ12i | Office, Small | 2.359% | 3.378% | 2.259% | 1.675% | 2.948% | 3.847% | 4.604% | 2.51% | 2.561% | 1.71% | 27.85% | 30.82% | 4.918% | 5.934% | 2.625% | 100%
Floorspace-Based | FCZ12i | Refrigerated Warehouse | 0% | 0% | 0% | 0% | 0% | 0% | 0% | 0% | 33.89% | 0% | 40.86% | 25.25% | 0% | 0% | 0% | 100%
Floorspace-Based | FCZ12i | Restaurant | 2.861% | 2.741% | 4.417% | 0% | 5.556% | 8.292% | 0% | 0.301% | 1.924% | 0.5298% | 19.19% | 44.7% | 6.983% | 0% | 2.502% | 100%
Floorspace-Based | FCZ12i | Retail | 0.8189% | 3.345% | 1.658% | 1.573% | 0.7357% | 12.24% | 4.57% | 2.459% | 0.5012% | 2.129% | 26.37% | 29.22% | 1.288% | 12.78% | 0.3236% | 100%
Floorspace-Based | FCZ12i | School | 0.6234% | 11.6% | 0% | 0% | 19.42% | 0% | 4.251% | 0% | 0% | 0% | 12.59% | 44.06% | 0.6556% | 0.2173% | 6.579% | 100%
Floorspace-Based | FCZ12i | Warehouse | 1.986% | 4.108% | 1.705% | 0% | 0% | 8.621% | 1.209% | 3.16% | 3.636% | 0% | 13.56% | 36.52% | 7.158% | 16.91% | 1.43% | 100%
Floorspace-Based | FCZ12i | All Commercial | 0.6873% | 3.529% | 2.102% | 0.9168% | 3.07% | 4.54% | 2.47% | 1.419% | 1.984% | 3.748% | 22.19% | 38.89% | 3.003% | 9.717% | 1.731% | 100%
Floorspace-Based | FCZ13 | College | 0% | 14.59% | 0% | 0% | 0% | 0% | 0% | 0.2718% | 1.157% | 0.3474% | 42.44% | 40% | 0% | 1.186% | 0% | 100%
Floorspace-Based | FCZ13 | Food Stores | 0% | 1.862% | 3.483% | 0% | 0.1549% | 13.82% | 0.07633% | 4.097% | 0.2996% | 2.201% | 19.55% | 47.02% | 2.959% | 4.478% | 0% | 100%
Floorspace-Based | FCZ13 | Health Care | 0% | 0% | 0.8486% | 0.348% | 0% | 7.852% | 0% | 4.01% | 0% | 0.4127% | 34.01% | 35.27% | 0% | 16.94% | 0.3031% | 100%
Floorspace-Based | FCZ13 | Lodging | 0% | 0% | 0% | 0% | 0% | 5.74% | 0% | 0% | 0% | 0% | 17.95% | 70.69% | 0% | 5.623% | 0% | 100%
Floorspace-Based | FCZ13 | Miscellaneous | 0.9471% | 0.5144% | 1.773% | 0.1396% | 0.7589% | 7.429% | 0.2857% | 4.269% | 0.4935% | 4.974% | 29.12% | 31.88% | 1.635% | 14.9% | 0.888% | 100%
Floorspace-Based | FCZ13 | Office, Large | 4.248% | 1.736% | 2.39% | 0% | 0% | 5.623% | 0% | 0% | 3.159% | 1.643% | 11.6% | 51.3% | 2.261% | 14.49% | 1.552% | 100%
Floorspace-Based | FCZ13 | Office, Small | 0.3403% | 1.203% | 2.015% | 0.8531% | 0.6694% | 6.734% | 1.536% | 2.279% | 1.704% | 3.508% | 32.66% | 40.75% | 0.9415% | 4.141% | 0.6591% | 100%
Floorspace-Based | FCZ13 | Refrigerated Warehouse | 0% | 0% | 0% | 0% | 0% | 5.074% | 0% | 0% | 0% | 0% | 10.92% | 45.15% | 0% | 38.85% | 0% | 100%
Floorspace-Based | FCZ13 | Restaurant | 0.1214% | 1.369% | 4.362% | 0.1303% | 0.7979% | 5.178% | 0.792% | 1.009% | 0.8194% | 2.363% | 26.38% | 43.64% | 0% | 11.98% | 1.048% | 100%
Floorspace-Based | FCZ13 | Retail | 0.5803% | 2.334% | 0.7694% | 0.3301% | 1.253% | 8.495% | 0.8575% | 1.912% | 5.23% | 1.149% | 27.77% | 38.46% | 1.145% | 7.771% | 1.942% | 100%
Floorspace-Based | FCZ13 | School | 0.06114% | 0% | 3.01% | 0% | 1.583% | 3.398% | 0% | 0% | 0% | 6.878% | 25.38% | 45.2% | 0% | 14.49% | 0% | 100%
Floorspace-Based | FCZ13 | Warehouse | 0.909% | 0.2704% | 0.5801% | 0% | 6.677% | 5.64% | 1.046% | 0.7991% | 1.103% | 3.108% | 16.99% | 41.6% | 0% | 20.7% | 0.5827% | 100%
Floorspace-Based | FCZ13 | All Commercial | 1.039% | 1.599% | 1.654% | 0.1948% | 1.176% | 6.542% | 0.468% | 1.897% | 1.787% | 2.813% | 25.19% | 41.48% | 1.036% | 12.23% | 0.8968% | 100%
Floorspace-Based | FCZ16 | College | 0% | 0% | 0% | 0% | 0% | 94.07% | 0% | 0% | 0% | 4.746% | 1.187% | 0% | 0% | 0% | 0% | 100%
Floorspace-Based | FCZ16 | Food Stores | 0% | 5.279% | 8.624% | 5.322% | 3.717% | 11.74% | 2% | 5.344% | 4.084% | 11.15% | 32.56% | 10.18% | 0% | 0% | 0% | 100%
Floorspace-Based | FCZ16 | Health Care | 0% | 17.87% | 0% | 1.611% | 0% | 0% | 0% | 0% | 0% | 0% | 51.32% | 29.2% | 0% | 0% | 0% | 100%
Floorspace-Based | FCZ16 | Lodging | 6.617% | 20.09% | 0.5797% | 0% | 4.295% | 0% | 0% | 12.45% | 5.735% | 9.264% | 36.02% | 4.949% | 0% | 0% | 0% | 100%
Floorspace-Based | FCZ16 | Miscellaneous | 2.488% | 2.223% | 1.851% | 1.481% | 1.813% | 8.948% | 0.3892% | 2.321% | 2.744% | 5.717% | 55.01% | 6.845% | 1.858% | 2.339% | 3.976% | 100%
Floorspace-Based | FCZ16 | Office, Large | 0% | 8.285% | 5.347% | 7.853% | 0% | 22.54% | 0% | 3.463% | 0.9023% | 18.09% | 23.08% | 10.44% | 0% | 0% | 0% | 100%
Floorspace-Based | FCZ16 | Office, Small | 0.4092% | 0% | 5.162% | 0% | 1.098% | 0% | 1.367% | 6.584% | 8.74% | 6.443% | 57.88% | 10.31% | 0% | 0.1708% | 1.834% | 100%
Floorspace-Based | FCZ16 | Refrigerated Warehouse | 0% | 0% | 0% | 16.01% | 0% | 18.01% | 4.324% | 0% | 3.771% | 0% | 42.09% | 4.545% | 11.25% | 0% | 0% | 100%
Floorspace-Based | FCZ16 | Restaurant | 0% | 4.631% | 4.49% | 1.796% | 0.4585% | 1.607% | 7.219% | 3.974% | 9.16% | 9.011% | 45.44% | 9.562% | 0.4854% | 2.165% | 0% | 100%
Floorspace-Based | FCZ16 | Retail | 1.853% | 3.893% | 4.151% | 1.315% | 1.971% | 11.62% | 2.281% | 1.303% | 6.914% | 15.14% | 35.9% | 10.37% | 0% | 2.77% | 0.5159% | 100%
Floorspace-Based | FCZ16 | School | 0% | 5.375% | 4.228% | 14.09% | 0% | 8.662% | 6.822% | 9.209% | 2.833% | 8.968% | 36.98% | 1.747% | 0% | 1.091% | 0% | 100%
Floorspace-Based | FCZ16 | Warehouse | 0% | 0% | 0% | 0% | 0% | 2.519% | 0% | 0% | 27.74% | 34.54% | 32.88% | 0.0895% | 0% | 2.235% | 0% | 100%
Floorspace-Based | FCZ16 | All Commercial | 0.9553% | 5.956% | 3.465% | 4.686% | 0.8848% | 16.73% | 1.404% | 3.77% | 4.203% | 12.12% | 35.23% | 8.395% | 0.4741% | 0.946% | 0.7804% | 100%
Floorspace-Based | FCZ17 | College | 0% | 0.542% | 0% | 18.66% | 0% | 0% | 0% | 0% | 43.93% | 15.72% | 0.05062% | 21.1% | 0% | 0% | 0% | 100%
Floorspace-Based | FCZ17 | Food Stores | 0% | 0% | 25.84% | 3.238% | 4.622% | 8.561% | 3.786% | 0.4388% | 3.388% | 12.07% | 36.28% | 1.134% | 0% | 0.5451% | 0.1032% | 100%
Floorspace-Based | FCZ17 | Health Care | 0% | 0% | 0% | 5.854% | 3.12% | 0% | 16.16% | 0% | 0% | 0% | 45.84% | 29.03% | 0% | 0% | 0% | 100%
Floorspace-Based | FCZ17 | Lodging | 0% | 0% | 0% | 0% | 0% | 0% | 0% | 1.364% | 0% | 0% | 93.92% | 4.711% | 0% | 0% | 0% | 100%
Floorspace-Based | FCZ17 | Miscellaneous | 2.631% | 3.759% | 3.965% | 0.556% | 3.99% | 3.784% | 6.764% | 9.548% | 2.229% | 9.424% | 37.49% | 11.27% | 0.9595% | 2.816% | 0.8164% | 100%
Floorspace-Based | FCZ17 | Office, Large | 0% | 0% | 16.13% | 0% | 0% | 0% | 0% | 0% | 0% | 24.33% | 49.64% | 3.047% | 0% | 6.851% | 0% | 100%
Floorspace-Based | FCZ17 | Office, Small | 0% | 0.3561% | 4.297% | 1.502% | 1.702% | 15.13% | 4.618% | 8.907% | 0.4734% | 9.098% | 46.27% | 4.689% | 0.4433% | 1.695% | 0.8177% | 100%
Floorspace-Based | FCZ17 | Refrigerated Warehouse | 0% | 0% | 0% | 0% | 0% | 3.039% | 0% | 0% | 0% | 5.831% | 91.13% | 0% | 0% | 0% | 0% | 100%
Floorspace-Based | FCZ17 | Restaurant | 0.7214% | 1.857% | 5.329% | 4.042% | 3.096% | 2.936% | 5.686% | 0.9462% | 7.761% | 6.675% | 47.39% | 11.31% | 0.7471% | 0.6065% | 0.8991% | 100%
Floorspace-Based | FCZ17 | Retail | 0.5616% | 2.617% | 1.112% | 7.356% | 1.424% | 12.85% | 1.884% | 3.169% | 6.317% | 2.893% | 50.1% | 4.562% | 0% | 4.965% | 0.1884% | 100%
Floorspace-Based | FCZ17 | School | 0% | 5.718% | 3.001% | 4.162% | 2.78% | 0.6064% | 4.239% | 0% | 0% | 7.486% | 68.84% | 3.17% | 0% | 0% | 0% | 100%
Floorspace-Based | FCZ17 | Warehouse | 14.53% | 0% | 2.891% | 4.361% | 0% | 1.829% | 0% | 2.234% | 1.487% | 30.65% | 24.63% | 11.64% | 0% | 0% | 5.742% | 100%
Floorspace-Based | FCZ17 | All Commercial | 2.079% | 2.063% | 5.203% | 3.608% | 2.057% | 5.373% | 3.959% | 3.381% | 2.875% | 10.88% | 47.09% | 7.898% | 0.2398% | 2.426% | 0.8754% | 100%
Sites-Based | Statewide | College | 0.8226% | 4.139% | 5.95% | 1.659% | 0.5421% | 4.226% | 2.348% | 2.043% | 4.247% | 3.992% | 32.06% | 28.2% | 5.021% | 3.615% | 1.128% | 100% | ↓ % of Commercial sites
Sites-Based | Statewide | Food Stores | 0.9305% | 2.799% | 3.198% | 1.7% | 0.8233% | 4.363% | 1.709% | 4.517% | 3.194% | 5.983% | 27.76% | 29.82% | 3.198% | 8.182% | 1.821% | 100%
Sites-Based | Statewide | Health Care | 1.08% | 5.688% | 2.98% | 1.643% | 0.8229% | 3.242% | 1.436% | 2.317% | 2.08% | 4.333% | 31.55% | 31.54% | 3.187% | 6.264% | 1.843% | 100%
Sites-Based | Statewide | Lodging | 1.141% | 4.032% | 3.507% | 2.648% | 0.9219% | 5.532% | 0.7559% | 4.475% | 2.83% | 4.462% | 26.93% | 31.07% | 3.478% | 6.503% | 1.715% | 100%
Sites-Based | Statewide | Miscellaneous | 1.117% | 2.897% | 3.593% | 1.704% | 1.389% | 4.164% | 1.295% | 3.252% | 4.143% | 5.571% | 29.66% | 26.37% | 4.77% | 7.32% | 2.757% | 100%
Sites-Based | Statewide | Office, Large | 0.7022% | 2.711% | 4.03% | 1.336% | 0.325% | 3.885% | 0.4357% | 2.678% | 2.121% | 4.399% | 34.06% | 30.22% | 2.759% | 6.604% | 3.735% | 100%
Sites-Based | Statewide | Office, Small | 1.338% | 2.623% | 3.344% | 1.909% | 1.809% | 6.042% | 1.68% | 3.292% | 3.205% | 3.578% | 30.18% | 27.98% | 4.173% | 6.462% | 2.389% | 100%
Sites-Based | Statewide | Refrigerated Warehouse | 1.629% | 2.598% | 0.2913% | 1.763% | 0.4659% | 4.047% | 1.758% | 0.8685% | 2.197% | 1.685% | 34.12% | 30.88% | 12.74% | 4.853% | 0.1094% | 100%
Sites-Based | Statewide | Restaurant | 0.8919% | 2.948% | 3.725% | 1.339% | 1.297% | 4.501% | 1.518% | 2.279% | 3.209% | 4.263% | 31.75% | 29.11% | 4.153% | 6.787% | 2.224% | 100%
Sites-Based | Statewide | Retail | 1.429% | 3.009% | 2.744% | 2.316% | 1.815% | 6.067% | 1.365% | 1.907% | 4.328% | 5.043% | 27.48% | 28.64% | 4.095% | 7.852% | 1.909% | 100%
Sites-Based | Statewide | School | 0.504% | 5.375% | 4.44% | 1.426% | 2.232% | 3.768% | 2.017% | 1.973% | 3.084% | 2.409% | 27.72% | 33.12% | 3.161% | 7.018% | 1.754% | 100%
Sites-Based | Statewide | Warehouse | 1.089% | 1.632% | 2.397% | 1.841% | 1.069% | 4.5% | 0.4596% | 2.495% | 4.293% | 4.775% | 29.66% | 32.39% | 3.44% | 8.005% | 1.958% | 100%
Sites-Based | Statewide | All Commercial | 1.184% | 2.939% | 3.307% | 1.859% | 1.511% | 5.153% | 1.44% | 2.784% | 3.659% | 4.561% | 29.54% | 28.59% | 4.149% | 7.103% | 2.229% | 100%
Sites-Based | PG&E Tot | College | 0% | 3.976% | 3.903% | 1.164% | 1.341% | 7.773% | 4.789% | 0.9121% | 3.522% | 4.484% | 39.3% | 19.77% | 5.181% | 2.322% | 1.564% | 100%
Sites-Based | PG&E Tot | Food Stores | 0.9189% | 4.361% | 3.662% | 1.931% | 0.9073% | 5.786% | 3.387% | 6.111% | 4.995% | 7.198% | 34.94% | 15.98% | 2.503% | 5.288% | 2.026% | 100%
Sites-Based | PG&E Tot | Health Care | 2.16% | 1.197% | 2.304% | 1.494% | 1.2% | 5.731% | 2.909% | 5.202% | 3.765% | 7.964% | 38.94% | 19.65% | 3.329% | 2.508% | 1.649% | 100%
Sites-Based | PG&E Tot | Lodging | 1.892% | 6.363% | 5.197% | 3.973% | 1.212% | 7.103% | 0.5973% | 3.327% | 4.929% | 6.648% | 31.61% | 19.41% | 4.084% | 2.302% | 1.357% | 100%
Sites-Based | PG&E Tot | Miscellaneous | 1.051% | 3.506% | 4.596% | 2.402% | 1.66% | 4.466% | 1.714% | 4.627% | 4.417% | 6.646% | 35.24% | 18% | 4.614% | 4.033% | 3.024% | 100%
Sites-Based | PG&E Tot | Office, Large | 0.6804% | 3.459% | 4.436% | 1.028% | 0.3402% | 3.596% | 0.7813% | 1.76% | 3.311% | 7.312% | 43.06% | 21.01% | 0.9761% | 3.388% | 4.855% | 100%
Sites-Based | PG&E Tot | Office, Small | 0.95% | 3.206% | 3.038% | 3.853% | 1.868% | 7.135% | 2.222% | 3.804% | 3.322% | 5.064% | 36.31% | 18.79% | 3.99% | 3.366% | 3.085% | 100%
Sites-Based | PG&E Tot | Refrigerated Warehouse | 0.3404% | 3.95% | 1.002% | 4.839% | 0.8567% | 3.505% | 2.071% | 0.8077% | 2.136% | 3.615% | 46% | 26.79% | 2.985% | 0.7308% | 0.3765% | 100%
Sites-Based | PG&E Tot | Restaurant | 1.686% | 2.871% | 4.356% | 1.827% | 1.493% | 6.262% | 1.463% | 2.741% | 3.458% | 5.681% | 40.24% | 17.94% | 2.853% | 4.052% | 3.075% | 100%
Sites-Based | PG&E Tot | Retail | 1.782% | 3.406% | 3.631% | 2.136% | 2.238% | 5.643% | 1.349% | 3.381% | 6.014% | 7.109% | 36.34% | 17.1% | 4.437% | 2.793% | 2.645% | 100%
Sites-Based | PG&E Tot | School | 0.5718% | 5.685% | 2.829% | 1.888% | 2.29% | 7.193% | 3.071% | 0.8135% | 4.954% | 5.33% | 34.9% | 19.69% | 3.007% | 4.406% | 3.375% | 100%
Sites-Based | PG&E Tot | Warehouse | 1.676% | 2.828% | 2.999% | 1.684% | 2.573% | 5.642% | 0.2624% | 2.823% | 4.434% | 6.673% | 33.66% | 24.86% | 2.725% | 4.221% | 2.936% | 100%
Sites-Based | PG&E Tot | All Commercial | 1.253% | 3.397% | 3.729% | 2.595% | 1.77% | 5.925% | 1.868% | 3.746% | 4.301% | 6.18% | 36.49% | 18.41% | 3.887% | 3.587% | 2.863% | 100%
Sites-Based | SCE Tot | College | 1.147% | 4.945% | 7.99% | 1.197% | 0% | 2.148% | 1.146% | 3.019% | 2.302% | 3.302% | 29% | 33.27% | 5.289% | 4.916% | 0.3335% | 100%
Sites-Based | SCE Tot | Food Stores | 1.355% | 1.275% | 2.162% | 1.698% | 0.7505% | 1.806% | 0.4971% | 2.747% | 1.7% | 2.807% | 18.47% | 44.7% | 4.829% | 13.17% | 2.025% | 100%
Sites-Based | SCE Tot | Health Care | 0.4434% | 2.406% | 3.967% | 0.849% | 0.539% | 2.157% | 0.656% | 0.6508% | 1.287% | 2.886% | 20.54% | 47.6% | 4.051% | 10.06% | 1.909% | 100%
Sites-Based | SCE Tot | Lodging | 0.2099% | 1.381% | 1.137% | 1.586% | 0.433% | 5.292% | 0.2779% | 4.602% | 0.6855% | 2.146% | 20.98% | 44.93% | 3.049% | 11.04% | 2.25% | 100%
Sites-Based | SCE Tot | Miscellaneous | 0.9959% | 2.475% | 3.133% | 1.372% | 1.284% | 3.83% | 0.8768% | 2.316% | 2.78% | 2.666% | 20.19% | 39.94% | 5.547% | 11.39% | 1.209% | 100%
Sites-Based | SCE Tot | Office, Large | 0.7555% | 1.184% | 3.839% | 0.5881% | 0.05315% | 3.518% | 0.2529% | 1.994% | 1.478% | 1.104% | 27.31% | 44.12% | 4.206% | 5.817% | 3.785% | 100%
Sites-Based | SCE Tot | Office, Small | 2.14% | 2.801% | 3.252% | 0.5734% | 1.836% | 5.85% | 0.8272% | 1.68% | 2.679% | 1.388% | 20.92% | 39.76% | 4.416% | 10.43% | 1.445% | 100%
Sites-Based | SCE Tot | Refrigerated Warehouse | 2.093% | 2.876% | 0% | 0% | 0% | 0.4746% | 1.132% | 1.11% | 0.7124% | 1.132% | 19.82% | 42.05% | 21.84% | 6.76% | 0% | 100%
Sites-Based | SCE Tot | Restaurant | 0.2966% | 2.136% | 2.605% | 1.103% | 1.029% | 3.81% | 0.635% | 1.897% | 2.324% | 1.903% | 22.88% | 40.45% | 6.162% | 10.45% | 2.324% | 100%
Sites-Based | SCE Tot | Retail | 1.116% | 2.665% | 2.506% | 2.102% | 1.449% | 4.335% | 1.387% | 1.076% | 3.253% | 3.407% | 18.11% | 39.14% | 5.132% | 12.81% | 1.504% | 100%
Sites-Based | SCE Tot | School | 0.4315% | 4.205% | 4.035% | 0.9725% | 2.257% | 2.655% | 1.264% | 2.911% | 2.245% | 0.4613% | 19% | 45.72% | 4.232% | 8.637% | 0.9689% | 100%
Sites-Based | SCE Tot | Warehouse | 0.7348% | 1.202% | 2.376% | 2.112% | 0.3253% | 3.645% | 0.5165% | 1.749% | 3.822% | 3.044% | 22.24% | 41.52% | 4.529% | 11.52% | 0.6636% | 100%
Sites-Based | SCE Tot | All Commercial | 1.204% | 2.502% | 2.975% | 1.34% | 1.3% | 4.242% | 0.9197% | 1.794% | 2.726% | 2.389% | 20.49% | 40.39% | 5.09% | 11.13% | 1.503% | 100%
Sites-Based | SDG&E Tot | College | 3.926% | 1.663% | 6.198% | 0% | 1.663% | 6.082% | 2.027% | 0% | 2.223% | 1.118% | 28.38% | 30.79% | 7.951% | 0% | 7.98% | 100%
Sites-Based | SDG&E Tot | Food Stores | 0.4429% | 2.806% | 3.286% | 2.235% | 0.7808% | 3.417% | 0.6047% | 2.112% | 2.016% | 2.499% | 25.38% | 42.94% | 2.636% | 6.259% | 2.587% | 100%
Sites-Based | SDG&E Tot | Health Care | 1.525% | 0% | 4.585% | 4.099% | 1.001% | 2.237% | 1.186% | 1.206% | 2.418% | 1.905% | 28.74% | 36.09% | 3.725% | 7.396% | 3.887% | 100%
Sites-Based | SDG&E Tot | Lodging | 1.548% | 1.139% | 3.085% | 2.548% | 1.636% | 2.589% | 3.753% | 3.458% | 2.629% | 0% | 21.73% | 35.2% | 4.947% | 13.05% | 2.691% | 100%
Sites-Based | SDG&E Tot | Miscellaneous | 1.803% | 4.458% | 2.712% | 1.421% | 1.305% | 2.129% | 0.7559% | 1.579% | 5.332% | 1.155% | 28.83% | 30.27% | 7.689% | 7.43% | 3.138% | 100%
Sites-Based | SDG&E Tot | Office, Large | 0.9518% | 3.009% | 3.12% | 0% | 1.388% | 1.388% | 0.4363% | 4.528% | 0.2762% | 1.852% | 17.25% | 37.4% | 5.358% | 18.56% | 4.475% | 100%
Sites-Based | SDG&E Tot | Office, Small | 0.9285% | 1.915% | 2.793% | 1.419% | 1.805% | 5.477% | 2.816% | 2.433% | 2.327% | 2.348% | 31.07% | 27.99% | 7.407% | 6.716% | 2.558% | 100%
Sites-Based | SDG&E Tot | Refrigerated Warehouse | 8.408% | 0% | 0% | 0% | 3.839% | 3.839% | 0% | 1.308% | 1.952% | 0% | 48.28% | 18.71% | 8.408% | 5.252% | 0% | 100%
Sites-Based | SDG&E Tot | Restaurant | 2.17% | 3.43% | 4.396% | 0.5892% | 2.282% | 4.563% | 1% | 1.603% | 3.283% | 2.471% | 23.5% | 37.01% | 7.31% | 4.548% | 1.847% | 100%
Sites-Based | SDG&E Tot | Retail | 2.765% | 4.317% | 3.394% | 2.629% | 1.733% | 4.817% | 1.305% | 1.706% | 2.981% | 1.944% | 24.39% | 31.15% | 6.544% | 7.542% | 2.773% | 100%
Sites-Based | SDG&E Tot | School | 1.661% | 16.96% | 2.896% | 4.64% | 4.499% | 0% | 3.321% | 0% | 3.895% | 0% | 16.39% | 35.4% | 3.321% | 2.684% | 4.332% | 100%
Sites-Based | SDG&E Tot | Warehouse | 2.786% | 2.916% | 1.784% | 2.51% | 2.514% | 9.028% | 0.9591% | 4.466% | 3.552% | 0.7654% | 27% | 26.69% | 4.643% | 5.482% | 4.907% | 100%
Sites-Based | SDG&E Tot | All Commercial | 1.709% | 3.322% | 3.147% | 1.734% | 1.793% | 4.48% | 1.74% | 2.101% | 3.031% | 1.917% | 27.27% | 31.33% | 6.669% | 6.875% | 2.878% | 100%
Sites-Based | LADWP Tot | College | 0% | 0.8645% | 0% | 24.42% | 0% | 4.447% | 0% | 0% | 49.07% | 18.25% | 1.691% | 1.262% | 0% | 0% | 0% | 100%
Sites-Based | LADWP Tot | Food Stores | 0% | 2.786% | 6.041% | 1.104% | 1.006% | 7.468% | 1.595% | 8.425% | 4.172% | 17.29% | 38.97% | 10.37% | 0% | 0.4062% | 0.3719% | 100%
Sites-Based | LADWP Tot | Health Care | 0% | 42.66% | 0% | 3.384% | 0.8818% | 0% | 0.2486% | 0% | 0% | 0% | 49.94% | 2.883% | 0% | 0% | 0% | 100%
Sites-Based | LADWP Tot | Lodging | 0.761% | 8.659% | 6.911% | 0% | 0.761% | 0% | 0% | 15.5% | 1.161% | 10.94% | 38.37% | 16.93% | 0% | 0% | 0% | 100%
Sites-Based | LADWP Tot | Miscellaneous | 1.57% | 1.448% | 1.976% | 0.5413% | 0.8864% | 4.698% | 1.64% | 2.116% | 8.325% | 15.83% | 41.42% | 5.19% | 1.806% | 4.345% | 8.202% | 100%
Sites-Based | LADWP Tot | Office, Large | 0% | 4.317% | 4.597% | 6.878% | 0% | 9.198% | 0% | 6.892% | 2.322% | 8.181% | 50.82% | 5.46% | 0% | 1.334% | 0% | 100%
Sites-Based | LADWP Tot | Office, Small | 0.1295% | 0.4282% | 6.184% | 0.8563% | 1.737% | 2.495% | 2.165% | 10.82% | 6.85% | 9.188% | 45.11% | 7.571% | 0.4282% | 1.434% | 4.603% | 100%
Sites-Based | LADWP Tot | Refrigerated Warehouse | 0% | 0% | 0% | 2.706% | 0% | 19.15% | 4.447% | 0% | 8.396% | 0.4853% | 59.47% | 2.458% | 2.89% | 0% | 0% | 100%
Sites-Based | LADWP Tot | Restaurant | 0.2007% | 5.829% | 5.309% | 1.591% | 1.111% | 2.216% | 4.781% | 2.93% | 5.882% | 9.263% | 43.6% | 12.99% | 0.5996% | 3.193% | 0.503% | 100%
Sites-Based | LADWP Tot | Retail | 1.288% | 3.248% | 1.701% | 3.652% | 2.068% | 11.76% | 1.481% | 1.544% | 4.693% | 7.946% | 38.6% | 17.46% | 0% | 3.043% | 1.516% | 100%
Sites-Based | LADWP Tot | School | 0% | 4.147% | 12.31% | 0.6536% | 0.68% | 2.839% | 2.518% | 2.912% | 2.602% | 4.04% | 59.95% | 2.491% | 0% | 4.86% | 0% | 100%
Sites-Based | LADWP Tot | Warehouse | 0.3855% | 0% | 1.946% | 1.015% | 0% | 0.9487% | 0% | 4.17% | 7.329% | 11.41% | 60.69% | 6.76% | 0% | 0.8522% | 4.495% | 100%
Sites-Based | LADWP Tot | All Commercial | 0.742% | 3.435% | 3.702% | 2.054% | 1.399% | 6.034% | 2.055% | 4.309% | 5.989% | 10.06% | 43.09% | 10.97% | 0.4851% | 2.642% | 3.042% | 100%
Sites-Based | SMUD Tot | College | 0% | 0.4242% | 0% | 0% | 0% | 0% | 0% | 2.422% | 10.11% | 3.842% | 35.62% | 43.53% | 0% | 4.055% | 0% | 100%
Sites-Based | SMUD Tot | Food Stores | 0% | 3.457% | 1.901% | 0% | 0.378% | 10.82% | 0.432% | 1.971% | 0.9786% | 4.636% | 30.04% | 34.63% | 2.396% | 8.364% | 0% | 100%
Sites-Based | SMUD Tot | Health Care | 0% | 0% | 2.96% | 2.147% | 0% | 2.426% | 0% | 1.932% | 0% | 2.671% | 39.92% | 31.75% | 0% | 12.82% | 3.365% | 100%
Sites-Based | SMUD Tot | Lodging | 0% | 0% | 0% | 0% | 0% | 5.71% | 0% | 0% | 0% | 0% | 21.08% | 68.45% | 0% | 4.763% | 0% | 100%
Sites-Based | SMUD Tot | Miscellaneous | 0.7573% | 1.217% | 2.404% | 0.5015% | 0.7523% | 6.361% | 0.7573% | 2.827% | 1.964% | 3.864% | 33.91% | 31.93% | 1.003% | 11.08% | 0.6689% | 100%
Sites-Based | SMUD Tot | Office, Large | 1.466% | 3.339% | 3.339% | 0% | 0% | 3.37% | 0% | 0% | 1.904% | 3.339% | 18.13% | 40.48% | 5.839% | 17.86% | 0.9357% | 100%
Sites-Based | SMUD Tot | Office, Small | 0.4233% | 1.9% | 2.808% | 1.063% | 1.212% | 6.652% | 1.303% | 1.911% | 2.424% | 3.879% | 34.22% | 34.47% | 2.49% | 4.552% | 0.6877% | 100%
Sites-Based | SMUD Tot | Refrigerated Warehouse | 0% | 0% | 0% | 0% | 0% | 2.856% | 0% | 0% | 0% | 0% | 11.35% | 30.36% | 0% | 55.43% | 0% | 100%
Sites-Based | SMUD Tot | Restaurant | 0.328% | 1.194% | 3.355% | 0.328% | 1.162% | 4.751% | 0.984% | 1.49% | 1.027% | 3.387% | 29.01% | 44.04% | 0% | 8.201% | 0.7412% | 100%
Sites-Based | SMUD Tot | Retail | 0.751% | 1.051% | 1.903% | 0.5899% | 2.086% | 9.453% | 0.9197% | 2.379% | 5.221% | 3.153% | 33.18% | 30.28% | 1.196% | 6.605% | 1.228% | 100%
Sites-Based | SMUD Tot | School | 0.212% | 0% | 1.943% | 0% | 1.728% | 2.369% | 0% | 0% | 0% | 4.876% | 14.06% | 55.74% | 0% | 19.08% | 0% | 100%
Sites-Based | SMUD Tot | Warehouse | 0.4873% | 0.8973% | 0.4873% | 0% | 0.7364% | 9.734% | 1.478% | 2.479% | 3.046% | 5.061% | 26.84% | 38.03% | 0% | 9.983% | 0.7364% | 100%
Sites-Based | SMUD Tot | All Commercial | 0.5174% | 1.42% | 2.354% | 0.6191% | 1.213% | 6.991% | 0.9246% | 2.062% | 2.819% | 3.694% | 31.98% | 35.32% | 1.388% | 7.869% | 0.8204% | 100%
Sites-Based | FCZ01 Tot | College | 0% | 2.533% | 0% | 2.197% | 2.197% | 13.95% | 2.197% | 1.267% | 0% | 6.741% | 41.27% | 18.86% | 4.642% | 3.77% | 0.3774% | 100%
Sites-Based | FCZ01 Tot | Food Stores | 0.867% | 4.709% | 3.299% | 1.79% | 0.4974% | 6.098% | 4.79% | 5.528% | 4.346% | 8.128% | 32.92% | 18.18% | 2.605% | 5.044% | 1.198% | 100%
Sites-Based | FCZ01 Tot | Health Care | 3.241% | 1.203% | 4.543% | 1.42% | 0.588% | 7.28% | 5.075% | 4.25% | 3.023% | 9.272% | 33.27% | 19.91% | 4.894% | 0.6044% | 1.42% | 100%
Sites-Based | FCZ01 Tot | Lodging | 3.043% | 8.991% | 2.156% | 2.895% | 0.9449% | 6.375% | 1.95% | 0.9449% | 2.504% | 5.098% | 28.06% | 28.94% | 3.326% | 3.562% | 1.211% | 100%
Sites-Based | FCZ01 Tot | Miscellaneous | 1.191% | 3.679% | 4.153% | 1.884% | 1.706% | 3.476% | 1.501% | 4.898% | 3.809% | 6.331% | 35.91% | 18.68% | 5.193% | 4.808% | 2.78% | 100%
Sites-Based | FCZ01 Tot | Office, Large | 0.9037% | 3.96% | 5.411% | 1.366% | 0.4519% | 3.61% | 1.038% | 2.047% | 3.145% | 7.675% | 38.16% | 21.73% | 0.9839% | 3.779% | 5.736% | 100%
Sites-Based | FCZ01 Tot | Office, Small | 0.5008% | 1.916% | 2.494% | 5.579% | 2.19% | 6.674% | 2.722% | 2.405% | 4.14% | 3.338% | 37.86% | 19.73% | 5.185% | 2.882% | 2.388% | 100%
Sites-Based | FCZ01 Tot | Refrigerated Warehouse | 0.7901% | 5.341% | 1.42% | 6.298% | 0% | 1.875% | 0% | 1.875% | 1.875% | 0% | 40.51% | 38.35% | 0% | 0.7901% | 0.8739% | 100%
Sites-Based | FCZ01 Tot | Restaurant | 2.303% | 2.439% | 5.765% | 1.51% | 1.68% | 6.861% | 1.298% | 2.864% | 2.903% | 5.965% | 36.01% | 19.61% | 2.236% | 5.444% | 3.119% | 100%
Sites-Based | FCZ01 Tot | Retail | 0.6807% | 4.504% | 3.324% | 2.783% | 1.974% | 6.421% | 1.079% | 2.707% | 7.36% | 5.55% | 37.12% | 16.72% | 4.179% | 2.982% | 2.621% | 100%
Sites-Based | FCZ01 Tot | School | 0.8556% | 7.413% | 3.615% | 2.605% | 4.127% | 6.813% | 1.646% | 0.3498% | 4.993% | 9.095% | 29.22% | 13.57% | 4.098% | 5.695% | 5.911% | 100%
Sites-Based | FCZ01 Tot | Warehouse | 0% | 1.873% | 3.458% | 0.3083% | 2.008% | 8.031% | 0.3083% | 3.149% | 5.376% | 5.12% | 29.04% | 26.02% | 5.921% | 5.338% | 4.045% | 100%
Sites-Based | FCZ01 Tot | All Commercial | 1.024% | 3.31% | 3.642% | 2.889% | 1.809% | 5.879% | 1.885% | 3.3% | 4.443% | 5.558% | 36.21% | 19.06% | 4.343% | 3.953% | 2.695% | 100%
Sites-Based | FCZ02 Tot | College | 0% | 0% | 0% | 0% | 0% | 0% | 1.052% | 0% | 0% | 0% | 50.43% | 43.45% | 0% | 5.07% | 0% | 100%
Sites-Based | FCZ02 Tot | Food Stores | 0% | 4.516% | 2.885% | 2.249% | 0% | 3.242% | 4.205% | 5.808% | 4.388% | 9.512% | 42.72% | 14.13% | 1.451% | 4.895% | 0% | 100%
Sites-Based | FCZ02 Tot | Health Care | 0.4612% | 3.949% | 0.8821% | 3.488% | 5.211% | 3.949% | 0.8821% | 5.252% | 6.134% | 9.897% | 29.57% | 14.68% | 4.37% | 8.671% | 2.606% | 100%
Sites-Based | FCZ02 Tot | Lodging | 0% | 1.576% | 1.393% | 8.529% | 1.831% | 9.176% | 0% | 4.923% | 4.193% | 7.633% | 27.69% | 17.74% | 9.189% | 6.13% | 0% | 100%
Sites-Based | FCZ02 Tot | Miscellaneous | 1.096% | 2.557% | 5.498% | 3.085% | 2.344% | 4.869% | 4.882% | 3.982% | 8.448% | 6.741% | 33.36% | 17.79% | 3.61% | 1.493% | 0.2497% | 100%
Sites-Based | FCZ02 Tot | Office, Large | 0% | 0% | 4.262% | 0% | 0% | 5.551% | 0% | 0% | 0% | 8.757% | 44.82% | 27.31% | 0% | 0% | 9.295% | 100%
Sites-Based | FCZ02 Tot | Office, Small | 0.5891% | 4.185% | 6.464% | 2.458% | 2.521% | 13.47% | 2.061% | 6.827% | 1.629% | 7.981% | 35.16% | 10.9% | 1.494% | 2.572% | 1.69% | 100%
Sites-Based | FCZ02 Tot | Refrigerated Warehouse | 0% | 7.041% | 0% | 7.756% | 4.788% | 0% | 0% | 0% | 3.302% | 12.22% | 50.4% | 0% | 14.5% | 0% | 0% | 100%
Sites-Based | FCZ02 Tot | Restaurant | 0% | 2.382% | 4.313% | 0% | 1.51% | 9.742% | 2.042% | 2.382% | 1.85% | 8.734% | 50.49% | 10.39% | 0.3408% | 4.866% | 0.9525% | 100%
Sites-Based | FCZ02 Tot | Retail | 3.679% | 2.525% | 2.35% | 1.269% | 2.185% | 2.814% | 1.048% | 1.742% | 1.016% | 12.2% | 42.89% | 18.04% | 1.3% | 4.674% | 2.262% | 100%
Sites-Based | FCZ02 Tot | School | 0% | 0% | 3.801% | 4.087% | 1.985% | 8.175% | 4.087% | 1.9% | 4.087% | 0% | 42.81% | 27.16% | 0% | 0% | 1.9% | 100%
Sites-Based | FCZ02 Tot | Warehouse | 1.151% | 7.1% | 4.664% | 1.02% | 2.361% | 3.512% | 0% | 4.664% | 4.722% | 6.808% | 38.38% | 16.25% | 0% | 7.007% | 2.361% | 100%
Sites-Based | FCZ02 Tot | All Commercial | 1.133% | 3.336% | 4.595% | 2.224% | 2.169% | 7.912% | 2.337% | 4.465% | 3.195% | 8.511% | 38.56% | 14.74% | 1.923% | 3.491% | 1.414% | 100%
Sites-Based | FCZ03 Tot | College | 0% | 0% | 0% | 0% | 0% | 0.5044% | 2.964% | 0% | 0% | 10.47% | 85.13% | 0.9312% | 0% | 0% | 0% | 100%
Sites-Based | FCZ03 Tot | Food Stores | 0% | 13.75% | 1.578% | 2.075% | 2.075% | 1.503% | 2.075% | 20.56% | 2.075% | 5.653% | 32.52% | 12.56% | 0% | 2.075% | 1.503% | 100%
Sites-Based | FCZ03 Tot | Health Care | 0% | 0% | 0% | 4.536% | 0% | 5.757% | 2.508% | 0% | 3.972% | 10.45% | 34.74% | 31.55% | 3.972% | 0% | 2.508% | 100%
Sites-Based | FCZ03 Tot | Lodging | 0% | 0.5681% | 0.5681% | 3.6% | 0% | 11.41% | 0% | 0% | 11.41% | 14.82% | 50.61% | 6.447% | 0% | 0.5681% | 0% | 100%
Sites-Based | FCZ03 Tot | Miscellaneous | 0.5313% | 1.043% | 9.762% | 3.806% | 1.966% | 5.64% | 2.494% | 4.856% | 4.653% | 4.976% | 43.48% | 14.11% | 0.3359% | 2.345% | 0% | 100%
Sites-Based | FCZ03 Tot | Office, Large | 0% | 0% | 25.74% | 0% | 0% | 34.46% | 0% | 0% | 0% | 0% | 39.8% | 0% | 0% | 0% | 0% | 100%
Sites-Based | FCZ03 Tot | Office, Small | 4.31% | 1.594% | 0% | 0% | 1.253% | 3.361% | 1.253% | 0.9154% | 1.749% | 10.83% | 56.16% | 9.038% | 2.101% | 5.155% | 2.283% | 100%
Sites-Based | FCZ03 Tot | Refrigerated Warehouse | 0% | 0% | 0% | 0% | 0% | 65.52% | 0% | 0% | 0% | 34.48% | 0% | 0% | 0% | 0% | 0% | 100%
Sites-Based | FCZ03 Tot | Restaurant | 2.748% | 3.993% | 5.193% | 0% | 1.396% | 10.11% | 0% | 6.382% | 0% | 2.597% | 39.52% | 21.93% | 0% | 4.725% | 1.396% | 100%
Sites-Based | FCZ03 Tot | Retail | 2.083% | 9.719% | 11.42% | 1.133% | 3.49% | 10.41% | 2.859% | 3.26% | 2.748% | 3.178% | 31.31% | 13.22% | 2.933% | 2.226% | 0% | 100%
Sites-Based | FCZ03 Tot | School | 0% | 2.988% | 0% | 0% | 3.981% | 1.593% | 5.977% | 0% | 14.26% | 0% | 37.65% | 31.23% | 0% | 2.318% | 0% | 100%
Sites-Based | FCZ03 Tot | Warehouse | 0% | 0% | 1.094% | 0% | 0.7291% | 0% | 0% | 1.888% | 3.775% | 5.528% | 69.99% | 14.61% | 0% | 2.383% | 0% | 100%
Sites-Based | FCZ03 Tot | All Commercial | 1.744% | 3.359% | 5.483% | 1.693% | 1.843% | 5.666% | 1.965% | 4.116% | 3.395% | 6.3% | 45.78% | 13.7% | 1.104% | 3.044% | 0.8056% | 100%
Sites-Based | FCZ04 Tot | College | 0% | 9.997% | 5.023% | 0% | 1.232% | 1.884% | 1.138% | 1.355% | 0% | 1.138% | 38.13% | 30.66% | 9.438% | 0% | 0% | 100%
Sites-Based | FCZ04 Tot | Food Stores | 0.9119% | 3.938% | 5.109% | 2.418% | 1.506% | 7.449% | 1.469% | 5.294% | 6.975% | 6.258% | 25.79% | 12.62% | 4.099% | 9.357% | 6.806% | 100%
Sites-Based | FCZ04 Tot | Health Care | 0.3883% | 1.418% | 1.927% | 2.041% | 0% | 3.244% | 1.653% | 3.686% | 0.3883% | 1.904% | 49.71% | 25.09% | 0% | 4.864% | 3.694% | 100%
Sites-Based | FCZ04 Tot | Lodging | 4.491% | 4.491% | 11.31% | 0% | 2.967% | 6.952% | 0% | 2.967% | 7.458% | 3.256% | 35.57% | 15.29% | 4.491% | 0.7591% | 0% | 100%
Sites-Based | FCZ04 Tot | Miscellaneous | 0.9676% | 2.151% | 5.256% | 2.944% | 0.4582% | 4.716% | 0% | 3.687% | 6.043% | 4.906% | 29.96% | 20.33% | 5.373% | 5.043% | 8.169% | 100%
Sites-Based | FCZ04 Tot | Office, Large | 0% | 2.716% | 0% | 0% | 0% | 3.775% | 0% | 0% | 7.088% | 2.054% | 59.18% | 20.92% | 2.212% | 2.054% | 0% | 100%
Sites-Based | FCZ04 Tot | Office, Small | 0% | 3.896% | 3.198% | 1.667% | 0.8173% | 2.885% | 3.356% | 2.392% | 2.798% | 7.548% | 33.68% | 21.1% | 6.12% | 5.77% | 4.779% | 100%
Sites-Based | FCZ04 Tot | Refrigerated Warehouse | 0% | 2.453% | 0% | 4.652% | 0% | 0% | 0% | 0% | 4.652% | 0% | 41.76% | 46.48% | 0% | 0% | 0% | 100%
Sites-Based | FCZ04 Tot | Restaurant | 0.5222% | 4.098% | 2.084% | 0.7026% | 0.1804% | 3.396% | 1.367% | 1.887% | 5.967% | 5.303% | 37.21% | 24.35% | 7.791% | 0.3226% | 4.816% | 100%
Sites-Based | FCZ04 Tot | Retail | 2.87% | 1.001% | 3.823% | 2.29% | 2.412% | 5.273% | 2.782% | 3.562% | 1.831% | 6.793% | 29.07% | 21.44% | 7.697% | 2.954% | 6.201% | 100%
Sites-Based | FCZ04 Tot | School | 0% | 11.36% | 0% | 0% | 0% | 7.888% | 6.496% | 0% | 3.887% | 4.449% | 28.28% | 17.74% | 7.35% | 7.971% | 4.581% | 100%
Sites-Based | FCZ04 Tot | Warehouse | 0.9969% | 3.625% | 1.994% | 2.503% | 3.233% | 1.175% | 0.6851% | 3.377% | 1.382% | 9.176% | 28.1% | 34.84% | 1.421% | 3.379% | 4.115% | 100%
Sites-Based | FCZ04 Tot | All Commercial | 0.941% | 3.247% | 3.629% | 1.948% | 1.123% | 4.081% | 1.995% | 2.973% | 3.802% | 6.164% | 32.41% | 21.85% | 5.826% | 4.458% | 5.56% | 100%
Sites-Based | FCZ05 Tot | College | 0% | 0% | 0.6591% | 0% | 0% | 0% | 0% | 0.6591% | 5.536% | 0.6591% | 21.22% | 32.34% | 19.46% | 0% | 19.46% | 100%
Sites-Based | FCZ05 Tot | Food Stores | 1.077% | 1.327% | 3.702% | 2.111% | 1.328% | 5.894% | 1.222% | 4.113% | 7.353% | 6.972% | 39.08% | 16.71% | 2.216% | 4.539% | 2.361% | 100%
Sites-Based | FCZ05 Tot | Health Care | 2.05% | 0% | 0.585% | 0% | 2.05% | 6.362% | 0% | 3.22% | 7.584% | 10.66% | 46.21% | 16.01% | 4.685% | 0.585% | 0% | 100%
Sites-Based | FCZ05 Tot | Lodging | 2.557% | 2.557% | 15.79% | 2.557% | 0.6178% | 3.517% | 0% | 6.304% | 2.808% | 5.575% | 27.26% | 21.94% | 2.557% | 0.6178% | 5.344% | 100%
Sites-Based | FCZ05 Tot | Miscellaneous | 0.5635% | 6.664% | 2.277% | 2.025% | 1.396% | 8.287% | 2.959% | 4.633% | 3.412% | 9.073% | 27.81% | 19.17% | 6.025% | 2.372% | 3.33% | 100%
Sites-Based | FCZ05 Tot | Office, Large | 0% | 0% | 0% | 0% | 0% | 0% | 0% | 0% | 0% | 4.784% | 80.04% | 15.17% | 0% | 0% | 0% | 100%
Sites-Based | FCZ05 Tot | Office, Small | 2.313% | 2.834% | 0.3155% | 2.488% | 2.377% | 9.074% | 0.9186% | 4.737% | 1.88% | 2.282% | 29.58% | 28.6% | 2.949% | 2.613% | 7.045% | 100%
Sites-Based | FCZ05 Tot | Refrigerated Warehouse | 0% | 0% | 0% | 0% | 0% | 0% | 0% | 0% | 0% | 6.377% | 75.09% | 18.53% | 0% | 0% | 0% | 100%
Sites-Based | FCZ05 Tot | Restaurant | 1.922% | 3.801% | 3.741% | 1.922% | 0.9775% | 5.014% | 1.516% | 4.068% | 4.226% | 4.515% | 34.96% | 20.72% | 4.757% | 2.303% | 5.562% | 100%
Sites-Based | FCZ05 Tot | Retail | 3.829% | 2.037% | 4.534% | 0.982% | 3.524% | 5.665% | 0.7641% | 6.224% | 7.383% | 7.593% | 29.22% | 19.43% | 5.682% | 1.26% | 1.863% | 100%
Sites-Based | FCZ05 Tot | School | 1.407% | 0% | 5.149% | 2.695% | 0.48% | 7.902% | 1.432% | 1.901% | 3.922% | 5.51% | 34.79% | 32.69% | 0% | 2.117% | 0% | 100%
Sites-Based | FCZ05 Tot | Warehouse | 7.765% | 3.819% | 0.8914% | 5.33% | 1.909% | 8.792% | 0% | 1.909% | 4.45% | 7.91% | 31.4% | 18.06% | 1.473% | 4.381% | 1.909% | 100%
Sites-Based | FCZ05 Tot | All Commercial | 2.407% | 3.19% | 2.555% | 2.022% | 2.07% | 7.153% | 1.249% | 4.592% | 4.368% | 5.911% | 31.56% | 22.22% | 4.254% | 2.32% | 4.122% | 100%
Sites-Based | FCZ06 Tot | College | 0% | 8.996% | 23.59% | 0% | 0% | 0.617% | 24.22% | 0% | 23.59% | 0.617% | 16.38% | 1.99% | 0% | 0% | 0% | 100%
Sites-Based | FCZ06 Tot | Food Stores | 2.457% | 4.737% | 4.697% | 0.9507% | 1.645% | 6.565% | 3.748% | 7.827% | 2.388% | 2.712% | 42.71% | 14.37% | 2.348% | 2.844% | 0% | 100%
Sites-Based | FCZ06 Tot | Health Care | 4.492% | 0% | 0% | 0% | 0% | 5.714% | 4.929% | 17.24% | 3.521% | 7.003% | 38.62% | 16.41% | 0% | 2.074% | 0% | 100%
Sites-Based | FCZ06 Tot | Lodging | 0.482% | 10.28% | 4.684% | 4.999% | 0.7398% | 7.381% | 0% | 4.81% | 6.772% | 8.437% | 34.65% | 12.21% | 2.887% | 0% | 1.665% | 100%
Sites-Based | FCZ06 Tot | Miscellaneous | 1.219% | 3.002% | 5.159% | 3.981% | 2.922% | 4.455% | 0.5652% | 4.86% | 2.826% | 9.784% | 46.67% | 10.13% | 1.219% | 2.922% | 0.2826% | 100%
Sites-Based | FCZ06 Tot | Office, Large | 0% | 6.172% | 0% | 0% | 0% | 0% | 0% | 7.147% | 6.172% | 19.94% | 40.92% | 7.147% | 0% | 10.59% | 1.907% | 100%
Sites-Based | FCZ06 Tot | Office, Small | 1.662% | 6.459% | 4.782% | 4.893% | 1.012% | 6.108% | 0.9664% | 6.79% | 5.093% | 6.087% | 37.86% | 12.95% | 1.598% | 3.145% | 0.5935% | 100%
Sites-Based | FCZ06 Tot | Refrigerated Warehouse | 0% | 0% | 6.209% | 0% | 0% | 29.8% | 32.94% | 0% | 0% | 0% | 18.63% | 0% | 6.209% | 6.209% | 0% | 100%
Sites-Based | FCZ06 Tot | Restaurant | 0.9867% | 2.45% | 0.8506% | 6.691% | 2.824% | 4.282% | 2.212% | 0.8506% | 4.517% | 4.401% | 62.19% | 4.155% | 0.4927% | 3.096% | 0% | 100%
Sites-Based | FCZ06 Tot | Retail | 0.2834% | 2.528% | 2.484% | 1.712% | 0.876% | 3.768% | 1.487% | 3.815% | 9.576% | 10.48% | 49.24% | 8.738% | 2.858% | 2.154% | 0% | 100%
Sites-Based | FCZ06 Tot | School | 0% | 5.04% | 1.86% | 0% | 1.827% | 8.727% | 1.86% | 1.86% | 3.688% | 0% | 64.07% | 9.236% | 0% | 1.827% | 0% | 100%
Sites-Based | FCZ06 Tot | Warehouse | 0% | 0% | 6.136% | 0% | 5.123% | 5.578% | 0% | 0.7211% | 7.457% | 5.123% | 46.75% | 23.11% | 0% | 0% | 0% | 100%
Sites-Based | FCZ06 Tot | All Commercial | 1.18% | 4.383% | 4.275% | 3.667% | 1.684% | 5.195% | 1.894% | 4.94% | 5.79% | 6.968% | 44.69% | 10.88% | 1.54% | 2.593% | 0.3209% | 100%
Sites-Based | FCZ07 Tot | College | 0.1228% | 3.17% | 2.554% | 2.42% | 0% | 3.503% | 1.037% | 3.346% | 4.532% | 3.966% | 23.23% | 38.64% | 5.311% | 8.12% | 0.04591% | 100%
Sites-Based | FCZ07 Tot | Food Stores | 1.888% | 1.778% | 2.516% | 0.5284% | 0.7199% | 2.37% | 0.4294% | 3.35% | 1.909% | 3.257% | 18.46% | 41.77% | 5.327% | 13.63% | 2.06% | 100%
Sites-Based | FCZ07 Tot | Health Care | 0.9854% | 0.7548% | 3.719% | 1.363% | 0.608% | 1.74% | 1.363% | 1.446% | 0.7548% | 2.721% | 17.62% | 48.73% | 5.049% | 12.08% | 1.069% | 100%
Sites-Based | FCZ07 Tot | Lodging | 0.3572% | 1.185% | 0.7145% | 1.828% | 0% | 5.654% | 0.4729% | 4.855% | 0.3572% | 1.664% | 22.16% | 46.01% | 2.942% | 10.25% | 1.551% | 100%
Sites-Based | FCZ07 Tot | Miscellaneous | 1.321% | 2.564% | 2.586% | 1.19% | 1.175% | 4.503% | 1.085% | 2.326% | 1.991% | 1.838% | 19.67% | 41.31% | 5.293% | 12.19% | 0.9557% | 100%
Sites-Based | FCZ07 Tot | Office, Large | 0.4212% | 1.693% | 3.605% | 0.8408% | 0% | 1.975% | 0.3615% | 1.128% | 2.112% | 0.3615% | 25.55% | 47.63% | 5.004% | 6.126% | 3.186% | 100%
Sites-Based | FCZ07 Tot | Office, Small | 2.613% | 1.814% | 2.952% | 0.6924% | 1.703% | 4.75% | 0.8216% | 1.695% | 2.368% | 1.442% | 21.76% | 39.41% | 5.457% | 10.89% | 1.629% | 100%
Sites-Based | FCZ07 Tot | Refrigerated Warehouse | 2.578% | 3.541% | 0% | 0% | 0% | 0% | 1.393% | 0% | 0.8773% | 1.393% | 17.83% | 37.46% | 26.89% | 8.041% | 0% | 100%
Sites-Based | FCZ07 Tot | Restaurant | 0.2912% | 2.773% | 3.182% | 1.319% | 0.9255% | 4.432% | 0.7099% | 1.878% | 2.597% | 1.506% | 22.39% | 39% | 6.553% | 9.8% | 2.637% | 100%
Sites-Based | FCZ07 Tot | Retail | 1.307% | 2.49% | 2.168% | 1.834% | 0.7303% | 4.968% | 1.546% | 1.023% | 3.119% | 3.328% | 19.14% | 38.12% | 4.866% | 13.96% | 1.398% | 100%
Sites-Based | FCZ07 Tot | School | 0% | 3.127% | 2.675% | 1.031% | 2.369% | 3.706% | 1.031% | 3.788% | 2.644% | 0.3067% | 19.23% | 45.63% | 4.43% | 9.493% | 0.5339% | 100%
Sites-Based | FCZ07 Tot | Warehouse | 0.6772% | 1.572% | 2.717% | 1.585% | 0% | 2.115% | 0.6674% | 1.655% | 4.475% | 3.304% | 20.71% | 43.4% | 4.219% | 12.08% | 0.8153% | 100%
Sites-Based | FCZ07 Tot | All Commercial | 1.418% | 2.259% | 2.646% | 1.254% | 1.03% | 4.268% | 1.019% | 1.832% | 2.63% | 2.232% | 20.5% | 40.22% | 5.388% | 11.82% | 1.486% | 100%
Sites-Based | FCZ08 Tot | College | 7.042% | 0% | 0% | 0% | 0% | 10.43% | 7.042% | 7.042% | 1.516% | 22.93% | 12.57% | 27.77% | 0% | 1.516% | 2.14% | 100%
Sites-Based | FCZ08 Tot | Food Stores | 1.629% | 1.484% | 0% | 14.24% | 0% | 0% | 0.7418% | 1.629% | 0.9087% | 0% | 12.64% | 47.61% | 3.969% | 14.5% | 0.6504% | 100%
Sites-Based | FCZ08 Tot | Health Care | 0% | 0% | 0.8693% | 0.8693% | 0.7433% | 1.473% | 0% | 0% | 0% | 4.422% | 10.92% | 54.11% | 9.138% | 8.622% | 8.843% | 100%
Sites-Based | FCZ08 Tot | Lodging | 0% | 0% | 4.21% | 0% | 0% | 2.422% | 0% | 6.631% | 0% | 0% | 19.87% | 52.08% | 4.843% | 9.942% | 0% | 100%
Sites-Based | FCZ08 Tot | Miscellaneous | 0.2472% | 3.404% | 5.928% | 1.245% | 1.434% | 2.481% | 2.49% | 1.987% | 4.281% | 7.609% | 21.55% | 32.93% | 3.232% | 10.55% | 0.6257% | 100%
Sites-Based | FCZ08 Tot | Office, Large | 0.9379% | 0% | 4.085% | 0% | 0% | 20.35% | 0% | 2.929% | 0% | 0% | 29.37% | 25.97% | 7.284% | 0% | 9.067% | 100%
Sites-Based | FCZ08 Tot | Office, Small | 2.016% | 4.032% | 3.512% | 1.011% | 0% | 3.731% | 0.2616% | 1.428% | 2.342% | 3.99% | 24.48% | 37.27% | 5.228% | 7.859% | 2.837% | 100%
Sites-Based | FCZ08 Tot | Refrigerated Warehouse | 0% | 0% | 0% | 0% | 0% | 16.83% | 0% | 0% | 0% | 0% | 75.01% | 0% | 0% | 8.158% | 0% | 100%
Sites-Based | FCZ08 Tot | Restaurant | 0% | 1.92% | 3.693% | 0% | 1.34% | 0.9168% | 0.6042% | 1.652% | 3.571% | 0.9168% | 20.35% | 45.69% | 2.231% | 12.84% | 4.272% | 100%
Sites-Based | FCZ08 Tot | Retail | 0.9972% | 2.987% | 3.125% | 0% | 3.222% | 4.608% | 1.369% | 1.527% | 3.055% | 1.756% | 20.15% | 41.57% | 3.78% | 8.671% | 3.184% | 100%
Sites-Based | FCZ08 Tot | School | 2.766% | 2.562% | 6.422% | 0% | 2.766% | 2.766% | 3.242% | 0% | 3.242% | 0.6176% | 21.35% | 40.4% | 6.149% | 0.6176% | 7.102% | 100%
Sites-Based | FCZ08 Tot | Warehouse | 5.066% | 3.483% | 0.9983% | 1.301% | 3.483% | 2.217% | 0% | 1.301% | 2.597% | 0% | 19.51% | 40.68% | 6.495% | 12.86% | 0% | 100%
Sites-Based | FCZ08 Tot | All Commercial | 1.294% | 2.847% | 3.418% | 1.34% | 1.336% | 3.363% | 1.035% | 1.634% | 2.696% | 3.358% | 20.91% | 40.06% | 4.378% | 9.351% | 2.983% | 100%
Sites-Based | FCZ09 Tot | College | 0% | 0% | 34.13% | 0% | 0% | 0% | 0% | 0% | 0% | 0% | 0.9904% | 50.38% | 4.277% | 1.306% | 8.914% | 100%
Sites-Based | FCZ09 Tot | Food Stores | 0.7239% | 0.7239% | 2.438% | 0% | 0% | 2.624% | 0% | 5.211% | 1.952% | 4.091% | 17.68% | 50.73% | 2.676% | 9.974% | 1.176% | 100%
Sites-Based | FCZ09 Tot | Health Care | 0% | 1.791% | 1.057% | 0% | 1.348% | 3.139% | 1.154% | 0% | 0% | 0% | 19.14% | 59.39% | 1.791% | 11.2% | 0% | 100%
Sites-Based | FCZ09 Tot | Lodging | 0% | 3.184% | 0.7948% | 0% | 2.993% | 6.308% | 0% | 6.709% | 3.124% | 14.67% | 12.16% | 42.08% | 1.993% | 2.993% | 2.993% | 100%
Sites-Based | FCZ09 Tot | Miscellaneous | 0% | 0.7193% | 3.509% | 5.578% | 0% | 4.243% | 0% | 0.2219% | 0% | 2.789% | 14.24% | 50.43% | 2.719% | 14.83% | 0.7157% | 100%
Sites-Based | FCZ09 Tot | Office, Large | 0% | 0% | 0% | 0% | 6.114% | 0% | 0% | 0% | 0% | 0% | 8.583% | 47.97% | 0% | 37.33% | 0% | 100%
Sites-Based | FCZ09 Tot | Office, Small | 1.144% | 5.437% | 1.974% | 1.002% | 2.004% | 4.003% | 0.7173% | 3.973% | 0% | 1.144% | 16.76% | 47.55% | 2.721% | 11.57% | 0% | 100%
Sites-Based | FCZ09 Tot | Refrigerated Warehouse | 0% | 0% | 0% | 0% | 0% | 0% | 0% | 78.55% | 0% | 0% | 0% | 21.45% | 0% | 0% | 0% | 100%
Sites-Based | FCZ09 Tot | Restaurant | 1.099% | 1.099% | 0% | 0.7414% | 1.84% | 2.198% | 1.705% | 2.198% | 5.695% | 0.6061% | 22.13% | 38.84% | 4.841% | 16.27% | 0.7414% | 100%
Sites-Based | FCZ09 Tot | Retail | 0% | 2.186% | 2.186% | 2.7% | 0% | 0.5134% | 0% | 1.402% | 7.143% | 2.186% | 11.87% | 57.35% | 6.426% | 3.845% | 2.186% | 100%
Sites-Based | FCZ09 Tot | School | 0% | 14.87% | 15.18% | 2.063% | 0% | 2.063% | 0% | 0% | 1.186% | 0% | 10.09% | 43.34% | 0% | 11.2% | 0% | 100%
Sites-Based | FCZ09 Tot | Warehouse | 0% | 0% | 0% | 0% | 0% | 0% | 0% | 2.59% | 0% | 5.605% | 19.02% | 59.51% | 6.94% | 1.816% | 4.52% | 100%
Sites-Based | FCZ09 Tot | All Commercial | 0.4686% | 3.241% | 3.285% | 2.106% | 0.8489% | 2.74% | 0.4002% | 2.335% | 2.22% | 2.177% | 15.31% | 49.72% | 3.672% | 10.34% | 1.132% | 100%
Sites-Based | FCZ10 Tot | College | 0% | 0.2137% | 0% | 0% | 0% | 0% | 4.053% | 12.47% | 0% | 0% | 34.48% | 40.68% | 0% | 8.106% | 0% | 100%
Sites-Based | FCZ10 Tot | Food Stores | 0% | 0% | 3.391% | 2.453% | 0.388% | 0% | 0% | 1.966% | 1.155% | 2.863% | 19.27% | 51.55% | 4.582% | 11.52% | 0.8695% | 100%
Sites-Based | FCZ10 Tot | Health Care | 0% | 0% | 0% | 0.4726% | 0.4726% | 3.875% | 0% | 0% | 0% | 0% | 44.11% | 44.65% | 0% | 6.418% | 0% | 100%
Sites-Based | FCZ10 Tot | Lodging | 0% | 0% | 1.403% | 1.635% | 1.403% | 4.904% | 0% | 3.269% | 1.635% | 0% | 18.7% | 41.39% | 3.996% | 13.73% | 7.932% | 100%
Sites-Based | FCZ10 Tot | Miscellaneous | 0.2852% | 1.867% | 5.012% | 0.3236% | 2.363% | 3.391% | 0.3236% | 4.273% | 5.892% | 2.8% | 19.37% | 35.86% | 5.564% | 10.48% | 2.19% | 100%
Sites-Based | FCZ10 Tot | Office, Large | 0% | 0% | 0% | 0% | 0% | 0% | 0% | 0% | 0% | 0% | 48.99% | 40.89% | 0% | 5.026% | 5.102% | 100%
Sites-Based | FCZ10 Tot | Office, Small | 2.405% | 3.039% | 1.052% | 0.3245% | 5.137% | 6.428% | 0% | 1.492% | 5.482% | 0.8775% | 24.17% | 35.97% | 4.477% | 7.166% | 1.987% | 100%
Sites-Based | FCZ10 Tot | Refrigerated Warehouse | 0% | 0% | 0% | 0% | 0% | 0% | 0% | 0% | 0% | 0% | 0% | 100% | 0% | 0% | 0% | 100%
Sites-Based | FCZ10 Tot | Restaurant | 0% | 0.4402% | 1.095% | 0.4759% | 0.2075% | 3.121% | 0.5993% | 3.112% | 1.367% | 3.475% | 26.89% | 44.33% | 2.277% | 11.84% | 0.7767% | 100%
Sites-Based | FCZ10 Tot | Retail | 1.301% | 2.549% | 5.054% | 1.56% | 3.149% | 3.582% | 2.11% | 0.7911% | 3.143% | 4.877% | 12.67% | 37.59% | 5.993% | 14.61% | 1.009% | 100%
Sites-Based | FCZ10 Tot | School | 2.846% | 0% | 5.098% | 1.369% | 2.252% | 0% | 0.9547% | 2.846% | 0% | 2.252% | 20.27% | 50.63% | 4.756% | 5.766% | 0.9547% | 100%
Sites-Based | FCZ10 Tot | Warehouse | 0.1168% | 0.2525% | 0% | 2.69% | 1.051% | 6.355% | 0.5253% | 1.349% | 3.244% | 2.719% | 25.47% | 40.35% | 5.691% | 10.19% | 0% | 100%
Sites-Based | FCZ10 Tot | All Commercial | 1.014% | 1.77% | 2.846% | 0.965% | 2.628% | 4.051% | 0.7818% | 2.153% | 3.626% | 2.751% | 21.43% | 39.31% | 4.633% | 10.63% | 1.41% | 100%
Sites-Based | FCZ11 Tot | College | 2.28% | 9.507% | 16.59% | 0% | 0% | 0% | 0% | 0% | 0% | 1.208% | 39.57% | 23.32% | 7.226% | 0.286% | 0% | 100%
Sites-Based | FCZ11 Tot | Food Stores | 0% | 0% | 0% | 0% | 2.131% | 1.572% | 1.503% | 0% | 1.572% | 1.503% | 21.64% | 49.04% | 3.703% | 12.92% | 4.41% | 100%
Sites-Based | FCZ11 Tot | Health Care | 0% | 13.37% | 14.13% | 0% | 0% | 1.589% | 0% | 0% | 6.335% | 6.335% | 8.226% | 38.23% | 1.588% | 10.19% | 0% | 100%
Sites-Based | FCZ11 Tot | Lodging | 0% | 3.995% | 0.8927% | 2.648% | 0% | 5.367% | 0% | 1.755% | 0% | 0% | 24.86% | 39.98% | 1.755% | 18.75% | 0% | 100%
Sites-Based | FCZ11 Tot | Miscellaneous | 0.9846% | 3.001% | 1.965% | 2.118% | 0.8829% | 1.388% | 0% | 0.704% | 3.2% | 4.237% | 25.57% | 37.55% | 9.183% | 7.446% | 1.766% | 100%
Sites-Based | FCZ11 Tot | Office, Large | 5.968% | 0% | 14.85% | 0% | 0% | 2.655% | 0% | 14.85% | 0% | 13.72% | 0% | 39.26% | 0% | 8.688% | 0% | 100%
Sites-Based | FCZ11 Tot | Office, Small | 0.4256% | 5.109% | 6.455% | 0% | 0.4256% | 11.1% | 1.838% | 1.292% | 2.409% | 0.4256% | 14.4% | 43.39% | 0.4256% | 12.3% | 0% | 100%
Sites-Based | FCZ11 Tot | Refrigerated Warehouse | 0% | 0% | 0% | 0% | 0% | 0% | 0% | 0% | 0% | 0% | 39.75% | 60.25% | 0% | 0% | 0% | 100%
Sites-Based | FCZ11 Tot | Restaurant | 0.6221% | 1.258% | 1.49% | 1.49% | 2.112% | 3.603% | 0% | 0.6221% | 0.3166% | 3.076% | 22.42% | 40.66% | 11.46% | 9.053% | 1.809% | 100%
Sites-Based | FCZ11 Tot | Retail | 0.2771% | 3.624% | 1.095% | 4.865% | 2.623% | 2.804% | 0.1131% | 1.377% | 3.23% | 3.177% | 19.69% | 40.57% | 5.8% | 9.084% | 1.663% | 100%
Sites-Based | FCZ11 Tot | School | 0% | 6.549% | 1.65% | 0% | 3.006% | 0% | 2.765% | 1.627% | 2.449% | 0% | 21.85% | 45.66% | 4.898% | 8.048% | 1.499% | 100%
Sites-Based | FCZ11 Tot | Warehouse | 0.5339% | 0% | 5.041% | 5.041% | 0% | 9.693% | 0% | 2.785% | 2.521% | 2.521% | 27.87% | 28.38% | 3.204% | 12.41% | 0% | 100%
Sites-Based | FCZ11 Tot | All Commercial | 0.5942% | 3.997% | 4.306% | 1.907% | 1.26% | 5.184% | 0.7008% | 1.166% | 2.382% | 2.309% | 20.75% | 39.76% | 4.963% | 9.659% | 1.058% | 100%
Sites-Based | FCZ12c Tot | College | 6.15% | 0% | 1.234% | 0% | 0% | 9.528% | 3.176% | 0% | 3.176% | 1.074% | 22.57% | 37.62% | 2.974% | 0% | 12.5% | 100%
Sites-Based | FCZ12c Tot | Food Stores | 0.7113% | 2.446% | 4.467% | 3.046% | 0% | 4.238% | 0.2607% | 2.244% | 1.713% | 3.303% | 25.52% | 36.23% | 3.689% | 8.529% | 3.611% | 100%
Sites-Based | FCZ12c Tot | Health Care | 2.74% | 0% | 1.885% | 7.364% | 1.798% | 0.9125% | 0% | 0.9426% | 3.12% | 0.9426% | 26.87% | 39.65% | 1.798% | 8.19% | 3.788% | 100%
Sites-Based | FCZ12c Tot | Lodging | 2.238% | 1.647% | 3.082% | 0.929% | 2.365% | 0.7178% | 0.7178% | 2.153% | 3.8% | 0% | 28.36% | 35.51% | 4.127% | 10.46% | 3.89% | 100%
Sites-Based | FCZ12c Tot | Miscellaneous | 1.459% | 3.264% | 3.141% | 1.353% | 2.105% | 2.985% | 1.164% | 2.518% | 5.373% | 0.9443% | 24.85% | 30.4% | 10.13% | 6.762% | 3.556% | 100%
Sites-Based | FCZ12c Tot | Office, Large | 1.14% | 3.605% | 2.659% | 0% | 1.663% | 1.663% | 0.5227% | 3.839% | 0.331% | 1.14% | 17.94% | 37.7% | 2.782% | 19.65% | 5.362% | 100%
Sites-Based | FCZ12c Tot | Office, Small | 0.5219% | 1.499% | 3.012% | 1.301% | 1.878% | 6.096% | 2.419% | 1.743% | 3.1% | 2.761% | 29.64% | 29.07% | 8.091% | 6.298% | 2.574% | 100%
Sites-Based | FCZ12c Tot | Refrigerated Warehouse | 9.153% | 0% | 0% | 0% | 4.179% | 4.179% | 0% | 1.424% | 1.424% | 0% | 46.44% | 18.33% | 9.153% | 5.718% | 0% | 100%
Sites-Based | FCZ12c Tot | Restaurant | 0.7608% | 4.144% | 4.863% | 0.877% | 0.5797% | 4.533% | 1.489% | 1.739% | 3.592% | 3.033% | 24.9% | 33.53% | 7.416% | 6.77% | 1.772% | 100%
Sites-Based | FCZ12c Tot | Retail | 4.158% | 5.006% | 3.813% | 2.534% | 1.76% | 2.774% | 1.45% | 2.446% | 2.203% | 1.913% | 20.08% | 35.83% | 6.818% | 6.058% | 3.16% | 100%
Sites-Based | FCZ12c Tot | School | 0% | 21.3% | 4.95% | 7.929% | 0% | 0% | 0% | 0% | 6.656% | 0% | 18.62% | 32.14% | 0% | 1.748% | 6.656% | 100%
Sites-Based | FCZ12c Tot | Warehouse | 1.616% | 1.141% | 2.456% | 3.849% | 3.854% | 8.531% | 0.7971% | 6.174% | 2.79% | 1.174% | 28.41% | 26.25% | 2.868% | 3.481% | 6.602% | 100%
Sites-Based | FCZ12c Tot | All Commercial | 1.564% | 3.13% | 3.416% | 1.85% | 1.682% | 4.516% | 1.62% | 2.19% | 3.203% | 2.147% | 25.8% | 31.88% | 7.054% | 6.698% | 3.247% | 100%
Sites-Based | FCZ12i Tot | College | 0% | 4.597% | 14.96% | 0% | 4.597% | 0% | 0% | 0% | 0.5401% | 1.196% | 38.65% | 18.73% | 16.74% | 0% | 0% | 100%
Sites-Based | FCZ12i Tot | Food Stores | 0% | 3.399% | 1.337% | 0.8967% | 2.069% | 2.063% | 1.173% | 1.893% | 2.516% | 1.173% | 25.15% | 54.03% | 0.8967% | 2.513% | 0.8967% | 100%
Sites-Based | FCZ12i Tot | Health Care | 0% | 0% | 7.976% | 0% | 0% | 3.901% | 2.674% | 1.536% | 1.536% | 3.114% | 31.08% | 31.63% | 6.145% | 6.399% | 4.012% | 100%
Sites-Based | FCZ12i Tot | Lodging | 0% | 0% | 3.09% | 6.181% | 0% | 6.785% | 10.56% | 6.386% | 0% | 0% | 6.839% | 34.5% | 6.785% | 18.87% | 0% | 100%
Sites-Based | FCZ12i Tot | Miscellaneous | 2.284% | 6.129% | 2.112% | 1.517% | 0.1856% | 0.9313% | 0.1856% | 0.2667% | 5.275% | 1.45% | 34.39% | 30.08% | 4.275% | 8.366% | 2.553% | 100%
Sites-Based | FCZ12i Tot | Office, Large | 0% | 0% | 5.443% | 0% | 0% | 0% | 0% | 8.005% | 0% | 5.443% | 13.8% | 35.88% | 18.35% | 13.08% | 0% | 100%
Sites-Based | FCZ12i Tot | Office, Small | 1.896% | 2.905% | 2.27% | 1.701% | 1.634% | 4.004% | 3.76% | 4.074% | 0.4873% | 1.366% | 34.46% | 25.43% | 5.781% | 7.709% | 2.52% | 100%
Sites-Based | FCZ12i Tot | Refrigerated Warehouse | 0% | 0% | 0% | 0% | 0% | 0% | 0% | 0% | 7.914% | 0% | 69.07% | 23.01% | 0% | 0% | 0% | 100%
Sites-Based | FCZ12i Tot | Restaurant | 5.055% | 1.968% | 3.441% | 0% | 5.765% | 4.626% | 0% | 1.325% | 2.65% | 1.319% | 20.62% | 44.14% | 7.091% | 0% | 2% | 100%
Sites-Based | FCZ12i Tot | Retail | 0.4491% | 3.174% | 2.699% | 2.787% | 1.689% | 8.211% | 1.066% | 0.4782% | 4.274% | 1.995% | 31.57% | 23.38% | 6.089% | 10.01% | 2.131% | 100%
Sites-Based | FCZ12i Tot | School | 4.003% | 10.84% | 0% | 0% | 10.84% | 0% | 8.006% | 0% | 0% | 0% | 13.25% | 39.99% | 8.006% | 4.003% | 1.053% | 100%
Sites-Based | FCZ12i Tot | Warehouse | 4.98% | 6.243% | 0.5246% | 0% | 0% | 9.961% | 1.263% | 1.263% | 4.98% | 0% | 24.34% | 27.51% | 7.972% | 9.235% | 1.728% | 100%
Sites-Based | FCZ12i Tot | All Commercial | 1.988% | 3.691% | 2.629% | 1.512% | 2.006% | 4.41% | 1.97% | 1.93% | 2.701% | 1.473% | 30.1% | 30.28% | 5.928% | 7.214% | 2.167% | 100%
Sites-Based | FCZ13 Tot | College | 0% | 0.4242% | 0% | 0% | 0% | 0% | 0% | 2.422% | 10.11% | 3.842% | 35.62% | 43.53% | 0% | 4.055% | 0% | 100%
Sites-Based | FCZ13 Tot | Food Stores | 0% | 3.457% | 1.901% | 0% | 0.378% | 10.82% | 0.432% | 1.971% | 0.9786% | 4.636% | 30.04% | 34.63% | 2.396% | 8.364% | 0% | 100%
Sites-Based | FCZ13 Tot | Health Care | 0% | 0% | 2.96% | 2.147% | 0% | 2.426% | 0% | 1.932% | 0% | 2.671% | 39.92% | 31.75% | 0% | 12.82% | 3.365% | 100%
Sites-Based | FCZ13 Tot | Lodging | 0% | 0% | 0% | 0% | 0% | 5.71% | 0% | 0% | 0% | 0% | 21.08% | 68.45% | 0% | 4.763% | 0% | 100%
Sites-Based | FCZ13 Tot | Miscellaneous | 0.7573% | 1.217% | 2.404% | 0.5015% | 0.7523% | 6.361% | 0.7573% | 2.827% | 1.964% | 3.864% | 33.91% | 31.93% | 1.003% | 11.08% | 0.6689% | 100%
Sites-Based | FCZ13 Tot | Office, Large | 1.466% | 3.339% | 3.339% | 0% | 0% | 3.37% | 0% | 0% | 1.904% | 3.339% | 18.13% | 40.48% | 5.839% | 17.86% | 0.9357% | 100%
Sites-Based | FCZ13 Tot | Office, Small | 0.4233% | 1.9% | 2.808% | 1.063% | 1.212% | 6.652% | 1.303% | 1.911% | 2.424% | 3.879% | 34.22% | 34.47% | 2.49% | 4.552% | 0.6877% | 100%
Sites-Based | FCZ13 Tot | Refrigerated Warehouse | 0% | 0% | 0% | 0% | 0% | 2.856% | 0% | 0% | 0% | 0% | 11.35% | 30.36% | 0% | 55.43% | 0% | 100%
Sites-Based | FCZ13 Tot | Restaurant | 0.328% | 1.194% | 3.355% | 0.328% | 1.162% | 4.751% | 0.984% | 1.49% | 1.027% | 3.387% | 29.01% | 44.04% | 0% | 8.201% | 0.7412% | 100%
Sites-Based | FCZ13 Tot | Retail | 0.751% | 1.051% | 1.903% | 0.5899% | 2.086% | 9.453% | 0.9197% | 2.379% | 5.221% | 3.153% | 33.18% | 30.28% | 1.196% | 6.605% | 1.228% | 100%
Sites-Based | FCZ13 Tot | School | 0.212% | 0% | 1.943% | 0% | 1.728% | 2.369% | 0% | 0% | 0% | 4.876% | 14.06% | 55.74% | 0% | 19.08% | 0% | 100%
Sites-Based | FCZ13 Tot | Warehouse | 0.4873% | 0.8973% | 0.4873% | 0% | 0.7364% | 9.734% | 1.478% | 2.479% | 3.046% | 5.061% | 26.84% | 38.03% | 0% | 9.983% | 0.7364% | 100%
Sites-Based | FCZ13 Tot | All Commercial | 0.5174% | 1.42% | 2.354% | 0.6191% | 1.213% | 6.991% | 0.9246% | 2.062% | 2.819% | 3.694% | 31.98% | 35.32% | 1.388% | 7.869% | 0.8204% | 100%
Sites-Based | FCZ16 Tot | College | 0% | 0% | 0% | 0% | 0% | 62.92% | 0% | 0% | 0% | 19.82% | 17.26% | 0% | 0% | 0% | 0% | 100%
Sites-Based | FCZ16 Tot | Food Stores | 0% | 3.797% | 4.672% | 1.118% | 0.9839% | 9.116% | 0.9192% | 11.03% | 2.745% | 20.56% | 31.36% | 13.69% | 0% | 0% | 0% | 100%
Sites-Based | FCZ16 Tot | Health Care | 0% | 64.88% | 0% | 2.961% | 0% | 0% | 0% | 0% | 0% | 0% | 28.15% | 4.006% | 0% | 0% | 0% | 100%
Sites-Based | FCZ16 Tot | Lodging | 0.8342% | 9.491% | 7.575% | 0% | 0.8342% | 0% | 0% | 15.34% | 1.272% | 12% | 36.15% | 16.5% | 0% | 0% | 0% | 100%
Sites-Based | FCZ16 Tot | Miscellaneous | 1.865% | 0.953% | 2.108% | 0.705% | 0.236% | 4.435% | 1.057% | 1.653% | 10.93% | 17.97% | 36.46% | 4.805% | 2.217% | 3.275% | 11.34% | 100%
Sites-Based | FCZ16 Tot | Office, Large | 0% | 5.363% | 3.056% | 8.544% | 0% | 11.43% | 0% | 8.562% | 2.885% | 8.268% | 45.58% | 6.319% | 0% | 0% | 0% | 100%
Sites-Based | FCZ16 Tot | Office, Small | 0.1989% | 0% | 7.768% | 0% | 1.357% | 0% | 1.357% | 7.982% | 9.862% | 9.862% | 46.25% | 8.065% | 0% | 0.8874% | 6.411% | 100%
Sites-Based | FCZ16 Tot | Refrigerated Warehouse | 0% | 0% | 0% | 4% | 0% | 22.78% | 6.574% | 0% | 12.41% | 0% | 46.32% | 3.634% | 4.272% | 0% | 0% | 100%
Sites-Based | FCZ16 Tot | Restaurant | 0% | 7.462% | 5.092% | 1.261% | 0.2228% | 0.9218% | 5.211% | 3.24% | 6.939% | 11.26% | 42.07% | 11.95% | 0.4731% | 3.902% | 0% | 100%
Sites-Based | FCZ16 Tot | Retail | 1.636% | 2.391% | 2.137% | 3.272% | 2.38% | 11.12% | 0.7321% | 0.5634% | 3.236% | 9.923% | 37.18% | 21.27% | 0% | 2.536% | 1.636% | 100%
Sites-Based | FCZ16 Tot | School | 0% | 2.678% | 16.15% | 0.6044% | 0% | 3.092% | 3.092% | 3.885% | 3.472% | 4.216% | 53.9% | 2.417% | 0% | 6.485% | 0% | 100%
Sites-Based | FCZ16 Tot | Warehouse | 0% | 0% | 0% | 0% | 0% | 1.789% | 0% | 0% | 7.327% | 3.723% | 83.8% | 1.681% | 0% | 1.679% | 0% | 100%
Sites-Based | FCZ16 Tot | All Commercial | 0.8929% | 3.777% | 4.084% | 1.722% | 1.192% | 5.565% | 1.648% | 3.363% | 6.319% | 11.29% | 41.28% | 12.53% | 0.4396% | 2.39% | 3.504% | 100%
Sites-Based | FCZ17 Tot | College | 0% | 0.9303% | 0% | 26.27% | 0% | 0% | 0% | 0% | 52.8% | 18.13% | 0.5063% | 1.358% | 0% | 0% | 0% | 100%
Sites-Based | FCZ17 Tot | Food Stores | 0% | 0% | 9.816% | 1.066% | 1.066% | 2.924% | 3.457% | 1.242% | 8.106% | 8.273% | 59.93% | 1.199% | 0% | 1.526% | 1.397% | 100%
Sites-Based | FCZ17 Tot | Health Care | 0% | 0% | 0% | 4.196% | 2.575% | 0% | 0.726% | 0% | 0% | 0% | 91.78% | 0.726% | 0% | 0% | 0% | 100%
Sites-Based | FCZ17 Tot | Lodging | 0% | 0% | 0% | 0% | 0% | 0% | 0% | 17.15% | 0% | 0% | 61.48% | 21.37% | 0% | 0% | 0% | 100%
Sites-Based | FCZ17 Tot | Miscellaneous | 0.9727% | 2.451% | 1.708% | 0.2096% | 2.205% | 5.233% | 2.82% | 3.054% | 3.054% | 11.5% | 51.49% | 5.972% | 0.9727% | 6.513% | 1.847% | 100%
Sites-Based | FCZ17 Tot | Office, Large | 0% | 0% | 10.96% | 0% | 0% | 0% | 0% | 0% | 0% | 7.819% | 72.47% | 1.914% | 0% | 6.839% | 0% | 100%
Sites-Based | FCZ17 Tot | Office, Small | 0% | 1.228% | 3.226% | 2.455% | 2.446% | 7.152% | 3.673% | 16.11% | 1.228% | 7.928% | 42.99% | 6.649% | 1.228% | 2.455% | 1.228% | 100%
Sites-Based | FCZ17 Tot | Refrigerated Warehouse | 0% | 0% | 0% | 0% | 0% | 11.56% | 0% | 0% | 0% | 1.5% | 86.94% | 0% | 0% | 0% | 0% | 100%
Sites-Based | FCZ17 Tot | Restaurant | 0.76% | 1.28% | 5.916% | 2.512% | 3.585% | 5.825% | 3.585% | 2.067% | 2.934% | 3.712% | 47.85% | 15.9% | 0.9524% | 1.216% | 1.905% | 100%
Sites-Based | FCZ17 Tot | Retail | 0.1687% | 5.999% | 0.302% | 4.873% | 1.068% | 13.82% | 3.886% | 4.695% | 9.37% | 1.597% | 43.18% | 5.236% | 0% | 4.671% | 1.131% | 100%
Sites-Based | FCZ17 Tot | School | 0% | 8.539% | 0.8007% | 0.8007% | 2.714% | 2.084% | 0.8007% | 0% | 0% | 3.515% | 78.03% | 2.714% | 0% | 0% | 0% | 100%
Sites-Based | FCZ17 Tot | Warehouse | 0.7827% | 0% | 3.951% | 2.062% | 0% | 0.08233% | 0% | 8.467% | 7.331% | 19.32% | 36.88% | 12% | 0% | 0% | 9.127% | 100%
Sites-Based | FCZ17 Tot | All Commercial | 0.3835% | 2.62% | 2.796% | 2.841% | 1.89% | 7.147% | 3.021% | 6.554% | 5.205% | 7.126% | 47.38% | 7.257% | 0.5931% | 3.24% | 1.944% | 100%
Sites-Based | PG&E | College | 0% | 4.139% | 4.299% | 1.062% | 1.259% | 7.168% | 5.036% | 0.8808% | 3.875% | 4.224% | 38.91% | 19.99% | 5.275% | 2.183% | 1.701% | 100%
Sites-Based | PG&E | Food Stores | 0.9221% | 4.342% | 3.661% | 1.93% | 0.9124% | 5.784% | 3.369% | 6.106% | 5.008% | 7.188% | 35% | 15.99% | 2.497% | 5.272% | 2.022% | 100%
Sites-Based | PG&E | Health Care | 2.107% | 1.186% | 2.166% | 1.484% | 1.245% | 5.66% | 2.774% | 5.257% | 3.848% | 7.938% | 39.26% | 19.59% | 3.263% | 2.589% | 1.639% | 100%
Sites-Based | PG&E | Lodging | 1.89% | 6.349% | 5.293% | 3.96% | 1.213% | 7.089% | 0.5804% | 3.364% | 4.956% | 6.652% | 31.65% | 19.3% | 4.068% | 2.261% | 1.377% | 100%
Sites-Based | PG&E | Miscellaneous | 0.9969% | 3.533% | 4.659% | 2.6% | 1.667% | 4.919% | 1.853% | 4.52% | 4.649% | 6.901% | 34.88% | 17.69% | 4.417% | 3.665% | 3.056% | 100%
Sites-Based | PG&E | Office, Large | 0.6608% | 3.406% | 4.365% | 0.9988% | 0.3304% | 3.58% | 0.7588% | 1.752% | 3.275% | 7.346% | 43.53% | 20.89% | 0.9549% | 3.361% | 4.795% | 100%
Sites-Based | PG&E | Office, Small | 1.012% | 3.282% | 3.048% | 3.783% | 1.866% | 7.239% | 2.154% | 3.931% | 3.281% | 5.106% | 36.24% | 18.74% | 3.86% | 3.347% | 3.115% | 100%
Sites-Based | PG&E | Refrigerated Warehouse | 0.3453% | 3.768% | 1.041% | 4.661% | 0.6934% | 3.722% | 2.228% | 0.8193% | 2.083% | 3.308% | 45.94% | 27.72% | 2.52% | 0.7654% | 0.3819% | 100%
Sites-Based | PG&E | Restaurant | 1.686% | 2.877% | 4.345% | 1.836% | 1.491% | 6.247% | 1.464% | 2.745% | 3.467% | 5.671% | 40.24% | 17.94% | 2.866% | 4.037% | 3.087% | 100%
Sites-Based | PG&E | Retail | 1.826% | 3.37% | 3.654% | 2.11% | 2.256% | 5.629% | 1.354% | 3.424% | 5.991% | 7.147% | 36.25% | 17.12% | 4.457% | 2.773% | 2.639% | 100%
Sites-Based | PG&E | School | 0.5776% | 5.485% | 2.855% | 1.885% | 2.245% | 7.188% | 3.057% | 0.8501% | 4.985% | 5.2% | 35.23% | 20.07% | 2.866% | 4.283% | 3.221% | 100%
Sites-Based | PG&E | Warehouse | 1.743% | 2.836% | 2.993% | 1.72% | 2.583% | 5.633% | 0.2559% | 2.799% | 4.445% | 6.689% | 33.87% | 24.71% | 2.647% | 4.188% | 2.885% | 100%
Sites-Based | PG&E | All Commercial | 1.297% | 3.407% | 3.696% | 2.598% | 1.78% | 6.112% | 1.876% | 3.711% | 4.34% | 6.213% | 36.51% | 18.37% | 3.752% | 3.481% | 2.854% | 100%
Sites-Based | SCE | College | 0.6977% | 3.069% | 4.508% | 1.68% | 0% | 3.039% | 1.624% | 4.253% | 3.235% | 4.196% | 24.61% | 37.33% | 4.486% | 6.787% | 0.4866% | 100%
Sites-Based | SCE | Food Stores | 1.387% | 1.304% | 2.208% | 1.794% | 0.7103% | 1.803% | 0.4714% | 2.816% | 1.7% | 2.83% | 18.36% | 44.64% | 4.847% | 13.18% | 1.956% | 100%
Sites-Based | SCE | Health Care | 0.4584% | 2.055% | 3.652% | 0.8805% | 0.5621% | 2.144% | 0.6812% | 0.6729% | 1.124% | 2.827% | 20.47% | 48.05% | 4.245% | 10.1% | 2.075% | 100%
Sites-Based | SCE | Lodging | 0.1978% | 1.377% | 1.184% | 1.548% | 0.4794% | 5.255% | 0.2618% | 4.616% | 0.7239% | 2.234% | 20.82% | 44.89% | 3.071% | 11.02% | 2.323% | 100%
Sites-Based | SCE | Miscellaneous | 0.9644% | 2.461% | 3.202% | 1.388% | 1.295% | 3.799% | 0.8727% | 2.327% | 2.839% | 2.733% | 20.16% | 39.85% | 5.513% | 11.37% | 1.22% | 100%
Sites-Based | SCE | Office, Large | 0.663% | 1.185% | 3.625% | 0.5884% | 0.05797% | 3.652% | 0.253% | 1.769% | 1.478% | 0.872% | 27.92% | 44.03% | 4.272% | 5.736% | 3.901% | 100%
Sites-Based | SCE | Office, Small | 2.212% | 2.721% | 3.094% | 0.6013% | 1.908% | 5.603% | 0.773% | 1.703% | 2.697% | 1.444% | 21.24% | 39.59% | 4.59% | 10.31% | 1.516% | 100%
Sites-Based | SCE | Refrigerated Warehouse | 1.838% | 2.525% | 0% | 0% | 0% | 0.8777% | 0.9937% | 2.053% | 0.6257% | 0.9937% | 21.57% | 43.19% | 19.18% | 6.16% | 0% | 100%
Sites-Based | SCE | Restaurant | 0.2904% | 2.157% | 2.634% | 1.091% | 1.009% | 3.801% | 0.6514% | 1.922% | 2.383% | 1.866% | 22.87% | 40.45% | 6.034% | 10.5% | 2.345% | 100%
Sites-Based | SCE | Retail | 1.139% | 2.637% | 2.558% | 2.012% | 1.426% | 4.369% | 1.424% | 1.069% | 3.261% | 3.409% | 18.04% | 39.14% | 5.113% | 12.89% | 1.507% | 100%
Sites-Based | SCE | School | 0.4644% | 4.204% | 4.17% | 0.9946% | 2.231% | 2.67% | 1.237% | 2.897% | 2.22% | 0.4804% | 18.92% | 45.73% | 4.203% | 8.609% | 0.9784% | 100%
Sites-Based | SCE | Warehouse | 0.757% | 1.234% | 2.205% | 2.004% | 0.3755% | 3.463% | 0.5281% | 1.705% | 3.825% | 3.046% | 22.07% | 42.05% | 4.63% | 11.42% | 0.6882% | 100%
Sites-Based | SCE | All Commercial | 1.212% | 2.427% | 2.867% | 1.337% | 1.325% | 4.202% | 0.9238% | 1.817% | 2.762% | 2.42% | 20.41% | 40.48% | 5.068% | 11.19% | 1.551% | 100%
Sites-Based | SDG&E | College | 3.926% | 1.663% | 6.198% | 0% | 1.663% | 6.082% | 2.027% | 0% | 2.223% | 1.118% | 28.38% | 30.79% | 7.951% | 0% | 7.98% | 100%
Sites-Based | SDG&E | Food Stores | 0.4429% | 2.806% | 3.286% | 2.235% | 0.7808% | 3.417% | 0.6047% | 2.112% | 2.016% | 2.499% | 25.38% | 42.94% | 2.636% | 6.259% | 2.587% | 100%
Sites-Based | SDG&E | Health Care | 1.525% | 0% | 4.585% | 4.099% | 1.001% | 2.237% | 1.186% | 1.206% | 2.418% | 1.905% | 28.74% | 36.09% | 3.725% | 7.396% | 3.887% | 100%
Sites-Based | SDG&E | Lodging | 1.548% | 1.139% | 3.085% | 2.548% | 1.636% | 2.589% | 3.753% | 3.458% | 2.629% | 0% | 21.73% | 35.2% | 4.947% | 13.05% | 2.691% | 100%
Sites-Based | SDG&E | Miscellaneous | 1.803% | 4.458% | 2.712% | 1.421% | 1.305% | 2.129% | 0.7559% | 1.579% | 5.332% | 1.155% | 28.83% | 30.27% | 7.689% | 7.43% | 3.138% | 100%
Sites-Based | SDG&E | Office, Large | 0.9518% | 3.009% | 3.12% | 0% | 1.388% | 1.388% | 0.4363% | 4.528% | 0.2762% | 1.852% | 17.25% | 37.4% | 5.358% | 18.56% | 4.475% | 100%
Sites-Based | SDG&E | Office, Small | 0.9285% | 1.915% | 2.793% | 1.419% | 1.805% | 5.477% | 2.816% | 2.433% | 2.327% | 2.348% | 31.07% | 27.99% | 7.407% | 6.716% | 2.558% | 100%
Sites-Based | SDG&E | Refrigerated Warehouse | 8.408% | 0% | 0% | 0% | 3.839% | 3.839% | 0% | 1.308% | 1.952% | 0% | 48.28% | 18.71% | 8.408% | 5.252% | 0% | 100%
Sites-Based | SDG&E | Restaurant | 2.17% | 3.43% | 4.396% | 0.5892% | 2.282% | 4.563% | 1% | 1.603% | 3.283% | 2.471% | 23.5% | 37.01% | 7.31% | 4.548% | 1.847% | 100%
Sites-Based | SDG&E | Retail | 2.765% | 4.317% | 3.394% | 2.629% | 1.733% | 4.817% | 1.305% | 1.706% | 2.981% | 1.944% | 24.39% | 31.15% | 6.544% | 7.542% | 2.773% | 100%
Sites-Based | SDG&E | School | 1.661% | 16.96% | 2.896% | 4.64% | 4.499% | 0% | 3.321% | 0% | 3.895% | 0% | 16.39% | 35.4% | 3.321% | 2.684% | 4.332% | 100%
Sites-Based | SDG&E | Warehouse | 2.786% | 2.916% | 1.784% | 2.51% | 2.514% | 9.028% | 0.9591% | 4.466% | 3.552% | 0.7654% | 27% | 26.69% | 4.643% | 5.482% | 4.907% | 100%
Sites-Based | SDG&E | All Commercial | 1.709% | 3.322% | 3.147% | 1.734% | 1.793% | 4.48% | 1.74% | 2.101% | 3.031% | 1.917% | 27.27% | 31.33% | 6.669% | 6.875% | 2.878% | 100%
Sites-Based | LADWP | College | 0% | 0.8645% | 0% | 24.42% | 0% | 4.447% | 0% | 0% | 49.07% | 18.25% | 1.691% | 1.262% | 0% | 0% | 0% | 100%
Sites-Based | LADWP | Food Stores | 0% | 2.786% | 6.041% | 1.104% | 1.006% | 7.468% | 1.595% | 8.425% | 4.172% | 17.29% | 38.97% | 10.37% | 0% | 0.4062% | 0.3719% | 100%
Sites-Based | LADWP | Health Care | 0% | 42.66% | 0% | 3.384% | 0.8818% | 0% | 0.2486% | 0% | 0% | 0% | 49.94% | 2.883% | 0% | 0% | 0% | 100%
Sites-Based | LADWP | Lodging | 0.761% | 8.659% | 6.911% | 0% | 0.761% | 0% | 0% | 15.5% | 1.161% | 10.94% | 38.37% | 16.93% | 0% | 0% | 0% | 100%
Sites-Based | LADWP | Miscellaneous | 1.57% | 1.448% | 1.976% | 0.5413% | 0.8864% | 4.698% | 1.64% | 2.116% | 8.325% | 15.83% | 41.42% | 5.19% | 1.806% | 4.345% | 8.202% | 100%
Sites-Based | LADWP | Office, Large | 0% | 4.317% | 4.597% | 6.878% | 0% | 9.198% | 0% | 6.892% | 2.322% | 8.181% | 50.82% | 5.46% | 0% | 1.334% | 0% | 100%
Sites-Based | LADWP | Office, Small | 0.1295% | 0.4282% | 6.184% | 0.8563% | 1.737% | 2.495% | 2.165% | 10.82% | 6.85% | 9.188% | 45.11% | 7.571% | 0.4282% | 1.434% | 4.603% | 100%
Sites-Based | LADWP | Refrigerated Warehouse | 0% | 0% | 0% | 2.706% | 0% | 19.15% | 4.447% | 0% | 8.396% | 0.4853% | 59.47% | 2.458% | 2.89% | 0% | 0% | 100%
Sites-Based | LADWP | Restaurant | 0.2007% | 5.829% | 5.309% | 1.591% | 1.111% | 2.216% | 4.781% | 2.93% | 5.882% | 9.263% | 43.6% | 12.99% | 0.5996% | 3.193% | 0.503% | 100%
Sites-Based | LADWP | Retail | 1.288% | 3.248% | 1.701% | 3.652% | 2.068% | 11.76% | 1.481% | 1.544% | 4.693% | 7.946% | 38.6% | 17.46% | 0% | 3.043% | 1.516% | 100%
Sites-Based | LADWP | School | 0% | 4.147% | 12.31% | 0.6536% | 0.68% | 2.839% | 2.518% | 2.912% | 2.602% | 4.04% | 59.95% | 2.491% | 0% | 4.86% | 0% | 100%
Sites-Based | LADWP | Warehouse | 0.3855% | 0% | 1.946% | 1.015% | 0% | 0.9487% | 0% | 4.17% | 7.329% | 11.41% | 60.69% | 6.76% | 0% | 0.8522% | 4.495% | 100%
Sites-Based | LADWP | All Commercial | 0.742% | 3.435% | 3.702% | 2.054% | 1.399% | 6.034% | 2.055% | 4.309% | 5.989% | 10.06% | 43.09% | 10.97% | 0.4851% | 2.642% | 3.042% | 100%
Sites-Based | SMUD | College | 0% | 0.4242% | 0% | 0% | 0% | 0% | 0% | 2.422% | 10.11% | 3.842% | 35.62% | 43.53% | 0% | 4.055% | 0% | 100%
Sites-Based | SMUD | Food Stores | 0% | 3.457% | 1.901% | 0% | 0.378% | 10.82% | 0.432% | 1.971% | 0.9786% | 4.636% | 30.04% | 34.63% | 2.396% | 8.364% | 0% | 100%
Sites-Based | SMUD | Health Care | 0% | 0% | 2.96% | 2.147% | 0% | 2.426% | 0% | 1.932% | 0% | 2.671% | 39.92% | 31.75% | 0% | 12.82% | 3.365% | 100%
Sites-Based | SMUD | Lodging | 0% | 0% | 0% | 0% | 0% | 5.71% | 0% | 0% | 0% | 0% | 21.08% | 68.45% | 0% | 4.763% | 0% | 100%
Sites-Based | SMUD | Miscellaneous | 0.7573% | 1.217% | 2.404% | 0.5015% | 0.7523% | 6.361% | 0.7573% | 2.827% | 1.964% | 3.864% | 33.91% | 31.93% | 1.003% | 11.08% | 0.6689% | 100%
Sites-Based | SMUD | Office, Large | 1.466% | 3.339% | 3.339% | 0% | 0% | 3.37% | 0% | 0% | 1.904% | 3.339% | 18.13% | 40.48% | 5.839% | 17.86% | 0.9357% | 100%
Sites-Based | SMUD | Office, Small | 0.4233% | 1.9% | 2.808% | 1.063% | 1.212% | 6.652% | 1.303% | 1.911% | 2.424% | 3.879% | 34.22% | 34.47% | 2.49% | 4.552% | 0.6877% | 100%
Sites-Based | SMUD | Refrigerated Warehouse | 0% | 0% | 0% | 0% | 0% | 2.856% | 0% | 0% | 0% | 0% | 11.35% | 30.36% | 0% | 55.43% | 0% | 100%
Sites-Based | SMUD | Restaurant | 0.328% | 1.194% | 3.355% | 0.328% | 1.162% | 4.751% | 0.984% | 1.49% | 1.027% | 3.387% | 29.01% | 44.04% | 0% | 8.201% | 0.7412% | 100%
Sites-Based | SMUD | Retail | 0.751% | 1.051% | 1.903% | 0.5899% | 2.086% | 9.453% | 0.9197% | 2.379% | 5.221% | 3.153% | 33.18% | 30.28% | 1.196% | 6.605% | 1.228% | 100%
Sites-Based | SMUD | School | 0.212% | 0% | 1.943% | 0% | 1.728% | 2.369% | 0% | 0% | 0% | 4.876% | 14.06% | 55.74% | 0% | 19.08% | 0% | 100%
Sites-Based | SMUD | Warehouse | 0.4873% | 0.8973% | 0.4873% | 0% | 0.7364% | 9.734% | 1.478% | 2.479% | 3.046% | 5.061% | 26.84% | 38.03% | 0% | 9.983% | 0.7364% | 100%
Sites-Based | SMUD | All Commercial | 0.5174% | 1.42% | 2.354% | 0.6191% | 1.213% | 6.991% | 0.9246% | 2.062% | 2.819% | 3.694% | 31.98% | 35.32% | 1.388% | 7.869% | 0.8204% | 100%
Sites-Based | FCZ01 | College | 0% | 2.533% | 0% | 2.197% | 2.197% | 13.95% | 2.197% | 1.267% | 0% | 6.741% | 41.27% | 18.86% | 4.642% | 3.77% | 0.3774% | 100%
Sites-Based | FCZ01 | Food Stores | 0.867% | 4.709% | 3.299% | 1.79% | 0.4974% | 6.098% | 4.79% | 5.528% | 4.346% | 8.128% | 32.92% | 18.18% | 2.605% | 5.044% | 1.198% | 100%
Sites-Based | FCZ01 | Health Care | 3.241% | 1.203% | 4.543% | 1.42% | 0.588% | 7.28% | 5.075% | 4.25% | 3.023% | 9.272% | 33.27% | 19.91% | 4.894% | 0.6044% | 1.42% | 100%
Sites-Based | FCZ01 | Lodging | 3.043% | 8.991% | 2.156% | 2.895% | 0.9449% | 6.375% | 1.95% | 0.9449% | 2.504% | 5.098% | 28.06% | 28.94% | 3.326% | 3.562% | 1.211% | 100%
Sites-Based | FCZ01 | Miscellaneous | 1.191% | 3.679% | 4.153% | 1.884% | 1.706% | 3.476% | 1.501% | 4.898% | 3.809% | 6.331% | 35.91% | 18.68% | 5.193% | 4.808% | 2.78% | 100%
Sites-Based | FCZ01 | Office, Large | 0.9037% | 3.96% | 5.411% | 1.366% | 0.4519% | 3.61% | 1.038% | 2.047% | 3.145% | 7.675% | 38.16% | 21.73% | 0.9839% | 3.779% | 5.736% | 100%
Sites-Based | FCZ01 | Office, Small | 0.5008% | 1.916% | 2.494% | 5.579% | 2.19% | 6.674% | 2.722% | 2.405% | 4.14% | 3.338% | 37.86% | 19.73% | 5.185% | 2.882% | 2.388% | 100%
Sites-Based | FCZ01 | Refrigerated Warehouse | 0.7901% | 5.341% | 1.42% | 6.298% | 0% | 1.875% | 0% | 1.875% | 1.875% | 0% | 40.51% | 38.35% | 0% | 0.7901% | 0.8739% | 100%
Sites-Based | FCZ01 | Restaurant | 2.303% | 2.439% | 5.765% | 1.51% | 1.68% | 6.861% | 1.298% | 2.864% | 2.903% | 5.965% | 36.01% | 19.61% | 2.236% | 5.444% | 3.119% | 100%
Sites-Based | FCZ01 | Retail | 0.6807% | 4.504% | 3.324% | 2.783% | 1.974% | 6.421% | 1.079% | 2.707% | 7.36% | 5.55% | 37.12% | 16.72% | 4.179% | 2.982% | 2.621% | 100%
Sites-Based | FCZ01 | School | 0.8556% | 7.413% | 3.615% | 2.605% | 4.127% | 6.813% | 1.646% | 0.3498% | 4.993% | 9.095% | 29.22% | 13.57% | 4.098% | 5.695% | 5.911% | 100%
Sites-Based | FCZ01 | Warehouse | 0% | 1.873% | 3.458% | 0.3083% | 2.008% | 8.031% | 0.3083% | 3.149% | 5.376% | 5.12% | 29.04% | 26.02% | 5.921% | 5.338% | 4.045% | 100%
Sites-Based | FCZ01 | All Commercial | 1.021% | 3.284% | 3.606% | 2.976% | 1.813% | 6.256% | 1.927% | 3.068% | 4.555% | 5.481% | 36.19% | 19.11% | 4.162% | 3.862% | 2.683% | 100%
Sites-Based | FCZ02 | College | 0% | 0% | 0% | 0% | 0% | 0% | 1.052% | 0% | 0% | 0% | 50.43% | 43.45% | 0% | 5.07% | 0% | 100%
Sites-Based | FCZ02 | Food Stores | 0% | 4.516% | 2.885% | 2.249% | 0% | 3.242% | 4.205% | 5.808% | 4.388% | 9.512% | 42.72% | 14.13% | 1.451% | 4.895% | 0% | 100%
Sites-Based | FCZ02 | Health Care | 0.4612% | 3.949% | 0.8821% | 3.488% | 5.211% | 3.949% | 0.8821% | 5.252% | 6.134% | 9.897% | 29.57% | 14.68% | 4.37% | 8.671% | 2.606% | 100%
Sites-Based | FCZ02 | Lodging | 0% | 1.576% | 1.393% | 8.529% | 1.831% | 9.176% | 0% | 4.923% | 4.193% | 7.633% | 27.69% | 17.74% | 9.189% | 6.13% | 0% | 100%
Sites-Based | FCZ02 | Miscellaneous | 1.096% | 2.557% | 5.498% | 3.085% | 2.344% | 4.869% | 4.882% | 3.982% | 8.448% | 6.741% | 33.36% | 17.79% | 3.61% | 1.493% | 0.2497% | 100%
Sites-Based | FCZ02 | Office, Large | 0% | 0% | 4.262% | 0% | 0% | 5.551% | 0% | 0% | 0% | 8.757% | 44.82% | 27.31% | 0% | 0% | 9.295% | 100%
Sites-Based | FCZ02 | Office, Small | 0.5891% | 4.185% | 6.464% | 2.458% | 2.521% | 13.47% | 2.061% | 6.827% | 1.629% | 7.981% | 35.16% | 10.9% | 1.494% | 2.572% | 1.69% | 100%
Sites-Based | FCZ02 | Refrigerated Warehouse | 0% | 7.041% | 0% | 7.756% | 4.788% | 0% | 0% | 0% | 3.302% | 12.22% | 50.4% | 0% | 14.5% | 0% | 0% | 100%
Sites-Based | FCZ02 | Restaurant | 0% | 2.382% | 4.313% | 0% | 1.51% | 9.742% | 2.042% | 2.382% | 1.85% | 8.734% | 50.49% | 10.39% | 0.3408% | 4.866% | 0.9525% | 100%
Sites-Based | FCZ02 | Retail | 3.679% | 2.525% | 2.35% | 1.269% | 2.185% | 2.814% | 1.048% | 1.742% | 1.016% | 12.2% | 42.89% | 18.04% | 1.3% | 4.674% | 2.262% | 100%
Sites-Based | FCZ02 | School | 0% | 0% | 3.801% | 4.087% | 1.985% | 8.175% | 4.087% | 1.9% | 4.087% | 0% | 42.81% | 27.16% | 0% | 0% | 1.9% | 100%
Sites-Based | FCZ02 | Warehouse | 1.151% | 7.1% | 4.664% | 1.02% | 2.361% | 3.512% | 0% | 4.664% | 4.722% | 6.808% | 38.38% | 16.25% | 0% | 7.007% | 2.361% | 100%
Sites-Based | FCZ02 | All Commercial | 1.132% | 3.329% | 4.598% | 2.219% | 2.165% | 7.882% | 2.352% | 4.462% | 3.233% | 8.493% | 38.53% | 14.79% | 1.918% | 3.494% | 1.406% | 100%
Sites-Based | FCZ03 | College | 0% | 0% | 0% | 0% | 0% | 0.5044% | 2.964% | 0% | 0% | 10.47% | 85.13% | 0.9312% | 0% | 0% | 0% | 100%
Sites-Based | FCZ03 | Food Stores | 0% | 13.75% | 1.578% | 2.075% | 2.075% | 1.503% | 2.075% | 20.56% | 2.075% | 5.653% | 32.52% | 12.56% | 0% | 2.075% | 1.503% | 100%
Sites-Based | FCZ03 | Health Care | 0% | 0% | 0% | 4.536% | 0% | 5.757% | 2.508% | 0% | 3.972% | 10.45% | 34.74% | 31.55% | 3.972% | 0% | 2.508% | 100%
Sites-Based | FCZ03 | Lodging | 0% | 0.5681% | 0.5681% | 3.6% | 0% | 11.41% | 0% | 0% | 11.41% | 14.82% | 50.61% | 6.447% | 0% | 0.5681% | 0% | 100%
Sites-Based | FCZ03 | Miscellaneous | 0.5313% | 1.043% | 9.762% | 3.806% | 1.966% | 5.64% | 2.494% | 4.856% | 4.653% | 4.976% | 43.48% | 14.11% | 0.3359% | 2.345% | 0% | 100%
Sites-Based | FCZ03 | Office, Large | 0% | 0% | 25.74% | 0% | 0% | 34.46% | 0% | 0% | 0% | 0% | 39.8% | 0% | 0% | 0% | 0% | 100%
Sites-Based | FCZ03 | Office, Small | 4.31% | 1.594% | 0% | 0% | 1.253% | 3.361% | 1.253% | 0.9154% | 1.749% | 10.83% | 56.16% | 9.038% | 2.101% | 5.155% | 2.283% | 100%
Sites-Based | FCZ03 | Refrigerated Warehouse | 0% | 0% | 0% | 0% | 0% | 65.52% | 0% | 0% | 0% | 34.48% | 0% | 0% | 0% | 0% | 0% | 100%
Sites-Based | FCZ03 | Restaurant | 2.748% | 3.993% | 5.193% | 0% | 1.396% | 10.11% | 0% | 6.382% | 0% | 2.597% | 39.52% | 21.93% | 0% | 4.725% | 1.396% | 100%
Sites-Based | FCZ03 | Retail | 2.083% | 9.719% | 11.42% | 1.133% | 3.49% | 10.41% | 2.859% | 3.26% | 2.748% | 3.178% | 31.31% | 13.22% | 2.933% | 2.226% | 0% | 100%
Sites-Based | FCZ03 | School | 0% | 2.988% | 0% | 0% | 3.981% | 1.593% | 5.977% | 0% | 14.26% | 0% | 37.65% | 31.23% | 0% | 2.318% | 0% | 100%
Sites-Based | FCZ03 | Warehouse | 0% | 0% | 1.094% | 0% | 0.7291% | 0% | 0% | 1.888% | 3.775% | 5.528% | 69.99% | 14.61% | 0% | 2.383% | 0% | 100%
Sites-Based | FCZ03 | All Commercial | 1.861% | 3.592% | 5.076% | 1.487% | 1.837% | 5.669% | 1.918% | 4.035% | 3.285% | 6.418% | 45.96% | 13.68% | 1.183% | 3.113% | 0.8818% | 100%
Sites-Based | FCZ04 | College | 0% | 9.997% | 5.023% | 0% | 1.232% | 1.884% | 1.138% | 1.355% | 0% | 1.138% | 38.13% | 30.66% | 9.438% | 0% | 0% | 100%
Sites-Based | FCZ04 | Food Stores | 0.9119% | 3.938% | 5.109% | 2.418% | 1.506% | 7.449% | 1.469% | 5.294% | 6.975% | 6.258% | 25.79% | 12.62% | 4.099% | 9.357% | 6.806% | 100%
Sites-Based | FCZ04 | Health Care | 0.3883% | 1.418% | 1.927% | 2.041% | 0% | 3.244% | 1.653% | 3.686% | 0.3883% | 1.904% | 49.71% | 25.09% | 0% | 4.864% | 3.694% | 100%
Sites-Based | FCZ04 | Lodging | 4.491% | 4.491% | 11.31% | 0% | 2.967% | 6.952% | 0% | 2.967% | 7.458% | 3.256% | 35.57% | 15.29% | 4.491% | 0.7591% | 0% | 100%
Sites-Based | FCZ04 | Miscellaneous | 0.9676% | 2.151% | 5.256% | 2.944% | 0.4582% | 4.716% | 0% | 3.687% | 6.043% | 4.906% | 29.96% | 20.33% | 5.373% | 5.043% | 8.169% | 100%
Sites-Based | FCZ04 | Office, Large | 0% | 2.716% | 0% | 0% | 0% | 3.775% | 0% | 0% | 7.088% | 2.054% | 59.18% | 20.92% | 2.212% | 2.054% | 0% | 100%
Sites-Based | FCZ04 | Office, Small | 0% | 3.895% | 3.198% | 1.666% | 0.8171% | 2.884% | 3.355% | 2.391% | 2.798% | 7.547% | 33.69% | 21.09% | 6.118% | 5.769% | 4.778% | 100%
Sites-Based | FCZ04 | Refrigerated Warehouse | 0% | 2.453% | 0% | 4.652% | 0% | 0% | 0% | 0% | 4.652% | 0% | 41.76% | 46.48% | 0% | 0% | 0% | 100%
Sites-Based | FCZ04 | Restaurant | 0.5222% | 4.098% | 2.084% | 0.7026% | 0.1804% | 3.396% | 1.367% | 1.887% | 5.967% | 5.303% | 37.21% | 24.35% | 7.791% | 0.3226% | 4.816% | 100%
Sites-Based | FCZ04 | Retail | 2.87% | 1.001% | 3.823% | 2.29% | 2.412% | 5.273% | 2.782% | 3.562% | 1.831% | 6.793% | 29.07% | 21.44% | 7.697% | 2.954% | 6.201% | 100%
Sites-Based | FCZ04 | School | 0% | 11.36% | 0% | 0% | 0% | 7.888% | 6.496% | 0% | 3.887% | 4.449% | 28.28% | 17.74% | 7.35% | 7.971% | 4.581% | 100%
Sites-Based | FCZ04 | Warehouse | 0.9969% | 3.625% | 1.994% | 2.503% | 3.233% | 1.175% | 0.6851% | 3.377% | 1.382% | 9.176% | 28.1% | 34.84% | 1.421% | 3.379% | 4.115% | 100%
Sites-Based | FCZ04 | All Commercial | 0.9793% | 3.241% | 3.617% | 1.934% | 1.155% | 4.099% | 1.991% | 2.981% | 3.774% | 6.149% | 32.41% | 21.93% | 5.841% | 4.376% | 5.521% | 100%
Sites-Based | FCZ05 | College | 0% | 0% | 0.6591% | 0% | 0% | 0% | 0% | 0.6591% | 5.536% | 0.6591% | 21.22% | 32.34% | 19.46% | 0% | 19.46% | 100%
Sites-Based | FCZ05 | Food Stores | 1.077% | 1.327% | 3.702% | 2.111% | 1.328% | 5.894% | 1.222% | 4.113% | 7.353% | 6.972% | 39.08% | 16.71% | 2.216% | 4.539% | 2.361% | 100%
Sites-Based | FCZ05 | Health Care | 2.05% | 0% | 0.585% | 0% | 2.05% | 6.362% | 0% | 3.22% | 7.584% | 10.66% | 46.21% | 16.01% | 4.685% | 0.585% | 0% | 100%
Sites-Based | FCZ05 | Lodging | 2.557% | 2.557% | 15.79% | 2.557% | 0.6178% | 3.517% | 0% | 6.304% | 2.808% | 5.575% | 27.26% | 21.94% | 2.557% | 0.6178% | 5.344% | 100%
Sites-Based | FCZ05 | Miscellaneous | 0.5635% | 6.664% | 2.277% | 2.025% | 1.396% | 8.287% | 2.959% | 4.633% | 3.412% | 9.073% | 27.81% | 19.17% | 6.025% | 2.372% | 3.33% | 100%
Sites-Based | FCZ05 | Office, Large | 0% | 0% | 0% | 0% | 0% | 0% | 0% | 0% | 0% | 4.784% | 80.04% | 15.17% | 0% | 0% | 0% | 100%
Sites-Based | FCZ05 | Office, Small | 2.313% | 2.834% | 0.3155% | 2.488% | 2.377% | 9.074% | 0.9186% | 4.737% | 1.88% | 2.282% | 29.58% | 28.6% | 2.949% | 2.613% | 7.045% | 100%
Sites-Based | FCZ05 | Refrigerated Warehouse | 0% | 0% | 0% | 0% | 0% | 0% | 0% | 0% | 0% | 6.377% | 75.09% | 18.53% | 0% | 0% | 0% | 100%
Sites-Based | FCZ05 | Restaurant | 1.922% | 3.801% | 3.741% | 1.922% | 0.9775% | 5.014% | 1.516% | 4.068% | 4.226% | 4.515% | 34.96% | 20.72% | 4.757% | 2.303% | 5.562% | 100%
Sites-Based | FCZ05 | Retail | 3.829% | 2.037% | 4.534% | 0.982% | 3.524% | 5.665% | 0.7641% | 6.224% | 7.383% | 7.593% | 29.22% | 19.43% | 5.682% | 1.26% | 1.863% | 100%
Sites-Based | FCZ05 | School | 1.407% | 0% | 5.149% | 2.695% | 0.48% | 7.902% | 1.432% | 1.901% | 3.922% | 5.51% | 34.79% | 32.69% | 0% | 2.117% | 0% | 100%
Sites-Based | FCZ05 | Warehouse | 7.765% | 3.819% | 0.8914% | 5.33% | 1.909% | 8.792% | 0% | 1.909% | 4.45% | 7.91% | 31.4% | 18.06% | 1.473% | 4.381% | 1.909% | 100%
Sites-Based | FCZ05 | All Commercial | 2.407% | 3.191% | 2.557% | 2.021% | 2.07% | 7.152% | 1.25% | 4.592% | 4.369% | 5.913% | 31.56% | 22.22% | 4.255% | 2.32% | 4.121% | 100%
Sites-Based | FCZ06 | College | 0% | 8.996% | 23.59% | 0% | 0% | 0.617% | 24.22% | 0% | 23.59% | 0.617% | 16.38% | 1.99% | 0% | 0% | 0% | 100%
Sites-Based | FCZ06 | Food Stores | 2.457% | 4.737% | 4.697% | 0.9507% | 1.645% | 6.565% | 3.748% | 7.827% | 2.388% | 2.712% | 42.71% | 14.37% | 2.348% | 2.844% | 0% | 100%
Sites-Based | FCZ06 | Health Care | 4.492% | 0% | 0% | 0% | 0% | 5.714% | 4.929% | 17.24% | 3.521% | 7.003% | 38.62% | 16.41% | 0% | 2.074% | 0% | 100%
Sites-Based | FCZ06 | Lodging | 0.482% | 10.28% | 4.684% | 4.999% | 0.7398% | 7.381% | 0% | 4.81% | 6.772% | 8.437% | 34.65% | 12.21% | 2.887% | 0% | 1.665% | 100%
Sites-Based | FCZ06 | Miscellaneous | 1.219% | 3.002% | 5.159% | 3.981% | 2.922% | 4.455% | 0.5652% | 4.86% | 2.826% | 9.784% | 46.67% | 10.13% | 1.219% | 2.922% | 0.2826% | 100%
Sites-Based | FCZ06 | Office, Large | 0% | 6.172% | 0% | 0% | 0% | 0% | 0% | 7.147% | 6.172% | 19.94% | 40.92% | 7.147% | 0% | 10.59% | 1.907% | 100%
Sites-Based | FCZ06 | Office, Small | 1.662% | 6.459% | 4.782% | 4.893% | 1.012% | 6.108% | 0.9664% | 6.79% | 5.093% | 6.087% | 37.86% | 12.95% | 1.598% | 3.145% | 0.5935% | 100%
Sites-Based | FCZ06 | Refrigerated Warehouse | 0% | 0% | 6.209% | 0% | 0% | 29.8% | 32.94% | 0% | 0% | 0% | 18.63% | 0% | 6.209% | 6.209% | 0% | 100%
Sites-Based | FCZ06 | Restaurant | 0.9867% | 2.45% | 0.8506% | 6.691% | 2.824% | 4.282% | 2.212% | 0.8506% | 4.517% | 4.401% | 62.19% | 4.155% | 0.4927% | 3.096% | 0% | 100%
Sites-Based | FCZ06 | Retail | 0.2834% | 2.528% | 2.484% | 1.712% | 0.876% | 3.768% | 1.487% | 3.815% | 9.576% | 10.48% | 49.24% | 8.738% | 2.858% | 2.154% | 0% | 100%
Sites-Based | FCZ06 | School | 0% | 5.04% | 1.86% | 0% | 1.827% | 8.727% | 1.86% | 1.86% | 3.688% | 0% | 64.07% | 9.236% | 0% | 1.827% | 0% | 100%
Sites-Based | FCZ06 | Warehouse | 0% | 0% | 6.136% | 0% | 5.123% | 5.578% | 0% | 0.7211% | 7.457% | 5.123% | 46.75% | 23.11% | 0% | 0% | 0% | 100%
Sites-Based | FCZ06 | All Commercial | 1.182% | 4.391% | 4.293% | 3.674% | 1.69% | 5.2% | 1.894% | 4.943% | 5.779% | 6.96% | 44.64% | 10.91% | 1.534% | 2.593% | 0.3229% | 100%
Sites-Based | FCZ07 | College | 0.1228% | 3.17% | 2.554% | 2.42% | 0% | 3.503% | 1.037% | 3.346% | 4.532% | 3.966% | 23.23% | 38.64% | 5.311% | 8.12% | 0.04591% | 100%
Sites-Based | FCZ07 | Food Stores | 1.888% | 1.778% | 2.516% | 0.5284% | 0.7199% | 2.37% | 0.4294% | 3.35% | 1.909% | 3.257% | 18.46% | 41.77% | 5.327% | 13.63% | 2.06% | 100%
Sites-Based | FCZ07 | Health Care | 0.9854% | 0.7548% | 3.719% | 1.363% | 0.608% | 1.74% | 1.363% | 1.446% | 0.7548% | 2.721% | 17.62% | 48.73% | 5.049% | 12.08% | 1.069% | 100%
Sites-Based | FCZ07 | Lodging | 0.3572% | 1.185% | 0.7145% | 1.828% | 0% | 5.654% | 0.4729% | 4.855% | 0.3572% | 1.664% | 22.16% | 46.01% | 2.942% | 10.25% | 1.551% | 100%
Sites-Based | FCZ07 | Miscellaneous | 1.321% | 2.564% | 2.586% | 1.19% | 1.175% | 4.503% | 1.085% | 2.326% | 1.991% | 1.838% | 19.67% | 41.31% | 5.293% | 12.19% | 0.9557% | 100%
Sites-Based | FCZ07 | Office, Large | 0.4212% | 1.693% | 3.605% | 0.8408% | 0% | 1.975% | 0.3615% | 1.128% | 2.112% | 0.3615% | 25.55% | 47.63% | 5.004% | 6.126% | 3.186% | 100%
Sites-Based | FCZ07 | Office, Small | 2.613% | 1.814% | 2.952% | 0.6924% | 1.703% | 4.75% | 0.8216% | 1.695% | 2.368% | 1.442% | 21.76% | 39.41% | 5.457% | 10.89% | 1.629% | 100%
Sites-Based | FCZ07 | Refrigerated Warehouse | 2.578% | 3.541% | 0% | 0% | 0% | 0% | 1.393% | 0% | 0.8773% | 1.393% | 17.83% | 37.46% | 26.89% | 8.041% | 0% | 100%
Sites-Based | FCZ07 | Restaurant | 0.2912% | 2.773% | 3.182% | 1.319% | 0.9255% | 4.432% | 0.7099% | 1.878% | 2.597% | 1.506% | 22.39% | 39% | 6.553% | 9.8% | 2.637% | 100%
Sites-Based | FCZ07 | Retail | 1.307% | 2.49% | 2.168% | 1.834% | 0.7303% | 4.968% | 1.546% | 1.023% | 3.119% | 3.328% | 19.14% | 38.12% | 4.866% | 13.96% | 1.398% | 100%
Sites-Based | FCZ07 | School | 0% | 3.127% | 2.675% | 1.031% | 2.369% | 3.706% | 1.031% | 3.788% | 2.644% | 0.3067% | 19.23% | 45.63% | 4.43% | 9.493% | 0.5339% | 100%
Sites-Based | FCZ07 | Warehouse | 0.6772% | 1.572% | 2.717% | 1.585% | 0% | 2.115% | 0.6674% | 1.655% | 4.475% | 3.304% | 20.71% | 43.4% | 4.219% | 12.08% | 0.8153% | 100%
Sites-Based | FCZ07 | All Commercial | 1.415% | 2.258% | 2.656% | 1.259% | 1.034% | 4.287% | 1.02% | 1.829% | 2.64% | 2.24% | 20.52% | 40.19% | 5.332% | 11.82% | 1.506% | 100%
Sites-Based | FCZ08 | College | 7.042% | 0% | 0% | 0% | 0% | 10.43% | 7.042% | 7.042% | 1.516% | 22.93% | 12.57% | 27.77% | 0% | 1.516% | 2.14% | 100%
Sites-Based | FCZ08 | Food Stores | 1.629% | 1.484% | 0% | 14.24% | 0% | 0% | 0.7418% | 1.629% | 0.9087% | 0% | 12.64% | 47.61% | 3.969% | 14.5% | 0.6504% | 100%
Sites-Based | FCZ08 | Health Care | 0% | 0% | 0.8693% | 0.8693% | 0.7433% | 1.473% | 0% | 0% | 0% | 4.422% | 10.92% | 54.11% | 9.138% | 8.622% | 8.843% | 100%
Sites-Based | FCZ08 | Lodging | 0% | 0% | 4.21% | 0% | 0% | 2.422% | 0% | 6.631% | 0% | 0% | 19.87% | 52.08% | 4.843% | 9.942% | 0% | 100%
Sites-Based | FCZ08 | Miscellaneous | 0.2472% | 3.404% | 5.928% | 1.245% | 1.434% | 2.481% | 2.49% | 1.987% | 4.281% | 7.609% | 21.55% | 32.93% | 3.232% | 10.55% | 0.6257% | 100%
Sites-Based | FCZ08 | Office, Large | 0.9379% | 0% | 4.085% | 0% | 0% | 20.35% | 0% | 2.929% | 0% | 0% | 29.37% | 25.97% | 7.284% | 0% | 9.067% | 100%
Sites-Based | FCZ08 | Office, Small | 2.016% | 4.032% | 3.512% | 1.011% | 0% | 3.731% | 0.2616% | 1.428% | 2.342% | 3.99% | 24.48% | 37.27% | 5.228% | 7.859% | 2.837% | 100%
Sites-Based | FCZ08 | Refrigerated Warehouse | 0% | 0% | 0% | 0% | 0% | 16.83% | 0% | 0% | 0% | 0% | 75.01% | 0% | 0% | 8.158% | 0% | 100%
Sites-Based | FCZ08 | Restaurant | 0% | 1.92% | 3.693% | 0% | 1.34% | 0.9168% | 0.6042% | 1.652% | 3.571% | 0.9168% | 20.35% | 45.69% | 2.231% | 12.84% | 4.272% | 100%
Sites-Based | FCZ08 | Retail | 0.9972% | 2.987% | 3.125% | 0% | 3.222% | 4.608% | 1.369% | 1.527% | 3.055% | 1.756% | 20.15% | 41.57% | 3.78% | 8.671% | 3.184% | 100%
Sites-Based | FCZ08 | School | 2.766% | 2.562% | 6.422% | 0% | 2.766% | 2.766% | 3.242% | 0% | 3.242% | 0.6176% | 21.35% | 40.4% | 6.149% | 0.6176% | 7.102% | 100%
Sites-Based | FCZ08 | Warehouse | 5.066% | 3.483% | 0.9983% | 1.301% | 3.483% | 2.217% | 0% | 1.301% | 2.597% | 0% | 19.51% | 40.68% | 6.495% | 12.86% | 0% | 100%
Sites-Based | FCZ08 | All Commercial | 1.294% | 2.847% | 3.418% | 1.34% | 1.336% | 3.363% | 1.035% | 1.634% | 2.696% | 3.358% | 20.91% | 40.06% | 4.378% | 9.351% | 2.983% | 100%
Sites-Based | FCZ09 | College | 0% | 0% | 34.13% | 0% | 0% | 0% | 0% | 0% | 0% | 0% | 0.9904% | 50.38% | 4.277% | 1.306% | 8.914% | 100%
Sites-Based | FCZ09 | Food Stores | 0.7239% | 0.7239% | 2.438% | 0% | 0% | 2.624% | 0% | 5.211% | 1.952% | 4.091% | 17.68% | 50.73% | 2.676% | 9.974% | 1.176% | 100%
Sites-Based | FCZ09 | Health Care | 0% | 1.791% | 1.057% | 0% | 1.348% | 3.139% | 1.154% | 0% | 0% | 0% | 19.14% | 59.39% | 1.791% | 11.2% | 0% | 100%
Sites-Based | FCZ09 | Lodging | 0% | 3.184% | 0.7948% | 0% | 2.993% | 6.308% | 0% | 6.709% | 3.124% | 14.67% | 12.16% | 42.08% | 1.993% | 2.993% | 2.993% | 100%
Sites-Based | FCZ09 | Miscellaneous | 0% | 0.7193% | 3.509% | 5.578% | 0% | 4.243% | 0% | 0.2219% | 0% | 2.789% | 14.24% | 50.43% | 2.719% | 14.83% | 0.7157% | 100%
Sites-Based | FCZ09 | Office, Large | 0% | 0% | 0% | 0% | 6.114% | 0% | 0% | 0% | 0% | 0% | 8.583% | 47.97% | 0% | 37.33% | 0% | 100%
Sites-Based | FCZ09 | Office, Small | 1.144% | 5.437% | 1.974% | 1.002% | 2.004% | 4.003% | 0.7173% | 3.973% | 0% | 1.144% | 16.76% | 47.55% | 2.721% | 11.57% | 0% | 100%
Sites-Based | FCZ09 | Refrigerated Warehouse | 0% | 0% | 0% | 0% | 0% | 0% | 0% | 78.55% | 0% | 0% | 0% | 21.45% | 0% | 0% | 0% | 100%
Sites-Based | FCZ09 | Restaurant | 1.099% | 1.099% | 0% | 0.7414% | 1.84% | 2.198% | 1.705% | 2.198% | 5.695% | 0.6061% | 22.13% | 38.84% | 4.841% | 16.27% | 0.7414% | 100%
Sites-Based | FCZ09 | Retail | 0% | 2.186% | 2.186% | 2.7% | 0% | 0.5134% | 0% | 1.402% | 7.143% | 2.186% | 11.87% | 57.35% | 6.426% | 3.845% | 2.186% | 100%
Sites-Based | FCZ09 | School | 0% | 14.87% | 15.18% | 2.063% | 0% | 2.063% | 0% | 0% | 1.186% | 0% | 10.09% | 43.34% | 0% | 11.2% | 0% | 100%
Sites-Based | FCZ09 | Warehouse | 0% | 0% | 0% | 0% | 0% | 0% | 0% | 2.59% | 0% | 5.605% | 19.02% | 59.51% | 6.94% | 1.816% | 4.52% | 100%
Sites-Based | FCZ09 | All Commercial | 0.4686% | 3.241% | 3.285% | 2.106% | 0.8489% | 2.74% | 0.4002% | 2.335% | 2.22% | 2.177% | 15.31% | 49.72% | 3.672% | 10.34% | 1.132% | 100%
Sites-Based | FCZ10 | College | 0% | 0.2137% | 0% | 0% | 0% | 0% | 4.053% | 12.47% | 0% | 0% | 34.48% | 40.68% | 0% | 8.106% | 0% | 100%
Sites-Based | FCZ10 | Food Stores | 0% | 0% | 3.391% | 2.453% | 0.388% | 0% | 0% | 1.966% | 1.155% | 2.863% | 19.27% | 51.55% | 4.582% | 11.52% | 0.8695% | 100%
Sites-Based | FCZ10 | Health Care | 0% | 0% | 0% | 0.4726% | 0.4726% | 3.875% | 0% | 0% | 0% | 0% | 44.11% | 44.65% | 0% | 6.418% | 0% | 100%
Sites-Based | FCZ10 | Lodging | 0% | 0% | 1.403% | 1.635% | 1.403% | 4.904% | 0% | 3.269% | 1.635% | 0% | 18.7% | 41.39% | 3.996% | 13.73% | 7.932% | 100%
Sites-Based | FCZ10 | Miscellaneous | 0.2852% | 1.867% | 5.012% | 0.3236% | 2.363% | 3.391% | 0.3236% | 4.273% | 5.892% | 2.8% | 19.37% | 35.86% | 5.564% | 10.48% | 2.19% | 100%
Sites-Based | FCZ10 | Office, Large | 0% | 0% | 0% | 0% | 0% | 0% | 0% | 0% | 0% | 0% | 48.99% | 40.89% | 0% | 5.026% | 5.102% | 100%
Sites-Based | FCZ10 | Office, Small | 2.405% | 3.039% | 1.052% | 0.3245% | 5.137% | 6.428% | 0% | 1.492% | 5.482% | 0.8775% | 24.17% | 35.97% | 4.477% | 7.166% | 1.987% | 100%
Sites-Based | FCZ10 | Refrigerated Warehouse | 0% | 0% | 0% | 0% | 0% | 0% | 0% | 0% | 0% | 0% | 0% | 100% | 0% | 0% | 0% | 100%
Sites-Based | FCZ10 | Restaurant | 0% | 0.4402% | 1.095% | 0.4759% | 0.2075% | 3.121% | 0.5993% | 3.112% | 1.367% | 3.475% | 26.89% | 44.33% | 2.277% | 11.84% | 0.7767% | 100%
Sites-Based | FCZ10 | Retail | 1.301% | 2.549% | 5.054% | 1.56% | 3.149% | 3.582% | 2.11% | 0.7911% | 3.143% | 4.877% | 12.67% | 37.59% | 5.993% | 14.61% | 1.009% | 100%
Sites-Based | FCZ10 | School | 2.846% | 0% | 5.098% | 1.369% | 2.252% | 0% | 0.9547% | 2.846% | 0% | 2.252% | 20.27% | 50.63% | 4.756% | 5.766% | 0.9547% | 100%
Sites-Based | FCZ10 | Warehouse | 0.1168% | 0.2525% | 0% | 2.69% | 1.051% | 6.355% | 0.5253% | 1.349% | 3.244% | 2.719% | 25.47% | 40.35% | 5.691% | 10.19% | 0% | 100%
Sites-Based | FCZ10 | All Commercial | 1.025% | 1.78% | 2.856% | 0.9681% | 2.647% | 4.061% | 0.7835% | 2.156% | 3.645% | 2.753% | 21.38% | 39.24% | 4.655% | 10.63% | 1.418% | 100%
Sites-Based | FCZ11 | College | 2.28% | 9.507% | 16.59% | 0% | 0% | 0% | 0% | 0% | 0% | 1.208% | 39.57% | 23.32% | 7.226% | 0.286% | 0% | 100%
Sites-Based | FCZ11 | Food Stores | 0% | 0% | 0% | 0% | 2.131% | 1.572% | 1.503% | 0% | 1.572% | 1.503% | 21.64% | 49.04% | 3.703% | 12.92% | 4.41% | 100%
Sites-Based | FCZ11 | Health Care | 0% | 13.37% | 14.13% | 0% | 0% | 1.589% | 0% | 0% | 6.335% | 6.335% | 8.226% | 38.23% | 1.588% | 10.19% | 0% | 100%
Sites-Based | FCZ11 | Lodging | 0% | 3.995% | 0.8927% | 2.648% | 0% | 5.367% | 0% | 1.755% | 0% | 0% | 24.86% | 39.98% | 1.755% | 18.75% | 0% | 100%
Sites-Based | FCZ11 | Miscellaneous | 0.9846% | 3.001% | 1.965% | 2.118% | 0.8829% | 1.388% | 0% | 0.704% | 3.2% | 4.237% | 25.57% | 37.55% | 9.183% | 7.446% | 1.766% | 100%
Sites-Based | FCZ11 | Office, Large | 5.968% | 0% | 14.85% | 0% | 0% | 2.655% | 0% | 14.85% | 0% | 13.72% | 0% | 39.26% | 0% | 8.688% | 0% | 100%
Sites-Based | FCZ11 | Office, Small | 0.4256% | 5.109% | 6.455% | 0% | 0.4256% | 11.1% | 1.838% | 1.292% | 2.409% | 0.4256% | 14.4% | 43.39% | 0.4256% | 12.3% | 0% | 100%
Sites-Based | FCZ11 | Refrigerated Warehouse | 0% | 0% | 0% | 0% | 0% | 0% | 0% | 0% | 0% | 0% | 39.75% | 60.25% | 0% | 0% | 0% | 100%
Sites-Based | FCZ11 | Restaurant | 0.6221% | 1.258% | 1.49% | 1.49% | 2.112% | 3.603% | 0% | 0.6221% | 0.3166% | 3.076% | 22.42% | 40.66% | 11.46% | 9.053% | 1.809% | 100%
Sites-Based | FCZ11 | Retail | 0.2771% | 3.624% | 1.095% | 4.865% | 2.623% | 2.804% | 0.1131% | 1.377% | 3.23% | 3.177% | 19.69% | 40.57% | 5.8% | 9.084% | 1.663% | 100%
Sites-Based | FCZ11 | School | 0% | 6.549% | 1.65% | 0% | 3.006% | 0% | 2.765% | 1.627% | 2.449% | 0% | 21.85% | 45.66% | 4.898% | 8.048% | 1.499% | 100%
Sites-Based | FCZ11 | Warehouse | 0.5339% | 0% | 5.041% | 5.041% | 0% | 9.693% | 0% | 2.785% | 2.521% | 2.521% | 27.87% | 28.38% | 3.204% | 12.41% | 0% | 100%
Sites-Based | FCZ11 | All Commercial | 0.5263% | 3.717% | 3.566% | 2.005% | 1.35% | 5.083% | 0.6923% | 1.176% | 2.495% | 2.449% | 20.15% | 40.53% | 5.154% | 9.939% | 1.172% | 100%
Sites-Based | FCZ12c | College | 6.15% | 0% | 1.234% | 0% | 0% | 9.528% | 3.176% | 0% | 3.176% | 1.074% | 22.57% | 37.62% | 2.974% | 0% | 12.5% | 100%
Sites-Based | FCZ12c | Food Stores | 0.7113% | 2.446% | 4.467% | 3.046% | 0% | 4.238% | 0.2607% | 2.244% | 1.713% | 3.303% | 25.52% | 36.23% | 3.689% | 8.529% | 3.611% | 100%
Sites-Based | FCZ12c | Health Care | 2.74% | 0% | 1.885% | 7.364% | 1.798% | 0.9125% | 0% | 0.9426% | 3.12% | 0.9426% | 26.87% | 39.65% | 1.798% | 8.19% | 3.788% | 100%
Sites-Based | FCZ12c | Lodging | 2.238% | 1.647% | 3.082% | 0.929% | 2.365% | 0.7178% | 0.7178% | 2.153% | 3.8% | 0% | 28.36% | 35.51% | 4.127% | 10.46% | 3.89% | 100%
Sites-Based | FCZ12c | Miscellaneous | 1.459% | 3.264% | 3.141% | 1.353% | 2.105% | 2.985% | 1.164% | 2.518% | 5.373% | 0.9443% | 24.85% | 30.4% | 10.13% | 6.762% | 3.556% | 100%
Sites-Based | FCZ12c | Office, Large | 1.14% | 3.605% | 2.659% | 0% | 1.663% | 1.663% | 0.5227% | 3.839% | 0.331% | 1.14% | 17.94% | 37.7% | 2.782% | 19.65% | 5.362% | 100%
Sites-Based | FCZ12c | Office, Small | 0.5219% | 1.499% | 3.012% | 1.301% | 1.878% | 6.096% | 2.419% | 1.743% | 3.1% | 2.761% | 29.64% | 29.07% | 8.091% | 6.298% | 2.574% | 100%
Sites-Based | FCZ12c | Refrigerated Warehouse | 9.153% | 0% | 0% | 0% | 4.179% | 4.179% | 0% | 1.424% | 1.424% | 0% | 46.44% | 18.33% | 9.153% | 5.718% | 0% | 100%
Sites-Based | FCZ12c | Restaurant | 0.7608% | 4.144% | 4.863% | 0.877% | 0.5797% | 4.533% | 1.489% | 1.739% | 3.592% | 3.033% | 24.9% | 33.53% | 7.416% | 6.77% | 1.772% | 100%
Sites-Based | FCZ12c | Retail | 4.158% | 5.006% | 3.813% | 2.534% | 1.76% | 2.774% | 1.45% | 2.446% | 2.203% | 1.913% | 20.08% | 35.83% | 6.818% | 6.058% | 3.16% | 100%
Sites-Based | FCZ12c | School | 0% | 21.3% | 4.95% | 7.929% | 0% | 0% | 0% | 0% | 6.656% | 0% | 18.62% | 32.14% | 0% | 1.748% | 6.656% | 100%
Sites-Based | FCZ12c | Warehouse | 1.616% | 1.141% | 2.456% | 3.849% | 3.854% | 8.531% | 0.7971% | 6.174% | 2.79% | 1.174% | 28.41% | 26.25% | 2.868% | 3.481% | 6.602% | 100%
Sites-Based | FCZ12c | All Commercial | 1.564% | 3.13% | 3.416% | 1.85% | 1.682% | 4.516% | 1.62% | 2.19% | 3.203% | 2.147% | 25.8% | 31.88% | 7.054% | 6.698% | 3.247% | 100%
Sites-Based | FCZ12i | College | 0% | 4.597% | 14.96% | 0% | 4.597% | 0% | 0% | 0% | 0.5401% | 1.196% | 38.65% | 18.73% | 16.74% | 0% | 0% | 100%
Sites-Based | FCZ12i | Food Stores | 0% | 3.399% | 1.337% | 0.8967% | 2.069% | 2.063% | 1.173% | 1.893% | 2.516% | 1.173% | 25.15% | 54.03% | 0.8967% | 2.513% | 0.8967% | 100%
Sites-Based | FCZ12i | Health Care | 0% | 0% | 7.976% | 0% | 0% | 3.901% | 2.674% | 1.536% | 1.536% | 3.114% | 31.08% | 31.63% | 6.145% | 6.399% | 4.012% | 100%
Sites-Based | FCZ12i | Lodging | 0% | 0% | 3.09% | 6.181% | 0% | 6.785% | 10.56% | 6.386% | 0% | 0% | 6.839% | 34.5% | 6.785% | 18.87% | 0% | 100%
Sites-Based | FCZ12i | Miscellaneous | 2.284% | 6.129% | 2.112% | 1.517% | 0.1856% | 0.9313% | 0.1856% | 0.2667% | 5.275% | 1.45% | 34.39% | 30.08% | 4.275% | 8.366% | 2.553% | 100%
Sites-Based | FCZ12i | Office, Large | 0% | 0% | 5.443% | 0% | 0% | 0% | 0% | 8.005% | 0% | 5.443% | 13.8% | 35.88% | 18.35% | 13.08% | 0% | 100%
Sites-Based | FCZ12i | Office, Small | 1.896% | 2.905% | 2.27% | 1.701% | 1.634% | 4.004% | 3.76% | 4.074% | 0.4873% | 1.366% | 34.46% | 25.43% | 5.781% | 7.709% | 2.52% | 100%
Sites-Based | FCZ12i | Refrigerated Warehouse | 0% | 0% | 0% | 0% | 0% | 0% | 0% | 0% | 7.914% | 0% | 69.07% | 23.01% | 0% | 0% | 0% | 100%
Sites-Based | FCZ12i | Restaurant | 5.055% | 1.968% | 3.441% | 0% | 5.765% | 4.626% | 0% | 1.325% | 2.65% | 1.319% | 20.62% | 44.14% | 7.091% | 0% | 2% | 100%
Sites-Based | FCZ12i | Retail | 0.4491% | 3.174% | 2.699% | 2.787% | 1.689% | 8.211% | 1.066% | 0.4782% | 4.274% | 1.995% | 31.57% | 23.38% | 6.089% | 10.01% | 2.131% | 100%
Sites-Based | FCZ12i | School | 4.003% | 10.84% | 0% | 0% | 10.84% | 0% | 8.006% | 0% | 0% | 0% | 13.25% | 39.99% | 8.006% | 4.003% | 1.053% | 100%
Sites-Based | FCZ12i | Warehouse | 4.98% | 6.243% | 0.5246% | 0% | 0% | 9.961% | 1.263% | 1.263% | 4.98% | 0% | 24.34% | 27.51% | 7.972% | 9.235% | 1.728% | 100%
Sites-Based | FCZ12i | All Commercial | 1.988% | 3.691% | 2.629% | 1.512% | 2.006% | 4.41% | 1.97% | 1.93% | 2.701% | 1.473% | 30.1% | 30.28% | 5.928% | 7.214% | 2.167% | 100%
Sites-Based | FCZ13 | College | 0% | 0.4242% | 0% | 0% | 0% | 0% | 0% | 2.422% | 10.11% | 3.842% | 35.62% | 43.53% | 0% | 4.055% | 0% | 100%
Sites-Based | FCZ13 | Food Stores | 0% | 3.457% | 1.901% | 0% | 0.378% | 10.82% | 0.432% | 1.971% | 0.9786% | 4.636% | 30.04% | 34.63% | 2.396% | 8.364% | 0% | 100%
Sites-Based | FCZ13 | Health Care | 0% | 0% | 2.96% | 2.147% | 0% | 2.426% | 0% | 1.932% | 0% | 2.671% | 39.92% | 31.75% | 0% | 12.82% | 3.365% | 100%
Sites-Based | FCZ13 | Lodging | 0% | 0% | 0% | 0% | 0% | 5.71% | 0% | 0% | 0% | 0% | 21.08% | 68.45% | 0% | 4.763% | 0% | 100%
Sites-Based | FCZ13 | Miscellaneous | 0.7573% | 1.217% | 2.404% | 0.5015% | 0.7523% | 6.361% | 0.7573% | 2.827% | 1.964% | 3.864% | 33.91% | 31.93% | 1.003% | 11.08% | 0.6689% | 100%
Sites-Based | FCZ13 | Office, Large | 1.466% | 3.339% | 3.339% | 0% | 0% | 3.37% | 0% | 0% | 1.904% | 3.339% | 18.13% | 40.48% | 5.839% | 17.86% | 0.9357% | 100%
Sites-Based | FCZ13 | Office, Small | 0.4233% | 1.9% | 2.808% | 1.063% | 1.212% | 6.652% | 1.303% | 1.911% | 2.424% | 3.879% | 34.22% | 34.47% | 2.49% | 4.552% | 0.6877% | 100%
Sites-Based | FCZ13 | Refrigerated Warehouse | 0% | 0% | 0% | 0% | 0% | 2.856% | 0% | 0% | 0% | 0% | 11.35% | 30.36% | 0% | 55.43% | 0% | 100%
Sites-Based | FCZ13 | Restaurant | 0.328% | 1.194% | 3.355% | 0.328% | 1.162% | 4.751% | 0.984% | 1.49% | 1.027% | 3.387% | 29.01% | 44.04% | 0% | 8.201% | 0.7412% | 100%
Sites-Based | FCZ13 | Retail | 0.751% | 1.051% | 1.903% | 0.5899% | 2.086% | 9.453% | 0.9197% | 2.379% | 5.221% | 3.153% | 33.18% | 30.28% | 1.196% | 6.605% | 1.228% | 100%
Sites-Based | FCZ13 | School | 0.212% | 0% | 1.943% | 0% | 1.728% | 2.369% | 0% | 0% | 0% | 4.876% | 14.06% | 55.74% | 0% | 19.08% | 0% | 100%
Sites-Based | FCZ13 | Warehouse | 0.4873% | 0.8973% | 0.4873% | 0% | 0.7364% | 9.734% | 1.478% | 2.479% | 3.046% | 5.061% | 26.84% | 38.03% | 0% | 9.983% | 0.7364% | 100%
Sites-Based | FCZ13 | All Commercial | 0.5174% | 1.42% | 2.354% | 0.6191% | 1.213% | 6.991% | 0.9246% | 2.062% | 2.819% | 3.694% | 31.98% | 35.32% | 1.388% | 7.869% | 0.8204% | 100%
Sites-Based | FCZ16 | College | 0% | 0% | 0% | 0% | 0% | 62.92% | 0% | 0% | 0% | 19.82% | 17.26% | 0% | 0% | 0% | 0% | 100%
Sites-Based | FCZ16 | Food Stores | 0% | 3.797% | 4.672% | 1.118% | 0.9839% | 9.116% | 0.9192% | 11.03% | 2.745% | 20.56% | 31.36% | 13.69% | 0% | 0% | 0% | 100%
Sites-Based | FCZ16 | Health Care | 0% | 64.88% | 0% | 2.961% | 0% | 0% | 0% | 0% | 0% | 0% | 28.15% | 4.006% | 0% | 0% | 0% | 100%
Sites-Based | FCZ16 | Lodging | 0.8342% | 9.491% | 7.575% | 0% | 0.8342% | 0% | 0% | 15.34% | 1.272% | 12% | 36.15% | 16.5% | 0% | 0% | 0% | 100%
Sites-Based | FCZ16 | Miscellaneous | 1.865% | 0.953% | 2.108% | 0.705% | 0.236% | 4.435% | 1.057% | 1.653% | 10.93% | 17.97% | 36.46% | 4.805% | 2.217% | 3.275% | 11.34% | 100%
Sites-Based | FCZ16 | Office, Large | 0% | 5.363% | 3.056% | 8.544% | 0% | 11.43% | 0% | 8.562% | 2.885% | 8.268% | 45.58% | 6.319% | 0% | 0% | 0% | 100%
Sites-Based | FCZ16 | Office, Small | 0.1989% | 0% | 7.768% | 0% | 1.357% | 0% | 1.357% | 7.982% | 9.862% | 9.862% | 46.25% | 8.065% | 0% | 0.8874% | 6.411% | 100%
Sites-Based | FCZ16 | Refrigerated Warehouse | 0% | 0% | 0% | 4% | 0% | 22.78% | 6.574% | 0% | 12.41% | 0% | 46.32% | 3.634% | 4.272% | 0% | 0% | 100%
Sites-Based | FCZ16 | Restaurant | 0% | 7.462% | 5.092% | 1.261% | 0.2228% | 0.9218% | 5.211% | 3.24% | 6.939% | 11.26% | 42.07% | 11.95% | 0.4731% | 3.902% | 0% | 100%
Sites-Based | FCZ16 | Retail | 1.636% | 2.391% | 2.137% | 3.272% | 2.38% | 11.12% | 0.7321% | 0.5634% | 3.236% | 9.923% | 37.18% | 21.27% | 0% | 2.536% | 1.636% | 100%
Sites-Based | FCZ16 | School | 0% | 2.678% | 16.15% | 0.6044% | 0% | 3.092% | 3.092% | 3.885% | 3.472% | 4.216% | 53.9% | 2.417% | 0% | 6.485% | 0% | 100%
Sites-Based | FCZ16 | Warehouse | 0% | 0% | 0% | 0% | 0% | 1.789% | 0% | 0% | 7.327% | 3.723% | 83.8% | 1.681% | 0% | 1.679% | 0% | 100%
Sites-Based | FCZ16 | All Commercial | 0.8929% | 3.777% | 4.084% | 1.722% | 1.192% | 5.565% | 1.648% | 3.363% | 6.319% | 11.29% | 41.28% | 12.53% | 0.4396% | 2.39% | 3.504% | 100%
Sites-Based | FCZ17 | College | 0% | 0.9303% | 0% | 26.27% | 0% | 0% | 0% | 0% | 52.8% | 18.13% | 0.5063% | 1.358% | 0% | 0% | 0% | 100%
Sites-Based | FCZ17 | Food Stores | 0% | 0% | 9.816% | 1.066% | 1.066% | 2.924% | 3.457% | 1.242% | 8.106% | 8.273% | 59.93% | 1.199% | 0% | 1.526% | 1.397% | 100%
Sites-Based | FCZ17 | Health Care | 0% | 0% | 0% | 4.196% | 2.575% | 0% | 0.726% | 0% | 0% | 0% | 91.78% | 0.726% | 0% | 0% | 0% | 100%
Sites-Based | FCZ17 | Lodging | 0% | 0% | 0% | 0% | 0% | 0% | 0% | 17.15% | 0% | 0% | 61.48% | 21.37% | 0% | 0% | 0% | 100%
Sites-Based | FCZ17 | Miscellaneous | 0.9727% | 2.451% | 1.708% | 0.2096% | 2.205% | 5.233% | 2.82% | 3.054% | 3.054% | 11.5% | 51.49% | 5.972% | 0.9727% | 6.513% | 1.847% | 100%
Sites-Based | FCZ17 | Office, Large | 0% | 0% | 10.96% | 0% | 0% | 0% | 0% | 0% | 0% | 7.819% | 72.47% | 1.914% | 0% | 6.839% | 0% | 100%
Sites-Based | FCZ17 | Office, Small | 0% | 1.228% | 3.226% | 2.455% | 2.446% | 7.152% | 3.673% | 16.11% | 1.228% | 7.928% | 42.99% | 6.649% | 1.228% | 2.455% | 1.228% | 100%
Sites-Based | FCZ17 | Refrigerated Warehouse | 0% | 0% | 0% | 0% | 0% | 11.56% | 0% | 0% | 0% | 1.5% | 86.94% | 0% | 0% | 0% | 0% | 100%
Sites-Based | FCZ17 | Restaurant | 0.76% | 1.28% | 5.916% | 2.512% | 3.585% | 5.825% | 3.585% | 2.067% | 2.934% | 3.712% | 47.85% | 15.9% | 0.9524% | 1.216% | 1.905% | 100%
Sites-Based | FCZ17 | Retail | 0.1687% | 5.999% | 0.302% | 4.873% | 1.068% | 13.82% | 3.886% | 4.695% | 9.37% | 1.597% | 43.18% | 5.236% | 0% | 4.671% | 1.131% | 100%
Sites-Based | FCZ17 | School | 0% | 8.539% | 0.8007% | 0.8007% | 2.714% | 2.084% | 0.8007% | 0% | 0% | 3.515% | 78.03% | 2.714% | 0% | 0% | 0% | 100%
Sites-Based | FCZ17 | Warehouse | 0.7827% | 0% | 3.951% | 2.062% | 0% | 0.08233% | 0% | 8.467% | 7.331% | 19.32% | 36.88% | 12% | 0% | 0% | 9.127% | 100%
Sites-Based | FCZ17 | All Commercial | 0.3835% | 2.62% | 2.796% | 2.841% | 1.89% | 7.147% | 3.021% | 6.554% | 5.205% | 7.126% | 47.38% | 7.257% | 0.5931% | 3.24% | 1.944% | 100%

## Indoor-Lit Upgrade Vintage
Indoor Lighting Upgrade Vintage By Planning Area, Utility & Forecast Zone
Statewide - Participating Utilities1 + Nonparticipating Utilities2 + Non-Surveyed Forecast Zones3 (FCZ)
Utility xxx Tot - Utility xxx Planning Area (Participating Utility xxx + Nonparticipating Utilities within the planning area of Utility xxx)
Utility xxx - Participating Utility xxx
FCZ xx Tot - Participating Utility Forecast Zone Total (FZC xx + Nonparticipating Utilities within the planning area of the corresponding Utility)
FCZ xx - Participating Utility Forecast zone
1- Participating Utilities: PG&E, SCE, SDG&E, LADWP, SMUD
2- Non-Participating Utilities: Other utilities operating within the areas covered by CEUS survey
3- Forecast Zones (FCZ): Climate zones defined for the Energy Commission's Forecast (FCZ01-FCZ17)
Notes
Year Unknown- Indicates there have been upgrades but specific information was not available
Not Available - Indicates no data was available to determine if there have been any upgrades
No Upgrades Reported- Indicates there have not been any upgrades
New Construction- At the time of the survey, sites up to four-years old were considered as "New Construction" (lighting installed at the time of construction is at least up to the code, however, but not considered as upgrade)
Most of the lighting upgrades reported for 2015-2021 vintage is due to installing LED lighting
Floorspace-Based data is listed on rows 24-582, and Site-Based data on rows 583-1141
Calculation Method | Statewide/ Utility/ FCZ | Building Type | 1985<=X<1990 | 1990<=X<1995 | 1995<=X<2000 | 2000<=X<2005 | 2005<=X<2010 | 2010<=X<2015 | 2015<=X<2021 | Year Unknown | Not Available | No Upgrades | New Construction | Total | ← Indoor lighting upgrade vintage
Floorspace-Based | Statewide | College | 0% | 0% | 0% | 0.0337% | 0.2383% | 0.4718% | 75.38% | 16.34% | 0.633% | 6.209% | 0.6937% | 100% | ↓ % of Commercial floorspace
Floorspace-Based | Statewide | Food Stores | 0.08417% | 0% | 0% | 0.03335% | 0.8661% | 4.924% | 57.58% | 30.33% | 1.538% | 2.438% | 2.204% | 100%
Floorspace-Based | Statewide | Health Care | 0% | 0% | 0% | 0.007619% | 0.8734% | 3.016% | 59.37% | 28.2% | 1.646% | 3.372% | 3.515% | 100%
Floorspace-Based | Statewide | Lodging | 0% | 0.01771% | 0.03764% | 0.1274% | 0.7998% | 10.45% | 60.4% | 19.86% | 0.7061% | 2.382% | 5.221% | 100%
Floorspace-Based | Statewide | Miscellaneous | 0% | 0% | 0% | 0.09928% | 0.6% | 3.959% | 49.13% | 36.17% | 2.904% | 5.184% | 1.951% | 100%
Floorspace-Based | Statewide | Office, Large | 0% | 0% | 0% | 0% | 0.8631% | 5.516% | 65.96% | 21.15% | 1.379% | 4.711% | 0.4162% | 100%
Floorspace-Based | Statewide | Office, Small | 0% | 0% | 0% | 0.1028% | 0.4864% | 3.257% | 41.8% | 43.02% | 3.488% | 7.024% | 0.8176% | 100%
Floorspace-Based | Statewide | Refrigerated Warehouse | 0% | 0% | 0% | 0% | 0% | 6.637% | 58.57% | 17.65% | 3.278% | 1.542% | 12.32% | 100%
Floorspace-Based | Statewide | Restaurant | 0% | 0% | 0.0398% | 0.2352% | 0.931% | 4.126% | 46% | 37.4% | 4.709% | 4.875% | 1.686% | 100%
Floorspace-Based | Statewide | Retail | 0% | 0.005754% | 0.01966% | 0.0787% | 0.6276% | 3.978% | 51.16% | 30.64% | 3.556% | 5.579% | 4.362% | 100%
Floorspace-Based | Statewide | School | 0% | 0% | 0% | 0% | 0.3673% | 2.278% | 50.83% | 37.61% | 1.099% | 7.487% | 0.3316% | 100%
Floorspace-Based | Statewide | Warehouse | 0% | 0.1613% | 0.1% | 0.05002% | 0.5276% | 6.522% | 41.72% | 29.91% | 4.683% | 13.51% | 2.822% | 100%
Floorspace-Based | Statewide | All Commercial | 0.002309% | 0.02461% | 0.01976% | 0.06098% | 0.6203% | 4.586% | 52.97% | 30.42% | 2.651% | 6.34% | 2.305% | 100%
Floorspace-Based | PG&E Tot | College | 0% | 0% | 0% | 0% | 0.6698% | 0.8753% | 79.15% | 15.62% | 1.688% | 1.131% | 0.8681% | 100%
Floorspace-Based | PG&E Tot | Food Stores | 0% | 0% | 0% | 0% | 0.3975% | 3.463% | 59.76% | 29.44% | 2.615% | 2.529% | 1.795% | 100%
Floorspace-Based | PG&E Tot | Health Care | 0% | 0% | 0% | 0% | 0.07215% | 3.067% | 68.6% | 19.49% | 1.714% | 3.797% | 3.265% | 100%
Floorspace-Based | PG&E Tot | Lodging | 0% | 0% | 0.08584% | 0.1271% | 1.63% | 17.35% | 59.91% | 16.06% | 0.8511% | 2.023% | 1.958% | 100%
Floorspace-Based | PG&E Tot | Miscellaneous | 0% | 0% | 0% | 0.1871% | 0.4678% | 4.103% | 50.35% | 33.33% | 3.415% | 5.395% | 2.753% | 100%
Floorspace-Based | PG&E Tot | Office, Large | 0% | 0% | 0% | 0% | 0.2806% | 9.256% | 66.25% | 17.09% | 2.429% | 4.639% | 0.0536% | 100%
Floorspace-Based | PG&E Tot | Office, Small | 0% | 0% | 0% | 0.1507% | 0.3809% | 3.564% | 40.18% | 40.9% | 4.124% | 9.313% | 1.386% | 100%
Floorspace-Based | PG&E Tot | Refrigerated Warehouse | 0% | 0% | 0% | 0% | 0% | 8.188% | 56.66% | 17.24% | 2.187% | 0.9366% | 14.79% | 100%
Floorspace-Based | PG&E Tot | Restaurant | 0% | 0% | 0.1202% | 0.1566% | 0.689% | 4.593% | 46.13% | 34.79% | 6.006% | 5.303% | 2.215% | 100%
Floorspace-Based | PG&E Tot | Retail | 0% | 0% | 0% | 0% | 0.2222% | 4.407% | 52.06% | 31.41% | 4.699% | 5.084% | 2.112% | 100%
Floorspace-Based | PG&E Tot | School | 0% | 0% | 0% | 0% | 0% | 1.565% | 49.08% | 45.07% | 1.728% | 2.406% | 0.1567% | 100%
Floorspace-Based | PG&E Tot | Warehouse | 0% | 0% | 0% | 0.1797% | 0.9814% | 7.229% | 43.75% | 30.68% | 3.276% | 9.178% | 4.73% | 100%
Floorspace-Based | PG&E Tot | All Commercial | 0% | 0% | 0.008267% | 0.08998% | 0.4823% | 5.875% | 54.61% | 28.51% | 3.02% | 5.188% | 2.215% | 100%
Floorspace-Based | SCE Tot | College | 0% | 0% | 0% | 0.08324% | 0.05286% | 0.465% | 62.3% | 22.88% | 0.1347% | 13.52% | 0.5565% | 100%
Floorspace-Based | SCE Tot | Food Stores | 0.2025% | 0% | 0% | 0.08023% | 1.728% | 7.795% | 49.2% | 35.47% | 1.082% | 1.873% | 2.561% | 100%
Floorspace-Based | SCE Tot | Health Care | 0% | 0% | 0% | 0.02087% | 2.315% | 4.142% | 45.39% | 36.96% | 2.666% | 4.144% | 4.368% | 100%
Floorspace-Based | SCE Tot | Lodging | 0% | 0.0531% | 0% | 0.2148% | 0.2026% | 6.371% | 53.19% | 32.07% | 0.8761% | 3% | 4.02% | 100%
Floorspace-Based | SCE Tot | Miscellaneous | 0% | 0% | 0% | 0.03939% | 0.846% | 4.399% | 47.55% | 38.56% | 2.678% | 4.579% | 1.357% | 100%
Floorspace-Based | SCE Tot | Office, Large | 0% | 0% | 0% | 0% | 1.352% | 3.221% | 62.35% | 24.71% | 1.258% | 6.198% | 0.9194% | 100%
Floorspace-Based | SCE Tot | Office, Small | 0% | 0% | 0% | 0.1166% | 0.8291% | 3.955% | 36.54% | 47.83% | 3.677% | 6.517% | 0.533% | 100%
Floorspace-Based | SCE Tot | Refrigerated Warehouse | 0% | 0% | 0% | 0% | 0% | 7.383% | 59.84% | 13.85% | 3.486% | 1.445% | 13.99% | 100%
Floorspace-Based | SCE Tot | Restaurant | 0% | 0% | 0% | 0.428% | 1.367% | 4.848% | 42.65% | 39.99% | 4.067% | 5.285% | 1.36% | 100%
Floorspace-Based | SCE Tot | Retail | 0% | 0.01232% | 0.04208% | 0.161% | 0.8723% | 4.567% | 46.67% | 29.45% | 3.559% | 7.304% | 7.363% | 100%
Floorspace-Based | SCE Tot | School | 0% | 0% | 0% | 0% | 0.7793% | 2.204% | 51.22% | 32.74% | 0.8612% | 11.59% | 0.6085% | 100%
Floorspace-Based | SCE Tot | Warehouse | 0% | 0.2484% | 0% | 0.004473% | 0.4162% | 6.976% | 38.54% | 29.23% | 5.825% | 16.39% | 2.366% | 100%
Floorspace-Based | SCE Tot | All Commercial | 0.005613% | 0.05983% | 0.00611% | 0.06706% | 0.8291% | 4.717% | 47.3% | 32.38% | 3.103% | 8.75% | 2.782% | 100%
Floorspace-Based | SDG&E Tot | College | 0% | 0% | 0% | 0% | 0% | 0% | 95.82% | 2.094% | 0.2442% | 1.098% | 0.7417% | 100%
Floorspace-Based | SDG&E Tot | Food Stores | 0% | 0% | 0% | 0% | 0% | 3.225% | 82.21% | 10.56% | 0.8453% | 2.663% | 0.4948% | 100%
Floorspace-Based | SDG&E Tot | Health Care | 0% | 0% | 0% | 0% | 0% | 1.627% | 77.08% | 15.9% | 0.05315% | 1.361% | 3.972% | 100%
Floorspace-Based | SDG&E Tot | Lodging | 0% | 0% | 0% | 0% | 0.1307% | 3.094% | 73.8% | 8.403% | 0.2462% | 2.138% | 12.19% | 100%
Floorspace-Based | SDG&E Tot | Miscellaneous | 0% | 0% | 0% | 0% | 0.5581% | 3.503% | 52.41% | 35.99% | 0.9402% | 4.309% | 2.296% | 100%
Floorspace-Based | SDG&E Tot | Office, Large | 0% | 0% | 0% | 0% | 0% | 1.331% | 78.4% | 14.64% | 0% | 4.748% | 0.8797% | 100%
Floorspace-Based | SDG&E Tot | Office, Small | 0% | 0% | 0% | 0% | 0.1562% | 1.896% | 58.85% | 34.47% | 1.936% | 2.352% | 0.3485% | 100%
Floorspace-Based | SDG&E Tot | Refrigerated Warehouse | 0% | 0% | 0% | 0% | 0% | 1.584% | 56.29% | 26.76% | 0% | 11.85% | 3.509% | 100%
Floorspace-Based | SDG&E Tot | Restaurant | 0% | 0% | 0% | 0% | 0% | 2.727% | 55.59% | 32.8% | 3.255% | 2.901% | 2.724% | 100%
Floorspace-Based | SDG&E Tot | Retail | 0% | 0% | 0% | 0.03666% | 0.06214% | 1.348% | 71.14% | 21.17% | 3.77% | 1.317% | 1.163% | 100%
Floorspace-Based | SDG&E Tot | School | 0% | 0% | 0% | 0% | 0% | 0% | 61.95% | 29.91% | 0.1512% | 7.987% | 0% | 100%
Floorspace-Based | SDG&E Tot | Warehouse | 0% | 0% | 0% | 0% | 0% | 1.718% | 52.06% | 32.54% | 0.9858% | 11.14% | 1.555% | 100%
Floorspace-Based | SDG&E Tot | All Commercial | 0% | 0% | 0% | 0.004801% | 0.1577% | 1.953% | 67.25% | 23.53% | 1.112% | 3.744% | 2.245% | 100%
Floorspace-Based | LADWP Tot | College | 0% | 0% | 0% | 0% | 0% | 0% | 98.81% | 1.122% | 0% | 0.06543% | 0% | 100%
Floorspace-Based | LADWP Tot | Food Stores | 0% | 0% | 0% | 0% | 0% | 0.959% | 59.36% | 32.24% | 0.9371% | 2.715% | 3.792% | 100%
Floorspace-Based | LADWP Tot | Health Care | 0% | 0% | 0% | 0% | 0% | 0% | 50.45% | 49.55% | 0% | 0% | 0% | 100%
Floorspace-Based | LADWP Tot | Lodging | 0% | 0% | 0% | 0% | 0% | 3.966% | 69.24% | 7.148% | 0.1044% | 1.273% | 18.27% | 100%
Floorspace-Based | LADWP Tot | Miscellaneous | 0% | 0% | 0% | 0% | 0% | 0.5808% | 48.21% | 44.22% | 4.244% | 2.749% | 0% | 100%
Floorspace-Based | LADWP Tot | Office, Large | 0% | 0% | 0% | 0% | 2.229% | 2.618% | 62.72% | 29.34% | 0% | 2.806% | 0.2965% | 100%
Floorspace-Based | LADWP Tot | Office, Small | 0% | 0% | 0% | 0% | 0% | 0.2776% | 60.56% | 35.68% | 3.33% | 0.1456% | 0% | 100%
Floorspace-Based | LADWP Tot | Refrigerated Warehouse | 0% | 0% | 0% | 0% | 0% | 0% | 62.39% | 28.97% | 8.637% | 0% | 0% | 100%
Floorspace-Based | LADWP Tot | Restaurant | 0% | 0% | 0% | 0% | 0.1382% | 0.5415% | 54.88% | 37.34% | 5.812% | 1.058% | 0.2345% | 100%
Floorspace-Based | LADWP Tot | Retail | 0% | 0% | 0% | 0% | 1% | 3.664% | 49.23% | 41.5% | 1.242% | 3.082% | 0.2755% | 100%
Floorspace-Based | LADWP Tot | School | 0% | 0% | 0% | 0% | 0% | 6.132% | 48.05% | 40.66% | 1.612% | 3.551% | 0% | 100%
Floorspace-Based | LADWP Tot | Warehouse | 0% | 0% | 2.675% | 0% | 0% | 0.5441% | 76.56% | 19.83% | 0.3408% | 0.05372% | 0% | 100%
Floorspace-Based | LADWP Tot | All Commercial | 0% | 0% | 0.1504% | 0% | 0.7135% | 2.188% | 58.78% | 33.42% | 1.599% | 2.136% | 1.019% | 100%
Floorspace-Based | SMUD Tot | College | 0% | 0% | 0% | 0% | 0% | 0% | 42.44% | 48.41% | 0% | 6.449% | 2.693% | 100%
Floorspace-Based | SMUD Tot | Food Stores | 0% | 0% | 0% | 0% | 0.2061% | 1.741% | 62.56% | 27.12% | 0.07633% | 6.056% | 2.235% | 100%
Floorspace-Based | SMUD Tot | Health Care | 0% | 0% | 0% | 0% | 0% | 2.787% | 66.55% | 21.19% | 0% | 4.974% | 4.492% | 100%
Floorspace-Based | SMUD Tot | Lodging | 0% | 0% | 0% | 0% | 0% | 0% | 68.95% | 24.9% | 0% | 6.151% | 0% | 100%
Floorspace-Based | SMUD Tot | Miscellaneous | 0% | 0% | 0% | 0% | 1.55% | 6.846% | 39.81% | 34.74% | 1.122% | 15.88% | 0.04781% | 100%
Floorspace-Based | SMUD Tot | Office, Large | 0% | 0% | 0% | 0% | 0% | 4.125% | 71.94% | 21.54% | 0% | 2.39% | 0% | 100%
Floorspace-Based | SMUD Tot | Office, Small | 0% | 0% | 0% | 0% | 0.1899% | 3.243% | 21.5% | 57.88% | 0.4341% | 15.95% | 0.8142% | 100%
Floorspace-Based | SMUD Tot | Refrigerated Warehouse | 0% | 0% | 0% | 0% | 0% | 0% | 51.53% | 43.4% | 0% | 5.074% | 0% | 100%
Floorspace-Based | SMUD Tot | Restaurant | 0% | 0% | 0% | 0% | 2.387% | 5.462% | 35.88% | 41.13% | 1.143% | 11.44% | 2.552% | 100%
Floorspace-Based | SMUD Tot | Retail | 0% | 0% | 0% | 0% | 1.107% | 1.332% | 53.87% | 34.1% | 0.7% | 5.324% | 3.562% | 100%
Floorspace-Based | SMUD Tot | School | 0% | 0% | 0% | 0% | 0% | 0.121% | 43.32% | 51.08% | 0% | 5.41% | 0.0629% | 100%
Floorspace-Based | SMUD Tot | Warehouse | 0% | 0% | 0% | 0% | 0% | 1.228% | 38.15% | 54.56% | 0.05564% | 6.005% | 0% | 100%
Floorspace-Based | SMUD Tot | All Commercial | 0% | 0% | 0% | 0% | 0.5808% | 3.02% | 48.92% | 37.5% | 0.4176% | 8.285% | 1.271% | 100%
Floorspace-Based | FCZ01 Tot | College | 0% | 0% | 0% | 0% | 0% | 0.1082% | 73.93% | 24.16% | 0.7354% | 0.2459% | 0.8204% | 100%
Floorspace-Based | FCZ01 Tot | Food Stores | 0% | 0% | 0% | 0% | 0.6746% | 3.067% | 59.56% | 33.98% | 0.6544% | 1.332% | 0.7335% | 100%
Floorspace-Based | FCZ01 Tot | Health Care | 0% | 0% | 0% | 0% | 0% | 4.837% | 68.06% | 18.41% | 1.938% | 5.184% | 1.571% | 100%
Floorspace-Based | FCZ01 Tot | Lodging | 0% | 0% | 0.2097% | 0% | 1.116% | 6.128% | 67.97% | 21.32% | 0.3879% | 0.351% | 2.52% | 100%
Floorspace-Based | FCZ01 Tot | Miscellaneous | 0% | 0% | 0% | 0.09006% | 0.5235% | 3.231% | 55.33% | 32.11% | 2.103% | 4.125% | 2.491% | 100%
Floorspace-Based | FCZ01 Tot | Office, Large | 0% | 0% | 0% | 0% | 0.331% | 9.288% | 72.36% | 14% | 1.074% | 2.95% | 0% | 100%
Floorspace-Based | FCZ01 Tot | Office, Small | 0% | 0% | 0% | 0.3602% | 0.6449% | 4.736% | 44.26% | 42.11% | 2.579% | 3.739% | 1.569% | 100%
Floorspace-Based | FCZ01 Tot | Refrigerated Warehouse | 0% | 0% | 0% | 0% | 0% | 2.281% | 63.31% | 29.34% | 0.746% | 0% | 4.32% | 100%
Floorspace-Based | FCZ01 Tot | Restaurant | 0% | 0% | 0.2359% | 0.1883% | 1.146% | 3.747% | 47.33% | 37.04% | 5.223% | 3.394% | 1.694% | 100%
Floorspace-Based | FCZ01 Tot | Retail | 0% | 0% | 0% | 0% | 0.1993% | 5.306% | 58.52% | 26.88% | 3.093% | 3.297% | 2.698% | 100%
Floorspace-Based | FCZ01 Tot | School | 0% | 0% | 0% | 0% | 0% | 3.056% | 38.09% | 57.87% | 0.4246% | 0.3279% | 0.2363% | 100%
Floorspace-Based | FCZ01 Tot | Warehouse | 0% | 0% | 0% | 0.5348% | 0.3574% | 2.449% | 39.43% | 44.42% | 2.309% | 9.756% | 0.7413% | 100%
Floorspace-Based | FCZ01 Tot | All Commercial | 0% | 0% | 0.01571% | 0.09026% | 0.4165% | 5.28% | 59.64% | 27.84% | 1.768% | 3.551% | 1.406% | 100%
Floorspace-Based | FCZ02 Tot | College | 0% | 0% | 0% | 0% | 0% | 0% | 88.15% | 2.423% | 6.049% | 3.373% | 0% | 100%
Floorspace-Based | FCZ02 Tot | Food Stores | 0% | 0% | 0% | 0% | 0% | 9.487% | 74.89% | 10.08% | 3.903% | 0.4948% | 1.146% | 100%
Floorspace-Based | FCZ02 Tot | Health Care | 0% | 0% | 0% | 0% | 0.7067% | 3.378% | 83.86% | 11.17% | 0% | 0% | 0.8891% | 100%
Floorspace-Based | FCZ02 Tot | Lodging | 0% | 0% | 0% | 0.4709% | 0.683% | 50.63% | 43.75% | 2.635% | 0% | 1.008% | 0.8158% | 100%
Floorspace-Based | FCZ02 Tot | Miscellaneous | 0% | 0% | 0% | 2.01% | 0.1202% | 5.22% | 45.2% | 39.83% | 1.482% | 3.238% | 2.896% | 100%
Floorspace-Based | FCZ02 Tot | Office, Large | 0% | 0% | 0% | 0% | 0% | 15.53% | 43.02% | 35.94% | 0% | 5.511% | 0% | 100%
Floorspace-Based | FCZ02 Tot | Office, Small | 0% | 0% | 0% | 0% | 0.4048% | 4.463% | 47.36% | 37.37% | 1.345% | 8.486% | 0.5653% | 100%
Floorspace-Based | FCZ02 Tot | Refrigerated Warehouse | 0% | 0% | 0% | 0% | 0% | 12.19% | 83.99% | 0.1489% | 1.511% | 2.162% | 0% | 100%
Floorspace-Based | FCZ02 Tot | Restaurant | 0% | 0% | 0% | 0% | 1.052% | 12.61% | 50.23% | 29.51% | 0.7773% | 3.929% | 1.886% | 100%
Floorspace-Based | FCZ02 Tot | Retail | 0% | 0% | 0% | 0% | 0.3535% | 8.957% | 57.39% | 28.79% | 1.73% | 0.8702% | 1.904% | 100%
Floorspace-Based | FCZ02 Tot | School | 0% | 0% | 0% | 0% | 0% | 0% | 69.99% | 24.75% | 1.517% | 3.736% | 0% | 100%
Floorspace-Based | FCZ02 Tot | Warehouse | 0% | 0% | 0% | 0% | 5.75% | 12.7% | 34.82% | 12.22% | 0% | 0.5132% | 33.99% | 100%
Floorspace-Based | FCZ02 Tot | All Commercial | 0% | 0% | 0% | 0.4701% | 0.7338% | 15.73% | 53.37% | 22.22% | 1.093% | 2.812% | 3.572% | 100%
Floorspace-Based | FCZ03 Tot | College | 0% | 0% | 0% | 0% | 0% | 13.72% | 80.19% | 2.448% | 3.55% | 0.09123% | 0% | 100%
Floorspace-Based | FCZ03 Tot | Food Stores | 0% | 0% | 0% | 0% | 0% | 0% | 59.19% | 34.17% | 4.159% | 0.4681% | 2.013% | 100%
Floorspace-Based | FCZ03 Tot | Health Care | 0% | 0% | 0% | 0% | 0% | 0% | 75.39% | 11.4% | 1.248% | 4.106% | 7.855% | 100%
Floorspace-Based | FCZ03 Tot | Lodging | 0% | 0% | 0% | 0% | 28.69% | 0.1867% | 54.01% | 4.342% | 12.76% | 0% | 0% | 100%
Floorspace-Based | FCZ03 Tot | Miscellaneous | 0% | 0% | 0% | 0% | 0% | 6.352% | 40.56% | 26.05% | 19.45% | 6.911% | 0.6766% | 100%
Floorspace-Based | FCZ03 Tot | Office, Large | 0% | 0% | 0% | 0% | 0% | 0% | 11.1% | 88.9% | 0% | 0% | 0% | 100%
Floorspace-Based | FCZ03 Tot | Office, Small | 0% | 0% | 0% | 0% | 0% | 0.4923% | 44.68% | 41.77% | 7.51% | 4.085% | 1.465% | 100%
Floorspace-Based | FCZ03 Tot | Refrigerated Warehouse | 0% | 0% | 0% | 0% | 0% | 0% | 0% | 100% | 0% | 0% | 0% | 100%
Floorspace-Based | FCZ03 Tot | Restaurant | 0% | 0% | 0% | 1.881% | 0% | 1.465% | 69.71% | 23.43% | 0% | 3.513% | 0% | 100%
Floorspace-Based | FCZ03 Tot | Retail | 0% | 0% | 0% | 0% | 0% | 1.328% | 48.95% | 38.38% | 5.162% | 3.13% | 3.049% | 100%
Floorspace-Based | FCZ03 Tot | School | 0% | 0% | 0% | 0% | 0% | 0% | 46.14% | 51.37% | 2.444% | 0.05029% | 0% | 100%
Floorspace-Based | FCZ03 Tot | Warehouse | 0% | 0% | 0% | 0% | 0% | 0% | 65.84% | 33.68% | 0% | 0% | 0.4799% | 100%
Floorspace-Based | FCZ03 Tot | All Commercial | 0% | 0% | 0% | 0.04252% | 1.466% | 3.249% | 49.49% | 32.4% | 8.951% | 3.244% | 1.147% | 100%
Floorspace-Based | FCZ04 Tot | College | 0% | 0% | 0% | 0% | 3.526% | 0% | 81.66% | 10.8% | 0% | 1.193% | 2.818% | 100%
Floorspace-Based | FCZ04 Tot | Food Stores | 0% | 0% | 0% | 0% | 0% | 1.875% | 65.42% | 26.06% | 1.681% | 1.391% | 3.565% | 100%
Floorspace-Based | FCZ04 Tot | Health Care | 0% | 0% | 0% | 0% | 0% | 1.419% | 64.21% | 24.68% | 2.794% | 4.886% | 2.017% | 100%
Floorspace-Based | FCZ04 Tot | Lodging | 0% | 0% | 0% | 0% | 0% | 2.276% | 74% | 16.59% | 0% | 3.23% | 3.896% | 100%
Floorspace-Based | FCZ04 Tot | Miscellaneous | 0% | 0% | 0% | 0% | 1.06% | 6.2% | 34.09% | 36.02% | 5.158% | 13.04% | 4.434% | 100%
Floorspace-Based | FCZ04 Tot | Office, Large | 0% | 0% | 0% | 0% | 0% | 0% | 27.58% | 15.81% | 25.45% | 30.25% | 0.8985% | 100%
Floorspace-Based | FCZ04 Tot | Office, Small | 0% | 0% | 0% | 0% | 0.4021% | 3.144% | 34.68% | 31.49% | 6.272% | 22.77% | 1.234% | 100%
Floorspace-Based | FCZ04 Tot | Refrigerated Warehouse | 0% | 0% | 0% | 0% | 0% | 24.62% | 40.87% | 31.48% | 0% | 0% | 3.023% | 100%
Floorspace-Based | FCZ04 Tot | Restaurant | 0% | 0% | 0% | 0% | 0% | 8.459% | 39.91% | 25.16% | 12.25% | 10.75% | 3.462% | 100%
Floorspace-Based | FCZ04 Tot | Retail | 0% | 0% | 0% | 0% | 0.4202% | 2.339% | 54.64% | 26.07% | 7.03% | 8.391% | 1.11% | 100%
Floorspace-Based | FCZ04 Tot | School | 0% | 0% | 0% | 0% | 0% | 0.7152% | 40.93% | 51.93% | 1.074% | 4.947% | 0.407% | 100%
Floorspace-Based | FCZ04 Tot | Warehouse | 0% | 0% | 0% | 0% | 1.325% | 14.42% | 43.78% | 21.54% | 2.805% | 11.27% | 4.86% | 100%
Floorspace-Based | FCZ04 Tot | All Commercial | 0% | 0% | 0% | 0% | 0.8119% | 6.429% | 45.01% | 27.6% | 5.368% | 11.67% | 3.103% | 100%
Floorspace-Based | FCZ05 Tot | College | 0% | 0% | 0% | 0% | 0% | 0% | 71.49% | 24.07% | 2.317% | 2.122% | 0% | 100%
Floorspace-Based | FCZ05 Tot | Food Stores | 0% | 0% | 0% | 0% | 0% | 1.314% | 54.12% | 31.77% | 5.303% | 4.003% | 3.489% | 100%
Floorspace-Based | FCZ05 Tot | Health Care | 0% | 0% | 0% | 0% | 0% | 0.7015% | 53.59% | 30.79% | 2.103% | 2.69% | 10.13% | 100%
Floorspace-Based | FCZ05 Tot | Lodging | 0% | 0% | 0% | 0% | 0% | 3.908% | 48.09% | 34.68% | 3.943% | 9.376% | 0% | 100%
Floorspace-Based | FCZ05 Tot | Miscellaneous | 0% | 0% | 0% | 0% | 0% | 3.192% | 52.28% | 33.01% | 3.974% | 4.592% | 2.95% | 100%
Floorspace-Based | FCZ05 Tot | Office, Large | 0% | 0% | 0% | 0% | 0% | 0% | 25.94% | 68.97% | 0% | 5.083% | 0% | 100%
Floorspace-Based | FCZ05 Tot | Office, Small | 0% | 0% | 0% | 0% | 0% | 1.909% | 34.98% | 38.85% | 5.686% | 15.79% | 2.782% | 100%
Floorspace-Based | FCZ05 Tot | Refrigerated Warehouse | 0% | 0% | 0% | 0% | 0% | 0% | 41.51% | 1.626% | 6.997% | 2.322% | 47.55% | 100%
Floorspace-Based | FCZ05 Tot | Restaurant | 0% | 0% | 0% | 0% | 0% | 1.2% | 41.26% | 38.85% | 8.595% | 6.489% | 3.61% | 100%
Floorspace-Based | FCZ05 Tot | Retail | 0% | 0% | 0% | 0% | 0% | 2.645% | 34.53% | 43.58% | 6.633% | 10.88% | 1.731% | 100%
Floorspace-Based | FCZ05 Tot | School | 0% | 0% | 0% | 0% | 0% | 1.58% | 58.32% | 28.62% | 5.545% | 5.938% | 0% | 100%
Floorspace-Based | FCZ05 Tot | Warehouse | 0% | 0% | 0% | 0% | 0% | 0.1757% | 54.42% | 28.01% | 5.46% | 9.241% | 2.693% | 100%
Floorspace-Based | FCZ05 Tot | All Commercial | 0% | 0% | 0% | 0% | 0% | 1.779% | 47.26% | 34.7% | 4.769% | 7.477% | 4.023% | 100%
Floorspace-Based | FCZ06 Tot | College | 0% | 0% | 0% | 0% | 0% | 0% | 91.87% | 2.714% | 3.318% | 2.099% | 0% | 100%
Floorspace-Based | FCZ06 Tot | Food Stores | 0% | 0% | 0% | 0% | 1.3% | 6.124% | 42.44% | 33.93% | 5.802% | 9.984% | 0.4175% | 100%
Floorspace-Based | FCZ06 Tot | Health Care | 0% | 0% | 0% | 0% | 0% | 0% | 83.42% | 11.13% | 0.2817% | 0.38% | 4.786% | 100%
Floorspace-Based | FCZ06 Tot | Lodging | 0% | 0% | 0% | 0% | 1.617% | 4.872% | 66.48% | 18.97% | 0.5563% | 4.748% | 2.759% | 100%
Floorspace-Based | FCZ06 Tot | Miscellaneous | 0% | 0% | 0% | 0% | 0% | 6.755% | 50.39% | 37.93% | 1.329% | 1.495% | 2.105% | 100%
Floorspace-Based | FCZ06 Tot | Office, Large | 0% | 0% | 0% | 0% | 0% | 41.8% | 47.09% | 11.11% | 0% | 0% | 0% | 100%
Floorspace-Based | FCZ06 Tot | Office, Small | 0% | 0% | 0% | 0% | 0% | 2.104% | 31.64% | 54.64% | 6.459% | 5.163% | 0% | 100%
Floorspace-Based | FCZ06 Tot | Refrigerated Warehouse | 0% | 0% | 0% | 0% | 0% | 0% | 42.26% | 15.3% | 1.871% | 0% | 40.56% | 100%
Floorspace-Based | FCZ06 Tot | Restaurant | 0% | 0% | 0% | 0% | 0.1252% | 2.931% | 43.73% | 37.82% | 4.85% | 8.289% | 2.258% | 100%
Floorspace-Based | FCZ06 Tot | Retail | 0% | 0% | 0% | 0% | 0.2954% | 3.839% | 45.95% | 39.51% | 6.866% | 1.577% | 1.957% | 100%
Floorspace-Based | FCZ06 Tot | School | 0% | 0% | 0% | 0% | 0% | 0% | 71.86% | 26.95% | 0.431% | 0.7602% | 0% | 100%
Floorspace-Based | FCZ06 Tot | Warehouse | 0% | 0% | 0% | 0% | 0% | 1.292% | 43.28% | 37.32% | 11.99% | 3.684% | 2.435% | 100%
Floorspace-Based | FCZ06 Tot | All Commercial | 0% | 0% | 0% | 0% | 0.2909% | 5.059% | 55.07% | 30.91% | 3.704% | 2.94% | 2.033% | 100%
Floorspace-Based | FCZ07 Tot | College | 0% | 0% | 0% | 0.1521% | 0.09662% | 0.7893% | 71.26% | 25.38% | 0.1039% | 2.222% | 0% | 100%
Floorspace-Based | FCZ07 Tot | Food Stores | 0.3428% | 0% | 0% | 0% | 2.837% | 10.61% | 50.37% | 34.17% | 0.7664% | 0.4167% | 0.4908% | 100%
Floorspace-Based | FCZ07 Tot | Health Care | 0% | 0% | 0% | 0.03689% | 4.093% | 5.226% | 37.56% | 47.1% | 0.7415% | 4.913% | 0.3328% | 100%
Floorspace-Based | FCZ07 Tot | Lodging | 0% | 0.08546% | 0% | 0.3457% | 0% | 9.322% | 41.94% | 40.96% | 0.9209% | 1.727% | 4.706% | 100%
Floorspace-Based | FCZ07 Tot | Miscellaneous | 0% | 0% | 0% | 0.06844% | 1.446% | 5.675% | 47.33% | 38.15% | 3.213% | 2.748% | 1.363% | 100%
Floorspace-Based | FCZ07 Tot | Office, Large | 0% | 0% | 0% | 0% | 1.704% | 3.594% | 62.99% | 25.82% | 1.585% | 4.086% | 0.2215% | 100%
Floorspace-Based | FCZ07 Tot | Office, Small | 0% | 0% | 0% | 0% | 1.255% | 5.764% | 34.64% | 53.24% | 1.966% | 2.858% | 0.2737% | 100%
Floorspace-Based | FCZ07 Tot | Refrigerated Warehouse | 0% | 0% | 0% | 0% | 0% | 8.849% | 65.54% | 17.71% | 5.589% | 2.316% | 0% | 100%
Floorspace-Based | FCZ07 Tot | Restaurant | 0% | 0% | 0% | 0.7008% | 1.987% | 5.586% | 38.46% | 43.9% | 3.988% | 4.132% | 1.248% | 100%
Floorspace-Based | FCZ07 Tot | Retail | 0% | 0.02138% | 0.07306% | 0.2562% | 1.393% | 6.762% | 48.94% | 33.13% | 3.312% | 4.829% | 1.282% | 100%
Floorspace-Based | FCZ07 Tot | School | 0% | 0% | 0% | 0% | 1.209% | 2.372% | 48.63% | 38.85% | 1.127% | 7.414% | 0.3959% | 100%
Floorspace-Based | FCZ07 Tot | Warehouse | 0% | 0.5285% | 0% | 0.009516% | 0.8854% | 9.973% | 40.16% | 40.96% | 4.258% | 2.803% | 0.4277% | 100%
Floorspace-Based | FCZ07 Tot | All Commercial | 0.009717% | 0.1036% | 0.01058% | 0.09277% | 1.364% | 6.205% | 47.98% | 37.19% | 2.557% | 3.65% | 0.8403% | 100%
Floorspace-Based | FCZ08 Tot | College | 0% | 0% | 0% | 0% | 0% | 0.1558% | 31.18% | 15.54% | 0% | 53.13% | 0% | 100%
Floorspace-Based | FCZ08 Tot | Food Stores | 0% | 0% | 0% | 0% | 0% | 3.567% | 55.59% | 26.19% | 0% | 13.38% | 1.272% | 100%
Floorspace-Based | FCZ08 Tot | Health Care | 0% | 0% | 0% | 0% | 0% | 9.947% | 61.9% | 23.03% | 0% | 5.126% | 0% | 100%
Floorspace-Based | FCZ08 Tot | Lodging | 0% | 0% | 0% | 0% | 0% | 5.119% | 72.54% | 17.32% | 0% | 5.014% | 0% | 100%
Floorspace-Based | FCZ08 Tot | Miscellaneous | 0% | 0% | 0% | 0% | 0.2517% | 3.803% | 48.1% | 26.28% | 2.192% | 18.61% | 0.7672% | 100%
Floorspace-Based | FCZ08 Tot | Office, Large | 0% | 0% | 0% | 0% | 0% | 0% | 64.45% | 17.96% | 0% | 9.816% | 7.77% | 100%
Floorspace-Based | FCZ08 Tot | Office, Small | 0% | 0% | 0% | 0% | 0% | 0% | 45.41% | 48.6% | 2.465% | 3.528% | 0% | 100%
Floorspace-Based | FCZ08 Tot | Refrigerated Warehouse | 0% | 0% | 0% | 0% | 0% | 0% | 30.43% | 69.57% | 0% | 0% | 0% | 100%
Floorspace-Based | FCZ08 Tot | Restaurant | 0% | 0% | 0% | 0% | 0% | 0.938% | 63.94% | 31.87% | 1.151% | 2.103% | 0% | 100%
Floorspace-Based | FCZ08 Tot | Retail | 0% | 0% | 0% | 0.2063% | 0% | 3.032% | 51.7% | 34.84% | 4.043% | 3.039% | 3.132% | 100%
Floorspace-Based | FCZ08 Tot | School | 0% | 0% | 0% | 0% | 1.88% | 0.5146% | 65.01% | 25.74% | 0% | 5.509% | 1.346% | 100%
Floorspace-Based | FCZ08 Tot | Warehouse | 0% | 0% | 0% | 0% | 0% | 0.897% | 56.03% | 36% | 0.6671% | 6.407% | 0% | 100%
Floorspace-Based | FCZ08 Tot | All Commercial | 0% | 0% | 0% | 0.03125% | 0.199% | 2.031% | 52.74% | 27.72% | 1.252% | 14.27% | 1.765% | 100%
Floorspace-Based | FCZ09 Tot | College | 0% | 0% | 0% | 0% | 0% | 0% | 55.23% | 43.25% | 0% | 1.522% | 0% | 100%
Floorspace-Based | FCZ09 Tot | Food Stores | 0% | 0% | 0% | 0% | 0% | 0.6874% | 61.11% | 33.33% | 2.805% | 0.8526% | 1.209% | 100%
Floorspace-Based | FCZ09 Tot | Health Care | 0% | 0% | 0% | 0% | 0% | 0% | 87.7% | 4.247% | 3.78% | 0.4141% | 3.856% | 100%
Floorspace-Based | FCZ09 Tot | Lodging | 0% | 0% | 0% | 0% | 0% | 0% | 66.15% | 29.67% | 0% | 4.174% | 0% | 100%
Floorspace-Based | FCZ09 Tot | Miscellaneous | 0% | 0% | 0% | 0% | 0% | 8.42% | 55.08% | 27.13% | 1.502% | 4.179% | 3.691% | 100%
Floorspace-Based | FCZ09 Tot | Office, Large | 0% | 0% | 0% | 0% | 0% | 0% | 12.51% | 83.08% | 0% | 4.402% | 0% | 100%
Floorspace-Based | FCZ09 Tot | Office, Small | 0% | 0% | 0% | 0% | 0% | 6.32% | 29.2% | 37.88% | 8.531% | 18.07% | 0% | 100%
Floorspace-Based | FCZ09 Tot | Refrigerated Warehouse | 0% | 0% | 0% | 0% | 0% | 0% | 92.16% | 7.844% | 0% | 0% | 0% | 100%
Floorspace-Based | FCZ09 Tot | Restaurant | 0% | 0% | 0% | 0% | 0% | 0% | 46.38% | 31.57% | 7.298% | 11.05% | 3.712% | 100%
Floorspace-Based | FCZ09 Tot | Retail | 0% | 0% | 0% | 0% | 0% | 1.75% | 68.01% | 22.01% | 0.2906% | 7.438% | 0.5015% | 100%
Floorspace-Based | FCZ09 Tot | School | 0% | 0% | 0% | 0% | 0% | 0% | 29.97% | 51.4% | 0% | 18.63% | 0% | 100%
Floorspace-Based | FCZ09 Tot | Warehouse | 0% | 0% | 0% | 0% | 0% | 66.69% | 5.561% | 26.3% | 0.6525% | 0.7977% | 0% | 100%
Floorspace-Based | FCZ09 Tot | All Commercial | 0% | 0% | 0% | 0% | 0% | 12.69% | 45.15% | 31.76% | 1.719% | 7.492% | 1.19% | 100%
Floorspace-Based | FCZ10 Tot | College | 0% | 0% | 0% | 0% | 0% | 0% | 70.82% | 20.74% | 1.126% | 0.5673% | 6.74% | 100%
Floorspace-Based | FCZ10 Tot | Food Stores | 0% | 0% | 0% | 0% | 0.3511% | 0.6344% | 51.57% | 38.37% | 0.9022% | 2.257% | 5.912% | 100%
Floorspace-Based | FCZ10 Tot | Health Care | 0% | 0% | 0% | 0% | 0% | 2.603% | 52.25% | 26.32% | 4.95% | 4.555% | 9.32% | 100%
Floorspace-Based | FCZ10 Tot | Lodging | 0% | 0% | 0% | 0% | 0% | 1.318% | 73.22% | 9.178% | 1.557% | 8.308% | 6.423% | 100%
Floorspace-Based | FCZ10 Tot | Miscellaneous | 0% | 0% | 0% | 0% | 0% | 0.2167% | 40.8% | 49.96% | 2.668% | 6.312% | 0.04765% | 100%
Floorspace-Based | FCZ10 Tot | Office, Large | 0% | 0% | 0% | 0% | 0% | 6.231% | 51.46% | 28.94% | 0% | 11.33% | 2.032% | 100%
Floorspace-Based | FCZ10 Tot | Office, Small | 0% | 0% | 0% | 0.9468% | 0.4619% | 0.4749% | 31.65% | 42.98% | 7.493% | 15.51% | 0.4839% | 100%
Floorspace-Based | FCZ10 Tot | Refrigerated Warehouse | 0% | 0% | 0% | 0% | 0% | 0% | 18.1% | 2.231% | 0% | 0% | 79.67% | 100%
Floorspace-Based | FCZ10 Tot | Restaurant | 0% | 0% | 0% | 0% | 1.032% | 7.169% | 47.87% | 30.61% | 4.099% | 8.064% | 1.152% | 100%
Floorspace-Based | FCZ10 Tot | Retail | 0% | 0% | 0% | 0% | 0.3666% | 1.353% | 30.61% | 21.43% | 4.821% | 8.77% | 32.65% | 100%
Floorspace-Based | FCZ10 Tot | School | 0% | 0% | 0% | 0% | 0% | 5.235% | 81.58% | 8.948% | 0% | 4.234% | 0% | 100%
Floorspace-Based | FCZ10 Tot | Warehouse | 0% | 0% | 0% | 0% | 0% | 0% | 44.09% | 21.35% | 4.315% | 23.28% | 6.964% | 100%
Floorspace-Based | FCZ10 Tot | All Commercial | 0% | 0% | 0% | 0.05429% | 0.1179% | 1.318% | 45.93% | 25.5% | 3.562% | 13.03% | 10.48% | 100%
Floorspace-Based | FCZ11 Tot | College | 0% | 0% | 0% | 0% | 0% | 0% | 70.75% | 22.63% | 0% | 6.017% | 0.5981% | 100%
Floorspace-Based | FCZ11 Tot | Food Stores | 0% | 0% | 0% | 0.6128% | 0% | 8.48% | 32.92% | 44.64% | 2.756% | 1.193% | 9.392% | 100%
Floorspace-Based | FCZ11 Tot | Health Care | 0% | 0% | 0% | 0% | 0% | 0% | 45.86% | 27.09% | 8.837% | 0.7952% | 17.42% | 100%
Floorspace-Based | FCZ11 Tot | Lodging | 0% | 0% | 0% | 0% | 1.439% | 0% | 70.87% | 22.8% | 0.7186% | 2.333% | 1.848% | 100%
Floorspace-Based | FCZ11 Tot | Miscellaneous | 0% | 0% | 0% | 0% | 0% | 2.641% | 51.34% | 37.7% | 1.429% | 4.986% | 1.9% | 100%
Floorspace-Based | FCZ11 Tot | Office, Large | 0% | 0% | 0% | 0% | 0% | 0% | 71.6% | 2.562% | 0% | 25.84% | 0% | 100%
Floorspace-Based | FCZ11 Tot | Office, Small | 0% | 0% | 0% | 0% | 0% | 0.6196% | 46.49% | 29.63% | 7.383% | 13.54% | 2.342% | 100%
Floorspace-Based | FCZ11 Tot | Refrigerated Warehouse | 0% | 0% | 0% | 0% | 0% | 14.5% | 81.56% | 3.94% | 0% | 0% | 0% | 100%
Floorspace-Based | FCZ11 Tot | Restaurant | 0% | 0% | 0% | 0% | 0% | 2.406% | 40.98% | 39.99% | 5.662% | 8.433% | 2.526% | 100%
Floorspace-Based | FCZ11 Tot | Retail | 0% | 0% | 0% | 0% | 0% | 1.135% | 50.86% | 24.45% | 3.616% | 18.53% | 1.409% | 100%
Floorspace-Based | FCZ11 Tot | School | 0% | 0% | 0% | 0% | 0% | 0% | 31.66% | 31.19% | 1.572% | 33.59% | 1.991% | 100%
Floorspace-Based | FCZ11 Tot | Warehouse | 0% | 0% | 0% | 0% | 0% | 2.733% | 30.61% | 13.57% | 12.13% | 39.79% | 1.159% | 100%
Floorspace-Based | FCZ11 Tot | All Commercial | 0% | 0% | 0% | 0.01473% | 0.05821% | 2.011% | 44.54% | 23.88% | 5.784% | 21.42% | 2.29% | 100%
Floorspace-Based | FCZ12c Tot | College | 0% | 0% | 0% | 0% | 0% | 0% | 97.16% | 1.066% | 0.03365% | 0.7804% | 0.963% | 100%
Floorspace-Based | FCZ12c Tot | Food Stores | 0% | 0% | 0% | 0% | 0% | 2.917% | 80.49% | 10.82% | 1.155% | 3.897% | 0.7241% | 100%
Floorspace-Based | FCZ12c Tot | Health Care | 0% | 0% | 0% | 0% | 0% | 1.255% | 81.46% | 15.55% | 0% | 0% | 1.737% | 100%
Floorspace-Based | FCZ12c Tot | Lodging | 0% | 0% | 0% | 0% | 0.1751% | 4.144% | 72.8% | 6.781% | 0.3298% | 1.401% | 14.37% | 100%
Floorspace-Based | FCZ12c Tot | Miscellaneous | 0% | 0% | 0% | 0% | 0.59% | 4.453% | 50.7% | 38% | 0.4318% | 5.079% | 0.7453% | 100%
Floorspace-Based | FCZ12c Tot | Office, Large | 0% | 0% | 0% | 0% | 0% | 1.549% | 78.37% | 14.5% | 0% | 5.07% | 0.5096% | 100%
Floorspace-Based | FCZ12c Tot | Office, Small | 0% | 0% | 0% | 0% | 0% | 1.524% | 61.29% | 33.39% | 0.9877% | 2.41% | 0.3991% | 100%
Floorspace-Based | FCZ12c Tot | Refrigerated Warehouse | 0% | 0% | 0% | 0% | 0% | 1.733% | 59.21% | 26.09% | 0% | 12.96% | 0% | 100%
Floorspace-Based | FCZ12c Tot | Restaurant | 0% | 0% | 0% | 0% | 0% | 1.4% | 55.61% | 32.75% | 3.947% | 2.917% | 3.376% | 100%
Floorspace-Based | FCZ12c Tot | Retail | 0% | 0% | 0% | 0% | 0.102% | 1.534% | 71.55% | 24.73% | 1.518% | 0.5583% | 0% | 100%
Floorspace-Based | FCZ12c Tot | School | 0% | 0% | 0% | 0% | 0% | 0% | 76.37% | 8.485% | 0.2814% | 14.87% | 0% | 100%
Floorspace-Based | FCZ12c Tot | Warehouse | 0% | 0% | 0% | 0% | 0% | 1.036% | 48.35% | 34.88% | 0.44% | 13.28% | 2.009% | 100%
Floorspace-Based | FCZ12c Tot | All Commercial | 0% | 0% | 0% | 0% | 0.1525% | 2.185% | 68.38% | 22.59% | 0.5678% | 4.313% | 1.817% | 100%
Floorspace-Based | FCZ12i Tot | College | 0% | 0% | 0% | 0% | 0% | 0% | 91.35% | 5.538% | 0.95% | 2.163% | 0% | 100%
Floorspace-Based | FCZ12i Tot | Food Stores | 0% | 0% | 0% | 0% | 0% | 3.889% | 85.92% | 10.01% | 0.1781% | 0% | 0% | 100%
Floorspace-Based | FCZ12i Tot | Health Care | 0% | 0% | 0% | 0% | 0% | 2.111% | 71.4% | 16.36% | 0.1222% | 3.129% | 6.874% | 100%
Floorspace-Based | FCZ12i Tot | Lodging | 0% | 0% | 0% | 0% | 0% | 0% | 76.74% | 13.18% | 0% | 4.307% | 5.77% | 100%
Floorspace-Based | FCZ12i Tot | Miscellaneous | 0% | 0% | 0% | 0% | 0.4833% | 1.28% | 56.39% | 31.28% | 2.129% | 2.508% | 5.925% | 100%
Floorspace-Based | FCZ12i Tot | Office, Large | 0% | 0% | 0% | 0% | 0% | 0% | 78.58% | 15.5% | 0% | 2.779% | 3.14% | 100%
Floorspace-Based | FCZ12i Tot | Office, Small | 0% | 0% | 0% | 0% | 0.6474% | 3.065% | 51.15% | 37.86% | 4.919% | 2.168% | 0.1895% | 100%
Floorspace-Based | FCZ12i Tot | Refrigerated Warehouse | 0% | 0% | 0% | 0% | 0% | 0% | 25.25% | 33.89% | 0% | 0% | 40.86% | 100%
Floorspace-Based | FCZ12i Tot | Restaurant | 0% | 0% | 0% | 0% | 0% | 5.39% | 55.57% | 32.89% | 1.865% | 2.871% | 1.416% | 100%
Floorspace-Based | FCZ12i Tot | Retail | 0% | 0% | 0% | 0.09377% | 0% | 1.059% | 70.48% | 15.61% | 7.279% | 2.499% | 2.975% | 100%
Floorspace-Based | FCZ12i Tot | School | 0% | 0% | 0% | 0% | 0% | 0% | 45.22% | 54.78% | 0% | 0% | 0% | 100%
Floorspace-Based | FCZ12i Tot | Warehouse | 0% | 0% | 0% | 0% | 0% | 4.058% | 64.76% | 24.51% | 2.857% | 3.816% | 0% | 100%
Floorspace-Based | FCZ12i Tot | All Commercial | 0% | 0% | 0% | 0.01659% | 0.1704% | 1.383% | 64.49% | 25.85% | 2.45% | 2.345% | 3.297% | 100%
Floorspace-Based | FCZ13 Tot | College | 0% | 0% | 0% | 0% | 0% | 0% | 42.44% | 48.41% | 0% | 6.449% | 2.693% | 100%
Floorspace-Based | FCZ13 Tot | Food Stores | 0% | 0% | 0% | 0% | 0.2061% | 1.741% | 62.56% | 27.12% | 0.07633% | 6.056% | 2.235% | 100%
Floorspace-Based | FCZ13 Tot | Health Care | 0% | 0% | 0% | 0% | 0% | 2.787% | 66.55% | 21.19% | 0% | 4.974% | 4.492% | 100%
Floorspace-Based | FCZ13 Tot | Lodging | 0% | 0% | 0% | 0% | 0% | 0% | 68.95% | 24.9% | 0% | 6.151% | 0% | 100%
Floorspace-Based | FCZ13 Tot | Miscellaneous | 0% | 0% | 0% | 0% | 1.55% | 6.846% | 39.81% | 34.74% | 1.122% | 15.88% | 0.04781% | 100%
Floorspace-Based | FCZ13 Tot | Office, Large | 0% | 0% | 0% | 0% | 0% | 4.125% | 71.94% | 21.54% | 0% | 2.39% | 0% | 100%
Floorspace-Based | FCZ13 Tot | Office, Small | 0% | 0% | 0% | 0% | 0.1899% | 3.243% | 21.5% | 57.88% | 0.4341% | 15.95% | 0.8142% | 100%
Floorspace-Based | FCZ13 Tot | Refrigerated Warehouse | 0% | 0% | 0% | 0% | 0% | 0% | 51.53% | 43.4% | 0% | 5.074% | 0% | 100%
Floorspace-Based | FCZ13 Tot | Restaurant | 0% | 0% | 0% | 0% | 2.387% | 5.462% | 35.88% | 41.13% | 1.143% | 11.44% | 2.552% | 100%
Floorspace-Based | FCZ13 Tot | Retail | 0% | 0% | 0% | 0% | 1.107% | 1.332% | 53.87% | 34.1% | 0.7% | 5.324% | 3.562% | 100%
Floorspace-Based | FCZ13 Tot | School | 0% | 0% | 0% | 0% | 0% | 0.121% | 43.32% | 51.08% | 0% | 5.41% | 0.0629% | 100%
Floorspace-Based | FCZ13 Tot | Warehouse | 0% | 0% | 0% | 0% | 0% | 1.228% | 38.15% | 54.56% | 0.05564% | 6.005% | 0% | 100%
Floorspace-Based | FCZ13 Tot | All Commercial | 0% | 0% | 0% | 0% | 0.5808% | 3.02% | 48.92% | 37.5% | 0.4176% | 8.285% | 1.271% | 100%
Floorspace-Based | FCZ16 Tot | College | 0% | 0% | 0% | 0% | 0% | 0% | 99.96% | 0% | 0% | 0.03582% | 0% | 100%
Floorspace-Based | FCZ16 Tot | Food Stores | 0% | 0% | 0% | 0% | 0% | 1.558% | 50.09% | 41.79% | 0.7223% | 0% | 5.841% | 100%
Floorspace-Based | FCZ16 Tot | Health Care | 0% | 0% | 0% | 0% | 0% | 0% | 40.61% | 59.39% | 0% | 0% | 0% | 100%
Floorspace-Based | FCZ16 Tot | Lodging | 0% | 0% | 0% | 0% | 0% | 4.295% | 68.18% | 7.741% | 0% | 0% | 19.79% | 100%
Floorspace-Based | FCZ16 Tot | Miscellaneous | 0% | 0% | 0% | 0% | 0% | 0.455% | 45.21% | 51.11% | 1.298% | 1.919% | 0% | 100%
Floorspace-Based | FCZ16 Tot | Office, Large | 0% | 0% | 0% | 0% | 2.456% | 2.885% | 59.91% | 32.19% | 0% | 2.238% | 0.3267% | 100%
Floorspace-Based | FCZ16 Tot | Office, Small | 0% | 0% | 0% | 0% | 0% | 0.2693% | 61.34% | 38.39% | 0% | 0% | 0% | 100%
Floorspace-Based | FCZ16 Tot | Refrigerated Warehouse | 0% | 0% | 0% | 0% | 0% | 0% | 67.14% | 21.61% | 11.25% | 0% | 0% | 100%
Floorspace-Based | FCZ16 Tot | Restaurant | 0% | 0% | 0% | 0% | 0% | 0.3616% | 54.61% | 38.09% | 6.258% | 0.6797% | 0% | 100%
Floorspace-Based | FCZ16 Tot | Retail | 0% | 0% | 0% | 0% | 0% | 1.442% | 47.15% | 46.66% | 1.442% | 3.155% | 0.1443% | 100%
Floorspace-Based | FCZ16 Tot | School | 0% | 0% | 0% | 0% | 0% | 8.392% | 41.81% | 44.94% | 0% | 4.859% | 0% | 100%
Floorspace-Based | FCZ16 Tot | Warehouse | 0% | 0% | 0% | 0% | 0% | 0.9064% | 76.38% | 22.62% | 0% | 0.0895% | 0% | 100%
Floorspace-Based | FCZ16 Tot | All Commercial | 0% | 0% | 0% | 0% | 0.7418% | 2.285% | 56.85% | 36.3% | 0.7182% | 1.847% | 1.264% | 100%
Floorspace-Based | FCZ17 Tot | College | 0% | 0% | 0% | 0% | 0% | 0% | 78.31% | 21.1% | 0% | 0.5926% | 0% | 100%
Floorspace-Based | FCZ17 Tot | Food Stores | 0% | 0% | 0% | 0% | 0% | 0% | 74.2% | 16.95% | 1.281% | 7.063% | 0.5087% | 100%
Floorspace-Based | FCZ17 Tot | Health Care | 0% | 0% | 0% | 0% | 0% | 0% | 76.86% | 23.14% | 0% | 0% | 0% | 100%
Floorspace-Based | FCZ17 Tot | Lodging | 0% | 0% | 0% | 0% | 0% | 0% | 82.01% | 0% | 1.364% | 16.63% | 0% | 100%
Floorspace-Based | FCZ17 Tot | Miscellaneous | 0% | 0% | 0% | 0% | 0% | 0.9595% | 57.22% | 23.48% | 13.1% | 5.244% | 0% | 100%
Floorspace-Based | FCZ17 Tot | Office, Large | 0% | 0% | 0% | 0% | 0% | 0% | 90.31% | 1.309% | 0% | 8.382% | 0% | 100%
Floorspace-Based | FCZ17 Tot | Office, Small | 0% | 0% | 0% | 0% | 0% | 0.2995% | 58.5% | 28.55% | 12.12% | 0.5302% | 0% | 100%
Floorspace-Based | FCZ17 Tot | Refrigerated Warehouse | 0% | 0% | 0% | 0% | 0% | 0% | 46.69% | 53.31% | 0% | 0% | 0% | 100%
Floorspace-Based | FCZ17 Tot | Restaurant | 0% | 0% | 0% | 0% | 0.4252% | 0.9149% | 55.43% | 35.78% | 4.886% | 1.845% | 0.7214% | 100%
Floorspace-Based | FCZ17 Tot | Retail | 0% | 0% | 0% | 0% | 2.972% | 8.044% | 53.33% | 31.34% | 0.8472% | 2.938% | 0.534% | 100%
Floorspace-Based | FCZ17 Tot | School | 0% | 0% | 0% | 0% | 0% | 0% | 64.98% | 29.03% | 5.985% | 0% | 0% | 100%
Floorspace-Based | FCZ17 Tot | Warehouse | 0% | 0% | 6.692% | 0% | 0% | 0% | 76.82% | 15.63% | 0.8525% | 0% | 0% | 100%
Floorspace-Based | FCZ17 Tot | All Commercial | 0% | 0% | 0.6762% | 0% | 0.6145% | 1.848% | 65.52% | 23.35% | 4.678% | 3.145% | 0.1635% | 100%
Floorspace-Based | PG&E | College | 0% | 0% | 0% | 0% | 0.7278% | 0.876% | 79.53% | 15.03% | 1.75% | 1.204% | 0.8782% | 100%
Floorspace-Based | PG&E | Food Stores | 0% | 0% | 0% | 0% | 0.3958% | 3.448% | 59.68% | 29.47% | 2.645% | 2.554% | 1.806% | 100%
Floorspace-Based | PG&E | Health Care | 0% | 0% | 0% | 0% | 0.07733% | 2.921% | 68.57% | 19.61% | 1.695% | 3.679% | 3.441% | 100%
Floorspace-Based | PG&E | Lodging | 0% | 0% | 0.08412% | 0.1264% | 1.63% | 17.26% | 59.88% | 16.11% | 0.865% | 2.077% | 1.955% | 100%
Floorspace-Based | PG&E | Miscellaneous | 0% | 0% | 0% | 0.2472% | 0.4252% | 4.449% | 48.46% | 34.02% | 3.75% | 5.776% | 2.874% | 100%
Floorspace-Based | PG&E | Office, Large | 0% | 0% | 0% | 0% | 0.2753% | 9.33% | 65.63% | 17.61% | 2.428% | 4.664% | 0.05417% | 100%
Floorspace-Based | PG&E | Office, Small | 0% | 0% | 0% | 0.1388% | 0.359% | 3.476% | 39.94% | 41.06% | 4.209% | 9.433% | 1.384% | 100%
Floorspace-Based | PG&E | Refrigerated Warehouse | 0% | 0% | 0% | 0% | 0% | 8.055% | 55.14% | 17.85% | 2.256% | 0.8937% | 15.8% | 100%
Floorspace-Based | PG&E | Restaurant | 0% | 0% | 0.1193% | 0.1552% | 0.683% | 4.568% | 46.09% | 34.81% | 6.029% | 5.321% | 2.225% | 100%
Floorspace-Based | PG&E | Retail | 0% | 0% | 0% | 0% | 0.2206% | 4.36% | 51.75% | 31.64% | 4.76% | 5.18% | 2.095% | 100%
Floorspace-Based | PG&E | School | 0% | 0% | 0% | 0% | 0% | 1.518% | 49.65% | 44.39% | 1.824% | 2.468% | 0.1484% | 100%
Floorspace-Based | PG&E | Warehouse | 0% | 0% | 0% | 0.1736% | 0.9832% | 7.191% | 43.9% | 30.51% | 3.323% | 9.127% | 4.794% | 100%
Floorspace-Based | PG&E | All Commercial | 0% | 0% | 0.009309% | 0.09209% | 0.4839% | 6.045% | 54.31% | 28.44% | 3.09% | 5.263% | 2.275% | 100%
Floorspace-Based | SCE | College | 0% | 0% | 0% | 0.09402% | 0.0597% | 0.5268% | 60.79% | 22.86% | 0.1521% | 14.98% | 0.5442% | 100%
Floorspace-Based | SCE | Food Stores | 0.2064% | 0% | 0% | 0.06407% | 1.762% | 7.721% | 49.75% | 35.16% | 1.033% | 1.95% | 2.358% | 100%
Floorspace-Based | SCE | Health Care | 0% | 0% | 0% | 0.02158% | 2.394% | 4.292% | 45.48% | 37.21% | 2.455% | 4.222% | 3.917% | 100%
Floorspace-Based | SCE | Lodging | 0% | 0.05051% | 0% | 0.2043% | 0.2072% | 6.159% | 54.1% | 31.31% | 0.8703% | 3.13% | 3.965% | 100%
Floorspace-Based | SCE | Miscellaneous | 0% | 0% | 0% | 0.03762% | 0.8105% | 4.34% | 47.52% | 38.54% | 2.653% | 4.751% | 1.352% | 100%
Floorspace-Based | SCE | Office, Large | 0% | 0% | 0% | 0% | 1.357% | 3.253% | 62.14% | 25.07% | 1.263% | 5.936% | 0.9859% | 100%
Floorspace-Based | SCE | Office, Small | 0% | 0% | 0% | 0.1249% | 0.8467% | 4.03% | 36.19% | 48.43% | 3.578% | 6.343% | 0.4608% | 100%
Floorspace-Based | SCE | Refrigerated Warehouse | 0% | 0% | 0% | 0% | 0% | 6.956% | 59.51% | 13.11% | 2.765% | 1.145% | 16.51% | 100%
Floorspace-Based | SCE | Restaurant | 0% | 0% | 0% | 0.4357% | 1.389% | 4.868% | 42.79% | 39.96% | 4.024% | 5.203% | 1.332% | 100%
Floorspace-Based | SCE | Retail | 0% | 0.01251% | 0.04274% | 0.1645% | 0.8878% | 4.633% | 46.56% | 29.56% | 3.556% | 6.972% | 7.614% | 100%
Floorspace-Based | SCE | School | 0% | 0% | 0% | 0% | 0.7848% | 2.262% | 51.93% | 32.53% | 0.8273% | 11.1% | 0.5755% | 100%
Floorspace-Based | SCE | Warehouse | 0% | 0.2537% | 0% | 0.004568% | 0.425% | 7.25% | 39.17% | 29.97% | 5.311% | 15.01% | 2.604% | 100%
Floorspace-Based | SCE | All Commercial | 0.006% | 0.05781% | 0.00647% | 0.06961% | 0.854% | 4.73% | 47.48% | 32.75% | 2.91% | 8.322% | 2.815% | 100%
Floorspace-Based | SDG&E | College | 0% | 0% | 0% | 0% | 0% | 0% | 95.82% | 2.094% | 0.2442% | 1.098% | 0.7417% | 100%
Floorspace-Based | SDG&E | Food Stores | 0% | 0% | 0% | 0% | 0% | 3.225% | 82.21% | 10.56% | 0.8453% | 2.663% | 0.4948% | 100%
Floorspace-Based | SDG&E | Health Care | 0% | 0% | 0% | 0% | 0% | 1.627% | 77.08% | 15.9% | 0.05315% | 1.361% | 3.972% | 100%
Floorspace-Based | SDG&E | Lodging | 0% | 0% | 0% | 0% | 0.1307% | 3.094% | 73.8% | 8.403% | 0.2462% | 2.138% | 12.19% | 100%
Floorspace-Based | SDG&E | Miscellaneous | 0% | 0% | 0% | 0% | 0.5581% | 3.503% | 52.41% | 35.99% | 0.9402% | 4.309% | 2.296% | 100%
Floorspace-Based | SDG&E | Office, Large | 0% | 0% | 0% | 0% | 0% | 1.331% | 78.4% | 14.64% | 0% | 4.748% | 0.8797% | 100%
Floorspace-Based | SDG&E | Office, Small | 0% | 0% | 0% | 0% | 0.1562% | 1.896% | 58.85% | 34.47% | 1.936% | 2.352% | 0.3485% | 100%
Floorspace-Based | SDG&E | Refrigerated Warehouse | 0% | 0% | 0% | 0% | 0% | 1.584% | 56.29% | 26.76% | 0% | 11.85% | 3.509% | 100%
Floorspace-Based | SDG&E | Restaurant | 0% | 0% | 0% | 0% | 0% | 2.727% | 55.59% | 32.8% | 3.255% | 2.901% | 2.724% | 100%
Floorspace-Based | SDG&E | Retail | 0% | 0% | 0% | 0.03666% | 0.06214% | 1.348% | 71.14% | 21.17% | 3.77% | 1.317% | 1.163% | 100%
Floorspace-Based | SDG&E | School | 0% | 0% | 0% | 0% | 0% | 0% | 61.95% | 29.91% | 0.1512% | 7.987% | 0% | 100%
Floorspace-Based | SDG&E | Warehouse | 0% | 0% | 0% | 0% | 0% | 1.718% | 52.06% | 32.54% | 0.9858% | 11.14% | 1.555% | 100%
Floorspace-Based | SDG&E | All Commercial | 0% | 0% | 0% | 0.004801% | 0.1577% | 1.953% | 67.25% | 23.53% | 1.112% | 3.744% | 2.245% | 100%
Floorspace-Based | LADWP | College | 0% | 0% | 0% | 0% | 0% | 0% | 98.81% | 1.122% | 0% | 0.06543% | 0% | 100%
Floorspace-Based | LADWP | Food Stores | 0% | 0% | 0% | 0% | 0% | 0.959% | 59.36% | 32.24% | 0.9371% | 2.715% | 3.792% | 100%
Floorspace-Based | LADWP | Health Care | 0% | 0% | 0% | 0% | 0% | 0% | 50.45% | 49.55% | 0% | 0% | 0% | 100%
Floorspace-Based | LADWP | Lodging | 0% | 0% | 0% | 0% | 0% | 3.966% | 69.24% | 7.148% | 0.1044% | 1.273% | 18.27% | 100%
Floorspace-Based | LADWP | Miscellaneous | 0% | 0% | 0% | 0% | 0% | 0.5808% | 48.21% | 44.22% | 4.244% | 2.749% | 0% | 100%
Floorspace-Based | LADWP | Office, Large | 0% | 0% | 0% | 0% | 2.229% | 2.618% | 62.72% | 29.34% | 0% | 2.806% | 0.2965% | 100%
Floorspace-Based | LADWP | Office, Small | 0% | 0% | 0% | 0% | 0% | 0.2776% | 60.56% | 35.68% | 3.33% | 0.1456% | 0% | 100%
Floorspace-Based | LADWP | Refrigerated Warehouse | 0% | 0% | 0% | 0% | 0% | 0% | 62.39% | 28.97% | 8.637% | 0% | 0% | 100%
Floorspace-Based | LADWP | Restaurant | 0% | 0% | 0% | 0% | 0.1382% | 0.5415% | 54.88% | 37.34% | 5.812% | 1.058% | 0.2345% | 100%
Floorspace-Based | LADWP | Retail | 0% | 0% | 0% | 0% | 1% | 3.664% | 49.23% | 41.5% | 1.242% | 3.082% | 0.2755% | 100%
Floorspace-Based | LADWP | School | 0% | 0% | 0% | 0% | 0% | 6.132% | 48.05% | 40.66% | 1.612% | 3.551% | 0% | 100%
Floorspace-Based | LADWP | Warehouse | 0% | 0% | 2.675% | 0% | 0% | 0.5441% | 76.56% | 19.83% | 0.3408% | 0.05372% | 0% | 100%
Floorspace-Based | LADWP | All Commercial | 0% | 0% | 0.1504% | 0% | 0.7135% | 2.188% | 58.78% | 33.42% | 1.599% | 2.136% | 1.019% | 100%
Floorspace-Based | SMUD | College | 0% | 0% | 0% | 0% | 0% | 0% | 42.44% | 48.41% | 0% | 6.449% | 2.693% | 100%
Floorspace-Based | SMUD | Food Stores | 0% | 0% | 0% | 0% | 0.2061% | 1.741% | 62.56% | 27.12% | 0.07633% | 6.056% | 2.235% | 100%
Floorspace-Based | SMUD | Health Care | 0% | 0% | 0% | 0% | 0% | 2.787% | 66.55% | 21.19% | 0% | 4.974% | 4.492% | 100%
Floorspace-Based | SMUD | Lodging | 0% | 0% | 0% | 0% | 0% | 0% | 68.95% | 24.9% | 0% | 6.151% | 0% | 100%
Floorspace-Based | SMUD | Miscellaneous | 0% | 0% | 0% | 0% | 1.55% | 6.846% | 39.81% | 34.74% | 1.122% | 15.88% | 0.04781% | 100%
Floorspace-Based | SMUD | Office, Large | 0% | 0% | 0% | 0% | 0% | 4.125% | 71.94% | 21.54% | 0% | 2.39% | 0% | 100%
Floorspace-Based | SMUD | Office, Small | 0% | 0% | 0% | 0% | 0.1899% | 3.243% | 21.5% | 57.88% | 0.4341% | 15.95% | 0.8142% | 100%
Floorspace-Based | SMUD | Refrigerated Warehouse | 0% | 0% | 0% | 0% | 0% | 0% | 51.53% | 43.4% | 0% | 5.074% | 0% | 100%
Floorspace-Based | SMUD | Restaurant | 0% | 0% | 0% | 0% | 2.387% | 5.462% | 35.88% | 41.13% | 1.143% | 11.44% | 2.552% | 100%
Floorspace-Based | SMUD | Retail | 0% | 0% | 0% | 0% | 1.107% | 1.332% | 53.87% | 34.1% | 0.7% | 5.324% | 3.562% | 100%
Floorspace-Based | SMUD | School | 0% | 0% | 0% | 0% | 0% | 0.121% | 43.32% | 51.08% | 0% | 5.41% | 0.0629% | 100%
Floorspace-Based | SMUD | Warehouse | 0% | 0% | 0% | 0% | 0% | 1.228% | 38.15% | 54.56% | 0.05564% | 6.005% | 0% | 100%
Floorspace-Based | SMUD | All Commercial | 0% | 0% | 0% | 0% | 0.5808% | 3.02% | 48.92% | 37.5% | 0.4176% | 8.285% | 1.271% | 100%
Floorspace-Based | FCZ01 | College | 0% | 0% | 0% | 0% | 0% | 0.1082% | 73.93% | 24.16% | 0.7354% | 0.2459% | 0.8204% | 100%
Floorspace-Based | FCZ01 | Food Stores | 0% | 0% | 0% | 0% | 0.6746% | 3.067% | 59.56% | 33.98% | 0.6544% | 1.332% | 0.7335% | 100%
Floorspace-Based | FCZ01 | Health Care | 0% | 0% | 0% | 0% | 0% | 4.837% | 68.06% | 18.41% | 1.938% | 5.184% | 1.571% | 100%
Floorspace-Based | FCZ01 | Lodging | 0% | 0% | 0.2097% | 0% | 1.116% | 6.128% | 67.97% | 21.32% | 0.3879% | 0.351% | 2.52% | 100%
Floorspace-Based | FCZ01 | Miscellaneous | 0% | 0% | 0% | 0.09006% | 0.5235% | 3.231% | 55.33% | 32.11% | 2.103% | 4.125% | 2.491% | 100%
Floorspace-Based | FCZ01 | Office, Large | 0% | 0% | 0% | 0% | 0.331% | 9.288% | 72.36% | 14% | 1.074% | 2.95% | 0% | 100%
Floorspace-Based | FCZ01 | Office, Small | 0% | 0% | 0% | 0.3602% | 0.6449% | 4.736% | 44.26% | 42.11% | 2.579% | 3.739% | 1.569% | 100%
Floorspace-Based | FCZ01 | Refrigerated Warehouse | 0% | 0% | 0% | 0% | 0% | 2.281% | 63.31% | 29.34% | 0.746% | 0% | 4.32% | 100%
Floorspace-Based | FCZ01 | Restaurant | 0% | 0% | 0.2359% | 0.1883% | 1.146% | 3.747% | 47.33% | 37.04% | 5.223% | 3.394% | 1.694% | 100%
Floorspace-Based | FCZ01 | Retail | 0% | 0% | 0% | 0% | 0.1993% | 5.306% | 58.52% | 26.88% | 3.093% | 3.297% | 2.698% | 100%
Floorspace-Based | FCZ01 | School | 0% | 0% | 0% | 0% | 0% | 3.056% | 38.09% | 57.87% | 0.4246% | 0.3279% | 0.2363% | 100%
Floorspace-Based | FCZ01 | Warehouse | 0% | 0% | 0% | 0.5348% | 0.3574% | 2.449% | 39.43% | 44.42% | 2.309% | 9.756% | 0.7413% | 100%
Floorspace-Based | FCZ01 | All Commercial | 0% | 0% | 0.02006% | 0.09216% | 0.4056% | 5.54% | 60.07% | 27.42% | 1.73% | 3.47% | 1.261% | 100%
Floorspace-Based | FCZ02 | College | 0% | 0% | 0% | 0% | 0% | 0% | 88.15% | 2.423% | 6.049% | 3.373% | 0% | 100%
Floorspace-Based | FCZ02 | Food Stores | 0% | 0% | 0% | 0% | 0% | 9.487% | 74.89% | 10.08% | 3.903% | 0.4948% | 1.146% | 100%
Floorspace-Based | FCZ02 | Health Care | 0% | 0% | 0% | 0% | 0.7067% | 3.378% | 83.86% | 11.17% | 0% | 0% | 0.8891% | 100%
Floorspace-Based | FCZ02 | Lodging | 0% | 0% | 0% | 0.4709% | 0.683% | 50.63% | 43.75% | 2.635% | 0% | 1.008% | 0.8158% | 100%
Floorspace-Based | FCZ02 | Miscellaneous | 0% | 0% | 0% | 2.01% | 0.1202% | 5.22% | 45.2% | 39.83% | 1.482% | 3.238% | 2.896% | 100%
Floorspace-Based | FCZ02 | Office, Large | 0% | 0% | 0% | 0% | 0% | 15.53% | 43.02% | 35.94% | 0% | 5.511% | 0% | 100%
Floorspace-Based | FCZ02 | Office, Small | 0% | 0% | 0% | 0% | 0.4048% | 4.463% | 47.36% | 37.37% | 1.345% | 8.486% | 0.5653% | 100%
Floorspace-Based | FCZ02 | Refrigerated Warehouse | 0% | 0% | 0% | 0% | 0% | 12.19% | 83.99% | 0.1489% | 1.511% | 2.162% | 0% | 100%
Floorspace-Based | FCZ02 | Restaurant | 0% | 0% | 0% | 0% | 1.052% | 12.61% | 50.23% | 29.51% | 0.7773% | 3.929% | 1.886% | 100%
Floorspace-Based | FCZ02 | Retail | 0% | 0% | 0% | 0% | 0.3535% | 8.957% | 57.39% | 28.79% | 1.73% | 0.8702% | 1.904% | 100%
Floorspace-Based | FCZ02 | School | 0% | 0% | 0% | 0% | 0% | 0% | 69.99% | 24.75% | 1.517% | 3.736% | 0% | 100%
Floorspace-Based | FCZ02 | Warehouse | 0% | 0% | 0% | 0% | 5.75% | 12.7% | 34.82% | 12.22% | 0% | 0.5132% | 33.99% | 100%
Floorspace-Based | FCZ02 | All Commercial | 0% | 0% | 0% | 0.483% | 0.7456% | 15.7% | 53.12% | 22.4% | 1.095% | 2.805% | 3.652% | 100%
Floorspace-Based | FCZ03 | College | 0% | 0% | 0% | 0% | 0% | 13.72% | 80.19% | 2.448% | 3.55% | 0.09123% | 0% | 100%
Floorspace-Based | FCZ03 | Food Stores | 0% | 0% | 0% | 0% | 0% | 0% | 59.19% | 34.17% | 4.159% | 0.4681% | 2.013% | 100%
Floorspace-Based | FCZ03 | Health Care | 0% | 0% | 0% | 0% | 0% | 0% | 75.39% | 11.4% | 1.248% | 4.106% | 7.855% | 100%
Floorspace-Based | FCZ03 | Lodging | 0% | 0% | 0% | 0% | 28.69% | 0.1867% | 54.01% | 4.342% | 12.76% | 0% | 0% | 100%
Floorspace-Based | FCZ03 | Miscellaneous | 0% | 0% | 0% | 0% | 0% | 6.352% | 40.56% | 26.05% | 19.45% | 6.911% | 0.6766% | 100%
Floorspace-Based | FCZ03 | Office, Large | 0% | 0% | 0% | 0% | 0% | 0% | 11.1% | 88.9% | 0% | 0% | 0% | 100%
Floorspace-Based | FCZ03 | Office, Small | 0% | 0% | 0% | 0% | 0% | 0.4923% | 44.68% | 41.77% | 7.51% | 4.085% | 1.465% | 100%
Floorspace-Based | FCZ03 | Refrigerated Warehouse | 0% | 0% | 0% | 0% | 0% | 0% | 0% | 100% | 0% | 0% | 0% | 100%
Floorspace-Based | FCZ03 | Restaurant | 0% | 0% | 0% | 1.881% | 0% | 1.465% | 69.71% | 23.43% | 0% | 3.513% | 0% | 100%
Floorspace-Based | FCZ03 | Retail | 0% | 0% | 0% | 0% | 0% | 1.328% | 48.95% | 38.38% | 5.162% | 3.13% | 3.049% | 100%
Floorspace-Based | FCZ03 | School | 0% | 0% | 0% | 0% | 0% | 0% | 46.14% | 51.37% | 2.444% | 0.05029% | 0% | 100%
Floorspace-Based | FCZ03 | Warehouse | 0% | 0% | 0% | 0% | 0% | 0% | 65.84% | 33.68% | 0% | 0% | 0.4799% | 100%
Floorspace-Based | FCZ03 | All Commercial | 0% | 0% | 0% | 0.0458% | 1.58% | 2.903% | 50.24% | 33.2% | 7.935% | 2.895% | 1.196% | 100%
Floorspace-Based | FCZ04 | College | 0% | 0% | 0% | 0% | 3.526% | 0% | 81.66% | 10.8% | 0% | 1.193% | 2.818% | 100%
Floorspace-Based | FCZ04 | Food Stores | 0% | 0% | 0% | 0% | 0% | 1.875% | 65.42% | 26.06% | 1.681% | 1.391% | 3.565% | 100%
Floorspace-Based | FCZ04 | Health Care | 0% | 0% | 0% | 0% | 0% | 1.419% | 64.21% | 24.68% | 2.794% | 4.886% | 2.017% | 100%
Floorspace-Based | FCZ04 | Lodging | 0% | 0% | 0% | 0% | 0% | 2.276% | 74% | 16.59% | 0% | 3.23% | 3.896% | 100%
Floorspace-Based | FCZ04 | Miscellaneous | 0% | 0% | 0% | 0% | 1.06% | 6.2% | 34.09% | 36.02% | 5.158% | 13.04% | 4.434% | 100%
Floorspace-Based | FCZ04 | Office, Large | 0% | 0% | 0% | 0% | 0% | 0% | 27.58% | 15.81% | 25.45% | 30.25% | 0.8985% | 100%
Floorspace-Based | FCZ04 | Office, Small | 0% | 0% | 0% | 0% | 0.4021% | 3.144% | 34.68% | 31.49% | 6.272% | 22.77% | 1.234% | 100%
Floorspace-Based | FCZ04 | Refrigerated Warehouse | 0% | 0% | 0% | 0% | 0% | 24.62% | 40.87% | 31.48% | 0% | 0% | 3.023% | 100%
Floorspace-Based | FCZ04 | Restaurant | 0% | 0% | 0% | 0% | 0% | 8.459% | 39.91% | 25.16% | 12.25% | 10.75% | 3.462% | 100%
Floorspace-Based | FCZ04 | Retail | 0% | 0% | 0% | 0% | 0.4202% | 2.339% | 54.64% | 26.07% | 7.03% | 8.391% | 1.11% | 100%
Floorspace-Based | FCZ04 | School | 0% | 0% | 0% | 0% | 0% | 0.7152% | 40.93% | 51.93% | 1.074% | 4.947% | 0.407% | 100%
Floorspace-Based | FCZ04 | Warehouse | 0% | 0% | 0% | 0% | 1.325% | 14.42% | 43.78% | 21.54% | 2.805% | 11.27% | 4.86% | 100%
Floorspace-Based | FCZ04 | All Commercial | 0% | 0% | 0% | 0% | 0.8236% | 6.525% | 45.71% | 27.25% | 5.219% | 11.36% | 3.111% | 100%
Floorspace-Based | FCZ05 | College | 0% | 0% | 0% | 0% | 0% | 0% | 71.49% | 24.07% | 2.317% | 2.122% | 0% | 100%
Floorspace-Based | FCZ05 | Food Stores | 0% | 0% | 0% | 0% | 0% | 1.314% | 54.12% | 31.77% | 5.303% | 4.003% | 3.489% | 100%
Floorspace-Based | FCZ05 | Health Care | 0% | 0% | 0% | 0% | 0% | 0.7015% | 53.59% | 30.79% | 2.103% | 2.69% | 10.13% | 100%
Floorspace-Based | FCZ05 | Lodging | 0% | 0% | 0% | 0% | 0% | 3.908% | 48.09% | 34.68% | 3.943% | 9.376% | 0% | 100%
Floorspace-Based | FCZ05 | Miscellaneous | 0% | 0% | 0% | 0% | 0% | 3.192% | 52.28% | 33.01% | 3.974% | 4.592% | 2.95% | 100%
Floorspace-Based | FCZ05 | Office, Large | 0% | 0% | 0% | 0% | 0% | 0% | 25.94% | 68.97% | 0% | 5.083% | 0% | 100%
Floorspace-Based | FCZ05 | Office, Small | 0% | 0% | 0% | 0% | 0% | 1.909% | 34.98% | 38.85% | 5.686% | 15.79% | 2.782% | 100%
Floorspace-Based | FCZ05 | Refrigerated Warehouse | 0% | 0% | 0% | 0% | 0% | 0% | 41.51% | 1.626% | 6.997% | 2.322% | 47.55% | 100%
Floorspace-Based | FCZ05 | Restaurant | 0% | 0% | 0% | 0% | 0% | 1.2% | 41.26% | 38.85% | 8.595% | 6.489% | 3.61% | 100%
Floorspace-Based | FCZ05 | Retail | 0% | 0% | 0% | 0% | 0% | 2.645% | 34.53% | 43.58% | 6.633% | 10.88% | 1.731% | 100%
Floorspace-Based | FCZ05 | School | 0% | 0% | 0% | 0% | 0% | 1.58% | 58.32% | 28.62% | 5.545% | 5.938% | 0% | 100%
Floorspace-Based | FCZ05 | Warehouse | 0% | 0% | 0% | 0% | 0% | 0.1757% | 54.42% | 28.01% | 5.46% | 9.241% | 2.693% | 100%
Floorspace-Based | FCZ05 | All Commercial | 0% | 0% | 0% | 0% | 0% | 1.779% | 47.26% | 34.69% | 4.77% | 7.475% | 4.024% | 100%
Floorspace-Based | FCZ06 | College | 0% | 0% | 0% | 0% | 0% | 0% | 91.87% | 2.714% | 3.318% | 2.099% | 0% | 100%
Floorspace-Based | FCZ06 | Food Stores | 0% | 0% | 0% | 0% | 1.3% | 6.124% | 42.44% | 33.93% | 5.802% | 9.984% | 0.4175% | 100%
Floorspace-Based | FCZ06 | Health Care | 0% | 0% | 0% | 0% | 0% | 0% | 83.42% | 11.13% | 0.2817% | 0.38% | 4.786% | 100%
Floorspace-Based | FCZ06 | Lodging | 0% | 0% | 0% | 0% | 1.617% | 4.872% | 66.48% | 18.97% | 0.5563% | 4.748% | 2.759% | 100%
Floorspace-Based | FCZ06 | Miscellaneous | 0% | 0% | 0% | 0% | 0% | 6.755% | 50.39% | 37.93% | 1.329% | 1.495% | 2.105% | 100%
Floorspace-Based | FCZ06 | Office, Large | 0% | 0% | 0% | 0% | 0% | 41.8% | 47.09% | 11.11% | 0% | 0% | 0% | 100%
Floorspace-Based | FCZ06 | Office, Small | 0% | 0% | 0% | 0% | 0% | 2.104% | 31.64% | 54.64% | 6.459% | 5.163% | 0% | 100%
Floorspace-Based | FCZ06 | Refrigerated Warehouse | 0% | 0% | 0% | 0% | 0% | 0% | 42.26% | 15.3% | 1.871% | 0% | 40.56% | 100%
Floorspace-Based | FCZ06 | Restaurant | 0% | 0% | 0% | 0% | 0.1252% | 2.931% | 43.73% | 37.82% | 4.85% | 8.289% | 2.258% | 100%
Floorspace-Based | FCZ06 | Retail | 0% | 0% | 0% | 0% | 0.2954% | 3.839% | 45.95% | 39.51% | 6.866% | 1.577% | 1.957% | 100%
Floorspace-Based | FCZ06 | School | 0% | 0% | 0% | 0% | 0% | 0% | 71.86% | 26.95% | 0.431% | 0.7602% | 0% | 100%
Floorspace-Based | FCZ06 | Warehouse | 0% | 0% | 0% | 0% | 0% | 1.292% | 43.28% | 37.32% | 11.99% | 3.684% | 2.435% | 100%
Floorspace-Based | FCZ06 | All Commercial | 0% | 0% | 0% | 0% | 0.2897% | 5.071% | 55.05% | 30.9% | 3.709% | 2.944% | 2.042% | 100%
Floorspace-Based | FCZ07 | College | 0% | 0% | 0% | 0.1521% | 0.09662% | 0.7893% | 71.26% | 25.38% | 0.1039% | 2.222% | 0% | 100%
Floorspace-Based | FCZ07 | Food Stores | 0.3428% | 0% | 0% | 0% | 2.837% | 10.61% | 50.37% | 34.17% | 0.7664% | 0.4167% | 0.4908% | 100%
Floorspace-Based | FCZ07 | Health Care | 0% | 0% | 0% | 0.03689% | 4.093% | 5.226% | 37.56% | 47.1% | 0.7415% | 4.913% | 0.3328% | 100%
Floorspace-Based | FCZ07 | Lodging | 0% | 0.08546% | 0% | 0.3457% | 0% | 9.322% | 41.94% | 40.96% | 0.9209% | 1.727% | 4.706% | 100%
Floorspace-Based | FCZ07 | Miscellaneous | 0% | 0% | 0% | 0.06844% | 1.446% | 5.675% | 47.33% | 38.15% | 3.213% | 2.748% | 1.363% | 100%
Floorspace-Based | FCZ07 | Office, Large | 0% | 0% | 0% | 0% | 1.704% | 3.594% | 62.99% | 25.82% | 1.585% | 4.086% | 0.2215% | 100%
Floorspace-Based | FCZ07 | Office, Small | 0% | 0% | 0% | 0% | 1.255% | 5.764% | 34.64% | 53.24% | 1.966% | 2.858% | 0.2737% | 100%
Floorspace-Based | FCZ07 | Refrigerated Warehouse | 0% | 0% | 0% | 0% | 0% | 8.849% | 65.54% | 17.71% | 5.589% | 2.316% | 0% | 100%
Floorspace-Based | FCZ07 | Restaurant | 0% | 0% | 0% | 0.7008% | 1.987% | 5.586% | 38.46% | 43.9% | 3.988% | 4.132% | 1.248% | 100%
Floorspace-Based | FCZ07 | Retail | 0% | 0.02138% | 0.07306% | 0.2562% | 1.393% | 6.762% | 48.94% | 33.13% | 3.312% | 4.829% | 1.282% | 100%
Floorspace-Based | FCZ07 | School | 0% | 0% | 0% | 0% | 1.209% | 2.372% | 48.63% | 38.85% | 1.127% | 7.414% | 0.3959% | 100%
Floorspace-Based | FCZ07 | Warehouse | 0% | 0.5285% | 0% | 0.009516% | 0.8854% | 9.973% | 40.16% | 40.96% | 4.258% | 2.803% | 0.4277% | 100%
Floorspace-Based | FCZ07 | All Commercial | 0.01032% | 0.0994% | 0.01112% | 0.09514% | 1.391% | 6.11% | 47.97% | 37.29% | 2.494% | 3.697% | 0.8308% | 100%
Floorspace-Based | FCZ08 | College | 0% | 0% | 0% | 0% | 0% | 0.1558% | 31.18% | 15.54% | 0% | 53.13% | 0% | 100%
Floorspace-Based | FCZ08 | Food Stores | 0% | 0% | 0% | 0% | 0% | 3.567% | 55.59% | 26.19% | 0% | 13.38% | 1.272% | 100%
Floorspace-Based | FCZ08 | Health Care | 0% | 0% | 0% | 0% | 0% | 9.947% | 61.9% | 23.03% | 0% | 5.126% | 0% | 100%
Floorspace-Based | FCZ08 | Lodging | 0% | 0% | 0% | 0% | 0% | 5.119% | 72.54% | 17.32% | 0% | 5.014% | 0% | 100%
Floorspace-Based | FCZ08 | Miscellaneous | 0% | 0% | 0% | 0% | 0.2517% | 3.803% | 48.1% | 26.28% | 2.192% | 18.61% | 0.7672% | 100%
Floorspace-Based | FCZ08 | Office, Large | 0% | 0% | 0% | 0% | 0% | 0% | 64.45% | 17.96% | 0% | 9.816% | 7.77% | 100%
Floorspace-Based | FCZ08 | Office, Small | 0% | 0% | 0% | 0% | 0% | 0% | 45.41% | 48.6% | 2.465% | 3.528% | 0% | 100%
Floorspace-Based | FCZ08 | Refrigerated Warehouse | 0% | 0% | 0% | 0% | 0% | 0% | 30.43% | 69.57% | 0% | 0% | 0% | 100%
Floorspace-Based | FCZ08 | Restaurant | 0% | 0% | 0% | 0% | 0% | 0.938% | 63.94% | 31.87% | 1.151% | 2.103% | 0% | 100%
Floorspace-Based | FCZ08 | Retail | 0% | 0% | 0% | 0.2063% | 0% | 3.032% | 51.7% | 34.84% | 4.043% | 3.039% | 3.132% | 100%
Floorspace-Based | FCZ08 | School | 0% | 0% | 0% | 0% | 1.88% | 0.5146% | 65.01% | 25.74% | 0% | 5.509% | 1.346% | 100%
Floorspace-Based | FCZ08 | Warehouse | 0% | 0% | 0% | 0% | 0% | 0.897% | 56.03% | 36% | 0.6671% | 6.407% | 0% | 100%
Floorspace-Based | FCZ08 | All Commercial | 0% | 0% | 0% | 0.03125% | 0.199% | 2.031% | 52.74% | 27.72% | 1.252% | 14.27% | 1.765% | 100%
Floorspace-Based | FCZ09 | College | 0% | 0% | 0% | 0% | 0% | 0% | 55.23% | 43.25% | 0% | 1.522% | 0% | 100%
Floorspace-Based | FCZ09 | Food Stores | 0% | 0% | 0% | 0% | 0% | 0.6874% | 61.11% | 33.33% | 2.805% | 0.8526% | 1.209% | 100%
Floorspace-Based | FCZ09 | Health Care | 0% | 0% | 0% | 0% | 0% | 0% | 87.7% | 4.247% | 3.78% | 0.4141% | 3.856% | 100%
Floorspace-Based | FCZ09 | Lodging | 0% | 0% | 0% | 0% | 0% | 0% | 66.15% | 29.67% | 0% | 4.174% | 0% | 100%
Floorspace-Based | FCZ09 | Miscellaneous | 0% | 0% | 0% | 0% | 0% | 8.42% | 55.08% | 27.13% | 1.502% | 4.179% | 3.691% | 100%
Floorspace-Based | FCZ09 | Office, Large | 0% | 0% | 0% | 0% | 0% | 0% | 12.51% | 83.08% | 0% | 4.402% | 0% | 100%
Floorspace-Based | FCZ09 | Office, Small | 0% | 0% | 0% | 0% | 0% | 6.32% | 29.2% | 37.88% | 8.531% | 18.07% | 0% | 100%
Floorspace-Based | FCZ09 | Refrigerated Warehouse | 0% | 0% | 0% | 0% | 0% | 0% | 92.16% | 7.844% | 0% | 0% | 0% | 100%
Floorspace-Based | FCZ09 | Restaurant | 0% | 0% | 0% | 0% | 0% | 0% | 46.38% | 31.57% | 7.298% | 11.05% | 3.712% | 100%
Floorspace-Based | FCZ09 | Retail | 0% | 0% | 0% | 0% | 0% | 1.75% | 68.01% | 22.01% | 0.2906% | 7.438% | 0.5015% | 100%
Floorspace-Based | FCZ09 | School | 0% | 0% | 0% | 0% | 0% | 0% | 29.97% | 51.4% | 0% | 18.63% | 0% | 100%
Floorspace-Based | FCZ09 | Warehouse | 0% | 0% | 0% | 0% | 0% | 66.69% | 5.561% | 26.3% | 0.6525% | 0.7977% | 0% | 100%
Floorspace-Based | FCZ09 | All Commercial | 0% | 0% | 0% | 0% | 0% | 12.69% | 45.15% | 31.76% | 1.719% | 7.492% | 1.19% | 100%
Floorspace-Based | FCZ10 | College | 0% | 0% | 0% | 0% | 0% | 0% | 70.82% | 20.74% | 1.126% | 0.5673% | 6.74% | 100%
Floorspace-Based | FCZ10 | Food Stores | 0% | 0% | 0% | 0% | 0.3511% | 0.6344% | 51.57% | 38.37% | 0.9022% | 2.257% | 5.912% | 100%
Floorspace-Based | FCZ10 | Health Care | 0% | 0% | 0% | 0% | 0% | 2.603% | 52.25% | 26.32% | 4.95% | 4.555% | 9.32% | 100%
Floorspace-Based | FCZ10 | Lodging | 0% | 0% | 0% | 0% | 0% | 1.318% | 73.22% | 9.178% | 1.557% | 8.308% | 6.423% | 100%
Floorspace-Based | FCZ10 | Miscellaneous | 0% | 0% | 0% | 0% | 0% | 0.2167% | 40.8% | 49.96% | 2.668% | 6.312% | 0.04765% | 100%
Floorspace-Based | FCZ10 | Office, Large | 0% | 0% | 0% | 0% | 0% | 6.231% | 51.46% | 28.94% | 0% | 11.33% | 2.032% | 100%
Floorspace-Based | FCZ10 | Office, Small | 0% | 0% | 0% | 0.9468% | 0.4619% | 0.4749% | 31.65% | 42.98% | 7.493% | 15.51% | 0.4839% | 100%
Floorspace-Based | FCZ10 | Refrigerated Warehouse | 0% | 0% | 0% | 0% | 0% | 0% | 18.1% | 2.231% | 0% | 0% | 79.67% | 100%
Floorspace-Based | FCZ10 | Restaurant | 0% | 0% | 0% | 0% | 1.032% | 7.169% | 47.87% | 30.61% | 4.099% | 8.064% | 1.152% | 100%
Floorspace-Based | FCZ10 | Retail | 0% | 0% | 0% | 0% | 0.3666% | 1.353% | 30.61% | 21.43% | 4.821% | 8.77% | 32.65% | 100%
Floorspace-Based | FCZ10 | School | 0% | 0% | 0% | 0% | 0% | 5.235% | 81.58% | 8.948% | 0% | 4.234% | 0% | 100%
Floorspace-Based | FCZ10 | Warehouse | 0% | 0% | 0% | 0% | 0% | 0% | 44.09% | 21.35% | 4.315% | 23.28% | 6.964% | 100%
Floorspace-Based | FCZ10 | All Commercial | 0% | 0% | 0% | 0.05502% | 0.1179% | 1.326% | 46.17% | 25.54% | 3.563% | 13.15% | 10.08% | 100%
Floorspace-Based | FCZ11 | College | 0% | 0% | 0% | 0% | 0% | 0% | 70.75% | 22.63% | 0% | 6.017% | 0.5981% | 100%
Floorspace-Based | FCZ11 | Food Stores | 0% | 0% | 0% | 0.6128% | 0% | 8.48% | 32.92% | 44.64% | 2.756% | 1.193% | 9.392% | 100%
Floorspace-Based | FCZ11 | Health Care | 0% | 0% | 0% | 0% | 0% | 0% | 45.86% | 27.09% | 8.837% | 0.7952% | 17.42% | 100%
Floorspace-Based | FCZ11 | Lodging | 0% | 0% | 0% | 0% | 1.439% | 0% | 70.87% | 22.8% | 0.7186% | 2.333% | 1.848% | 100%
Floorspace-Based | FCZ11 | Miscellaneous | 0% | 0% | 0% | 0% | 0% | 2.641% | 51.34% | 37.7% | 1.429% | 4.986% | 1.9% | 100%
Floorspace-Based | FCZ11 | Office, Large | 0% | 0% | 0% | 0% | 0% | 0% | 71.6% | 2.562% | 0% | 25.84% | 0% | 100%
Floorspace-Based | FCZ11 | Office, Small | 0% | 0% | 0% | 0% | 0% | 0.6196% | 46.49% | 29.63% | 7.383% | 13.54% | 2.342% | 100%
Floorspace-Based | FCZ11 | Refrigerated Warehouse | 0% | 0% | 0% | 0% | 0% | 14.5% | 81.56% | 3.94% | 0% | 0% | 0% | 100%
Floorspace-Based | FCZ11 | Restaurant | 0% | 0% | 0% | 0% | 0% | 2.406% | 40.98% | 39.99% | 5.662% | 8.433% | 2.526% | 100%
Floorspace-Based | FCZ11 | Retail | 0% | 0% | 0% | 0% | 0% | 1.135% | 50.86% | 24.45% | 3.616% | 18.53% | 1.409% | 100%
Floorspace-Based | FCZ11 | School | 0% | 0% | 0% | 0% | 0% | 0% | 31.66% | 31.19% | 1.572% | 33.59% | 1.991% | 100%
Floorspace-Based | FCZ11 | Warehouse | 0% | 0% | 0% | 0% | 0% | 2.733% | 30.61% | 13.57% | 12.13% | 39.79% | 1.159% | 100%
Floorspace-Based | FCZ11 | All Commercial | 0% | 0% | 0% | 0.01559% | 0.07537% | 2.062% | 44.85% | 25.14% | 5.333% | 20.11% | 2.41% | 100%
Floorspace-Based | FCZ12c | College | 0% | 0% | 0% | 0% | 0% | 0% | 97.16% | 1.066% | 0.03365% | 0.7804% | 0.963% | 100%
Floorspace-Based | FCZ12c | Food Stores | 0% | 0% | 0% | 0% | 0% | 2.917% | 80.49% | 10.82% | 1.155% | 3.897% | 0.7241% | 100%
Floorspace-Based | FCZ12c | Health Care | 0% | 0% | 0% | 0% | 0% | 1.255% | 81.46% | 15.55% | 0% | 0% | 1.737% | 100%
Floorspace-Based | FCZ12c | Lodging | 0% | 0% | 0% | 0% | 0.1751% | 4.144% | 72.8% | 6.781% | 0.3298% | 1.401% | 14.37% | 100%
Floorspace-Based | FCZ12c | Miscellaneous | 0% | 0% | 0% | 0% | 0.59% | 4.453% | 50.7% | 38% | 0.4318% | 5.079% | 0.7453% | 100%
Floorspace-Based | FCZ12c | Office, Large | 0% | 0% | 0% | 0% | 0% | 1.549% | 78.37% | 14.5% | 0% | 5.07% | 0.5096% | 100%
Floorspace-Based | FCZ12c | Office, Small | 0% | 0% | 0% | 0% | 0% | 1.524% | 61.29% | 33.39% | 0.9877% | 2.41% | 0.3991% | 100%
Floorspace-Based | FCZ12c | Refrigerated Warehouse | 0% | 0% | 0% | 0% | 0% | 1.733% | 59.21% | 26.09% | 0% | 12.96% | 0% | 100%
Floorspace-Based | FCZ12c | Restaurant | 0% | 0% | 0% | 0% | 0% | 1.4% | 55.61% | 32.75% | 3.947% | 2.917% | 3.376% | 100%
Floorspace-Based | FCZ12c | Retail | 0% | 0% | 0% | 0% | 0.102% | 1.534% | 71.55% | 24.73% | 1.518% | 0.5583% | 0% | 100%
Floorspace-Based | FCZ12c | School | 0% | 0% | 0% | 0% | 0% | 0% | 76.37% | 8.485% | 0.2814% | 14.87% | 0% | 100%
Floorspace-Based | FCZ12c | Warehouse | 0% | 0% | 0% | 0% | 0% | 1.036% | 48.35% | 34.88% | 0.44% | 13.28% | 2.009% | 100%
Floorspace-Based | FCZ12c | All Commercial | 0% | 0% | 0% | 0% | 0.1525% | 2.185% | 68.38% | 22.59% | 0.5678% | 4.313% | 1.817% | 100%
Floorspace-Based | FCZ12i | College | 0% | 0% | 0% | 0% | 0% | 0% | 91.35% | 5.538% | 0.95% | 2.163% | 0% | 100%
Floorspace-Based | FCZ12i | Food Stores | 0% | 0% | 0% | 0% | 0% | 3.889% | 85.92% | 10.01% | 0.1781% | 0% | 0% | 100%
Floorspace-Based | FCZ12i | Health Care | 0% | 0% | 0% | 0% | 0% | 2.111% | 71.4% | 16.36% | 0.1222% | 3.129% | 6.874% | 100%
Floorspace-Based | FCZ12i | Lodging | 0% | 0% | 0% | 0% | 0% | 0% | 76.74% | 13.18% | 0% | 4.307% | 5.77% | 100%
Floorspace-Based | FCZ12i | Miscellaneous | 0% | 0% | 0% | 0% | 0.4833% | 1.28% | 56.39% | 31.28% | 2.129% | 2.508% | 5.925% | 100%
Floorspace-Based | FCZ12i | Office, Large | 0% | 0% | 0% | 0% | 0% | 0% | 78.58% | 15.5% | 0% | 2.779% | 3.14% | 100%
Floorspace-Based | FCZ12i | Office, Small | 0% | 0% | 0% | 0% | 0.6474% | 3.065% | 51.15% | 37.86% | 4.919% | 2.168% | 0.1895% | 100%
Floorspace-Based | FCZ12i | Refrigerated Warehouse | 0% | 0% | 0% | 0% | 0% | 0% | 25.25% | 33.89% | 0% | 0% | 40.86% | 100%
Floorspace-Based | FCZ12i | Restaurant | 0% | 0% | 0% | 0% | 0% | 5.39% | 55.57% | 32.89% | 1.865% | 2.871% | 1.416% | 100%
Floorspace-Based | FCZ12i | Retail | 0% | 0% | 0% | 0.09377% | 0% | 1.059% | 70.48% | 15.61% | 7.279% | 2.499% | 2.975% | 100%
Floorspace-Based | FCZ12i | School | 0% | 0% | 0% | 0% | 0% | 0% | 45.22% | 54.78% | 0% | 0% | 0% | 100%
Floorspace-Based | FCZ12i | Warehouse | 0% | 0% | 0% | 0% | 0% | 4.058% | 64.76% | 24.51% | 2.857% | 3.816% | 0% | 100%
Floorspace-Based | FCZ12i | All Commercial | 0% | 0% | 0% | 0.01659% | 0.1704% | 1.383% | 64.49% | 25.85% | 2.45% | 2.345% | 3.297% | 100%
Floorspace-Based | FCZ13 | College | 0% | 0% | 0% | 0% | 0% | 0% | 42.44% | 48.41% | 0% | 6.449% | 2.693% | 100%
Floorspace-Based | FCZ13 | Food Stores | 0% | 0% | 0% | 0% | 0.2061% | 1.741% | 62.56% | 27.12% | 0.07633% | 6.056% | 2.235% | 100%
Floorspace-Based | FCZ13 | Health Care | 0% | 0% | 0% | 0% | 0% | 2.787% | 66.55% | 21.19% | 0% | 4.974% | 4.492% | 100%
Floorspace-Based | FCZ13 | Lodging | 0% | 0% | 0% | 0% | 0% | 0% | 68.95% | 24.9% | 0% | 6.151% | 0% | 100%
Floorspace-Based | FCZ13 | Miscellaneous | 0% | 0% | 0% | 0% | 1.55% | 6.846% | 39.81% | 34.74% | 1.122% | 15.88% | 0.04781% | 100%
Floorspace-Based | FCZ13 | Office, Large | 0% | 0% | 0% | 0% | 0% | 4.125% | 71.94% | 21.54% | 0% | 2.39% | 0% | 100%
Floorspace-Based | FCZ13 | Office, Small | 0% | 0% | 0% | 0% | 0.1899% | 3.243% | 21.5% | 57.88% | 0.4341% | 15.95% | 0.8142% | 100%
Floorspace-Based | FCZ13 | Refrigerated Warehouse | 0% | 0% | 0% | 0% | 0% | 0% | 51.53% | 43.4% | 0% | 5.074% | 0% | 100%
Floorspace-Based | FCZ13 | Restaurant | 0% | 0% | 0% | 0% | 2.387% | 5.462% | 35.88% | 41.13% | 1.143% | 11.44% | 2.552% | 100%
Floorspace-Based | FCZ13 | Retail | 0% | 0% | 0% | 0% | 1.107% | 1.332% | 53.87% | 34.1% | 0.7% | 5.324% | 3.562% | 100%
Floorspace-Based | FCZ13 | School | 0% | 0% | 0% | 0% | 0% | 0.121% | 43.32% | 51.08% | 0% | 5.41% | 0.0629% | 100%
Floorspace-Based | FCZ13 | Warehouse | 0% | 0% | 0% | 0% | 0% | 1.228% | 38.15% | 54.56% | 0.05564% | 6.005% | 0% | 100%
Floorspace-Based | FCZ13 | All Commercial | 0% | 0% | 0% | 0% | 0.5808% | 3.02% | 48.92% | 37.5% | 0.4176% | 8.285% | 1.271% | 100%
Floorspace-Based | FCZ16 | College | 0% | 0% | 0% | 0% | 0% | 0% | 99.96% | 0% | 0% | 0.03582% | 0% | 100%
Floorspace-Based | FCZ16 | Food Stores | 0% | 0% | 0% | 0% | 0% | 1.558% | 50.09% | 41.79% | 0.7223% | 0% | 5.841% | 100%
Floorspace-Based | FCZ16 | Health Care | 0% | 0% | 0% | 0% | 0% | 0% | 40.61% | 59.39% | 0% | 0% | 0% | 100%
Floorspace-Based | FCZ16 | Lodging | 0% | 0% | 0% | 0% | 0% | 4.295% | 68.18% | 7.741% | 0% | 0% | 19.79% | 100%
Floorspace-Based | FCZ16 | Miscellaneous | 0% | 0% | 0% | 0% | 0% | 0.455% | 45.21% | 51.11% | 1.298% | 1.919% | 0% | 100%
Floorspace-Based | FCZ16 | Office, Large | 0% | 0% | 0% | 0% | 2.456% | 2.885% | 59.91% | 32.19% | 0% | 2.238% | 0.3267% | 100%
Floorspace-Based | FCZ16 | Office, Small | 0% | 0% | 0% | 0% | 0% | 0.2693% | 61.34% | 38.39% | 0% | 0% | 0% | 100%
Floorspace-Based | FCZ16 | Refrigerated Warehouse | 0% | 0% | 0% | 0% | 0% | 0% | 67.14% | 21.61% | 11.25% | 0% | 0% | 100%
Floorspace-Based | FCZ16 | Restaurant | 0% | 0% | 0% | 0% | 0% | 0.3616% | 54.61% | 38.09% | 6.258% | 0.6797% | 0% | 100%
Floorspace-Based | FCZ16 | Retail | 0% | 0% | 0% | 0% | 0% | 1.442% | 47.15% | 46.66% | 1.442% | 3.155% | 0.1443% | 100%
Floorspace-Based | FCZ16 | School | 0% | 0% | 0% | 0% | 0% | 8.392% | 41.81% | 44.94% | 0% | 4.859% | 0% | 100%
Floorspace-Based | FCZ16 | Warehouse | 0% | 0% | 0% | 0% | 0% | 0.9064% | 76.38% | 22.62% | 0% | 0.0895% | 0% | 100%
Floorspace-Based | FCZ16 | All Commercial | 0% | 0% | 0% | 0% | 0.7418% | 2.285% | 56.85% | 36.3% | 0.7182% | 1.847% | 1.264% | 100%
Floorspace-Based | FCZ17 | College | 0% | 0% | 0% | 0% | 0% | 0% | 78.31% | 21.1% | 0% | 0.5926% | 0% | 100%
Floorspace-Based | FCZ17 | Food Stores | 0% | 0% | 0% | 0% | 0% | 0% | 74.2% | 16.95% | 1.281% | 7.063% | 0.5087% | 100%
Floorspace-Based | FCZ17 | Health Care | 0% | 0% | 0% | 0% | 0% | 0% | 76.86% | 23.14% | 0% | 0% | 0% | 100%
Floorspace-Based | FCZ17 | Lodging | 0% | 0% | 0% | 0% | 0% | 0% | 82.01% | 0% | 1.364% | 16.63% | 0% | 100%
Floorspace-Based | FCZ17 | Miscellaneous | 0% | 0% | 0% | 0% | 0% | 0.9595% | 57.22% | 23.48% | 13.1% | 5.244% | 0% | 100%
Floorspace-Based | FCZ17 | Office, Large | 0% | 0% | 0% | 0% | 0% | 0% | 90.31% | 1.309% | 0% | 8.382% | 0% | 100%
Floorspace-Based | FCZ17 | Office, Small | 0% | 0% | 0% | 0% | 0% | 0.2995% | 58.5% | 28.55% | 12.12% | 0.5302% | 0% | 100%
Floorspace-Based | FCZ17 | Refrigerated Warehouse | 0% | 0% | 0% | 0% | 0% | 0% | 46.69% | 53.31% | 0% | 0% | 0% | 100%
Floorspace-Based | FCZ17 | Restaurant | 0% | 0% | 0% | 0% | 0.4252% | 0.9149% | 55.43% | 35.78% | 4.886% | 1.845% | 0.7214% | 100%
Floorspace-Based | FCZ17 | Retail | 0% | 0% | 0% | 0% | 2.972% | 8.044% | 53.33% | 31.34% | 0.8472% | 2.938% | 0.534% | 100%
Floorspace-Based | FCZ17 | School | 0% | 0% | 0% | 0% | 0% | 0% | 64.98% | 29.03% | 5.985% | 0% | 0% | 100%
Floorspace-Based | FCZ17 | Warehouse | 0% | 0% | 6.692% | 0% | 0% | 0% | 76.82% | 15.63% | 0.8525% | 0% | 0% | 100%
Floorspace-Based | FCZ17 | All Commercial | 0% | 0% | 0.6762% | 0% | 0.6145% | 1.848% | 65.52% | 23.35% | 4.678% | 3.145% | 0.1635% | 100%
Sites-Based | Statewide | College | 0% | 0% | 0% | 0.5279% | 0.7111% | 1.421% | 33.22% | 44.42% | 7.302% | 11.35% | 1.052% | 100% | ↓ % of Commercial sites
Sites-Based | Statewide | Food Stores | 0.01574% | 0% | 0% | 0.0716% | 0.3603% | 4.493% | 50.71% | 37.23% | 3.72% | 1.898% | 1.504% | 100%
Sites-Based | Statewide | Health Care | 0% | 0% | 0% | 0.07136% | 0.4919% | 2.952% | 37.36% | 44.76% | 6.547% | 5.057% | 2.759% | 100%
Sites-Based | Statewide | Lodging | 0% | 0.1628% | 0.1029% | 0.2786% | 0.563% | 4.635% | 57.02% | 31.21% | 1.516% | 2.395% | 2.12% | 100%
Sites-Based | Statewide | Miscellaneous | 0% | 0% | 0% | 0.08665% | 0.3936% | 3.566% | 37.58% | 48.26% | 4.619% | 4.178% | 1.321% | 100%
Sites-Based | Statewide | Office, Large | 0% | 0% | 0% | 0% | 1.506% | 3.827% | 58.5% | 26.97% | 1.678% | 6.666% | 0.8485% | 100%
Sites-Based | Statewide | Office, Small | 0% | 0% | 0% | 0.04965% | 0.5492% | 3.446% | 35.29% | 47.49% | 4.086% | 8.089% | 1.008% | 100%
Sites-Based | Statewide | Refrigerated Warehouse | 0% | 0% | 0% | 0% | 0% | 5.197% | 46.2% | 36.4% | 5.078% | 3.88% | 3.244% | 100%
Sites-Based | Statewide | Restaurant | 0% | 0% | 0.05333% | 0.1886% | 0.6273% | 3.215% | 42.98% | 39.72% | 5.666% | 5.813% | 1.735% | 100%
Sites-Based | Statewide | Retail | 0% | 0.06861% | 0.00421% | 0.06954% | 0.6081% | 4.196% | 40% | 42.66% | 5.514% | 5.789% | 1.09% | 100%
Sites-Based | Statewide | School | 0% | 0% | 0% | 0% | 0.7938% | 3.111% | 41.77% | 43.25% | 3.984% | 6.31% | 0.78% | 100%
Sites-Based | Statewide | Warehouse | 0% | 0.1544% | 0.1406% | 0.07718% | 0.8912% | 3.393% | 33.12% | 48.22% | 4.925% | 8.092% | 0.9854% | 100%
Sites-Based | Statewide | All Commercial | 0.0008034% | 0.02571% | 0.01588% | 0.08967% | 0.5716% | 3.636% | 39.22% | 44.33% | 4.771% | 6.087% | 1.249% | 100%
Sites-Based | PG&E Tot | College | 0% | 0% | 0% | 0% | 1.317% | 0.2026% | 26.45% | 44.71% | 18.73% | 8.232% | 0.356% | 100%
Sites-Based | PG&E Tot | Food Stores | 0% | 0% | 0% | 0% | 0.1389% | 4.767% | 48.68% | 37.78% | 5.269% | 2.14% | 1.228% | 100%
Sites-Based | PG&E Tot | Health Care | 0% | 0% | 0% | 0% | 0.4098% | 2.416% | 43.72% | 38.08% | 7.239% | 5.252% | 2.879% | 100%
Sites-Based | PG&E Tot | Lodging | 0% | 0% | 0.2263% | 0.2545% | 0.9744% | 4.937% | 63.85% | 23.47% | 1.867% | 3.196% | 1.22% | 100%
Sites-Based | PG&E Tot | Miscellaneous | 0% | 0% | 0% | 0.1878% | 0.2922% | 3.914% | 37.65% | 44.28% | 5.768% | 5.309% | 2.599% | 100%
Sites-Based | PG&E Tot | Office, Large | 0% | 0% | 0% | 0% | 0.592% | 5.23% | 64.01% | 20% | 2.08% | 7.876% | 0.2186% | 100%
Sites-Based | PG&E Tot | Office, Small | 0% | 0% | 0% | 0.03469% | 0.557% | 4.932% | 30.65% | 46.83% | 4.481% | 10.96% | 1.554% | 100%
Sites-Based | PG&E Tot | Refrigerated Warehouse | 0% | 0% | 0% | 0% | 0% | 9.003% | 49.14% | 29.94% | 4.509% | 2.989% | 4.415% | 100%
Sites-Based | PG&E Tot | Restaurant | 0% | 0% | 0.161% | 0.1065% | 0.5809% | 4.608% | 41.06% | 37.8% | 6.193% | 7.056% | 2.433% | 100%
Sites-Based | PG&E Tot | Retail | 0% | 0% | 0% | 0% | 0.3879% | 6.565% | 38.24% | 42.85% | 6.522% | 4.142% | 1.286% | 100%
Sites-Based | PG&E Tot | School | 0% | 0% | 0% | 0% | 0% | 2.157% | 40.94% | 46.51% | 4.055% | 5.27% | 1.071% | 100%
Sites-Based | PG&E Tot | Warehouse | 0% | 0% | 0% | 0.1124% | 1.528% | 2.801% | 34.81% | 48.22% | 5.863% | 5.179% | 1.491% | 100%
Sites-Based | PG&E Tot | All Commercial | 0% | 0% | 0.02185% | 0.07273% | 0.4872% | 4.706% | 37.58% | 42.93% | 5.669% | 6.735% | 1.801% | 100%
Sites-Based | SCE Tot | College | 0% | 0% | 0% | 0.9809% | 0.4904% | 2.512% | 31.06% | 49.78% | 1.195% | 12.46% | 1.518% | 100%
Sites-Based | SCE Tot | Food Stores | 0.03888% | 0% | 0% | 0.1768% | 0.6955% | 4.909% | 46.98% | 40.55% | 2.719% | 1.952% | 1.976% | 100%
Sites-Based | SCE Tot | Health Care | 0% | 0% | 0% | 0.1698% | 0.8208% | 4.356% | 32.52% | 43.44% | 9.275% | 6.402% | 3.017% | 100%
Sites-Based | SCE Tot | Lodging | 0% | 0.4447% | 0% | 0.4447% | 0.1891% | 5.141% | 44.01% | 44.6% | 1.3% | 1.686% | 2.176% | 100%
Sites-Based | SCE Tot | Miscellaneous | 0% | 0% | 0% | 0.01752% | 0.5703% | 3.917% | 33.53% | 54.59% | 3.663% | 3.292% | 0.4185% | 100%
Sites-Based | SCE Tot | Office, Large | 0% | 0% | 0% | 0% | 1.856% | 3.617% | 45.76% | 35.97% | 2.625% | 8.868% | 1.312% | 100%
Sites-Based | SCE Tot | Office, Small | 0% | 0% | 0% | 0.09175% | 0.7741% | 2.968% | 34.78% | 48.21% | 4.547% | 7.732% | 0.8949% | 100%
Sites-Based | SCE Tot | Refrigerated Warehouse | 0% | 0% | 0% | 0% | 0% | 4.175% | 43.45% | 38.72% | 6.717% | 3.679% | 3.259% | 100%
Sites-Based | SCE Tot | Restaurant | 0% | 0% | 0% | 0.3701% | 0.8844% | 3.016% | 42.7% | 40.94% | 4.676% | 6.141% | 1.27% | 100%
Sites-Based | SCE Tot | Retail | 0% | 0.1513% | 0.009286% | 0.1205% | 0.9424% | 3.584% | 42.55% | 40.56% | 4.561% | 6.311% | 1.215% | 100%
Sites-Based | SCE Tot | School | 0% | 0% | 0% | 0% | 1.633% | 3.862% | 38.74% | 44.66% | 3.874% | 6.278% | 0.9553% | 100%
Sites-Based | SCE Tot | Warehouse | 0% | 0.2939% | 0% | 0.08875% | 0.906% | 4.407% | 30.41% | 47.63% | 5.415% | 9.797% | 1.058% | 100%
Sites-Based | SCE Tot | All Commercial | 0.001904% | 0.06091% | 0.002294% | 0.1442% | 0.8223% | 3.554% | 38% | 45.71% | 4.345% | 6.269% | 1.093% | 100%
Sites-Based | SDG&E Tot | College | 0% | 0% | 0% | 0% | 0% | 0% | 61.97% | 20.41% | 5.775% | 11.05% | 0.7876% | 100%
Sites-Based | SDG&E Tot | Food Stores | 0% | 0% | 0% | 0% | 0% | 4.876% | 70.53% | 19.56% | 2.797% | 1.638% | 0.6016% | 100%
Sites-Based | SDG&E Tot | Health Care | 0% | 0% | 0% | 0% | 0% | 2.674% | 53.9% | 36.05% | 0.681% | 1.641% | 5.049% | 100%
Sites-Based | SDG&E Tot | Lodging | 0% | 0% | 0% | 0% | 0.4965% | 4.526% | 72.29% | 16.59% | 0.993% | 1.262% | 3.846% | 100%
Sites-Based | SDG&E Tot | Miscellaneous | 0% | 0% | 0% | 0% | 0.7046% | 3.528% | 46.62% | 40.51% | 5.164% | 2.778% | 0.7008% | 100%
Sites-Based | SDG&E Tot | Office, Large | 0% | 0% | 0% | 0% | 0% | 1.388% | 72.21% | 22.06% | 0% | 2.416% | 1.927% | 100%
Sites-Based | SDG&E Tot | Office, Small | 0% | 0% | 0% | 0% | 0.202% | 2.524% | 47.6% | 42.62% | 3.928% | 2.813% | 0.3089% | 100%
Sites-Based | SDG&E Tot | Refrigerated Warehouse | 0% | 0% | 0% | 0% | 0% | 8.408% | 40.24% | 26.11% | 0% | 19.61% | 5.624% | 100%
Sites-Based | SDG&E Tot | Restaurant | 0% | 0% | 0% | 0% | 0% | 2.432% | 54.1% | 31.66% | 4.485% | 3.974% | 3.348% | 100%
Sites-Based | SDG&E Tot | Retail | 0% | 0% | 0% | 0.2222% | 0.1125% | 3.881% | 48.23% | 35.64% | 9.318% | 2.322% | 0.2748% | 100%
Sites-Based | SDG&E Tot | School | 0% | 0% | 0% | 0% | 0% | 0% | 48.81% | 36.93% | 1.947% | 12.31% | 0% | 100%
Sites-Based | SDG&E Tot | Warehouse | 0% | 0% | 0% | 0% | 0% | 3.355% | 38.01% | 42.94% | 4.006% | 11.33% | 0.3525% | 100%
Sites-Based | SDG&E Tot | All Commercial | 0% | 0% | 0% | 0.04272% | 0.2033% | 3.007% | 50.3% | 37.13% | 4.915% | 3.473% | 0.9383% | 100%
Sites-Based | LADWP Tot | College | 0% | 0% | 0% | 0% | 0% | 0% | 93.43% | 1.262% | 0% | 5.31% | 0% | 100%
Sites-Based | LADWP Tot | Food Stores | 0% | 0% | 0% | 0% | 0% | 2.43% | 58.02% | 33.72% | 3.898% | 0.2837% | 1.647% | 100%
Sites-Based | LADWP Tot | Health Care | 0% | 0% | 0% | 0% | 0% | 0% | 22.29% | 77.71% | 0% | 0% | 0% | 100%
Sites-Based | LADWP Tot | Lodging | 0% | 0% | 0% | 0% | 0% | 0.761% | 58.25% | 31.62% | 1.503% | 1.554% | 6.316% | 100%
Sites-Based | LADWP Tot | Miscellaneous | 0% | 0% | 0% | 0% | 0% | 0.5574% | 51.76% | 42.34% | 4.324% | 1.015% | 0% | 100%
Sites-Based | LADWP Tot | Office, Large | 0% | 0% | 0% | 0% | 5.955% | 0.9368% | 66.63% | 23.85% | 0% | 2% | 0.6318% | 100%
Sites-Based | LADWP Tot | Office, Small | 0% | 0% | 0% | 0% | 0% | 0.5544% | 51.58% | 45.4% | 1.645% | 0.8259% | 0% | 100%
Sites-Based | LADWP Tot | Refrigerated Warehouse | 0% | 0% | 0% | 0% | 0% | 0% | 53.16% | 43.95% | 2.89% | 0% | 0% | 100%
Sites-Based | LADWP Tot | Restaurant | 0% | 0% | 0% | 0% | 0.2515% | 0.4357% | 45.35% | 43.59% | 9.274% | 0.8952% | 0.2007% | 100%
Sites-Based | LADWP Tot | Retail | 0% | 0% | 0% | 0% | 0.03585% | 2.183% | 36.23% | 47.19% | 5.794% | 7.796% | 0.7744% | 100%
Sites-Based | LADWP Tot | School | 0% | 0% | 0% | 0% | 0% | 4.86% | 54.44% | 28.35% | 7.148% | 5.204% | 0% | 100%
Sites-Based | LADWP Tot | Warehouse | 0% | 0% | 1.412% | 0% | 0% | 0.2569% | 45.17% | 50.5% | 1.808% | 0.853% | 0% | 100%
Sites-Based | LADWP Tot | All Commercial | 0% | 0% | 0.06691% | 0% | 0.1402% | 1.228% | 45.77% | 44.47% | 4.738% | 3.175% | 0.4033% | 100%
Sites-Based | SMUD Tot | College | 0% | 0% | 0% | 0% | 0% | 0% | 42.84% | 30.13% | 0% | 25.39% | 1.644% | 100%
Sites-Based | SMUD Tot | Food Stores | 0% | 0% | 0% | 0% | 0.6633% | 2.141% | 51.62% | 40.81% | 0.432% | 3.673% | 0.6671% | 100%
Sites-Based | SMUD Tot | Health Care | 0% | 0% | 0% | 0% | 0% | 1.051% | 36.54% | 52.77% | 0% | 8.155% | 1.486% | 100%
Sites-Based | SMUD Tot | Lodging | 0% | 0% | 0% | 0% | 0% | 0% | 58.22% | 35.88% | 0% | 5.906% | 0% | 100%
Sites-Based | SMUD Tot | Miscellaneous | 0% | 0% | 0% | 0% | 0.2206% | 3.842% | 25.21% | 58.25% | 0.7784% | 11.4% | 0.2974% | 100%
Sites-Based | SMUD Tot | Office, Large | 0% | 0% | 0% | 0% | 0% | 7.743% | 50.49% | 38.43% | 0% | 3.339% | 0% | 100%
Sites-Based | SMUD Tot | Office, Small | 0% | 0% | 0% | 0% | 0.2781% | 3.039% | 17.86% | 62.47% | 1.401% | 13.88% | 1.075% | 100%
Sites-Based | SMUD Tot | Refrigerated Warehouse | 0% | 0% | 0% | 0% | 0% | 0% | 43.46% | 53.69% | 0% | 2.856% | 0% | 100%
Sites-Based | SMUD Tot | Restaurant | 0% | 0% | 0% | 0% | 0.8662% | 4.783% | 31.7% | 45.66% | 1.499% | 12.62% | 2.866% | 100%
Sites-Based | SMUD Tot | Retail | 0% | 0% | 0% | 0% | 1.341% | 2.194% | 24.83% | 59.15% | 1.788% | 9.885% | 0.8153% | 100%
Sites-Based | SMUD Tot | School | 0% | 0% | 0% | 0% | 0% | 1.728% | 36.76% | 55.05% | 0% | 6.249% | 0.212% | 100%
Sites-Based | SMUD Tot | Warehouse | 0% | 0% | 0% | 0% | 0% | 1.743% | 16.6% | 61.18% | 0.8973% | 19.57% | 0% | 100%
Sites-Based | SMUD Tot | All Commercial | 0% | 0% | 0% | 0% | 0.5778% | 2.985% | 26.3% | 56.19% | 1.202% | 11.74% | 1.004% | 100%
Sites-Based | FCZ01 Tot | College | 0% | 0% | 0% | 0% | 0% | 0.326% | 32.77% | 59.88% | 4.394% | 2.574% | 0.05708% | 100%
Sites-Based | FCZ01 Tot | Food Stores | 0% | 0% | 0% | 0% | 0.1179% | 3.621% | 50.43% | 42.37% | 1.847% | 1.33% | 0.2846% | 100%
Sites-Based | FCZ01 Tot | Health Care | 0% | 0% | 0% | 0% | 0% | 0.588% | 41.78% | 42.23% | 7.099% | 5.859% | 2.443% | 100%
Sites-Based | FCZ01 Tot | Lodging | 0% | 0% | 0.7389% | 0% | 1.109% | 6.118% | 65.68% | 22.85% | 1.478% | 0.4725% | 1.551% | 100%
Sites-Based | FCZ01 Tot | Miscellaneous | 0% | 0% | 0% | 0.1817% | 0.4784% | 3.178% | 41.21% | 45.04% | 4.163% | 4.107% | 1.639% | 100%
Sites-Based | FCZ01 Tot | Office, Large | 0% | 0% | 0% | 0% | 0.7864% | 5.463% | 71.22% | 16.32% | 1.204% | 5.011% | 0% | 100%
Sites-Based | FCZ01 Tot | Office, Small | 0% | 0% | 0% | 0.08347% | 1.237% | 7.288% | 32.93% | 50.97% | 2.027% | 2.964% | 2.497% | 100%
Sites-Based | FCZ01 Tot | Refrigerated Warehouse | 0% | 0% | 0% | 0% | 0% | 5.17% | 44.47% | 44.41% | 5.158% | 0% | 0.7901% | 100%
Sites-Based | FCZ01 Tot | Restaurant | 0% | 0% | 0.3138% | 0.1272% | 1.009% | 3.747% | 43.61% | 39.36% | 5.533% | 4.262% | 2.035% | 100%
Sites-Based | FCZ01 Tot | Retail | 0% | 0% | 0% | 0% | 0.4293% | 9.588% | 41.09% | 43.37% | 2.48% | 2.156% | 0.8813% | 100%
Sites-Based | FCZ01 Tot | School | 0% | 0% | 0% | 0% | 0% | 2.717% | 33.9% | 56.11% | 4.139% | 1.653% | 1.486% | 100%
Sites-Based | FCZ01 Tot | Warehouse | 0% | 0% | 0% | 0.3083% | 1.004% | 1.928% | 39.21% | 49.18% | 6.364% | 1.92% | 0.08345% | 100%
Sites-Based | FCZ01 Tot | All Commercial | 0% | 0% | 0.04629% | 0.09341% | 0.707% | 5.481% | 40.6% | 44.91% | 3.389% | 3.195% | 1.571% | 100%
Sites-Based | FCZ02 Tot | College | 0% | 0% | 0% | 0% | 0% | 0% | 7.58% | 43.45% | 43.45% | 5.528% | 0% | 100%
Sites-Based | FCZ02 Tot | Food Stores | 0% | 0% | 0% | 0% | 0% | 16.4% | 63.21% | 13.88% | 4.692% | 1.609% | 0.2041% | 100%
Sites-Based | FCZ02 Tot | Health Care | 0% | 0% | 0% | 0% | 3.488% | 13.73% | 50.09% | 29.2% | 0% | 0% | 3.488% | 100%
Sites-Based | FCZ02 Tot | Lodging | 0% | 0% | 0% | 1.532% | 0.6964% | 6.483% | 77.12% | 11.84% | 0% | 1.564% | 0.7635% | 100%
Sites-Based | FCZ02 Tot | Miscellaneous | 0% | 0% | 0% | 1.096% | 0.2497% | 9.035% | 39.37% | 39.64% | 2.691% | 5.634% | 2.289% | 100%
Sites-Based | FCZ02 Tot | Office, Large | 0% | 0% | 0% | 0% | 0% | 12.63% | 63.76% | 14.73% | 0% | 8.876% | 0% | 100%
Sites-Based | FCZ02 Tot | Office, Small | 0% | 0% | 0% | 0% | 0.2254% | 5.486% | 44.15% | 40.86% | 3.103% | 5.712% | 0.4602% | 100%
Sites-Based | FCZ02 Tot | Refrigerated Warehouse | 0% | 0% | 0% | 0% | 0% | 33.9% | 48.6% | 4.788% | 3.302% | 9.406% | 0% | 100%
Sites-Based | FCZ02 Tot | Restaurant | 0% | 0% | 0% | 0% | 0.5316% | 12.04% | 48.47% | 33.15% | 0.4209% | 4.756% | 0.6335% | 100%
Sites-Based | FCZ02 Tot | Retail | 0% | 0% | 0% | 0% | 0.2944% | 7.972% | 52.5% | 35.11% | 1.894% | 1.538% | 0.6923% | 100%
Sites-Based | FCZ02 Tot | School | 0% | 0% | 0% | 0% | 0% | 0% | 57.92% | 35.81% | 1.9% | 4.367% | 0% | 100%
Sites-Based | FCZ02 Tot | Warehouse | 0% | 0% | 0% | 0% | 4.192% | 11.42% | 45.55% | 36.67% | 0% | 1.151% | 1.02% | 100%
Sites-Based | FCZ02 Tot | All Commercial | 0% | 0% | 0% | 0.2248% | 0.486% | 8.395% | 47.59% | 35.49% | 2.744% | 4.178% | 0.9% | 100%
Sites-Based | FCZ03 Tot | College | 0% | 0% | 0% | 0% | 0% | 0.5044% | 12.84% | 6.214% | 79.52% | 0.9312% | 0% | 100%
Sites-Based | FCZ03 Tot | Food Stores | 0% | 0% | 0% | 0% | 0% | 0% | 47.21% | 42.96% | 7.003% | 0.7497% | 2.075% | 100%
Sites-Based | FCZ03 Tot | Health Care | 0% | 0% | 0% | 0% | 0% | 0% | 51.43% | 33.1% | 2.508% | 10.45% | 2.508% | 100%
Sites-Based | FCZ03 Tot | Lodging | 0% | 0% | 0% | 0% | 7.765% | 0.5681% | 68.24% | 15.66% | 7.765% | 0% | 0% | 100%
Sites-Based | FCZ03 Tot | Miscellaneous | 0% | 0% | 0% | 0% | 0% | 4.976% | 39.3% | 37.76% | 16.11% | 1.664% | 0.1893% | 100%
Sites-Based | FCZ03 Tot | Office, Large | 0% | 0% | 0% | 0% | 0% | 0% | 25.74% | 74.26% | 0% | 0% | 0% | 100%
Sites-Based | FCZ03 Tot | Office, Small | 0% | 0% | 0% | 0% | 0% | 1.253% | 24.11% | 58.42% | 10.3% | 4.658% | 1.253% | 100%
Sites-Based | FCZ03 Tot | Refrigerated Warehouse | 0% | 0% | 0% | 0% | 0% | 0% | 0% | 100% | 0% | 0% | 0% | 100%
Sites-Based | FCZ03 Tot | Restaurant | 0% | 0% | 0% | 1.413% | 0% | 0.5659% | 56.38% | 32.75% | 0% | 8.89% | 0% | 100%
Sites-Based | FCZ03 Tot | Retail | 0% | 0% | 0% | 0% | 0% | 0.6646% | 52.8% | 31.02% | 13.49% | 1.511% | 0.5124% | 100%
Sites-Based | FCZ03 Tot | School | 0% | 0% | 0% | 0% | 0% | 0% | 45.35% | 46.73% | 6.933% | 0.9923% | 0% | 100%
Sites-Based | FCZ03 Tot | Warehouse | 0% | 0% | 0% | 0% | 0% | 0% | 34.47% | 65.12% | 0% | 0% | 0.407% | 100%
Sites-Based | FCZ03 Tot | All Commercial | 0% | 0% | 0% | 0.1229% | 0.1629% | 2.105% | 39.55% | 41.86% | 12.62% | 2.95% | 0.6216% | 100%
Sites-Based | FCZ04 Tot | College | 0% | 0% | 0% | 0% | 9.152% | 0% | 37.79% | 35.08% | 0% | 15.71% | 2.263% | 100%
Sites-Based | FCZ04 Tot | Food Stores | 0% | 0% | 0% | 0% | 0% | 2.495% | 50.72% | 30.83% | 6.872% | 4.208% | 4.873% | 100%
Sites-Based | FCZ04 Tot | Health Care | 0% | 0% | 0% | 0% | 0% | 2.429% | 45.82% | 38.24% | 7.387% | 5.344% | 0.7817% | 100%
Sites-Based | FCZ04 Tot | Lodging | 0% | 0% | 0% | 0% | 0% | 2.967% | 66.46% | 26.22% | 0% | 1.389% | 2.967% | 100%
Sites-Based | FCZ04 Tot | Miscellaneous | 0% | 0% | 0% | 0% | 0.07715% | 4.464% | 25.29% | 48.06% | 6.762% | 12.85% | 2.491% | 100%
Sites-Based | FCZ04 Tot | Office, Large | 0% | 0% | 0% | 0% | 0% | 0% | 29.16% | 26.41% | 11.03% | 31.34% | 2.054% | 100%
Sites-Based | FCZ04 Tot | Office, Small | 0% | 0% | 0% | 0% | 0.08118% | 3.263% | 26.37% | 33.86% | 5.709% | 29.84% | 0.872% | 100%
Sites-Based | FCZ04 Tot | Refrigerated Warehouse | 0% | 0% | 0% | 0% | 0% | 4.475% | 48.94% | 44.14% | 0% | 0% | 2.453% | 100%
Sites-Based | FCZ04 Tot | Restaurant | 0% | 0% | 0% | 0% | 0% | 6.971% | 31.34% | 27.64% | 14.45% | 15.61% | 3.988% | 100%
Sites-Based | FCZ04 Tot | Retail | 0% | 0% | 0% | 0% | 0.2306% | 2.711% | 33.08% | 36.27% | 10.57% | 15.84% | 1.303% | 100%
Sites-Based | FCZ04 Tot | School | 0% | 0% | 0% | 0% | 0% | 5.126% | 32.85% | 48.6% | 2.609% | 8.251% | 2.563% | 100%
Sites-Based | FCZ04 Tot | Warehouse | 0% | 0% | 0% | 0% | 3.447% | 2.658% | 28.42% | 43.18% | 9.141% | 12.48% | 0.662% | 100%
Sites-Based | FCZ04 Tot | All Commercial | 0% | 0% | 0% | 0% | 0.4386% | 3.632% | 30.95% | 37.38% | 7.759% | 17.91% | 1.925% | 100%
Sites-Based | FCZ05 Tot | College | 0% | 0% | 0% | 0% | 0% | 0% | 8.318% | 52.32% | 31.5% | 7.864% | 0% | 100%
Sites-Based | FCZ05 Tot | Food Stores | 0% | 0% | 0% | 0% | 0% | 1.894% | 39.56% | 46.12% | 8.649% | 2.919% | 0.8545% | 100%
Sites-Based | FCZ05 Tot | Health Care | 0% | 0% | 0% | 0% | 0% | 0.585% | 34.16% | 37.09% | 16.39% | 5.765% | 6.023% | 100%
Sites-Based | FCZ05 Tot | Lodging | 0% | 0% | 0% | 0% | 0% | 3.405% | 46% | 42.21% | 5.575% | 2.817% | 0% | 100%
Sites-Based | FCZ05 Tot | Miscellaneous | 0% | 0% | 0% | 0% | 0% | 1.835% | 34.19% | 43.51% | 11.74% | 5.407% | 3.313% | 100%
Sites-Based | FCZ05 Tot | Office, Large | 0% | 0% | 0% | 0% | 0% | 0% | 34.11% | 60.02% | 0% | 5.873% | 0% | 100%
Sites-Based | FCZ05 Tot | Office, Small | 0% | 0% | 0% | 0% | 0% | 2.651% | 20.72% | 41.84% | 9.079% | 23.69% | 2.017% | 100%
Sites-Based | FCZ05 Tot | Refrigerated Warehouse | 0% | 0% | 0% | 0% | 0% | 0% | 67.08% | 8.361% | 8.361% | 8.361% | 7.84% | 100%
Sites-Based | FCZ05 Tot | Restaurant | 0% | 0% | 0% | 0% | 0% | 1.609% | 37.4% | 40.52% | 7.599% | 8.203% | 4.671% | 100%
Sites-Based | FCZ05 Tot | Retail | 0% | 0% | 0% | 0% | 0% | 2.344% | 23.57% | 55.95% | 12.82% | 2.881% | 2.437% | 100%
Sites-Based | FCZ05 Tot | School | 0% | 0% | 0% | 0% | 0% | 0.6746% | 50.17% | 31.51% | 5.268% | 12.39% | 0% | 100%
Sites-Based | FCZ05 Tot | Warehouse | 0% | 0% | 0% | 0% | 0% | 1.909% | 24.99% | 61.35% | 4.029% | 3.571% | 4.146% | 100%
Sites-Based | FCZ05 Tot | All Commercial | 0% | 0% | 0% | 0% | 0% | 2.077% | 28.78% | 46.04% | 10.12% | 10.28% | 2.698% | 100%
Sites-Based | FCZ06 Tot | College | 0% | 0% | 0% | 0% | 0% | 0% | 13.74% | 8.477% | 50.33% | 27.45% | 0% | 100%
Sites-Based | FCZ06 Tot | Food Stores | 0% | 0% | 0% | 0% | 0.9507% | 5.822% | 35.79% | 42.56% | 11.71% | 2.181% | 0.9849% | 100%
Sites-Based | FCZ06 Tot | Health Care | 0% | 0% | 0% | 0% | 0% | 0% | 54.37% | 35.8% | 1.037% | 6.377% | 2.424% | 100%
Sites-Based | FCZ06 Tot | Lodging | 0% | 0% | 0% | 0% | 0.482% | 5.034% | 58.19% | 24.01% | 1.665% | 9.593% | 1.021% | 100%
Sites-Based | FCZ06 Tot | Miscellaneous | 0% | 0% | 0% | 0% | 0% | 4.974% | 35.81% | 42.84% | 2.72% | 2.639% | 11.02% | 100%
Sites-Based | FCZ06 Tot | Office, Large | 0% | 0% | 0% | 0% | 0% | 15.26% | 67% | 17.74% | 0% | 0% | 0% | 100%
Sites-Based | FCZ06 Tot | Office, Small | 0% | 0% | 0% | 0% | 0% | 2.041% | 26.54% | 58.4% | 6.02% | 7% | 0% | 100%
Sites-Based | FCZ06 Tot | Refrigerated Warehouse | 0% | 0% | 0% | 0% | 0% | 0% | 48.43% | 6.209% | 6.209% | 0% | 39.15% | 100%
Sites-Based | FCZ06 Tot | Restaurant | 0% | 0% | 0% | 0% | 0.1324% | 4.271% | 34.31% | 44.61% | 4.407% | 10.32% | 1.952% | 100%
Sites-Based | FCZ06 Tot | Retail | 0% | 0% | 0% | 0% | 1.289% | 3.617% | 34.76% | 40.42% | 14.47% | 3.047% | 2.397% | 100%
Sites-Based | FCZ06 Tot | School | 0% | 0% | 0% | 0% | 0% | 0% | 49.4% | 40.52% | 5.04% | 5.04% | 0% | 100%
Sites-Based | FCZ06 Tot | Warehouse | 0% | 0% | 0% | 0% | 0% | 0.7211% | 39.2% | 38.04% | 7.939% | 9.56% | 4.536% | 100%
Sites-Based | FCZ06 Tot | All Commercial | 0% | 0% | 0% | 0% | 0.3042% | 3.253% | 33.57% | 45.88% | 7.786% | 6.313% | 2.892% | 100%
Sites-Based | FCZ07 Tot | College | 0% | 0% | 0% | 1.983% | 0.9914% | 4.957% | 27.58% | 58.28% | 0.9914% | 5.217% | 0% | 100%
Sites-Based | FCZ07 Tot | Food Stores | 0.06094% | 0% | 0% | 0% | 0.948% | 6.368% | 44.06% | 44.58% | 2.354% | 1.331% | 0.3% | 100%
Sites-Based | FCZ07 Tot | Health Care | 0% | 0% | 0% | 0.3774% | 1.824% | 8.74% | 29.85% | 47.1% | 2.872% | 8.102% | 1.132% | 100%
Sites-Based | FCZ07 Tot | Lodging | 0% | 0.7566% | 0% | 0.7566% | 0% | 6.514% | 31.61% | 54.86% | 1.471% | 1.543% | 2.489% | 100%
Sites-Based | FCZ07 Tot | Miscellaneous | 0% | 0% | 0% | 0.02819% | 0.7944% | 5.281% | 30.38% | 57.34% | 3.467% | 2.243% | 0.4685% | 100%
Sites-Based | FCZ07 Tot | Office, Large | 0% | 0% | 0% | 0% | 2.653% | 4.215% | 45.81% | 38.06% | 3.752% | 4.919% | 0.584% | 100%
Sites-Based | FCZ07 Tot | Office, Small | 0% | 0% | 0% | 0% | 0.8471% | 4.159% | 33.71% | 52.68% | 3.209% | 4.598% | 0.7985% | 100%
Sites-Based | FCZ07 Tot | Refrigerated Warehouse | 0% | 0% | 0% | 0% | 0% | 4.78% | 42.32% | 40.1% | 8.271% | 4.53% | 0% | 100%
Sites-Based | FCZ07 Tot | Restaurant | 0% | 0% | 0% | 0.5893% | 1.149% | 3.859% | 42.12% | 42.66% | 4.093% | 4.772% | 0.7624% | 100%
Sites-Based | FCZ07 Tot | Retail | 0% | 0.2373% | 0.01456% | 0.07282% | 1.098% | 4.602% | 42.23% | 41.59% | 4.927% | 3.805% | 1.417% | 100%
Sites-Based | FCZ07 Tot | School | 0% | 0% | 0% | 0% | 2.369% | 5.217% | 32.13% | 52.94% | 4.124% | 2.639% | 0.5818% | 100%
Sites-Based | FCZ07 Tot | Warehouse | 0% | 0.4575% | 0% | 0.1381% | 1.41% | 5.801% | 29.21% | 52.05% | 6.5% | 4.243% | 0.1928% | 100%
Sites-Based | FCZ07 Tot | All Commercial | 0.00308% | 0.09857% | 0.003712% | 0.152% | 1.056% | 4.791% | 36.54% | 48.74% | 3.979% | 3.814% | 0.8236% | 100%
Sites-Based | FCZ08 Tot | College | 0% | 0% | 0% | 0% | 0% | 1.516% | 24.44% | 62.62% | 0% | 11.43% | 0% | 100%
Sites-Based | FCZ08 Tot | Food Stores | 0% | 0% | 0% | 0% | 0% | 3.083% | 60.4% | 28.05% | 0% | 3.339% | 5.13% | 100%
Sites-Based | FCZ08 Tot | Health Care | 0% | 0% | 0% | 0% | 0% | 0.7433% | 45.14% | 53.08% | 0% | 1.041% | 0% | 100%
Sites-Based | FCZ08 Tot | Lodging | 0% | 0% | 0% | 0% | 0% | 6.631% | 43.44% | 47.57% | 0% | 2.357% | 0% | 100%
Sites-Based | FCZ08 Tot | Miscellaneous | 0% | 0% | 0% | 0% | 1.245% | 2.901% | 46.06% | 40.6% | 4.913% | 3.754% | 0.5198% | 100%
Sites-Based | FCZ08 Tot | Office, Large | 0% | 0% | 0% | 0% | 0% | 0% | 58.13% | 20.26% | 0% | 14.93% | 6.691% | 100%
Sites-Based | FCZ08 Tot | Office, Small | 0% | 0% | 0% | 0% | 0% | 0% | 46.86% | 46.33% | 2.84% | 3.968% | 0% | 100%
Sites-Based | FCZ08 Tot | Refrigerated Warehouse | 0% | 0% | 0% | 0% | 0% | 0% | 55.01% | 44.99% | 0% | 0% | 0% | 100%
Sites-Based | FCZ08 Tot | Restaurant | 0% | 0% | 0% | 0% | 0% | 1.775% | 56.32% | 38.2% | 1.18% | 2.522% | 0% | 100%
Sites-Based | FCZ08 Tot | Retail | 0% | 0% | 0% | 1.26% | 0% | 3.685% | 46.67% | 40.8% | 2.469% | 4.53% | 0.5855% | 100%
Sites-Based | FCZ08 Tot | School | 0% | 0% | 0% | 0% | 2.766% | 3.242% | 56.73% | 32.64% | 0% | 4.001% | 0.6176% | 100%
Sites-Based | FCZ08 Tot | Warehouse | 0% | 0% | 0% | 0% | 0% | 2.597% | 34.39% | 53.03% | 2.597% | 7.387% | 0% | 100%
Sites-Based | FCZ08 Tot | All Commercial | 0% | 0% | 0% | 0.2744% | 0.2487% | 1.966% | 48.11% | 42.33% | 2.363% | 4.094% | 0.615% | 100%
Sites-Based | FCZ09 Tot | College | 0% | 0% | 0% | 0% | 0% | 0% | 37.42% | 57.31% | 0% | 5.268% | 0% | 100%
Sites-Based | FCZ09 Tot | Food Stores | 0% | 0% | 0% | 0% | 0% | 1.952% | 56.87% | 30.4% | 7.995% | 2.535% | 0.2518% | 100%
Sites-Based | FCZ09 Tot | Health Care | 0% | 0% | 0% | 0% | 0% | 0% | 79.7% | 4.737% | 10.56% | 1.791% | 3.217% | 100%
Sites-Based | FCZ09 Tot | Lodging | 0% | 0% | 0% | 0% | 0% | 0% | 58.88% | 39.79% | 0% | 1.325% | 0% | 100%
Sites-Based | FCZ09 Tot | Miscellaneous | 0% | 0% | 0% | 0% | 0% | 4.22% | 45.94% | 41.06% | 4.027% | 4.192% | 0.567% | 100%
Sites-Based | FCZ09 Tot | Office, Large | 0% | 0% | 0% | 0% | 0% | 0% | 24.46% | 66.96% | 0% | 8.583% | 0% | 100%
Sites-Based | FCZ09 Tot | Office, Small | 0% | 0% | 0% | 0% | 0% | 6.694% | 22.88% | 40.33% | 11.09% | 19.01% | 0% | 100%
Sites-Based | FCZ09 Tot | Refrigerated Warehouse | 0% | 0% | 0% | 0% | 0% | 0% | 78.55% | 21.45% | 0% | 0% | 0% | 100%
Sites-Based | FCZ09 Tot | Restaurant | 0% | 0% | 0% | 0% | 0% | 0% | 42.73% | 29.29% | 10.99% | 12.59% | 4.398% | 100%
Sites-Based | FCZ09 Tot | Retail | 0% | 0% | 0% | 0% | 0% | 4.727% | 44.26% | 35.15% | 2.186% | 13.16% | 0.5134% | 100%
Sites-Based | FCZ09 Tot | School | 0% | 0% | 0% | 0% | 0% | 0% | 39.15% | 39.72% | 0% | 21.13% | 0% | 100%
Sites-Based | FCZ09 Tot | Warehouse | 0% | 0% | 0% | 0% | 0% | 14.43% | 23.16% | 51.68% | 5.605% | 5.124% | 0% | 100%
Sites-Based | FCZ09 Tot | All Commercial | 0% | 0% | 0% | 0% | 0% | 4.416% | 38.86% | 37.84% | 6.359% | 11.76% | 0.759% | 100%
Sites-Based | FCZ10 Tot | College | 0% | 0% | 0% | 0% | 0% | 0% | 51.74% | 16.79% | 8.106% | 7.057% | 16.31% | 100%
Sites-Based | FCZ10 Tot | Food Stores | 0% | 0% | 0% | 0% | 0.6852% | 1.578% | 55.8% | 32.05% | 1.859% | 3.658% | 4.37% | 100%
Sites-Based | FCZ10 Tot | Health Care | 0% | 0% | 0% | 0% | 0% | 1.504% | 30.87% | 36.64% | 20.86% | 8.253% | 1.877% | 100%
Sites-Based | FCZ10 Tot | Lodging | 0% | 0% | 0% | 0% | 0% | 5.343% | 67% | 21.9% | 1.403% | 0.2877% | 4.068% | 100%
Sites-Based | FCZ10 Tot | Miscellaneous | 0% | 0% | 0% | 0% | 0% | 0.9335% | 32.99% | 58.57% | 2.396% | 5.053% | 0.06412% | 100%
Sites-Based | FCZ10 Tot | Office, Large | 0% | 0% | 0% | 0% | 0% | 5.026% | 32.18% | 48.34% | 0% | 12.54% | 1.918% | 100%
Sites-Based | FCZ10 Tot | Office, Small | 0% | 0% | 0% | 0.7069% | 2.057% | 0.2747% | 34.31% | 40.5% | 8.976% | 12.47% | 0.7069% | 100%
Sites-Based | FCZ10 Tot | Refrigerated Warehouse | 0% | 0% | 0% | 0% | 0% | 0% | 36.62% | 12.8% | 0% | 0% | 50.58% | 100%
Sites-Based | FCZ10 Tot | Restaurant | 0% | 0% | 0% | 0% | 1.138% | 1.642% | 45.82% | 36.95% | 4.259% | 9.22% | 0.9655% | 100%
Sites-Based | FCZ10 Tot | Retail | 0% | 0% | 0% | 0% | 1.669% | 0.8771% | 46.55% | 41.12% | 1.045% | 7.577% | 1.159% | 100%
Sites-Based | FCZ10 Tot | School | 0% | 0% | 0% | 0% | 0% | 3.801% | 76.69% | 15.05% | 0% | 4.458% | 0% | 100%
Sites-Based | FCZ10 Tot | Warehouse | 0% | 0% | 0% | 0% | 0% | 0% | 37.59% | 37.88% | 1.089% | 18.64% | 4.807% | 100%
Sites-Based | FCZ10 Tot | All Commercial | 0% | 0% | 0% | 0.1652% | 1.071% | 0.9648% | 41.14% | 41.77% | 4.241% | 9.036% | 1.611% | 100%
Sites-Based | FCZ11 Tot | College | 0% | 0% | 0% | 0% | 0% | 0% | 31.13% | 44.01% | 0% | 24.57% | 0.286% | 100%
Sites-Based | FCZ11 Tot | Food Stores | 0% | 0% | 0% | 1.572% | 0% | 2.897% | 40.59% | 39.81% | 5.485% | 2.341% | 7.307% | 100%
Sites-Based | FCZ11 Tot | Health Care | 0% | 0% | 0% | 0% | 0% | 0% | 17.45% | 40.81% | 22.59% | 5.724% | 13.43% | 100%
Sites-Based | FCZ11 Tot | Lodging | 0% | 0% | 0% | 0% | 1.755% | 0% | 71.58% | 19.04% | 2.239% | 3.995% | 1.391% | 100%
Sites-Based | FCZ11 Tot | Miscellaneous | 0% | 0% | 0% | 0% | 0% | 1.009% | 39.49% | 47.5% | 5.552% | 5.944% | 0.5046% | 100%
Sites-Based | FCZ11 Tot | Office, Large | 0% | 0% | 0% | 0% | 0% | 0% | 57.9% | 5.968% | 0% | 36.13% | 0% | 100%
Sites-Based | FCZ11 Tot | Office, Small | 0% | 0% | 0% | 0% | 0% | 1.062% | 36.68% | 40.45% | 5.075% | 14.64% | 2.089% | 100%
Sites-Based | FCZ11 Tot | Refrigerated Warehouse | 0% | 0% | 0% | 0% | 0% | 3.615% | 50.04% | 46.34% | 0% | 0% | 0% | 100%
Sites-Based | FCZ11 Tot | Restaurant | 0% | 0% | 0% | 0% | 0% | 1.88% | 33.87% | 41.73% | 8.476% | 9.924% | 4.121% | 100%
Sites-Based | FCZ11 Tot | Retail | 0% | 0% | 0% | 0% | 0% | 1.279% | 37.32% | 35.92% | 8.222% | 16.53% | 0.7293% | 100%
Sites-Based | FCZ11 Tot | School | 0% | 0% | 0% | 0% | 0% | 0% | 33.3% | 35.8% | 9.797% | 16.77% | 4.334% | 100%
Sites-Based | FCZ11 Tot | Warehouse | 0% | 0% | 0% | 0% | 0% | 1.043% | 27.18% | 34.16% | 6.618% | 29.87% | 1.13% | 100%
Sites-Based | FCZ11 Tot | All Commercial | 0% | 0% | 0% | 0.06393% | 0.01437% | 1.142% | 36.14% | 39.91% | 6.528% | 14.09% | 2.117% | 100%
Sites-Based | FCZ12c Tot | College | 0% | 0% | 0% | 0% | 0% | 0% | 64.98% | 27.98% | 3.176% | 2.627% | 1.234% | 100%
Sites-Based | FCZ12c Tot | Food Stores | 0% | 0% | 0% | 0% | 0% | 4.231% | 73.28% | 14.94% | 3.952% | 2.631% | 0.966% | 100%
Sites-Based | FCZ12c Tot | Health Care | 0% | 0% | 0% | 0% | 0% | 1.855% | 52.17% | 38.06% | 0% | 0% | 7.907% | 100%
Sites-Based | FCZ12c Tot | Lodging | 0% | 0% | 0% | 0% | 0.7178% | 6.544% | 71.4% | 14.36% | 1.436% | 1.647% | 3.89% | 100%
Sites-Based | FCZ12c Tot | Miscellaneous | 0% | 0% | 0% | 0% | 1.018% | 4.35% | 44.84% | 42.03% | 3.476% | 3.451% | 0.8418% | 100%
Sites-Based | FCZ12c Tot | Office, Large | 0% | 0% | 0% | 0% | 0% | 1.663% | 71.64% | 23.01% | 0% | 2.517% | 1.17% | 100%
Sites-Based | FCZ12c Tot | Office, Small | 0% | 0% | 0% | 0% | 0% | 2.046% | 48.96% | 43.13% | 1.99% | 3.526% | 0.3454% | 100%
Sites-Based | FCZ12c Tot | Refrigerated Warehouse | 0% | 0% | 0% | 0% | 0% | 9.153% | 41.77% | 27.73% | 0% | 21.35% | 0% | 100%
Sites-Based | FCZ12c Tot | Restaurant | 0% | 0% | 0% | 0% | 0% | 1.614% | 56.77% | 27.65% | 5.054% | 4.93% | 3.982% | 100%
Sites-Based | FCZ12c Tot | Retail | 0% | 0% | 0% | 0% | 0.1803% | 1.727% | 51.49% | 37.71% | 6.529% | 2.363% | 0% | 100%
Sites-Based | FCZ12c Tot | School | 0% | 0% | 0% | 0% | 0% | 0% | 50.86% | 24.77% | 3.328% | 21.04% | 0% | 100%
Sites-Based | FCZ12c Tot | Warehouse | 0% | 0% | 0% | 0% | 0% | 1.815% | 35.51% | 47.98% | 1.174% | 12.98% | 0.5405% | 100%
Sites-Based | FCZ12c Tot | All Commercial | 0% | 0% | 0% | 0% | 0.1754% | 2.342% | 51.64% | 37.31% | 3.356% | 4.141% | 1.036% | 100%
Sites-Based | FCZ12i Tot | College | 0% | 0% | 0% | 0% | 0% | 0% | 56.66% | 7.049% | 10.36% | 25.93% | 0% | 100%
Sites-Based | FCZ12i Tot | Food Stores | 0% | 0% | 0% | 0% | 0% | 5.942% | 65.99% | 27.18% | 0.8907% | 0% | 0% | 100%
Sites-Based | FCZ12i Tot | Health Care | 0% | 0% | 0% | 0% | 0% | 3.702% | 56.07% | 33.53% | 1.536% | 3.702% | 1.46% | 100%
Sites-Based | FCZ12i Tot | Lodging | 0% | 0% | 0% | 0% | 0% | 0% | 74.28% | 21.58% | 0% | 0.3996% | 3.748% | 100%
Sites-Based | FCZ12i Tot | Miscellaneous | 0% | 0% | 0% | 0% | 0.2667% | 2.379% | 49.11% | 38.38% | 7.524% | 1.837% | 0.5036% | 100%
Sites-Based | FCZ12i Tot | Office, Large | 0% | 0% | 0% | 0% | 0% | 0% | 75.09% | 17.25% | 0% | 1.909% | 5.744% | 100%
Sites-Based | FCZ12i Tot | Office, Small | 0% | 0% | 0% | 0% | 0.6828% | 3.663% | 44.37% | 41.4% | 8.54% | 1.116% | 0.2219% | 100%
Sites-Based | FCZ12i Tot | Refrigerated Warehouse | 0% | 0% | 0% | 0% | 0% | 0% | 23.01% | 7.914% | 0% | 0% | 69.07% | 100%
Sites-Based | FCZ12i Tot | Restaurant | 0% | 0% | 0% | 0% | 0% | 4.107% | 48.64% | 39.86% | 3.321% | 2.017% | 2.051% | 100%
Sites-Based | FCZ12i Tot | Retail | 0% | 0% | 0% | 0.5912% | 0% | 7.459% | 42.81% | 32.21% | 13.95% | 2.253% | 0.7314% | 100%
Sites-Based | FCZ12i Tot | School | 0% | 0% | 0% | 0% | 0% | 0% | 45.91% | 54.09% | 0% | 0% | 0% | 100%
Sites-Based | FCZ12i Tot | Warehouse | 0% | 0% | 0% | 0% | 0% | 6.243% | 42.7% | 33.5% | 9.318% | 8.234% | 0% | 100%
Sites-Based | FCZ12i Tot | All Commercial | 0% | 0% | 0% | 0.125% | 0.2569% | 4.285% | 47.7% | 36.78% | 7.916% | 2.186% | 0.7493% | 100%
Sites-Based | FCZ13 Tot | College | 0% | 0% | 0% | 0% | 0% | 0% | 42.84% | 30.13% | 0% | 25.39% | 1.644% | 100%
Sites-Based | FCZ13 Tot | Food Stores | 0% | 0% | 0% | 0% | 0.6633% | 2.141% | 51.62% | 40.81% | 0.432% | 3.673% | 0.6671% | 100%
Sites-Based | FCZ13 Tot | Health Care | 0% | 0% | 0% | 0% | 0% | 1.051% | 36.54% | 52.77% | 0% | 8.155% | 1.486% | 100%
Sites-Based | FCZ13 Tot | Lodging | 0% | 0% | 0% | 0% | 0% | 0% | 58.22% | 35.88% | 0% | 5.906% | 0% | 100%
Sites-Based | FCZ13 Tot | Miscellaneous | 0% | 0% | 0% | 0% | 0.2206% | 3.842% | 25.21% | 58.25% | 0.7784% | 11.4% | 0.2974% | 100%
Sites-Based | FCZ13 Tot | Office, Large | 0% | 0% | 0% | 0% | 0% | 7.743% | 50.49% | 38.43% | 0% | 3.339% | 0% | 100%
Sites-Based | FCZ13 Tot | Office, Small | 0% | 0% | 0% | 0% | 0.2781% | 3.039% | 17.86% | 62.47% | 1.401% | 13.88% | 1.075% | 100%
Sites-Based | FCZ13 Tot | Refrigerated Warehouse | 0% | 0% | 0% | 0% | 0% | 0% | 43.46% | 53.69% | 0% | 2.856% | 0% | 100%
Sites-Based | FCZ13 Tot | Restaurant | 0% | 0% | 0% | 0% | 0.8662% | 4.783% | 31.7% | 45.66% | 1.499% | 12.62% | 2.866% | 100%
Sites-Based | FCZ13 Tot | Retail | 0% | 0% | 0% | 0% | 1.341% | 2.194% | 24.83% | 59.15% | 1.788% | 9.885% | 0.8153% | 100%
Sites-Based | FCZ13 Tot | School | 0% | 0% | 0% | 0% | 0% | 1.728% | 36.76% | 55.05% | 0% | 6.249% | 0.212% | 100%
Sites-Based | FCZ13 Tot | Warehouse | 0% | 0% | 0% | 0% | 0% | 1.743% | 16.6% | 61.18% | 0.8973% | 19.57% | 0% | 100%
Sites-Based | FCZ13 Tot | All Commercial | 0% | 0% | 0% | 0% | 0.5778% | 2.985% | 26.3% | 56.19% | 1.202% | 11.74% | 1.004% | 100%
Sites-Based | FCZ16 Tot | College | 0% | 0% | 0% | 0% | 0% | 0% | 43.76% | 0% | 0% | 56.24% | 0% | 100%
Sites-Based | FCZ16 Tot | Food Stores | 0% | 0% | 0% | 0% | 0% | 3.312% | 56.54% | 35.14% | 3.312% | 0% | 1.691% | 100%
Sites-Based | FCZ16 Tot | Health Care | 0% | 0% | 0% | 0% | 0% | 0% | 9.001% | 91% | 0% | 0% | 0% | 100%
Sites-Based | FCZ16 Tot | Lodging | 0% | 0% | 0% | 0% | 0% | 0.8342% | 57.58% | 34.66% | 0% | 0% | 6.923% | 100%
Sites-Based | FCZ16 Tot | Miscellaneous | 0% | 0% | 0% | 0% | 0% | 0.3525% | 49.46% | 48.12% | 0.8264% | 1.24% | 0% | 100%
Sites-Based | FCZ16 Tot | Office, Large | 0% | 0% | 0% | 0% | 7.398% | 1.164% | 60.65% | 28.84% | 0% | 1.164% | 0.7849% | 100%
Sites-Based | FCZ16 Tot | Office, Small | 0% | 0% | 0% | 0% | 0% | 0.1989% | 46.33% | 53.47% | 0% | 0% | 0% | 100%
Sites-Based | FCZ16 Tot | Refrigerated Warehouse | 0% | 0% | 0% | 0% | 0% | 0% | 56.33% | 39.4% | 4.272% | 0% | 0% | 100%
Sites-Based | FCZ16 Tot | Restaurant | 0% | 0% | 0% | 0% | 0% | 0.2503% | 43.19% | 45.93% | 10.03% | 0.6044% | 0% | 100%
Sites-Based | FCZ16 Tot | Retail | 0% | 0% | 0% | 0% | 0% | 1.636% | 30.13% | 51.51% | 6.73% | 9.971% | 0.02366% | 100%
Sites-Based | FCZ16 Tot | School | 0% | 0% | 0% | 0% | 0% | 6.485% | 59.7% | 26.87% | 0% | 6.944% | 0% | 100%
Sites-Based | FCZ16 Tot | Warehouse | 0% | 0% | 0% | 0% | 0% | 0.5062% | 24.67% | 73.14% | 0% | 1.681% | 0% | 100%
Sites-Based | FCZ16 Tot | All Commercial | 0% | 0% | 0% | 0% | 0.1293% | 1.076% | 40.61% | 49.83% | 4.195% | 3.988% | 0.1637% | 100%
Sites-Based | FCZ17 Tot | College | 0% | 0% | 0% | 0% | 0% | 0% | 97.21% | 1.358% | 0% | 1.437% | 0% | 100%
Sites-Based | FCZ17 Tot | Food Stores | 0% | 0% | 0% | 0% | 0% | 0% | 62.09% | 29.81% | 5.515% | 1.066% | 1.526% | 100%
Sites-Based | FCZ17 Tot | Health Care | 0% | 0% | 0% | 0% | 0% | 0% | 47.82% | 52.18% | 0% | 0% | 0% | 100%
Sites-Based | FCZ17 Tot | Lodging | 0% | 0% | 0% | 0% | 0% | 0% | 65.12% | 0% | 17.15% | 17.73% | 0% | 100%
Sites-Based | FCZ17 Tot | Miscellaneous | 0% | 0% | 0% | 0% | 0% | 0.9727% | 56.43% | 30.62% | 11.41% | 0.5591% | 0% | 100%
Sites-Based | FCZ17 Tot | Office, Large | 0% | 0% | 0% | 0% | 0% | 0% | 91.33% | 3.218% | 0% | 5.454% | 0% | 100%
Sites-Based | FCZ17 Tot | Office, Small | 0% | 0% | 0% | 0% | 0% | 1.218% | 61.37% | 30.33% | 4.715% | 2.368% | 0% | 100%
Sites-Based | FCZ17 Tot | Refrigerated Warehouse | 0% | 0% | 0% | 0% | 0% | 0% | 46.52% | 53.48% | 0% | 0% | 0% | 100%
Sites-Based | FCZ17 Tot | Restaurant | 0% | 0% | 0% | 0% | 0.9524% | 0.9524% | 51.4% | 37.06% | 7.17% | 1.706% | 0.76% | 100%
Sites-Based | FCZ17 Tot | Retail | 0% | 0% | 0% | 0% | 0.151% | 3.943% | 55.82% | 33.3% | 2.788% | 0.8077% | 3.186% | 100%
Sites-Based | FCZ17 Tot | School | 0% | 0% | 0% | 0% | 0% | 0% | 38.7% | 32.77% | 28.53% | 0% | 0% | 100%
Sites-Based | FCZ17 Tot | Warehouse | 0% | 0% | 2.868% | 0% | 0% | 0% | 66.29% | 27.17% | 3.672% | 0% | 0% | 100%
Sites-Based | FCZ17 Tot | All Commercial | 0% | 0% | 0.2258% | 0% | 0.1661% | 1.588% | 58.03% | 31.75% | 6.03% | 1.243% | 0.9725% | 100%
Sites-Based | PG&E | College | 0% | 0% | 0% | 0% | 1.466% | 0.1885% | 25.88% | 43.36% | 19.89% | 8.831% | 0.3902% | 100%
Sites-Based | PG&E | Food Stores | 0% | 0% | 0% | 0% | 0.1389% | 4.741% | 48.58% | 37.87% | 5.308% | 2.144% | 1.222% | 100%
Sites-Based | PG&E | Health Care | 0% | 0% | 0% | 0% | 0.4311% | 2.503% | 43.77% | 37.84% | 7.304% | 5.224% | 2.934% | 100%
Sites-Based | PG&E | Lodging | 0% | 0% | 0.2199% | 0.2509% | 0.9633% | 4.913% | 63.71% | 23.6% | 1.884% | 3.246% | 1.217% | 100%
Sites-Based | PG&E | Miscellaneous | 0% | 0% | 0% | 0.2001% | 0.2151% | 4.218% | 36.26% | 43.95% | 6.283% | 5.74% | 3.13% | 100%
Sites-Based | PG&E | Office, Large | 0% | 0% | 0% | 0% | 0.575% | 5.264% | 63.54% | 20.47% | 2.054% | 7.878% | 0.2187% | 100%
Sites-Based | PG&E | Office, Small | 0% | 0% | 0% | 0.03196% | 0.5177% | 4.785% | 30.47% | 46.86% | 4.656% | 11.18% | 1.507% | 100%
Sites-Based | PG&E | Refrigerated Warehouse | 0% | 0% | 0% | 0% | 0% | 7.924% | 49.29% | 30.73% | 4.558% | 2.769% | 4.727% | 100%
Sites-Based | PG&E | Restaurant | 0% | 0% | 0.1598% | 0.1056% | 0.5764% | 4.588% | 41.01% | 37.82% | 6.209% | 7.076% | 2.448% | 100%
Sites-Based | PG&E | Retail | 0% | 0% | 0% | 0% | 0.3838% | 6.439% | 38.04% | 42.94% | 6.699% | 4.193% | 1.307% | 100%
Sites-Based | PG&E | School | 0% | 0% | 0% | 0% | 0% | 2.072% | 41.39% | 46% | 4.101% | 5.416% | 1.02% | 100%
Sites-Based | PG&E | Warehouse | 0% | 0% | 0% | 0.1079% | 1.511% | 2.807% | 34.72% | 48.29% | 5.82% | 5.198% | 1.55% | 100%
Sites-Based | PG&E | All Commercial | 0% | 0% | 0.0243% | 0.06567% | 0.4778% | 4.741% | 37.32% | 42.72% | 5.876% | 6.934% | 1.833% | 100%
Sites-Based | SCE | College | 0% | 0% | 0% | 1.376% | 0.6882% | 3.529% | 31.02% | 52.18% | 1.676% | 7.521% | 2.013% | 100%
Sites-Based | SCE | Food Stores | 0.03951% | 0% | 0% | 0.1408% | 0.7075% | 4.938% | 47.24% | 40.47% | 2.652% | 1.952% | 1.857% | 100%
Sites-Based | SCE | Health Care | 0% | 0% | 0% | 0.1756% | 0.8486% | 4.49% | 33.3% | 43.64% | 8.56% | 6.323% | 2.66% | 100%
Sites-Based | SCE | Lodging | 0% | 0.4189% | 0% | 0.4189% | 0.1916% | 5.055% | 44.89% | 43.93% | 1.271% | 1.68% | 2.143% | 100%
Sites-Based | SCE | Miscellaneous | 0% | 0% | 0% | 0.01674% | 0.559% | 3.834% | 33.8% | 54.36% | 3.663% | 3.352% | 0.414% | 100%
Sites-Based | SCE | Office, Large | 0% | 0% | 0% | 0% | 1.857% | 3.653% | 45.55% | 36.45% | 2.626% | 8.484% | 1.384% | 100%
Sites-Based | SCE | Office, Small | 0% | 0% | 0% | 0.09905% | 0.8085% | 3.026% | 34.74% | 48.45% | 4.568% | 7.481% | 0.832% | 100%
Sites-Based | SCE | Refrigerated Warehouse | 0% | 0% | 0% | 0% | 0% | 3.859% | 44.41% | 38.34% | 5.899% | 3.231% | 4.258% | 100%
Sites-Based | SCE | Restaurant | 0% | 0% | 0% | 0.3772% | 0.8984% | 3.034% | 42.95% | 40.9% | 4.59% | 6.045% | 1.207% | 100%
Sites-Based | SCE | Retail | 0% | 0.1542% | 0.009461% | 0.1282% | 0.9663% | 3.644% | 42.74% | 40.68% | 4.427% | 6.026% | 1.225% | 100%
Sites-Based | SCE | School | 0% | 0% | 0% | 0% | 1.637% | 3.89% | 39.21% | 44.47% | 3.707% | 6.2% | 0.8875% | 100%
Sites-Based | SCE | Warehouse | 0% | 0.2938% | 0% | 0.08869% | 0.9055% | 4.467% | 30.67% | 47.95% | 5.254% | 9.246% | 1.126% | 100%
Sites-Based | SCE | All Commercial | 0.002004% | 0.06126% | 0.002392% | 0.1508% | 0.8475% | 3.598% | 38.31% | 45.7% | 4.289% | 5.967% | 1.071% | 100%
Sites-Based | SDG&E | College | 0% | 0% | 0% | 0% | 0% | 0% | 61.97% | 20.41% | 5.775% | 11.05% | 0.7876% | 100%
Sites-Based | SDG&E | Food Stores | 0% | 0% | 0% | 0% | 0% | 4.876% | 70.53% | 19.56% | 2.797% | 1.638% | 0.6016% | 100%
Sites-Based | SDG&E | Health Care | 0% | 0% | 0% | 0% | 0% | 2.674% | 53.9% | 36.05% | 0.681% | 1.641% | 5.049% | 100%
Sites-Based | SDG&E | Lodging | 0% | 0% | 0% | 0% | 0.4965% | 4.526% | 72.29% | 16.59% | 0.993% | 1.262% | 3.846% | 100%
Sites-Based | SDG&E | Miscellaneous | 0% | 0% | 0% | 0% | 0.7046% | 3.528% | 46.62% | 40.51% | 5.164% | 2.778% | 0.7008% | 100%
Sites-Based | SDG&E | Office, Large | 0% | 0% | 0% | 0% | 0% | 1.388% | 72.21% | 22.06% | 0% | 2.416% | 1.927% | 100%
Sites-Based | SDG&E | Office, Small | 0% | 0% | 0% | 0% | 0.202% | 2.524% | 47.6% | 42.62% | 3.928% | 2.813% | 0.3089% | 100%
Sites-Based | SDG&E | Refrigerated Warehouse | 0% | 0% | 0% | 0% | 0% | 8.408% | 40.24% | 26.11% | 0% | 19.61% | 5.624% | 100%
Sites-Based | SDG&E | Restaurant | 0% | 0% | 0% | 0% | 0% | 2.432% | 54.1% | 31.66% | 4.485% | 3.974% | 3.348% | 100%
Sites-Based | SDG&E | Retail | 0% | 0% | 0% | 0.2222% | 0.1125% | 3.881% | 48.23% | 35.64% | 9.318% | 2.322% | 0.2748% | 100%
Sites-Based | SDG&E | School | 0% | 0% | 0% | 0% | 0% | 0% | 48.81% | 36.93% | 1.947% | 12.31% | 0% | 100%
Sites-Based | SDG&E | Warehouse | 0% | 0% | 0% | 0% | 0% | 3.355% | 38.01% | 42.94% | 4.006% | 11.33% | 0.3525% | 100%
Sites-Based | SDG&E | All Commercial | 0% | 0% | 0% | 0.04272% | 0.2033% | 3.007% | 50.3% | 37.13% | 4.915% | 3.473% | 0.9383% | 100%
Sites-Based | LADWP | College | 0% | 0% | 0% | 0% | 0% | 0% | 93.43% | 1.262% | 0% | 5.31% | 0% | 100%
Sites-Based | LADWP | Food Stores | 0% | 0% | 0% | 0% | 0% | 2.43% | 58.02% | 33.72% | 3.898% | 0.2837% | 1.647% | 100%
Sites-Based | LADWP | Health Care | 0% | 0% | 0% | 0% | 0% | 0% | 22.29% | 77.71% | 0% | 0% | 0% | 100%
Sites-Based | LADWP | Lodging | 0% | 0% | 0% | 0% | 0% | 0.761% | 58.25% | 31.62% | 1.503% | 1.554% | 6.316% | 100%
Sites-Based | LADWP | Miscellaneous | 0% | 0% | 0% | 0% | 0% | 0.5574% | 51.76% | 42.34% | 4.324% | 1.015% | 0% | 100%
Sites-Based | LADWP | Office, Large | 0% | 0% | 0% | 0% | 5.955% | 0.9368% | 66.63% | 23.85% | 0% | 2% | 0.6318% | 100%
Sites-Based | LADWP | Office, Small | 0% | 0% | 0% | 0% | 0% | 0.5544% | 51.58% | 45.4% | 1.645% | 0.8259% | 0% | 100%
Sites-Based | LADWP | Refrigerated Warehouse | 0% | 0% | 0% | 0% | 0% | 0% | 53.16% | 43.95% | 2.89% | 0% | 0% | 100%
Sites-Based | LADWP | Restaurant | 0% | 0% | 0% | 0% | 0.2515% | 0.4357% | 45.35% | 43.59% | 9.274% | 0.8952% | 0.2007% | 100%
Sites-Based | LADWP | Retail | 0% | 0% | 0% | 0% | 0.03585% | 2.183% | 36.23% | 47.19% | 5.794% | 7.796% | 0.7744% | 100%
Sites-Based | LADWP | School | 0% | 0% | 0% | 0% | 0% | 4.86% | 54.44% | 28.35% | 7.148% | 5.204% | 0% | 100%
Sites-Based | LADWP | Warehouse | 0% | 0% | 1.412% | 0% | 0% | 0.2569% | 45.17% | 50.5% | 1.808% | 0.853% | 0% | 100%
Sites-Based | LADWP | All Commercial | 0% | 0% | 0.06691% | 0% | 0.1402% | 1.228% | 45.77% | 44.47% | 4.738% | 3.175% | 0.4033% | 100%
Sites-Based | SMUD | College | 0% | 0% | 0% | 0% | 0% | 0% | 42.84% | 30.13% | 0% | 25.39% | 1.644% | 100%
Sites-Based | SMUD | Food Stores | 0% | 0% | 0% | 0% | 0.6633% | 2.141% | 51.62% | 40.81% | 0.432% | 3.673% | 0.6671% | 100%
Sites-Based | SMUD | Health Care | 0% | 0% | 0% | 0% | 0% | 1.051% | 36.54% | 52.77% | 0% | 8.155% | 1.486% | 100%
Sites-Based | SMUD | Lodging | 0% | 0% | 0% | 0% | 0% | 0% | 58.22% | 35.88% | 0% | 5.906% | 0% | 100%
Sites-Based | SMUD | Miscellaneous | 0% | 0% | 0% | 0% | 0.2206% | 3.842% | 25.21% | 58.25% | 0.7784% | 11.4% | 0.2974% | 100%
Sites-Based | SMUD | Office, Large | 0% | 0% | 0% | 0% | 0% | 7.743% | 50.49% | 38.43% | 0% | 3.339% | 0% | 100%
Sites-Based | SMUD | Office, Small | 0% | 0% | 0% | 0% | 0.2781% | 3.039% | 17.86% | 62.47% | 1.401% | 13.88% | 1.075% | 100%
Sites-Based | SMUD | Refrigerated Warehouse | 0% | 0% | 0% | 0% | 0% | 0% | 43.46% | 53.69% | 0% | 2.856% | 0% | 100%
Sites-Based | SMUD | Restaurant | 0% | 0% | 0% | 0% | 0.8662% | 4.783% | 31.7% | 45.66% | 1.499% | 12.62% | 2.866% | 100%
Sites-Based | SMUD | Retail | 0% | 0% | 0% | 0% | 1.341% | 2.194% | 24.83% | 59.15% | 1.788% | 9.885% | 0.8153% | 100%
Sites-Based | SMUD | School | 0% | 0% | 0% | 0% | 0% | 1.728% | 36.76% | 55.05% | 0% | 6.249% | 0.212% | 100%
Sites-Based | SMUD | Warehouse | 0% | 0% | 0% | 0% | 0% | 1.743% | 16.6% | 61.18% | 0.8973% | 19.57% | 0% | 100%
Sites-Based | SMUD | All Commercial | 0% | 0% | 0% | 0% | 0.5778% | 2.985% | 26.3% | 56.19% | 1.202% | 11.74% | 1.004% | 100%
Sites-Based | FCZ01 | College | 0% | 0% | 0% | 0% | 0% | 0.326% | 32.77% | 59.88% | 4.394% | 2.574% | 0.05708% | 100%
Sites-Based | FCZ01 | Food Stores | 0% | 0% | 0% | 0% | 0.1179% | 3.621% | 50.43% | 42.37% | 1.847% | 1.33% | 0.2846% | 100%
Sites-Based | FCZ01 | Health Care | 0% | 0% | 0% | 0% | 0% | 0.588% | 41.78% | 42.23% | 7.099% | 5.859% | 2.443% | 100%
Sites-Based | FCZ01 | Lodging | 0% | 0% | 0.7389% | 0% | 1.109% | 6.118% | 65.68% | 22.85% | 1.478% | 0.4725% | 1.551% | 100%
Sites-Based | FCZ01 | Miscellaneous | 0% | 0% | 0% | 0.1817% | 0.4784% | 3.178% | 41.21% | 45.04% | 4.163% | 4.107% | 1.639% | 100%
Sites-Based | FCZ01 | Office, Large | 0% | 0% | 0% | 0% | 0.7864% | 5.463% | 71.22% | 16.32% | 1.204% | 5.011% | 0% | 100%
Sites-Based | FCZ01 | Office, Small | 0% | 0% | 0% | 0.08347% | 1.237% | 7.288% | 32.93% | 50.97% | 2.027% | 2.964% | 2.497% | 100%
Sites-Based | FCZ01 | Refrigerated Warehouse | 0% | 0% | 0% | 0% | 0% | 5.17% | 44.47% | 44.41% | 5.158% | 0% | 0.7901% | 100%
Sites-Based | FCZ01 | Restaurant | 0% | 0% | 0.3138% | 0.1272% | 1.009% | 3.747% | 43.61% | 39.36% | 5.533% | 4.262% | 2.035% | 100%
Sites-Based | FCZ01 | Retail | 0% | 0% | 0% | 0% | 0.4293% | 9.588% | 41.09% | 43.37% | 2.48% | 2.156% | 0.8813% | 100%
Sites-Based | FCZ01 | School | 0% | 0% | 0% | 0% | 0% | 2.717% | 33.9% | 56.11% | 4.139% | 1.653% | 1.486% | 100%
Sites-Based | FCZ01 | Warehouse | 0% | 0% | 0% | 0.3083% | 1.004% | 1.928% | 39.21% | 49.18% | 6.364% | 1.92% | 0.08345% | 100%
Sites-Based | FCZ01 | All Commercial | 0% | 0% | 0.05821% | 0.07978% | 0.7353% | 5.812% | 40.71% | 44.71% | 3.31% | 3.043% | 1.541% | 100%
Sites-Based | FCZ02 | College | 0% | 0% | 0% | 0% | 0% | 0% | 7.58% | 43.45% | 43.45% | 5.528% | 0% | 100%
Sites-Based | FCZ02 | Food Stores | 0% | 0% | 0% | 0% | 0% | 16.4% | 63.21% | 13.88% | 4.692% | 1.609% | 0.2041% | 100%
Sites-Based | FCZ02 | Health Care | 0% | 0% | 0% | 0% | 3.488% | 13.73% | 50.09% | 29.2% | 0% | 0% | 3.488% | 100%
Sites-Based | FCZ02 | Lodging | 0% | 0% | 0% | 1.532% | 0.6964% | 6.483% | 77.12% | 11.84% | 0% | 1.564% | 0.7635% | 100%
Sites-Based | FCZ02 | Miscellaneous | 0% | 0% | 0% | 1.096% | 0.2497% | 9.035% | 39.37% | 39.64% | 2.691% | 5.634% | 2.289% | 100%
Sites-Based | FCZ02 | Office, Large | 0% | 0% | 0% | 0% | 0% | 12.63% | 63.76% | 14.73% | 0% | 8.876% | 0% | 100%
Sites-Based | FCZ02 | Office, Small | 0% | 0% | 0% | 0% | 0.2254% | 5.486% | 44.15% | 40.86% | 3.103% | 5.712% | 0.4602% | 100%
Sites-Based | FCZ02 | Refrigerated Warehouse | 0% | 0% | 0% | 0% | 0% | 33.9% | 48.6% | 4.788% | 3.302% | 9.406% | 0% | 100%
Sites-Based | FCZ02 | Restaurant | 0% | 0% | 0% | 0% | 0.5316% | 12.04% | 48.47% | 33.15% | 0.4209% | 4.756% | 0.6335% | 100%
Sites-Based | FCZ02 | Retail | 0% | 0% | 0% | 0% | 0.2944% | 7.972% | 52.5% | 35.11% | 1.894% | 1.538% | 0.6923% | 100%
Sites-Based | FCZ02 | School | 0% | 0% | 0% | 0% | 0% | 0% | 57.92% | 35.81% | 1.9% | 4.367% | 0% | 100%
Sites-Based | FCZ02 | Warehouse | 0% | 0% | 0% | 0% | 4.192% | 11.42% | 45.55% | 36.67% | 0% | 1.151% | 1.02% | 100%
Sites-Based | FCZ02 | All Commercial | 0% | 0% | 0% | 0.2306% | 0.4909% | 8.386% | 47.52% | 35.53% | 2.761% | 4.174% | 0.9115% | 100%
Sites-Based | FCZ03 | College | 0% | 0% | 0% | 0% | 0% | 0.5044% | 12.84% | 6.214% | 79.52% | 0.9312% | 0% | 100%
Sites-Based | FCZ03 | Food Stores | 0% | 0% | 0% | 0% | 0% | 0% | 47.21% | 42.96% | 7.003% | 0.7497% | 2.075% | 100%
Sites-Based | FCZ03 | Health Care | 0% | 0% | 0% | 0% | 0% | 0% | 51.43% | 33.1% | 2.508% | 10.45% | 2.508% | 100%
Sites-Based | FCZ03 | Lodging | 0% | 0% | 0% | 0% | 7.765% | 0.5681% | 68.24% | 15.66% | 7.765% | 0% | 0% | 100%
Sites-Based | FCZ03 | Miscellaneous | 0% | 0% | 0% | 0% | 0% | 4.976% | 39.3% | 37.76% | 16.11% | 1.664% | 0.1893% | 100%
Sites-Based | FCZ03 | Office, Large | 0% | 0% | 0% | 0% | 0% | 0% | 25.74% | 74.26% | 0% | 0% | 0% | 100%
Sites-Based | FCZ03 | Office, Small | 0% | 0% | 0% | 0% | 0% | 1.253% | 24.11% | 58.42% | 10.3% | 4.658% | 1.253% | 100%
Sites-Based | FCZ03 | Refrigerated Warehouse | 0% | 0% | 0% | 0% | 0% | 0% | 0% | 100% | 0% | 0% | 0% | 100%
Sites-Based | FCZ03 | Restaurant | 0% | 0% | 0% | 1.413% | 0% | 0.5659% | 56.38% | 32.75% | 0% | 8.89% | 0% | 100%
Sites-Based | FCZ03 | Retail | 0% | 0% | 0% | 0% | 0% | 0.6646% | 52.8% | 31.02% | 13.49% | 1.511% | 0.5124% | 100%
Sites-Based | FCZ03 | School | 0% | 0% | 0% | 0% | 0% | 0% | 45.35% | 46.73% | 6.933% | 0.9923% | 0% | 100%
Sites-Based | FCZ03 | Warehouse | 0% | 0% | 0% | 0% | 0% | 0% | 34.47% | 65.12% | 0% | 0% | 0.407% | 100%
Sites-Based | FCZ03 | All Commercial | 0% | 0% | 0% | 0.1329% | 0.1762% | 1.824% | 39.6% | 42.34% | 12.2% | 3.065% | 0.6646% | 100%
Sites-Based | FCZ04 | College | 0% | 0% | 0% | 0% | 9.152% | 0% | 37.79% | 35.08% | 0% | 15.71% | 2.263% | 100%
Sites-Based | FCZ04 | Food Stores | 0% | 0% | 0% | 0% | 0% | 2.495% | 50.72% | 30.83% | 6.872% | 4.208% | 4.873% | 100%
Sites-Based | FCZ04 | Health Care | 0% | 0% | 0% | 0% | 0% | 2.429% | 45.82% | 38.24% | 7.387% | 5.344% | 0.7817% | 100%
Sites-Based | FCZ04 | Lodging | 0% | 0% | 0% | 0% | 0% | 2.967% | 66.46% | 26.22% | 0% | 1.389% | 2.967% | 100%
Sites-Based | FCZ04 | Miscellaneous | 0% | 0% | 0% | 0% | 0.07715% | 4.464% | 25.29% | 48.06% | 6.762% | 12.85% | 2.491% | 100%
Sites-Based | FCZ04 | Office, Large | 0% | 0% | 0% | 0% | 0% | 0% | 29.16% | 26.41% | 11.03% | 31.34% | 2.054% | 100%
Sites-Based | FCZ04 | Office, Small | 0% | 0% | 0% | 0% | 0.08116% | 3.262% | 26.37% | 33.86% | 5.708% | 29.85% | 0.8718% | 100%
Sites-Based | FCZ04 | Refrigerated Warehouse | 0% | 0% | 0% | 0% | 0% | 4.475% | 48.94% | 44.14% | 0% | 0% | 2.453% | 100%
Sites-Based | FCZ04 | Restaurant | 0% | 0% | 0% | 0% | 0% | 6.971% | 31.34% | 27.64% | 14.45% | 15.61% | 3.988% | 100%
Sites-Based | FCZ04 | Retail | 0% | 0% | 0% | 0% | 0.2306% | 2.711% | 33.08% | 36.27% | 10.57% | 15.84% | 1.303% | 100%
Sites-Based | FCZ04 | School | 0% | 0% | 0% | 0% | 0% | 5.126% | 32.85% | 48.6% | 2.609% | 8.251% | 2.563% | 100%
Sites-Based | FCZ04 | Warehouse | 0% | 0% | 0% | 0% | 3.447% | 2.658% | 28.42% | 43.18% | 9.141% | 12.48% | 0.662% | 100%
Sites-Based | FCZ04 | All Commercial | 0% | 0% | 0% | 0% | 0.4677% | 3.627% | 31.28% | 37.19% | 7.866% | 17.62% | 1.95% | 100%
Sites-Based | FCZ05 | College | 0% | 0% | 0% | 0% | 0% | 0% | 8.318% | 52.32% | 31.5% | 7.864% | 0% | 100%
Sites-Based | FCZ05 | Food Stores | 0% | 0% | 0% | 0% | 0% | 1.894% | 39.56% | 46.12% | 8.649% | 2.919% | 0.8545% | 100%
Sites-Based | FCZ05 | Health Care | 0% | 0% | 0% | 0% | 0% | 0.585% | 34.16% | 37.09% | 16.39% | 5.765% | 6.023% | 100%
Sites-Based | FCZ05 | Lodging | 0% | 0% | 0% | 0% | 0% | 3.405% | 46% | 42.21% | 5.575% | 2.817% | 0% | 100%
Sites-Based | FCZ05 | Miscellaneous | 0% | 0% | 0% | 0% | 0% | 1.835% | 34.19% | 43.51% | 11.74% | 5.407% | 3.313% | 100%
Sites-Based | FCZ05 | Office, Large | 0% | 0% | 0% | 0% | 0% | 0% | 34.11% | 60.02% | 0% | 5.873% | 0% | 100%
Sites-Based | FCZ05 | Office, Small | 0% | 0% | 0% | 0% | 0% | 2.651% | 20.72% | 41.84% | 9.079% | 23.69% | 2.017% | 100%
Sites-Based | FCZ05 | Refrigerated Warehouse | 0% | 0% | 0% | 0% | 0% | 0% | 67.08% | 8.361% | 8.361% | 8.361% | 7.84% | 100%
Sites-Based | FCZ05 | Restaurant | 0% | 0% | 0% | 0% | 0% | 1.609% | 37.4% | 40.52% | 7.599% | 8.203% | 4.671% | 100%
Sites-Based | FCZ05 | Retail | 0% | 0% | 0% | 0% | 0% | 2.344% | 23.57% | 55.95% | 12.82% | 2.881% | 2.437% | 100%
Sites-Based | FCZ05 | School | 0% | 0% | 0% | 0% | 0% | 0.6746% | 50.17% | 31.51% | 5.268% | 12.39% | 0% | 100%
Sites-Based | FCZ05 | Warehouse | 0% | 0% | 0% | 0% | 0% | 1.909% | 24.99% | 61.35% | 4.029% | 3.571% | 4.146% | 100%
Sites-Based | FCZ05 | All Commercial | 0% | 0% | 0% | 0% | 0% | 2.077% | 28.78% | 46.04% | 10.12% | 10.28% | 2.699% | 100%
Sites-Based | FCZ06 | College | 0% | 0% | 0% | 0% | 0% | 0% | 13.74% | 8.477% | 50.33% | 27.45% | 0% | 100%
Sites-Based | FCZ06 | Food Stores | 0% | 0% | 0% | 0% | 0.9507% | 5.822% | 35.79% | 42.56% | 11.71% | 2.181% | 0.9849% | 100%
Sites-Based | FCZ06 | Health Care | 0% | 0% | 0% | 0% | 0% | 0% | 54.37% | 35.8% | 1.037% | 6.377% | 2.424% | 100%
Sites-Based | FCZ06 | Lodging | 0% | 0% | 0% | 0% | 0.482% | 5.034% | 58.19% | 24.01% | 1.665% | 9.593% | 1.021% | 100%
Sites-Based | FCZ06 | Miscellaneous | 0% | 0% | 0% | 0% | 0% | 4.974% | 35.81% | 42.84% | 2.72% | 2.639% | 11.02% | 100%
Sites-Based | FCZ06 | Office, Large | 0% | 0% | 0% | 0% | 0% | 15.26% | 67% | 17.74% | 0% | 0% | 0% | 100%
Sites-Based | FCZ06 | Office, Small | 0% | 0% | 0% | 0% | 0% | 2.041% | 26.54% | 58.4% | 6.02% | 7% | 0% | 100%
Sites-Based | FCZ06 | Refrigerated Warehouse | 0% | 0% | 0% | 0% | 0% | 0% | 48.43% | 6.209% | 6.209% | 0% | 39.15% | 100%
Sites-Based | FCZ06 | Restaurant | 0% | 0% | 0% | 0% | 0.1324% | 4.271% | 34.31% | 44.61% | 4.407% | 10.32% | 1.952% | 100%
Sites-Based | FCZ06 | Retail | 0% | 0% | 0% | 0% | 1.289% | 3.617% | 34.76% | 40.42% | 14.47% | 3.047% | 2.397% | 100%
Sites-Based | FCZ06 | School | 0% | 0% | 0% | 0% | 0% | 0% | 49.4% | 40.52% | 5.04% | 5.04% | 0% | 100%
Sites-Based | FCZ06 | Warehouse | 0% | 0% | 0% | 0% | 0% | 0.7211% | 39.2% | 38.04% | 7.939% | 9.56% | 4.536% | 100%
Sites-Based | FCZ06 | All Commercial | 0% | 0% | 0% | 0% | 0.2988% | 3.248% | 33.55% | 45.91% | 7.759% | 6.33% | 2.905% | 100%
Sites-Based | FCZ07 | College | 0% | 0% | 0% | 1.983% | 0.9914% | 4.957% | 27.58% | 58.28% | 0.9914% | 5.217% | 0% | 100%
Sites-Based | FCZ07 | Food Stores | 0.06094% | 0% | 0% | 0% | 0.948% | 6.368% | 44.06% | 44.58% | 2.354% | 1.331% | 0.3% | 100%
Sites-Based | FCZ07 | Health Care | 0% | 0% | 0% | 0.3774% | 1.824% | 8.74% | 29.85% | 47.1% | 2.872% | 8.102% | 1.132% | 100%
Sites-Based | FCZ07 | Lodging | 0% | 0.7566% | 0% | 0.7566% | 0% | 6.514% | 31.61% | 54.86% | 1.471% | 1.543% | 2.489% | 100%
Sites-Based | FCZ07 | Miscellaneous | 0% | 0% | 0% | 0.02819% | 0.7944% | 5.281% | 30.38% | 57.34% | 3.467% | 2.243% | 0.4685% | 100%
Sites-Based | FCZ07 | Office, Large | 0% | 0% | 0% | 0% | 2.653% | 4.215% | 45.81% | 38.06% | 3.752% | 4.919% | 0.584% | 100%
Sites-Based | FCZ07 | Office, Small | 0% | 0% | 0% | 0% | 0.8471% | 4.159% | 33.71% | 52.68% | 3.209% | 4.598% | 0.7985% | 100%
Sites-Based | FCZ07 | Refrigerated Warehouse | 0% | 0% | 0% | 0% | 0% | 4.78% | 42.32% | 40.1% | 8.271% | 4.53% | 0% | 100%
Sites-Based | FCZ07 | Restaurant | 0% | 0% | 0% | 0.5893% | 1.149% | 3.859% | 42.12% | 42.66% | 4.093% | 4.772% | 0.7624% | 100%
Sites-Based | FCZ07 | Retail | 0% | 0.2373% | 0.01456% | 0.07282% | 1.098% | 4.602% | 42.23% | 41.59% | 4.927% | 3.805% | 1.417% | 100%
Sites-Based | FCZ07 | School | 0% | 0% | 0% | 0% | 2.369% | 5.217% | 32.13% | 52.94% | 4.124% | 2.639% | 0.5818% | 100%
Sites-Based | FCZ07 | Warehouse | 0% | 0.4575% | 0% | 0.1381% | 1.41% | 5.801% | 29.21% | 52.05% | 6.5% | 4.243% | 0.1928% | 100%
Sites-Based | FCZ07 | All Commercial | 0.003202% | 0.09789% | 0.003822% | 0.1566% | 1.063% | 4.777% | 36.7% | 48.56% | 3.962% | 3.838% | 0.8342% | 100%
Sites-Based | FCZ08 | College | 0% | 0% | 0% | 0% | 0% | 1.516% | 24.44% | 62.62% | 0% | 11.43% | 0% | 100%
Sites-Based | FCZ08 | Food Stores | 0% | 0% | 0% | 0% | 0% | 3.083% | 60.4% | 28.05% | 0% | 3.339% | 5.13% | 100%
Sites-Based | FCZ08 | Health Care | 0% | 0% | 0% | 0% | 0% | 0.7433% | 45.14% | 53.08% | 0% | 1.041% | 0% | 100%
Sites-Based | FCZ08 | Lodging | 0% | 0% | 0% | 0% | 0% | 6.631% | 43.44% | 47.57% | 0% | 2.357% | 0% | 100%
Sites-Based | FCZ08 | Miscellaneous | 0% | 0% | 0% | 0% | 1.245% | 2.901% | 46.06% | 40.6% | 4.913% | 3.754% | 0.5198% | 100%
Sites-Based | FCZ08 | Office, Large | 0% | 0% | 0% | 0% | 0% | 0% | 58.13% | 20.26% | 0% | 14.93% | 6.691% | 100%
Sites-Based | FCZ08 | Office, Small | 0% | 0% | 0% | 0% | 0% | 0% | 46.86% | 46.33% | 2.84% | 3.968% | 0% | 100%
Sites-Based | FCZ08 | Refrigerated Warehouse | 0% | 0% | 0% | 0% | 0% | 0% | 55.01% | 44.99% | 0% | 0% | 0% | 100%
Sites-Based | FCZ08 | Restaurant | 0% | 0% | 0% | 0% | 0% | 1.775% | 56.32% | 38.2% | 1.18% | 2.522% | 0% | 100%
Sites-Based | FCZ08 | Retail | 0% | 0% | 0% | 1.26% | 0% | 3.685% | 46.67% | 40.8% | 2.469% | 4.53% | 0.5855% | 100%
Sites-Based | FCZ08 | School | 0% | 0% | 0% | 0% | 2.766% | 3.242% | 56.73% | 32.64% | 0% | 4.001% | 0.6176% | 100%
Sites-Based | FCZ08 | Warehouse | 0% | 0% | 0% | 0% | 0% | 2.597% | 34.39% | 53.03% | 2.597% | 7.387% | 0% | 100%
Sites-Based | FCZ08 | All Commercial | 0% | 0% | 0% | 0.2744% | 0.2487% | 1.966% | 48.11% | 42.33% | 2.363% | 4.094% | 0.615% | 100%
Sites-Based | FCZ09 | College | 0% | 0% | 0% | 0% | 0% | 0% | 37.42% | 57.31% | 0% | 5.268% | 0% | 100%
Sites-Based | FCZ09 | Food Stores | 0% | 0% | 0% | 0% | 0% | 1.952% | 56.87% | 30.4% | 7.995% | 2.535% | 0.2518% | 100%
Sites-Based | FCZ09 | Health Care | 0% | 0% | 0% | 0% | 0% | 0% | 79.7% | 4.737% | 10.56% | 1.791% | 3.217% | 100%
Sites-Based | FCZ09 | Lodging | 0% | 0% | 0% | 0% | 0% | 0% | 58.88% | 39.79% | 0% | 1.325% | 0% | 100%
Sites-Based | FCZ09 | Miscellaneous | 0% | 0% | 0% | 0% | 0% | 4.22% | 45.94% | 41.06% | 4.027% | 4.192% | 0.567% | 100%
Sites-Based | FCZ09 | Office, Large | 0% | 0% | 0% | 0% | 0% | 0% | 24.46% | 66.96% | 0% | 8.583% | 0% | 100%
Sites-Based | FCZ09 | Office, Small | 0% | 0% | 0% | 0% | 0% | 6.694% | 22.88% | 40.33% | 11.09% | 19.01% | 0% | 100%
Sites-Based | FCZ09 | Refrigerated Warehouse | 0% | 0% | 0% | 0% | 0% | 0% | 78.55% | 21.45% | 0% | 0% | 0% | 100%
Sites-Based | FCZ09 | Restaurant | 0% | 0% | 0% | 0% | 0% | 0% | 42.73% | 29.29% | 10.99% | 12.59% | 4.398% | 100%
Sites-Based | FCZ09 | Retail | 0% | 0% | 0% | 0% | 0% | 4.727% | 44.26% | 35.15% | 2.186% | 13.16% | 0.5134% | 100%
Sites-Based | FCZ09 | School | 0% | 0% | 0% | 0% | 0% | 0% | 39.15% | 39.72% | 0% | 21.13% | 0% | 100%
Sites-Based | FCZ09 | Warehouse | 0% | 0% | 0% | 0% | 0% | 14.43% | 23.16% | 51.68% | 5.605% | 5.124% | 0% | 100%
Sites-Based | FCZ09 | All Commercial | 0% | 0% | 0% | 0% | 0% | 4.416% | 38.86% | 37.84% | 6.359% | 11.76% | 0.759% | 100%
Sites-Based | FCZ10 | College | 0% | 0% | 0% | 0% | 0% | 0% | 51.74% | 16.79% | 8.106% | 7.057% | 16.31% | 100%
Sites-Based | FCZ10 | Food Stores | 0% | 0% | 0% | 0% | 0.6852% | 1.578% | 55.8% | 32.05% | 1.859% | 3.658% | 4.37% | 100%
Sites-Based | FCZ10 | Health Care | 0% | 0% | 0% | 0% | 0% | 1.504% | 30.87% | 36.64% | 20.86% | 8.253% | 1.877% | 100%
Sites-Based | FCZ10 | Lodging | 0% | 0% | 0% | 0% | 0% | 5.343% | 67% | 21.9% | 1.403% | 0.2877% | 4.068% | 100%
Sites-Based | FCZ10 | Miscellaneous | 0% | 0% | 0% | 0% | 0% | 0.9335% | 32.99% | 58.57% | 2.396% | 5.053% | 0.06412% | 100%
Sites-Based | FCZ10 | Office, Large | 0% | 0% | 0% | 0% | 0% | 5.026% | 32.18% | 48.34% | 0% | 12.54% | 1.918% | 100%
Sites-Based | FCZ10 | Office, Small | 0% | 0% | 0% | 0.7069% | 2.057% | 0.2747% | 34.31% | 40.5% | 8.976% | 12.47% | 0.7069% | 100%
Sites-Based | FCZ10 | Refrigerated Warehouse | 0% | 0% | 0% | 0% | 0% | 0% | 36.62% | 12.8% | 0% | 0% | 50.58% | 100%
Sites-Based | FCZ10 | Restaurant | 0% | 0% | 0% | 0% | 1.138% | 1.642% | 45.82% | 36.95% | 4.259% | 9.22% | 0.9655% | 100%
Sites-Based | FCZ10 | Retail | 0% | 0% | 0% | 0% | 1.669% | 0.8771% | 46.55% | 41.12% | 1.045% | 7.577% | 1.159% | 100%
Sites-Based | FCZ10 | School | 0% | 0% | 0% | 0% | 0% | 3.801% | 76.69% | 15.05% | 0% | 4.458% | 0% | 100%
Sites-Based | FCZ10 | Warehouse | 0% | 0% | 0% | 0% | 0% | 0% | 37.59% | 37.88% | 1.089% | 18.64% | 4.807% | 100%
Sites-Based | FCZ10 | All Commercial | 0% | 0% | 0% | 0.1673% | 1.076% | 0.9629% | 41.17% | 41.78% | 4.202% | 9.055% | 1.583% | 100%
Sites-Based | FCZ11 | College | 0% | 0% | 0% | 0% | 0% | 0% | 31.13% | 44.01% | 0% | 24.57% | 0.286% | 100%
Sites-Based | FCZ11 | Food Stores | 0% | 0% | 0% | 1.572% | 0% | 2.897% | 40.59% | 39.81% | 5.485% | 2.341% | 7.307% | 100%
Sites-Based | FCZ11 | Health Care | 0% | 0% | 0% | 0% | 0% | 0% | 17.45% | 40.81% | 22.59% | 5.724% | 13.43% | 100%
Sites-Based | FCZ11 | Lodging | 0% | 0% | 0% | 0% | 1.755% | 0% | 71.58% | 19.04% | 2.239% | 3.995% | 1.391% | 100%
Sites-Based | FCZ11 | Miscellaneous | 0% | 0% | 0% | 0% | 0% | 1.009% | 39.49% | 47.5% | 5.552% | 5.944% | 0.5046% | 100%
Sites-Based | FCZ11 | Office, Large | 0% | 0% | 0% | 0% | 0% | 0% | 57.9% | 5.968% | 0% | 36.13% | 0% | 100%
Sites-Based | FCZ11 | Office, Small | 0% | 0% | 0% | 0% | 0% | 1.062% | 36.68% | 40.45% | 5.075% | 14.64% | 2.089% | 100%
Sites-Based | FCZ11 | Refrigerated Warehouse | 0% | 0% | 0% | 0% | 0% | 3.615% | 50.04% | 46.34% | 0% | 0% | 0% | 100%
Sites-Based | FCZ11 | Restaurant | 0% | 0% | 0% | 0% | 0% | 1.88% | 33.87% | 41.73% | 8.476% | 9.924% | 4.121% | 100%
Sites-Based | FCZ11 | Retail | 0% | 0% | 0% | 0% | 0% | 1.279% | 37.32% | 35.92% | 8.222% | 16.53% | 0.7293% | 100%
Sites-Based | FCZ11 | School | 0% | 0% | 0% | 0% | 0% | 0% | 33.3% | 35.8% | 9.797% | 16.77% | 4.334% | 100%
Sites-Based | FCZ11 | Warehouse | 0% | 0% | 0% | 0% | 0% | 1.043% | 27.18% | 34.16% | 6.618% | 29.87% | 1.13% | 100%
Sites-Based | FCZ11 | All Commercial | 0% | 0% | 0% | 0.06741% | 0.01853% | 1.195% | 36.59% | 39.97% | 6.858% | 13.11% | 2.193% | 100%
Sites-Based | FCZ12c | College | 0% | 0% | 0% | 0% | 0% | 0% | 64.98% | 27.98% | 3.176% | 2.627% | 1.234% | 100%
Sites-Based | FCZ12c | Food Stores | 0% | 0% | 0% | 0% | 0% | 4.231% | 73.28% | 14.94% | 3.952% | 2.631% | 0.966% | 100%
Sites-Based | FCZ12c | Health Care | 0% | 0% | 0% | 0% | 0% | 1.855% | 52.17% | 38.06% | 0% | 0% | 7.907% | 100%
Sites-Based | FCZ12c | Lodging | 0% | 0% | 0% | 0% | 0.7178% | 6.544% | 71.4% | 14.36% | 1.436% | 1.647% | 3.89% | 100%
Sites-Based | FCZ12c | Miscellaneous | 0% | 0% | 0% | 0% | 1.018% | 4.35% | 44.84% | 42.03% | 3.476% | 3.451% | 0.8418% | 100%
Sites-Based | FCZ12c | Office, Large | 0% | 0% | 0% | 0% | 0% | 1.663% | 71.64% | 23.01% | 0% | 2.517% | 1.17% | 100%
Sites-Based | FCZ12c | Office, Small | 0% | 0% | 0% | 0% | 0% | 2.046% | 48.96% | 43.13% | 1.99% | 3.526% | 0.3454% | 100%
Sites-Based | FCZ12c | Refrigerated Warehouse | 0% | 0% | 0% | 0% | 0% | 9.153% | 41.77% | 27.73% | 0% | 21.35% | 0% | 100%
Sites-Based | FCZ12c | Restaurant | 0% | 0% | 0% | 0% | 0% | 1.614% | 56.77% | 27.65% | 5.054% | 4.93% | 3.982% | 100%
Sites-Based | FCZ12c | Retail | 0% | 0% | 0% | 0% | 0.1803% | 1.727% | 51.49% | 37.71% | 6.529% | 2.363% | 0% | 100%
Sites-Based | FCZ12c | School | 0% | 0% | 0% | 0% | 0% | 0% | 50.86% | 24.77% | 3.328% | 21.04% | 0% | 100%
Sites-Based | FCZ12c | Warehouse | 0% | 0% | 0% | 0% | 0% | 1.815% | 35.51% | 47.98% | 1.174% | 12.98% | 0.5405% | 100%
Sites-Based | FCZ12c | All Commercial | 0% | 0% | 0% | 0% | 0.1754% | 2.342% | 51.64% | 37.31% | 3.356% | 4.141% | 1.036% | 100%
Sites-Based | FCZ12i | College | 0% | 0% | 0% | 0% | 0% | 0% | 56.66% | 7.049% | 10.36% | 25.93% | 0% | 100%
Sites-Based | FCZ12i | Food Stores | 0% | 0% | 0% | 0% | 0% | 5.942% | 65.99% | 27.18% | 0.8907% | 0% | 0% | 100%
Sites-Based | FCZ12i | Health Care | 0% | 0% | 0% | 0% | 0% | 3.702% | 56.07% | 33.53% | 1.536% | 3.702% | 1.46% | 100%
Sites-Based | FCZ12i | Lodging | 0% | 0% | 0% | 0% | 0% | 0% | 74.28% | 21.58% | 0% | 0.3996% | 3.748% | 100%
Sites-Based | FCZ12i | Miscellaneous | 0% | 0% | 0% | 0% | 0.2667% | 2.379% | 49.11% | 38.38% | 7.524% | 1.837% | 0.5036% | 100%
Sites-Based | FCZ12i | Office, Large | 0% | 0% | 0% | 0% | 0% | 0% | 75.09% | 17.25% | 0% | 1.909% | 5.744% | 100%
Sites-Based | FCZ12i | Office, Small | 0% | 0% | 0% | 0% | 0.6828% | 3.663% | 44.37% | 41.4% | 8.54% | 1.116% | 0.2219% | 100%
Sites-Based | FCZ12i | Refrigerated Warehouse | 0% | 0% | 0% | 0% | 0% | 0% | 23.01% | 7.914% | 0% | 0% | 69.07% | 100%
Sites-Based | FCZ12i | Restaurant | 0% | 0% | 0% | 0% | 0% | 4.107% | 48.64% | 39.86% | 3.321% | 2.017% | 2.051% | 100%
Sites-Based | FCZ12i | Retail | 0% | 0% | 0% | 0.5912% | 0% | 7.459% | 42.81% | 32.21% | 13.95% | 2.253% | 0.7314% | 100%
Sites-Based | FCZ12i | School | 0% | 0% | 0% | 0% | 0% | 0% | 45.91% | 54.09% | 0% | 0% | 0% | 100%
Sites-Based | FCZ12i | Warehouse | 0% | 0% | 0% | 0% | 0% | 6.243% | 42.7% | 33.5% | 9.318% | 8.234% | 0% | 100%
Sites-Based | FCZ12i | All Commercial | 0% | 0% | 0% | 0.125% | 0.2569% | 4.285% | 47.7% | 36.78% | 7.916% | 2.186% | 0.7493% | 100%
Sites-Based | FCZ13 | College | 0% | 0% | 0% | 0% | 0% | 0% | 42.84% | 30.13% | 0% | 25.39% | 1.644% | 100%
Sites-Based | FCZ13 | Food Stores | 0% | 0% | 0% | 0% | 0.6633% | 2.141% | 51.62% | 40.81% | 0.432% | 3.673% | 0.6671% | 100%
Sites-Based | FCZ13 | Health Care | 0% | 0% | 0% | 0% | 0% | 1.051% | 36.54% | 52.77% | 0% | 8.155% | 1.486% | 100%
Sites-Based | FCZ13 | Lodging | 0% | 0% | 0% | 0% | 0% | 0% | 58.22% | 35.88% | 0% | 5.906% | 0% | 100%
Sites-Based | FCZ13 | Miscellaneous | 0% | 0% | 0% | 0% | 0.2206% | 3.842% | 25.21% | 58.25% | 0.7784% | 11.4% | 0.2974% | 100%
Sites-Based | FCZ13 | Office, Large | 0% | 0% | 0% | 0% | 0% | 7.743% | 50.49% | 38.43% | 0% | 3.339% | 0% | 100%
Sites-Based | FCZ13 | Office, Small | 0% | 0% | 0% | 0% | 0.2781% | 3.039% | 17.86% | 62.47% | 1.401% | 13.88% | 1.075% | 100%
Sites-Based | FCZ13 | Refrigerated Warehouse | 0% | 0% | 0% | 0% | 0% | 0% | 43.46% | 53.69% | 0% | 2.856% | 0% | 100%
Sites-Based | FCZ13 | Restaurant | 0% | 0% | 0% | 0% | 0.8662% | 4.783% | 31.7% | 45.66% | 1.499% | 12.62% | 2.866% | 100%
Sites-Based | FCZ13 | Retail | 0% | 0% | 0% | 0% | 1.341% | 2.194% | 24.83% | 59.15% | 1.788% | 9.885% | 0.8153% | 100%
Sites-Based | FCZ13 | School | 0% | 0% | 0% | 0% | 0% | 1.728% | 36.76% | 55.05% | 0% | 6.249% | 0.212% | 100%
Sites-Based | FCZ13 | Warehouse | 0% | 0% | 0% | 0% | 0% | 1.743% | 16.6% | 61.18% | 0.8973% | 19.57% | 0% | 100%
Sites-Based | FCZ13 | All Commercial | 0% | 0% | 0% | 0% | 0.5778% | 2.985% | 26.3% | 56.19% | 1.202% | 11.74% | 1.004% | 100%
Sites-Based | FCZ16 | College | 0% | 0% | 0% | 0% | 0% | 0% | 43.76% | 0% | 0% | 56.24% | 0% | 100%
Sites-Based | FCZ16 | Food Stores | 0% | 0% | 0% | 0% | 0% | 3.312% | 56.54% | 35.14% | 3.312% | 0% | 1.691% | 100%
Sites-Based | FCZ16 | Health Care | 0% | 0% | 0% | 0% | 0% | 0% | 9.001% | 91% | 0% | 0% | 0% | 100%
Sites-Based | FCZ16 | Lodging | 0% | 0% | 0% | 0% | 0% | 0.8342% | 57.58% | 34.66% | 0% | 0% | 6.923% | 100%
Sites-Based | FCZ16 | Miscellaneous | 0% | 0% | 0% | 0% | 0% | 0.3525% | 49.46% | 48.12% | 0.8264% | 1.24% | 0% | 100%
Sites-Based | FCZ16 | Office, Large | 0% | 0% | 0% | 0% | 7.398% | 1.164% | 60.65% | 28.84% | 0% | 1.164% | 0.7849% | 100%
Sites-Based | FCZ16 | Office, Small | 0% | 0% | 0% | 0% | 0% | 0.1989% | 46.33% | 53.47% | 0% | 0% | 0% | 100%
Sites-Based | FCZ16 | Refrigerated Warehouse | 0% | 0% | 0% | 0% | 0% | 0% | 56.33% | 39.4% | 4.272% | 0% | 0% | 100%
Sites-Based | FCZ16 | Restaurant | 0% | 0% | 0% | 0% | 0% | 0.2503% | 43.19% | 45.93% | 10.03% | 0.6044% | 0% | 100%
Sites-Based | FCZ16 | Retail | 0% | 0% | 0% | 0% | 0% | 1.636% | 30.13% | 51.51% | 6.73% | 9.971% | 0.02366% | 100%
Sites-Based | FCZ16 | School | 0% | 0% | 0% | 0% | 0% | 6.485% | 59.7% | 26.87% | 0% | 6.944% | 0% | 100%
Sites-Based | FCZ16 | Warehouse | 0% | 0% | 0% | 0% | 0% | 0.5062% | 24.67% | 73.14% | 0% | 1.681% | 0% | 100%
Sites-Based | FCZ16 | All Commercial | 0% | 0% | 0% | 0% | 0.1293% | 1.076% | 40.61% | 49.83% | 4.195% | 3.988% | 0.1637% | 100%
Sites-Based | FCZ17 | College | 0% | 0% | 0% | 0% | 0% | 0% | 97.21% | 1.358% | 0% | 1.437% | 0% | 100%
Sites-Based | FCZ17 | Food Stores | 0% | 0% | 0% | 0% | 0% | 0% | 62.09% | 29.81% | 5.515% | 1.066% | 1.526% | 100%
Sites-Based | FCZ17 | Health Care | 0% | 0% | 0% | 0% | 0% | 0% | 47.82% | 52.18% | 0% | 0% | 0% | 100%
Sites-Based | FCZ17 | Lodging | 0% | 0% | 0% | 0% | 0% | 0% | 65.12% | 0% | 17.15% | 17.73% | 0% | 100%
Sites-Based | FCZ17 | Miscellaneous | 0% | 0% | 0% | 0% | 0% | 0.9727% | 56.43% | 30.62% | 11.41% | 0.5591% | 0% | 100%
Sites-Based | FCZ17 | Office, Large | 0% | 0% | 0% | 0% | 0% | 0% | 91.33% | 3.218% | 0% | 5.454% | 0% | 100%
Sites-Based | FCZ17 | Office, Small | 0% | 0% | 0% | 0% | 0% | 1.218% | 61.37% | 30.33% | 4.715% | 2.368% | 0% | 100%
Sites-Based | FCZ17 | Refrigerated Warehouse | 0% | 0% | 0% | 0% | 0% | 0% | 46.52% | 53.48% | 0% | 0% | 0% | 100%
Sites-Based | FCZ17 | Restaurant | 0% | 0% | 0% | 0% | 0.9524% | 0.9524% | 51.4% | 37.06% | 7.17% | 1.706% | 0.76% | 100%
Sites-Based | FCZ17 | Retail | 0% | 0% | 0% | 0% | 0.151% | 3.943% | 55.82% | 33.3% | 2.788% | 0.8077% | 3.186% | 100%
Sites-Based | FCZ17 | School | 0% | 0% | 0% | 0% | 0% | 0% | 38.7% | 32.77% | 28.53% | 0% | 0% | 100%
Sites-Based | FCZ17 | Warehouse | 0% | 0% | 2.868% | 0% | 0% | 0% | 66.29% | 27.17% | 3.672% | 0% | 0% | 100%
Sites-Based | FCZ17 | All Commercial | 0% | 0% | 0.2258% | 0% | 0.1661% | 1.588% | 58.03% | 31.75% | 6.03% | 1.243% | 0.9725% | 100%

## Outdoor Lighting Upgrade
Outdoor Lighting Upgraded By Planning Area, Utility & Forecast Zone
Statewide - Participating Utilities1 + Nonparticipating Utilities2 + Non-Surveyed Forecast Zones3 (FCZ)
Utility xxx Tot - Utility xxx Planning Area (Participating Utility xxx + Nonparticipating Utilities within the planning area of Utility xxx)
Utility xxx - Participating Utility xxx
FCZ xx Tot - Participating Utility Forecast Zone Total (FZC xx + Nonparticipating Utilities within the planning area of the corresponding Utility)
FCZ xx - Participating Utility Forecast zone
1- Participating Utilities: PG&E, SCE, SDG&E, LADWP, SMUD
2- Non-Participating Utilities: Other utilities operating within the areas covered by CEUS survey
3- Forecast Zones (FCZ): Climate zones defined for the Energy Commission's Forecast (FCZ01-FCZ17)
Notes
Year Unknown- Indicates there have been upgrades but specific information was not available
Not Available - Indicates no data was available to determine if there have been any upgrades
No Upgrades Reported- Indicates there have not been any upgrades
New Construction- At the time of the survey, sites up to four-years old were considered as "New Construction" (lighting installed at the time of construction is at least up to the code, but not considered as upgrade)
How to read the data:
Reading the first row - Statewide, of all Colleges that reported outdoor lighting upgrades, 2.37% of them (as weighted by floorspace), upgraded lighting in only 0%-10% of their floorspace; 7.42% of Colleges upgraded lighting in 10%-20% of their floorspace, and so on ….
Column O shows the percentage of floorspace of Collages where 100% of outdoor lighting was upgraded
The Sites-Based data (rows 585-1143) is read in a similar manner, but the percentages represent % of the number of Commercial sites
Calculation Method | Statewide/ Utility/ FCZ | Building Type | 0%< X <10% | 10%<= X <20% | 20%<= X <30% | 30%<= X <40% | 40%<= X <50% | 50%<= X <60% | 60%<= X <70% | 70%<= X <80% | 80%<= X <90% | 90%<= X <100% | 100% | % Unknown | Not Available | No Upgrades | New Construction | Total | ← % of floorspace Outdoor Lighting Upgraded
Floorspace-Based | Statewide | College | 2.366% | 7.418% | 1.649% | 0.06762% | 2.83% | 3.608% | 1.77% | 2.224% | 2.556% | 15.89% | 32.07% | 19.02% | 0.804% | 7.041% | 0.6937% | 100% | ↓ % of Commercial floorspace
Floorspace-Based | Statewide | Food Stores | 0.1788% | 2.358% | 1.379% | 1.457% | 1.055% | 2.645% | 0.1551% | 0.3766% | 1.623% | 1.523% | 30.19% | 44.91% | 5.136% | 4.87% | 2.147% | 100%
Floorspace-Based | Statewide | Health Care | 3.428% | 3.039% | 2.977% | 1.947% | 1.356% | 4.317% | 1.122% | 1.758% | 1.385% | 9.509% | 26.87% | 31.91% | 1.582% | 5.151% | 3.654% | 100%
Floorspace-Based | Statewide | Lodging | 0.5157% | 1.329% | 1.343% | 0.9789% | 0.608% | 4.647% | 2.348% | 2.704% | 5.614% | 11.92% | 37.76% | 18.39% | 2.511% | 4.182% | 5.151% | 100%
Floorspace-Based | Statewide | Miscellaneous | 3.303% | 1.798% | 3.042% | 1.784% | 1.127% | 3.942% | 0.7333% | 1.568% | 2.13% | 2.207% | 26.38% | 39.04% | 4.116% | 6.79% | 2.035% | 100%
Floorspace-Based | Statewide | Office, Large | 0.3314% | 1.15% | 3.777% | 0.7218% | 1.245% | 5.883% | 0.9527% | 4.953% | 2.609% | 5.578% | 40.97% | 24.3% | 1.801% | 5.317% | 0.4162% | 100%
Floorspace-Based | Statewide | Office, Small | 0.4388% | 1.039% | 1.736% | 0.5499% | 0.4342% | 2.625% | 0.4274% | 0.9149% | 2.393% | 0.8572% | 20.42% | 51.64% | 5.028% | 10.65% | 0.8501% | 100%
Floorspace-Based | Statewide | Refrigerated Warehouse | 0.3717% | 0.9008% | 0.1744% | 0.5502% | 0.2538% | 10.6% | 0.1829% | 2.566% | 2.319% | 10.34% | 22.76% | 30.28% | 4.256% | 2.121% | 12.32% | 100%
Floorspace-Based | Statewide | Restaurant | 0.2097% | 1.686% | 1.582% | 0.6114% | 0.4927% | 4.265% | 0.5873% | 0.8953% | 0.9945% | 1.23% | 19.79% | 49.89% | 7.363% | 8.596% | 1.808% | 100%
Floorspace-Based | Statewide | Retail | 0.3633% | 1.484% | 1.672% | 1.172% | 0.3663% | 2.206% | 0.2928% | 1.106% | 1.733% | 2.797% | 26% | 40.7% | 5.373% | 10.24% | 4.493% | 100%
Floorspace-Based | Statewide | School | 0.4629% | 6.663% | 3.741% | 0.228% | 0.4965% | 4.648% | 0.7735% | 2.788% | 3.519% | 8.176% | 39.2% | 22.78% | 1.645% | 4.553% | 0.3316% | 100%
Floorspace-Based | Statewide | Warehouse | 0.1336% | 1.036% | 4.791% | 0.4433% | 0.9046% | 1.704% | 0.6912% | 0.2075% | 0.261% | 0.7731% | 27.36% | 38.4% | 6.631% | 13.14% | 3.528% | 100%
Floorspace-Based | Statewide | All Commercial | 1.163% | 2.15% | 2.881% | 0.9582% | 0.9325% | 3.759% | 0.8046% | 1.928% | 2.142% | 4.537% | 29.9% | 34.71% | 3.919% | 7.774% | 2.446% | 100%
Floorspace-Based | PG&E Tot | College | 0.1087% | 0.6345% | 2.821% | 0.06086% | 3.356% | 2.116% | 0.06785% | 3.746% | 0.8923% | 26.28% | 40.59% | 15.35% | 1.838% | 1.272% | 0.8681% | 100%
Floorspace-Based | PG&E Tot | Food Stores | 0.08851% | 1.635% | 1.34% | 0.2559% | 1.333% | 3.001% | 0.06634% | 0.3017% | 1.288% | 1.66% | 38.65% | 38.25% | 5.638% | 4.734% | 1.757% | 100%
Floorspace-Based | PG&E Tot | Health Care | 2.325% | 2.835% | 3.506% | 0.8093% | 0.0915% | 5.055% | 0.9143% | 1.255% | 2.514% | 9.683% | 31.69% | 27.11% | 1.711% | 6.874% | 3.624% | 100%
Floorspace-Based | PG&E Tot | Lodging | 0.7777% | 1.004% | 1.363% | 1.141% | 0.6891% | 2.58% | 1.485% | 3.005% | 4.821% | 11.06% | 45.39% | 19.96% | 1.319% | 3.451% | 1.958% | 100%
Floorspace-Based | PG&E Tot | Miscellaneous | 4.984% | 1.914% | 3.874% | 1.281% | 1.913% | 3.797% | 1.011% | 1.153% | 2.72% | 1.872% | 24.76% | 36.94% | 4.291% | 6.694% | 2.796% | 100%
Floorspace-Based | PG&E Tot | Office, Large | 0.4754% | 0% | 2.743% | 0.04474% | 1.147% | 7.128% | 1.075% | 7.204% | 1.823% | 5.178% | 39.47% | 26.41% | 2.517% | 4.74% | 0.0536% | 100%
Floorspace-Based | PG&E Tot | Office, Small | 0.7786% | 0.7514% | 1.753% | 0.1018% | 0.9252% | 3.358% | 0.1135% | 1.008% | 1.51% | 0.8183% | 21.01% | 48.95% | 5.106% | 12.4% | 1.409% | 100%
Floorspace-Based | PG&E Tot | Refrigerated Warehouse | 0.746% | 0.09572% | 0.3431% | 0% | 0.6824% | 7.144% | 0.4918% | 1.653% | 1.018% | 21.27% | 17.13% | 31.32% | 2.388% | 0.9366% | 14.79% | 100%
Floorspace-Based | PG&E Tot | Restaurant | 0.5431% | 1.44% | 1.688% | 0.9009% | 0.2221% | 4.326% | 0.2771% | 0.6582% | 0.8774% | 0.7933% | 21.67% | 45.6% | 9.218% | 9.48% | 2.31% | 100%
Floorspace-Based | PG&E Tot | Retail | 0.1674% | 2.255% | 1.525% | 0.3861% | 0.238% | 2.24% | 0.5022% | 0.1994% | 0.6172% | 2.522% | 29.19% | 39.82% | 8.409% | 9.763% | 2.161% | 100%
Floorspace-Based | PG&E Tot | School | 1.077% | 5.818% | 2.187% | 0% | 0.1885% | 5.412% | 0.05507% | 1.612% | 5.117% | 10.13% | 42.52% | 23.5% | 0.9293% | 1.295% | 0.1567% | 100%
Floorspace-Based | PG&E Tot | Warehouse | 0.2187% | 2.767% | 1.623% | 0.7907% | 0.2467% | 5.222% | 0.2307% | 0.08466% | 0.323% | 1.795% | 25.74% | 35.17% | 8.061% | 11.29% | 6.43% | 100%
Floorspace-Based | PG&E Tot | All Commercial | 1.693% | 1.717% | 2.513% | 0.6008% | 1.044% | 4.387% | 0.6892% | 2.205% | 2.073% | 5.157% | 31.03% | 33.24% | 4.356% | 6.874% | 2.428% | 100%
Floorspace-Based | SCE Tot | College | 5.757% | 0.2147% | 1.817% | 0.1183% | 4.305% | 5.287% | 4.318% | 2.496% | 1.159% | 16.4% | 18.54% | 24.53% | 0.3048% | 14.19% | 0.5565% | 100%
Floorspace-Based | SCE Tot | Food Stores | 0.3558% | 1.926% | 1.885% | 3.236% | 1.233% | 2.273% | 0.1249% | 0.571% | 2.253% | 1.084% | 25.48% | 46.87% | 6.937% | 3.322% | 2.457% | 100%
Floorspace-Based | SCE Tot | Health Care | 4.36% | 0.09309% | 2.901% | 2.751% | 1.576% | 4.021% | 0% | 2.555% | 0.5028% | 11.77% | 24.18% | 34.05% | 2.382% | 4.486% | 4.368% | 100%
Floorspace-Based | SCE Tot | Lodging | 0% | 2.314% | 1.737% | 0.9827% | 0.6529% | 5.515% | 2.03% | 2.869% | 6.055% | 14.19% | 29.87% | 18.49% | 5.734% | 5.544% | 4.02% | 100%
Floorspace-Based | SCE Tot | Miscellaneous | 1.933% | 1.951% | 1.708% | 3.241% | 0.4305% | 3.573% | 0.717% | 2.428% | 1.885% | 1.262% | 27.65% | 40.03% | 5.204% | 6.6% | 1.386% | 100%
Floorspace-Based | SCE Tot | Office, Large | 0% | 1.062% | 3.669% | 0.7452% | 0.3381% | 5.09% | 0.9688% | 5.365% | 2.713% | 6.104% | 38.45% | 24.67% | 2.559% | 7.353% | 0.9194% | 100%
Floorspace-Based | SCE Tot | Office, Small | 0.3476% | 1.105% | 1.894% | 0.9598% | 0% | 2.37% | 0.9267% | 0.4132% | 2.514% | 0.3685% | 20.41% | 50.98% | 5.628% | 11.49% | 0.5953% | 100%
Floorspace-Based | SCE Tot | Refrigerated Warehouse | 0% | 0% | 0% | 1.147% | 0% | 16.55% | 0% | 4.067% | 1.461% | 3.588% | 25.53% | 26.85% | 5.37% | 1.445% | 13.99% | 100%
Floorspace-Based | SCE Tot | Restaurant | 0.06992% | 2.664% | 1.85% | 0.6528% | 0.7255% | 5.193% | 0.8327% | 1% | 1.394% | 1.882% | 18.44% | 48.87% | 7.086% | 7.771% | 1.571% | 100%
Floorspace-Based | SCE Tot | Retail | 0.1842% | 0.9614% | 1.578% | 1.629% | 0.2019% | 2.518% | 0.2% | 2.105% | 1.82% | 3.272% | 26.24% | 36.38% | 4.534% | 10.85% | 7.525% | 100%
Floorspace-Based | SCE Tot | School | 0.1037% | 3.465% | 6.166% | 0.4836% | 0.9074% | 1.473% | 1.609% | 4.936% | 3.57% | 8.71% | 41.68% | 21.17% | 1.863% | 3.251% | 0.6085% | 100%
Floorspace-Based | SCE Tot | Warehouse | 0.1151% | 0.4154% | 6.724% | 0.3635% | 1.294% | 0.4198% | 0.9715% | 0.2853% | 0.2715% | 0.3641% | 26.69% | 38.05% | 6.519% | 14.75% | 2.767% | 100%
Floorspace-Based | SCE Tot | All Commercial | 0.8501% | 1.271% | 3.468% | 1.312% | 0.8429% | 3.022% | 0.9711% | 2.236% | 1.871% | 4.22% | 28.21% | 34.95% | 4.642% | 9.232% | 2.907% | 100%
Floorspace-Based | SDG&E Tot | College | 0% | 52.65% | 0% | 0% | 0% | 0.9347% | 0% | 0% | 13.75% | 5.622% | 4.56% | 19.95% | 0.651% | 1.147% | 0.7417% | 100%
Floorspace-Based | SDG&E Tot | Food Stores | 0% | 0.4856% | 1.342% | 0.1747% | 0.7832% | 2.888% | 0.8439% | 0.2123% | 1.393% | 0.7005% | 34.72% | 49.49% | 0.9294% | 5.542% | 0.4948% | 100%
Floorspace-Based | SDG&E Tot | Health Care | 3.407% | 13.66% | 3.956% | 5.632% | 6.686% | 5.381% | 0% | 3.028% | 2.004% | 8.788% | 13.3% | 25.12% | 0.4169% | 4.652% | 3.972% | 100%
Floorspace-Based | SDG&E Tot | Lodging | 0.6605% | 0.5677% | 1.252% | 1.134% | 0.6619% | 8.103% | 6.663% | 1.777% | 8.841% | 12.16% | 26.27% | 14.83% | 0.0986% | 5.314% | 11.66% | 100%
Floorspace-Based | SDG&E Tot | Miscellaneous | 3.351% | 1.064% | 4.289% | 0.6195% | 0.5079% | 7.792% | 0.3332% | 1.875% | 1.157% | 6.569% | 26.3% | 34.1% | 1.589% | 7.628% | 2.825% | 100%
Floorspace-Based | SDG&E Tot | Office, Large | 1.34% | 8.087% | 8.28% | 3.873% | 1.373% | 4.159% | 2.316% | 4.109% | 1.919% | 5.104% | 30.41% | 20.75% | 0.1809% | 7.217% | 0.8797% | 100%
Floorspace-Based | SDG&E Tot | Office, Small | 0.02679% | 1.923% | 1.649% | 1.251% | 0.5939% | 2.779% | 0.2964% | 1.435% | 1.76% | 1.826% | 19.79% | 54.97% | 5.109% | 6.244% | 0.3485% | 100%
Floorspace-Based | SDG&E Tot | Refrigerated Warehouse | 0% | 0% | 1.49% | 0% | 0% | 0% | 0% | 0% | 13.85% | 14.42% | 13.12% | 25.44% | 0% | 28.17% | 3.509% | 100%
Floorspace-Based | SDG&E Tot | Restaurant | 0% | 0.7816% | 1.416% | 0.3872% | 0.4036% | 3.402% | 0.1326% | 2.317% | 0.8578% | 1.87% | 21.73% | 51.58% | 3.941% | 8.458% | 2.724% | 100%
Floorspace-Based | SDG&E Tot | Retail | 2.005% | 2.546% | 1.483% | 3.136% | 0.4885% | 2.032% | 0.2963% | 0% | 2.894% | 5.489% | 23.38% | 45.13% | 5.322% | 4.632% | 1.163% | 100%
Floorspace-Based | SDG&E Tot | School | 0.3619% | 18.83% | 2.722% | 0% | 0% | 13.41% | 0% | 0.3112% | 1.911% | 6.309% | 23.75% | 9.759% | 0.337% | 22.31% | 0% | 100%
Floorspace-Based | SDG&E Tot | Warehouse | 0.05033% | 1.376% | 0% | 0% | 0% | 1.344% | 0% | 0% | 0% | 0% | 33.14% | 46.97% | 1.567% | 14% | 1.555% | 100%
Floorspace-Based | SDG&E Tot | All Commercial | 1.512% | 7.705% | 3.261% | 1.771% | 0.9802% | 5.169% | 1.052% | 1.641% | 3.07% | 5.629% | 23.81% | 32.47% | 1.941% | 7.669% | 2.32% | 100%
Floorspace-Based | LADWP Tot | College | 0% | 2.264% | 0% | 0% | 0% | 0% | 0% | 0% | 0% | 0% | 95.18% | 2.492% | 0% | 0.06543% | 0% | 100%
Floorspace-Based | LADWP Tot | Food Stores | 0% | 9.65% | 0% | 0% | 0% | 0.2372% | 0% | 0% | 0.1687% | 1.589% | 18.35% | 58.4% | 1.822% | 5.989% | 3.792% | 100%
Floorspace-Based | LADWP Tot | Health Care | 0% | 4.299% | 0% | 0% | 0% | 0% | 7.879% | 0% | 0% | 0.4618% | 28.5% | 58.86% | 0% | 0% | 0% | 100%
Floorspace-Based | LADWP Tot | Lodging | 0% | 0% | 0% | 0% | 0% | 5.193% | 1.732% | 0.3511% | 3.966% | 4.508% | 49.51% | 16.36% | 0.1044% | 0% | 18.27% | 100%
Floorspace-Based | LADWP Tot | Miscellaneous | 0% | 1.257% | 0.8238% | 1.099% | 0.5592% | 1.241% | 0% | 0% | 0.8457% | 1.588% | 33.01% | 52.54% | 3.782% | 3.253% | 0% | 100%
Floorspace-Based | LADWP Tot | Office, Large | 0% | 0% | 4.762% | 0% | 2.431% | 5.822% | 0% | 0% | 4.205% | 6.188% | 55.96% | 17.47% | 0% | 2.868% | 0.2965% | 100%
Floorspace-Based | LADWP Tot | Office, Small | 0% | 0% | 0.4517% | 0% | 0% | 0% | 0% | 2.488% | 8.805% | 0% | 23.7% | 57.88% | 3.876% | 2.796% | 0% | 100%
Floorspace-Based | LADWP Tot | Refrigerated Warehouse | 0% | 0% | 0% | 0% | 0% | 0% | 0% | 0% | 8.777% | 0% | 28.58% | 54.01% | 8.637% | 0% | 0% | 100%
Floorspace-Based | LADWP Tot | Restaurant | 0% | 0% | 0.1261% | 0% | 0.5851% | 0.3858% | 0.9266% | 0% | 0% | 0% | 20.08% | 65.07% | 7.747% | 4.837% | 0.2345% | 100%
Floorspace-Based | LADWP Tot | Retail | 0% | 1.328% | 1.655% | 0% | 0% | 0% | 0% | 0.397% | 2.364% | 0% | 20.87% | 58.02% | 2.504% | 12.15% | 0.7103% | 100%
Floorspace-Based | LADWP Tot | School | 0% | 12.64% | 0% | 0% | 0% | 10.1% | 0% | 0% | 1.568% | 5.859% | 36.06% | 26.54% | 3.682% | 3.551% | 0% | 100%
Floorspace-Based | LADWP Tot | Warehouse | 0% | 0% | 0% | 0% | 0% | 0% | 0% | 0% | 0% | 0% | 47.85% | 45.02% | 6.348% | 0.7823% | 0% | 100%
Floorspace-Based | LADWP Tot | All Commercial | 0% | 2.356% | 1.616% | 0.1737% | 0.735% | 3.048% | 0.5033% | 0.2361% | 2.619% | 2.755% | 40.56% | 38.14% | 2.377% | 3.804% | 1.077% | 100%
Floorspace-Based | SMUD Tot | College | 0% | 0% | 0% | 0% | 0% | 19.69% | 0% | 0% | 0% | 0% | 19.07% | 36.85% | 0% | 21.69% | 2.693% | 100%
Floorspace-Based | SMUD Tot | Food Stores | 0% | 0% | 0% | 0.1391% | 0.05418% | 8.314% | 0% | 0.3205% | 2.071% | 6.354% | 23.74% | 39.36% | 0.3861% | 17.03% | 2.235% | 100%
Floorspace-Based | SMUD Tot | Health Care | 11.98% | 0% | 2.435% | 0% | 0% | 6.132% | 1.553% | 0% | 0% | 9.181% | 37.04% | 20.25% | 0% | 6.932% | 4.492% | 100%
Floorspace-Based | SMUD Tot | Lodging | 4.723% | 2.295% | 0% | 0% | 0% | 10.86% | 0% | 9.079% | 0% | 20.28% | 33.23% | 13.39% | 0% | 6.151% | 0% | 100%
Floorspace-Based | SMUD Tot | Miscellaneous | 0.7311% | 2.243% | 5.408% | 0.1051% | 0.1871% | 3.697% | 0.02902% | 1.758% | 2.31% | 3.622% | 21.94% | 42.72% | 0.1308% | 15.07% | 0.04781% | 100%
Floorspace-Based | SMUD Tot | Office, Large | 0% | 1.704% | 0% | 3.233% | 3.822% | 2.39% | 0% | 0% | 5.712% | 4.656% | 39% | 37.48% | 0% | 2% | 0% | 100%
Floorspace-Based | SMUD Tot | Office, Small | 0% | 2.491% | 2.7% | 0% | 0% | 2.148% | 0% | 0.2709% | 0.1072% | 4.484% | 10.57% | 62.7% | 0.5062% | 13.21% | 0.8142% | 100%
Floorspace-Based | SMUD Tot | Refrigerated Warehouse | 3.723% | 34.19% | 0% | 0% | 0% | 0% | 0% | 0% | 0% | 10.34% | 44.03% | 0% | 0% | 7.728% | 0% | 100%
Floorspace-Based | SMUD Tot | Restaurant | 0% | 0% | 2.21% | 0% | 0.1911% | 6.359% | 0.561% | 1.147% | 0.769% | 0% | 14.09% | 50.29% | 1.651% | 20.17% | 2.552% | 100%
Floorspace-Based | SMUD Tot | Retail | 0.8236% | 0% | 4.001% | 0% | 3.389% | 3.882% | 0.5149% | 0.5557% | 4.246% | 0.1379% | 19.47% | 44.2% | 0.7134% | 14.55% | 3.519% | 100%
Floorspace-Based | SMUD Tot | School | 2.296% | 4.067% | 0.2356% | 0% | 0.4466% | 0% | 0% | 0% | 2.074% | 0.3954% | 31.27% | 52.25% | 0% | 6.902% | 0.0629% | 100%
Floorspace-Based | SMUD Tot | Warehouse | 0% | 0% | 0% | 0% | 0% | 1.026% | 0% | 0% | 0% | 3.025% | 23.68% | 64.95% | 0.05564% | 7.262% | 0% | 100%
Floorspace-Based | SMUD Tot | All Commercial | 1.508% | 1.763% | 2.234% | 0.5106% | 1.221% | 4.042% | 0.2187% | 0.7559% | 2.295% | 3.713% | 25.3% | 43.91% | 0.262% | 11.01% | 1.263% | 100%
Floorspace-Based | FCZ01 Tot | College | 0.2679% | 0% | 0.08387% | 0.15% | 0% | 0% | 0.1673% | 8.531% | 0.1502% | 40.48% | 21.45% | 26.69% | 0.9637% | 0.2459% | 0.8204% | 100%
Floorspace-Based | FCZ01 Tot | Food Stores | 0% | 1.544% | 0.5912% | 0.5544% | 1.351% | 1.437% | 0% | 0.2704% | 0.3138% | 0.4866% | 46.08% | 42.06% | 2.512% | 2.069% | 0.7335% | 100%
Floorspace-Based | FCZ01 Tot | Health Care | 3.552% | 4.191% | 3.712% | 0% | 0% | 3.832% | 1.394% | 1.651% | 2.844% | 6.601% | 35.06% | 27.52% | 1.938% | 6.142% | 1.571% | 100%
Floorspace-Based | FCZ01 Tot | Lodging | 1.401% | 0.7717% | 1.014% | 0.3668% | 0.9724% | 0.5056% | 0.7965% | 2.673% | 5.743% | 12.91% | 34.4% | 33.48% | 0.3879% | 2.066% | 2.52% | 100%
Floorspace-Based | FCZ01 Tot | Miscellaneous | 8.345% | 1.695% | 3.842% | 0.9623% | 2.416% | 3.06% | 1.386% | 1.083% | 3.429% | 1.483% | 24.68% | 36.14% | 3.9% | 5.102% | 2.476% | 100%
Floorspace-Based | FCZ01 Tot | Office, Large | 0.4071% | 0% | 2.891% | 0% | 1.353% | 6.955% | 1.268% | 8.302% | 1.101% | 6.054% | 40.31% | 27.13% | 1.112% | 3.116% | 0% | 100%
Floorspace-Based | FCZ01 Tot | Office, Small | 1.414% | 1.323% | 1.698% | 0.07887% | 0.1396% | 0.9797% | 0% | 0.7769% | 0.8669% | 0.7961% | 21.53% | 58.67% | 4.188% | 5.966% | 1.569% | 100%
Floorspace-Based | FCZ01 Tot | Refrigerated Warehouse | 0% | 0.2991% | 0% | 0% | 0% | 0% | 1.537% | 1.984% | 3.18% | 0.9158% | 12.7% | 73.36% | 1.704% | 0% | 4.32% | 100%
Floorspace-Based | FCZ01 Tot | Restaurant | 0.4574% | 1.357% | 2.002% | 0.4161% | 0.4359% | 5.262% | 0.3187% | 0.6898% | 0.4216% | 0.9665% | 20.51% | 50.91% | 8.266% | 6.292% | 1.694% | 100%
Floorspace-Based | FCZ01 Tot | Retail | 0.06251% | 4.418% | 2.776% | 0.3935% | 0% | 1.984% | 0.2526% | 0.246% | 1.06% | 1.204% | 30.53% | 43.38% | 4.354% | 6.645% | 2.698% | 100%
Floorspace-Based | FCZ01 Tot | School | 0.9869% | 0.1169% | 0.3842% | 0% | 0% | 5.512% | 0% | 0% | 2.281% | 9.537% | 48.95% | 30.8% | 0.7637% | 0.4308% | 0.2363% | 100%
Floorspace-Based | FCZ01 Tot | Warehouse | 0.491% | 1.276% | 3.515% | 0% | 0.7052% | 2.095% | 0.2168% | 0% | 0.4038% | 0.4828% | 19.9% | 53.87% | 2.556% | 13.75% | 0.7413% | 100%
Floorspace-Based | FCZ01 Tot | All Commercial | 2.849% | 1.342% | 2.761% | 0.3426% | 1.175% | 3.75% | 0.9089% | 3.203% | 2.006% | 4.926% | 31.14% | 36.77% | 2.642% | 4.784% | 1.402% | 100%
Floorspace-Based | FCZ02 Tot | College | 0% | 0.9582% | 0% | 0% | 57.35% | 0% | 0% | 0% | 0% | 0% | 33.22% | 2.423% | 6.049% | 0% | 0% | 100%
Floorspace-Based | FCZ02 Tot | Food Stores | 0% | 3.453% | 0% | 0% | 6.398% | 5.488% | 0.2321% | 0% | 0.1939% | 0.3658% | 22.84% | 41.44% | 14.31% | 4.129% | 1.146% | 100%
Floorspace-Based | FCZ02 Tot | Health Care | 0% | 1.359% | 1.651% | 1.125% | 0% | 0% | 0% | 1.117% | 2.626% | 28.98% | 28% | 28.73% | 0.6468% | 1.601% | 4.168% | 100%
Floorspace-Based | FCZ02 Tot | Lodging | 0% | 0.7348% | 0% | 0% | 0.4165% | 1.602% | 3.203% | 0.8984% | 1.151% | 8.858% | 74.46% | 3.679% | 1.83% | 2.348% | 0.8158% | 100%
Floorspace-Based | FCZ02 Tot | Miscellaneous | 0.5172% | 0.9477% | 2.14% | 1.483% | 0% | 5.5% | 1.379% | 2.987% | 1.894% | 0.9126% | 19.79% | 47.97% | 3.696% | 7.886% | 2.896% | 100%
Floorspace-Based | FCZ02 Tot | Office, Large | 4.437% | 0% | 0% | 0% | 0% | 12.39% | 0% | 3.682% | 5.235% | 0% | 47.95% | 19.11% | 0% | 7.196% | 0% | 100%
Floorspace-Based | FCZ02 Tot | Office, Small | 0.9183% | 1.052% | 0.2157% | 0% | 1.654% | 2.497% | 0.1922% | 0.6929% | 3.119% | 0.6621% | 25.45% | 53.14% | 2.061% | 7.724% | 0.6262% | 100%
Floorspace-Based | FCZ02 Tot | Refrigerated Warehouse | 3.815% | 0% | 0% | 0% | 0.9221% | 1.895% | 0% | 0% | 0% | 53.4% | 20.81% | 15.49% | 1.511% | 2.162% | 0% | 100%
Floorspace-Based | FCZ02 Tot | Restaurant | 0% | 1.864% | 3.148% | 2.089% | 0% | 1.148% | 1.304% | 0% | 0% | 0.949% | 30.26% | 44.87% | 5.195% | 7.29% | 1.886% | 100%
Floorspace-Based | FCZ02 Tot | Retail | 0% | 0.5234% | 0% | 0.01293% | 1.952% | 1.936% | 1.651% | 0% | 0% | 0.649% | 38.73% | 41.23% | 6.564% | 4.85% | 1.904% | 100%
Floorspace-Based | FCZ02 Tot | School | 3.701% | 0% | 0% | 0% | 0% | 4.278% | 0% | 4.125% | 1.813% | 7.033% | 40.58% | 36.91% | 1.517% | 0.03506% | 0% | 100%
Floorspace-Based | FCZ02 Tot | Warehouse | 0% | 0% | 4.87% | 0% | 0% | 5.421% | 0% | 0% | 0.5031% | 0% | 9.916% | 40.25% | 1.34% | 3.704% | 33.99% | 100%
Floorspace-Based | FCZ02 Tot | All Commercial | 0.8117% | 0.7924% | 0.9612% | 0.404% | 2.252% | 3.508% | 1.15% | 1.335% | 1.598% | 6.465% | 36.89% | 32.24% | 3.118% | 4.669% | 3.802% | 100%
Floorspace-Based | FCZ03 Tot | College | 0% | 4.769% | 46% | 0% | 0% | 0% | 0% | 0% | 13.72% | 1.491% | 27.93% | 2.448% | 3.55% | 0.09123% | 0% | 100%
Floorspace-Based | FCZ03 Tot | Food Stores | 1.909% | 1.353% | 8.701% | 0% | 0% | 0.8329% | 0% | 0% | 13.72% | 0% | 34.51% | 31.96% | 4.992% | 0% | 2.013% | 100%
Floorspace-Based | FCZ03 Tot | Health Care | 3.555% | 0% | 18.3% | 0% | 0% | 8.274% | 4.583% | 4.185% | 12.41% | 6.045% | 18.04% | 9.949% | 2.696% | 4.106% | 7.855% | 100%
Floorspace-Based | FCZ03 Tot | Lodging | 3.631% | 1.639% | 0% | 3.46% | 0% | 28.69% | 0% | 6.356% | 0% | 3.352% | 31.44% | 8.667% | 12.76% | 0% | 0% | 100%
Floorspace-Based | FCZ03 Tot | Miscellaneous | 0.06864% | 0.9752% | 7.9% | 0% | 0% | 4.876% | 0% | 0.7997% | 0% | 0.9666% | 43.33% | 29.17% | 3.915% | 7.331% | 0.6766% | 100%
Floorspace-Based | FCZ03 Tot | Office, Large | 0% | 0% | 0% | 0% | 0% | 0% | 0% | 0% | 82.03% | 0% | 0% | 17.97% | 0% | 0% | 0% | 100%
Floorspace-Based | FCZ03 Tot | Office, Small | 0% | 0% | 0% | 0% | 0.5538% | 5.729% | 0% | 3.144% | 1.803% | 5.286% | 24.21% | 43.56% | 8.169% | 6.076% | 1.465% | 100%
Floorspace-Based | FCZ03 Tot | Refrigerated Warehouse | 0% | 0% | 0% | 0% | 0% | 0% | 0% | 0% | 0% | 0% | 0% | 100% | 0% | 0% | 0% | 100%
Floorspace-Based | FCZ03 Tot | Restaurant | 4.131% | 0% | 0% | 0% | 0% | 17.27% | 0% | 1.52% | 0% | 0% | 24.91% | 42.44% | 2.234% | 7.49% | 0% | 100%
Floorspace-Based | FCZ03 Tot | Retail | 1.433% | 1.838% | 3.413% | 0% | 0% | 2.369% | 0% | 0% | 0% | 2.228% | 30.31% | 39.7% | 8.098% | 7.556% | 3.049% | 100%
Floorspace-Based | FCZ03 Tot | School | 0% | 0% | 0.1828% | 0% | 2.148% | 5.475% | 0% | 0.9856% | 16.45% | 41.28% | 20.08% | 13.05% | 0.2959% | 0.05029% | 0% | 100%
Floorspace-Based | FCZ03 Tot | Warehouse | 2.604% | 6.379% | 0% | 18.81% | 0.4738% | 0.9779% | 0% | 0% | 0% | 0% | 25.79% | 41.88% | 2.604% | 0% | 0.4799% | 100%
Floorspace-Based | FCZ03 Tot | All Commercial | 0.8438% | 1.383% | 7.309% | 1.383% | 0.4128% | 5.538% | 0.218% | 1.262% | 7.79% | 7.966% | 30.14% | 26.13% | 4.341% | 4.134% | 1.147% | 100%
Floorspace-Based | FCZ04 Tot | College | 0% | 0% | 0% | 0% | 0% | 0% | 0% | 0% | 0% | 14.8% | 60.95% | 15.04% | 1.334% | 5.053% | 2.818% | 100%
Floorspace-Based | FCZ04 Tot | Food Stores | 0% | 0% | 3.924% | 0% | 0% | 8.331% | 0.2116% | 0.9385% | 3.106% | 1.331% | 31.72% | 36.2% | 3.608% | 7.255% | 3.37% | 100%
Floorspace-Based | FCZ04 Tot | Health Care | 3.319% | 3.23% | 5.246% | 0% | 0% | 17.78% | 0.6762% | 1.484% | 1.113% | 7.618% | 31.65% | 16.89% | 2.371% | 6.58% | 2.042% | 100%
Floorspace-Based | FCZ04 Tot | Lodging | 0% | 2.171% | 5.663% | 2.442% | 0% | 10.29% | 0% | 14.69% | 9.538% | 15.3% | 26.68% | 7.823% | 0% | 1.508% | 3.896% | 100%
Floorspace-Based | FCZ04 Tot | Miscellaneous | 0% | 4.556% | 4.494% | 1.86% | 0.5944% | 4.019% | 0% | 1.134% | 1.089% | 2.554% | 18.53% | 37.44% | 5.777% | 13.13% | 4.813% | 100%
Floorspace-Based | FCZ04 Tot | Office, Large | 0% | 0% | 0% | 0% | 0% | 7.587% | 0% | 0.9898% | 0% | 0.7738% | 26.64% | 6.029% | 25.45% | 31.62% | 0.8985% | 100%
Floorspace-Based | FCZ04 Tot | Office, Small | 0.5009% | 0.3078% | 3.56% | 0% | 0% | 5.845% | 0% | 2.286% | 2.234% | 1.161% | 16.91% | 25.67% | 6.143% | 33.87% | 1.511% | 100%
Floorspace-Based | FCZ04 Tot | Refrigerated Warehouse | 0% | 0% | 0% | 0% | 0% | 25.83% | 0% | 0% | 0% | 24.62% | 34.34% | 12.18% | 0% | 0% | 3.023% | 100%
Floorspace-Based | FCZ04 Tot | Restaurant | 0% | 1.231% | 1.851% | 0% | 0% | 5.298% | 0% | 0% | 4.101% | 1.217% | 19.15% | 30.38% | 14.53% | 18.5% | 3.736% | 100%
Floorspace-Based | FCZ04 Tot | Retail | 0% | 1.346% | 1.039% | 0% | 0.2397% | 4.675% | 0% | 0.2718% | 0.9725% | 10.09% | 30.16% | 27.74% | 9.046% | 13.2% | 1.225% | 100%
Floorspace-Based | FCZ04 Tot | School | 0.4801% | 28.91% | 0% | 0% | 0% | 0% | 0.3344% | 4.795% | 0% | 8.811% | 28.89% | 21.59% | 1.074% | 4.704% | 0.407% | 100%
Floorspace-Based | FCZ04 Tot | Warehouse | 0% | 4.422% | 0.1072% | 1.048% | 0% | 7.27% | 0.3064% | 0.2206% | 0% | 1.247% | 32.58% | 20.94% | 14.86% | 12.14% | 4.86% | 100%
Floorspace-Based | FCZ04 Tot | All Commercial | 0.2377% | 4.26% | 2.071% | 0.7488% | 0.1604% | 6.373% | 0.1351% | 1.455% | 1.084% | 4.848% | 27.94% | 24.51% | 8.837% | 14.11% | 3.227% | 100%
Floorspace-Based | FCZ05 Tot | College | 0% | 0% | 0% | 0% | 0% | 15.7% | 0% | 2.259% | 0% | 10.55% | 65.3% | 5.378% | 0.8161% | 0% | 0% | 100%
Floorspace-Based | FCZ05 Tot | Food Stores | 0.1673% | 3.175% | 0.457% | 0% | 0% | 1.165% | 0% | 0% | 0.6684% | 6.958% | 40.18% | 31.17% | 8.173% | 4.404% | 3.489% | 100%
Floorspace-Based | FCZ05 Tot | Health Care | 0% | 0% | 1.89% | 4.258% | 0.6259% | 3.433% | 0% | 0% | 2.282% | 13.15% | 17.08% | 28.02% | 1.75% | 17.24% | 10.27% | 100%
Floorspace-Based | FCZ05 Tot | Lodging | 0% | 0% | 0% | 0% | 0% | 1.497% | 0% | 2.088% | 0% | 6.913% | 34.17% | 38.04% | 3.943% | 13.35% | 0% | 100%
Floorspace-Based | FCZ05 Tot | Miscellaneous | 0.5651% | 0.6973% | 1.294% | 2.493% | 3.164% | 7.23% | 0.1743% | 0% | 2.808% | 4.816% | 26.43% | 35.57% | 5.309% | 6.496% | 2.95% | 100%
Floorspace-Based | FCZ05 Tot | Office, Large | 0% | 0% | 0% | 0% | 0% | 3.902% | 0% | 0% | 3.987% | 0% | 27.61% | 64.5% | 0% | 0% | 0% | 100%
Floorspace-Based | FCZ05 Tot | Office, Small | 0% | 0.1709% | 2.37% | 0% | 0% | 7.989% | 0.6024% | 0% | 0.8746% | 0% | 19.97% | 42.6% | 5.686% | 17.13% | 2.6% | 100%
Floorspace-Based | FCZ05 Tot | Refrigerated Warehouse | 0% | 0% | 1.551% | 0% | 0% | 4.673% | 0% | 0% | 0% | 24.66% | 8.638% | 3.609% | 6.997% | 2.322% | 47.55% | 100%
Floorspace-Based | FCZ05 Tot | Restaurant | 1.207% | 2.932% | 1.075% | 3.244% | 0% | 1.723% | 0% | 0% | 0.5682% | 0% | 21.65% | 40.07% | 10% | 13.6% | 3.926% | 100%
Floorspace-Based | FCZ05 Tot | Retail | 0.5298% | 0.2728% | 0% | 0% | 0% | 1.013% | 0.9104% | 0% | 0% | 0.4667% | 21.92% | 43.08% | 13.8% | 16.1% | 1.897% | 100%
Floorspace-Based | FCZ05 Tot | School | 1.773% | 5.569% | 11.14% | 0% | 0% | 12.52% | 0% | 2.204% | 13.54% | 4.775% | 24.59% | 20.92% | 1.475% | 1.486% | 0% | 100%
Floorspace-Based | FCZ05 Tot | Warehouse | 0% | 3.487% | 0% | 0% | 0% | 1.958% | 0.2758% | 0% | 1.072% | 7.909% | 22.84% | 31.98% | 4.86% | 11.29% | 14.34% | 100%
Floorspace-Based | FCZ05 Tot | All Commercial | 0.4015% | 1.342% | 1.78% | 0.9584% | 0.7602% | 5.447% | 0.2796% | 0.3644% | 2.458% | 5.218% | 25.49% | 34.49% | 5.756% | 9.765% | 5.498% | 100%
Floorspace-Based | FCZ06 Tot | College | 0% | 1.822% | 0% | 0% | 0% | 0.8287% | 0% | 0% | 0% | 35.37% | 53% | 4.398% | 3.284% | 1.299% | 0% | 100%
Floorspace-Based | FCZ06 Tot | Food Stores | 0% | 0.604% | 0% | 0.354% | 0.8445% | 0% | 0% | 0.1424% | 0% | 0% | 38.64% | 37.37% | 8.309% | 13.32% | 0.4175% | 100%
Floorspace-Based | FCZ06 Tot | Health Care | 0% | 1.784% | 0% | 0.8151% | 0% | 0.2475% | 0% | 0% | 0% | 3.419% | 45.25% | 42.16% | 0.2817% | 1.261% | 4.786% | 100%
Floorspace-Based | FCZ06 Tot | Lodging | 0.7368% | 1.899% | 3.488% | 4.815% | 1.203% | 2.05% | 1.98% | 1.617% | 9.663% | 11.09% | 40.16% | 11.96% | 0.379% | 6.202% | 2.759% | 100%
Floorspace-Based | FCZ06 Tot | Miscellaneous | 0.1435% | 1.583% | 6.948% | 1.483% | 1.309% | 1.049% | 1.753% | 2.397% | 2.415% | 0.05515% | 30.7% | 39.74% | 3.443% | 4.937% | 2.041% | 100%
Floorspace-Based | FCZ06 Tot | Office, Large | 0% | 0% | 13.15% | 2.017% | 0% | 12.8% | 0% | 0% | 0% | 0% | 61.45% | 8.086% | 2.503% | 0% | 0% | 100%
Floorspace-Based | FCZ06 Tot | Office, Small | 0% | 0% | 0.791% | 0.5631% | 5.352% | 2.75% | 0% | 1.115% | 1.931% | 0.4079% | 20.7% | 51.11% | 8.294% | 6.993% | 0% | 100%
Floorspace-Based | FCZ06 Tot | Refrigerated Warehouse | 0% | 0% | 0% | 0% | 8.973% | 7.413% | 0% | 18.2% | 0% | 0% | 0% | 24.85% | 0% | 0% | 40.56% | 100%
Floorspace-Based | FCZ06 Tot | Restaurant | 0% | 0% | 0% | 0.3056% | 0% | 0.6962% | 0% | 2.632% | 0.6465% | 0.6548% | 22.17% | 47.45% | 12.09% | 10.94% | 2.407% | 100%
Floorspace-Based | FCZ06 Tot | Retail | 0% | 0% | 0.5755% | 2.274% | 0% | 1.309% | 0.7799% | 0.4962% | 0% | 0% | 24.21% | 39.44% | 17.31% | 11.65% | 1.957% | 100%
Floorspace-Based | FCZ06 Tot | School | 0% | 0% | 0% | 0% | 0% | 2.065% | 0% | 0% | 1.904% | 0% | 91.91% | 2.931% | 0.431% | 0.7602% | 0% | 100%
Floorspace-Based | FCZ06 Tot | Warehouse | 0% | 0% | 1.945% | 0% | 0% | 20.84% | 0% | 0% | 0% | 0% | 39.76% | 19.83% | 12.49% | 2.704% | 2.435% | 100%
Floorspace-Based | FCZ06 Tot | All Commercial | 0.1164% | 0.7891% | 2.582% | 1.414% | 1.319% | 3.499% | 0.6401% | 1.142% | 2.079% | 4.592% | 39.04% | 29.24% | 6.118% | 5.41% | 2.027% | 100%
Floorspace-Based | FCZ07 Tot | College | 2.943% | 0.3925% | 3.32% | 0.08076% | 7.212% | 4.11% | 7.893% | 4.347% | 2.118% | 27.26% | 9.157% | 28.55% | 0.341% | 2.276% | 0% | 100%
Floorspace-Based | FCZ07 Tot | Food Stores | 0.4697% | 2.856% | 0.9163% | 0.1105% | 0.5811% | 2.699% | 0.2115% | 0.6952% | 1.823% | 0.4946% | 26.23% | 53.82% | 5.504% | 3.1% | 0.4908% | 100%
Floorspace-Based | FCZ07 Tot | Health Care | 1.01% | 0% | 2.744% | 4.246% | 0% | 1.773% | 0% | 0.962% | 0.3395% | 10.19% | 31.33% | 41.15% | 1.547% | 4.381% | 0.3328% | 100%
Floorspace-Based | FCZ07 Tot | Lodging | 0% | 0.14% | 1.409% | 0.8842% | 0.7345% | 7.29% | 0.6224% | 1.925% | 5.482% | 13.79% | 30.48% | 18.2% | 8.748% | 5.595% | 4.706% | 100%
Floorspace-Based | FCZ07 Tot | Miscellaneous | 3.059% | 1.789% | 2.208% | 2.342% | 0.3169% | 3.676% | 0.6811% | 2.809% | 0.9861% | 0.6295% | 26.56% | 42.92% | 6.677% | 3.931% | 1.413% | 100%
Floorspace-Based | FCZ07 Tot | Office, Large | 0% | 1.339% | 3.457% | 0.8962% | 0.4261% | 5.434% | 0.4876% | 5.847% | 2.709% | 7.33% | 38.05% | 25.43% | 3.226% | 5.144% | 0.2215% | 100%
Floorspace-Based | FCZ07 Tot | Office, Small | 0.5651% | 1.436% | 2.345% | 0.688% | 0% | 2.655% | 0.6488% | 0.6717% | 1.854% | 0.2717% | 19.01% | 58.84% | 4.228% | 6.515% | 0.2737% | 100%
Floorspace-Based | FCZ07 Tot | Refrigerated Warehouse | 0% | 0% | 0% | 0% | 0% | 26.53% | 0% | 6.25% | 2.343% | 0% | 18.13% | 35.82% | 8.608% | 2.316% | 0% | 100%
Floorspace-Based | FCZ07 Tot | Restaurant | 0% | 2.718% | 2.063% | 0.5606% | 0.5272% | 4.245% | 0.8765% | 1.234% | 1.157% | 1.771% | 17.08% | 53.56% | 7.167% | 5.448% | 1.594% | 100%
Floorspace-Based | FCZ07 Tot | Retail | 0.2521% | 0.9871% | 1.046% | 2.137% | 0.1295% | 2.343% | 0.2051% | 2.762% | 2.709% | 3.726% | 26.42% | 42.28% | 5.751% | 7.855% | 1.4% | 100%
Floorspace-Based | FCZ07 Tot | School | 0% | 5.252% | 9.091% | 0.8823% | 1.319% | 1.291% | 1.772% | 6.273% | 4.96% | 9.56% | 21.43% | 30.71% | 2.794% | 4.274% | 0.3959% | 100%
Floorspace-Based | FCZ07 Tot | Warehouse | 0.2449% | 0.6619% | 0.1457% | 0.4701% | 2.737% | 0.1856% | 0.583% | 0.607% | 0.5775% | 0.3136% | 18.43% | 60.56% | 7.763% | 5.441% | 1.281% | 100%
Floorspace-Based | FCZ07 Tot | All Commercial | 0.7686% | 1.467% | 2.381% | 1.27% | 1.097% | 3.366% | 0.8929% | 2.843% | 2.097% | 4.858% | 24.86% | 42.53% | 5.334% | 5.212% | 1.03% | 100%
Floorspace-Based | FCZ08 Tot | College | 19.45% | 0% | 0% | 0.3478% | 0% | 9.108% | 0% | 0% | 0% | 0.5507% | 14.7% | 2.409% | 0% | 53.43% | 0% | 100%
Floorspace-Based | FCZ08 Tot | Food Stores | 0% | 0% | 0.768% | 0% | 0% | 1.432% | 0% | 1.024% | 0.5787% | 0% | 19.38% | 63.1% | 0.338% | 13.38% | 0% | 100%
Floorspace-Based | FCZ08 Tot | Health Care | 0% | 0% | 9.947% | 0% | 0% | 0% | 0% | 5.029% | 0% | 0% | 46.92% | 32.76% | 0% | 5.35% | 0% | 100%
Floorspace-Based | FCZ08 Tot | Lodging | 0% | 0% | 1.042% | 0% | 0% | 3.906% | 0% | 13.19% | 1.8% | 40.49% | 28.3% | 10.26% | 0% | 1.006% | 0% | 100%
Floorspace-Based | FCZ08 Tot | Miscellaneous | 0% | 0.6376% | 0.4745% | 0.9116% | 0.162% | 4.021% | 2.017% | 1.476% | 0.8042% | 6.997% | 24.59% | 33.74% | 2.287% | 21.11% | 0.7672% | 100%
Floorspace-Based | FCZ08 Tot | Office, Large | 0% | 0% | 8.917% | 0% | 0% | 2.376% | 0% | 0% | 0% | 0% | 55.48% | 15.64% | 0% | 9.816% | 7.77% | 100%
Floorspace-Based | FCZ08 Tot | Office, Small | 0% | 2.041% | 0.3624% | 1.383% | 0% | 1.047% | 4.572% | 0% | 2.153% | 1.178% | 23.41% | 51.9% | 2.465% | 8.789% | 0.7034% | 100%
Floorspace-Based | FCZ08 Tot | Refrigerated Warehouse | 0% | 0% | 0% | 0% | 0% | 0% | 0% | 7.749% | 0% | 0% | 60.35% | 31.91% | 0% | 0% | 0% | 100%
Floorspace-Based | FCZ08 Tot | Restaurant | 0.1632% | 0.6061% | 0.6313% | 0% | 1.775% | 3.479% | 0% | 0% | 0.7178% | 0% | 34.99% | 49.74% | 2.411% | 5.483% | 0% | 100%
Floorspace-Based | FCZ08 Tot | Retail | 0% | 0.1743% | 0.134% | 0% | 0% | 1.017% | 0.4832% | 0.7342% | 1.816% | 0.8351% | 33.4% | 45.98% | 6.855% | 4.567% | 4.001% | 100%
Floorspace-Based | FCZ08 Tot | School | 0% | 0% | 0% | 0% | 2.972% | 4.123% | 5.75% | 17.64% | 5.555% | 24.67% | 27.84% | 7.912% | 0% | 2.193% | 1.346% | 100%
Floorspace-Based | FCZ08 Tot | Warehouse | 0% | 1.703% | 2.537% | 0% | 0.4922% | 0% | 0% | 0% | 0% | 9.52% | 22.59% | 50.92% | 2.936% | 9.299% | 0% | 100%
Floorspace-Based | FCZ08 Tot | All Commercial | 2.855% | 0.4504% | 2.058% | 0.3254% | 0.3753% | 3.202% | 1.36% | 2.942% | 1.261% | 6.154% | 30.41% | 29.57% | 1.867% | 15.24% | 1.93% | 100%
Floorspace-Based | FCZ09 Tot | College | 0% | 0% | 0% | 0% | 0% | 0% | 0% | 0% | 0% | 33.86% | 52.09% | 12.53% | 0% | 1.522% | 0% | 100%
Floorspace-Based | FCZ09 Tot | Food Stores | 0% | 0% | 1.097% | 0% | 0% | 0.7215% | 0% | 0% | 4.671% | 1.944% | 47.42% | 39.28% | 2.805% | 0.8526% | 1.209% | 100%
Floorspace-Based | FCZ09 Tot | Health Care | 0% | 0% | 2.922% | 0% | 8.039% | 3.063% | 0% | 35.86% | 0% | 7.412% | 18.17% | 16.48% | 3.78% | 0.4141% | 3.856% | 100%
Floorspace-Based | FCZ09 Tot | Lodging | 0% | 0% | 3.786% | 1.046% | 6.953% | 5.192% | 6.886% | 0% | 5.535% | 8.667% | 32.26% | 29.67% | 0% | 0% | 0% | 100%
Floorspace-Based | FCZ09 Tot | Miscellaneous | 0% | 2.455% | 0% | 0% | 0.8264% | 0% | 0% | 4.28% | 0% | 1.663% | 34.27% | 41.97% | 5.914% | 4.929% | 3.691% | 100%
Floorspace-Based | FCZ09 Tot | Office, Large | 0% | 0% | 0% | 3.078% | 0% | 0% | 3.581% | 0% | 0% | 0% | 5.855% | 83.08% | 0% | 4.402% | 0% | 100%
Floorspace-Based | FCZ09 Tot | Office, Small | 0% | 0.9468% | 0% | 0% | 0% | 6.451% | 2.858% | 0% | 0% | 0% | 14.97% | 40.9% | 11.4% | 22.48% | 0% | 100%
Floorspace-Based | FCZ09 Tot | Refrigerated Warehouse | 0% | 0% | 0% | 0% | 0% | 0% | 0% | 0% | 0% | 0% | 92.16% | 7.844% | 0% | 0% | 0% | 100%
Floorspace-Based | FCZ09 Tot | Restaurant | 0% | 0% | 2.895% | 0.6471% | 0% | 5.247% | 0% | 0% | 0% | 0% | 24.56% | 35.47% | 13.87% | 13.61% | 3.712% | 100%
Floorspace-Based | FCZ09 Tot | Retail | 0.9296% | 0.5516% | 0.5634% | 0.5751% | 0% | 0.2498% | 0% | 0% | 0% | 5.27% | 37.01% | 29.73% | 2.259% | 21.13% | 1.734% | 100%
Floorspace-Based | FCZ09 Tot | School | 0% | 0% | 3.537% | 0% | 0% | 0% | 4.095% | 0% | 7.369% | 7.289% | 43.38% | 24.39% | 1.966% | 7.972% | 0% | 100%
Floorspace-Based | FCZ09 Tot | Warehouse | 0% | 0% | 0% | 0% | 0% | 0% | 0% | 0% | 0% | 0% | 57.02% | 39.58% | 2.199% | 1.2% | 0% | 100%
Floorspace-Based | FCZ09 Tot | All Commercial | 0.1509% | 0.6781% | 1.069% | 0.2366% | 0.8602% | 1.123% | 1.264% | 2.945% | 1.551% | 3.902% | 38.14% | 34.26% | 3.913% | 8.511% | 1.39% | 100%
Floorspace-Based | FCZ10 Tot | College | 0% | 0% | 0% | 0% | 5.193% | 0% | 0% | 1.709% | 0% | 0% | 37.99% | 43.69% | 1.711% | 2.966% | 6.74% | 100%
Floorspace-Based | FCZ10 Tot | Food Stores | 0.5263% | 0% | 0.336% | 0.3065% | 5.978% | 2.881% | 0% | 0% | 6.08% | 4.039% | 33.78% | 24.26% | 13.61% | 2.293% | 5.912% | 100%
Floorspace-Based | FCZ10 Tot | Health Care | 0% | 0.4698% | 2.765% | 0% | 5.802% | 8.398% | 0% | 0.3317% | 1.568% | 22.98% | 11.37% | 24.59% | 5.262% | 7.147% | 9.32% | 100%
Floorspace-Based | FCZ10 Tot | Lodging | 0% | 14.17% | 3.604% | 2.138% | 0% | 4.054% | 0.4324% | 2.543% | 5.415% | 4.72% | 33.61% | 12.86% | 0% | 10.03% | 6.423% | 100%
Floorspace-Based | FCZ10 Tot | Miscellaneous | 0% | 1.474% | 1.793% | 0.7826% | 0.1922% | 6.584% | 0.5576% | 2.153% | 4.612% | 2.001% | 27.18% | 39.4% | 1.563% | 11.66% | 0.04765% | 100%
Floorspace-Based | FCZ10 Tot | Office, Large | 0% | 0% | 0% | 0% | 0% | 9.94% | 9.158% | 12.26% | 0% | 2.436% | 4.934% | 30.96% | 0% | 28.28% | 2.032% | 100%
Floorspace-Based | FCZ10 Tot | Office, Small | 0% | 0% | 0.8601% | 0% | 0% | 2.39% | 0% | 0% | 1.823% | 0.6578% | 20.36% | 36.72% | 10.43% | 26.27% | 0.4839% | 100%
Floorspace-Based | FCZ10 Tot | Refrigerated Warehouse | 0% | 0% | 0% | 0% | 0% | 0% | 0% | 0% | 0% | 0% | 2.863% | 17.46% | 0% | 0% | 79.67% | 100%
Floorspace-Based | FCZ10 Tot | Restaurant | 0.3737% | 3.454% | 0.6296% | 1.083% | 0.1971% | 9.415% | 1.267% | 1.098% | 4.196% | 1.226% | 12.82% | 45.39% | 4.694% | 13% | 1.152% | 100%
Floorspace-Based | FCZ10 Tot | Retail | 0% | 0% | 0.7511% | 0.9251% | 0% | 3.532% | 0.25% | 0.07107% | 0.7421% | 0.03422% | 28.62% | 20.3% | 0.9616% | 11.03% | 32.79% | 100%
Floorspace-Based | FCZ10 Tot | School | 0.623% | 3.436% | 3.676% | 0% | 0% | 3.061% | 0% | 2.426% | 0% | 8.44% | 74.1% | 3.611% | 0% | 0.6225% | 0% | 100%
Floorspace-Based | FCZ10 Tot | Warehouse | 0% | 0.1106% | 9.783% | 0% | 0% | 0.344% | 0.1841% | 0% | 0% | 0.2889% | 38.56% | 17.01% | 6.454% | 20.29% | 6.964% | 100%
Floorspace-Based | FCZ10 Tot | All Commercial | 0.0753% | 1.096% | 4.535% | 0.3505% | 0.5872% | 3.166% | 0.5456% | 1.085% | 1.312% | 2.784% | 33.26% | 22.4% | 4.034% | 14.26% | 10.51% | 100%
Floorspace-Based | FCZ11 Tot | College | 0% | 0% | 0% | 0% | 0% | 7.228% | 0% | 0% | 0% | 4.825% | 44.75% | 33.91% | 0% | 8.687% | 0.5981% | 100%
Floorspace-Based | FCZ11 Tot | Food Stores | 0% | 1.825% | 9.004% | 23.87% | 0% | 0.7527% | 0% | 0.5862% | 0% | 0.746% | 8.444% | 33.83% | 11.44% | 0.1146% | 9.392% | 100%
Floorspace-Based | FCZ11 Tot | Health Care | 30.54% | 0% | 0% | 2.814% | 0.5339% | 9.811% | 0% | 0% | 0% | 9.063% | 1.89% | 23.83% | 2.38% | 1.714% | 17.42% | 100%
Floorspace-Based | FCZ11 Tot | Lodging | 0% | 2.712% | 1.435% | 0.8905% | 0% | 0% | 9.894% | 2.088% | 11.68% | 10.96% | 24.12% | 27.4% | 2.114% | 4.844% | 1.848% | 100%
Floorspace-Based | FCZ11 Tot | Miscellaneous | 0.974% | 3.12% | 0.8783% | 9.809% | 0.9606% | 1.698% | 0.7738% | 1.16% | 3.484% | 0.8621% | 30.6% | 32.48% | 4.033% | 7.263% | 1.9% | 100%
Floorspace-Based | FCZ11 Tot | Office, Large | 0% | 0% | 3.757% | 0% | 0% | 0% | 0% | 0% | 10.05% | 2.562% | 61.45% | 8.605% | 0% | 13.58% | 0% | 100%
Floorspace-Based | FCZ11 Tot | Office, Small | 0% | 0% | 2.407% | 3.179% | 0% | 0.5646% | 0% | 0% | 7.361% | 0.122% | 26.8% | 30.05% | 7.959% | 19.21% | 2.342% | 100%
Floorspace-Based | FCZ11 Tot | Refrigerated Warehouse | 0% | 0% | 0% | 8.925% | 0% | 0% | 0% | 0% | 0% | 27.92% | 60.44% | 2.714% | 0% | 0% | 0% | 100%
Floorspace-Based | FCZ11 Tot | Restaurant | 0% | 3.661% | 2.883% | 1.069% | 1.834% | 6.02% | 0.9108% | 0.6995% | 0% | 5.176% | 18.58% | 32.29% | 11.18% | 13.17% | 2.526% | 100%
Floorspace-Based | FCZ11 Tot | Retail | 0% | 2.837% | 6.334% | 1.566% | 1.008% | 3.313% | 0.02149% | 3.581% | 0% | 6.683% | 14.55% | 31.03% | 3.927% | 24.07% | 1.079% | 100%
Floorspace-Based | FCZ11 Tot | School | 0% | 0.09109% | 2.124% | 0% | 0% | 0% | 0% | 0% | 0% | 0.2267% | 83.34% | 10.18% | 1.269% | 0.7771% | 1.991% | 100%
Floorspace-Based | FCZ11 Tot | Warehouse | 0% | 0.2291% | 18.26% | 0.6623% | 0% | 1.106% | 3.007% | 0% | 0% | 0% | 26.28% | 14.72% | 4.629% | 29.96% | 1.159% | 100%
Floorspace-Based | FCZ11 Tot | All Commercial | 1.385% | 1.205% | 7.596% | 3.237% | 0.351% | 1.939% | 1.519% | 0.7524% | 1.975% | 2.686% | 31.92% | 22.56% | 4.018% | 16.6% | 2.25% | 100%
Floorspace-Based | FCZ12c Tot | College | 0% | 68.35% | 0% | 0% | 0% | 1.214% | 0% | 0% | 3.6% | 0% | 1.173% | 23.42% | 0.457% | 0.818% | 0.963% | 100%
Floorspace-Based | FCZ12c Tot | Food Stores | 0% | 0% | 0.7879% | 0.2557% | 0.6737% | 3.278% | 0.6128% | 0.1897% | 1.83% | 1.025% | 31.23% | 49.92% | 1.36% | 8.11% | 0.7241% | 100%
Floorspace-Based | FCZ12c Tot | Health Care | 1.047% | 11.42% | 3.752% | 9.14% | 6.012% | 8.339% | 0% | 2.655% | 0.1788% | 10.03% | 14.77% | 25.23% | 0% | 5.69% | 1.737% | 100%
Floorspace-Based | FCZ12c Tot | Lodging | 0.8847% | 0.7603% | 1.26% | 1.519% | 0.8866% | 3.679% | 8.925% | 1.879% | 0.4378% | 15.05% | 30.53% | 14.74% | 0.1321% | 5.656% | 13.66% | 100%
Floorspace-Based | FCZ12c Tot | Miscellaneous | 1.445% | 1.098% | 2.524% | 0.8505% | 0.5945% | 10.18% | 0.4342% | 0.8904% | 0.7307% | 8.406% | 25.1% | 35.61% | 0.8364% | 9.81% | 1.5% | 100%
Floorspace-Based | FCZ12c Tot | Office, Large | 1.559% | 8.741% | 8.251% | 1.672% | 1.598% | 2.509% | 2.695% | 3.68% | 2.233% | 5.94% | 34.28% | 18.54% | 0.2105% | 7.574% | 0.5096% | 100%
Floorspace-Based | FCZ12c Tot | Office, Small | 0.03531% | 1.775% | 1.592% | 1.642% | 0.589% | 3.428% | 0.08371% | 1.04% | 1.567% | 1.018% | 19.09% | 58.38% | 2.768% | 6.601% | 0.3991% | 100%
Floorspace-Based | FCZ12c Tot | Refrigerated Warehouse | 0% | 0% | 1.631% | 0% | 0% | 0% | 0% | 0% | 15.15% | 12.59% | 11.98% | 27.83% | 0% | 30.82% | 0% | 100%
Floorspace-Based | FCZ12c Tot | Restaurant | 0% | 0.6938% | 1.22% | 0.5802% | 0.6047% | 4.481% | 0.1986% | 1.134% | 0.5626% | 0.9105% | 23.81% | 50.72% | 3.174% | 8.533% | 3.376% | 100%
Floorspace-Based | FCZ12c Tot | Retail | 3.063% | 3.488% | 0.1175% | 2.332% | 0.7868% | 3.337% | 0.3551% | 0% | 0.6138% | 8.877% | 19.14% | 49.5% | 3.122% | 5.267% | 0% | 100%
Floorspace-Based | FCZ12c Tot | School | 0.6737% | 24.8% | 4.752% | 0% | 0% | 14.4% | 0% | 0.5794% | 3.558% | 0% | 17.76% | 8.048% | 0.6273% | 24.8% | 0% | 100%
Floorspace-Based | FCZ12c Tot | Warehouse | 0% | 1.077% | 0% | 0% | 0% | 1.735% | 0% | 0% | 0% | 0% | 33.96% | 43.71% | 1.369% | 16.14% | 2.009% | 100%
Floorspace-Based | FCZ12c Tot | All Commercial | 1.12% | 9.164% | 2.946% | 1.582% | 1.01% | 5.335% | 1.402% | 1.375% | 1.495% | 5.944% | 23.84% | 33.17% | 1.156% | 8.541% | 1.922% | 100%
Floorspace-Based | FCZ12i Tot | College | 0% | 0% | 0% | 0% | 0% | 0% | 0% | 0% | 47.77% | 24.47% | 15.91% | 8.3% | 1.301% | 2.251% | 0% | 100%
Floorspace-Based | FCZ12i Tot | Food Stores | 0% | 1.534% | 2.539% | 0% | 1.02% | 2.048% | 1.343% | 0.261% | 0.4495% | 0% | 42.24% | 48.56% | 0% | 0% | 0% | 100%
Floorspace-Based | FCZ12i Tot | Health Care | 6.472% | 16.58% | 4.222% | 1.075% | 7.563% | 1.537% | 0% | 3.511% | 4.376% | 7.173% | 11.38% | 24.97% | 0.9585% | 3.303% | 6.874% | 100%
Floorspace-Based | FCZ12i Tot | Lodging | 0% | 0% | 1.231% | 0% | 0% | 21.14% | 0% | 1.476% | 33.6% | 3.646% | 13.73% | 15.1% | 0% | 4.307% | 5.77% | 100%
Floorspace-Based | FCZ12i Tot | Miscellaneous | 7.811% | 0.9853% | 8.416% | 0.07923% | 0.3053% | 2.214% | 0.09709% | 4.178% | 2.153% | 2.27% | 29.11% | 30.58% | 3.348% | 2.524% | 5.925% | 100%
Floorspace-Based | FCZ12i Tot | Office, Large | 0% | 4.093% | 8.457% | 17.31% | 0% | 14.23% | 0% | 6.724% | 0% | 0% | 6.772% | 34.24% | 0% | 5.038% | 3.14% | 100%
Floorspace-Based | FCZ12i Tot | Office, Small | 0% | 2.388% | 1.831% | 0.02078% | 0.6094% | 0.7379% | 0.9654% | 2.675% | 2.365% | 4.365% | 22.02% | 44.24% | 12.47% | 5.122% | 0.1895% | 100%
Floorspace-Based | FCZ12i Tot | Refrigerated Warehouse | 0% | 0% | 0% | 0% | 0% | 0% | 0% | 0% | 0% | 33.89% | 25.25% | 0% | 0% | 0% | 40.86% | 100%
Floorspace-Based | FCZ12i Tot | Restaurant | 0% | 0.9577% | 1.811% | 0% | 0% | 1.238% | 0% | 4.69% | 1.45% | 3.797% | 17.54% | 53.31% | 5.48% | 8.307% | 1.416% | 100%
Floorspace-Based | FCZ12i Tot | Retail | 0.3553% | 1.077% | 3.609% | 4.389% | 0.02394% | 0% | 0.2047% | 0% | 6.445% | 0.2108% | 30% | 38.32% | 8.748% | 3.642% | 2.975% | 100%
Floorspace-Based | FCZ12i Tot | School | 0% | 11.89% | 0.3665% | 0% | 0% | 12.25% | 0% | 0% | 0% | 13.63% | 30.7% | 11.74% | 0% | 19.42% | 0% | 100%
Floorspace-Based | FCZ12i Tot | Warehouse | 0.2229% | 2.401% | 0% | 0% | 0% | 0% | 0% | 0% | 0% | 0% | 30.33% | 58.13% | 2.248% | 6.669% | 0% | 100%
Floorspace-Based | FCZ12i Tot | All Commercial | 2.472% | 4.124% | 4.032% | 2.235% | 0.907% | 4.76% | 0.1907% | 2.295% | 6.939% | 4.853% | 23.76% | 30.74% | 3.87% | 5.526% | 3.297% | 100%
Floorspace-Based | FCZ13 Tot | College | 0% | 0% | 0% | 0% | 0% | 19.69% | 0% | 0% | 0% | 0% | 19.07% | 36.85% | 0% | 21.69% | 2.693% | 100%
Floorspace-Based | FCZ13 Tot | Food Stores | 0% | 0% | 0% | 0.1391% | 0.05418% | 8.314% | 0% | 0.3205% | 2.071% | 6.354% | 23.74% | 39.36% | 0.3861% | 17.03% | 2.235% | 100%
Floorspace-Based | FCZ13 Tot | Health Care | 11.98% | 0% | 2.435% | 0% | 0% | 6.132% | 1.553% | 0% | 0% | 9.181% | 37.04% | 20.25% | 0% | 6.932% | 4.492% | 100%
Floorspace-Based | FCZ13 Tot | Lodging | 4.723% | 2.295% | 0% | 0% | 0% | 10.86% | 0% | 9.079% | 0% | 20.28% | 33.23% | 13.39% | 0% | 6.151% | 0% | 100%
Floorspace-Based | FCZ13 Tot | Miscellaneous | 0.7311% | 2.243% | 5.408% | 0.1051% | 0.1871% | 3.697% | 0.02902% | 1.758% | 2.31% | 3.622% | 21.94% | 42.72% | 0.1308% | 15.07% | 0.04781% | 100%
Floorspace-Based | FCZ13 Tot | Office, Large | 0% | 1.704% | 0% | 3.233% | 3.822% | 2.39% | 0% | 0% | 5.712% | 4.656% | 39% | 37.48% | 0% | 2% | 0% | 100%
Floorspace-Based | FCZ13 Tot | Office, Small | 0% | 2.491% | 2.7% | 0% | 0% | 2.148% | 0% | 0.2709% | 0.1072% | 4.484% | 10.57% | 62.7% | 0.5062% | 13.21% | 0.8142% | 100%
Floorspace-Based | FCZ13 Tot | Refrigerated Warehouse | 3.723% | 34.19% | 0% | 0% | 0% | 0% | 0% | 0% | 0% | 10.34% | 44.03% | 0% | 0% | 7.728% | 0% | 100%
Floorspace-Based | FCZ13 Tot | Restaurant | 0% | 0% | 2.21% | 0% | 0.1911% | 6.359% | 0.561% | 1.147% | 0.769% | 0% | 14.09% | 50.29% | 1.651% | 20.17% | 2.552% | 100%
Floorspace-Based | FCZ13 Tot | Retail | 0.8236% | 0% | 4.001% | 0% | 3.389% | 3.882% | 0.5149% | 0.5557% | 4.246% | 0.1379% | 19.47% | 44.2% | 0.7134% | 14.55% | 3.519% | 100%
Floorspace-Based | FCZ13 Tot | School | 2.296% | 4.067% | 0.2356% | 0% | 0.4466% | 0% | 0% | 0% | 2.074% | 0.3954% | 31.27% | 52.25% | 0% | 6.902% | 0.0629% | 100%
Floorspace-Based | FCZ13 Tot | Warehouse | 0% | 0% | 0% | 0% | 0% | 1.026% | 0% | 0% | 0% | 3.025% | 23.68% | 64.95% | 0.05564% | 7.262% | 0% | 100%
Floorspace-Based | FCZ13 Tot | All Commercial | 1.508% | 1.763% | 2.234% | 0.5106% | 1.221% | 4.042% | 0.2187% | 0.7559% | 2.295% | 3.713% | 25.3% | 43.91% | 0.262% | 11.01% | 1.263% | 100%
Floorspace-Based | FCZ16 Tot | College | 0% | 1.187% | 0% | 0% | 0% | 0% | 0% | 0% | 0% | 0% | 98.78% | 0% | 0% | 0.03582% | 0% | 100%
Floorspace-Based | FCZ16 Tot | Food Stores | 0% | 0% | 0% | 0% | 0% | 0% | 0% | 0% | 0% | 0.2374% | 24.21% | 63.54% | 0.9168% | 5.254% | 5.841% | 100%
Floorspace-Based | FCZ16 Tot | Health Care | 0% | 0% | 0% | 0% | 0% | 0% | 0% | 0% | 0% | 0% | 31.42% | 68.58% | 0% | 0% | 0% | 100%
Floorspace-Based | FCZ16 Tot | Lodging | 0% | 0% | 0% | 0% | 0% | 5.624% | 1.876% | 0% | 4.295% | 0% | 50.7% | 17.72% | 0% | 0% | 19.79% | 100%
Floorspace-Based | FCZ16 Tot | Miscellaneous | 0% | 0.8248% | 1.098% | 0% | 0.5553% | 1.295% | 0% | 0% | 0.6036% | 1.887% | 32.76% | 57.69% | 0.1835% | 3.099% | 0% | 100%
Floorspace-Based | FCZ16 Tot | Office, Large | 0% | 0% | 5.247% | 0% | 2.679% | 6.415% | 0% | 0% | 4.633% | 6.818% | 52.53% | 19.11% | 0% | 2.238% | 0.3267% | 100%
Floorspace-Based | FCZ16 Tot | Office, Small | 0% | 0% | 0% | 0% | 0% | 0% | 0% | 3.43% | 12.14% | 0% | 21.8% | 61.39% | 0% | 1.24% | 0% | 100%
Floorspace-Based | FCZ16 Tot | Refrigerated Warehouse | 0% | 0% | 0% | 0% | 0% | 0% | 0% | 0% | 0% | 0% | 34.54% | 54.22% | 11.25% | 0% | 0% | 100%
Floorspace-Based | FCZ16 Tot | Restaurant | 0% | 0% | 0% | 0% | 0.8668% | 0.4493% | 0% | 0% | 0% | 0% | 15.13% | 69.95% | 8.309% | 5.297% | 0% | 100%
Floorspace-Based | FCZ16 Tot | Retail | 0% | 2.003% | 0.3267% | 0% | 0% | 0% | 0% | 0% | 1.853% | 0% | 17.87% | 59.99% | 2.308% | 14.85% | 0.7997% | 100%
Floorspace-Based | FCZ16 Tot | School | 0% | 14.09% | 0% | 0% | 0% | 8.373% | 0% | 0% | 0% | 6.122% | 31.93% | 31.79% | 2.833% | 4.859% | 0% | 100%
Floorspace-Based | FCZ16 Tot | Warehouse | 0% | 0% | 0% | 0% | 0% | 0% | 0% | 0% | 0% | 0% | 69.58% | 19.41% | 10.01% | 0.9959% | 0% | 100%
Floorspace-Based | FCZ16 Tot | All Commercial | 0% | 1.867% | 1.789% | 0% | 0.9163% | 3.294% | 0.09654% | 0.2164% | 2.688% | 2.98% | 42.07% | 37.61% | 1.428% | 3.704% | 1.338% | 100%
Floorspace-Based | FCZ17 Tot | College | 0% | 21.44% | 0% | 0% | 0% | 0% | 0% | 0% | 0% | 0% | 31.1% | 46.87% | 0% | 0.5926% | 0% | 100%
Floorspace-Based | FCZ17 Tot | Food Stores | 0% | 25.1% | 0% | 0% | 0% | 0.6171% | 0% | 0% | 0.4388% | 3.753% | 8.968% | 50.17% | 3.273% | 7.166% | 0.5087% | 100%
Floorspace-Based | FCZ17 Tot | Health Care | 0% | 15.84% | 0% | 0% | 0% | 0% | 29.03% | 0% | 0% | 1.701% | 20.68% | 32.75% | 0% | 0% | 0% | 100%
Floorspace-Based | FCZ17 Tot | Lodging | 0% | 0% | 0% | 0% | 0% | 0% | 0% | 4.585% | 0% | 58.87% | 35.18% | 0% | 1.364% | 0% | 0% | 100%
Floorspace-Based | FCZ17 Tot | Miscellaneous | 0% | 2.557% | 0% | 4.406% | 0.5711% | 1.08% | 0% | 0% | 1.574% | 0.6881% | 33.74% | 37.05% | 14.61% | 3.719% | 0% | 100%
Floorspace-Based | FCZ17 Tot | Office, Large | 0% | 0% | 0% | 0% | 0% | 0% | 0% | 0% | 0% | 0% | 89.63% | 1.309% | 0% | 9.057% | 0% | 100%
Floorspace-Based | FCZ17 Tot | Office, Small | 0% | 0% | 1.644% | 0% | 0% | 0% | 0% | 0% | 0% | 0% | 28.72% | 48.62% | 14.11% | 6.906% | 0% | 100%
Floorspace-Based | FCZ17 Tot | Refrigerated Warehouse | 0% | 0% | 0% | 0% | 0% | 0% | 0% | 0% | 37.82% | 0% | 8.871% | 53.31% | 0% | 0% | 0% | 100%
Floorspace-Based | FCZ17 Tot | Restaurant | 0% | 0% | 0.388% | 0% | 0% | 0.254% | 2.851% | 0% | 0% | 0% | 30.37% | 54.95% | 6.582% | 3.882% | 0.7214% | 100%
Floorspace-Based | FCZ17 Tot | Retail | 0% | 0% | 4.273% | 0% | 0% | 0% | 0% | 1.179% | 3.37% | 0% | 26.78% | 54.13% | 2.889% | 6.841% | 0.534% | 100%
Floorspace-Based | FCZ17 Tot | School | 0% | 8.713% | 0% | 0% | 0% | 14.79% | 0% | 0% | 5.824% | 5.143% | 47.24% | 12.3% | 5.985% | 0% | 0% | 100%
Floorspace-Based | FCZ17 Tot | Warehouse | 0% | 0% | 0% | 0% | 0% | 0% | 0% | 0% | 0% | 0% | 15.21% | 83.48% | 0.8525% | 0.4615% | 0% | 100%
Floorspace-Based | FCZ17 Tot | All Commercial | 0% | 4.066% | 1.011% | 0.781% | 0.1012% | 2.186% | 1.925% | 0.3049% | 2.378% | 1.968% | 35.25% | 40.02% | 5.692% | 4.155% | 0.1635% | 100%
Floorspace-Based | PG&E | College | 0.09681% | 0.662% | 2.835% | 0.05422% | 3.638% | 2.298% | 0.06045% | 3.393% | 0.8912% | 25.25% | 42.14% | 14.54% | 1.896% | 1.359% | 0.8782% | 100%
Floorspace-Based | PG&E | Food Stores | 0.09006% | 1.648% | 1.331% | 0.254% | 1.32% | 2.973% | 0.06546% | 0.2981% | 1.285% | 1.703% | 38.67% | 38.19% | 5.665% | 4.74% | 1.769% | 100%
Floorspace-Based | PG&E | Health Care | 2.214% | 2.712% | 3.477% | 0.8934% | 0.1018% | 5.096% | 0.8737% | 1.217% | 2.493% | 9.937% | 31.36% | 27.12% | 1.691% | 6.986% | 3.826% | 100%
Floorspace-Based | PG&E | Lodging | 0.7695% | 1.009% | 1.381% | 1.163% | 0.6853% | 2.611% | 1.481% | 3.027% | 4.831% | 11.04% | 45.33% | 19.88% | 1.329% | 3.505% | 1.955% | 100%
Floorspace-Based | PG&E | Miscellaneous | 3.448% | 1.953% | 3.787% | 1.459% | 1.732% | 4.17% | 0.8622% | 1.194% | 2.451% | 2.082% | 24.67% | 37.49% | 4.458% | 7.304% | 2.937% | 100%
Floorspace-Based | PG&E | Office, Large | 0.4851% | 0% | 2.748% | 0.05274% | 1.125% | 7.143% | 1.054% | 7.085% | 1.949% | 5.081% | 39.44% | 26.52% | 2.525% | 4.736% | 0.05417% | 100%
Floorspace-Based | PG&E | Office, Small | 0.7338% | 0.7152% | 1.724% | 0.1066% | 1.003% | 3.496% | 0.1259% | 0.992% | 1.53% | 0.8081% | 21.04% | 48.74% | 5.169% | 12.41% | 1.402% | 100%
Floorspace-Based | PG&E | Refrigerated Warehouse | 0.6027% | 0.09691% | 0.3688% | 0% | 0.6849% | 7.512% | 0.498% | 1.736% | 1.03% | 19.99% | 16.98% | 31.35% | 2.454% | 0.8937% | 15.8% | 100%
Floorspace-Based | PG&E | Restaurant | 0.5461% | 1.447% | 1.681% | 0.9137% | 0.2203% | 4.306% | 0.2741% | 0.6567% | 0.8783% | 0.7883% | 21.66% | 45.55% | 9.234% | 9.517% | 2.322% | 100%
Floorspace-Based | PG&E | Retail | 0.1744% | 2.187% | 1.485% | 0.3831% | 0.2392% | 2.237% | 0.5095% | 0.1968% | 0.6014% | 2.541% | 29.09% | 39.76% | 8.558% | 9.898% | 2.146% | 100%
Floorspace-Based | PG&E | School | 1.083% | 5.691% | 2.366% | 0% | 0.2035% | 5.551% | 0.05256% | 1.622% | 5.42% | 10.23% | 42.28% | 23.14% | 0.9343% | 1.28% | 0.1484% | 100%
Floorspace-Based | PG&E | Warehouse | 0.2158% | 2.777% | 1.596% | 0.808% | 0.2391% | 5.267% | 0.2298% | 0.08411% | 0.3281% | 1.853% | 25.78% | 34.94% | 8.077% | 11.21% | 6.591% | 100%
Floorspace-Based | PG&E | All Commercial | 1.123% | 1.716% | 2.366% | 0.5967% | 0.9457% | 4.5% | 0.6232% | 2.171% | 2.009% | 5.427% | 31.46% | 33% | 4.479% | 7.052% | 2.526% | 100%
Floorspace-Based | SCE | College | 6.702% | 0.2425% | 2.052% | 0.1372% | 4.862% | 5.048% | 4.877% | 2.819% | 1.309% | 17.88% | 14.85% | 22.98% | 0.3442% | 15.35% | 0.5442% | 100%
Floorspace-Based | SCE | Food Stores | 0.3634% | 1.91% | 1.669% | 2.609% | 1.265% | 2.309% | 0.1273% | 0.5704% | 2.322% | 1.095% | 26.02% | 47.27% | 6.769% | 3.457% | 2.245% | 100%
Floorspace-Based | SCE | Health Care | 3.68% | 0.08924% | 3.015% | 2.768% | 1.554% | 3.776% | 0% | 2.775% | 0.4965% | 11.61% | 25.07% | 34.41% | 2.333% | 4.513% | 3.917% | 100%
Floorspace-Based | SCE | Lodging | 0% | 2.499% | 1.77% | 0.99% | 0.6568% | 5.406% | 2.075% | 2.99% | 6.035% | 14.33% | 29.87% | 18.41% | 5.474% | 5.528% | 3.965% | 100%
Floorspace-Based | SCE | Miscellaneous | 1.852% | 1.941% | 1.675% | 3.184% | 0.4305% | 3.588% | 0.7205% | 2.422% | 1.919% | 1.335% | 27.7% | 39.92% | 5.105% | 6.829% | 1.379% | 100%
Floorspace-Based | SCE | Office, Large | 0% | 1.067% | 3.691% | 0.7513% | 0.3394% | 5.159% | 1.005% | 5.424% | 2.569% | 6.096% | 38.08% | 24.93% | 2.569% | 7.337% | 0.9859% | 100%
Floorspace-Based | SCE | Office, Small | 0.3537% | 1.144% | 1.849% | 0.873% | 0% | 2.441% | 0.9914% | 0.4204% | 2.322% | 0.3845% | 20.18% | 51.61% | 5.572% | 11.33% | 0.53% | 100%
Floorspace-Based | SCE | Refrigerated Warehouse | 0% | 0% | 0% | 1.587% | 0% | 13.12% | 0% | 3.373% | 1.159% | 4.964% | 30.24% | 23.64% | 4.258% | 1.145% | 16.51% | 100%
Floorspace-Based | SCE | Restaurant | 0.07101% | 2.625% | 1.826% | 0.6393% | 0.7061% | 5.156% | 0.8242% | 0.9999% | 1.412% | 1.798% | 18.55% | 49.22% | 6.991% | 7.637% | 1.547% | 100%
Floorspace-Based | SCE | Retail | 0.1899% | 0.8983% | 1.429% | 1.616% | 0.1764% | 2.486% | 0.2061% | 2.04% | 1.861% | 3.154% | 26.65% | 36.48% | 4.538% | 10.48% | 7.796% | 100%
Floorspace-Based | SCE | School | 0.1112% | 3.488% | 6.16% | 0.4809% | 0.9179% | 1.526% | 1.654% | 5.032% | 3.622% | 8.938% | 41.27% | 21.1% | 1.841% | 3.284% | 0.5755% | 100%
Floorspace-Based | SCE | Warehouse | 0.1176% | 0.4177% | 6.033% | 0.3272% | 1.322% | 0.3684% | 0.7995% | 0.2914% | 0.2772% | 0.4078% | 27.3% | 38.84% | 6.612% | 13.87% | 3.013% | 100%
Floorspace-Based | SCE | All Commercial | 0.8435% | 1.302% | 3.28% | 1.288% | 0.8573% | 2.9% | 0.9709% | 2.293% | 1.895% | 4.373% | 28.38% | 35.11% | 4.57% | 8.993% | 2.942% | 100%
Floorspace-Based | SDG&E | College | 0% | 52.65% | 0% | 0% | 0% | 0.9347% | 0% | 0% | 13.75% | 5.622% | 4.56% | 19.95% | 0.651% | 1.147% | 0.7417% | 100%
Floorspace-Based | SDG&E | Food Stores | 0% | 0.4856% | 1.342% | 0.1747% | 0.7832% | 2.888% | 0.8439% | 0.2123% | 1.393% | 0.7005% | 34.72% | 49.49% | 0.9294% | 5.542% | 0.4948% | 100%
Floorspace-Based | SDG&E | Health Care | 3.407% | 13.66% | 3.956% | 5.632% | 6.686% | 5.381% | 0% | 3.028% | 2.004% | 8.788% | 13.3% | 25.12% | 0.4169% | 4.652% | 3.972% | 100%
Floorspace-Based | SDG&E | Lodging | 0.6605% | 0.5677% | 1.252% | 1.134% | 0.6619% | 8.103% | 6.663% | 1.777% | 8.841% | 12.16% | 26.27% | 14.83% | 0.0986% | 5.314% | 11.66% | 100%
Floorspace-Based | SDG&E | Miscellaneous | 3.351% | 1.064% | 4.289% | 0.6195% | 0.5079% | 7.792% | 0.3332% | 1.875% | 1.157% | 6.569% | 26.3% | 34.1% | 1.589% | 7.628% | 2.825% | 100%
Floorspace-Based | SDG&E | Office, Large | 1.34% | 8.087% | 8.28% | 3.873% | 1.373% | 4.159% | 2.316% | 4.109% | 1.919% | 5.104% | 30.41% | 20.75% | 0.1809% | 7.217% | 0.8797% | 100%
Floorspace-Based | SDG&E | Office, Small | 0.02679% | 1.923% | 1.649% | 1.251% | 0.5939% | 2.779% | 0.2964% | 1.435% | 1.76% | 1.826% | 19.79% | 54.97% | 5.109% | 6.244% | 0.3485% | 100%
Floorspace-Based | SDG&E | Refrigerated Warehouse | 0% | 0% | 1.49% | 0% | 0% | 0% | 0% | 0% | 13.85% | 14.42% | 13.12% | 25.44% | 0% | 28.17% | 3.509% | 100%
Floorspace-Based | SDG&E | Restaurant | 0% | 0.7816% | 1.416% | 0.3872% | 0.4036% | 3.402% | 0.1326% | 2.317% | 0.8578% | 1.87% | 21.73% | 51.58% | 3.941% | 8.458% | 2.724% | 100%
Floorspace-Based | SDG&E | Retail | 2.005% | 2.546% | 1.483% | 3.136% | 0.4885% | 2.032% | 0.2963% | 0% | 2.894% | 5.489% | 23.38% | 45.13% | 5.322% | 4.632% | 1.163% | 100%
Floorspace-Based | SDG&E | School | 0.3619% | 18.83% | 2.722% | 0% | 0% | 13.41% | 0% | 0.3112% | 1.911% | 6.309% | 23.75% | 9.759% | 0.337% | 22.31% | 0% | 100%
Floorspace-Based | SDG&E | Warehouse | 0.05033% | 1.376% | 0% | 0% | 0% | 1.344% | 0% | 0% | 0% | 0% | 33.14% | 46.97% | 1.567% | 14% | 1.555% | 100%
Floorspace-Based | SDG&E | All Commercial | 1.512% | 7.705% | 3.261% | 1.771% | 0.9802% | 5.169% | 1.052% | 1.641% | 3.07% | 5.629% | 23.81% | 32.47% | 1.941% | 7.669% | 2.32% | 100%
Floorspace-Based | LADWP | College | 0% | 2.264% | 0% | 0% | 0% | 0% | 0% | 0% | 0% | 0% | 95.18% | 2.492% | 0% | 0.06543% | 0% | 100%
Floorspace-Based | LADWP | Food Stores | 0% | 9.65% | 0% | 0% | 0% | 0.2372% | 0% | 0% | 0.1687% | 1.589% | 18.35% | 58.4% | 1.822% | 5.989% | 3.792% | 100%
Floorspace-Based | LADWP | Health Care | 0% | 4.299% | 0% | 0% | 0% | 0% | 7.879% | 0% | 0% | 0.4618% | 28.5% | 58.86% | 0% | 0% | 0% | 100%
Floorspace-Based | LADWP | Lodging | 0% | 0% | 0% | 0% | 0% | 5.193% | 1.732% | 0.3511% | 3.966% | 4.508% | 49.51% | 16.36% | 0.1044% | 0% | 18.27% | 100%
Floorspace-Based | LADWP | Miscellaneous | 0% | 1.257% | 0.8238% | 1.099% | 0.5592% | 1.241% | 0% | 0% | 0.8457% | 1.588% | 33.01% | 52.54% | 3.782% | 3.253% | 0% | 100%
Floorspace-Based | LADWP | Office, Large | 0% | 0% | 4.762% | 0% | 2.431% | 5.822% | 0% | 0% | 4.205% | 6.188% | 55.96% | 17.47% | 0% | 2.868% | 0.2965% | 100%
Floorspace-Based | LADWP | Office, Small | 0% | 0% | 0.4517% | 0% | 0% | 0% | 0% | 2.488% | 8.805% | 0% | 23.7% | 57.88% | 3.876% | 2.796% | 0% | 100%
Floorspace-Based | LADWP | Refrigerated Warehouse | 0% | 0% | 0% | 0% | 0% | 0% | 0% | 0% | 8.777% | 0% | 28.58% | 54.01% | 8.637% | 0% | 0% | 100%
Floorspace-Based | LADWP | Restaurant | 0% | 0% | 0.1261% | 0% | 0.5851% | 0.3858% | 0.9266% | 0% | 0% | 0% | 20.08% | 65.07% | 7.747% | 4.837% | 0.2345% | 100%
Floorspace-Based | LADWP | Retail | 0% | 1.328% | 1.655% | 0% | 0% | 0% | 0% | 0.397% | 2.364% | 0% | 20.87% | 58.02% | 2.504% | 12.15% | 0.7103% | 100%
Floorspace-Based | LADWP | School | 0% | 12.64% | 0% | 0% | 0% | 10.1% | 0% | 0% | 1.568% | 5.859% | 36.06% | 26.54% | 3.682% | 3.551% | 0% | 100%
Floorspace-Based | LADWP | Warehouse | 0% | 0% | 0% | 0% | 0% | 0% | 0% | 0% | 0% | 0% | 47.85% | 45.02% | 6.348% | 0.7823% | 0% | 100%
Floorspace-Based | LADWP | All Commercial | 0% | 2.356% | 1.616% | 0.1737% | 0.735% | 3.048% | 0.5033% | 0.2361% | 2.619% | 2.755% | 40.56% | 38.14% | 2.377% | 3.804% | 1.077% | 100%
Floorspace-Based | SMUD | College | 0% | 0% | 0% | 0% | 0% | 19.69% | 0% | 0% | 0% | 0% | 19.07% | 36.85% | 0% | 21.69% | 2.693% | 100%
Floorspace-Based | SMUD | Food Stores | 0% | 0% | 0% | 0.1391% | 0.05418% | 8.314% | 0% | 0.3205% | 2.071% | 6.354% | 23.74% | 39.36% | 0.3861% | 17.03% | 2.235% | 100%
Floorspace-Based | SMUD | Health Care | 11.98% | 0% | 2.435% | 0% | 0% | 6.132% | 1.553% | 0% | 0% | 9.181% | 37.04% | 20.25% | 0% | 6.932% | 4.492% | 100%
Floorspace-Based | SMUD | Lodging | 4.723% | 2.295% | 0% | 0% | 0% | 10.86% | 0% | 9.079% | 0% | 20.28% | 33.23% | 13.39% | 0% | 6.151% | 0% | 100%
Floorspace-Based | SMUD | Miscellaneous | 0.7311% | 2.243% | 5.408% | 0.1051% | 0.1871% | 3.697% | 0.02902% | 1.758% | 2.31% | 3.622% | 21.94% | 42.72% | 0.1308% | 15.07% | 0.04781% | 100%
Floorspace-Based | SMUD | Office, Large | 0% | 1.704% | 0% | 3.233% | 3.822% | 2.39% | 0% | 0% | 5.712% | 4.656% | 39% | 37.48% | 0% | 2% | 0% | 100%
Floorspace-Based | SMUD | Office, Small | 0% | 2.491% | 2.7% | 0% | 0% | 2.148% | 0% | 0.2709% | 0.1072% | 4.484% | 10.57% | 62.7% | 0.5062% | 13.21% | 0.8142% | 100%
Floorspace-Based | SMUD | Refrigerated Warehouse | 3.723% | 34.19% | 0% | 0% | 0% | 0% | 0% | 0% | 0% | 10.34% | 44.03% | 0% | 0% | 7.728% | 0% | 100%
Floorspace-Based | SMUD | Restaurant | 0% | 0% | 2.21% | 0% | 0.1911% | 6.359% | 0.561% | 1.147% | 0.769% | 0% | 14.09% | 50.29% | 1.651% | 20.17% | 2.552% | 100%
Floorspace-Based | SMUD | Retail | 0.8236% | 0% | 4.001% | 0% | 3.389% | 3.882% | 0.5149% | 0.5557% | 4.246% | 0.1379% | 19.47% | 44.2% | 0.7134% | 14.55% | 3.519% | 100%
Floorspace-Based | SMUD | School | 2.296% | 4.067% | 0.2356% | 0% | 0.4466% | 0% | 0% | 0% | 2.074% | 0.3954% | 31.27% | 52.25% | 0% | 6.902% | 0.0629% | 100%
Floorspace-Based | SMUD | Warehouse | 0% | 0% | 0% | 0% | 0% | 1.026% | 0% | 0% | 0% | 3.025% | 23.68% | 64.95% | 0.05564% | 7.262% | 0% | 100%
Floorspace-Based | SMUD | All Commercial | 1.508% | 1.763% | 2.234% | 0.5106% | 1.221% | 4.042% | 0.2187% | 0.7559% | 2.295% | 3.713% | 25.3% | 43.91% | 0.262% | 11.01% | 1.263% | 100%
Floorspace-Based | FCZ01 | College | 0.2679% | 0% | 0.08387% | 0.15% | 0% | 0% | 0.1673% | 8.531% | 0.1502% | 40.48% | 21.45% | 26.69% | 0.9637% | 0.2459% | 0.8204% | 100%
Floorspace-Based | FCZ01 | Food Stores | 0% | 1.544% | 0.5912% | 0.5544% | 1.351% | 1.437% | 0% | 0.2704% | 0.3138% | 0.4866% | 46.08% | 42.06% | 2.512% | 2.069% | 0.7335% | 100%
Floorspace-Based | FCZ01 | Health Care | 3.552% | 4.191% | 3.712% | 0% | 0% | 3.832% | 1.394% | 1.651% | 2.844% | 6.601% | 35.06% | 27.52% | 1.938% | 6.142% | 1.571% | 100%
Floorspace-Based | FCZ01 | Lodging | 1.401% | 0.7717% | 1.014% | 0.3668% | 0.9724% | 0.5056% | 0.7965% | 2.673% | 5.743% | 12.91% | 34.4% | 33.48% | 0.3879% | 2.066% | 2.52% | 100%
Floorspace-Based | FCZ01 | Miscellaneous | 8.345% | 1.695% | 3.842% | 0.9623% | 2.416% | 3.06% | 1.386% | 1.083% | 3.429% | 1.483% | 24.68% | 36.14% | 3.9% | 5.102% | 2.476% | 100%
Floorspace-Based | FCZ01 | Office, Large | 0.4071% | 0% | 2.891% | 0% | 1.353% | 6.955% | 1.268% | 8.302% | 1.101% | 6.054% | 40.31% | 27.13% | 1.112% | 3.116% | 0% | 100%
Floorspace-Based | FCZ01 | Office, Small | 1.414% | 1.323% | 1.698% | 0.07887% | 0.1396% | 0.9797% | 0% | 0.7769% | 0.8669% | 0.7961% | 21.53% | 58.67% | 4.188% | 5.966% | 1.569% | 100%
Floorspace-Based | FCZ01 | Refrigerated Warehouse | 0% | 0.2991% | 0% | 0% | 0% | 0% | 1.537% | 1.984% | 3.18% | 0.9158% | 12.7% | 73.36% | 1.704% | 0% | 4.32% | 100%
Floorspace-Based | FCZ01 | Restaurant | 0.4574% | 1.357% | 2.002% | 0.4161% | 0.4359% | 5.262% | 0.3187% | 0.6898% | 0.4216% | 0.9665% | 20.51% | 50.91% | 8.266% | 6.292% | 1.694% | 100%
Floorspace-Based | FCZ01 | Retail | 0.06251% | 4.418% | 2.776% | 0.3935% | 0% | 1.984% | 0.2526% | 0.246% | 1.06% | 1.204% | 30.53% | 43.38% | 4.354% | 6.645% | 2.698% | 100%
Floorspace-Based | FCZ01 | School | 0.9869% | 0.1169% | 0.3842% | 0% | 0% | 5.512% | 0% | 0% | 2.281% | 9.537% | 48.95% | 30.8% | 0.7637% | 0.4308% | 0.2363% | 100%
Floorspace-Based | FCZ01 | Warehouse | 0.491% | 1.276% | 3.515% | 0% | 0.7052% | 2.095% | 0.2168% | 0% | 0.4038% | 0.4828% | 19.9% | 53.87% | 2.556% | 13.75% | 0.7413% | 100%
Floorspace-Based | FCZ01 | All Commercial | 1.951% | 1.311% | 2.574% | 0.2481% | 0.9668% | 3.793% | 0.8193% | 3.427% | 1.794% | 5.402% | 32.04% | 37.16% | 2.469% | 4.787% | 1.259% | 100%
Floorspace-Based | FCZ02 | College | 0% | 0.9582% | 0% | 0% | 57.35% | 0% | 0% | 0% | 0% | 0% | 33.22% | 2.423% | 6.049% | 0% | 0% | 100%
Floorspace-Based | FCZ02 | Food Stores | 0% | 3.453% | 0% | 0% | 6.398% | 5.488% | 0.2321% | 0% | 0.1939% | 0.3658% | 22.84% | 41.44% | 14.31% | 4.129% | 1.146% | 100%
Floorspace-Based | FCZ02 | Health Care | 0% | 1.359% | 1.651% | 1.125% | 0% | 0% | 0% | 1.117% | 2.626% | 28.98% | 28% | 28.73% | 0.6468% | 1.601% | 4.168% | 100%
Floorspace-Based | FCZ02 | Lodging | 0% | 0.7348% | 0% | 0% | 0.4165% | 1.602% | 3.203% | 0.8984% | 1.151% | 8.858% | 74.46% | 3.679% | 1.83% | 2.348% | 0.8158% | 100%
Floorspace-Based | FCZ02 | Miscellaneous | 0.5172% | 0.9477% | 2.14% | 1.483% | 0% | 5.5% | 1.379% | 2.987% | 1.894% | 0.9126% | 19.79% | 47.97% | 3.696% | 7.886% | 2.896% | 100%
Floorspace-Based | FCZ02 | Office, Large | 4.437% | 0% | 0% | 0% | 0% | 12.39% | 0% | 3.682% | 5.235% | 0% | 47.95% | 19.11% | 0% | 7.196% | 0% | 100%
Floorspace-Based | FCZ02 | Office, Small | 0.9183% | 1.052% | 0.2157% | 0% | 1.654% | 2.497% | 0.1922% | 0.6929% | 3.119% | 0.6621% | 25.45% | 53.14% | 2.061% | 7.724% | 0.6262% | 100%
Floorspace-Based | FCZ02 | Refrigerated Warehouse | 3.815% | 0% | 0% | 0% | 0.9221% | 1.895% | 0% | 0% | 0% | 53.4% | 20.81% | 15.49% | 1.511% | 2.162% | 0% | 100%
Floorspace-Based | FCZ02 | Restaurant | 0% | 1.864% | 3.148% | 2.089% | 0% | 1.148% | 1.304% | 0% | 0% | 0.949% | 30.26% | 44.87% | 5.195% | 7.29% | 1.886% | 100%
Floorspace-Based | FCZ02 | Retail | 0% | 0.5234% | 0% | 0.01293% | 1.952% | 1.936% | 1.651% | 0% | 0% | 0.649% | 38.73% | 41.23% | 6.564% | 4.85% | 1.904% | 100%
Floorspace-Based | FCZ02 | School | 3.701% | 0% | 0% | 0% | 0% | 4.278% | 0% | 4.125% | 1.813% | 7.033% | 40.58% | 36.91% | 1.517% | 0.03506% | 0% | 100%
Floorspace-Based | FCZ02 | Warehouse | 0% | 0% | 4.87% | 0% | 0% | 5.421% | 0% | 0% | 0.5031% | 0% | 9.916% | 40.25% | 1.34% | 3.704% | 33.99% | 100%
Floorspace-Based | FCZ02 | All Commercial | 0.7774% | 0.8008% | 0.9858% | 0.415% | 2.322% | 3.523% | 1.158% | 1.348% | 1.606% | 6.085% | 36.85% | 32.41% | 3.136% | 4.698% | 3.886% | 100%
Floorspace-Based | FCZ03 | College | 0% | 4.769% | 46% | 0% | 0% | 0% | 0% | 0% | 13.72% | 1.491% | 27.93% | 2.448% | 3.55% | 0.09123% | 0% | 100%
Floorspace-Based | FCZ03 | Food Stores | 1.909% | 1.353% | 8.701% | 0% | 0% | 0.8329% | 0% | 0% | 13.72% | 0% | 34.51% | 31.96% | 4.992% | 0% | 2.013% | 100%
Floorspace-Based | FCZ03 | Health Care | 3.555% | 0% | 18.3% | 0% | 0% | 8.274% | 4.583% | 4.185% | 12.41% | 6.045% | 18.04% | 9.949% | 2.696% | 4.106% | 7.855% | 100%
Floorspace-Based | FCZ03 | Lodging | 3.631% | 1.639% | 0% | 3.46% | 0% | 28.69% | 0% | 6.356% | 0% | 3.352% | 31.44% | 8.667% | 12.76% | 0% | 0% | 100%
Floorspace-Based | FCZ03 | Miscellaneous | 0.06864% | 0.9752% | 7.9% | 0% | 0% | 4.876% | 0% | 0.7997% | 0% | 0.9666% | 43.33% | 29.17% | 3.915% | 7.331% | 0.6766% | 100%
Floorspace-Based | FCZ03 | Office, Large | 0% | 0% | 0% | 0% | 0% | 0% | 0% | 0% | 82.03% | 0% | 0% | 17.97% | 0% | 0% | 0% | 100%
Floorspace-Based | FCZ03 | Office, Small | 0% | 0% | 0% | 0% | 0.5538% | 5.729% | 0% | 3.144% | 1.803% | 5.286% | 24.21% | 43.56% | 8.169% | 6.076% | 1.465% | 100%
Floorspace-Based | FCZ03 | Refrigerated Warehouse | 0% | 0% | 0% | 0% | 0% | 0% | 0% | 0% | 0% | 0% | 0% | 100% | 0% | 0% | 0% | 100%
Floorspace-Based | FCZ03 | Restaurant | 4.131% | 0% | 0% | 0% | 0% | 17.27% | 0% | 1.52% | 0% | 0% | 24.91% | 42.44% | 2.234% | 7.49% | 0% | 100%
Floorspace-Based | FCZ03 | Retail | 1.433% | 1.838% | 3.413% | 0% | 0% | 2.369% | 0% | 0% | 0% | 2.228% | 30.31% | 39.7% | 8.098% | 7.556% | 3.049% | 100%
Floorspace-Based | FCZ03 | School | 0% | 0% | 0.1828% | 0% | 2.148% | 5.475% | 0% | 0.9856% | 16.45% | 41.28% | 20.08% | 13.05% | 0.2959% | 0.05029% | 0% | 100%
Floorspace-Based | FCZ03 | Warehouse | 2.604% | 6.379% | 0% | 18.81% | 0.4738% | 0.9779% | 0% | 0% | 0% | 0% | 25.79% | 41.88% | 2.604% | 0% | 0.4799% | 100%
Floorspace-Based | FCZ03 | All Commercial | 0.9182% | 1.415% | 7.086% | 1.542% | 0.4588% | 5.587% | 0.2392% | 1.302% | 8.519% | 8.743% | 28.86% | 25.94% | 4.367% | 3.832% | 1.196% | 100%
Floorspace-Based | FCZ04 | College | 0% | 0% | 0% | 0% | 0% | 0% | 0% | 0% | 0% | 14.8% | 60.95% | 15.04% | 1.334% | 5.053% | 2.818% | 100%
Floorspace-Based | FCZ04 | Food Stores | 0% | 0% | 3.924% | 0% | 0% | 8.331% | 0.2116% | 0.9385% | 3.106% | 1.331% | 31.72% | 36.2% | 3.608% | 7.255% | 3.37% | 100%
Floorspace-Based | FCZ04 | Health Care | 3.319% | 3.23% | 5.246% | 0% | 0% | 17.78% | 0.6762% | 1.484% | 1.113% | 7.618% | 31.65% | 16.89% | 2.371% | 6.58% | 2.042% | 100%
Floorspace-Based | FCZ04 | Lodging | 0% | 2.171% | 5.663% | 2.442% | 0% | 10.29% | 0% | 14.69% | 9.538% | 15.3% | 26.68% | 7.823% | 0% | 1.508% | 3.896% | 100%
Floorspace-Based | FCZ04 | Miscellaneous | 0% | 4.556% | 4.494% | 1.86% | 0.5944% | 4.019% | 0% | 1.134% | 1.089% | 2.554% | 18.53% | 37.44% | 5.777% | 13.13% | 4.813% | 100%
Floorspace-Based | FCZ04 | Office, Large | 0% | 0% | 0% | 0% | 0% | 7.587% | 0% | 0.9898% | 0% | 0.7738% | 26.64% | 6.029% | 25.45% | 31.62% | 0.8985% | 100%
Floorspace-Based | FCZ04 | Office, Small | 0.5009% | 0.3078% | 3.559% | 0% | 0% | 5.848% | 0% | 2.285% | 2.234% | 1.161% | 16.91% | 25.66% | 6.143% | 33.87% | 1.51% | 100%
Floorspace-Based | FCZ04 | Refrigerated Warehouse | 0% | 0% | 0% | 0% | 0% | 25.83% | 0% | 0% | 0% | 24.62% | 34.34% | 12.18% | 0% | 0% | 3.023% | 100%
Floorspace-Based | FCZ04 | Restaurant | 0% | 1.231% | 1.851% | 0% | 0% | 5.298% | 0% | 0% | 4.101% | 1.217% | 19.15% | 30.38% | 14.53% | 18.5% | 3.736% | 100%
Floorspace-Based | FCZ04 | Retail | 0% | 1.346% | 1.039% | 0% | 0.2397% | 4.675% | 0% | 0.2718% | 0.9725% | 10.09% | 30.16% | 27.74% | 9.046% | 13.2% | 1.225% | 100%
Floorspace-Based | FCZ04 | School | 0.4801% | 28.91% | 0% | 0% | 0% | 0% | 0.3344% | 4.795% | 0% | 8.811% | 28.89% | 21.59% | 1.074% | 4.704% | 0.407% | 100%
Floorspace-Based | FCZ04 | Warehouse | 0% | 4.422% | 0.1072% | 1.048% | 0% | 7.27% | 0.3064% | 0.2206% | 0% | 1.247% | 32.58% | 20.94% | 14.86% | 12.14% | 4.86% | 100%
Floorspace-Based | FCZ04 | All Commercial | 0.2403% | 4.185% | 2.012% | 0.733% | 0.1517% | 6.465% | 0.139% | 1.453% | 1.093% | 5.031% | 28.41% | 24.25% | 8.818% | 13.79% | 3.227% | 100%
Floorspace-Based | FCZ05 | College | 0% | 0% | 0% | 0% | 0% | 15.7% | 0% | 2.259% | 0% | 10.55% | 65.3% | 5.378% | 0.8161% | 0% | 0% | 100%
Floorspace-Based | FCZ05 | Food Stores | 0.1673% | 3.175% | 0.457% | 0% | 0% | 1.165% | 0% | 0% | 0.6684% | 6.958% | 40.18% | 31.17% | 8.173% | 4.404% | 3.489% | 100%
Floorspace-Based | FCZ05 | Health Care | 0% | 0% | 1.89% | 4.258% | 0.6259% | 3.433% | 0% | 0% | 2.282% | 13.15% | 17.08% | 28.02% | 1.75% | 17.24% | 10.27% | 100%
Floorspace-Based | FCZ05 | Lodging | 0% | 0% | 0% | 0% | 0% | 1.497% | 0% | 2.088% | 0% | 6.913% | 34.17% | 38.04% | 3.943% | 13.35% | 0% | 100%
Floorspace-Based | FCZ05 | Miscellaneous | 0.5651% | 0.6973% | 1.294% | 2.493% | 3.164% | 7.23% | 0.1743% | 0% | 2.808% | 4.816% | 26.43% | 35.57% | 5.309% | 6.496% | 2.95% | 100%
Floorspace-Based | FCZ05 | Office, Large | 0% | 0% | 0% | 0% | 0% | 3.902% | 0% | 0% | 3.987% | 0% | 27.61% | 64.5% | 0% | 0% | 0% | 100%
Floorspace-Based | FCZ05 | Office, Small | 0% | 0.1709% | 2.37% | 0% | 0% | 7.989% | 0.6024% | 0% | 0.8746% | 0% | 19.97% | 42.6% | 5.686% | 17.13% | 2.6% | 100%
Floorspace-Based | FCZ05 | Refrigerated Warehouse | 0% | 0% | 1.551% | 0% | 0% | 4.673% | 0% | 0% | 0% | 24.66% | 8.638% | 3.609% | 6.997% | 2.322% | 47.55% | 100%
Floorspace-Based | FCZ05 | Restaurant | 1.207% | 2.932% | 1.075% | 3.244% | 0% | 1.723% | 0% | 0% | 0.5682% | 0% | 21.65% | 40.07% | 10% | 13.6% | 3.926% | 100%
Floorspace-Based | FCZ05 | Retail | 0.5298% | 0.2728% | 0% | 0% | 0% | 1.013% | 0.9104% | 0% | 0% | 0.4667% | 21.92% | 43.08% | 13.8% | 16.1% | 1.897% | 100%
Floorspace-Based | FCZ05 | School | 1.773% | 5.569% | 11.14% | 0% | 0% | 12.52% | 0% | 2.204% | 13.54% | 4.775% | 24.59% | 20.92% | 1.475% | 1.486% | 0% | 100%
Floorspace-Based | FCZ05 | Warehouse | 0% | 3.487% | 0% | 0% | 0% | 1.958% | 0.2758% | 0% | 1.072% | 7.909% | 22.84% | 31.98% | 4.86% | 11.29% | 14.34% | 100%
Floorspace-Based | FCZ05 | All Commercial | 0.4016% | 1.342% | 1.78% | 0.9588% | 0.7604% | 5.447% | 0.2795% | 0.3645% | 2.458% | 5.22% | 25.49% | 34.48% | 5.756% | 9.764% | 5.499% | 100%
Floorspace-Based | FCZ06 | College | 0% | 1.822% | 0% | 0% | 0% | 0.8287% | 0% | 0% | 0% | 35.37% | 53% | 4.398% | 3.284% | 1.299% | 0% | 100%
Floorspace-Based | FCZ06 | Food Stores | 0% | 0.604% | 0% | 0.354% | 0.8445% | 0% | 0% | 0.1424% | 0% | 0% | 38.64% | 37.37% | 8.309% | 13.32% | 0.4175% | 100%
Floorspace-Based | FCZ06 | Health Care | 0% | 1.784% | 0% | 0.8151% | 0% | 0.2475% | 0% | 0% | 0% | 3.419% | 45.25% | 42.16% | 0.2817% | 1.261% | 4.786% | 100%
Floorspace-Based | FCZ06 | Lodging | 0.7368% | 1.899% | 3.488% | 4.815% | 1.203% | 2.05% | 1.98% | 1.617% | 9.663% | 11.09% | 40.16% | 11.96% | 0.379% | 6.202% | 2.759% | 100%
Floorspace-Based | FCZ06 | Miscellaneous | 0.1435% | 1.583% | 6.948% | 1.483% | 1.309% | 1.049% | 1.753% | 2.397% | 2.415% | 0.05515% | 30.7% | 39.74% | 3.443% | 4.937% | 2.041% | 100%
Floorspace-Based | FCZ06 | Office, Large | 0% | 0% | 13.15% | 2.017% | 0% | 12.8% | 0% | 0% | 0% | 0% | 61.45% | 8.086% | 2.503% | 0% | 0% | 100%
Floorspace-Based | FCZ06 | Office, Small | 0% | 0% | 0.791% | 0.5631% | 5.352% | 2.75% | 0% | 1.115% | 1.931% | 0.4079% | 20.7% | 51.11% | 8.294% | 6.993% | 0% | 100%
Floorspace-Based | FCZ06 | Refrigerated Warehouse | 0% | 0% | 0% | 0% | 8.973% | 7.413% | 0% | 18.2% | 0% | 0% | 0% | 24.85% | 0% | 0% | 40.56% | 100%
Floorspace-Based | FCZ06 | Restaurant | 0% | 0% | 0% | 0.3056% | 0% | 0.6962% | 0% | 2.632% | 0.6465% | 0.6548% | 22.17% | 47.45% | 12.09% | 10.94% | 2.407% | 100%
Floorspace-Based | FCZ06 | Retail | 0% | 0% | 0.5755% | 2.274% | 0% | 1.309% | 0.7799% | 0.4962% | 0% | 0% | 24.21% | 39.44% | 17.31% | 11.65% | 1.957% | 100%
Floorspace-Based | FCZ06 | School | 0% | 0% | 0% | 0% | 0% | 2.065% | 0% | 0% | 1.904% | 0% | 91.91% | 2.931% | 0.431% | 0.7602% | 0% | 100%
Floorspace-Based | FCZ06 | Warehouse | 0% | 0% | 1.945% | 0% | 0% | 20.84% | 0% | 0% | 0% | 0% | 39.76% | 19.83% | 12.49% | 2.704% | 2.435% | 100%
Floorspace-Based | FCZ06 | All Commercial | 0.1167% | 0.7919% | 2.598% | 1.41% | 1.328% | 3.535% | 0.6405% | 1.149% | 2.083% | 4.618% | 39% | 29.22% | 6.095% | 5.386% | 2.036% | 100%
Floorspace-Based | FCZ07 | College | 2.943% | 0.3925% | 3.32% | 0.08076% | 7.212% | 4.11% | 7.893% | 4.347% | 2.118% | 27.26% | 9.157% | 28.55% | 0.341% | 2.276% | 0% | 100%
Floorspace-Based | FCZ07 | Food Stores | 0.4697% | 2.856% | 0.9163% | 0.1105% | 0.5811% | 2.699% | 0.2115% | 0.6952% | 1.823% | 0.4946% | 26.23% | 53.82% | 5.504% | 3.1% | 0.4908% | 100%
Floorspace-Based | FCZ07 | Health Care | 1.01% | 0% | 2.744% | 4.246% | 0% | 1.773% | 0% | 0.962% | 0.3395% | 10.19% | 31.33% | 41.15% | 1.547% | 4.381% | 0.3328% | 100%
Floorspace-Based | FCZ07 | Lodging | 0% | 0.14% | 1.409% | 0.8842% | 0.7345% | 7.29% | 0.6224% | 1.925% | 5.482% | 13.79% | 30.48% | 18.2% | 8.748% | 5.595% | 4.706% | 100%
Floorspace-Based | FCZ07 | Miscellaneous | 3.059% | 1.789% | 2.208% | 2.342% | 0.3169% | 3.676% | 0.6811% | 2.809% | 0.9861% | 0.6295% | 26.56% | 42.92% | 6.677% | 3.931% | 1.413% | 100%
Floorspace-Based | FCZ07 | Office, Large | 0% | 1.339% | 3.457% | 0.8962% | 0.4261% | 5.434% | 0.4876% | 5.847% | 2.709% | 7.33% | 38.05% | 25.43% | 3.226% | 5.144% | 0.2215% | 100%
Floorspace-Based | FCZ07 | Office, Small | 0.5651% | 1.436% | 2.345% | 0.688% | 0% | 2.655% | 0.6488% | 0.6717% | 1.854% | 0.2717% | 19.01% | 58.84% | 4.228% | 6.515% | 0.2737% | 100%
Floorspace-Based | FCZ07 | Refrigerated Warehouse | 0% | 0% | 0% | 0% | 0% | 26.53% | 0% | 6.25% | 2.343% | 0% | 18.13% | 35.82% | 8.608% | 2.316% | 0% | 100%
Floorspace-Based | FCZ07 | Restaurant | 0% | 2.718% | 2.063% | 0.5606% | 0.5272% | 4.245% | 0.8765% | 1.234% | 1.157% | 1.771% | 17.08% | 53.56% | 7.167% | 5.448% | 1.594% | 100%
Floorspace-Based | FCZ07 | Retail | 0.2521% | 0.9871% | 1.046% | 2.137% | 0.1295% | 2.343% | 0.2051% | 2.762% | 2.709% | 3.726% | 26.42% | 42.28% | 5.751% | 7.855% | 1.4% | 100%
Floorspace-Based | FCZ07 | School | 0% | 5.252% | 9.091% | 0.8823% | 1.319% | 1.291% | 1.772% | 6.273% | 4.96% | 9.56% | 21.43% | 30.71% | 2.794% | 4.274% | 0.3959% | 100%
Floorspace-Based | FCZ07 | Warehouse | 0.2449% | 0.6619% | 0.1457% | 0.4701% | 2.737% | 0.1856% | 0.583% | 0.607% | 0.5775% | 0.3136% | 18.43% | 60.56% | 7.763% | 5.441% | 1.281% | 100%
Floorspace-Based | FCZ07 | All Commercial | 0.7581% | 1.494% | 2.444% | 1.283% | 1.104% | 3.146% | 0.9212% | 2.842% | 2.116% | 5.033% | 24.94% | 42.43% | 5.222% | 5.253% | 1.015% | 100%
Floorspace-Based | FCZ08 | College | 19.45% | 0% | 0% | 0.3478% | 0% | 9.108% | 0% | 0% | 0% | 0.5507% | 14.7% | 2.409% | 0% | 53.43% | 0% | 100%
Floorspace-Based | FCZ08 | Food Stores | 0% | 0% | 0.768% | 0% | 0% | 1.432% | 0% | 1.024% | 0.5787% | 0% | 19.38% | 63.1% | 0.338% | 13.38% | 0% | 100%
Floorspace-Based | FCZ08 | Health Care | 0% | 0% | 9.947% | 0% | 0% | 0% | 0% | 5.029% | 0% | 0% | 46.92% | 32.76% | 0% | 5.35% | 0% | 100%
Floorspace-Based | FCZ08 | Lodging | 0% | 0% | 1.042% | 0% | 0% | 3.906% | 0% | 13.19% | 1.8% | 40.49% | 28.3% | 10.26% | 0% | 1.006% | 0% | 100%
Floorspace-Based | FCZ08 | Miscellaneous | 0% | 0.6376% | 0.4745% | 0.9116% | 0.162% | 4.021% | 2.017% | 1.476% | 0.8042% | 6.997% | 24.59% | 33.74% | 2.287% | 21.11% | 0.7672% | 100%
Floorspace-Based | FCZ08 | Office, Large | 0% | 0% | 8.917% | 0% | 0% | 2.376% | 0% | 0% | 0% | 0% | 55.48% | 15.64% | 0% | 9.816% | 7.77% | 100%
Floorspace-Based | FCZ08 | Office, Small | 0% | 2.041% | 0.3624% | 1.383% | 0% | 1.047% | 4.572% | 0% | 2.153% | 1.178% | 23.41% | 51.9% | 2.465% | 8.789% | 0.7034% | 100%
Floorspace-Based | FCZ08 | Refrigerated Warehouse | 0% | 0% | 0% | 0% | 0% | 0% | 0% | 7.749% | 0% | 0% | 60.35% | 31.91% | 0% | 0% | 0% | 100%
Floorspace-Based | FCZ08 | Restaurant | 0.1632% | 0.6061% | 0.6313% | 0% | 1.775% | 3.479% | 0% | 0% | 0.7178% | 0% | 34.99% | 49.74% | 2.411% | 5.483% | 0% | 100%
Floorspace-Based | FCZ08 | Retail | 0% | 0.1743% | 0.134% | 0% | 0% | 1.017% | 0.4832% | 0.7342% | 1.816% | 0.8351% | 33.4% | 45.98% | 6.855% | 4.567% | 4.001% | 100%
Floorspace-Based | FCZ08 | School | 0% | 0% | 0% | 0% | 2.972% | 4.123% | 5.75% | 17.64% | 5.555% | 24.67% | 27.84% | 7.912% | 0% | 2.193% | 1.346% | 100%
Floorspace-Based | FCZ08 | Warehouse | 0% | 1.703% | 2.537% | 0% | 0.4922% | 0% | 0% | 0% | 0% | 9.52% | 22.59% | 50.92% | 2.936% | 9.299% | 0% | 100%
Floorspace-Based | FCZ08 | All Commercial | 2.855% | 0.4504% | 2.058% | 0.3254% | 0.3753% | 3.202% | 1.36% | 2.942% | 1.261% | 6.154% | 30.41% | 29.57% | 1.867% | 15.24% | 1.93% | 100%
Floorspace-Based | FCZ09 | College | 0% | 0% | 0% | 0% | 0% | 0% | 0% | 0% | 0% | 33.86% | 52.09% | 12.53% | 0% | 1.522% | 0% | 100%
Floorspace-Based | FCZ09 | Food Stores | 0% | 0% | 1.097% | 0% | 0% | 0.7215% | 0% | 0% | 4.671% | 1.944% | 47.42% | 39.28% | 2.805% | 0.8526% | 1.209% | 100%
Floorspace-Based | FCZ09 | Health Care | 0% | 0% | 2.922% | 0% | 8.039% | 3.063% | 0% | 35.86% | 0% | 7.412% | 18.17% | 16.48% | 3.78% | 0.4141% | 3.856% | 100%
Floorspace-Based | FCZ09 | Lodging | 0% | 0% | 3.786% | 1.046% | 6.953% | 5.192% | 6.886% | 0% | 5.535% | 8.667% | 32.26% | 29.67% | 0% | 0% | 0% | 100%
Floorspace-Based | FCZ09 | Miscellaneous | 0% | 2.455% | 0% | 0% | 0.8264% | 0% | 0% | 4.28% | 0% | 1.663% | 34.27% | 41.97% | 5.914% | 4.929% | 3.691% | 100%
Floorspace-Based | FCZ09 | Office, Large | 0% | 0% | 0% | 3.078% | 0% | 0% | 3.581% | 0% | 0% | 0% | 5.855% | 83.08% | 0% | 4.402% | 0% | 100%
Floorspace-Based | FCZ09 | Office, Small | 0% | 0.9468% | 0% | 0% | 0% | 6.451% | 2.858% | 0% | 0% | 0% | 14.97% | 40.9% | 11.4% | 22.48% | 0% | 100%
Floorspace-Based | FCZ09 | Refrigerated Warehouse | 0% | 0% | 0% | 0% | 0% | 0% | 0% | 0% | 0% | 0% | 92.16% | 7.844% | 0% | 0% | 0% | 100%
Floorspace-Based | FCZ09 | Restaurant | 0% | 0% | 2.895% | 0.6471% | 0% | 5.247% | 0% | 0% | 0% | 0% | 24.56% | 35.47% | 13.87% | 13.61% | 3.712% | 100%
Floorspace-Based | FCZ09 | Retail | 0.9296% | 0.5516% | 0.5634% | 0.5751% | 0% | 0.2498% | 0% | 0% | 0% | 5.27% | 37.01% | 29.73% | 2.259% | 21.13% | 1.734% | 100%
Floorspace-Based | FCZ09 | School | 0% | 0% | 3.537% | 0% | 0% | 0% | 4.095% | 0% | 7.369% | 7.289% | 43.38% | 24.39% | 1.966% | 7.972% | 0% | 100%
Floorspace-Based | FCZ09 | Warehouse | 0% | 0% | 0% | 0% | 0% | 0% | 0% | 0% | 0% | 0% | 57.02% | 39.58% | 2.199% | 1.2% | 0% | 100%
Floorspace-Based | FCZ09 | All Commercial | 0.1509% | 0.6781% | 1.069% | 0.2366% | 0.8602% | 1.123% | 1.264% | 2.945% | 1.551% | 3.902% | 38.14% | 34.26% | 3.913% | 8.511% | 1.39% | 100%
Floorspace-Based | FCZ10 | College | 0% | 0% | 0% | 0% | 5.193% | 0% | 0% | 1.709% | 0% | 0% | 37.99% | 43.69% | 1.711% | 2.966% | 6.74% | 100%
Floorspace-Based | FCZ10 | Food Stores | 0.5263% | 0% | 0.336% | 0.3065% | 5.978% | 2.881% | 0% | 0% | 6.08% | 4.039% | 33.78% | 24.26% | 13.61% | 2.293% | 5.912% | 100%
Floorspace-Based | FCZ10 | Health Care | 0% | 0.4698% | 2.765% | 0% | 5.802% | 8.398% | 0% | 0.3317% | 1.568% | 22.98% | 11.37% | 24.59% | 5.262% | 7.147% | 9.32% | 100%
Floorspace-Based | FCZ10 | Lodging | 0% | 14.17% | 3.604% | 2.138% | 0% | 4.054% | 0.4324% | 2.543% | 5.415% | 4.72% | 33.61% | 12.86% | 0% | 10.03% | 6.423% | 100%
Floorspace-Based | FCZ10 | Miscellaneous | 0% | 1.474% | 1.793% | 0.7826% | 0.1922% | 6.584% | 0.5576% | 2.153% | 4.612% | 2.001% | 27.18% | 39.4% | 1.563% | 11.66% | 0.04765% | 100%
Floorspace-Based | FCZ10 | Office, Large | 0% | 0% | 0% | 0% | 0% | 9.94% | 9.158% | 12.26% | 0% | 2.436% | 4.934% | 30.96% | 0% | 28.28% | 2.032% | 100%
Floorspace-Based | FCZ10 | Office, Small | 0% | 0% | 0.8601% | 0% | 0% | 2.39% | 0% | 0% | 1.823% | 0.6578% | 20.36% | 36.72% | 10.43% | 26.27% | 0.4839% | 100%
Floorspace-Based | FCZ10 | Refrigerated Warehouse | 0% | 0% | 0% | 0% | 0% | 0% | 0% | 0% | 0% | 0% | 2.863% | 17.46% | 0% | 0% | 79.67% | 100%
Floorspace-Based | FCZ10 | Restaurant | 0.3737% | 3.454% | 0.6296% | 1.083% | 0.1971% | 9.415% | 1.267% | 1.098% | 4.196% | 1.226% | 12.82% | 45.39% | 4.694% | 13% | 1.152% | 100%
Floorspace-Based | FCZ10 | Retail | 0% | 0% | 0.7511% | 0.9251% | 0% | 3.532% | 0.25% | 0.07107% | 0.7421% | 0.03422% | 28.62% | 20.3% | 0.9616% | 11.03% | 32.79% | 100%
Floorspace-Based | FCZ10 | School | 0.623% | 3.436% | 3.676% | 0% | 0% | 3.061% | 0% | 2.426% | 0% | 8.44% | 74.1% | 3.611% | 0% | 0.6225% | 0% | 100%
Floorspace-Based | FCZ10 | Warehouse | 0% | 0.1106% | 9.783% | 0% | 0% | 0.344% | 0.1841% | 0% | 0% | 0.2889% | 38.56% | 17.01% | 6.454% | 20.29% | 6.964% | 100%
Floorspace-Based | FCZ10 | All Commercial | 0.07742% | 1.113% | 4.58% | 0.3518% | 0.5584% | 3.144% | 0.5506% | 1.1% | 1.308% | 2.706% | 33.69% | 22.32% | 4.042% | 14.35% | 10.11% | 100%
Floorspace-Based | FCZ11 | College | 0% | 0% | 0% | 0% | 0% | 7.228% | 0% | 0% | 0% | 4.825% | 44.75% | 33.91% | 0% | 8.687% | 0.5981% | 100%
Floorspace-Based | FCZ11 | Food Stores | 0% | 1.825% | 9.004% | 23.87% | 0% | 0.7527% | 0% | 0.5862% | 0% | 0.746% | 8.444% | 33.83% | 11.44% | 0.1146% | 9.392% | 100%
Floorspace-Based | FCZ11 | Health Care | 30.54% | 0% | 0% | 2.814% | 0.5339% | 9.811% | 0% | 0% | 0% | 9.063% | 1.89% | 23.83% | 2.38% | 1.714% | 17.42% | 100%
Floorspace-Based | FCZ11 | Lodging | 0% | 2.712% | 1.435% | 0.8905% | 0% | 0% | 9.894% | 2.088% | 11.68% | 10.96% | 24.12% | 27.4% | 2.114% | 4.844% | 1.848% | 100%
Floorspace-Based | FCZ11 | Miscellaneous | 0.974% | 3.12% | 0.8783% | 9.809% | 0.9606% | 1.698% | 0.7738% | 1.16% | 3.484% | 0.8621% | 30.6% | 32.48% | 4.033% | 7.263% | 1.9% | 100%
Floorspace-Based | FCZ11 | Office, Large | 0% | 0% | 3.757% | 0% | 0% | 0% | 0% | 0% | 10.05% | 2.562% | 61.45% | 8.605% | 0% | 13.58% | 0% | 100%
Floorspace-Based | FCZ11 | Office, Small | 0% | 0% | 2.407% | 3.179% | 0% | 0.5646% | 0% | 0% | 7.361% | 0.122% | 26.8% | 30.05% | 7.959% | 19.21% | 2.342% | 100%
Floorspace-Based | FCZ11 | Refrigerated Warehouse | 0% | 0% | 0% | 8.925% | 0% | 0% | 0% | 0% | 0% | 27.92% | 60.44% | 2.714% | 0% | 0% | 0% | 100%
Floorspace-Based | FCZ11 | Restaurant | 0% | 3.661% | 2.883% | 1.069% | 1.834% | 6.02% | 0.9108% | 0.6995% | 0% | 5.176% | 18.58% | 32.29% | 11.18% | 13.17% | 2.526% | 100%
Floorspace-Based | FCZ11 | Retail | 0% | 2.837% | 6.334% | 1.566% | 1.008% | 3.313% | 0.02149% | 3.581% | 0% | 6.683% | 14.55% | 31.03% | 3.927% | 24.07% | 1.079% | 100%
Floorspace-Based | FCZ11 | School | 0% | 0.09109% | 2.124% | 0% | 0% | 0% | 0% | 0% | 0% | 0.2267% | 83.34% | 10.18% | 1.269% | 0.7771% | 1.991% | 100%
Floorspace-Based | FCZ11 | Warehouse | 0% | 0.2291% | 18.26% | 0.6623% | 0% | 1.106% | 3.007% | 0% | 0% | 0% | 26.28% | 14.72% | 4.629% | 29.96% | 1.159% | 100%
Floorspace-Based | FCZ11 | All Commercial | 1.499% | 1.39% | 6.849% | 3.713% | 0.4036% | 1.779% | 1.529% | 0.8486% | 2.229% | 2.851% | 32.23% | 22.9% | 4.062% | 15.35% | 2.368% | 100%
Floorspace-Based | FCZ12c | College | 0% | 68.35% | 0% | 0% | 0% | 1.214% | 0% | 0% | 3.6% | 0% | 1.173% | 23.42% | 0.457% | 0.818% | 0.963% | 100%
Floorspace-Based | FCZ12c | Food Stores | 0% | 0% | 0.7879% | 0.2557% | 0.6737% | 3.278% | 0.6128% | 0.1897% | 1.83% | 1.025% | 31.23% | 49.92% | 1.36% | 8.11% | 0.7241% | 100%
Floorspace-Based | FCZ12c | Health Care | 1.047% | 11.42% | 3.752% | 9.14% | 6.012% | 8.339% | 0% | 2.655% | 0.1788% | 10.03% | 14.77% | 25.23% | 0% | 5.69% | 1.737% | 100%
Floorspace-Based | FCZ12c | Lodging | 0.8847% | 0.7603% | 1.26% | 1.519% | 0.8866% | 3.679% | 8.925% | 1.879% | 0.4378% | 15.05% | 30.53% | 14.74% | 0.1321% | 5.656% | 13.66% | 100%
Floorspace-Based | FCZ12c | Miscellaneous | 1.445% | 1.098% | 2.524% | 0.8505% | 0.5945% | 10.18% | 0.4342% | 0.8904% | 0.7307% | 8.406% | 25.1% | 35.61% | 0.8364% | 9.81% | 1.5% | 100%
Floorspace-Based | FCZ12c | Office, Large | 1.559% | 8.741% | 8.251% | 1.672% | 1.598% | 2.509% | 2.695% | 3.68% | 2.233% | 5.94% | 34.28% | 18.54% | 0.2105% | 7.574% | 0.5096% | 100%
Floorspace-Based | FCZ12c | Office, Small | 0.03531% | 1.775% | 1.592% | 1.642% | 0.589% | 3.428% | 0.08371% | 1.04% | 1.567% | 1.018% | 19.09% | 58.38% | 2.768% | 6.601% | 0.3991% | 100%
Floorspace-Based | FCZ12c | Refrigerated Warehouse | 0% | 0% | 1.631% | 0% | 0% | 0% | 0% | 0% | 15.15% | 12.59% | 11.98% | 27.83% | 0% | 30.82% | 0% | 100%
Floorspace-Based | FCZ12c | Restaurant | 0% | 0.6938% | 1.22% | 0.5802% | 0.6047% | 4.481% | 0.1986% | 1.134% | 0.5626% | 0.9105% | 23.81% | 50.72% | 3.174% | 8.533% | 3.376% | 100%
Floorspace-Based | FCZ12c | Retail | 3.063% | 3.488% | 0.1175% | 2.332% | 0.7868% | 3.337% | 0.3551% | 0% | 0.6138% | 8.877% | 19.14% | 49.5% | 3.122% | 5.267% | 0% | 100%
Floorspace-Based | FCZ12c | School | 0.6737% | 24.8% | 4.752% | 0% | 0% | 14.4% | 0% | 0.5794% | 3.558% | 0% | 17.76% | 8.048% | 0.6273% | 24.8% | 0% | 100%
Floorspace-Based | FCZ12c | Warehouse | 0% | 1.077% | 0% | 0% | 0% | 1.735% | 0% | 0% | 0% | 0% | 33.96% | 43.71% | 1.369% | 16.14% | 2.009% | 100%
Floorspace-Based | FCZ12c | All Commercial | 1.12% | 9.164% | 2.946% | 1.582% | 1.01% | 5.335% | 1.402% | 1.375% | 1.495% | 5.944% | 23.84% | 33.17% | 1.156% | 8.541% | 1.922% | 100%
Floorspace-Based | FCZ12i | College | 0% | 0% | 0% | 0% | 0% | 0% | 0% | 0% | 47.77% | 24.47% | 15.91% | 8.3% | 1.301% | 2.251% | 0% | 100%
Floorspace-Based | FCZ12i | Food Stores | 0% | 1.534% | 2.539% | 0% | 1.02% | 2.048% | 1.343% | 0.261% | 0.4495% | 0% | 42.24% | 48.56% | 0% | 0% | 0% | 100%
Floorspace-Based | FCZ12i | Health Care | 6.472% | 16.58% | 4.222% | 1.075% | 7.563% | 1.537% | 0% | 3.511% | 4.376% | 7.173% | 11.38% | 24.97% | 0.9585% | 3.303% | 6.874% | 100%
Floorspace-Based | FCZ12i | Lodging | 0% | 0% | 1.231% | 0% | 0% | 21.14% | 0% | 1.476% | 33.6% | 3.646% | 13.73% | 15.1% | 0% | 4.307% | 5.77% | 100%
Floorspace-Based | FCZ12i | Miscellaneous | 7.811% | 0.9853% | 8.416% | 0.07923% | 0.3053% | 2.214% | 0.09709% | 4.178% | 2.153% | 2.27% | 29.11% | 30.58% | 3.348% | 2.524% | 5.925% | 100%
Floorspace-Based | FCZ12i | Office, Large | 0% | 4.093% | 8.457% | 17.31% | 0% | 14.23% | 0% | 6.724% | 0% | 0% | 6.772% | 34.24% | 0% | 5.038% | 3.14% | 100%
Floorspace-Based | FCZ12i | Office, Small | 0% | 2.388% | 1.831% | 0.02078% | 0.6094% | 0.7379% | 0.9654% | 2.675% | 2.365% | 4.365% | 22.02% | 44.24% | 12.47% | 5.122% | 0.1895% | 100%
Floorspace-Based | FCZ12i | Refrigerated Warehouse | 0% | 0% | 0% | 0% | 0% | 0% | 0% | 0% | 0% | 33.89% | 25.25% | 0% | 0% | 0% | 40.86% | 100%
Floorspace-Based | FCZ12i | Restaurant | 0% | 0.9577% | 1.811% | 0% | 0% | 1.238% | 0% | 4.69% | 1.45% | 3.797% | 17.54% | 53.31% | 5.48% | 8.307% | 1.416% | 100%
Floorspace-Based | FCZ12i | Retail | 0.3553% | 1.077% | 3.609% | 4.389% | 0.02394% | 0% | 0.2047% | 0% | 6.445% | 0.2108% | 30% | 38.32% | 8.748% | 3.642% | 2.975% | 100%
Floorspace-Based | FCZ12i | School | 0% | 11.89% | 0.3665% | 0% | 0% | 12.25% | 0% | 0% | 0% | 13.63% | 30.7% | 11.74% | 0% | 19.42% | 0% | 100%
Floorspace-Based | FCZ12i | Warehouse | 0.2229% | 2.401% | 0% | 0% | 0% | 0% | 0% | 0% | 0% | 0% | 30.33% | 58.13% | 2.248% | 6.669% | 0% | 100%
Floorspace-Based | FCZ12i | All Commercial | 2.472% | 4.124% | 4.032% | 2.235% | 0.907% | 4.76% | 0.1907% | 2.295% | 6.939% | 4.853% | 23.76% | 30.74% | 3.87% | 5.526% | 3.297% | 100%
Floorspace-Based | FCZ13 | College | 0% | 0% | 0% | 0% | 0% | 19.69% | 0% | 0% | 0% | 0% | 19.07% | 36.85% | 0% | 21.69% | 2.693% | 100%
Floorspace-Based | FCZ13 | Food Stores | 0% | 0% | 0% | 0.1391% | 0.05418% | 8.314% | 0% | 0.3205% | 2.071% | 6.354% | 23.74% | 39.36% | 0.3861% | 17.03% | 2.235% | 100%
Floorspace-Based | FCZ13 | Health Care | 11.98% | 0% | 2.435% | 0% | 0% | 6.132% | 1.553% | 0% | 0% | 9.181% | 37.04% | 20.25% | 0% | 6.932% | 4.492% | 100%
Floorspace-Based | FCZ13 | Lodging | 4.723% | 2.295% | 0% | 0% | 0% | 10.86% | 0% | 9.079% | 0% | 20.28% | 33.23% | 13.39% | 0% | 6.151% | 0% | 100%
Floorspace-Based | FCZ13 | Miscellaneous | 0.7311% | 2.243% | 5.408% | 0.1051% | 0.1871% | 3.697% | 0.02902% | 1.758% | 2.31% | 3.622% | 21.94% | 42.72% | 0.1308% | 15.07% | 0.04781% | 100%
Floorspace-Based | FCZ13 | Office, Large | 0% | 1.704% | 0% | 3.233% | 3.822% | 2.39% | 0% | 0% | 5.712% | 4.656% | 39% | 37.48% | 0% | 2% | 0% | 100%
Floorspace-Based | FCZ13 | Office, Small | 0% | 2.491% | 2.7% | 0% | 0% | 2.148% | 0% | 0.2709% | 0.1072% | 4.484% | 10.57% | 62.7% | 0.5062% | 13.21% | 0.8142% | 100%
Floorspace-Based | FCZ13 | Refrigerated Warehouse | 3.723% | 34.19% | 0% | 0% | 0% | 0% | 0% | 0% | 0% | 10.34% | 44.03% | 0% | 0% | 7.728% | 0% | 100%
Floorspace-Based | FCZ13 | Restaurant | 0% | 0% | 2.21% | 0% | 0.1911% | 6.359% | 0.561% | 1.147% | 0.769% | 0% | 14.09% | 50.29% | 1.651% | 20.17% | 2.552% | 100%
Floorspace-Based | FCZ13 | Retail | 0.8236% | 0% | 4.001% | 0% | 3.389% | 3.882% | 0.5149% | 0.5557% | 4.246% | 0.1379% | 19.47% | 44.2% | 0.7134% | 14.55% | 3.519% | 100%
Floorspace-Based | FCZ13 | School | 2.296% | 4.067% | 0.2356% | 0% | 0.4466% | 0% | 0% | 0% | 2.074% | 0.3954% | 31.27% | 52.25% | 0% | 6.902% | 0.0629% | 100%
Floorspace-Based | FCZ13 | Warehouse | 0% | 0% | 0% | 0% | 0% | 1.026% | 0% | 0% | 0% | 3.025% | 23.68% | 64.95% | 0.05564% | 7.262% | 0% | 100%
Floorspace-Based | FCZ13 | All Commercial | 1.508% | 1.763% | 2.234% | 0.5106% | 1.221% | 4.042% | 0.2187% | 0.7559% | 2.295% | 3.713% | 25.3% | 43.91% | 0.262% | 11.01% | 1.263% | 100%
Floorspace-Based | FCZ16 | College | 0% | 1.187% | 0% | 0% | 0% | 0% | 0% | 0% | 0% | 0% | 98.78% | 0% | 0% | 0.03582% | 0% | 100%
Floorspace-Based | FCZ16 | Food Stores | 0% | 0% | 0% | 0% | 0% | 0% | 0% | 0% | 0% | 0.2374% | 24.21% | 63.54% | 0.9168% | 5.254% | 5.841% | 100%
Floorspace-Based | FCZ16 | Health Care | 0% | 0% | 0% | 0% | 0% | 0% | 0% | 0% | 0% | 0% | 31.42% | 68.58% | 0% | 0% | 0% | 100%
Floorspace-Based | FCZ16 | Lodging | 0% | 0% | 0% | 0% | 0% | 5.624% | 1.876% | 0% | 4.295% | 0% | 50.7% | 17.72% | 0% | 0% | 19.79% | 100%
Floorspace-Based | FCZ16 | Miscellaneous | 0% | 0.8248% | 1.098% | 0% | 0.5553% | 1.295% | 0% | 0% | 0.6036% | 1.887% | 32.76% | 57.69% | 0.1835% | 3.099% | 0% | 100%
Floorspace-Based | FCZ16 | Office, Large | 0% | 0% | 5.247% | 0% | 2.679% | 6.415% | 0% | 0% | 4.633% | 6.818% | 52.53% | 19.11% | 0% | 2.238% | 0.3267% | 100%
Floorspace-Based | FCZ16 | Office, Small | 0% | 0% | 0% | 0% | 0% | 0% | 0% | 3.43% | 12.14% | 0% | 21.8% | 61.39% | 0% | 1.24% | 0% | 100%
Floorspace-Based | FCZ16 | Refrigerated Warehouse | 0% | 0% | 0% | 0% | 0% | 0% | 0% | 0% | 0% | 0% | 34.54% | 54.22% | 11.25% | 0% | 0% | 100%
Floorspace-Based | FCZ16 | Restaurant | 0% | 0% | 0% | 0% | 0.8668% | 0.4493% | 0% | 0% | 0% | 0% | 15.13% | 69.95% | 8.309% | 5.297% | 0% | 100%
Floorspace-Based | FCZ16 | Retail | 0% | 2.003% | 0.3267% | 0% | 0% | 0% | 0% | 0% | 1.853% | 0% | 17.87% | 59.99% | 2.308% | 14.85% | 0.7997% | 100%
Floorspace-Based | FCZ16 | School | 0% | 14.09% | 0% | 0% | 0% | 8.373% | 0% | 0% | 0% | 6.122% | 31.93% | 31.79% | 2.833% | 4.859% | 0% | 100%
Floorspace-Based | FCZ16 | Warehouse | 0% | 0% | 0% | 0% | 0% | 0% | 0% | 0% | 0% | 0% | 69.58% | 19.41% | 10.01% | 0.9959% | 0% | 100%
Floorspace-Based | FCZ16 | All Commercial | 0% | 1.867% | 1.789% | 0% | 0.9163% | 3.294% | 0.09654% | 0.2164% | 2.688% | 2.98% | 42.07% | 37.61% | 1.428% | 3.704% | 1.338% | 100%
Floorspace-Based | FCZ17 | College | 0% | 21.44% | 0% | 0% | 0% | 0% | 0% | 0% | 0% | 0% | 31.1% | 46.87% | 0% | 0.5926% | 0% | 100%
Floorspace-Based | FCZ17 | Food Stores | 0% | 25.1% | 0% | 0% | 0% | 0.6171% | 0% | 0% | 0.4388% | 3.753% | 8.968% | 50.17% | 3.273% | 7.166% | 0.5087% | 100%
Floorspace-Based | FCZ17 | Health Care | 0% | 15.84% | 0% | 0% | 0% | 0% | 29.03% | 0% | 0% | 1.701% | 20.68% | 32.75% | 0% | 0% | 0% | 100%
Floorspace-Based | FCZ17 | Lodging | 0% | 0% | 0% | 0% | 0% | 0% | 0% | 4.585% | 0% | 58.87% | 35.18% | 0% | 1.364% | 0% | 0% | 100%
Floorspace-Based | FCZ17 | Miscellaneous | 0% | 2.557% | 0% | 4.406% | 0.5711% | 1.08% | 0% | 0% | 1.574% | 0.6881% | 33.74% | 37.05% | 14.61% | 3.719% | 0% | 100%
Floorspace-Based | FCZ17 | Office, Large | 0% | 0% | 0% | 0% | 0% | 0% | 0% | 0% | 0% | 0% | 89.63% | 1.309% | 0% | 9.057% | 0% | 100%
Floorspace-Based | FCZ17 | Office, Small | 0% | 0% | 1.644% | 0% | 0% | 0% | 0% | 0% | 0% | 0% | 28.72% | 48.62% | 14.11% | 6.906% | 0% | 100%
Floorspace-Based | FCZ17 | Refrigerated Warehouse | 0% | 0% | 0% | 0% | 0% | 0% | 0% | 0% | 37.82% | 0% | 8.871% | 53.31% | 0% | 0% | 0% | 100%
Floorspace-Based | FCZ17 | Restaurant | 0% | 0% | 0.388% | 0% | 0% | 0.254% | 2.851% | 0% | 0% | 0% | 30.37% | 54.95% | 6.582% | 3.882% | 0.7214% | 100%
Floorspace-Based | FCZ17 | Retail | 0% | 0% | 4.273% | 0% | 0% | 0% | 0% | 1.179% | 3.37% | 0% | 26.78% | 54.13% | 2.889% | 6.841% | 0.534% | 100%
Floorspace-Based | FCZ17 | School | 0% | 8.713% | 0% | 0% | 0% | 14.79% | 0% | 0% | 5.824% | 5.143% | 47.24% | 12.3% | 5.985% | 0% | 0% | 100%
Floorspace-Based | FCZ17 | Warehouse | 0% | 0% | 0% | 0% | 0% | 0% | 0% | 0% | 0% | 0% | 15.21% | 83.48% | 0.8525% | 0.4615% | 0% | 100%
Floorspace-Based | FCZ17 | All Commercial | 0% | 4.066% | 1.011% | 0.781% | 0.1012% | 2.186% | 1.925% | 0.3049% | 2.378% | 1.968% | 35.25% | 40.02% | 5.692% | 4.155% | 0.1635% | 100%
Sites-Based | Statewide | College | 0.5131% | 1.62% | 1.01% | 0.6914% | 0.1409% | 1.898% | 0.1817% | 0.3024% | 0.6346% | 0.8743% | 11.35% | 56.72% | 7.328% | 15.68% | 1.052% | 100% | ↓ % of Commercial sites
Sites-Based | Statewide | Food Stores | 0.3139% | 1.17% | 1.607% | 0.5082% | 0.613% | 3.589% | 0.3282% | 0.8572% | 1.191% | 1.633% | 30.29% | 47.61% | 5.872% | 3.117% | 1.298% | 100%
Sites-Based | Statewide | Health Care | 0.7573% | 0.684% | 1.837% | 0.7077% | 0.8702% | 3.901% | 0.1682% | 1.137% | 1.339% | 2.84% | 15.95% | 52.26% | 7.023% | 7.61% | 2.913% | 100%
Sites-Based | Statewide | Lodging | 0.5914% | 1.698% | 2.433% | 1.019% | 0.9684% | 5.935% | 1.254% | 2.197% | 4.536% | 6.724% | 33.94% | 31.42% | 1.716% | 3.517% | 2.055% | 100%
Sites-Based | Statewide | Miscellaneous | 0.401% | 1.289% | 1.71% | 0.731% | 0.6452% | 2.739% | 0.4256% | 0.7798% | 1.022% | 0.9539% | 16.37% | 59.48% | 6.294% | 5.797% | 1.357% | 100%
Sites-Based | Statewide | Office, Large | 0.6348% | 1.89% | 5.113% | 1.004% | 0.5124% | 3.805% | 0.8429% | 1.588% | 1.831% | 4.196% | 35.73% | 31.74% | 2.259% | 8.011% | 0.8485% | 100%
Sites-Based | Statewide | Office, Small | 0.1583% | 0.7685% | 1.52% | 0.3183% | 0.1237% | 1.827% | 0.1811% | 0.3974% | 1.533% | 0.5634% | 15.29% | 58.18% | 5.73% | 12.38% | 1.031% | 100%
Sites-Based | Statewide | Refrigerated Warehouse | 0.2674% | 0.5534% | 1.305% | 0.5239% | 0.6102% | 4.849% | 0.4695% | 1.905% | 2.231% | 3.071% | 17.95% | 52.54% | 6.125% | 4.357% | 3.244% | 100%
Sites-Based | Statewide | Restaurant | 0.1157% | 1.243% | 1.459% | 0.5369% | 0.282% | 2.689% | 0.4734% | 0.7273% | 0.8125% | 0.7206% | 17.66% | 53.08% | 8.307% | 10.02% | 1.884% | 100%
Sites-Based | Statewide | Retail | 0.1202% | 0.6651% | 0.7303% | 0.3901% | 0.1534% | 1.645% | 0.2205% | 0.306% | 0.5548% | 0.5578% | 13.52% | 61.8% | 8.672% | 9.475% | 1.189% | 100%
Sites-Based | Statewide | School | 0.7006% | 3.527% | 3.173% | 0.4122% | 0.3213% | 4.916% | 0.7649% | 2.263% | 1.707% | 4.388% | 28.66% | 38.19% | 4.507% | 5.693% | 0.78% | 100%
Sites-Based | Statewide | Warehouse | 0.2139% | 1.066% | 0.5963% | 0.1902% | 0.488% | 1.822% | 0.405% | 0.09542% | 0.5412% | 0.452% | 14.65% | 61.82% | 6.511% | 9.997% | 1.148% | 100%
Sites-Based | Statewide | All Commercial | 0.2458% | 1.043% | 1.427% | 0.4775% | 0.3293% | 2.362% | 0.328% | 0.6014% | 1.086% | 0.9914% | 16.92% | 56.89% | 6.795% | 9.195% | 1.303% | 100%
Sites-Based | PG&E Tot | College | 0.6709% | 0.6922% | 1.191% | 1.164% | 0.03807% | 0.3105% | 0.1727% | 0.795% | 0.7008% | 1.589% | 15.17% | 51.57% | 16.64% | 8.939% | 0.356% | 100%
Sites-Based | PG&E Tot | Food Stores | 0.1256% | 1.37% | 1.652% | 0.235% | 0.6235% | 4.386% | 0.1337% | 0.9841% | 0.7078% | 1.535% | 34.6% | 41.96% | 7.557% | 3.044% | 1.085% | 100%
Sites-Based | PG&E Tot | Health Care | 0.5918% | 1.074% | 2.937% | 0.5138% | 0.1043% | 5.964% | 0.2933% | 1.114% | 2.737% | 2.978% | 19.89% | 43.48% | 6.995% | 8.019% | 3.309% | 100%
Sites-Based | PG&E Tot | Lodging | 1.109% | 2.156% | 1.841% | 0.6514% | 1.364% | 5.539% | 1.167% | 1.671% | 4.33% | 5.29% | 40.89% | 26.47% | 2.054% | 4.244% | 1.22% | 100%
Sites-Based | PG&E Tot | Miscellaneous | 0.6304% | 1.425% | 2.052% | 0.7754% | 0.7415% | 3.881% | 0.622% | 0.7059% | 0.9419% | 1.116% | 18.27% | 51.35% | 7.835% | 6.988% | 2.66% | 100%
Sites-Based | PG&E Tot | Office, Large | 0.9657% | 0% | 1.834% | 0.1892% | 0.314% | 5.237% | 0.2471% | 1.524% | 1.31% | 3.649% | 41.16% | 31.28% | 2.406% | 9.673% | 0.2186% | 100%
Sites-Based | PG&E Tot | Office, Small | 0.2393% | 0.583% | 1.343% | 0.04578% | 0.197% | 2.548% | 0.09887% | 0.3731% | 1.555% | 0.4574% | 17.4% | 53.33% | 5.809% | 14.43% | 1.593% | 100%
Sites-Based | PG&E Tot | Refrigerated Warehouse | 0.798% | 0.8077% | 1.306% | 0% | 2.1% | 6.168% | 1.615% | 1.81% | 0.6118% | 4.889% | 16.64% | 51.12% | 4.731% | 2.989% | 4.415% | 100%
Sites-Based | PG&E Tot | Restaurant | 0.2726% | 0.9673% | 0.9764% | 0.514% | 0.06227% | 2.226% | 0.2627% | 0.3984% | 0.5124% | 0.5537% | 20.57% | 48.58% | 9.77% | 11.79% | 2.539% | 100%
Sites-Based | PG&E Tot | Retail | 0.08181% | 0.5946% | 0.4649% | 0.3813% | 0.1361% | 1.963% | 0.275% | 0.155% | 0.102% | 0.6528% | 16.27% | 57.73% | 10.92% | 8.951% | 1.327% | 100%
Sites-Based | PG&E Tot | School | 1.451% | 3.776% | 2.068% | 0% | 0.1061% | 3.794% | 0.4922% | 1.254% | 3.527% | 5.547% | 32.2% | 36.08% | 3.857% | 4.782% | 1.071% | 100%
Sites-Based | PG&E Tot | Warehouse | 0.5109% | 1.639% | 0.7843% | 0.3415% | 0.3524% | 4.644% | 0.2838% | 0.07825% | 0.3874% | 0.5574% | 17.38% | 57.29% | 6.837% | 7.4% | 1.522% | 100%
Sites-Based | PG&E Tot | All Commercial | 0.3735% | 0.9992% | 1.353% | 0.3901% | 0.3428% | 3.054% | 0.3163% | 0.5172% | 1.016% | 1.04% | 19.76% | 51.32% | 7.881% | 9.786% | 1.848% | 100%
Sites-Based | SCE Tot | College | 0.5302% | 2.452% | 1.126% | 0.5508% | 0.2377% | 2.602% | 0.2287% | 0.06048% | 0.2452% | 0.3927% | 8.919% | 59.98% | 2.037% | 19.12% | 1.518% | 100%
Sites-Based | SCE Tot | Food Stores | 0.6577% | 0.9917% | 1.941% | 0.9379% | 0.5728% | 3.775% | 0.3946% | 0.9492% | 1.349% | 1.916% | 27.57% | 50.11% | 5.041% | 2.192% | 1.603% | 100%
Sites-Based | SCE Tot | Health Care | 0.7237% | 0.09542% | 0.9751% | 0.4215% | 1.436% | 2.994% | 0% | 1.321% | 0.369% | 3.01% | 13.14% | 52.49% | 10.51% | 9.501% | 3.017% | 100%
Sites-Based | SCE Tot | Lodging | 0% | 1.562% | 2.816% | 1.656% | 0.6736% | 4.176% | 1.134% | 2.665% | 5.072% | 6.544% | 26.27% | 40.34% | 1.751% | 3.164% | 2.176% | 100%
Sites-Based | SCE Tot | Miscellaneous | 0.2208% | 1.335% | 1.53% | 0.8288% | 0.5461% | 1.962% | 0.2938% | 0.9688% | 1.204% | 0.5668% | 14.11% | 66.29% | 4.737% | 4.974% | 0.436% | 100%
Sites-Based | SCE Tot | Office, Large | 0% | 1.436% | 6.19% | 1.325% | 0.2008% | 2.616% | 1.37% | 1.947% | 1.577% | 3.632% | 35.97% | 29.6% | 3.801% | 9.024% | 1.312% | 100%
Sites-Based | SCE Tot | Office, Small | 0.1542% | 0.9209% | 1.592% | 0.4312% | 0% | 1.323% | 0.2981% | 0.1361% | 1.83% | 0.422% | 14.1% | 58.19% | 6.336% | 13.35% | 0.9144% | 100%
Sites-Based | SCE Tot | Refrigerated Warehouse | 0% | 0% | 0% | 1.039% | 0% | 6.061% | 0% | 2.735% | 0.5789% | 2.344% | 18.08% | 53.56% | 8.666% | 3.679% | 3.259% | 100%
Sites-Based | SCE Tot | Restaurant | 0.06135% | 1.994% | 2.169% | 0.7354% | 0.4586% | 3.826% | 0.6614% | 1.009% | 1.398% | 1.039% | 15.19% | 53.25% | 7.072% | 9.592% | 1.543% | 100%
Sites-Based | SCE Tot | Retail | 0.1309% | 0.8165% | 0.6687% | 0.4244% | 0.1605% | 2.096% | 0.1624% | 0.4983% | 0.5015% | 0.6014% | 13% | 62.65% | 6.385% | 10.54% | 1.362% | 100%
Sites-Based | SCE Tot | School | 0.2376% | 3.291% | 3.882% | 0.8479% | 0.4458% | 2.148% | 1.284% | 3.623% | 0.7192% | 3.686% | 28.51% | 42.04% | 4.177% | 4.156% | 0.9553% | 100%
Sites-Based | SCE Tot | Warehouse | 0.08875% | 1.069% | 0.7293% | 0.1854% | 0.7465% | 0.8352% | 0.6242% | 0.1412% | 0.8297% | 0.5036% | 12.16% | 61.75% | 7.207% | 11.78% | 1.352% | 100%
Sites-Based | SCE Tot | All Commercial | 0.1879% | 1.197% | 1.487% | 0.5819% | 0.3197% | 2.161% | 0.3733% | 0.6933% | 1.184% | 0.903% | 15.19% | 58.79% | 6.025% | 9.741% | 1.171% | 100%
Sites-Based | SDG&E Tot | College | 0% | 0.3251% | 0% | 0% | 0% | 6.609% | 0% | 0% | 5.061% | 2.36% | 10.13% | 48.86% | 11.13% | 14.74% | 0.7876% | 100%
Sites-Based | SDG&E Tot | Food Stores | 0% | 0.8848% | 2.578% | 0.3246% | 1.838% | 2.862% | 1.553% | 0.779% | 2.049% | 0.753% | 33.54% | 46.23% | 3.022% | 2.987% | 0.6016% | 100%
Sites-Based | SDG&E Tot | Health Care | 2.592% | 2.93% | 3.441% | 4.432% | 2.934% | 4.504% | 0% | 2.333% | 2.592% | 4.268% | 11.33% | 49.31% | 1.274% | 3.02% | 5.049% | 100%
Sites-Based | SDG&E Tot | Lodging | 0.6426% | 1.139% | 5.543% | 1.139% | 0.993% | 8.489% | 1.861% | 3.604% | 6.511% | 15.63% | 24.95% | 22.6% | 0.4965% | 3.19% | 3.204% | 100%
Sites-Based | SDG&E Tot | Miscellaneous | 0.6326% | 1.638% | 2.769% | 0.911% | 1.176% | 3.11% | 0.6386% | 1.248% | 1.152% | 1.644% | 17.52% | 53.13% | 9.263% | 4.397% | 0.7734% | 100%
Sites-Based | SDG&E Tot | Office, Large | 2.113% | 9.665% | 9.988% | 3.067% | 0.4363% | 3.801% | 2.18% | 2.715% | 0.5441% | 3.553% | 20.46% | 33.03% | 0.4363% | 6.079% | 1.927% | 100%
Sites-Based | SDG&E Tot | Office, Small | 0.08025% | 1.331% | 1.83% | 1.196% | 0.4818% | 2.336% | 0.2322% | 1.036% | 1.016% | 1.309% | 14.82% | 60.22% | 7.255% | 6.547% | 0.3089% | 100%
Sites-Based | SDG&E Tot | Refrigerated Warehouse | 0% | 0% | 16.38% | 0% | 0% | 0% | 0% | 0% | 5.905% | 4.472% | 8.983% | 33.88% | 0% | 24.76% | 5.624% | 100%
Sites-Based | SDG&E Tot | Restaurant | 0% | 1.224% | 2.159% | 0.7908% | 0.3799% | 2.909% | 0.3895% | 1.97% | 0.6326% | 1.365% | 18.27% | 51.99% | 5.675% | 8.903% | 3.348% | 100%
Sites-Based | SDG&E Tot | Retail | 0.4956% | 0.6396% | 1.04% | 1.307% | 0.3432% | 0.4146% | 0.9477% | 0% | 1.187% | 1.388% | 11.98% | 58.39% | 17.06% | 4.532% | 0.2748% | 100%
Sites-Based | SDG&E Tot | School | 1.947% | 8.852% | 6.579% | 0% | 0% | 10.28% | 0% | 1.947% | 1.947% | 3.836% | 17.47% | 23.74% | 3.895% | 19.5% | 0% | 100%
Sites-Based | SDG&E Tot | Warehouse | 0.4123% | 0.8576% | 0% | 0% | 0% | 0.7755% | 0% | 0% | 0% | 0% | 14.27% | 66.01% | 3.985% | 13.33% | 0.3525% | 100%
Sites-Based | SDG&E Tot | All Commercial | 0.3946% | 1.579% | 2.227% | 1.102% | 0.6284% | 2.5% | 0.5594% | 1.032% | 1.214% | 1.706% | 16.15% | 54.96% | 8.45% | 6.558% | 0.9392% | 100%
Sites-Based | LADWP Tot | College | 0% | 1.896% | 0% | 0% | 0% | 0% | 0% | 0% | 0% | 0% | 21.01% | 71.78% | 0% | 5.31% | 0% | 100%
Sites-Based | LADWP Tot | Food Stores | 0% | 1.801% | 0% | 0% | 0% | 0.4062% | 0% | 0% | 0.3306% | 1.549% | 22.23% | 60.85% | 6.643% | 4.542% | 1.647% | 100%
Sites-Based | LADWP Tot | Health Care | 0% | 0.3011% | 0% | 0% | 0% | 0% | 0.2486% | 0% | 0% | 0.484% | 14.5% | 84.47% | 0% | 0% | 0% | 100%
Sites-Based | LADWP Tot | Lodging | 0% | 0% | 0% | 0% | 0% | 14% | 1.988% | 0.3859% | 0.761% | 1.546% | 40.14% | 33.36% | 1.503% | 0% | 6.316% | 100%
Sites-Based | LADWP Tot | Miscellaneous | 0% | 0.1438% | 0.236% | 0.1997% | 0.4027% | 0.5494% | 0% | 0% | 0.3947% | 0.9945% | 17.78% | 71.4% | 5.663% | 2.238% | 0% | 100%
Sites-Based | LADWP Tot | Office, Large | 0% | 0% | 9.336% | 0% | 1.69% | 2.81% | 0% | 0% | 5.132% | 7.349% | 38.35% | 31.37% | 0% | 3.325% | 0.6318% | 100%
Sites-Based | LADWP Tot | Office, Small | 0% | 0% | 0.8563% | 0% | 0% | 0% | 0% | 1.023% | 1.34% | 0% | 16.27% | 72.67% | 2.498% | 5.342% | 0% | 100%
Sites-Based | LADWP Tot | Refrigerated Warehouse | 0% | 0% | 0% | 0% | 0% | 0% | 0% | 0% | 10.83% | 0% | 19.77% | 66.51% | 2.89% | 0% | 0% | 100%
Sites-Based | LADWP Tot | Restaurant | 0% | 0% | 0.06956% | 0% | 0.1842% | 0.2538% | 0.5618% | 0% | 0% | 0% | 19.51% | 63.63% | 11.65% | 3.927% | 0.2007% | 100%
Sites-Based | LADWP Tot | Retail | 0% | 0.5396% | 1.319% | 0% | 0% | 0% | 0% | 0.2121% | 1.279% | 0% | 11.93% | 65.96% | 9.372% | 8.486% | 0.9023% | 100%
Sites-Based | LADWP Tot | School | 0% | 1.534% | 0% | 0% | 0% | 18.23% | 0% | 0% | 1.36% | 6.058% | 31.93% | 25.93% | 9.75% | 5.204% | 0% | 100%
Sites-Based | LADWP Tot | Warehouse | 0% | 0% | 0% | 0% | 0% | 0% | 0% | 0% | 0% | 0% | 19.64% | 73.18% | 5.636% | 1.54% | 0% | 100%
Sites-Based | LADWP Tot | All Commercial | 0% | 0.3322% | 0.7785% | 0.03262% | 0.1194% | 0.7493% | 0.1025% | 0.2734% | 0.9228% | 0.5233% | 16.98% | 66.56% | 6.993% | 5.194% | 0.4437% | 100%
Sites-Based | SMUD Tot | College | 0% | 0% | 0% | 0% | 0% | 1.046% | 0% | 0% | 0% | 0% | 7.485% | 57.28% | 0% | 32.55% | 1.644% | 100%
Sites-Based | SMUD Tot | Food Stores | 0% | 0% | 0% | 0.378% | 0.1393% | 3.584% | 0% | 1.041% | 4.766% | 1.572% | 31.38% | 44.85% | 1.697% | 9.925% | 0.6671% | 100%
Sites-Based | SMUD Tot | Health Care | 0.8816% | 0% | 2.426% | 0% | 0% | 3.488% | 0.8816% | 0% | 0% | 2.876% | 22.33% | 53.99% | 0% | 11.64% | 1.486% | 100%
Sites-Based | SMUD Tot | Lodging | 1.226% | 1.708% | 0% | 0% | 0% | 10.69% | 0% | 4.077% | 0% | 13.54% | 44.92% | 17.93% | 0% | 5.906% | 0% | 100%
Sites-Based | SMUD Tot | Miscellaneous | 0.2508% | 1.668% | 1.627% | 0.2508% | 0.2508% | 2.633% | 0.2508% | 0.9197% | 1.502% | 1.851% | 11.91% | 63.17% | 0.7523% | 12.67% | 0.2974% | 100%
Sites-Based | SMUD Tot | Office, Large | 0% | 3.339% | 0% | 1.855% | 1.904% | 3.339% | 0% | 0% | 3.808% | 7.253% | 26.1% | 49.06% | 0% | 3.339% | 0% | 100%
Sites-Based | SMUD Tot | Office, Small | 0% | 0.9774% | 2.846% | 0% | 0% | 2.614% | 0% | 0.2781% | 0.2207% | 2.011% | 7.799% | 66.83% | 1.679% | 13.67% | 1.075% | 100%
Sites-Based | SMUD Tot | Refrigerated Warehouse | 2.105% | 18.89% | 0% | 0% | 0% | 0% | 0% | 0% | 0% | 12.75% | 52.4% | 0% | 0% | 13.85% | 0% | 100%
Sites-Based | SMUD Tot | Restaurant | 0% | 0% | 1.475% | 0% | 0.4171% | 2.629% | 0.1309% | 0.5803% | 0.3556% | 0% | 11.46% | 54.56% | 2.661% | 22.86% | 2.866% | 100%
Sites-Based | SMUD Tot | Retail | 0.09387% | 0% | 0.627% | 0% | 0.4385% | 2.413% | 0.09387% | 0.09003% | 0.6503% | 0.09003% | 8.375% | 71.34% | 1.985% | 12.96% | 0.8442% | 100%
Sites-Based | SMUD Tot | School | 0.6417% | 0.6417% | 4.951% | 0% | 1.728% | 0% | 0% | 0% | 1.253% | 1.219% | 17.28% | 65.18% | 0% | 6.896% | 0.212% | 100%
Sites-Based | SMUD Tot | Warehouse | 0% | 0% | 0% | 0% | 0% | 1.96% | 0% | 0% | 0% | 1.046% | 17.54% | 57.49% | 0.8973% | 21.06% | 0% | 100%
Sites-Based | SMUD Tot | All Commercial | 0.1114% | 0.6651% | 1.599% | 0.09133% | 0.2832% | 2.559% | 0.09958% | 0.3926% | 0.8452% | 1.342% | 11.85% | 63.12% | 1.529% | 14.5% | 1.011% | 100%
Sites-Based | FCZ01 Tot | College | 1.267% | 0% | 2.197% | 2.197% | 0% | 0% | 0.326% | 0.3774% | 1.267% | 1.324% | 13.37% | 70.27% | 4.772% | 2.574% | 0.05708% | 100%
Sites-Based | FCZ01 Tot | Food Stores | 0% | 1.103% | 1.826% | 0.4141% | 0.4371% | 3.164% | 0% | 0.9964% | 0.5709% | 1.485% | 37.08% | 46.34% | 4.386% | 1.908% | 0.2846% | 100%
Sites-Based | FCZ01 Tot | Health Care | 0.9889% | 1.216% | 2.672% | 0% | 0% | 5.874% | 0.4009% | 1.821% | 3.277% | 0.9889% | 15.16% | 50.82% | 7.099% | 7.243% | 2.443% | 100%
Sites-Based | FCZ01 Tot | Lodging | 2.423% | 1.211% | 1.99% | 0.4725% | 0.3701% | 3.694% | 1.211% | 1.299% | 3.136% | 4.094% | 40.3% | 35.35% | 1.478% | 1.417% | 1.551% | 100%
Sites-Based | FCZ01 Tot | Miscellaneous | 0.9362% | 1.266% | 1.894% | 0.5019% | 1.124% | 3.638% | 0.9045% | 0.6883% | 0.9757% | 1.198% | 18.25% | 55.4% | 6.029% | 5.594% | 1.603% | 100%
Sites-Based | FCZ01 Tot | Office, Large | 0.9037% | 0% | 1.894% | 0% | 0.4171% | 4.154% | 0.3282% | 1.603% | 0.7801% | 4.657% | 42.39% | 34.23% | 1.385% | 7.256% | 0% | 100%
Sites-Based | FCZ01 Tot | Office, Small | 0.4112% | 1.081% | 0.8979% | 0.08347% | 0.04359% | 1.535% | 0% | 0.1669% | 0.7048% | 0.1999% | 19.28% | 61.99% | 3.903% | 7.209% | 2.497% | 100%
Sites-Based | FCZ01 Tot | Refrigerated Warehouse | 0% | 1.875% | 0% | 0% | 0% | 0% | 3.75% | 3.295% | 1.42% | 1.42% | 16.92% | 63.96% | 6.578% | 0% | 0.7901% | 100%
Sites-Based | FCZ01 Tot | Restaurant | 0.3543% | 0.9811% | 1.009% | 0.3543% | 0.1214% | 2.047% | 0.1821% | 0.2887% | 0.1214% | 0.8003% | 20.97% | 54.36% | 8.54% | 7.83% | 2.035% | 100%
Sites-Based | FCZ01 Tot | Retail | 0.03063% | 0.6778% | 0.4383% | 0.4772% | 0% | 2.603% | 0.1022% | 0.1328% | 0.1225% | 0.1901% | 19.06% | 62.25% | 6.571% | 6.461% | 0.8813% | 100%
Sites-Based | FCZ01 Tot | School | 0.8556% | 1.38% | 2.759% | 0% | 0% | 3.203% | 0% | 0% | 1.533% | 5.803% | 34.74% | 41.51% | 4.488% | 2.246% | 1.486% | 100%
Sites-Based | FCZ01 Tot | Warehouse | 0.3972% | 1.313% | 0.2977% | 0% | 0.7055% | 3.948% | 0.3083% | 0% | 0.3083% | 0.3083% | 15.22% | 65.65% | 6.981% | 4.479% | 0.08345% | 100%
Sites-Based | FCZ01 Tot | All Commercial | 0.5125% | 1.009% | 1.231% | 0.3559% | 0.3777% | 2.674% | 0.3344% | 0.4364% | 0.6699% | 0.8894% | 20.81% | 57.34% | 5.676% | 6.121% | 1.562% | 100%
Sites-Based | FCZ02 Tot | College | 0% | 4.476% | 0% | 0% | 0.5939% | 0% | 0% | 0% | 0% | 0% | 8.038% | 43.45% | 43.45% | 0% | 0% | 100%
Sites-Based | FCZ02 Tot | Food Stores | 0% | 0.7712% | 0% | 0% | 1.828% | 6.234% | 0.697% | 0% | 0.697% | 1.555% | 35.12% | 37.64% | 11.72% | 3.539% | 0.2041% | 100%
Sites-Based | FCZ02 Tot | Health Care | 0% | 1.764% | 3.067% | 2.606% | 0% | 0% | 0% | 1.764% | 3.528% | 4.287% | 23.86% | 52.25% | 0.8821% | 2.044% | 3.949% | 100%
Sites-Based | FCZ02 Tot | Lodging | 0% | 0.6964% | 0% | 0% | 5.388% | 6.455% | 1.576% | 2.229% | 5.759% | 11.44% | 44.04% | 18.27% | 1.128% | 2.26% | 0.7635% | 100%
Sites-Based | FCZ02 Tot | Miscellaneous | 0.3655% | 1.212% | 1.461% | 2.192% | 0% | 6.043% | 0.5315% | 1.328% | 0.8066% | 0.6152% | 18.59% | 47.68% | 7.23% | 9.653% | 2.289% | 100%
Sites-Based | FCZ02 Tot | Office, Large | 5.551% | 0% | 0% | 0% | 0% | 8.024% | 0% | 4.496% | 6.445% | 0% | 39.83% | 23.44% | 0% | 12.21% | 0% | 100%
Sites-Based | FCZ02 Tot | Office, Small | 0.2238% | 0.5891% | 0.2238% | 0% | 0.2238% | 2.997% | 0.0919% | 0.2238% | 2.503% | 1.503% | 25.86% | 54.7% | 4.793% | 5.469% | 0.6014% | 100%
Sites-Based | FCZ02 Tot | Refrigerated Warehouse | 4.459% | 0% | 0% | 0% | 9.552% | 7.756% | 0% | 0% | 0% | 7.528% | 18.81% | 39.18% | 3.302% | 9.406% | 0% | 100%
Sites-Based | FCZ02 Tot | Restaurant | 0% | 0.5316% | 2.042% | 0.5316% | 0% | 0.5316% | 1.832% | 0% | 0% | 0.4209% | 31.31% | 47.4% | 6.164% | 8.597% | 0.6335% | 100%
Sites-Based | FCZ02 Tot | Retail | 0% | 0.9199% | 0% | 0.2329% | 1.155% | 0.8455% | 0.5889% | 0% | 0% | 1.968% | 17.77% | 59.51% | 8.387% | 7.934% | 0.6923% | 100%
Sites-Based | FCZ02 Tot | School | 4.087% | 0% | 0% | 0% | 0% | 4.557% | 0% | 1.9% | 4.087% | 1.985% | 40.08% | 41.12% | 1.9% | 0.2799% | 0% | 100%
Sites-Based | FCZ02 Tot | Warehouse | 0% | 0% | 2.086% | 0% | 0% | 4.954% | 0% | 0% | 2.361% | 0% | 17.29% | 60.14% | 4.722% | 7.429% | 1.02% | 100%
Sites-Based | FCZ02 Tot | All Commercial | 0.2912% | 0.7932% | 0.6833% | 0.5356% | 0.5997% | 3.229% | 0.4963% | 0.4763% | 1.506% | 1.603% | 24.48% | 51.13% | 6.559% | 6.66% | 0.9609% | 100%
Sites-Based | FCZ03 Tot | College | 0% | 0.5044% | 0.4656% | 0% | 0% | 0% | 0% | 0% | 0.5044% | 10.47% | 1.392% | 6.214% | 79.52% | 0.9312% | 0% | 100%
Sites-Based | FCZ03 Tot | Food Stores | 0.7892% | 2.075% | 18.95% | 0% | 0% | 2.075% | 0% | 0% | 2.701% | 0% | 41.25% | 21.01% | 9.078% | 0% | 2.075% | 100%
Sites-Based | FCZ03 Tot | Health Care | 2.028% | 0% | 7.807% | 0% | 0% | 4.536% | 2.028% | 2.028% | 5.299% | 7.044% | 13.7% | 37.55% | 5.016% | 10.45% | 2.508% | 100%
Sites-Based | FCZ03 Tot | Lodging | 3.642% | 12.02% | 0% | 2.805% | 0% | 7.765% | 0% | 2.805% | 0% | 0.5681% | 31.32% | 31.31% | 7.765% | 0% | 0% | 100%
Sites-Based | FCZ03 Tot | Miscellaneous | 0.1893% | 1.043% | 4.933% | 0% | 0% | 6.672% | 0% | 0.1893% | 0% | 0.568% | 24.21% | 46.41% | 13.75% | 1.853% | 0.1893% | 100%
Sites-Based | FCZ03 Tot | Office, Large | 0% | 0% | 0% | 0% | 0% | 0% | 0% | 0% | 39.8% | 0% | 0% | 60.2% | 0% | 0% | 0% | 100%
Sites-Based | FCZ03 Tot | Office, Small | 0% | 0% | 0% | 0% | 1.253% | 2.479% | 0% | 0.719% | 3.591% | 2.691% | 13.49% | 55.68% | 11.02% | 7.823% | 1.253% | 100%
Sites-Based | FCZ03 Tot | Refrigerated Warehouse | 0% | 0% | 0% | 0% | 0% | 0% | 0% | 0% | 0% | 0% | 0% | 100% | 0% | 0% | 0% | 100%
Sites-Based | FCZ03 Tot | Restaurant | 1.396% | 0% | 0% | 0% | 0% | 8.649% | 0% | 0.5659% | 0% | 0% | 20.02% | 51.12% | 2.597% | 15.65% | 0% | 100%
Sites-Based | FCZ03 Tot | Retail | 0.6646% | 0.4299% | 2.083% | 0% | 0% | 4.831% | 0% | 0% | 0% | 1.329% | 16.52% | 41.48% | 20.17% | 11.98% | 0.5124% | 100%
Sites-Based | FCZ03 Tot | School | 0% | 0% | 5.177% | 0% | 1.756% | 7.495% | 0% | 2.318% | 16.58% | 19.6% | 24.84% | 16.06% | 5.177% | 0.9923% | 0% | 100%
Sites-Based | FCZ03 Tot | Warehouse | 9.167% | 11.05% | 0% | 0.7622% | 2.383% | 6.979% | 0% | 0% | 0% | 0% | 17.04% | 43.03% | 9.167% | 0% | 0.407% | 100%
Sites-Based | FCZ03 Tot | All Commercial | 0.8242% | 1.256% | 3.353% | 0.09095% | 0.4586% | 5.129% | 0.03805% | 0.4564% | 1.767% | 2.078% | 20.16% | 44.28% | 13.68% | 5.794% | 0.6216% | 100%
Sites-Based | FCZ04 Tot | College | 0% | 0% | 0% | 0% | 0% | 0% | 0% | 0% | 0% | 1.355% | 18.94% | 40.1% | 9.152% | 28.18% | 2.263% | 100%
Sites-Based | FCZ04 Tot | Food Stores | 0% | 0% | 0.5939% | 0% | 0% | 11.8% | 0.3128% | 3.07% | 1.397% | 2.54% | 34.23% | 32.33% | 5.326% | 4.45% | 3.961% | 100%
Sites-Based | FCZ04 Tot | Health Care | 0.7766% | 1.558% | 5.635% | 0% | 0% | 13.29% | 0.3883% | 0.7766% | 0.3883% | 5.578% | 14.74% | 35.89% | 5.735% | 14.08% | 1.17% | 100%
Sites-Based | FCZ04 Tot | Lodging | 0% | 1.017% | 7.458% | 1.017% | 0% | 11.81% | 0% | 4.273% | 14.92% | 7.503% | 40.08% | 6.814% | 0% | 2.136% | 2.967% | 100%
Sites-Based | FCZ04 Tot | Miscellaneous | 0% | 2.586% | 1.937% | 1.38% | 0.2793% | 4.192% | 0% | 0.9921% | 0.9163% | 1.381% | 15.45% | 46.11% | 7.299% | 14.24% | 3.233% | 100%
Sites-Based | FCZ04 Tot | Office, Large | 0% | 0% | 0% | 0% | 0% | 8.601% | 0% | 0.8129% | 0% | 1.351% | 33.18% | 9.301% | 11.03% | 33.67% | 2.054% | 100%
Sites-Based | FCZ04 Tot | Office, Small | 0.2437% | 0.08118% | 2.933% | 0% | 0% | 2.966% | 0% | 1.358% | 1.997% | 0.3953% | 12.7% | 32.08% | 6.827% | 37.23% | 1.186% | 100%
Sites-Based | FCZ04 Tot | Refrigerated Warehouse | 0% | 0% | 0% | 0% | 0% | 8.143% | 0% | 0% | 0% | 4.475% | 20.81% | 64.12% | 0% | 0% | 2.453% | 100%
Sites-Based | FCZ04 Tot | Restaurant | 0% | 0.8448% | 1.109% | 0% | 0% | 5.161% | 0% | 0% | 2.607% | 0.4062% | 14.74% | 31.71% | 15.5% | 23.62% | 4.311% | 100%
Sites-Based | FCZ04 Tot | Retail | 0% | 0.1146% | 1.275% | 0% | 0.1146% | 2.955% | 0% | 0.474% | 0.3097% | 2.221% | 14.4% | 40.92% | 12.19% | 23.57% | 1.464% | 100%
Sites-Based | FCZ04 Tot | School | 2.563% | 13.35% | 0% | 0% | 0% | 0% | 2.563% | 3.549% | 0% | 5.193% | 23.54% | 37.61% | 2.609% | 6.468% | 2.563% | 100%
Sites-Based | FCZ04 Tot | Warehouse | 0% | 2.17% | 1.812% | 1.421% | 0% | 5.524% | 0.3916% | 0.3574% | 0% | 0.8629% | 18.77% | 45.44% | 9.02% | 13.57% | 0.662% | 100%
Sites-Based | FCZ04 Tot | All Commercial | 0.164% | 1.208% | 2.017% | 0.3836% | 0.07795% | 4.483% | 0.1216% | 1.079% | 1.387% | 1.492% | 16.48% | 37.22% | 8.597% | 23.09% | 2.191% | 100%
Sites-Based | FCZ05 Tot | College | 0% | 0% | 0% | 0% | 0% | 0.6591% | 0% | 8.492% | 0% | 0.6591% | 21.11% | 49.62% | 19.46% | 0% | 0% | 100%
Sites-Based | FCZ05 Tot | Food Stores | 0.5537% | 3.027% | 0.1669% | 0% | 0% | 2.216% | 0% | 0% | 0.3339% | 1.936% | 26.97% | 48.14% | 11.25% | 4.547% | 0.8545% | 100%
Sites-Based | FCZ05 Tot | Health Care | 0% | 0% | 1.17% | 0.5979% | 0.585% | 2.855% | 0% | 0% | 4.685% | 3.233% | 30.75% | 25.55% | 15.8% | 7.066% | 7.703% | 100%
Sites-Based | FCZ05 Tot | Lodging | 0% | 0% | 0% | 0% | 0% | 0.6178% | 0% | 0.9597% | 0% | 5.596% | 35.69% | 44.99% | 5.575% | 6.564% | 0% | 100%
Sites-Based | FCZ05 Tot | Miscellaneous | 0.5918% | 1.775% | 2.057% | 1.083% | 0.6935% | 3.997% | 0.5918% | 0% | 1.44% | 1.601% | 16.93% | 43.85% | 15.1% | 6.986% | 3.313% | 100%
Sites-Based | FCZ05 Tot | Office, Large | 0% | 0% | 0% | 0% | 0% | 3.201% | 0% | 0% | 3.201% | 0% | 44.28% | 49.32% | 0% | 0% | 0% | 100%
Sites-Based | FCZ05 Tot | Office, Small | 0% | 0.308% | 2.048% | 0% | 0% | 4.521% | 0.6327% | 0% | 0.5285% | 0% | 12.66% | 43.63% | 9.079% | 24.79% | 1.804% | 100%
Sites-Based | FCZ05 Tot | Refrigerated Warehouse | 0% | 0% | 8.361% | 0% | 0% | 7.84% | 0% | 0% | 0% | 14.22% | 17.21% | 27.81% | 8.361% | 8.361% | 7.84% | 100%
Sites-Based | FCZ05 Tot | Restaurant | 0.3818% | 2.337% | 0.9775% | 1.359% | 0% | 1.231% | 0% | 0% | 0.488% | 0% | 21.01% | 40.96% | 10.12% | 16.09% | 5.058% | 100%
Sites-Based | FCZ05 Tot | Retail | 0.3125% | 0.9215% | 0% | 0% | 0% | 0.2808% | 0.3045% | 0% | 0% | 0.0842% | 13.31% | 59.92% | 17.38% | 4.925% | 2.558% | 100%
Sites-Based | FCZ05 Tot | School | 1.227% | 3.983% | 4.016% | 0% | 0% | 8.673% | 0% | 1.407% | 7.963% | 5.329% | 21.92% | 28.93% | 3.922% | 12.63% | 0% | 100%
Sites-Based | FCZ05 Tot | Warehouse | 0% | 1.409% | 0% | 0% | 0% | 5.362% | 0.494% | 0% | 0.2645% | 1.477% | 11.77% | 65.04% | 2.897% | 6.963% | 4.323% | 100%
Sites-Based | FCZ05 Tot | All Commercial | 0.2869% | 1.253% | 1.243% | 0.3635% | 0.1421% | 3.006% | 0.3777% | 0.1236% | 0.8648% | 0.8829% | 16.8% | 47.46% | 11.96% | 12.47% | 2.766% | 100%
Sites-Based | FCZ06 Tot | College | 0% | 2.826% | 0% | 0% | 0% | 1.99% | 0% | 0% | 0% | 0.191% | 24.7% | 14.65% | 29.57% | 26.07% | 0% | 100%
Sites-Based | FCZ06 Tot | Food Stores | 0% | 2.321% | 0% | 0.657% | 2.321% | 0% | 0% | 0.9234% | 0% | 0% | 34.36% | 42.03% | 12.68% | 3.719% | 0.9849% | 100%
Sites-Based | FCZ06 Tot | Health Care | 0% | 1.037% | 0% | 1.037% | 0% | 4.929% | 0% | 0% | 0% | 2.074% | 26.03% | 54.46% | 1.037% | 6.974% | 2.424% | 100%
Sites-Based | FCZ06 Tot | Lodging | 0.7398% | 3.813% | 1.222% | 0.9693% | 1.48% | 5.736% | 2.219% | 0.482% | 2.242% | 2.294% | 44.33% | 21.62% | 1.665% | 10.17% | 1.021% | 100%
Sites-Based | FCZ06 Tot | Miscellaneous | 0.2011% | 0.4837% | 1.904% | 0.2826% | 0.2011% | 0.4837% | 0.2826% | 1.049% | 0.8708% | 0.2826% | 20.7% | 49.71% | 7.829% | 4.989% | 10.73% | 100%
Sites-Based | FCZ06 Tot | Office, Large | 0% | 0% | 13.32% | 6.172% | 0% | 19.94% | 0% | 0% | 0% | 0% | 42.83% | 11.57% | 6.172% | 0% | 0% | 100%
Sites-Based | FCZ06 Tot | Office, Small | 0% | 0% | 1.598% | 0.09006% | 0.8752% | 2.764% | 0% | 0.291% | 3.423% | 0.1806% | 14.2% | 59.98% | 7.014% | 9.585% | 0% | 100%
Sites-Based | FCZ06 Tot | Refrigerated Warehouse | 0% | 0% | 0% | 0% | 6.209% | 36.01% | 0% | 6.209% | 0% | 0% | 0% | 12.42% | 0% | 0% | 39.15% | 100%
Sites-Based | FCZ06 Tot | Restaurant | 0% | 0% | 0% | 0.9867% | 0% | 0.4927% | 0% | 2.203% | 0.4927% | 0.4927% | 15.9% | 50.77% | 13.49% | 13.1% | 2.085% | 100%
Sites-Based | FCZ06 Tot | Retail | 0% | 0% | 0.1985% | 1.378% | 0% | 0.2806% | 1.289% | 0.2806% | 0% | 0% | 7.359% | 58.27% | 21.33% | 7.218% | 2.397% | 100%
Sites-Based | FCZ06 Tot | School | 0% | 0% | 0% | 0% | 0% | 1.827% | 0% | 0% | 1.86% | 0% | 56% | 30.24% | 5.04% | 5.04% | 0% | 100%
Sites-Based | FCZ06 Tot | Warehouse | 0% | 0% | 0.7211% | 0% | 0% | 2.885% | 0% | 0% | 0% | 0% | 31.29% | 43.07% | 9.334% | 8.165% | 4.536% | 100%
Sites-Based | FCZ06 Tot | All Commercial | 0.06073% | 0.4275% | 1.039% | 0.5559% | 0.5209% | 1.827% | 0.3501% | 0.6656% | 1.49% | 0.3017% | 18.54% | 51.8% | 10.9% | 8.661% | 2.861% | 100%
Sites-Based | FCZ07 Tot | College | 1.037% | 4.957% | 2.277% | 0.9914% | 0.04591% | 3.345% | 0.4624% | 0.04591% | 0.4956% | 0.2146% | 9.671% | 65.57% | 1.983% | 8.909% | 0% | 100%
Sites-Based | FCZ07 Tot | Food Stores | 0.7037% | 1.289% | 1.634% | 0.5005% | 0.3456% | 3.123% | 0.6185% | 1.156% | 1.371% | 1.438% | 24.53% | 56.94% | 4.021% | 2.035% | 0.3% | 100%
Sites-Based | FCZ07 Tot | Health Care | 1.132% | 0% | 1.169% | 0.2303% | 0% | 3.156% | 0% | 1.866% | 0.608% | 1.916% | 16.76% | 58.95% | 3.858% | 9.216% | 1.132% | 100%
Sites-Based | FCZ07 Tot | Lodging | 0% | 0.7566% | 2.228% | 1.513% | 0.7145% | 3.381% | 0.3572% | 1.543% | 4.893% | 2.638% | 23.46% | 49.8% | 2.658% | 3.571% | 2.489% | 100%
Sites-Based | FCZ07 Tot | Miscellaneous | 0.2797% | 1.768% | 1.99% | 0.9599% | 0.5925% | 2.107% | 0.2724% | 0.6795% | 0.7013% | 0.4581% | 13.69% | 68.94% | 4.079% | 2.983% | 0.4967% | 100%
Sites-Based | FCZ07 Tot | Office, Large | 0% | 2.053% | 7.604% | 1.811% | 0.287% | 2.285% | 1.086% | 2.056% | 0.9383% | 4.158% | 33.69% | 33.26% | 5.434% | 4.756% | 0.584% | 100%
Sites-Based | FCZ07 Tot | Office, Small | 0.2575% | 0.9916% | 2.061% | 0.4948% | 0% | 1.422% | 0.1274% | 0.2273% | 1.774% | 0.4677% | 12.04% | 65.75% | 4.956% | 8.635% | 0.7985% | 100%
Sites-Based | FCZ07 Tot | Refrigerated Warehouse | 0% | 0% | 0% | 0% | 0% | 7.464% | 0% | 2.673% | 0.7128% | 0% | 16.67% | 57.28% | 10.67% | 4.53% | 0% | 100%
Sites-Based | FCZ07 Tot | Restaurant | 0% | 2.375% | 2.493% | 0.7104% | 0.3921% | 3.704% | 0.6808% | 1.378% | 0.9087% | 0.7022% | 15.34% | 56.87% | 6.591% | 6.658% | 1.198% | 100%
Sites-Based | FCZ07 Tot | Retail | 0.1029% | 1.199% | 0.3261% | 0.3227% | 0.01456% | 2.089% | 0.08832% | 0.3194% | 0.4122% | 0.6163% | 10.28% | 69.22% | 6.747% | 6.68% | 1.583% | 100%
Sites-Based | FCZ07 Tot | School | 0% | 4.457% | 4.181% | 1.338% | 0.5115% | 2.514% | 1.542% | 4.798% | 0.5115% | 2.332% | 19.03% | 52.57% | 3.604% | 2.033% | 0.5818% | 100%
Sites-Based | FCZ07 Tot | Warehouse | 0.1381% | 0.834% | 0.2791% | 0.1381% | 0.9881% | 0.489% | 0.4575% | 0.2197% | 1.291% | 0.6426% | 9.677% | 70.04% | 8.645% | 5.508% | 0.6502% | 100%
Sites-Based | FCZ07 Tot | All Commercial | 0.2178% | 1.509% | 1.636% | 0.5861% | 0.2609% | 2.168% | 0.3158% | 0.723% | 1.024% | 0.7361% | 13.42% | 64.78% | 5.572% | 6.096% | 0.9534% | 100%
Sites-Based | FCZ08 Tot | College | 0.4279% | 0% | 0% | 1.516% | 0% | 1.444% | 0% | 0% | 0% | 1.516% | 32.94% | 39.75% | 0% | 22.41% | 0% | 100%
Sites-Based | FCZ08 Tot | Food Stores | 0% | 0% | 3.227% | 0% | 0% | 6.744% | 0% | 1.614% | 1.614% | 0% | 34.25% | 47.58% | 1.629% | 3.339% | 0% | 100%
Sites-Based | FCZ08 Tot | Health Care | 0% | 0% | 0.7433% | 0% | 0% | 0% | 0% | 1.739% | 0% | 0% | 17.12% | 77.96% | 0% | 2.433% | 0% | 100%
Sites-Based | FCZ08 Tot | Lodging | 0% | 0% | 2.422% | 0% | 0% | 16.84% | 0% | 9.804% | 1.285% | 18.26% | 30.66% | 19.89% | 0% | 0.8342% | 0% | 100%
Sites-Based | FCZ08 Tot | Miscellaneous | 0% | 0.2472% | 0.2472% | 1.846% | 0.2472% | 2.365% | 0.4365% | 2.984% | 1.623% | 1.004% | 21.13% | 56.13% | 4.913% | 6.304% | 0.5198% | 100%
Sites-Based | FCZ08 Tot | Office, Large | 0% | 0% | 7.284% | 0% | 0% | 2.929% | 0% | 0% | 0% | 0% | 52.86% | 15.31% | 0% | 14.93% | 6.691% | 100%
Sites-Based | FCZ08 Tot | Office, Small | 0% | 3.994% | 1.713% | 0.2616% | 0% | 0.8663% | 2.579% | 0% | 0.4374% | 0.5378% | 20.61% | 58.15% | 2.84% | 7.749% | 0.2616% | 100%
Sites-Based | FCZ08 Tot | Refrigerated Warehouse | 0% | 0% | 0% | 0% | 0% | 0% | 0% | 20% | 0% | 0% | 8.158% | 71.84% | 0% | 0% | 0% | 100%
Sites-Based | FCZ08 Tot | Restaurant | 0.4347% | 0.3126% | 1.919% | 0% | 1.919% | 6.333% | 0% | 0% | 1.919% | 0% | 21.39% | 57.36% | 2.097% | 6.314% | 0% | 100%
Sites-Based | FCZ08 Tot | Retail | 0% | 0.2231% | 1.26% | 0% | 0% | 2.966% | 1.369% | 3.495% | 0.2117% | 1.483% | 24.41% | 52.22% | 6.318% | 5.409% | 0.6334% | 100%
Sites-Based | FCZ08 Tot | School | 0% | 0% | 0% | 0% | 2.562% | 3.242% | 2.766% | 5.124% | 1.235% | 23.16% | 25.82% | 28.85% | 0% | 6.626% | 0.6176% | 100%
Sites-Based | FCZ08 Tot | Warehouse | 0% | 1.301% | 2.597% | 0% | 2.597% | 0% | 0% | 0% | 0% | 1.886% | 10.59% | 67.14% | 3.898% | 9.996% | 0% | 100%
Sites-Based | FCZ08 Tot | All Commercial | 0.06182% | 1.317% | 1.53% | 0.3791% | 0.4465% | 2.798% | 1.156% | 1.676% | 0.7971% | 1.449% | 22.71% | 55.19% | 3.461% | 6.605% | 0.4254% | 100%
Sites-Based | FCZ09 Tot | College | 0% | 0% | 0% | 0% | 0% | 0% | 0% | 0% | 0% | 2.612% | 9.593% | 82.53% | 0% | 5.268% | 0% | 100%
Sites-Based | FCZ09 Tot | Food Stores | 0% | 0% | 1.746% | 0% | 0% | 2.676% | 0% | 0% | 3.316% | 4.091% | 44.38% | 33.01% | 7.995% | 2.535% | 0.2518% | 100%
Sites-Based | FCZ09 Tot | Health Care | 0% | 0% | 1.154% | 0% | 24.59% | 9.405% | 0% | 2.848% | 0% | 1.791% | 19.5% | 25.15% | 10.56% | 1.791% | 3.217% | 100%
Sites-Based | FCZ09 Tot | Lodging | 0% | 0% | 4.19% | 2.993% | 3.184% | 3.184% | 9.893% | 0% | 4.583% | 4.45% | 24.8% | 42.72% | 0% | 0% | 0% | 100%
Sites-Based | FCZ09 Tot | Miscellaneous | 0% | 0.7157% | 0% | 0% | 0.7157% | 0% | 0% | 3.504% | 0% | 0.7656% | 18.42% | 62.01% | 7.531% | 5.77% | 0.567% | 100%
Sites-Based | FCZ09 Tot | Office, Large | 0% | 0% | 0% | 6.727% | 0% | 0% | 11.62% | 0% | 0% | 0% | 6.114% | 66.96% | 0% | 8.583% | 0% | 100%
Sites-Based | FCZ09 Tot | Office, Small | 0% | 0.7155% | 0% | 0% | 0% | 4.548% | 0.7173% | 0% | 0% | 0% | 13.91% | 42.71% | 12.95% | 24.45% | 0% | 100%
Sites-Based | FCZ09 Tot | Refrigerated Warehouse | 0% | 0% | 0% | 0% | 0% | 0% | 0% | 0% | 0% | 0% | 78.55% | 21.45% | 0% | 0% | 0% | 100%
Sites-Based | FCZ09 Tot | Restaurant | 0% | 0% | 3.62% | 0.7414% | 0% | 1.333% | 0% | 0% | 0% | 0% | 19.68% | 39.9% | 14.61% | 15.72% | 4.398% | 100%
Sites-Based | FCZ09 Tot | Retail | 2.186% | 0.5134% | 2.186% | 0.6314% | 0% | 2.186% | 0% | 0% | 0% | 0.3977% | 18.05% | 40.15% | 5.628% | 26.29% | 1.776% | 100%
Sites-Based | FCZ09 Tot | School | 0% | 0% | 2.063% | 0% | 0% | 0% | 2.063% | 0% | 3.974% | 4.126% | 33.7% | 26.38% | 11.2% | 16.49% | 0% | 100%
Sites-Based | FCZ09 Tot | Warehouse | 0% | 0% | 0% | 0% | 0% | 0% | 0% | 0% | 0% | 0% | 32.13% | 47% | 13.03% | 7.836% | 0% | 100%
Sites-Based | FCZ09 Tot | All Commercial | 0.4174% | 0.4349% | 1.143% | 0.2816% | 0.7185% | 2.208% | 0.5675% | 0.7558% | 0.5344% | 0.8881% | 20.49% | 44.65% | 9.695% | 16.21% | 1% | 100%
Sites-Based | FCZ10 Tot | College | 0% | 0% | 0% | 0% | 2.475% | 0% | 0% | 0.4347% | 0% | 0% | 4.701% | 35.78% | 12.16% | 28.14% | 16.31% | 100%
Sites-Based | FCZ10 Tot | Food Stores | 1.578% | 0% | 1.966% | 0.6198% | 2.664% | 7.051% | 0% | 0% | 1.587% | 4.038% | 31.07% | 37.58% | 3.939% | 3.533% | 4.37% | 100%
Sites-Based | FCZ10 Tot | Health Care | 0% | 0.4726% | 1.418% | 0% | 1.898% | 2.922% | 0% | 0.4726% | 0.4726% | 3.672% | 8.87% | 37.03% | 26.33% | 14.56% | 1.877% | 100%
Sites-Based | FCZ10 Tot | Lodging | 0% | 2.841% | 3.477% | 2.074% | 0% | 3.477% | 0.2877% | 3.477% | 7.624% | 8.612% | 37.05% | 25.37% | 0% | 1.633% | 4.068% | 100%
Sites-Based | FCZ10 Tot | Miscellaneous | 0% | 0.3452% | 1.407% | 0.3452% | 0.1496% | 0.6999% | 0.2852% | 0.8919% | 2.838% | 0.8198% | 13.97% | 68.7% | 2.217% | 7.259% | 0.06412% | 100%
Sites-Based | FCZ10 Tot | Office, Large | 0% | 0% | 0% | 0% | 0% | 5.516% | 3.829% | 3.829% | 0% | 2.656% | 34.38% | 25.2% | 0% | 22.66% | 1.918% | 100%
Sites-Based | FCZ10 Tot | Office, Small | 0% | 0% | 0.9816% | 0% | 0% | 1.48% | 0% | 0% | 1.744% | 0.2747% | 9.759% | 47.56% | 12.24% | 25.26% | 0.7069% | 100%
Sites-Based | FCZ10 Tot | Refrigerated Warehouse | 0% | 0% | 0% | 0% | 0% | 0% | 0% | 0% | 0% | 0% | 25.59% | 23.82% | 0% | 0% | 50.58% | 100%
Sites-Based | FCZ10 Tot | Restaurant | 0.2075% | 0.9724% | 0.7674% | 0.7767% | 0.2075% | 4.29% | 0.5692% | 0.4759% | 4.812% | 0.415% | 11.65% | 52.56% | 5.464% | 15.86% | 0.9655% | 100%
Sites-Based | FCZ10 Tot | Retail | 0% | 0% | 0.7339% | 0.1529% | 0% | 1.398% | 0.07647% | 0.07647% | 1.56% | 0.07647% | 17.94% | 56.29% | 2.416% | 18.01% | 1.265% | 100%
Sites-Based | FCZ10 Tot | School | 2.252% | 4.259% | 6.053% | 0% | 0% | 3.801% | 0% | 3.207% | 0% | 4.215% | 58.84% | 11.85% | 0% | 5.524% | 0% | 100%
Sites-Based | FCZ10 Tot | Warehouse | 0% | 1.097% | 1.089% | 0% | 0% | 0.7778% | 0.3484% | 0% | 0% | 0.05724% | 17.24% | 48.79% | 2.438% | 23.36% | 4.807% | 100%
Sites-Based | FCZ10 Tot | All Commercial | 0.1456% | 0.3972% | 1.144% | 0.2433% | 0.2665% | 1.993% | 0.213% | 0.4071% | 2.056% | 0.793% | 15.93% | 52.05% | 5.872% | 16.86% | 1.638% | 100%
Sites-Based | FCZ11 Tot | College | 0% | 0% | 0% | 0% | 0% | 2.518% | 0% | 0% | 0% | 0.4531% | 6.149% | 58.79% | 0% | 31.81% | 0.286% | 100%
Sites-Based | FCZ11 Tot | Food Stores | 0% | 1.503% | 2.897% | 4.768% | 0% | 2.131% | 0% | 0.8384% | 0% | 2.515% | 29.72% | 34.52% | 13.16% | 0.6283% | 7.307% | 100%
Sites-Based | FCZ11 Tot | Health Care | 1.433% | 0% | 0% | 2.125% | 0.9407% | 4.249% | 0% | 0% | 0% | 8.96% | 2.125% | 33.21% | 20.46% | 13.06% | 13.43% | 100%
Sites-Based | FCZ11 Tot | Lodging | 0% | 6.718% | 4.479% | 2.239% | 0% | 0% | 0.8927% | 3.995% | 6.159% | 17.36% | 25.27% | 22.62% | 1.755% | 7.123% | 1.391% | 100%
Sites-Based | FCZ11 Tot | Miscellaneous | 0.3988% | 1.15% | 0.5307% | 0.5594% | 0.9077% | 3.398% | 0.4578% | 0.5514% | 1.986% | 0.5048% | 11.14% | 56.08% | 10.32% | 11.51% | 0.5046% | 100%
Sites-Based | FCZ11 Tot | Office, Large | 0% | 0% | 2.655% | 0% | 0% | 0% | 0% | 0% | 14.85% | 5.968% | 42.9% | 14.85% | 0% | 18.77% | 0% | 100%
Sites-Based | FCZ11 Tot | Office, Small | 0% | 0% | 0.6587% | 0.742% | 0% | 0.1758% | 0% | 0% | 3.271% | 0.4256% | 22.59% | 42.15% | 6.632% | 21.26% | 2.089% | 100%
Sites-Based | FCZ11 Tot | Refrigerated Warehouse | 0% | 0% | 0% | 12.81% | 0% | 0% | 0% | 0% | 0% | 28.9% | 19.19% | 39.11% | 0% | 0% | 0% | 100%
Sites-Based | FCZ11 Tot | Restaurant | 0% | 2.811% | 1.88% | 1.258% | 0.3521% | 3.124% | 1.258% | 0.6221% | 0% | 4.439% | 13.55% | 36.69% | 12.28% | 17.61% | 4.121% | 100%
Sites-Based | FCZ11 Tot | Retail | 0% | 0.1824% | 1.67% | 1.38% | 1.176% | 2.501% | 0.1131% | 0.6073% | 0% | 0.7639% | 14.47% | 47.28% | 9.272% | 19.97% | 0.6163% | 100%
Sites-Based | FCZ11 Tot | School | 0% | 0.1286% | 3.254% | 0% | 0% | 0% | 0% | 0% | 0% | 2.449% | 47.93% | 30.08% | 7.348% | 4.471% | 4.334% | 100%
Sites-Based | FCZ11 Tot | Warehouse | 0% | 2.521% | 2.2% | 0.8295% | 0% | 3.355% | 2.334% | 0% | 0% | 0% | 13.85% | 36.5% | 5.788% | 31.49% | 1.13% | 100%
Sites-Based | FCZ11 Tot | All Commercial | 0.09198% | 0.7658% | 1.241% | 1.101% | 0.4671% | 1.982% | 0.3625% | 0.3549% | 1.379% | 1.515% | 17.25% | 44.28% | 8.467% | 18.65% | 2.09% | 100%
Sites-Based | FCZ12c Tot | College | 0% | 0.5092% | 0% | 0% | 0% | 10.35% | 0% | 0% | 4.646% | 0% | 11.01% | 60.09% | 6.352% | 5.803% | 1.234% | 100%
Sites-Based | FCZ12c Tot | Food Stores | 0% | 0% | 1.025% | 0.5213% | 1.531% | 2.832% | 1.783% | 0.7113% | 2.581% | 1.209% | 31.68% | 45.51% | 4.853% | 4.797% | 0.966% | 100%
Sites-Based | FCZ12c Tot | Health Care | 0.9426% | 2.589% | 2.828% | 5.673% | 1.365% | 3.356% | 0% | 2.308% | 2.428% | 3.795% | 11.37% | 54.19% | 0% | 1.254% | 7.907% | 100%
Sites-Based | FCZ12c Tot | Lodging | 0.929% | 1.647% | 2.322% | 1.647% | 1.436% | 7.685% | 2.691% | 2.365% | 1.436% | 18.38% | 29.38% | 21.97% | 0.7178% | 4.434% | 2.961% | 100%
Sites-Based | FCZ12c Tot | Miscellaneous | 0.4275% | 2.148% | 2.439% | 1.372% | 1.04% | 4.329% | 0.401% | 0.8958% | 0.9195% | 2.406% | 16.85% | 54.41% | 5.944% | 5.453% | 0.9664% | 100%
Sites-Based | FCZ12c Tot | Office, Large | 2.532% | 10.98% | 9.349% | 2.136% | 0.5227% | 2.953% | 2.612% | 2.393% | 0.6519% | 4.258% | 22.51% | 31.58% | 0.5227% | 5.827% | 1.17% | 100%
Sites-Based | FCZ12c Tot | Office, Small | 0.114% | 1.317% | 1.292% | 1.411% | 0.5678% | 2.808% | 0.04283% | 0.7563% | 0.8689% | 0.8569% | 13.21% | 65.47% | 4.143% | 6.803% | 0.3454% | 100%
Sites-Based | FCZ12c Tot | Refrigerated Warehouse | 0% | 0% | 17.83% | 0% | 0% | 0% | 0% | 0% | 6.428% | 4.166% | 7.739% | 36.88% | 0% | 26.96% | 0% | 100%
Sites-Based | FCZ12c Tot | Restaurant | 0% | 1.177% | 2.337% | 1.177% | 0.5655% | 4.097% | 0.5797% | 1.757% | 0.297% | 1.163% | 19.71% | 48.18% | 4.741% | 10.23% | 3.982% | 100%
Sites-Based | FCZ12c Tot | Retail | 0.6587% | 0.7367% | 0.1549% | 1.84% | 0.1939% | 0.6643% | 0.6542% | 0% | 0.8023% | 2.071% | 11.86% | 63.22% | 12.71% | 4.434% | 0% | 100%
Sites-Based | FCZ12c Tot | School | 3.328% | 4.601% | 8.405% | 0% | 0% | 7.038% | 0% | 3.328% | 3.328% | 0% | 18.97% | 18.7% | 6.656% | 25.64% | 0% | 100%
Sites-Based | FCZ12c Tot | Warehouse | 0% | 0.6415% | 0% | 0% | 0% | 1.189% | 0% | 0% | 0% | 0% | 13.75% | 67.33% | 1.815% | 14.73% | 0.5405% | 100%
Sites-Based | FCZ12c Tot | All Commercial | 0.3961% | 1.592% | 1.779% | 1.406% | 0.5855% | 2.947% | 0.4616% | 0.8655% | 0.9784% | 1.714% | 15.66% | 57.67% | 5.758% | 7.151% | 1.038% | 100%
Sites-Based | FCZ12i Tot | College | 0% | 0% | 0% | 0% | 0% | 0% | 0% | 0% | 5.793% | 6.526% | 8.57% | 29.03% | 19.56% | 30.53% | 0% | 100%
Sites-Based | FCZ12i Tot | Food Stores | 0% | 2.345% | 5.142% | 0% | 2.345% | 2.911% | 1.173% | 0.8907% | 1.173% | 0% | 36.62% | 47.4% | 0% | 0% | 0% | 100%
Sites-Based | FCZ12i Tot | Health Care | 4.663% | 3.358% | 4.211% | 2.873% | 4.904% | 5.946% | 0% | 2.365% | 2.798% | 4.862% | 11.27% | 43.17% | 2.873% | 5.238% | 1.46% | 100%
Sites-Based | FCZ12i Tot | Lodging | 0% | 0% | 12.77% | 0% | 0% | 10.29% | 0% | 6.386% | 17.9% | 9.476% | 15.02% | 24% | 0% | 0.3996% | 3.748% | 100%
Sites-Based | FCZ12i Tot | Miscellaneous | 0.9194% | 0.9263% | 3.231% | 0.2667% | 1.367% | 1.405% | 0.9709% | 1.739% | 1.478% | 0.5791% | 18.45% | 51.34% | 13.9% | 2.92% | 0.5036% | 100%
Sites-Based | FCZ12i Tot | Office, Large | 0% | 3.018% | 13.21% | 7.765% | 0% | 8.079% | 0% | 4.337% | 0% | 0% | 10.13% | 40.37% | 0% | 7.353% | 5.744% | 100%
Sites-Based | FCZ12i Tot | Office, Small | 0% | 1.366% | 3.109% | 0.6828% | 0.2769% | 1.213% | 0.6828% | 1.701% | 1.366% | 2.383% | 18.65% | 47.75% | 14.66% | 5.938% | 0.2219% | 100%
Sites-Based | FCZ12i Tot | Refrigerated Warehouse | 0% | 0% | 0% | 0% | 0% | 0% | 0% | 0% | 0% | 7.914% | 23.01% | 0% | 0% | 0% | 69.07% | 100%
Sites-Based | FCZ12i Tot | Restaurant | 0% | 1.319% | 1.795% | 0% | 0% | 0.476% | 0% | 2.405% | 1.319% | 1.777% | 15.32% | 59.77% | 7.587% | 6.181% | 2.051% | 100%
Sites-Based | FCZ12i Tot | Retail | 0.2246% | 0.4782% | 2.51% | 0.4224% | 0.5912% | 0% | 1.435% | 0% | 1.826% | 0.2536% | 12.19% | 50.37% | 24.28% | 4.694% | 0.7314% | 100%
Sites-Based | FCZ12i Tot | School | 0% | 14.85% | 4.003% | 0% | 0% | 14.85% | 0% | 0% | 0% | 9.246% | 15.35% | 30.86% | 0% | 10.84% | 0% | 100%
Sites-Based | FCZ12i Tot | Warehouse | 1.186% | 1.263% | 0% | 0% | 0% | 0% | 0% | 0% | 0% | 0% | 15.26% | 63.54% | 8.055% | 10.69% | 0% | 100%
Sites-Based | FCZ12i Tot | All Commercial | 0.3916% | 1.553% | 3.09% | 0.5168% | 0.711% | 1.639% | 0.7476% | 1.352% | 1.668% | 1.689% | 17.11% | 49.73% | 13.63% | 5.417% | 0.7493% | 100%
Sites-Based | FCZ13 Tot | College | 0% | 0% | 0% | 0% | 0% | 1.046% | 0% | 0% | 0% | 0% | 7.485% | 57.28% | 0% | 32.55% | 1.644% | 100%
Sites-Based | FCZ13 Tot | Food Stores | 0% | 0% | 0% | 0.378% | 0.1393% | 3.584% | 0% | 1.041% | 4.766% | 1.572% | 31.38% | 44.85% | 1.697% | 9.925% | 0.6671% | 100%
Sites-Based | FCZ13 Tot | Health Care | 0.8816% | 0% | 2.426% | 0% | 0% | 3.488% | 0.8816% | 0% | 0% | 2.876% | 22.33% | 53.99% | 0% | 11.64% | 1.486% | 100%
Sites-Based | FCZ13 Tot | Lodging | 1.226% | 1.708% | 0% | 0% | 0% | 10.69% | 0% | 4.077% | 0% | 13.54% | 44.92% | 17.93% | 0% | 5.906% | 0% | 100%
Sites-Based | FCZ13 Tot | Miscellaneous | 0.2508% | 1.668% | 1.627% | 0.2508% | 0.2508% | 2.633% | 0.2508% | 0.9197% | 1.502% | 1.851% | 11.91% | 63.17% | 0.7523% | 12.67% | 0.2974% | 100%
Sites-Based | FCZ13 Tot | Office, Large | 0% | 3.339% | 0% | 1.855% | 1.904% | 3.339% | 0% | 0% | 3.808% | 7.253% | 26.1% | 49.06% | 0% | 3.339% | 0% | 100%
Sites-Based | FCZ13 Tot | Office, Small | 0% | 0.9774% | 2.846% | 0% | 0% | 2.614% | 0% | 0.2781% | 0.2207% | 2.011% | 7.799% | 66.83% | 1.679% | 13.67% | 1.075% | 100%
Sites-Based | FCZ13 Tot | Refrigerated Warehouse | 2.105% | 18.89% | 0% | 0% | 0% | 0% | 0% | 0% | 0% | 12.75% | 52.4% | 0% | 0% | 13.85% | 0% | 100%
Sites-Based | FCZ13 Tot | Restaurant | 0% | 0% | 1.475% | 0% | 0.4171% | 2.629% | 0.1309% | 0.5803% | 0.3556% | 0% | 11.46% | 54.56% | 2.661% | 22.86% | 2.866% | 100%
Sites-Based | FCZ13 Tot | Retail | 0.09387% | 0% | 0.627% | 0% | 0.4385% | 2.413% | 0.09387% | 0.09003% | 0.6503% | 0.09003% | 8.375% | 71.34% | 1.985% | 12.96% | 0.8442% | 100%
Sites-Based | FCZ13 Tot | School | 0.6417% | 0.6417% | 4.951% | 0% | 1.728% | 0% | 0% | 0% | 1.253% | 1.219% | 17.28% | 65.18% | 0% | 6.896% | 0.212% | 100%
Sites-Based | FCZ13 Tot | Warehouse | 0% | 0% | 0% | 0% | 0% | 1.96% | 0% | 0% | 0% | 1.046% | 17.54% | 57.49% | 0.8973% | 21.06% | 0% | 100%
Sites-Based | FCZ13 Tot | All Commercial | 0.1114% | 0.6651% | 1.599% | 0.09133% | 0.2832% | 2.559% | 0.09958% | 0.3926% | 0.8452% | 1.342% | 11.85% | 63.12% | 1.529% | 14.5% | 1.011% | 100%
Sites-Based | FCZ16 Tot | College | 0% | 17.26% | 0% | 0% | 0% | 0% | 0% | 0% | 0% | 0% | 26.5% | 0% | 0% | 56.24% | 0% | 100%
Sites-Based | FCZ16 Tot | Food Stores | 0% | 0% | 0% | 0% | 0% | 0% | 0% | 0% | 0% | 0.633% | 22.22% | 66.22% | 3.945% | 5.296% | 1.691% | 100%
Sites-Based | FCZ16 Tot | Health Care | 0% | 0% | 0% | 0% | 0% | 0% | 0% | 0% | 0% | 0% | 0.7947% | 99.21% | 0% | 0% | 0% | 100%
Sites-Based | FCZ16 Tot | Lodging | 0% | 0% | 0% | 0% | 0% | 15.34% | 2.179% | 0% | 0.8342% | 0% | 38.15% | 36.57% | 0% | 0% | 6.923% | 100%
Sites-Based | FCZ16 Tot | Miscellaneous | 0% | 0.1215% | 0.3525% | 0% | 0.1215% | 0.705% | 0% | 0% | 0.474% | 0.705% | 18.27% | 76.16% | 0.474% | 2.617% | 0% | 100%
Sites-Based | FCZ16 Tot | Office, Large | 0% | 0% | 11.6% | 0% | 2.1% | 3.491% | 0% | 0% | 6.376% | 9.129% | 27.16% | 38.2% | 0% | 1.164% | 0.7849% | 100%
Sites-Based | FCZ16 Tot | Office, Small | 0% | 0% | 0% | 0% | 0% | 0% | 0% | 1.571% | 2.058% | 0% | 15.43% | 80.67% | 0% | 0.2721% | 0% | 100%
Sites-Based | FCZ16 Tot | Refrigerated Warehouse | 0% | 0% | 0% | 0% | 0% | 0% | 0% | 0% | 0% | 0% | 22.99% | 72.74% | 4.272% | 0% | 0% | 100%
Sites-Based | FCZ16 Tot | Restaurant | 0% | 0% | 0% | 0% | 0.2503% | 0.2503% | 0% | 0% | 0% | 0% | 16.28% | 67.25% | 12.23% | 3.742% | 0% | 100%
Sites-Based | FCZ16 Tot | Retail | 0% | 0.7076% | 1.636% | 0% | 0% | 0% | 0% | 0% | 1.636% | 0% | 9.385% | 65.71% | 10% | 10.73% | 0.1914% | 100%
Sites-Based | FCZ16 Tot | School | 0% | 0.6044% | 0% | 0% | 0% | 21.85% | 0% | 0% | 0% | 7.176% | 33.45% | 26.51% | 3.472% | 6.944% | 0% | 100%
Sites-Based | FCZ16 Tot | Warehouse | 0% | 0% | 0% | 0% | 0% | 0% | 0% | 0% | 0% | 0% | 27.2% | 63.07% | 7.542% | 2.187% | 0% | 100%
Sites-Based | FCZ16 Tot | All Commercial | 0% | 0.2844% | 0.8167% | 0% | 0.09503% | 0.9368% | 0.01836% | 0.2899% | 1.131% | 0.4966% | 15.33% | 69.1% | 5.99% | 5.285% | 0.221% | 100%
Sites-Based | FCZ17 Tot | College | 0% | 0.7269% | 0% | 0% | 0% | 0% | 0% | 0% | 0% | 0% | 20.6% | 77.24% | 0% | 1.437% | 0% | 100%
Sites-Based | FCZ17 Tot | Food Stores | 0% | 6.764% | 0% | 0% | 0% | 1.526% | 0% | 0% | 1.242% | 4.072% | 22.26% | 46.07% | 14.08% | 2.463% | 1.526% | 100%
Sites-Based | FCZ17 Tot | Health Care | 0% | 0.8793% | 0% | 0% | 0% | 0% | 0.726% | 0% | 0% | 1.413% | 40.81% | 56.17% | 0% | 0% | 0% | 100%
Sites-Based | FCZ17 Tot | Lodging | 0% | 0% | 0% | 0% | 0% | 0% | 0% | 4.402% | 0% | 17.64% | 60.81% | 0% | 17.15% | 0% | 0% | 100%
Sites-Based | FCZ17 Tot | Miscellaneous | 0% | 0.1889% | 0% | 0.6044% | 0.9727% | 0.2342% | 0% | 0% | 0.2342% | 1.581% | 16.8% | 61.73% | 16.18% | 1.47% | 0% | 100%
Sites-Based | FCZ17 Tot | Office, Large | 0% | 0% | 0% | 0% | 0% | 0% | 0% | 0% | 0% | 0% | 84.53% | 3.218% | 0% | 12.25% | 0% | 100%
Sites-Based | FCZ17 Tot | Office, Small | 0% | 0% | 2.455% | 0% | 0% | 0% | 0% | 0% | 0% | 0% | 17.83% | 57.75% | 7.161% | 14.81% | 0% | 100%
Sites-Based | FCZ17 Tot | Refrigerated Warehouse | 0% | 0% | 0% | 0% | 0% | 0% | 0% | 0% | 33.47% | 0% | 13.06% | 53.48% | 0% | 0% | 0% | 100%
Sites-Based | FCZ17 Tot | Restaurant | 0% | 0% | 0.2635% | 0% | 0% | 0.2635% | 2.128% | 0% | 0% | 0% | 28.54% | 53.56% | 10.05% | 4.442% | 0.76% | 100%
Sites-Based | FCZ17 Tot | Retail | 0% | 0% | 0.302% | 0% | 0% | 0% | 0% | 0.8932% | 0.1339% | 0% | 20.11% | 66.75% | 7.348% | 1.279% | 3.186% | 100%
Sites-Based | FCZ17 Tot | School | 0% | 4.315% | 0% | 0% | 0% | 7.426% | 0% | 0% | 5.428% | 2.714% | 27.38% | 24.21% | 28.53% | 0% | 0% | 100%
Sites-Based | FCZ17 Tot | Warehouse | 0% | 0% | 0% | 0% | 0% | 0% | 0% | 0% | 0% | 0% | 11.85% | 83.6% | 3.672% | 0.8731% | 0% | 100%
Sites-Based | FCZ17 Tot | All Commercial | 0% | 0.4456% | 0.6878% | 0.1101% | 0.1772% | 0.3043% | 0.3025% | 0.2343% | 0.4282% | 0.5866% | 20.87% | 60.53% | 9.376% | 4.977% | 0.9725% | 100%
Sites-Based | PG&E | College | 0.6123% | 0.7619% | 1.091% | 1.062% | 0.04228% | 0.3418% | 0.1576% | 0.8449% | 0.6432% | 1.577% | 15.41% | 49.88% | 17.57% | 9.622% | 0.3902% | 100%
Sites-Based | PG&E | Food Stores | 0.1297% | 1.387% | 1.648% | 0.2337% | 0.6206% | 4.352% | 0.132% | 0.9732% | 0.7042% | 1.534% | 34.53% | 42.01% | 7.6% | 3.055% | 1.081% | 100%
Sites-Based | PG&E | Health Care | 0.5646% | 1.056% | 2.926% | 0.5457% | 0.114% | 5.913% | 0.2851% | 1.067% | 2.73% | 3.08% | 20.26% | 42.98% | 7.052% | 8.029% | 3.397% | 100%
Sites-Based | PG&E | Lodging | 1.09% | 2.16% | 1.847% | 0.6533% | 1.355% | 5.547% | 1.162% | 1.671% | 4.336% | 5.281% | 40.88% | 26.42% | 2.068% | 4.306% | 1.217% | 100%
Sites-Based | PG&E | Miscellaneous | 0.5129% | 1.475% | 2.064% | 0.9071% | 0.5894% | 3.92% | 0.5198% | 0.7156% | 0.9504% | 1.083% | 18.22% | 49.67% | 8.604% | 7.555% | 3.216% | 100%
Sites-Based | PG&E | Office, Large | 0.9785% | 0% | 1.861% | 0.2209% | 0.305% | 5.327% | 0.24% | 1.516% | 1.395% | 3.549% | 41.13% | 31.26% | 2.408% | 9.589% | 0.2187% | 100%
Sites-Based | PG&E | Office, Small | 0.2256% | 0.5567% | 1.347% | 0.04424% | 0.2127% | 2.62% | 0.1103% | 0.3644% | 1.6% | 0.4696% | 17.3% | 53.16% | 5.942% | 14.51% | 1.541% | 100%
Sites-Based | PG&E | Refrigerated Warehouse | 0.6458% | 0.8193% | 1.406% | 0% | 1.803% | 6.253% | 1.639% | 1.86% | 0.6206% | 4.857% | 16.52% | 51.32% | 4.759% | 2.769% | 4.727% | 100%
Sites-Based | PG&E | Restaurant | 0.2726% | 0.9738% | 0.9744% | 0.5192% | 0.0618% | 2.221% | 0.2596% | 0.3989% | 0.5143% | 0.5504% | 20.55% | 48.53% | 9.785% | 11.83% | 2.556% | 100%
Sites-Based | PG&E | Retail | 0.08557% | 0.5939% | 0.4642% | 0.3757% | 0.1373% | 1.936% | 0.2796% | 0.1547% | 0.1007% | 0.6605% | 16.16% | 57.6% | 11.11% | 8.998% | 1.349% | 100%
Sites-Based | PG&E | School | 1.44% | 3.712% | 2.105% | 0% | 0.1152% | 3.927% | 0.4726% | 1.265% | 3.73% | 5.582% | 32.13% | 35.71% | 3.864% | 4.928% | 1.02% | 100%
Sites-Based | PG&E | Warehouse | 0.5213% | 1.646% | 0.7824% | 0.3388% | 0.3462% | 4.654% | 0.2824% | 0.07724% | 0.3896% | 0.5633% | 17.43% | 57.17% | 6.808% | 7.412% | 1.582% | 100%
Sites-Based | PG&E | All Commercial | 0.3284% | 0.9768% | 1.298% | 0.3863% | 0.2921% | 3.018% | 0.2813% | 0.5011% | 1.028% | 1.035% | 19.86% | 50.88% | 8.153% | 10.08% | 1.884% | 100%
Sites-Based | SCE | College | 0.745% | 3.441% | 1.58% | 0.7765% | 0.3335% | 2.629% | 0.321% | 0.08484% | 0.344% | 0.3742% | 10.11% | 60.46% | 2.858% | 13.93% | 2.013% | 100%
Sites-Based | SCE | Food Stores | 0.6703% | 0.9705% | 1.923% | 0.8358% | 0.5854% | 3.83% | 0.401% | 0.9511% | 1.389% | 1.901% | 27.6% | 50.42% | 4.831% | 2.239% | 1.454% | 100%
Sites-Based | SCE | Health Care | 0.7014% | 0.09145% | 0.9981% | 0.3663% | 1.489% | 2.937% | 0% | 1.386% | 0.3743% | 2.768% | 13.63% | 53.58% | 9.819% | 9.206% | 2.66% | 100%
Sites-Based | SCE | Lodging | 0% | 1.581% | 2.856% | 1.663% | 0.6805% | 4.313% | 1.224% | 2.765% | 5.065% | 6.821% | 26.52% | 39.62% | 1.663% | 3.081% | 2.143% | 100%
Sites-Based | SCE | Miscellaneous | 0.2127% | 1.296% | 1.496% | 0.8223% | 0.5376% | 1.93% | 0.2934% | 1.01% | 1.235% | 0.5784% | 14.21% | 66.14% | 4.736% | 5.071% | 0.4308% | 100%
Sites-Based | SCE | Office, Large | 0% | 1.437% | 6.211% | 1.331% | 0.2009% | 2.681% | 1.406% | 1.974% | 1.327% | 3.551% | 35.96% | 29.73% | 3.803% | 9.005% | 1.384% | 100%
Sites-Based | SCE | Office, Small | 0.1582% | 0.975% | 1.623% | 0.4119% | 0% | 1.383% | 0.3264% | 0.1396% | 1.75% | 0.42% | 13.75% | 58.76% | 6.365% | 13.09% | 0.8538% | 100%
Sites-Based | SCE | Refrigerated Warehouse | 0% | 0% | 0% | 1.592% | 0% | 5.323% | 0% | 2.949% | 0.5084% | 3.592% | 18.91% | 52.03% | 7.61% | 3.231% | 4.258% | 100%
Sites-Based | SCE | Restaurant | 0.06377% | 1.968% | 2.181% | 0.7206% | 0.4667% | 3.846% | 0.6442% | 1.013% | 1.421% | 0.9572% | 15.27% | 53.62% | 6.953% | 9.394% | 1.486% | 100%
Sites-Based | SCE | Retail | 0.1382% | 0.8287% | 0.6457% | 0.3942% | 0.1294% | 2.086% | 0.1684% | 0.5055% | 0.5177% | 0.5981% | 13.03% | 62.98% | 6.284% | 10.31% | 1.381% | 100%
Sites-Based | SCE | School | 0.2551% | 3.31% | 3.88% | 0.8443% | 0.4543% | 2.184% | 1.304% | 3.655% | 0.7498% | 3.791% | 28.49% | 41.81% | 4.128% | 4.261% | 0.8875% | 100%
Sites-Based | SCE | Warehouse | 0.08869% | 1.014% | 0.696% | 0.1561% | 0.766% | 0.7343% | 0.5496% | 0.1411% | 0.8293% | 0.5191% | 12.31% | 62.3% | 7.156% | 11.32% | 1.42% | 100%
Sites-Based | SCE | All Commercial | 0.1929% | 1.216% | 1.501% | 0.5644% | 0.3158% | 2.174% | 0.3814% | 0.7126% | 1.18% | 0.9038% | 15.25% | 59.02% | 5.993% | 9.444% | 1.151% | 100%
Sites-Based | SDG&E | College | 0% | 0.3251% | 0% | 0% | 0% | 6.609% | 0% | 0% | 5.061% | 2.36% | 10.13% | 48.86% | 11.13% | 14.74% | 0.7876% | 100%
Sites-Based | SDG&E | Food Stores | 0% | 0.8848% | 2.578% | 0.3246% | 1.838% | 2.862% | 1.553% | 0.779% | 2.049% | 0.753% | 33.54% | 46.23% | 3.022% | 2.987% | 0.6016% | 100%
Sites-Based | SDG&E | Health Care | 2.592% | 2.93% | 3.441% | 4.432% | 2.934% | 4.504% | 0% | 2.333% | 2.592% | 4.268% | 11.33% | 49.31% | 1.274% | 3.02% | 5.049% | 100%
Sites-Based | SDG&E | Lodging | 0.6426% | 1.139% | 5.543% | 1.139% | 0.993% | 8.489% | 1.861% | 3.604% | 6.511% | 15.63% | 24.95% | 22.6% | 0.4965% | 3.19% | 3.204% | 100%
Sites-Based | SDG&E | Miscellaneous | 0.6326% | 1.638% | 2.769% | 0.911% | 1.176% | 3.11% | 0.6386% | 1.248% | 1.152% | 1.644% | 17.52% | 53.13% | 9.263% | 4.397% | 0.7734% | 100%
Sites-Based | SDG&E | Office, Large | 2.113% | 9.665% | 9.988% | 3.067% | 0.4363% | 3.801% | 2.18% | 2.715% | 0.5441% | 3.553% | 20.46% | 33.03% | 0.4363% | 6.079% | 1.927% | 100%
Sites-Based | SDG&E | Office, Small | 0.08025% | 1.331% | 1.83% | 1.196% | 0.4818% | 2.336% | 0.2322% | 1.036% | 1.016% | 1.309% | 14.82% | 60.22% | 7.255% | 6.547% | 0.3089% | 100%
Sites-Based | SDG&E | Refrigerated Warehouse | 0% | 0% | 16.38% | 0% | 0% | 0% | 0% | 0% | 5.905% | 4.472% | 8.983% | 33.88% | 0% | 24.76% | 5.624% | 100%
Sites-Based | SDG&E | Restaurant | 0% | 1.224% | 2.159% | 0.7908% | 0.3799% | 2.909% | 0.3895% | 1.97% | 0.6326% | 1.365% | 18.27% | 51.99% | 5.675% | 8.903% | 3.348% | 100%
Sites-Based | SDG&E | Retail | 0.4956% | 0.6396% | 1.04% | 1.307% | 0.3432% | 0.4146% | 0.9477% | 0% | 1.187% | 1.388% | 11.98% | 58.39% | 17.06% | 4.532% | 0.2748% | 100%
Sites-Based | SDG&E | School | 1.947% | 8.852% | 6.579% | 0% | 0% | 10.28% | 0% | 1.947% | 1.947% | 3.836% | 17.47% | 23.74% | 3.895% | 19.5% | 0% | 100%
Sites-Based | SDG&E | Warehouse | 0.4123% | 0.8576% | 0% | 0% | 0% | 0.7755% | 0% | 0% | 0% | 0% | 14.27% | 66.01% | 3.985% | 13.33% | 0.3525% | 100%
Sites-Based | SDG&E | All Commercial | 0.3946% | 1.579% | 2.227% | 1.102% | 0.6284% | 2.5% | 0.5594% | 1.032% | 1.214% | 1.706% | 16.15% | 54.96% | 8.45% | 6.558% | 0.9392% | 100%
Sites-Based | LADWP | College | 0% | 1.896% | 0% | 0% | 0% | 0% | 0% | 0% | 0% | 0% | 21.01% | 71.78% | 0% | 5.31% | 0% | 100%
Sites-Based | LADWP | Food Stores | 0% | 1.801% | 0% | 0% | 0% | 0.4062% | 0% | 0% | 0.3306% | 1.549% | 22.23% | 60.85% | 6.643% | 4.542% | 1.647% | 100%
Sites-Based | LADWP | Health Care | 0% | 0.3011% | 0% | 0% | 0% | 0% | 0.2486% | 0% | 0% | 0.484% | 14.5% | 84.47% | 0% | 0% | 0% | 100%
Sites-Based | LADWP | Lodging | 0% | 0% | 0% | 0% | 0% | 14% | 1.988% | 0.3859% | 0.761% | 1.546% | 40.14% | 33.36% | 1.503% | 0% | 6.316% | 100%
Sites-Based | LADWP | Miscellaneous | 0% | 0.1438% | 0.236% | 0.1997% | 0.4027% | 0.5494% | 0% | 0% | 0.3947% | 0.9945% | 17.78% | 71.4% | 5.663% | 2.238% | 0% | 100%
Sites-Based | LADWP | Office, Large | 0% | 0% | 9.336% | 0% | 1.69% | 2.81% | 0% | 0% | 5.132% | 7.349% | 38.35% | 31.37% | 0% | 3.325% | 0.6318% | 100%
Sites-Based | LADWP | Office, Small | 0% | 0% | 0.8563% | 0% | 0% | 0% | 0% | 1.023% | 1.34% | 0% | 16.27% | 72.67% | 2.498% | 5.342% | 0% | 100%
Sites-Based | LADWP | Refrigerated Warehouse | 0% | 0% | 0% | 0% | 0% | 0% | 0% | 0% | 10.83% | 0% | 19.77% | 66.51% | 2.89% | 0% | 0% | 100%
Sites-Based | LADWP | Restaurant | 0% | 0% | 0.06956% | 0% | 0.1842% | 0.2538% | 0.5618% | 0% | 0% | 0% | 19.51% | 63.63% | 11.65% | 3.927% | 0.2007% | 100%
Sites-Based | LADWP | Retail | 0% | 0.5396% | 1.319% | 0% | 0% | 0% | 0% | 0.2121% | 1.279% | 0% | 11.93% | 65.96% | 9.372% | 8.486% | 0.9023% | 100%
Sites-Based | LADWP | School | 0% | 1.534% | 0% | 0% | 0% | 18.23% | 0% | 0% | 1.36% | 6.058% | 31.93% | 25.93% | 9.75% | 5.204% | 0% | 100%
Sites-Based | LADWP | Warehouse | 0% | 0% | 0% | 0% | 0% | 0% | 0% | 0% | 0% | 0% | 19.64% | 73.18% | 5.636% | 1.54% | 0% | 100%
Sites-Based | LADWP | All Commercial | 0% | 0.3322% | 0.7785% | 0.03262% | 0.1194% | 0.7493% | 0.1025% | 0.2734% | 0.9228% | 0.5233% | 16.98% | 66.56% | 6.993% | 5.194% | 0.4437% | 100%
Sites-Based | SMUD | College | 0% | 0% | 0% | 0% | 0% | 1.046% | 0% | 0% | 0% | 0% | 7.485% | 57.28% | 0% | 32.55% | 1.644% | 100%
Sites-Based | SMUD | Food Stores | 0% | 0% | 0% | 0.378% | 0.1393% | 3.584% | 0% | 1.041% | 4.766% | 1.572% | 31.38% | 44.85% | 1.697% | 9.925% | 0.6671% | 100%
Sites-Based | SMUD | Health Care | 0.8816% | 0% | 2.426% | 0% | 0% | 3.488% | 0.8816% | 0% | 0% | 2.876% | 22.33% | 53.99% | 0% | 11.64% | 1.486% | 100%
Sites-Based | SMUD | Lodging | 1.226% | 1.708% | 0% | 0% | 0% | 10.69% | 0% | 4.077% | 0% | 13.54% | 44.92% | 17.93% | 0% | 5.906% | 0% | 100%
Sites-Based | SMUD | Miscellaneous | 0.2508% | 1.668% | 1.627% | 0.2508% | 0.2508% | 2.633% | 0.2508% | 0.9197% | 1.502% | 1.851% | 11.91% | 63.17% | 0.7523% | 12.67% | 0.2974% | 100%
Sites-Based | SMUD | Office, Large | 0% | 3.339% | 0% | 1.855% | 1.904% | 3.339% | 0% | 0% | 3.808% | 7.253% | 26.1% | 49.06% | 0% | 3.339% | 0% | 100%
Sites-Based | SMUD | Office, Small | 0% | 0.9774% | 2.846% | 0% | 0% | 2.614% | 0% | 0.2781% | 0.2207% | 2.011% | 7.799% | 66.83% | 1.679% | 13.67% | 1.075% | 100%
Sites-Based | SMUD | Refrigerated Warehouse | 2.105% | 18.89% | 0% | 0% | 0% | 0% | 0% | 0% | 0% | 12.75% | 52.4% | 0% | 0% | 13.85% | 0% | 100%
Sites-Based | SMUD | Restaurant | 0% | 0% | 1.475% | 0% | 0.4171% | 2.629% | 0.1309% | 0.5803% | 0.3556% | 0% | 11.46% | 54.56% | 2.661% | 22.86% | 2.866% | 100%
Sites-Based | SMUD | Retail | 0.09387% | 0% | 0.627% | 0% | 0.4385% | 2.413% | 0.09387% | 0.09003% | 0.6503% | 0.09003% | 8.375% | 71.34% | 1.985% | 12.96% | 0.8442% | 100%
Sites-Based | SMUD | School | 0.6417% | 0.6417% | 4.951% | 0% | 1.728% | 0% | 0% | 0% | 1.253% | 1.219% | 17.28% | 65.18% | 0% | 6.896% | 0.212% | 100%
Sites-Based | SMUD | Warehouse | 0% | 0% | 0% | 0% | 0% | 1.96% | 0% | 0% | 0% | 1.046% | 17.54% | 57.49% | 0.8973% | 21.06% | 0% | 100%
Sites-Based | SMUD | All Commercial | 0.1114% | 0.6651% | 1.599% | 0.09133% | 0.2832% | 2.559% | 0.09958% | 0.3926% | 0.8452% | 1.342% | 11.85% | 63.12% | 1.529% | 14.5% | 1.011% | 100%
Sites-Based | FCZ01 | College | 1.267% | 0% | 2.197% | 2.197% | 0% | 0% | 0.326% | 0.3774% | 1.267% | 1.324% | 13.37% | 70.27% | 4.772% | 2.574% | 0.05708% | 100%
Sites-Based | FCZ01 | Food Stores | 0% | 1.103% | 1.826% | 0.4141% | 0.4371% | 3.164% | 0% | 0.9964% | 0.5709% | 1.485% | 37.08% | 46.34% | 4.386% | 1.908% | 0.2846% | 100%
Sites-Based | FCZ01 | Health Care | 0.9889% | 1.216% | 2.672% | 0% | 0% | 5.874% | 0.4009% | 1.821% | 3.277% | 0.9889% | 15.16% | 50.82% | 7.099% | 7.243% | 2.443% | 100%
Sites-Based | FCZ01 | Lodging | 2.423% | 1.211% | 1.99% | 0.4725% | 0.3701% | 3.694% | 1.211% | 1.299% | 3.136% | 4.094% | 40.3% | 35.35% | 1.478% | 1.417% | 1.551% | 100%
Sites-Based | FCZ01 | Miscellaneous | 0.9362% | 1.266% | 1.894% | 0.5019% | 1.124% | 3.638% | 0.9045% | 0.6883% | 0.9757% | 1.198% | 18.25% | 55.4% | 6.029% | 5.594% | 1.603% | 100%
Sites-Based | FCZ01 | Office, Large | 0.9037% | 0% | 1.894% | 0% | 0.4171% | 4.154% | 0.3282% | 1.603% | 0.7801% | 4.657% | 42.39% | 34.23% | 1.385% | 7.256% | 0% | 100%
Sites-Based | FCZ01 | Office, Small | 0.4112% | 1.081% | 0.8979% | 0.08347% | 0.04359% | 1.535% | 0% | 0.1669% | 0.7048% | 0.1999% | 19.28% | 61.99% | 3.903% | 7.209% | 2.497% | 100%
Sites-Based | FCZ01 | Refrigerated Warehouse | 0% | 1.875% | 0% | 0% | 0% | 0% | 3.75% | 3.295% | 1.42% | 1.42% | 16.92% | 63.96% | 6.578% | 0% | 0.7901% | 100%
Sites-Based | FCZ01 | Restaurant | 0.3543% | 0.9811% | 1.009% | 0.3543% | 0.1214% | 2.047% | 0.1821% | 0.2887% | 0.1214% | 0.8003% | 20.97% | 54.36% | 8.54% | 7.83% | 2.035% | 100%
Sites-Based | FCZ01 | Retail | 0.03063% | 0.6778% | 0.4383% | 0.4772% | 0% | 2.603% | 0.1022% | 0.1328% | 0.1225% | 0.1901% | 19.06% | 62.25% | 6.571% | 6.461% | 0.8813% | 100%
Sites-Based | FCZ01 | School | 0.8556% | 1.38% | 2.759% | 0% | 0% | 3.203% | 0% | 0% | 1.533% | 5.803% | 34.74% | 41.51% | 4.488% | 2.246% | 1.486% | 100%
Sites-Based | FCZ01 | Warehouse | 0.3972% | 1.313% | 0.2977% | 0% | 0.7055% | 3.948% | 0.3083% | 0% | 0.3083% | 0.3083% | 15.22% | 65.65% | 6.981% | 4.479% | 0.08345% | 100%
Sites-Based | FCZ01 | All Commercial | 0.4386% | 0.969% | 1.122% | 0.3369% | 0.262% | 2.535% | 0.2471% | 0.3977% | 0.6071% | 0.843% | 21.28% | 57.54% | 5.698% | 6.184% | 1.536% | 100%
Sites-Based | FCZ02 | College | 0% | 4.476% | 0% | 0% | 0.5939% | 0% | 0% | 0% | 0% | 0% | 8.038% | 43.45% | 43.45% | 0% | 0% | 100%
Sites-Based | FCZ02 | Food Stores | 0% | 0.7712% | 0% | 0% | 1.828% | 6.234% | 0.697% | 0% | 0.697% | 1.555% | 35.12% | 37.64% | 11.72% | 3.539% | 0.2041% | 100%
Sites-Based | FCZ02 | Health Care | 0% | 1.764% | 3.067% | 2.606% | 0% | 0% | 0% | 1.764% | 3.528% | 4.287% | 23.86% | 52.25% | 0.8821% | 2.044% | 3.949% | 100%
Sites-Based | FCZ02 | Lodging | 0% | 0.6964% | 0% | 0% | 5.388% | 6.455% | 1.576% | 2.229% | 5.759% | 11.44% | 44.04% | 18.27% | 1.128% | 2.26% | 0.7635% | 100%
Sites-Based | FCZ02 | Miscellaneous | 0.3655% | 1.212% | 1.461% | 2.192% | 0% | 6.043% | 0.5315% | 1.328% | 0.8066% | 0.6152% | 18.59% | 47.68% | 7.23% | 9.653% | 2.289% | 100%
Sites-Based | FCZ02 | Office, Large | 5.551% | 0% | 0% | 0% | 0% | 8.024% | 0% | 4.496% | 6.445% | 0% | 39.83% | 23.44% | 0% | 12.21% | 0% | 100%
Sites-Based | FCZ02 | Office, Small | 0.2238% | 0.5891% | 0.2238% | 0% | 0.2238% | 2.997% | 0.0919% | 0.2238% | 2.503% | 1.503% | 25.86% | 54.7% | 4.793% | 5.469% | 0.6014% | 100%
Sites-Based | FCZ02 | Refrigerated Warehouse | 4.459% | 0% | 0% | 0% | 9.552% | 7.756% | 0% | 0% | 0% | 7.528% | 18.81% | 39.18% | 3.302% | 9.406% | 0% | 100%
Sites-Based | FCZ02 | Restaurant | 0% | 0.5316% | 2.042% | 0.5316% | 0% | 0.5316% | 1.832% | 0% | 0% | 0.4209% | 31.31% | 47.4% | 6.164% | 8.597% | 0.6335% | 100%
Sites-Based | FCZ02 | Retail | 0% | 0.9199% | 0% | 0.2329% | 1.155% | 0.8455% | 0.5889% | 0% | 0% | 1.968% | 17.77% | 59.51% | 8.387% | 7.934% | 0.6923% | 100%
Sites-Based | FCZ02 | School | 4.087% | 0% | 0% | 0% | 0% | 4.557% | 0% | 1.9% | 4.087% | 1.985% | 40.08% | 41.12% | 1.9% | 0.2799% | 0% | 100%
Sites-Based | FCZ02 | Warehouse | 0% | 0% | 2.086% | 0% | 0% | 4.954% | 0% | 0% | 2.361% | 0% | 17.29% | 60.14% | 4.722% | 7.429% | 1.02% | 100%
Sites-Based | FCZ02 | All Commercial | 0.2843% | 0.799% | 0.6936% | 0.548% | 0.5859% | 3.239% | 0.4984% | 0.4816% | 1.5% | 1.589% | 24.43% | 51.11% | 6.59% | 6.675% | 0.972% | 100%
Sites-Based | FCZ03 | College | 0% | 0.5044% | 0.4656% | 0% | 0% | 0% | 0% | 0% | 0.5044% | 10.47% | 1.392% | 6.214% | 79.52% | 0.9312% | 0% | 100%
Sites-Based | FCZ03 | Food Stores | 0.7892% | 2.075% | 18.95% | 0% | 0% | 2.075% | 0% | 0% | 2.701% | 0% | 41.25% | 21.01% | 9.078% | 0% | 2.075% | 100%
Sites-Based | FCZ03 | Health Care | 2.028% | 0% | 7.807% | 0% | 0% | 4.536% | 2.028% | 2.028% | 5.299% | 7.044% | 13.7% | 37.55% | 5.016% | 10.45% | 2.508% | 100%
Sites-Based | FCZ03 | Lodging | 3.642% | 12.02% | 0% | 2.805% | 0% | 7.765% | 0% | 2.805% | 0% | 0.5681% | 31.32% | 31.31% | 7.765% | 0% | 0% | 100%
Sites-Based | FCZ03 | Miscellaneous | 0.1893% | 1.043% | 4.933% | 0% | 0% | 6.672% | 0% | 0.1893% | 0% | 0.568% | 24.21% | 46.41% | 13.75% | 1.853% | 0.1893% | 100%
Sites-Based | FCZ03 | Office, Large | 0% | 0% | 0% | 0% | 0% | 0% | 0% | 0% | 39.8% | 0% | 0% | 60.2% | 0% | 0% | 0% | 100%
Sites-Based | FCZ03 | Office, Small | 0% | 0% | 0% | 0% | 1.253% | 2.479% | 0% | 0.719% | 3.591% | 2.691% | 13.49% | 55.68% | 11.02% | 7.823% | 1.253% | 100%
Sites-Based | FCZ03 | Refrigerated Warehouse | 0% | 0% | 0% | 0% | 0% | 0% | 0% | 0% | 0% | 0% | 0% | 100% | 0% | 0% | 0% | 100%
Sites-Based | FCZ03 | Restaurant | 1.396% | 0% | 0% | 0% | 0% | 8.649% | 0% | 0.5659% | 0% | 0% | 20.02% | 51.12% | 2.597% | 15.65% | 0% | 100%
Sites-Based | FCZ03 | Retail | 0.6646% | 0.4299% | 2.083% | 0% | 0% | 4.831% | 0% | 0% | 0% | 1.329% | 16.52% | 41.48% | 20.17% | 11.98% | 0.5124% | 100%
Sites-Based | FCZ03 | School | 0% | 0% | 5.177% | 0% | 1.756% | 7.495% | 0% | 2.318% | 16.58% | 19.6% | 24.84% | 16.06% | 5.177% | 0.9923% | 0% | 100%
Sites-Based | FCZ03 | Warehouse | 9.167% | 11.05% | 0% | 0.7622% | 2.383% | 6.979% | 0% | 0% | 0% | 0% | 17.04% | 43.03% | 9.167% | 0% | 0.407% | 100%
Sites-Based | FCZ03 | All Commercial | 0.8944% | 1.285% | 3.199% | 0.09977% | 0.5072% | 4.984% | 0.0419% | 0.4824% | 1.949% | 2.227% | 19.78% | 44.11% | 13.61% | 6.175% | 0.6646% | 100%
Sites-Based | FCZ04 | College | 0% | 0% | 0% | 0% | 0% | 0% | 0% | 0% | 0% | 1.355% | 18.94% | 40.1% | 9.152% | 28.18% | 2.263% | 100%
Sites-Based | FCZ04 | Food Stores | 0% | 0% | 0.5939% | 0% | 0% | 11.8% | 0.3128% | 3.07% | 1.397% | 2.54% | 34.23% | 32.33% | 5.326% | 4.45% | 3.961% | 100%
Sites-Based | FCZ04 | Health Care | 0.7766% | 1.558% | 5.635% | 0% | 0% | 13.29% | 0.3883% | 0.7766% | 0.3883% | 5.578% | 14.74% | 35.89% | 5.735% | 14.08% | 1.17% | 100%
Sites-Based | FCZ04 | Lodging | 0% | 1.017% | 7.458% | 1.017% | 0% | 11.81% | 0% | 4.273% | 14.92% | 7.503% | 40.08% | 6.814% | 0% | 2.136% | 2.967% | 100%
Sites-Based | FCZ04 | Miscellaneous | 0% | 2.586% | 1.937% | 1.38% | 0.2793% | 4.192% | 0% | 0.9921% | 0.9163% | 1.381% | 15.45% | 46.11% | 7.299% | 14.24% | 3.233% | 100%
Sites-Based | FCZ04 | Office, Large | 0% | 0% | 0% | 0% | 0% | 8.601% | 0% | 0.8129% | 0% | 1.351% | 33.18% | 9.301% | 11.03% | 33.67% | 2.054% | 100%
Sites-Based | FCZ04 | Office, Small | 0.2436% | 0.08116% | 2.932% | 0% | 0% | 2.985% | 0% | 1.358% | 1.996% | 0.3952% | 12.7% | 32.07% | 6.826% | 37.23% | 1.186% | 100%
Sites-Based | FCZ04 | Refrigerated Warehouse | 0% | 0% | 0% | 0% | 0% | 8.143% | 0% | 0% | 0% | 4.475% | 20.81% | 64.12% | 0% | 0% | 2.453% | 100%
Sites-Based | FCZ04 | Restaurant | 0% | 0.8448% | 1.109% | 0% | 0% | 5.161% | 0% | 0% | 2.607% | 0.4062% | 14.74% | 31.71% | 15.5% | 23.62% | 4.311% | 100%
Sites-Based | FCZ04 | Retail | 0% | 0.1146% | 1.275% | 0% | 0.1146% | 2.955% | 0% | 0.474% | 0.3097% | 2.221% | 14.4% | 40.92% | 12.19% | 23.57% | 1.464% | 100%
Sites-Based | FCZ04 | School | 2.563% | 13.35% | 0% | 0% | 0% | 0% | 2.563% | 3.549% | 0% | 5.193% | 23.54% | 37.61% | 2.609% | 6.468% | 2.563% | 100%
Sites-Based | FCZ04 | Warehouse | 0% | 2.17% | 1.812% | 1.421% | 0% | 5.524% | 0.3916% | 0.3574% | 0% | 0.8629% | 18.77% | 45.44% | 9.02% | 13.57% | 0.662% | 100%
Sites-Based | FCZ04 | All Commercial | 0.1597% | 1.182% | 1.992% | 0.3706% | 0.07555% | 4.549% | 0.123% | 1.064% | 1.389% | 1.527% | 16.6% | 37.19% | 8.715% | 22.85% | 2.202% | 100%
Sites-Based | FCZ05 | College | 0% | 0% | 0% | 0% | 0% | 0.6591% | 0% | 8.492% | 0% | 0.6591% | 21.11% | 49.62% | 19.46% | 0% | 0% | 100%
Sites-Based | FCZ05 | Food Stores | 0.5537% | 3.027% | 0.1669% | 0% | 0% | 2.216% | 0% | 0% | 0.3339% | 1.936% | 26.97% | 48.14% | 11.25% | 4.547% | 0.8545% | 100%
Sites-Based | FCZ05 | Health Care | 0% | 0% | 1.17% | 0.5979% | 0.585% | 2.855% | 0% | 0% | 4.685% | 3.233% | 30.75% | 25.55% | 15.8% | 7.066% | 7.703% | 100%
Sites-Based | FCZ05 | Lodging | 0% | 0% | 0% | 0% | 0% | 0.6178% | 0% | 0.9597% | 0% | 5.596% | 35.69% | 44.99% | 5.575% | 6.564% | 0% | 100%
Sites-Based | FCZ05 | Miscellaneous | 0.5918% | 1.775% | 2.057% | 1.083% | 0.6935% | 3.997% | 0.5918% | 0% | 1.44% | 1.601% | 16.93% | 43.85% | 15.1% | 6.986% | 3.313% | 100%
Sites-Based | FCZ05 | Office, Large | 0% | 0% | 0% | 0% | 0% | 3.201% | 0% | 0% | 3.201% | 0% | 44.28% | 49.32% | 0% | 0% | 0% | 100%
Sites-Based | FCZ05 | Office, Small | 0% | 0.308% | 2.048% | 0% | 0% | 4.521% | 0.6327% | 0% | 0.5285% | 0% | 12.66% | 43.63% | 9.079% | 24.79% | 1.804% | 100%
Sites-Based | FCZ05 | Refrigerated Warehouse | 0% | 0% | 8.361% | 0% | 0% | 7.84% | 0% | 0% | 0% | 14.22% | 17.21% | 27.81% | 8.361% | 8.361% | 7.84% | 100%
Sites-Based | FCZ05 | Restaurant | 0.3818% | 2.337% | 0.9775% | 1.359% | 0% | 1.231% | 0% | 0% | 0.488% | 0% | 21.01% | 40.96% | 10.12% | 16.09% | 5.058% | 100%
Sites-Based | FCZ05 | Retail | 0.3125% | 0.9215% | 0% | 0% | 0% | 0.2808% | 0.3045% | 0% | 0% | 0.0842% | 13.31% | 59.92% | 17.38% | 4.925% | 2.558% | 100%
Sites-Based | FCZ05 | School | 1.227% | 3.983% | 4.016% | 0% | 0% | 8.673% | 0% | 1.407% | 7.963% | 5.329% | 21.92% | 28.93% | 3.922% | 12.63% | 0% | 100%
Sites-Based | FCZ05 | Warehouse | 0% | 1.409% | 0% | 0% | 0% | 5.362% | 0.494% | 0% | 0.2645% | 1.477% | 11.77% | 65.04% | 2.897% | 6.963% | 4.323% | 100%
Sites-Based | FCZ05 | All Commercial | 0.287% | 1.253% | 1.242% | 0.3637% | 0.1422% | 3.005% | 0.3776% | 0.1236% | 0.8649% | 0.8834% | 16.8% | 47.46% | 11.96% | 12.46% | 2.766% | 100%
Sites-Based | FCZ06 | College | 0% | 2.826% | 0% | 0% | 0% | 1.99% | 0% | 0% | 0% | 0.191% | 24.7% | 14.65% | 29.57% | 26.07% | 0% | 100%
Sites-Based | FCZ06 | Food Stores | 0% | 2.321% | 0% | 0.657% | 2.321% | 0% | 0% | 0.9234% | 0% | 0% | 34.36% | 42.03% | 12.68% | 3.719% | 0.9849% | 100%
Sites-Based | FCZ06 | Health Care | 0% | 1.037% | 0% | 1.037% | 0% | 4.929% | 0% | 0% | 0% | 2.074% | 26.03% | 54.46% | 1.037% | 6.974% | 2.424% | 100%
Sites-Based | FCZ06 | Lodging | 0.7398% | 3.813% | 1.222% | 0.9693% | 1.48% | 5.736% | 2.219% | 0.482% | 2.242% | 2.294% | 44.33% | 21.62% | 1.665% | 10.17% | 1.021% | 100%
Sites-Based | FCZ06 | Miscellaneous | 0.2011% | 0.4837% | 1.904% | 0.2826% | 0.2011% | 0.4837% | 0.2826% | 1.049% | 0.8708% | 0.2826% | 20.7% | 49.71% | 7.829% | 4.989% | 10.73% | 100%
Sites-Based | FCZ06 | Office, Large | 0% | 0% | 13.32% | 6.172% | 0% | 19.94% | 0% | 0% | 0% | 0% | 42.83% | 11.57% | 6.172% | 0% | 0% | 100%
Sites-Based | FCZ06 | Office, Small | 0% | 0% | 1.598% | 0.09006% | 0.8752% | 2.764% | 0% | 0.291% | 3.423% | 0.1806% | 14.2% | 59.98% | 7.014% | 9.585% | 0% | 100%
Sites-Based | FCZ06 | Refrigerated Warehouse | 0% | 0% | 0% | 0% | 6.209% | 36.01% | 0% | 6.209% | 0% | 0% | 0% | 12.42% | 0% | 0% | 39.15% | 100%
Sites-Based | FCZ06 | Restaurant | 0% | 0% | 0% | 0.9867% | 0% | 0.4927% | 0% | 2.203% | 0.4927% | 0.4927% | 15.9% | 50.77% | 13.49% | 13.1% | 2.085% | 100%
Sites-Based | FCZ06 | Retail | 0% | 0% | 0.1985% | 1.378% | 0% | 0.2806% | 1.289% | 0.2806% | 0% | 0% | 7.359% | 58.27% | 21.33% | 7.218% | 2.397% | 100%
Sites-Based | FCZ06 | School | 0% | 0% | 0% | 0% | 0% | 1.827% | 0% | 0% | 1.86% | 0% | 56% | 30.24% | 5.04% | 5.04% | 0% | 100%
Sites-Based | FCZ06 | Warehouse | 0% | 0% | 0.7211% | 0% | 0% | 2.885% | 0% | 0% | 0% | 0% | 31.29% | 43.07% | 9.334% | 8.165% | 4.536% | 100%
Sites-Based | FCZ06 | All Commercial | 0.0611% | 0.4277% | 1.046% | 0.5507% | 0.5223% | 1.838% | 0.3459% | 0.6655% | 1.499% | 0.3023% | 18.57% | 51.78% | 10.85% | 8.667% | 2.873% | 100%
Sites-Based | FCZ07 | College | 1.037% | 4.957% | 2.277% | 0.9914% | 0.04591% | 3.345% | 0.4624% | 0.04591% | 0.4956% | 0.2146% | 9.671% | 65.57% | 1.983% | 8.909% | 0% | 100%
Sites-Based | FCZ07 | Food Stores | 0.7037% | 1.289% | 1.634% | 0.5005% | 0.3456% | 3.123% | 0.6185% | 1.156% | 1.371% | 1.438% | 24.53% | 56.94% | 4.021% | 2.035% | 0.3% | 100%
Sites-Based | FCZ07 | Health Care | 1.132% | 0% | 1.169% | 0.2303% | 0% | 3.156% | 0% | 1.866% | 0.608% | 1.916% | 16.76% | 58.95% | 3.858% | 9.216% | 1.132% | 100%
Sites-Based | FCZ07 | Lodging | 0% | 0.7566% | 2.228% | 1.513% | 0.7145% | 3.381% | 0.3572% | 1.543% | 4.893% | 2.638% | 23.46% | 49.8% | 2.658% | 3.571% | 2.489% | 100%
Sites-Based | FCZ07 | Miscellaneous | 0.2797% | 1.768% | 1.99% | 0.9599% | 0.5925% | 2.107% | 0.2724% | 0.6795% | 0.7013% | 0.4581% | 13.69% | 68.94% | 4.079% | 2.983% | 0.4967% | 100%
Sites-Based | FCZ07 | Office, Large | 0% | 2.053% | 7.604% | 1.811% | 0.287% | 2.285% | 1.086% | 2.056% | 0.9383% | 4.158% | 33.69% | 33.26% | 5.434% | 4.756% | 0.584% | 100%
Sites-Based | FCZ07 | Office, Small | 0.2575% | 0.9916% | 2.061% | 0.4948% | 0% | 1.422% | 0.1274% | 0.2273% | 1.774% | 0.4677% | 12.04% | 65.75% | 4.956% | 8.635% | 0.7985% | 100%
Sites-Based | FCZ07 | Refrigerated Warehouse | 0% | 0% | 0% | 0% | 0% | 7.464% | 0% | 2.673% | 0.7128% | 0% | 16.67% | 57.28% | 10.67% | 4.53% | 0% | 100%
Sites-Based | FCZ07 | Restaurant | 0% | 2.375% | 2.493% | 0.7104% | 0.3921% | 3.704% | 0.6808% | 1.378% | 0.9087% | 0.7022% | 15.34% | 56.87% | 6.591% | 6.658% | 1.198% | 100%
Sites-Based | FCZ07 | Retail | 0.1029% | 1.199% | 0.3261% | 0.3227% | 0.01456% | 2.089% | 0.08832% | 0.3194% | 0.4122% | 0.6163% | 10.28% | 69.22% | 6.747% | 6.68% | 1.583% | 100%
Sites-Based | FCZ07 | School | 0% | 4.457% | 4.181% | 1.338% | 0.5115% | 2.514% | 1.542% | 4.798% | 0.5115% | 2.332% | 19.03% | 52.57% | 3.604% | 2.033% | 0.5818% | 100%
Sites-Based | FCZ07 | Warehouse | 0.1381% | 0.834% | 0.2791% | 0.1381% | 0.9881% | 0.489% | 0.4575% | 0.2197% | 1.291% | 0.6426% | 9.677% | 70.04% | 8.645% | 5.508% | 0.6502% | 100%
Sites-Based | FCZ07 | All Commercial | 0.2184% | 1.519% | 1.641% | 0.5835% | 0.2521% | 2.168% | 0.3178% | 0.7212% | 1.022% | 0.7419% | 13.43% | 64.7% | 5.568% | 6.154% | 0.9654% | 100%
Sites-Based | FCZ08 | College | 0.4279% | 0% | 0% | 1.516% | 0% | 1.444% | 0% | 0% | 0% | 1.516% | 32.94% | 39.75% | 0% | 22.41% | 0% | 100%
Sites-Based | FCZ08 | Food Stores | 0% | 0% | 3.227% | 0% | 0% | 6.744% | 0% | 1.614% | 1.614% | 0% | 34.25% | 47.58% | 1.629% | 3.339% | 0% | 100%
Sites-Based | FCZ08 | Health Care | 0% | 0% | 0.7433% | 0% | 0% | 0% | 0% | 1.739% | 0% | 0% | 17.12% | 77.96% | 0% | 2.433% | 0% | 100%
Sites-Based | FCZ08 | Lodging | 0% | 0% | 2.422% | 0% | 0% | 16.84% | 0% | 9.804% | 1.285% | 18.26% | 30.66% | 19.89% | 0% | 0.8342% | 0% | 100%
Sites-Based | FCZ08 | Miscellaneous | 0% | 0.2472% | 0.2472% | 1.846% | 0.2472% | 2.365% | 0.4365% | 2.984% | 1.623% | 1.004% | 21.13% | 56.13% | 4.913% | 6.304% | 0.5198% | 100%
Sites-Based | FCZ08 | Office, Large | 0% | 0% | 7.284% | 0% | 0% | 2.929% | 0% | 0% | 0% | 0% | 52.86% | 15.31% | 0% | 14.93% | 6.691% | 100%
Sites-Based | FCZ08 | Office, Small | 0% | 3.994% | 1.713% | 0.2616% | 0% | 0.8663% | 2.579% | 0% | 0.4374% | 0.5378% | 20.61% | 58.15% | 2.84% | 7.749% | 0.2616% | 100%
Sites-Based | FCZ08 | Refrigerated Warehouse | 0% | 0% | 0% | 0% | 0% | 0% | 0% | 20% | 0% | 0% | 8.158% | 71.84% | 0% | 0% | 0% | 100%
Sites-Based | FCZ08 | Restaurant | 0.4347% | 0.3126% | 1.919% | 0% | 1.919% | 6.333% | 0% | 0% | 1.919% | 0% | 21.39% | 57.36% | 2.097% | 6.314% | 0% | 100%
Sites-Based | FCZ08 | Retail | 0% | 0.2231% | 1.26% | 0% | 0% | 2.966% | 1.369% | 3.495% | 0.2117% | 1.483% | 24.41% | 52.22% | 6.318% | 5.409% | 0.6334% | 100%
Sites-Based | FCZ08 | School | 0% | 0% | 0% | 0% | 2.562% | 3.242% | 2.766% | 5.124% | 1.235% | 23.16% | 25.82% | 28.85% | 0% | 6.626% | 0.6176% | 100%
Sites-Based | FCZ08 | Warehouse | 0% | 1.301% | 2.597% | 0% | 2.597% | 0% | 0% | 0% | 0% | 1.886% | 10.59% | 67.14% | 3.898% | 9.996% | 0% | 100%
Sites-Based | FCZ08 | All Commercial | 0.06182% | 1.317% | 1.53% | 0.3791% | 0.4465% | 2.798% | 1.156% | 1.676% | 0.7971% | 1.449% | 22.71% | 55.19% | 3.461% | 6.605% | 0.4254% | 100%
Sites-Based | FCZ09 | College | 0% | 0% | 0% | 0% | 0% | 0% | 0% | 0% | 0% | 2.612% | 9.593% | 82.53% | 0% | 5.268% | 0% | 100%
Sites-Based | FCZ09 | Food Stores | 0% | 0% | 1.746% | 0% | 0% | 2.676% | 0% | 0% | 3.316% | 4.091% | 44.38% | 33.01% | 7.995% | 2.535% | 0.2518% | 100%
Sites-Based | FCZ09 | Health Care | 0% | 0% | 1.154% | 0% | 24.59% | 9.405% | 0% | 2.848% | 0% | 1.791% | 19.5% | 25.15% | 10.56% | 1.791% | 3.217% | 100%
Sites-Based | FCZ09 | Lodging | 0% | 0% | 4.19% | 2.993% | 3.184% | 3.184% | 9.893% | 0% | 4.583% | 4.45% | 24.8% | 42.72% | 0% | 0% | 0% | 100%
Sites-Based | FCZ09 | Miscellaneous | 0% | 0.7157% | 0% | 0% | 0.7157% | 0% | 0% | 3.504% | 0% | 0.7656% | 18.42% | 62.01% | 7.531% | 5.77% | 0.567% | 100%
Sites-Based | FCZ09 | Office, Large | 0% | 0% | 0% | 6.727% | 0% | 0% | 11.62% | 0% | 0% | 0% | 6.114% | 66.96% | 0% | 8.583% | 0% | 100%
Sites-Based | FCZ09 | Office, Small | 0% | 0.7155% | 0% | 0% | 0% | 4.548% | 0.7173% | 0% | 0% | 0% | 13.91% | 42.71% | 12.95% | 24.45% | 0% | 100%
Sites-Based | FCZ09 | Refrigerated Warehouse | 0% | 0% | 0% | 0% | 0% | 0% | 0% | 0% | 0% | 0% | 78.55% | 21.45% | 0% | 0% | 0% | 100%
Sites-Based | FCZ09 | Restaurant | 0% | 0% | 3.62% | 0.7414% | 0% | 1.333% | 0% | 0% | 0% | 0% | 19.68% | 39.9% | 14.61% | 15.72% | 4.398% | 100%
Sites-Based | FCZ09 | Retail | 2.186% | 0.5134% | 2.186% | 0.6314% | 0% | 2.186% | 0% | 0% | 0% | 0.3977% | 18.05% | 40.15% | 5.628% | 26.29% | 1.776% | 100%
Sites-Based | FCZ09 | School | 0% | 0% | 2.063% | 0% | 0% | 0% | 2.063% | 0% | 3.974% | 4.126% | 33.7% | 26.38% | 11.2% | 16.49% | 0% | 100%
Sites-Based | FCZ09 | Warehouse | 0% | 0% | 0% | 0% | 0% | 0% | 0% | 0% | 0% | 0% | 32.13% | 47% | 13.03% | 7.836% | 0% | 100%
Sites-Based | FCZ09 | All Commercial | 0.4174% | 0.4349% | 1.143% | 0.2816% | 0.7185% | 2.208% | 0.5675% | 0.7558% | 0.5344% | 0.8881% | 20.49% | 44.65% | 9.695% | 16.21% | 1% | 100%
Sites-Based | FCZ10 | College | 0% | 0% | 0% | 0% | 2.475% | 0% | 0% | 0.4347% | 0% | 0% | 4.701% | 35.78% | 12.16% | 28.14% | 16.31% | 100%
Sites-Based | FCZ10 | Food Stores | 1.578% | 0% | 1.966% | 0.6198% | 2.664% | 7.051% | 0% | 0% | 1.587% | 4.038% | 31.07% | 37.58% | 3.939% | 3.533% | 4.37% | 100%
Sites-Based | FCZ10 | Health Care | 0% | 0.4726% | 1.418% | 0% | 1.898% | 2.922% | 0% | 0.4726% | 0.4726% | 3.672% | 8.87% | 37.03% | 26.33% | 14.56% | 1.877% | 100%
Sites-Based | FCZ10 | Lodging | 0% | 2.841% | 3.477% | 2.074% | 0% | 3.477% | 0.2877% | 3.477% | 7.624% | 8.612% | 37.05% | 25.37% | 0% | 1.633% | 4.068% | 100%
Sites-Based | FCZ10 | Miscellaneous | 0% | 0.3452% | 1.407% | 0.3452% | 0.1496% | 0.6999% | 0.2852% | 0.8919% | 2.838% | 0.8198% | 13.97% | 68.7% | 2.217% | 7.259% | 0.06412% | 100%
Sites-Based | FCZ10 | Office, Large | 0% | 0% | 0% | 0% | 0% | 5.516% | 3.829% | 3.829% | 0% | 2.656% | 34.38% | 25.2% | 0% | 22.66% | 1.918% | 100%
Sites-Based | FCZ10 | Office, Small | 0% | 0% | 0.9816% | 0% | 0% | 1.48% | 0% | 0% | 1.744% | 0.2747% | 9.759% | 47.56% | 12.24% | 25.26% | 0.7069% | 100%
Sites-Based | FCZ10 | Refrigerated Warehouse | 0% | 0% | 0% | 0% | 0% | 0% | 0% | 0% | 0% | 0% | 25.59% | 23.82% | 0% | 0% | 50.58% | 100%
Sites-Based | FCZ10 | Restaurant | 0.2075% | 0.9724% | 0.7674% | 0.7767% | 0.2075% | 4.29% | 0.5692% | 0.4759% | 4.812% | 0.415% | 11.65% | 52.56% | 5.464% | 15.86% | 0.9655% | 100%
Sites-Based | FCZ10 | Retail | 0% | 0% | 0.7339% | 0.1529% | 0% | 1.398% | 0.07647% | 0.07647% | 1.56% | 0.07647% | 17.94% | 56.29% | 2.416% | 18.01% | 1.265% | 100%
Sites-Based | FCZ10 | School | 2.252% | 4.259% | 6.053% | 0% | 0% | 3.801% | 0% | 3.207% | 0% | 4.215% | 58.84% | 11.85% | 0% | 5.524% | 0% | 100%
Sites-Based | FCZ10 | Warehouse | 0% | 1.097% | 1.089% | 0% | 0% | 0.7778% | 0.3484% | 0% | 0% | 0.05724% | 17.24% | 48.79% | 2.438% | 23.36% | 4.807% | 100%
Sites-Based | FCZ10 | All Commercial | 0.1469% | 0.3987% | 1.149% | 0.2417% | 0.2605% | 1.983% | 0.2125% | 0.4089% | 2.05% | 0.788% | 15.98% | 52.05% | 5.827% | 16.9% | 1.61% | 100%
Sites-Based | FCZ11 | College | 0% | 0% | 0% | 0% | 0% | 2.518% | 0% | 0% | 0% | 0.4531% | 6.149% | 58.79% | 0% | 31.81% | 0.286% | 100%
Sites-Based | FCZ11 | Food Stores | 0% | 1.503% | 2.897% | 4.768% | 0% | 2.131% | 0% | 0.8384% | 0% | 2.515% | 29.72% | 34.52% | 13.16% | 0.6283% | 7.307% | 100%
Sites-Based | FCZ11 | Health Care | 1.433% | 0% | 0% | 2.125% | 0.9407% | 4.249% | 0% | 0% | 0% | 8.96% | 2.125% | 33.21% | 20.46% | 13.06% | 13.43% | 100%
Sites-Based | FCZ11 | Lodging | 0% | 6.718% | 4.479% | 2.239% | 0% | 0% | 0.8927% | 3.995% | 6.159% | 17.36% | 25.27% | 22.62% | 1.755% | 7.123% | 1.391% | 100%
Sites-Based | FCZ11 | Miscellaneous | 0.3988% | 1.15% | 0.5307% | 0.5594% | 0.9077% | 3.398% | 0.4578% | 0.5514% | 1.986% | 0.5048% | 11.14% | 56.08% | 10.32% | 11.51% | 0.5046% | 100%
Sites-Based | FCZ11 | Office, Large | 0% | 0% | 2.655% | 0% | 0% | 0% | 0% | 0% | 14.85% | 5.968% | 42.9% | 14.85% | 0% | 18.77% | 0% | 100%
Sites-Based | FCZ11 | Office, Small | 0% | 0% | 0.6587% | 0.742% | 0% | 0.1758% | 0% | 0% | 3.271% | 0.4256% | 22.59% | 42.15% | 6.632% | 21.26% | 2.089% | 100%
Sites-Based | FCZ11 | Refrigerated Warehouse | 0% | 0% | 0% | 12.81% | 0% | 0% | 0% | 0% | 0% | 28.9% | 19.19% | 39.11% | 0% | 0% | 0% | 100%
Sites-Based | FCZ11 | Restaurant | 0% | 2.811% | 1.88% | 1.258% | 0.3521% | 3.124% | 1.258% | 0.6221% | 0% | 4.439% | 13.55% | 36.69% | 12.28% | 17.61% | 4.121% | 100%
Sites-Based | FCZ11 | Retail | 0% | 0.1824% | 1.67% | 1.38% | 1.176% | 2.501% | 0.1131% | 0.6073% | 0% | 0.7639% | 14.47% | 47.28% | 9.272% | 19.97% | 0.6163% | 100%
Sites-Based | FCZ11 | School | 0% | 0.1286% | 3.254% | 0% | 0% | 0% | 0% | 0% | 0% | 2.449% | 47.93% | 30.08% | 7.348% | 4.471% | 4.334% | 100%
Sites-Based | FCZ11 | Warehouse | 0% | 2.521% | 2.2% | 0.8295% | 0% | 3.355% | 2.334% | 0% | 0% | 0% | 13.85% | 36.5% | 5.788% | 31.49% | 1.13% | 100%
Sites-Based | FCZ11 | All Commercial | 0.1079% | 0.8386% | 1.299% | 1.156% | 0.5147% | 2.028% | 0.3763% | 0.3982% | 1.415% | 1.648% | 17.57% | 43.95% | 9.006% | 17.53% | 2.166% | 100%
Sites-Based | FCZ12c | College | 0% | 0.5092% | 0% | 0% | 0% | 10.35% | 0% | 0% | 4.646% | 0% | 11.01% | 60.09% | 6.352% | 5.803% | 1.234% | 100%
Sites-Based | FCZ12c | Food Stores | 0% | 0% | 1.025% | 0.5213% | 1.531% | 2.832% | 1.783% | 0.7113% | 2.581% | 1.209% | 31.68% | 45.51% | 4.853% | 4.797% | 0.966% | 100%
Sites-Based | FCZ12c | Health Care | 0.9426% | 2.589% | 2.828% | 5.673% | 1.365% | 3.356% | 0% | 2.308% | 2.428% | 3.795% | 11.37% | 54.19% | 0% | 1.254% | 7.907% | 100%
Sites-Based | FCZ12c | Lodging | 0.929% | 1.647% | 2.322% | 1.647% | 1.436% | 7.685% | 2.691% | 2.365% | 1.436% | 18.38% | 29.38% | 21.97% | 0.7178% | 4.434% | 2.961% | 100%
Sites-Based | FCZ12c | Miscellaneous | 0.4275% | 2.148% | 2.439% | 1.372% | 1.04% | 4.329% | 0.401% | 0.8958% | 0.9195% | 2.406% | 16.85% | 54.41% | 5.944% | 5.453% | 0.9664% | 100%
Sites-Based | FCZ12c | Office, Large | 2.532% | 10.98% | 9.349% | 2.136% | 0.5227% | 2.953% | 2.612% | 2.393% | 0.6519% | 4.258% | 22.51% | 31.58% | 0.5227% | 5.827% | 1.17% | 100%
Sites-Based | FCZ12c | Office, Small | 0.114% | 1.317% | 1.292% | 1.411% | 0.5678% | 2.808% | 0.04283% | 0.7563% | 0.8689% | 0.8569% | 13.21% | 65.47% | 4.143% | 6.803% | 0.3454% | 100%
Sites-Based | FCZ12c | Refrigerated Warehouse | 0% | 0% | 17.83% | 0% | 0% | 0% | 0% | 0% | 6.428% | 4.166% | 7.739% | 36.88% | 0% | 26.96% | 0% | 100%
Sites-Based | FCZ12c | Restaurant | 0% | 1.177% | 2.337% | 1.177% | 0.5655% | 4.097% | 0.5797% | 1.757% | 0.297% | 1.163% | 19.71% | 48.18% | 4.741% | 10.23% | 3.982% | 100%
Sites-Based | FCZ12c | Retail | 0.6587% | 0.7367% | 0.1549% | 1.84% | 0.1939% | 0.6643% | 0.6542% | 0% | 0.8023% | 2.071% | 11.86% | 63.22% | 12.71% | 4.434% | 0% | 100%
Sites-Based | FCZ12c | School | 3.328% | 4.601% | 8.405% | 0% | 0% | 7.038% | 0% | 3.328% | 3.328% | 0% | 18.97% | 18.7% | 6.656% | 25.64% | 0% | 100%
Sites-Based | FCZ12c | Warehouse | 0% | 0.6415% | 0% | 0% | 0% | 1.189% | 0% | 0% | 0% | 0% | 13.75% | 67.33% | 1.815% | 14.73% | 0.5405% | 100%
Sites-Based | FCZ12c | All Commercial | 0.3961% | 1.592% | 1.779% | 1.406% | 0.5855% | 2.947% | 0.4616% | 0.8655% | 0.9784% | 1.714% | 15.66% | 57.67% | 5.758% | 7.151% | 1.038% | 100%
Sites-Based | FCZ12i | College | 0% | 0% | 0% | 0% | 0% | 0% | 0% | 0% | 5.793% | 6.526% | 8.57% | 29.03% | 19.56% | 30.53% | 0% | 100%
Sites-Based | FCZ12i | Food Stores | 0% | 2.345% | 5.142% | 0% | 2.345% | 2.911% | 1.173% | 0.8907% | 1.173% | 0% | 36.62% | 47.4% | 0% | 0% | 0% | 100%
Sites-Based | FCZ12i | Health Care | 4.663% | 3.358% | 4.211% | 2.873% | 4.904% | 5.946% | 0% | 2.365% | 2.798% | 4.862% | 11.27% | 43.17% | 2.873% | 5.238% | 1.46% | 100%
Sites-Based | FCZ12i | Lodging | 0% | 0% | 12.77% | 0% | 0% | 10.29% | 0% | 6.386% | 17.9% | 9.476% | 15.02% | 24% | 0% | 0.3996% | 3.748% | 100%
Sites-Based | FCZ12i | Miscellaneous | 0.9194% | 0.9263% | 3.231% | 0.2667% | 1.367% | 1.405% | 0.9709% | 1.739% | 1.478% | 0.5791% | 18.45% | 51.34% | 13.9% | 2.92% | 0.5036% | 100%
Sites-Based | FCZ12i | Office, Large | 0% | 3.018% | 13.21% | 7.765% | 0% | 8.079% | 0% | 4.337% | 0% | 0% | 10.13% | 40.37% | 0% | 7.353% | 5.744% | 100%
Sites-Based | FCZ12i | Office, Small | 0% | 1.366% | 3.109% | 0.6828% | 0.2769% | 1.213% | 0.6828% | 1.701% | 1.366% | 2.383% | 18.65% | 47.75% | 14.66% | 5.938% | 0.2219% | 100%
Sites-Based | FCZ12i | Refrigerated Warehouse | 0% | 0% | 0% | 0% | 0% | 0% | 0% | 0% | 0% | 7.914% | 23.01% | 0% | 0% | 0% | 69.07% | 100%
Sites-Based | FCZ12i | Restaurant | 0% | 1.319% | 1.795% | 0% | 0% | 0.476% | 0% | 2.405% | 1.319% | 1.777% | 15.32% | 59.77% | 7.587% | 6.181% | 2.051% | 100%
Sites-Based | FCZ12i | Retail | 0.2246% | 0.4782% | 2.51% | 0.4224% | 0.5912% | 0% | 1.435% | 0% | 1.826% | 0.2536% | 12.19% | 50.37% | 24.28% | 4.694% | 0.7314% | 100%
Sites-Based | FCZ12i | School | 0% | 14.85% | 4.003% | 0% | 0% | 14.85% | 0% | 0% | 0% | 9.246% | 15.35% | 30.86% | 0% | 10.84% | 0% | 100%
Sites-Based | FCZ12i | Warehouse | 1.186% | 1.263% | 0% | 0% | 0% | 0% | 0% | 0% | 0% | 0% | 15.26% | 63.54% | 8.055% | 10.69% | 0% | 100%
Sites-Based | FCZ12i | All Commercial | 0.3916% | 1.553% | 3.09% | 0.5168% | 0.711% | 1.639% | 0.7476% | 1.352% | 1.668% | 1.689% | 17.11% | 49.73% | 13.63% | 5.417% | 0.7493% | 100%
Sites-Based | FCZ13 | College | 0% | 0% | 0% | 0% | 0% | 1.046% | 0% | 0% | 0% | 0% | 7.485% | 57.28% | 0% | 32.55% | 1.644% | 100%
Sites-Based | FCZ13 | Food Stores | 0% | 0% | 0% | 0.378% | 0.1393% | 3.584% | 0% | 1.041% | 4.766% | 1.572% | 31.38% | 44.85% | 1.697% | 9.925% | 0.6671% | 100%
Sites-Based | FCZ13 | Health Care | 0.8816% | 0% | 2.426% | 0% | 0% | 3.488% | 0.8816% | 0% | 0% | 2.876% | 22.33% | 53.99% | 0% | 11.64% | 1.486% | 100%
Sites-Based | FCZ13 | Lodging | 1.226% | 1.708% | 0% | 0% | 0% | 10.69% | 0% | 4.077% | 0% | 13.54% | 44.92% | 17.93% | 0% | 5.906% | 0% | 100%
Sites-Based | FCZ13 | Miscellaneous | 0.2508% | 1.668% | 1.627% | 0.2508% | 0.2508% | 2.633% | 0.2508% | 0.9197% | 1.502% | 1.851% | 11.91% | 63.17% | 0.7523% | 12.67% | 0.2974% | 100%
Sites-Based | FCZ13 | Office, Large | 0% | 3.339% | 0% | 1.855% | 1.904% | 3.339% | 0% | 0% | 3.808% | 7.253% | 26.1% | 49.06% | 0% | 3.339% | 0% | 100%
Sites-Based | FCZ13 | Office, Small | 0% | 0.9774% | 2.846% | 0% | 0% | 2.614% | 0% | 0.2781% | 0.2207% | 2.011% | 7.799% | 66.83% | 1.679% | 13.67% | 1.075% | 100%
Sites-Based | FCZ13 | Refrigerated Warehouse | 2.105% | 18.89% | 0% | 0% | 0% | 0% | 0% | 0% | 0% | 12.75% | 52.4% | 0% | 0% | 13.85% | 0% | 100%
Sites-Based | FCZ13 | Restaurant | 0% | 0% | 1.475% | 0% | 0.4171% | 2.629% | 0.1309% | 0.5803% | 0.3556% | 0% | 11.46% | 54.56% | 2.661% | 22.86% | 2.866% | 100%
Sites-Based | FCZ13 | Retail | 0.09387% | 0% | 0.627% | 0% | 0.4385% | 2.413% | 0.09387% | 0.09003% | 0.6503% | 0.09003% | 8.375% | 71.34% | 1.985% | 12.96% | 0.8442% | 100%
Sites-Based | FCZ13 | School | 0.6417% | 0.6417% | 4.951% | 0% | 1.728% | 0% | 0% | 0% | 1.253% | 1.219% | 17.28% | 65.18% | 0% | 6.896% | 0.212% | 100%
Sites-Based | FCZ13 | Warehouse | 0% | 0% | 0% | 0% | 0% | 1.96% | 0% | 0% | 0% | 1.046% | 17.54% | 57.49% | 0.8973% | 21.06% | 0% | 100%
Sites-Based | FCZ13 | All Commercial | 0.1114% | 0.6651% | 1.599% | 0.09133% | 0.2832% | 2.559% | 0.09958% | 0.3926% | 0.8452% | 1.342% | 11.85% | 63.12% | 1.529% | 14.5% | 1.011% | 100%
Sites-Based | FCZ16 | College | 0% | 17.26% | 0% | 0% | 0% | 0% | 0% | 0% | 0% | 0% | 26.5% | 0% | 0% | 56.24% | 0% | 100%
Sites-Based | FCZ16 | Food Stores | 0% | 0% | 0% | 0% | 0% | 0% | 0% | 0% | 0% | 0.633% | 22.22% | 66.22% | 3.945% | 5.296% | 1.691% | 100%
Sites-Based | FCZ16 | Health Care | 0% | 0% | 0% | 0% | 0% | 0% | 0% | 0% | 0% | 0% | 0.7947% | 99.21% | 0% | 0% | 0% | 100%
Sites-Based | FCZ16 | Lodging | 0% | 0% | 0% | 0% | 0% | 15.34% | 2.179% | 0% | 0.8342% | 0% | 38.15% | 36.57% | 0% | 0% | 6.923% | 100%
Sites-Based | FCZ16 | Miscellaneous | 0% | 0.1215% | 0.3525% | 0% | 0.1215% | 0.705% | 0% | 0% | 0.474% | 0.705% | 18.27% | 76.16% | 0.474% | 2.617% | 0% | 100%
Sites-Based | FCZ16 | Office, Large | 0% | 0% | 11.6% | 0% | 2.1% | 3.491% | 0% | 0% | 6.376% | 9.129% | 27.16% | 38.2% | 0% | 1.164% | 0.7849% | 100%
Sites-Based | FCZ16 | Office, Small | 0% | 0% | 0% | 0% | 0% | 0% | 0% | 1.571% | 2.058% | 0% | 15.43% | 80.67% | 0% | 0.2721% | 0% | 100%
Sites-Based | FCZ16 | Refrigerated Warehouse | 0% | 0% | 0% | 0% | 0% | 0% | 0% | 0% | 0% | 0% | 22.99% | 72.74% | 4.272% | 0% | 0% | 100%
Sites-Based | FCZ16 | Restaurant | 0% | 0% | 0% | 0% | 0.2503% | 0.2503% | 0% | 0% | 0% | 0% | 16.28% | 67.25% | 12.23% | 3.742% | 0% | 100%
Sites-Based | FCZ16 | Retail | 0% | 0.7076% | 1.636% | 0% | 0% | 0% | 0% | 0% | 1.636% | 0% | 9.385% | 65.71% | 10% | 10.73% | 0.1914% | 100%
Sites-Based | FCZ16 | School | 0% | 0.6044% | 0% | 0% | 0% | 21.85% | 0% | 0% | 0% | 7.176% | 33.45% | 26.51% | 3.472% | 6.944% | 0% | 100%
Sites-Based | FCZ16 | Warehouse | 0% | 0% | 0% | 0% | 0% | 0% | 0% | 0% | 0% | 0% | 27.2% | 63.07% | 7.542% | 2.187% | 0% | 100%
Sites-Based | FCZ16 | All Commercial | 0% | 0.2844% | 0.8167% | 0% | 0.09503% | 0.9368% | 0.01836% | 0.2899% | 1.131% | 0.4966% | 15.33% | 69.1% | 5.99% | 5.285% | 0.221% | 100%
Sites-Based | FCZ17 | College | 0% | 0.7269% | 0% | 0% | 0% | 0% | 0% | 0% | 0% | 0% | 20.6% | 77.24% | 0% | 1.437% | 0% | 100%
Sites-Based | FCZ17 | Food Stores | 0% | 6.764% | 0% | 0% | 0% | 1.526% | 0% | 0% | 1.242% | 4.072% | 22.26% | 46.07% | 14.08% | 2.463% | 1.526% | 100%
Sites-Based | FCZ17 | Health Care | 0% | 0.8793% | 0% | 0% | 0% | 0% | 0.726% | 0% | 0% | 1.413% | 40.81% | 56.17% | 0% | 0% | 0% | 100%
Sites-Based | FCZ17 | Lodging | 0% | 0% | 0% | 0% | 0% | 0% | 0% | 4.402% | 0% | 17.64% | 60.81% | 0% | 17.15% | 0% | 0% | 100%
Sites-Based | FCZ17 | Miscellaneous | 0% | 0.1889% | 0% | 0.6044% | 0.9727% | 0.2342% | 0% | 0% | 0.2342% | 1.581% | 16.8% | 61.73% | 16.18% | 1.47% | 0% | 100%
Sites-Based | FCZ17 | Office, Large | 0% | 0% | 0% | 0% | 0% | 0% | 0% | 0% | 0% | 0% | 84.53% | 3.218% | 0% | 12.25% | 0% | 100%
Sites-Based | FCZ17 | Office, Small | 0% | 0% | 2.455% | 0% | 0% | 0% | 0% | 0% | 0% | 0% | 17.83% | 57.75% | 7.161% | 14.81% | 0% | 100%
Sites-Based | FCZ17 | Refrigerated Warehouse | 0% | 0% | 0% | 0% | 0% | 0% | 0% | 0% | 33.47% | 0% | 13.06% | 53.48% | 0% | 0% | 0% | 100%
Sites-Based | FCZ17 | Restaurant | 0% | 0% | 0.2635% | 0% | 0% | 0.2635% | 2.128% | 0% | 0% | 0% | 28.54% | 53.56% | 10.05% | 4.442% | 0.76% | 100%
Sites-Based | FCZ17 | Retail | 0% | 0% | 0.302% | 0% | 0% | 0% | 0% | 0.8932% | 0.1339% | 0% | 20.11% | 66.75% | 7.348% | 1.279% | 3.186% | 100%
Sites-Based | FCZ17 | School | 0% | 4.315% | 0% | 0% | 0% | 7.426% | 0% | 0% | 5.428% | 2.714% | 27.38% | 24.21% | 28.53% | 0% | 0% | 100%
Sites-Based | FCZ17 | Warehouse | 0% | 0% | 0% | 0% | 0% | 0% | 0% | 0% | 0% | 0% | 11.85% | 83.6% | 3.672% | 0.8731% | 0% | 100%
Sites-Based | FCZ17 | All Commercial | 0% | 0.4456% | 0.6878% | 0.1101% | 0.1772% | 0.3043% | 0.3025% | 0.2343% | 0.4282% | 0.5866% | 20.87% | 60.53% | 9.376% | 4.977% | 0.9725% | 100%

## Outdoor-Lit Upgrade Vintage
Outdoor Lighting Upgrade Vintage By Planning Area, Utility & Forecast Zone
Statewide - Participating Utilities1 + Nonparticipating Utilities2 + Non-Surveyed Forecast Zones3 (FCZ)
Utility xxx Tot - Utility xxx Planning Area (Participating Utility xxx + Nonparticipating Utilities within the planning area of Utility xxx)
Utility xxx - Participating Utility xxx
FCZ xx Tot - Participating Utility Forecast Zone Total (FZC xx + Nonparticipating Utilities within the planning area of the corresponding Utility)
FCZ xx - Participating Utility Forecast zone
1- Participating Utilities: PG&E, SCE, SDG&E, LADWP, SMUD
2- Non-Participating Utilities: Other utilities operating within the areas covered by CEUS survey
3- Forecast Zones (FCZ): Climate zones defined for the Energy Commission's Forecast (FCZ01-FCZ17)
Notes
Year Unknown- Indicates there have been upgrades but the date was not available
Not Available - Indicates no information was available to determine if there have been any upgrades
No Upgrades Reported- Indicates there have not been any upgrades
New Construction- At the time of the survey, sites up to four-years old were considered as "New Construction" (lighting installed at the time of construction is at least up to the code, however, but not considered as upgrade)
Most of the lighting upgrades reported for 2015-2021 vintage is due to installing LED lighting
Floorspace-Based data is listed on rows 24-582, and Site-Based data on rows 583-1141
Calculation Method | Statewide/ Utility/ FCZ | Building Type | 1985<=X<1990 | 1990<=X<1995 | 1995<=X<2000 | 2000<=X<2005 | 2005<=X<2010 | 2010<=X<2015 | 2015<=X<2021 | Year Unknown | Not Available | No Upgrades | New Construction | Total | ← Outdoor lighting upgrade vintage
Floorspace-Based | Statewide | College | 0% | 0% | 0% | 0% | 0.0142% | 3.776% | 39.41% | 48.26% | 0.804% | 7.041% | 0.6937% | 100% | ↓ % of Commercial floorspace
Floorspace-Based | Statewide | Food Stores | 0% | 0% | 0% | 0.03335% | 0.8492% | 1.632% | 17.82% | 67.51% | 5.136% | 4.87% | 2.147% | 100%
Floorspace-Based | Statewide | Health Care | 0% | 0% | 0% | 0.065% | 0.4184% | 3.733% | 24.88% | 60.53% | 1.582% | 5.151% | 3.639% | 100%
Floorspace-Based | Statewide | Lodging | 0% | 0% | 0% | 0.05574% | 0.5909% | 9.054% | 38.05% | 40.41% | 2.511% | 4.182% | 5.151% | 100%
Floorspace-Based | Statewide | Miscellaneous | 0.03767% | 0% | 0% | 0.02284% | 0.3775% | 2.107% | 22.01% | 62.5% | 4.116% | 6.79% | 2.035% | 100%
Floorspace-Based | Statewide | Office, Large | 0% | 0% | 0% | 0% | 0.2607% | 4.408% | 30.5% | 57.3% | 1.801% | 5.317% | 0.4162% | 100%
Floorspace-Based | Statewide | Office, Small | 0% | 0% | 0% | 0.02405% | 0.0431% | 2.4% | 16.54% | 64.51% | 5.028% | 10.65% | 0.801% | 100%
Floorspace-Based | Statewide | Refrigerated Warehouse | 0% | 0% | 0% | 0% | 0% | 4.066% | 27.79% | 49.44% | 4.256% | 2.121% | 12.32% | 100%
Floorspace-Based | Statewide | Restaurant | 0% | 0% | 0% | 0% | 0.08899% | 1.738% | 13.27% | 67.14% | 7.363% | 8.596% | 1.808% | 100%
Floorspace-Based | Statewide | Retail | 0% | 0% | 0% | 0% | 0.5439% | 2.025% | 17.73% | 59.6% | 5.373% | 10.24% | 4.493% | 100%
Floorspace-Based | Statewide | School | 0% | 0% | 0% | 0% | 0.3965% | 2.316% | 45.23% | 45.53% | 1.645% | 4.553% | 0.3316% | 100%
Floorspace-Based | Statewide | Warehouse | 0% | 0% | 0% | 0% | 0.06857% | 2.986% | 20.3% | 53.35% | 6.631% | 13.14% | 3.528% | 100%
Floorspace-Based | Statewide | All Commercial | 0.007287% | 0% | 0% | 0.01397% | 0.3067% | 3.152% | 25.36% | 57.03% | 3.919% | 7.774% | 2.441% | 100%
Floorspace-Based | PG&E Tot | College | 0% | 0% | 0% | 0% | 0.04386% | 11.62% | 57.73% | 26.63% | 1.838% | 1.272% | 0.8681% | 100%
Floorspace-Based | PG&E Tot | Food Stores | 0% | 0% | 0% | 0% | 0.1857% | 1.695% | 25.01% | 60.98% | 5.638% | 4.734% | 1.757% | 100%
Floorspace-Based | PG&E Tot | Health Care | 0% | 0% | 0% | 0.167% | 0% | 5.312% | 35.99% | 46.37% | 1.711% | 6.874% | 3.584% | 100%
Floorspace-Based | PG&E Tot | Lodging | 0% | 0% | 0% | 0.1271% | 1.194% | 16.02% | 39.47% | 36.46% | 1.319% | 3.451% | 1.958% | 100%
Floorspace-Based | PG&E Tot | Miscellaneous | 0% | 0% | 0% | 0% | 0.3699% | 1.788% | 22.43% | 61.64% | 4.291% | 6.694% | 2.796% | 100%
Floorspace-Based | PG&E Tot | Office, Large | 0% | 0% | 0% | 0% | 0.2806% | 9.016% | 32.87% | 50.53% | 2.517% | 4.74% | 0.0536% | 100%
Floorspace-Based | PG&E Tot | Office, Small | 0% | 0% | 0% | 0.06134% | 0.04758% | 2.529% | 18.12% | 60.45% | 5.106% | 12.4% | 1.284% | 100%
Floorspace-Based | PG&E Tot | Refrigerated Warehouse | 0% | 0% | 0% | 0% | 0% | 10.56% | 17.6% | 53.72% | 2.388% | 0.9366% | 14.79% | 100%
Floorspace-Based | PG&E Tot | Restaurant | 0% | 0% | 0% | 0% | 0.2688% | 1.769% | 13.21% | 63.75% | 9.218% | 9.48% | 2.31% | 100%
Floorspace-Based | PG&E Tot | Retail | 0% | 0% | 0% | 0% | 0.07471% | 2.295% | 20.29% | 57% | 8.409% | 9.763% | 2.161% | 100%
Floorspace-Based | PG&E Tot | School | 0% | 0% | 0% | 0% | 0.5584% | 1.201% | 53.51% | 42.35% | 0.9293% | 1.295% | 0.1567% | 100%
Floorspace-Based | PG&E Tot | Warehouse | 0% | 0% | 0% | 0% | 0% | 6.467% | 21.47% | 46.27% | 8.061% | 11.29% | 6.43% | 100%
Floorspace-Based | PG&E Tot | All Commercial | 0% | 0% | 0% | 0.02358% | 0.2725% | 5.243% | 28.31% | 52.51% | 4.356% | 6.874% | 2.414% | 100%
Floorspace-Based | SCE Tot | College | 0% | 0% | 0% | 0% | 0% | 0.03322% | 41.85% | 43.07% | 0.3048% | 14.19% | 0.5565% | 100%
Floorspace-Based | SCE Tot | Food Stores | 0% | 0% | 0% | 0.08023% | 1.865% | 2.201% | 14.28% | 68.86% | 6.937% | 3.322% | 2.457% | 100%
Floorspace-Based | SCE Tot | Health Care | 0% | 0% | 0% | 0% | 1.146% | 2.062% | 19.62% | 65.94% | 2.382% | 4.486% | 4.368% | 100%
Floorspace-Based | SCE Tot | Lodging | 0% | 0% | 0% | 0% | 0.2026% | 4.568% | 29.01% | 50.93% | 5.734% | 5.544% | 4.02% | 100%
Floorspace-Based | SCE Tot | Miscellaneous | 0.1177% | 0% | 0% | 0.05925% | 0.3975% | 2.851% | 21.3% | 62.09% | 5.204% | 6.6% | 1.386% | 100%
Floorspace-Based | SCE Tot | Office, Large | 0% | 0% | 0% | 0% | 0.5046% | 1.727% | 30.26% | 56.67% | 2.559% | 7.353% | 0.9194% | 100%
Floorspace-Based | SCE Tot | Office, Small | 0% | 0% | 0% | 0% | 0% | 3.245% | 14% | 65.05% | 5.628% | 11.49% | 0.5953% | 100%
Floorspace-Based | SCE Tot | Refrigerated Warehouse | 0% | 0% | 0% | 0% | 0% | 0.2889% | 37.77% | 41.14% | 5.37% | 1.445% | 13.99% | 100%
Floorspace-Based | SCE Tot | Restaurant | 0% | 0% | 0% | 0% | 0% | 2.032% | 13.46% | 68.08% | 7.086% | 7.771% | 1.571% | 100%
Floorspace-Based | SCE Tot | Retail | 0% | 0% | 0% | 0% | 0.86% | 2.399% | 17.42% | 56.41% | 4.534% | 10.85% | 7.525% | 100%
Floorspace-Based | SCE Tot | School | 0% | 0% | 0% | 0% | 0.5215% | 2.503% | 50.3% | 40.95% | 1.863% | 3.251% | 0.6085% | 100%
Floorspace-Based | SCE Tot | Warehouse | 0% | 0% | 0% | 0% | 0.1056% | 1.957% | 19.85% | 54.06% | 6.519% | 14.75% | 2.767% | 100%
Floorspace-Based | SCE Tot | All Commercial | 0.01771% | 0% | 0% | 0.01114% | 0.4227% | 2.296% | 24.39% | 56.08% | 4.642% | 9.232% | 2.907% | 100%
Floorspace-Based | SDG&E Tot | College | 0% | 0% | 0% | 0% | 0% | 0% | 23.61% | 73.85% | 0.651% | 1.147% | 0.7417% | 100%
Floorspace-Based | SDG&E Tot | Food Stores | 0% | 0% | 0% | 0% | 0% | 0.6289% | 11.78% | 80.63% | 0.9294% | 5.542% | 0.4948% | 100%
Floorspace-Based | SDG&E Tot | Health Care | 0% | 0% | 0% | 0% | 0% | 0.7997% | 14.39% | 75.77% | 0.4169% | 4.652% | 3.972% | 100%
Floorspace-Based | SDG&E Tot | Lodging | 0% | 0% | 0% | 0% | 0% | 1.52% | 51.85% | 29.55% | 0.0986% | 5.314% | 11.66% | 100%
Floorspace-Based | SDG&E Tot | Miscellaneous | 0% | 0% | 0% | 0.03715% | 0.756% | 1.692% | 19.85% | 65.63% | 1.589% | 7.628% | 2.825% | 100%
Floorspace-Based | SDG&E Tot | Office, Large | 0% | 0% | 0% | 0% | 0% | 0.5787% | 28.69% | 62.45% | 0.1809% | 7.217% | 0.8797% | 100%
Floorspace-Based | SDG&E Tot | Office, Small | 0% | 0% | 0% | 0% | 0.1404% | 0.939% | 16.74% | 70.48% | 5.109% | 6.244% | 0.3485% | 100%
Floorspace-Based | SDG&E Tot | Refrigerated Warehouse | 0% | 0% | 0% | 0% | 0% | 0% | 15.96% | 52.36% | 0% | 28.17% | 3.509% | 100%
Floorspace-Based | SDG&E Tot | Restaurant | 0% | 0% | 0% | 0% | 0% | 1.329% | 16.46% | 67.08% | 3.941% | 8.458% | 2.724% | 100%
Floorspace-Based | SDG&E Tot | Retail | 0% | 0% | 0% | 0% | 0% | 0.5558% | 23.28% | 65.05% | 5.322% | 4.632% | 1.163% | 100%
Floorspace-Based | SDG&E Tot | School | 0% | 0% | 0% | 0% | 0% | 0% | 14.15% | 63.21% | 0.337% | 22.31% | 0% | 100%
Floorspace-Based | SDG&E Tot | Warehouse | 0% | 0% | 0% | 0% | 0% | 0.6683% | 12.35% | 69.86% | 1.567% | 14% | 1.555% | 100%
Floorspace-Based | SDG&E Tot | All Commercial | 0% | 0% | 0% | 0.008106% | 0.1809% | 0.8888% | 22.61% | 64.39% | 1.941% | 7.669% | 2.32% | 100%
Floorspace-Based | LADWP Tot | College | 0% | 0% | 0% | 0% | 0% | 0% | 6.147% | 93.79% | 0% | 0.06543% | 0% | 100%
Floorspace-Based | LADWP Tot | Food Stores | 0% | 0% | 0% | 0% | 0% | 0% | 13.15% | 75.24% | 1.822% | 5.989% | 3.792% | 100%
Floorspace-Based | LADWP Tot | Health Care | 0% | 0% | 0% | 0% | 0% | 7.879% | 4.387% | 87.73% | 0% | 0% | 0% | 100%
Floorspace-Based | LADWP Tot | Lodging | 0% | 0% | 0% | 0% | 0% | 3.966% | 45.15% | 32.51% | 0.1044% | 0% | 18.27% | 100%
Floorspace-Based | LADWP Tot | Miscellaneous | 0% | 0% | 0% | 0% | 0% | 0.3414% | 25.48% | 67.14% | 3.782% | 3.253% | 0% | 100%
Floorspace-Based | LADWP Tot | Office, Large | 0% | 0% | 0% | 0% | 0% | 0% | 23.68% | 73.16% | 0% | 2.868% | 0.2965% | 100%
Floorspace-Based | LADWP Tot | Office, Small | 0% | 0% | 0% | 0% | 0% | 0.1954% | 23.75% | 69.38% | 3.876% | 2.796% | 0% | 100%
Floorspace-Based | LADWP Tot | Refrigerated Warehouse | 0% | 0% | 0% | 0% | 0% | 0% | 17.93% | 73.43% | 8.637% | 0% | 0% | 100%
Floorspace-Based | LADWP Tot | Restaurant | 0% | 0% | 0% | 0% | 0% | 0.5288% | 11.86% | 74.79% | 7.747% | 4.837% | 0.2345% | 100%
Floorspace-Based | LADWP Tot | Retail | 0% | 0% | 0% | 0% | 0% | 1.676% | 12.03% | 70.93% | 2.504% | 12.15% | 0.7103% | 100%
Floorspace-Based | LADWP Tot | School | 0% | 0% | 0% | 0% | 0% | 6.132% | 37.18% | 49.45% | 3.682% | 3.551% | 0% | 100%
Floorspace-Based | LADWP Tot | Warehouse | 0% | 0% | 0% | 0% | 0% | 0% | 26.46% | 66.41% | 6.348% | 0.7823% | 0% | 100%
Floorspace-Based | LADWP Tot | All Commercial | 0% | 0% | 0% | 0% | 0% | 1.546% | 22.39% | 68.8% | 2.377% | 3.804% | 1.077% | 100%
Floorspace-Based | SMUD Tot | College | 0% | 0% | 0% | 0% | 0% | 0% | 0.84% | 74.77% | 0% | 21.69% | 2.693% | 100%
Floorspace-Based | SMUD Tot | Food Stores | 0% | 0% | 0% | 0% | 0.2061% | 1.527% | 17.57% | 61.05% | 0.3861% | 17.03% | 2.235% | 100%
Floorspace-Based | SMUD Tot | Health Care | 0% | 0% | 0% | 0% | 0% | 2.787% | 37.38% | 48.41% | 0% | 6.932% | 4.492% | 100%
Floorspace-Based | SMUD Tot | Lodging | 0% | 0% | 0% | 0% | 0% | 0% | 38.48% | 55.37% | 0% | 6.151% | 0% | 100%
Floorspace-Based | SMUD Tot | Miscellaneous | 0% | 0% | 0% | 0% | 0% | 4.649% | 21.96% | 58.14% | 0.1308% | 15.07% | 0.04781% | 100%
Floorspace-Based | SMUD Tot | Office, Large | 0% | 0% | 0% | 0% | 0% | 1.736% | 40.53% | 55.73% | 0% | 2% | 0% | 100%
Floorspace-Based | SMUD Tot | Office, Small | 0% | 0% | 0% | 0% | 0.1899% | 1.634% | 11.21% | 72.44% | 0.5062% | 13.21% | 0.8142% | 100%
Floorspace-Based | SMUD Tot | Refrigerated Warehouse | 0% | 0% | 0% | 0% | 0% | 0% | 38.9% | 53.38% | 0% | 7.728% | 0% | 100%
Floorspace-Based | SMUD Tot | Restaurant | 0% | 0% | 0% | 0% | 0% | 2.527% | 8.93% | 64.17% | 1.651% | 20.17% | 2.552% | 100%
Floorspace-Based | SMUD Tot | Retail | 0% | 0% | 0% | 0% | 2.616% | 0.2856% | 5.167% | 73.15% | 0.7134% | 14.55% | 3.519% | 100%
Floorspace-Based | SMUD Tot | School | 0% | 0% | 0% | 0% | 0% | 0% | 23.27% | 69.76% | 0% | 6.902% | 0.0629% | 100%
Floorspace-Based | SMUD Tot | Warehouse | 0% | 0% | 0% | 0% | 0% | 0% | 19.77% | 72.91% | 0.05564% | 7.262% | 0% | 100%
Floorspace-Based | SMUD Tot | All Commercial | 0% | 0% | 0% | 0% | 0.4605% | 1.69% | 21.16% | 64.16% | 0.262% | 11.01% | 1.263% | 100%
Floorspace-Based | FCZ01 Tot | College | 0% | 0% | 0% | 0% | 0.1081% | 0.1082% | 68.02% | 29.74% | 0.9637% | 0.2459% | 0.8204% | 100%
Floorspace-Based | FCZ01 Tot | Food Stores | 0% | 0% | 0% | 0% | 0.1428% | 1.773% | 23.68% | 69.09% | 2.512% | 2.069% | 0.7335% | 100%
Floorspace-Based | FCZ01 Tot | Health Care | 0% | 0% | 0% | 0.3324% | 0% | 9.386% | 32.75% | 47.88% | 1.938% | 6.142% | 1.571% | 100%
Floorspace-Based | FCZ01 Tot | Lodging | 0% | 0% | 0% | 0% | 1.035% | 5.325% | 44.49% | 44.17% | 0.3879% | 2.066% | 2.52% | 100%
Floorspace-Based | FCZ01 Tot | Miscellaneous | 0% | 0% | 0% | 0% | 0.2915% | 0.9924% | 20.09% | 67.15% | 3.9% | 5.102% | 2.476% | 100%
Floorspace-Based | FCZ01 Tot | Office, Large | 0% | 0% | 0% | 0% | 0.331% | 9.005% | 33.43% | 53% | 1.112% | 3.116% | 0% | 100%
Floorspace-Based | FCZ01 Tot | Office, Small | 0% | 0% | 0% | 0.1467% | 0% | 3.476% | 17.21% | 67.75% | 4.188% | 5.966% | 1.27% | 100%
Floorspace-Based | FCZ01 Tot | Refrigerated Warehouse | 0% | 0% | 0% | 0% | 0% | 0.4974% | 16.42% | 77.06% | 1.704% | 0% | 4.32% | 100%
Floorspace-Based | FCZ01 Tot | Restaurant | 0% | 0% | 0% | 0% | 0.4675% | 1.5% | 11.85% | 69.94% | 8.266% | 6.292% | 1.694% | 100%
Floorspace-Based | FCZ01 Tot | Retail | 0% | 0% | 0% | 0% | 0% | 1.985% | 17.77% | 66.55% | 4.354% | 6.645% | 2.698% | 100%
Floorspace-Based | FCZ01 Tot | School | 0% | 0% | 0% | 0% | 1.471% | 2.408% | 55.69% | 39% | 0.7637% | 0.4308% | 0.2363% | 100%
Floorspace-Based | FCZ01 Tot | Warehouse | 0% | 0% | 0% | 0% | 0% | 4.414% | 17.83% | 60.7% | 2.556% | 13.75% | 0.7413% | 100%
Floorspace-Based | FCZ01 Tot | All Commercial | 0% | 0% | 0% | 0.0293% | 0.3003% | 4.446% | 27.92% | 58.5% | 2.642% | 4.784% | 1.379% | 100%
Floorspace-Based | FCZ02 Tot | College | 0% | 0% | 0% | 0% | 0% | 2.415% | 28.6% | 62.94% | 6.049% | 0% | 0% | 100%
Floorspace-Based | FCZ02 Tot | Food Stores | 0% | 0% | 0% | 0% | 0% | 5.553% | 16.56% | 58.3% | 14.31% | 4.129% | 1.146% | 100%
Floorspace-Based | FCZ02 Tot | Health Care | 0% | 0% | 0% | 0% | 0% | 3.364% | 54.51% | 36.1% | 0.6468% | 1.601% | 3.777% | 100%
Floorspace-Based | FCZ02 Tot | Lodging | 0% | 0% | 0% | 0.4709% | 0% | 48.01% | 34.29% | 12.23% | 1.83% | 2.348% | 0.8158% | 100%
Floorspace-Based | FCZ02 Tot | Miscellaneous | 0% | 0% | 0% | 0% | 0.6829% | 1.629% | 22.44% | 60.77% | 3.696% | 7.886% | 2.896% | 100%
Floorspace-Based | FCZ02 Tot | Office, Large | 0% | 0% | 0% | 0% | 0% | 11.22% | 31.91% | 49.67% | 0% | 7.196% | 0% | 100%
Floorspace-Based | FCZ02 Tot | Office, Small | 0% | 0% | 0% | 0% | 0.4048% | 2.72% | 16.88% | 69.58% | 2.061% | 7.724% | 0.6262% | 100%
Floorspace-Based | FCZ02 Tot | Refrigerated Warehouse | 0% | 0% | 0% | 0% | 0% | 0% | 22.49% | 73.84% | 1.511% | 2.162% | 0% | 100%
Floorspace-Based | FCZ02 Tot | Restaurant | 0% | 0% | 0% | 0% | 0.3474% | 2.149% | 18.06% | 65.07% | 5.195% | 7.29% | 1.886% | 100%
Floorspace-Based | FCZ02 Tot | Retail | 0% | 0% | 0% | 0% | 0% | 4.993% | 22.14% | 59.55% | 6.564% | 4.85% | 1.904% | 100%
Floorspace-Based | FCZ02 Tot | School | 0% | 0% | 0% | 0% | 0% | 0% | 42.42% | 56.02% | 1.517% | 0.03506% | 0% | 100%
Floorspace-Based | FCZ02 Tot | Warehouse | 0% | 0% | 0% | 0% | 0% | 1.865% | 12.28% | 46.82% | 1.34% | 3.704% | 33.99% | 100%
Floorspace-Based | FCZ02 Tot | All Commercial | 0% | 0% | 0% | 0.09331% | 0.1871% | 12.06% | 26.98% | 49.12% | 3.118% | 4.669% | 3.775% | 100%
Floorspace-Based | FCZ03 Tot | College | 0% | 0% | 0% | 0% | 0% | 13.72% | 75.42% | 7.216% | 3.55% | 0.09123% | 0% | 100%
Floorspace-Based | FCZ03 Tot | Food Stores | 0% | 0% | 0% | 0% | 0% | 0% | 31.46% | 61.54% | 4.992% | 0% | 2.013% | 100%
Floorspace-Based | FCZ03 Tot | Health Care | 0% | 0% | 0% | 0% | 0% | 0% | 53.46% | 31.88% | 2.696% | 4.106% | 7.855% | 100%
Floorspace-Based | FCZ03 Tot | Lodging | 0% | 0% | 0% | 0% | 28.69% | 0.1867% | 21.09% | 37.26% | 12.76% | 0% | 0% | 100%
Floorspace-Based | FCZ03 Tot | Miscellaneous | 0% | 0% | 0% | 0% | 0% | 1.438% | 41.22% | 45.42% | 3.915% | 7.331% | 0.6766% | 100%
Floorspace-Based | FCZ03 Tot | Office, Large | 0% | 0% | 0% | 0% | 0% | 0% | 82.03% | 17.97% | 0% | 0% | 0% | 100%
Floorspace-Based | FCZ03 Tot | Office, Small | 0% | 0% | 0% | 0% | 0% | 1.66% | 27.24% | 55.39% | 8.169% | 6.076% | 1.465% | 100%
Floorspace-Based | FCZ03 Tot | Refrigerated Warehouse | 0% | 0% | 0% | 0% | 0% | 0% | 0% | 100% | 0% | 0% | 0% | 100%
Floorspace-Based | FCZ03 Tot | Restaurant | 0% | 0% | 0% | 0% | 0% | 1.465% | 21.35% | 67.46% | 2.234% | 7.49% | 0% | 100%
Floorspace-Based | FCZ03 Tot | Retail | 0% | 0% | 0% | 0% | 0% | 1.328% | 20.83% | 59.14% | 8.098% | 7.556% | 3.049% | 100%
Floorspace-Based | FCZ03 Tot | School | 0% | 0% | 0% | 0% | 0% | 0% | 66.9% | 32.75% | 0.2959% | 0.05029% | 0% | 100%
Floorspace-Based | FCZ03 Tot | Warehouse | 0% | 0% | 0% | 0% | 0% | 0% | 0% | 96.92% | 2.604% | 0% | 0.4799% | 100%
Floorspace-Based | FCZ03 Tot | All Commercial | 0% | 0% | 0% | 0% | 1.466% | 1.786% | 41.81% | 45.32% | 4.341% | 4.134% | 1.147% | 100%
Floorspace-Based | FCZ04 Tot | College | 0% | 0% | 0% | 0% | 0% | 55.39% | 1.702% | 33.7% | 1.334% | 5.053% | 2.818% | 100%
Floorspace-Based | FCZ04 Tot | Food Stores | 0% | 0% | 0% | 0% | 0% | 1.217% | 31.46% | 53.09% | 3.608% | 7.255% | 3.37% | 100%
Floorspace-Based | FCZ04 Tot | Health Care | 0% | 0% | 0% | 0% | 0% | 1.884% | 55.92% | 31.2% | 2.371% | 6.58% | 2.042% | 100%
Floorspace-Based | FCZ04 Tot | Lodging | 0% | 0% | 0% | 0% | 0% | 4.748% | 40.34% | 49.51% | 0% | 1.508% | 3.896% | 100%
Floorspace-Based | FCZ04 Tot | Miscellaneous | 0% | 0% | 0% | 0% | 1.06% | 3.183% | 24.33% | 47.71% | 5.777% | 13.13% | 4.813% | 100%
Floorspace-Based | FCZ04 Tot | Office, Large | 0% | 0% | 0% | 0% | 0% | 2.103% | 21.46% | 18.46% | 25.45% | 31.62% | 0.8985% | 100%
Floorspace-Based | FCZ04 Tot | Office, Small | 0% | 0% | 0% | 0% | 0% | 3.271% | 22.03% | 33.17% | 6.143% | 33.87% | 1.511% | 100%
Floorspace-Based | FCZ04 Tot | Refrigerated Warehouse | 0% | 0% | 0% | 0% | 0% | 50.45% | 28.76% | 17.76% | 0% | 0% | 3.023% | 100%
Floorspace-Based | FCZ04 Tot | Restaurant | 0% | 0% | 0% | 0% | 0% | 3.899% | 18.84% | 40.49% | 14.53% | 18.5% | 3.736% | 100%
Floorspace-Based | FCZ04 Tot | Retail | 0% | 0% | 0% | 0% | 0.4202% | 3.528% | 36.23% | 36.35% | 9.046% | 13.2% | 1.225% | 100%
Floorspace-Based | FCZ04 Tot | School | 0% | 0% | 0% | 0% | 0% | 0% | 35.8% | 58.02% | 1.074% | 4.704% | 0.407% | 100%
Floorspace-Based | FCZ04 Tot | Warehouse | 0% | 0% | 0% | 0% | 0% | 12.69% | 22.62% | 32.84% | 14.86% | 12.14% | 4.86% | 100%
Floorspace-Based | FCZ04 Tot | All Commercial | 0% | 0% | 0% | 0% | 0.2854% | 8.688% | 26.77% | 38.08% | 8.837% | 14.11% | 3.227% | 100%
Floorspace-Based | FCZ05 Tot | College | 0% | 0% | 0% | 0% | 0% | 0% | 74.98% | 24.21% | 0.8161% | 0% | 0% | 100%
Floorspace-Based | FCZ05 Tot | Food Stores | 0% | 0% | 0% | 0% | 0% | 0.08644% | 32.89% | 50.96% | 8.173% | 4.404% | 3.489% | 100%
Floorspace-Based | FCZ05 Tot | Health Care | 0% | 0% | 0% | 0% | 0% | 0% | 25.89% | 44.85% | 1.75% | 17.24% | 10.27% | 100%
Floorspace-Based | FCZ05 Tot | Lodging | 0% | 0% | 0% | 0% | 0.2962% | 2.411% | 28.16% | 51.83% | 3.943% | 13.35% | 0% | 100%
Floorspace-Based | FCZ05 Tot | Miscellaneous | 0% | 0% | 0% | 0% | 0% | 2.533% | 25.7% | 57.01% | 5.309% | 6.496% | 2.95% | 100%
Floorspace-Based | FCZ05 Tot | Office, Large | 0% | 0% | 0% | 0% | 0% | 0% | 31.03% | 68.97% | 0% | 0% | 0% | 100%
Floorspace-Based | FCZ05 Tot | Office, Small | 0% | 0% | 0% | 0% | 0% | 0.5364% | 15.88% | 58.17% | 5.686% | 17.13% | 2.6% | 100%
Floorspace-Based | FCZ05 Tot | Refrigerated Warehouse | 0% | 0% | 0% | 0% | 0% | 0% | 8.638% | 34.5% | 6.997% | 2.322% | 47.55% | 100%
Floorspace-Based | FCZ05 Tot | Restaurant | 0% | 0% | 0% | 0% | 0% | 0.2011% | 8.336% | 63.94% | 10% | 13.6% | 3.926% | 100%
Floorspace-Based | FCZ05 Tot | Retail | 0% | 0% | 0% | 0% | 0% | 0.9578% | 14.93% | 52.32% | 13.8% | 16.1% | 1.897% | 100%
Floorspace-Based | FCZ05 Tot | School | 0% | 0% | 0% | 0% | 0% | 1.58% | 41.86% | 53.6% | 1.475% | 1.486% | 0% | 100%
Floorspace-Based | FCZ05 Tot | Warehouse | 0% | 0% | 0% | 0% | 0% | 0% | 29.75% | 39.76% | 4.86% | 11.29% | 14.34% | 100%
Floorspace-Based | FCZ05 Tot | All Commercial | 0% | 0% | 0% | 0% | 0.01118% | 1.016% | 26.5% | 51.46% | 5.756% | 9.765% | 5.498% | 100%
Floorspace-Based | FCZ06 Tot | College | 0% | 0% | 0% | 0% | 0% | 0.4949% | 88.7% | 6.219% | 3.284% | 1.299% | 0% | 100%
Floorspace-Based | FCZ06 Tot | Food Stores | 0% | 0% | 0% | 0% | 1.3% | 1.247% | 11.97% | 63.43% | 8.309% | 13.32% | 0.4175% | 100%
Floorspace-Based | FCZ06 Tot | Health Care | 0% | 0% | 0% | 0% | 0% | 0% | 14.11% | 79.56% | 0.2817% | 1.261% | 4.786% | 100%
Floorspace-Based | FCZ06 Tot | Lodging | 0% | 0% | 0% | 0% | 0% | 2.333% | 43.15% | 45.17% | 0.379% | 6.202% | 2.759% | 100%
Floorspace-Based | FCZ06 Tot | Miscellaneous | 0% | 0% | 0% | 0% | 0% | 5.848% | 20.94% | 62.8% | 3.443% | 4.937% | 2.041% | 100%
Floorspace-Based | FCZ06 Tot | Office, Large | 0% | 0% | 0% | 0% | 0% | 41.8% | 29.69% | 26% | 2.503% | 0% | 0% | 100%
Floorspace-Based | FCZ06 Tot | Office, Small | 0% | 0% | 0% | 0% | 0% | 0.8363% | 17.66% | 66.22% | 8.294% | 6.993% | 0% | 100%
Floorspace-Based | FCZ06 Tot | Refrigerated Warehouse | 0% | 0% | 0% | 0% | 0% | 0% | 1.871% | 57.56% | 0% | 0% | 40.56% | 100%
Floorspace-Based | FCZ06 Tot | Restaurant | 0% | 0% | 0% | 0% | 0% | 2.544% | 13.32% | 58.7% | 12.09% | 10.94% | 2.407% | 100%
Floorspace-Based | FCZ06 Tot | Retail | 0% | 0% | 0% | 0% | 0% | 1.295% | 9.323% | 58.46% | 17.31% | 11.65% | 1.957% | 100%
Floorspace-Based | FCZ06 Tot | School | 0% | 0% | 0% | 0% | 0% | 0% | 91.02% | 7.794% | 0.431% | 0.7602% | 0% | 100%
Floorspace-Based | FCZ06 Tot | Warehouse | 0% | 0% | 0% | 0% | 0% | 0% | 32.61% | 49.77% | 12.49% | 2.704% | 2.435% | 100%
Floorspace-Based | FCZ06 Tot | All Commercial | 0% | 0% | 0% | 0% | 0.04466% | 3.833% | 32.84% | 49.73% | 6.118% | 5.41% | 2.027% | 100%
Floorspace-Based | FCZ07 Tot | College | 0% | 0% | 0% | 0% | 0% | 0% | 47.11% | 50.27% | 0.341% | 2.276% | 0% | 100%
Floorspace-Based | FCZ07 Tot | Food Stores | 0% | 0% | 0% | 0% | 3.07% | 1.963% | 13.63% | 72.24% | 5.504% | 3.1% | 0.4908% | 100%
Floorspace-Based | FCZ07 Tot | Health Care | 0% | 0% | 0% | 0% | 2.026% | 2.46% | 17.2% | 72.05% | 1.547% | 4.381% | 0.3328% | 100%
Floorspace-Based | FCZ07 Tot | Lodging | 0% | 0% | 0% | 0% | 0% | 6.421% | 25.28% | 49.25% | 8.748% | 5.595% | 4.706% | 100%
Floorspace-Based | FCZ07 Tot | Miscellaneous | 0.2045% | 0% | 0% | 0.1029% | 0.2242% | 3.51% | 20.9% | 63.04% | 6.677% | 3.931% | 1.413% | 100%
Floorspace-Based | FCZ07 Tot | Office, Large | 0% | 0% | 0% | 0% | 0.6361% | 2.176% | 30.18% | 58.42% | 3.226% | 5.144% | 0.2215% | 100%
Floorspace-Based | FCZ07 Tot | Office, Small | 0% | 0% | 0% | 0% | 0% | 5.262% | 13.41% | 70.32% | 4.228% | 6.515% | 0.2737% | 100%
Floorspace-Based | FCZ07 Tot | Refrigerated Warehouse | 0% | 0% | 0% | 0% | 0% | 0.4632% | 45.79% | 42.83% | 8.608% | 2.316% | 0% | 100%
Floorspace-Based | FCZ07 Tot | Restaurant | 0% | 0% | 0% | 0% | 0% | 1.315% | 12.05% | 72.42% | 7.167% | 5.448% | 1.594% | 100%
Floorspace-Based | FCZ07 Tot | Retail | 0% | 0% | 0% | 0% | 0.04435% | 3.571% | 18.26% | 63.12% | 5.751% | 7.855% | 1.4% | 100%
Floorspace-Based | FCZ07 Tot | School | 0% | 0% | 0% | 0% | 0.1629% | 2.919% | 36.37% | 53.08% | 2.794% | 4.274% | 0.3959% | 100%
Floorspace-Based | FCZ07 Tot | Warehouse | 0% | 0% | 0% | 0% | 0.2247% | 4.163% | 7.198% | 73.93% | 7.763% | 5.441% | 1.281% | 100%
Floorspace-Based | FCZ07 Tot | All Commercial | 0.03066% | 0% | 0% | 0.01543% | 0.3677% | 3.323% | 21.16% | 63.53% | 5.334% | 5.212% | 1.03% | 100%
Floorspace-Based | FCZ08 Tot | College | 0% | 0% | 0% | 0% | 0% | 0.1558% | 23.58% | 22.83% | 0% | 53.43% | 0% | 100%
Floorspace-Based | FCZ08 Tot | Food Stores | 0% | 0% | 0% | 0% | 0% | 2.24% | 13.88% | 70.17% | 0.338% | 13.38% | 0% | 100%
Floorspace-Based | FCZ08 Tot | Health Care | 0% | 0% | 0% | 0% | 0% | 9.947% | 30.76% | 53.94% | 0% | 5.35% | 0% | 100%
Floorspace-Based | FCZ08 Tot | Lodging | 0% | 0% | 0% | 0% | 0% | 5.119% | 40.27% | 53.61% | 0% | 1.006% | 0% | 100%
Floorspace-Based | FCZ08 Tot | Miscellaneous | 0% | 0% | 0% | 0% | 0% | 0% | 26.95% | 48.88% | 2.287% | 21.11% | 0.7672% | 100%
Floorspace-Based | FCZ08 Tot | Office, Large | 0% | 0% | 0% | 0% | 0% | 0% | 47.72% | 34.7% | 0% | 9.816% | 7.77% | 100%
Floorspace-Based | FCZ08 Tot | Office, Small | 0% | 0% | 0% | 0% | 0% | 0% | 14.51% | 73.53% | 2.465% | 8.789% | 0.7034% | 100%
Floorspace-Based | FCZ08 Tot | Refrigerated Warehouse | 0% | 0% | 0% | 0% | 0% | 0% | 68.09% | 31.91% | 0% | 0% | 0% | 100%
Floorspace-Based | FCZ08 Tot | Restaurant | 0% | 0% | 0% | 0% | 0% | 0% | 26.8% | 65.31% | 2.411% | 5.483% | 0% | 100%
Floorspace-Based | FCZ08 Tot | Retail | 0% | 0% | 0% | 0% | 0% | 1.758% | 18.11% | 64.71% | 6.855% | 4.567% | 4.001% | 100%
Floorspace-Based | FCZ08 Tot | School | 0% | 0% | 0% | 0% | 1.88% | 0.5146% | 44.98% | 49.09% | 0% | 2.193% | 1.346% | 100%
Floorspace-Based | FCZ08 Tot | Warehouse | 0% | 0% | 0% | 0% | 0% | 0% | 14.2% | 73.57% | 2.936% | 9.299% | 0% | 100%
Floorspace-Based | FCZ08 Tot | All Commercial | 0% | 0% | 0% | 0% | 0.1664% | 1.216% | 28.12% | 51.46% | 1.867% | 15.24% | 1.93% | 100%
Floorspace-Based | FCZ09 Tot | College | 0% | 0% | 0% | 0% | 0% | 0% | 85.95% | 12.53% | 0% | 1.522% | 0% | 100%
Floorspace-Based | FCZ09 Tot | Food Stores | 0% | 0% | 0% | 0% | 0% | 0% | 39.79% | 55.34% | 2.805% | 0.8526% | 1.209% | 100%
Floorspace-Based | FCZ09 Tot | Health Care | 0% | 0% | 0% | 0% | 0% | 0% | 18.58% | 73.37% | 3.78% | 0.4141% | 3.856% | 100%
Floorspace-Based | FCZ09 Tot | Lodging | 0% | 0% | 0% | 0% | 0% | 0% | 50.35% | 49.65% | 0% | 0% | 0% | 100%
Floorspace-Based | FCZ09 Tot | Miscellaneous | 0% | 0% | 0% | 0% | 0% | 8.377% | 32.9% | 44.19% | 5.914% | 4.929% | 3.691% | 100%
Floorspace-Based | FCZ09 Tot | Office, Large | 0% | 0% | 0% | 0% | 0% | 0% | 5.855% | 89.74% | 0% | 4.402% | 0% | 100%
Floorspace-Based | FCZ09 Tot | Office, Small | 0% | 0% | 0% | 0% | 0% | 0.176% | 16.23% | 49.71% | 11.4% | 22.48% | 0% | 100%
Floorspace-Based | FCZ09 Tot | Refrigerated Warehouse | 0% | 0% | 0% | 0% | 0% | 0% | 0% | 100% | 0% | 0% | 0% | 100%
Floorspace-Based | FCZ09 Tot | Restaurant | 0% | 0% | 0% | 0% | 0% | 0.6471% | 26.9% | 41.27% | 13.87% | 13.61% | 3.712% | 100%
Floorspace-Based | FCZ09 Tot | Retail | 0% | 0% | 0% | 0% | 0% | 0.6777% | 30.51% | 43.68% | 2.259% | 21.13% | 1.734% | 100%
Floorspace-Based | FCZ09 Tot | School | 0% | 0% | 0% | 0% | 0% | 0% | 38.69% | 51.37% | 1.966% | 7.972% | 0% | 100%
Floorspace-Based | FCZ09 Tot | Warehouse | 0% | 0% | 0% | 0% | 0% | 0% | 53.93% | 42.67% | 2.199% | 1.2% | 0% | 100%
Floorspace-Based | FCZ09 Tot | All Commercial | 0% | 0% | 0% | 0% | 0% | 1.856% | 34.45% | 49.88% | 3.913% | 8.511% | 1.39% | 100%
Floorspace-Based | FCZ10 Tot | College | 0% | 0% | 0% | 0% | 0% | 0% | 38.94% | 49.64% | 1.711% | 2.966% | 6.74% | 100%
Floorspace-Based | FCZ10 Tot | Food Stores | 0% | 0% | 0% | 0% | 0.3511% | 5.766% | 18.25% | 53.82% | 13.61% | 2.293% | 5.912% | 100%
Floorspace-Based | FCZ10 Tot | Health Care | 0% | 0% | 0% | 0% | 0% | 0% | 24.68% | 53.59% | 5.262% | 7.147% | 9.32% | 100%
Floorspace-Based | FCZ10 Tot | Lodging | 0% | 0% | 0% | 0% | 0% | 1.318% | 40.75% | 41.48% | 0% | 10.03% | 6.423% | 100%
Floorspace-Based | FCZ10 Tot | Miscellaneous | 0% | 0% | 0% | 0% | 1.879% | 0% | 15.85% | 68.99% | 1.563% | 11.66% | 0.04765% | 100%
Floorspace-Based | FCZ10 Tot | Office, Large | 0% | 0% | 0% | 0% | 0% | 0% | 17.31% | 52.38% | 0% | 28.28% | 2.032% | 100%
Floorspace-Based | FCZ10 Tot | Office, Small | 0% | 0% | 0% | 0% | 0% | 0% | 14.61% | 48.21% | 10.43% | 26.27% | 0.4839% | 100%
Floorspace-Based | FCZ10 Tot | Refrigerated Warehouse | 0% | 0% | 0% | 0% | 0% | 0% | 0.6323% | 19.69% | 0% | 0% | 79.67% | 100%
Floorspace-Based | FCZ10 Tot | Restaurant | 0% | 0% | 0% | 0% | 0% | 7.377% | 8.256% | 65.52% | 4.694% | 13% | 1.152% | 100%
Floorspace-Based | FCZ10 Tot | Retail | 0% | 0% | 0% | 0% | 0.3666% | 0.7034% | 14.95% | 39.2% | 0.9616% | 11.03% | 32.79% | 100%
Floorspace-Based | FCZ10 Tot | School | 0% | 0% | 0% | 0% | 0% | 5.235% | 81.78% | 12.37% | 0% | 0.6225% | 0% | 100%
Floorspace-Based | FCZ10 Tot | Warehouse | 0% | 0% | 0% | 0% | 0% | 0% | 36% | 30.29% | 6.454% | 20.29% | 6.964% | 100%
Floorspace-Based | FCZ10 Tot | All Commercial | 0% | 0% | 0% | 0% | 0.3034% | 0.9197% | 29.96% | 40.02% | 4.034% | 14.26% | 10.51% | 100%
Floorspace-Based | FCZ11 Tot | College | 0% | 0% | 0% | 0% | 0% | 0% | 44.36% | 46.36% | 0% | 8.687% | 0.5981% | 100%
Floorspace-Based | FCZ11 Tot | Food Stores | 0% | 0% | 0% | 0.6128% | 0% | 0% | 3.651% | 74.79% | 11.44% | 0.1146% | 9.392% | 100%
Floorspace-Based | FCZ11 Tot | Health Care | 0% | 0% | 0% | 0% | 0% | 0% | 16.89% | 61.6% | 2.38% | 1.714% | 17.42% | 100%
Floorspace-Based | FCZ11 Tot | Lodging | 0% | 0% | 0% | 0% | 1.439% | 0% | 23.94% | 65.82% | 2.114% | 4.844% | 1.848% | 100%
Floorspace-Based | FCZ11 Tot | Miscellaneous | 0% | 0% | 0% | 0% | 0% | 2.278% | 21.92% | 62.6% | 4.033% | 7.263% | 1.9% | 100%
Floorspace-Based | FCZ11 Tot | Office, Large | 0% | 0% | 0% | 0% | 0% | 0% | 25.03% | 61.4% | 0% | 13.58% | 0% | 100%
Floorspace-Based | FCZ11 Tot | Office, Small | 0% | 0% | 0% | 0% | 0% | 0% | 15.14% | 55.34% | 7.959% | 19.21% | 2.342% | 100%
Floorspace-Based | FCZ11 Tot | Refrigerated Warehouse | 0% | 0% | 0% | 0% | 0% | 0% | 59.22% | 40.78% | 0% | 0% | 0% | 100%
Floorspace-Based | FCZ11 Tot | Restaurant | 0% | 0% | 0% | 0% | 0% | 0.9108% | 13.62% | 58.59% | 11.18% | 13.17% | 2.526% | 100%
Floorspace-Based | FCZ11 Tot | Retail | 0% | 0% | 0% | 0% | 6.051% | 0.5137% | 12.63% | 51.73% | 3.927% | 24.07% | 1.079% | 100%
Floorspace-Based | FCZ11 Tot | School | 0% | 0% | 0% | 0% | 2.041% | 0% | 73.08% | 20.84% | 1.269% | 0.7771% | 1.991% | 100%
Floorspace-Based | FCZ11 Tot | Warehouse | 0% | 0% | 0% | 0% | 0% | 0% | 23.2% | 41.06% | 4.629% | 29.96% | 1.159% | 100%
Floorspace-Based | FCZ11 Tot | All Commercial | 0% | 0% | 0% | 0.01473% | 0.9799% | 0.4824% | 26.38% | 49.27% | 4.018% | 16.6% | 2.25% | 100%
Floorspace-Based | FCZ12c Tot | College | 0% | 0% | 0% | 0% | 0% | 0% | 4.773% | 92.99% | 0.457% | 0.818% | 0.963% | 100%
Floorspace-Based | FCZ12c Tot | Food Stores | 0% | 0% | 0% | 0% | 0% | 0.5891% | 15.09% | 74.12% | 1.36% | 8.11% | 0.7241% | 100%
Floorspace-Based | FCZ12c Tot | Health Care | 0% | 0% | 0% | 0% | 0% | 0.4498% | 11.54% | 80.58% | 0% | 5.69% | 1.737% | 100%
Floorspace-Based | FCZ12c Tot | Lodging | 0% | 0% | 0% | 0% | 0% | 2.035% | 52.15% | 26.37% | 0.1321% | 5.656% | 13.66% | 100%
Floorspace-Based | FCZ12c Tot | Miscellaneous | 0% | 0% | 0% | 0.05303% | 1.079% | 0.9717% | 20.05% | 65.7% | 0.8364% | 9.81% | 1.5% | 100%
Floorspace-Based | FCZ12c Tot | Office, Large | 0% | 0% | 0% | 0% | 0% | 0.6735% | 32.7% | 58.33% | 0.2105% | 7.574% | 0.5096% | 100%
Floorspace-Based | FCZ12c Tot | Office, Small | 0% | 0% | 0% | 0% | 0.1851% | 0.7854% | 16.11% | 73.15% | 2.768% | 6.601% | 0.3991% | 100%
Floorspace-Based | FCZ12c Tot | Refrigerated Warehouse | 0% | 0% | 0% | 0% | 0% | 0% | 17.46% | 51.73% | 0% | 30.82% | 0% | 100%
Floorspace-Based | FCZ12c Tot | Restaurant | 0% | 0% | 0% | 0% | 0% | 0.8341% | 15.91% | 68.17% | 3.174% | 8.533% | 3.376% | 100%
Floorspace-Based | FCZ12c Tot | Retail | 0% | 0% | 0% | 0% | 0% | 0.8623% | 22.41% | 68.34% | 3.122% | 5.267% | 0% | 100%
Floorspace-Based | FCZ12c Tot | School | 0% | 0% | 0% | 0% | 0% | 0% | 6.366% | 68.21% | 0.6273% | 24.8% | 0% | 100%
Floorspace-Based | FCZ12c Tot | Warehouse | 0% | 0% | 0% | 0% | 0% | 0.8632% | 11.44% | 68.18% | 1.369% | 16.14% | 2.009% | 100%
Floorspace-Based | FCZ12c Tot | All Commercial | 0% | 0% | 0% | 0.01141% | 0.2546% | 0.7948% | 21.98% | 65.34% | 1.156% | 8.541% | 1.922% | 100%
Floorspace-Based | FCZ12i Tot | College | 0% | 0% | 0% | 0% | 0% | 0% | 86.77% | 9.682% | 1.301% | 2.251% | 0% | 100%
Floorspace-Based | FCZ12i Tot | Food Stores | 0% | 0% | 0% | 0% | 0% | 0.7149% | 4.625% | 94.66% | 0% | 0% | 0% | 100%
Floorspace-Based | FCZ12i Tot | Health Care | 0% | 0% | 0% | 0% | 0% | 1.254% | 18.1% | 69.51% | 0.9585% | 3.303% | 6.874% | 100%
Floorspace-Based | FCZ12i Tot | Lodging | 0% | 0% | 0% | 0% | 0% | 0% | 50.98% | 38.94% | 0% | 4.307% | 5.77% | 100%
Floorspace-Based | FCZ12i Tot | Miscellaneous | 0% | 0% | 0% | 0% | 0% | 3.376% | 19.36% | 65.46% | 3.348% | 2.524% | 5.925% | 100%
Floorspace-Based | FCZ12i Tot | Office, Large | 0% | 0% | 0% | 0% | 0% | 0% | 4.24% | 87.58% | 0% | 5.038% | 3.14% | 100%
Floorspace-Based | FCZ12i Tot | Office, Small | 0% | 0% | 0% | 0% | 0% | 1.422% | 18.71% | 62.09% | 12.47% | 5.122% | 0.1895% | 100%
Floorspace-Based | FCZ12i Tot | Refrigerated Warehouse | 0% | 0% | 0% | 0% | 0% | 0% | 0% | 59.14% | 0% | 0% | 40.86% | 100%
Floorspace-Based | FCZ12i Tot | Restaurant | 0% | 0% | 0% | 0% | 0% | 2.323% | 17.57% | 64.9% | 5.48% | 8.307% | 1.416% | 100%
Floorspace-Based | FCZ12i Tot | Retail | 0% | 0% | 0% | 0% | 0% | 0.07853% | 24.64% | 59.92% | 8.748% | 3.642% | 2.975% | 100%
Floorspace-Based | FCZ12i Tot | School | 0% | 0% | 0% | 0% | 0% | 0% | 23.18% | 57.4% | 0% | 19.42% | 0% | 100%
Floorspace-Based | FCZ12i Tot | Warehouse | 0% | 0% | 0% | 0% | 0% | 0% | 15.47% | 75.61% | 2.248% | 6.669% | 0% | 100%
Floorspace-Based | FCZ12i Tot | All Commercial | 0% | 0% | 0% | 0% | 0% | 1.12% | 24.15% | 62.04% | 3.87% | 5.526% | 3.297% | 100%
Floorspace-Based | FCZ13 Tot | College | 0% | 0% | 0% | 0% | 0% | 0% | 0.84% | 74.77% | 0% | 21.69% | 2.693% | 100%
Floorspace-Based | FCZ13 Tot | Food Stores | 0% | 0% | 0% | 0% | 0.2061% | 1.527% | 17.57% | 61.05% | 0.3861% | 17.03% | 2.235% | 100%
Floorspace-Based | FCZ13 Tot | Health Care | 0% | 0% | 0% | 0% | 0% | 2.787% | 37.38% | 48.41% | 0% | 6.932% | 4.492% | 100%
Floorspace-Based | FCZ13 Tot | Lodging | 0% | 0% | 0% | 0% | 0% | 0% | 38.48% | 55.37% | 0% | 6.151% | 0% | 100%
Floorspace-Based | FCZ13 Tot | Miscellaneous | 0% | 0% | 0% | 0% | 0% | 4.649% | 21.96% | 58.14% | 0.1308% | 15.07% | 0.04781% | 100%
Floorspace-Based | FCZ13 Tot | Office, Large | 0% | 0% | 0% | 0% | 0% | 1.736% | 40.53% | 55.73% | 0% | 2% | 0% | 100%
Floorspace-Based | FCZ13 Tot | Office, Small | 0% | 0% | 0% | 0% | 0.1899% | 1.634% | 11.21% | 72.44% | 0.5062% | 13.21% | 0.8142% | 100%
Floorspace-Based | FCZ13 Tot | Refrigerated Warehouse | 0% | 0% | 0% | 0% | 0% | 0% | 38.9% | 53.38% | 0% | 7.728% | 0% | 100%
Floorspace-Based | FCZ13 Tot | Restaurant | 0% | 0% | 0% | 0% | 0% | 2.527% | 8.93% | 64.17% | 1.651% | 20.17% | 2.552% | 100%
Floorspace-Based | FCZ13 Tot | Retail | 0% | 0% | 0% | 0% | 2.616% | 0.2856% | 5.167% | 73.15% | 0.7134% | 14.55% | 3.519% | 100%
Floorspace-Based | FCZ13 Tot | School | 0% | 0% | 0% | 0% | 0% | 0% | 23.27% | 69.76% | 0% | 6.902% | 0.0629% | 100%
Floorspace-Based | FCZ13 Tot | Warehouse | 0% | 0% | 0% | 0% | 0% | 0% | 19.77% | 72.91% | 0.05564% | 7.262% | 0% | 100%
Floorspace-Based | FCZ13 Tot | All Commercial | 0% | 0% | 0% | 0% | 0.4605% | 1.69% | 21.16% | 64.16% | 0.262% | 11.01% | 1.263% | 100%
Floorspace-Based | FCZ16 Tot | College | 0% | 0% | 0% | 0% | 0% | 0% | 4.746% | 95.22% | 0% | 0.03582% | 0% | 100%
Floorspace-Based | FCZ16 Tot | Food Stores | 0% | 0% | 0% | 0% | 0% | 0% | 13.86% | 74.13% | 0.9168% | 5.254% | 5.841% | 100%
Floorspace-Based | FCZ16 Tot | Health Care | 0% | 0% | 0% | 0% | 0% | 0% | 0% | 100% | 0% | 0% | 0% | 100%
Floorspace-Based | FCZ16 Tot | Lodging | 0% | 0% | 0% | 0% | 0% | 4.295% | 46.97% | 28.95% | 0% | 0% | 19.79% | 100%
Floorspace-Based | FCZ16 Tot | Miscellaneous | 0% | 0% | 0% | 0% | 0% | 0.455% | 24.64% | 71.62% | 0.1835% | 3.099% | 0% | 100%
Floorspace-Based | FCZ16 Tot | Office, Large | 0% | 0% | 0% | 0% | 0% | 0% | 19.31% | 78.12% | 0% | 2.238% | 0.3267% | 100%
Floorspace-Based | FCZ16 Tot | Office, Small | 0% | 0% | 0% | 0% | 0% | 0.2693% | 28.15% | 70.34% | 0% | 1.24% | 0% | 100%
Floorspace-Based | FCZ16 Tot | Refrigerated Warehouse | 0% | 0% | 0% | 0% | 0% | 0% | 21.59% | 67.16% | 11.25% | 0% | 0% | 100%
Floorspace-Based | FCZ16 Tot | Restaurant | 0% | 0% | 0% | 0% | 0% | 0.3616% | 5.032% | 81% | 8.309% | 5.297% | 0% | 100%
Floorspace-Based | FCZ16 Tot | Retail | 0% | 0% | 0% | 0% | 0% | 0% | 10.74% | 71.31% | 2.308% | 14.85% | 0.7997% | 100%
Floorspace-Based | FCZ16 Tot | School | 0% | 0% | 0% | 0% | 0% | 8.392% | 28.19% | 55.73% | 2.833% | 4.859% | 0% | 100%
Floorspace-Based | FCZ16 Tot | Warehouse | 0% | 0% | 0% | 0% | 0% | 0% | 34.72% | 54.28% | 10.01% | 0.9959% | 0% | 100%
Floorspace-Based | FCZ16 Tot | All Commercial | 0% | 0% | 0% | 0% | 0% | 1.177% | 20.46% | 71.89% | 1.428% | 3.704% | 1.338% | 100%
Floorspace-Based | FCZ17 Tot | College | 0% | 0% | 0% | 0% | 0% | 0% | 31.1% | 68.31% | 0% | 0.5926% | 0% | 100%
Floorspace-Based | FCZ17 Tot | Food Stores | 0% | 0% | 0% | 0% | 0% | 0% | 12.03% | 77.03% | 3.273% | 7.166% | 0.5087% | 100%
Floorspace-Based | FCZ17 Tot | Health Care | 0% | 0% | 0% | 0% | 0% | 29.03% | 16.16% | 54.81% | 0% | 0% | 0% | 100%
Floorspace-Based | FCZ17 Tot | Lodging | 0% | 0% | 0% | 0% | 0% | 0% | 23.14% | 75.5% | 1.364% | 0% | 0% | 100%
Floorspace-Based | FCZ17 Tot | Miscellaneous | 0% | 0% | 0% | 0% | 0% | 0% | 28.01% | 53.66% | 14.61% | 3.719% | 0% | 100%
Floorspace-Based | FCZ17 Tot | Office, Large | 0% | 0% | 0% | 0% | 0% | 0% | 66.51% | 24.44% | 0% | 9.057% | 0% | 100%
Floorspace-Based | FCZ17 Tot | Office, Small | 0% | 0% | 0% | 0% | 0% | 0% | 12.12% | 66.86% | 14.11% | 6.906% | 0% | 100%
Floorspace-Based | FCZ17 Tot | Refrigerated Warehouse | 0% | 0% | 0% | 0% | 0% | 0% | 5.831% | 94.17% | 0% | 0% | 0% | 100%
Floorspace-Based | FCZ17 Tot | Restaurant | 0% | 0% | 0% | 0% | 0% | 0.8759% | 26.03% | 61.91% | 6.582% | 3.882% | 0.7214% | 100%
Floorspace-Based | FCZ17 Tot | Retail | 0% | 0% | 0% | 0% | 0% | 4.98% | 14.58% | 70.18% | 2.889% | 6.841% | 0.534% | 100%
Floorspace-Based | FCZ17 Tot | School | 0% | 0% | 0% | 0% | 0% | 0% | 61.6% | 32.41% | 5.985% | 0% | 0% | 100%
Floorspace-Based | FCZ17 Tot | Warehouse | 0% | 0% | 0% | 0% | 0% | 0% | 14.05% | 84.64% | 0.8525% | 0.4615% | 0% | 100%
Floorspace-Based | FCZ17 Tot | All Commercial | 0% | 0% | 0% | 0% | 0% | 2.837% | 29.14% | 58.01% | 5.692% | 4.155% | 0.1635% | 100%
Floorspace-Based | PG&E | College | 0% | 0% | 0% | 0% | 0.03907% | 12.55% | 56.76% | 26.52% | 1.896% | 1.359% | 0.8782% | 100%
Floorspace-Based | PG&E | Food Stores | 0% | 0% | 0% | 0% | 0.186% | 1.679% | 25.06% | 60.9% | 5.665% | 4.74% | 1.769% | 100%
Floorspace-Based | PG&E | Health Care | 0% | 0% | 0% | 0.1538% | 0% | 4.976% | 36.1% | 46.31% | 1.691% | 6.986% | 3.783% | 100%
Floorspace-Based | PG&E | Lodging | 0% | 0% | 0% | 0.1264% | 1.189% | 15.93% | 39.41% | 36.55% | 1.329% | 3.505% | 1.955% | 100%
Floorspace-Based | PG&E | Miscellaneous | 0% | 0% | 0% | 0% | 0.3933% | 2.173% | 23.26% | 59.48% | 4.458% | 7.304% | 2.937% | 100%
Floorspace-Based | PG&E | Office, Large | 0% | 0% | 0% | 0% | 0.2753% | 9.079% | 32.88% | 50.45% | 2.525% | 4.736% | 0.05417% | 100%
Floorspace-Based | PG&E | Office, Small | 0% | 0% | 0% | 0.05649% | 0.05024% | 2.431% | 18.09% | 60.51% | 5.169% | 12.41% | 1.287% | 100%
Floorspace-Based | PG&E | Refrigerated Warehouse | 0% | 0% | 0% | 0% | 0% | 11.21% | 17.34% | 52.3% | 2.454% | 0.8937% | 15.8% | 100%
Floorspace-Based | PG&E | Restaurant | 0% | 0% | 0% | 0% | 0.2664% | 1.762% | 13.18% | 63.72% | 9.234% | 9.517% | 2.322% | 100%
Floorspace-Based | PG&E | Retail | 0% | 0% | 0% | 0% | 0.07601% | 2.287% | 20.31% | 56.72% | 8.558% | 9.898% | 2.146% | 100%
Floorspace-Based | PG&E | School | 0% | 0% | 0% | 0% | 0.5256% | 1.174% | 53.69% | 42.25% | 0.9343% | 1.28% | 0.1484% | 100%
Floorspace-Based | PG&E | Warehouse | 0% | 0% | 0% | 0% | 0% | 6.388% | 21.58% | 46.15% | 8.077% | 11.21% | 6.591% | 100%
Floorspace-Based | PG&E | All Commercial | 0% | 0% | 0% | 0.02444% | 0.2669% | 5.589% | 28.86% | 51.22% | 4.479% | 7.052% | 2.512% | 100%
Floorspace-Based | SCE | College | 0% | 0% | 0% | 0% | 0% | 0.03913% | 41.35% | 42.37% | 0.3442% | 15.35% | 0.5442% | 100%
Floorspace-Based | SCE | Food Stores | 0% | 0% | 0% | 0.06407% | 1.902% | 2.263% | 14.67% | 68.63% | 6.769% | 3.457% | 2.245% | 100%
Floorspace-Based | SCE | Health Care | 0% | 0% | 0% | 0% | 1.185% | 2.18% | 19.67% | 66.21% | 2.333% | 4.513% | 3.917% | 100%
Floorspace-Based | SCE | Lodging | 0% | 0% | 0% | 0% | 0.2072% | 4.444% | 29.45% | 50.93% | 5.474% | 5.528% | 3.965% | 100%
Floorspace-Based | SCE | Miscellaneous | 0.1124% | 0% | 0% | 0.05659% | 0.4152% | 2.817% | 21.36% | 61.92% | 5.105% | 6.829% | 1.379% | 100%
Floorspace-Based | SCE | Office, Large | 0% | 0% | 0% | 0% | 0.5066% | 1.734% | 30.41% | 56.46% | 2.569% | 7.337% | 0.9859% | 100%
Floorspace-Based | SCE | Office, Small | 0% | 0% | 0% | 0% | 0% | 3.302% | 13.97% | 65.3% | 5.572% | 11.33% | 0.53% | 100%
Floorspace-Based | SCE | Refrigerated Warehouse | 0% | 0% | 0% | 0% | 0% | 0.2291% | 35.78% | 42.07% | 4.258% | 1.145% | 16.51% | 100%
Floorspace-Based | SCE | Restaurant | 0% | 0% | 0% | 0% | 0% | 2.03% | 13.56% | 68.23% | 6.991% | 7.637% | 1.547% | 100%
Floorspace-Based | SCE | Retail | 0% | 0% | 0% | 0% | 0.703% | 2.436% | 17.59% | 56.46% | 4.538% | 10.48% | 7.796% | 100%
Floorspace-Based | SCE | School | 0% | 0% | 0% | 0% | 0.4909% | 2.559% | 50.19% | 41.05% | 1.841% | 3.284% | 0.5755% | 100%
Floorspace-Based | SCE | Warehouse | 0% | 0% | 0% | 0% | 0.1078% | 1.998% | 20.38% | 54.01% | 6.612% | 13.87% | 3.013% | 100%
Floorspace-Based | SCE | All Commercial | 0.01685% | 0% | 0% | 0.01034% | 0.4148% | 2.338% | 24.52% | 56.19% | 4.57% | 8.993% | 2.942% | 100%
Floorspace-Based | SDG&E | College | 0% | 0% | 0% | 0% | 0% | 0% | 23.61% | 73.85% | 0.651% | 1.147% | 0.7417% | 100%
Floorspace-Based | SDG&E | Food Stores | 0% | 0% | 0% | 0% | 0% | 0.6289% | 11.78% | 80.63% | 0.9294% | 5.542% | 0.4948% | 100%
Floorspace-Based | SDG&E | Health Care | 0% | 0% | 0% | 0% | 0% | 0.7997% | 14.39% | 75.77% | 0.4169% | 4.652% | 3.972% | 100%
Floorspace-Based | SDG&E | Lodging | 0% | 0% | 0% | 0% | 0% | 1.52% | 51.85% | 29.55% | 0.0986% | 5.314% | 11.66% | 100%
Floorspace-Based | SDG&E | Miscellaneous | 0% | 0% | 0% | 0.03715% | 0.756% | 1.692% | 19.85% | 65.63% | 1.589% | 7.628% | 2.825% | 100%
Floorspace-Based | SDG&E | Office, Large | 0% | 0% | 0% | 0% | 0% | 0.5787% | 28.69% | 62.45% | 0.1809% | 7.217% | 0.8797% | 100%
Floorspace-Based | SDG&E | Office, Small | 0% | 0% | 0% | 0% | 0.1404% | 0.939% | 16.74% | 70.48% | 5.109% | 6.244% | 0.3485% | 100%
Floorspace-Based | SDG&E | Refrigerated Warehouse | 0% | 0% | 0% | 0% | 0% | 0% | 15.96% | 52.36% | 0% | 28.17% | 3.509% | 100%
Floorspace-Based | SDG&E | Restaurant | 0% | 0% | 0% | 0% | 0% | 1.329% | 16.46% | 67.08% | 3.941% | 8.458% | 2.724% | 100%
Floorspace-Based | SDG&E | Retail | 0% | 0% | 0% | 0% | 0% | 0.5558% | 23.28% | 65.05% | 5.322% | 4.632% | 1.163% | 100%
Floorspace-Based | SDG&E | School | 0% | 0% | 0% | 0% | 0% | 0% | 14.15% | 63.21% | 0.337% | 22.31% | 0% | 100%
Floorspace-Based | SDG&E | Warehouse | 0% | 0% | 0% | 0% | 0% | 0.6683% | 12.35% | 69.86% | 1.567% | 14% | 1.555% | 100%
Floorspace-Based | SDG&E | All Commercial | 0% | 0% | 0% | 0.008106% | 0.1809% | 0.8888% | 22.61% | 64.39% | 1.941% | 7.669% | 2.32% | 100%
Floorspace-Based | LADWP | College | 0% | 0% | 0% | 0% | 0% | 0% | 6.147% | 93.79% | 0% | 0.06543% | 0% | 100%
Floorspace-Based | LADWP | Food Stores | 0% | 0% | 0% | 0% | 0% | 0% | 13.15% | 75.24% | 1.822% | 5.989% | 3.792% | 100%
Floorspace-Based | LADWP | Health Care | 0% | 0% | 0% | 0% | 0% | 7.879% | 4.387% | 87.73% | 0% | 0% | 0% | 100%
Floorspace-Based | LADWP | Lodging | 0% | 0% | 0% | 0% | 0% | 3.966% | 45.15% | 32.51% | 0.1044% | 0% | 18.27% | 100%
Floorspace-Based | LADWP | Miscellaneous | 0% | 0% | 0% | 0% | 0% | 0.3414% | 25.48% | 67.14% | 3.782% | 3.253% | 0% | 100%
Floorspace-Based | LADWP | Office, Large | 0% | 0% | 0% | 0% | 0% | 0% | 23.68% | 73.16% | 0% | 2.868% | 0.2965% | 100%
Floorspace-Based | LADWP | Office, Small | 0% | 0% | 0% | 0% | 0% | 0.1954% | 23.75% | 69.38% | 3.876% | 2.796% | 0% | 100%
Floorspace-Based | LADWP | Refrigerated Warehouse | 0% | 0% | 0% | 0% | 0% | 0% | 17.93% | 73.43% | 8.637% | 0% | 0% | 100%
Floorspace-Based | LADWP | Restaurant | 0% | 0% | 0% | 0% | 0% | 0.5288% | 11.86% | 74.79% | 7.747% | 4.837% | 0.2345% | 100%
Floorspace-Based | LADWP | Retail | 0% | 0% | 0% | 0% | 0% | 1.676% | 12.03% | 70.93% | 2.504% | 12.15% | 0.7103% | 100%
Floorspace-Based | LADWP | School | 0% | 0% | 0% | 0% | 0% | 6.132% | 37.18% | 49.45% | 3.682% | 3.551% | 0% | 100%
Floorspace-Based | LADWP | Warehouse | 0% | 0% | 0% | 0% | 0% | 0% | 26.46% | 66.41% | 6.348% | 0.7823% | 0% | 100%
Floorspace-Based | LADWP | All Commercial | 0% | 0% | 0% | 0% | 0% | 1.546% | 22.39% | 68.8% | 2.377% | 3.804% | 1.077% | 100%
Floorspace-Based | SMUD | College | 0% | 0% | 0% | 0% | 0% | 0% | 0.84% | 74.77% | 0% | 21.69% | 2.693% | 100%
Floorspace-Based | SMUD | Food Stores | 0% | 0% | 0% | 0% | 0.2061% | 1.527% | 17.57% | 61.05% | 0.3861% | 17.03% | 2.235% | 100%
Floorspace-Based | SMUD | Health Care | 0% | 0% | 0% | 0% | 0% | 2.787% | 37.38% | 48.41% | 0% | 6.932% | 4.492% | 100%
Floorspace-Based | SMUD | Lodging | 0% | 0% | 0% | 0% | 0% | 0% | 38.48% | 55.37% | 0% | 6.151% | 0% | 100%
Floorspace-Based | SMUD | Miscellaneous | 0% | 0% | 0% | 0% | 0% | 4.649% | 21.96% | 58.14% | 0.1308% | 15.07% | 0.04781% | 100%
Floorspace-Based | SMUD | Office, Large | 0% | 0% | 0% | 0% | 0% | 1.736% | 40.53% | 55.73% | 0% | 2% | 0% | 100%
Floorspace-Based | SMUD | Office, Small | 0% | 0% | 0% | 0% | 0.1899% | 1.634% | 11.21% | 72.44% | 0.5062% | 13.21% | 0.8142% | 100%
Floorspace-Based | SMUD | Refrigerated Warehouse | 0% | 0% | 0% | 0% | 0% | 0% | 38.9% | 53.38% | 0% | 7.728% | 0% | 100%
Floorspace-Based | SMUD | Restaurant | 0% | 0% | 0% | 0% | 0% | 2.527% | 8.93% | 64.17% | 1.651% | 20.17% | 2.552% | 100%
Floorspace-Based | SMUD | Retail | 0% | 0% | 0% | 0% | 2.616% | 0.2856% | 5.167% | 73.15% | 0.7134% | 14.55% | 3.519% | 100%
Floorspace-Based | SMUD | School | 0% | 0% | 0% | 0% | 0% | 0% | 23.27% | 69.76% | 0% | 6.902% | 0.0629% | 100%
Floorspace-Based | SMUD | Warehouse | 0% | 0% | 0% | 0% | 0% | 0% | 19.77% | 72.91% | 0.05564% | 7.262% | 0% | 100%
Floorspace-Based | SMUD | All Commercial | 0% | 0% | 0% | 0% | 0.4605% | 1.69% | 21.16% | 64.16% | 0.262% | 11.01% | 1.263% | 100%
Floorspace-Based | FCZ01 | College | 0% | 0% | 0% | 0% | 0.1081% | 0.1082% | 68.02% | 29.74% | 0.9637% | 0.2459% | 0.8204% | 100%
Floorspace-Based | FCZ01 | Food Stores | 0% | 0% | 0% | 0% | 0.1428% | 1.773% | 23.68% | 69.09% | 2.512% | 2.069% | 0.7335% | 100%
Floorspace-Based | FCZ01 | Health Care | 0% | 0% | 0% | 0.3324% | 0% | 9.386% | 32.75% | 47.88% | 1.938% | 6.142% | 1.571% | 100%
Floorspace-Based | FCZ01 | Lodging | 0% | 0% | 0% | 0% | 1.035% | 5.325% | 44.49% | 44.17% | 0.3879% | 2.066% | 2.52% | 100%
Floorspace-Based | FCZ01 | Miscellaneous | 0% | 0% | 0% | 0% | 0.2915% | 0.9924% | 20.09% | 67.15% | 3.9% | 5.102% | 2.476% | 100%
Floorspace-Based | FCZ01 | Office, Large | 0% | 0% | 0% | 0% | 0.331% | 9.005% | 33.43% | 53% | 1.112% | 3.116% | 0% | 100%
Floorspace-Based | FCZ01 | Office, Small | 0% | 0% | 0% | 0.1467% | 0% | 3.476% | 17.21% | 67.75% | 4.188% | 5.966% | 1.27% | 100%
Floorspace-Based | FCZ01 | Refrigerated Warehouse | 0% | 0% | 0% | 0% | 0% | 0.4974% | 16.42% | 77.06% | 1.704% | 0% | 4.32% | 100%
Floorspace-Based | FCZ01 | Restaurant | 0% | 0% | 0% | 0% | 0.4675% | 1.5% | 11.85% | 69.94% | 8.266% | 6.292% | 1.694% | 100%
Floorspace-Based | FCZ01 | Retail | 0% | 0% | 0% | 0% | 0% | 1.985% | 17.77% | 66.55% | 4.354% | 6.645% | 2.698% | 100%
Floorspace-Based | FCZ01 | School | 0% | 0% | 0% | 0% | 1.471% | 2.408% | 55.69% | 39% | 0.7637% | 0.4308% | 0.2363% | 100%
Floorspace-Based | FCZ01 | Warehouse | 0% | 0% | 0% | 0% | 0% | 4.414% | 17.83% | 60.7% | 2.556% | 13.75% | 0.7413% | 100%
Floorspace-Based | FCZ01 | All Commercial | 0% | 0% | 0% | 0.03276% | 0.3044% | 4.91% | 29% | 57.26% | 2.469% | 4.787% | 1.234% | 100%
Floorspace-Based | FCZ02 | College | 0% | 0% | 0% | 0% | 0% | 2.415% | 28.6% | 62.94% | 6.049% | 0% | 0% | 100%
Floorspace-Based | FCZ02 | Food Stores | 0% | 0% | 0% | 0% | 0% | 5.553% | 16.56% | 58.3% | 14.31% | 4.129% | 1.146% | 100%
Floorspace-Based | FCZ02 | Health Care | 0% | 0% | 0% | 0% | 0% | 3.364% | 54.51% | 36.1% | 0.6468% | 1.601% | 3.777% | 100%
Floorspace-Based | FCZ02 | Lodging | 0% | 0% | 0% | 0.4709% | 0% | 48.01% | 34.29% | 12.23% | 1.83% | 2.348% | 0.8158% | 100%
Floorspace-Based | FCZ02 | Miscellaneous | 0% | 0% | 0% | 0% | 0.6829% | 1.629% | 22.44% | 60.77% | 3.696% | 7.886% | 2.896% | 100%
Floorspace-Based | FCZ02 | Office, Large | 0% | 0% | 0% | 0% | 0% | 11.22% | 31.91% | 49.67% | 0% | 7.196% | 0% | 100%
Floorspace-Based | FCZ02 | Office, Small | 0% | 0% | 0% | 0% | 0.4048% | 2.72% | 16.88% | 69.58% | 2.061% | 7.724% | 0.6262% | 100%
Floorspace-Based | FCZ02 | Refrigerated Warehouse | 0% | 0% | 0% | 0% | 0% | 0% | 22.49% | 73.84% | 1.511% | 2.162% | 0% | 100%
Floorspace-Based | FCZ02 | Restaurant | 0% | 0% | 0% | 0% | 0.3474% | 2.149% | 18.06% | 65.07% | 5.195% | 7.29% | 1.886% | 100%
Floorspace-Based | FCZ02 | Retail | 0% | 0% | 0% | 0% | 0% | 4.993% | 22.14% | 59.55% | 6.564% | 4.85% | 1.904% | 100%
Floorspace-Based | FCZ02 | School | 0% | 0% | 0% | 0% | 0% | 0% | 42.42% | 56.02% | 1.517% | 0.03506% | 0% | 100%
Floorspace-Based | FCZ02 | Warehouse | 0% | 0% | 0% | 0% | 0% | 1.865% | 12.28% | 46.82% | 1.34% | 3.704% | 33.99% | 100%
Floorspace-Based | FCZ02 | All Commercial | 0% | 0% | 0% | 0.09345% | 0.1911% | 12.08% | 26.98% | 48.96% | 3.136% | 4.698% | 3.859% | 100%
Floorspace-Based | FCZ03 | College | 0% | 0% | 0% | 0% | 0% | 13.72% | 75.42% | 7.216% | 3.55% | 0.09123% | 0% | 100%
Floorspace-Based | FCZ03 | Food Stores | 0% | 0% | 0% | 0% | 0% | 0% | 31.46% | 61.54% | 4.992% | 0% | 2.013% | 100%
Floorspace-Based | FCZ03 | Health Care | 0% | 0% | 0% | 0% | 0% | 0% | 53.46% | 31.88% | 2.696% | 4.106% | 7.855% | 100%
Floorspace-Based | FCZ03 | Lodging | 0% | 0% | 0% | 0% | 28.69% | 0.1867% | 21.09% | 37.26% | 12.76% | 0% | 0% | 100%
Floorspace-Based | FCZ03 | Miscellaneous | 0% | 0% | 0% | 0% | 0% | 1.438% | 41.22% | 45.42% | 3.915% | 7.331% | 0.6766% | 100%
Floorspace-Based | FCZ03 | Office, Large | 0% | 0% | 0% | 0% | 0% | 0% | 82.03% | 17.97% | 0% | 0% | 0% | 100%
Floorspace-Based | FCZ03 | Office, Small | 0% | 0% | 0% | 0% | 0% | 1.66% | 27.24% | 55.39% | 8.169% | 6.076% | 1.465% | 100%
Floorspace-Based | FCZ03 | Refrigerated Warehouse | 0% | 0% | 0% | 0% | 0% | 0% | 0% | 100% | 0% | 0% | 0% | 100%
Floorspace-Based | FCZ03 | Restaurant | 0% | 0% | 0% | 0% | 0% | 1.465% | 21.35% | 67.46% | 2.234% | 7.49% | 0% | 100%
Floorspace-Based | FCZ03 | Retail | 0% | 0% | 0% | 0% | 0% | 1.328% | 20.83% | 59.14% | 8.098% | 7.556% | 3.049% | 100%
Floorspace-Based | FCZ03 | School | 0% | 0% | 0% | 0% | 0% | 0% | 66.9% | 32.75% | 0.2959% | 0.05029% | 0% | 100%
Floorspace-Based | FCZ03 | Warehouse | 0% | 0% | 0% | 0% | 0% | 0% | 0% | 96.92% | 2.604% | 0% | 0.4799% | 100%
Floorspace-Based | FCZ03 | All Commercial | 0% | 0% | 0% | 0% | 1.58% | 1.768% | 41.75% | 45.5% | 4.367% | 3.832% | 1.196% | 100%
Floorspace-Based | FCZ04 | College | 0% | 0% | 0% | 0% | 0% | 55.39% | 1.702% | 33.7% | 1.334% | 5.053% | 2.818% | 100%
Floorspace-Based | FCZ04 | Food Stores | 0% | 0% | 0% | 0% | 0% | 1.217% | 31.46% | 53.09% | 3.608% | 7.255% | 3.37% | 100%
Floorspace-Based | FCZ04 | Health Care | 0% | 0% | 0% | 0% | 0% | 1.884% | 55.92% | 31.2% | 2.371% | 6.58% | 2.042% | 100%
Floorspace-Based | FCZ04 | Lodging | 0% | 0% | 0% | 0% | 0% | 4.748% | 40.34% | 49.51% | 0% | 1.508% | 3.896% | 100%
Floorspace-Based | FCZ04 | Miscellaneous | 0% | 0% | 0% | 0% | 1.06% | 3.183% | 24.33% | 47.71% | 5.777% | 13.13% | 4.813% | 100%
Floorspace-Based | FCZ04 | Office, Large | 0% | 0% | 0% | 0% | 0% | 2.103% | 21.46% | 18.46% | 25.45% | 31.62% | 0.8985% | 100%
Floorspace-Based | FCZ04 | Office, Small | 0% | 0% | 0% | 0% | 0% | 3.271% | 22.03% | 33.17% | 6.143% | 33.87% | 1.51% | 100%
Floorspace-Based | FCZ04 | Refrigerated Warehouse | 0% | 0% | 0% | 0% | 0% | 50.45% | 28.76% | 17.76% | 0% | 0% | 3.023% | 100%
Floorspace-Based | FCZ04 | Restaurant | 0% | 0% | 0% | 0% | 0% | 3.899% | 18.84% | 40.49% | 14.53% | 18.5% | 3.736% | 100%
Floorspace-Based | FCZ04 | Retail | 0% | 0% | 0% | 0% | 0.4202% | 3.528% | 36.23% | 36.35% | 9.046% | 13.2% | 1.225% | 100%
Floorspace-Based | FCZ04 | School | 0% | 0% | 0% | 0% | 0% | 0% | 35.8% | 58.02% | 1.074% | 4.704% | 0.407% | 100%
Floorspace-Based | FCZ04 | Warehouse | 0% | 0% | 0% | 0% | 0% | 12.69% | 22.62% | 32.84% | 14.86% | 12.14% | 4.86% | 100%
Floorspace-Based | FCZ04 | All Commercial | 0% | 0% | 0% | 0% | 0.2698% | 9.14% | 26.84% | 37.91% | 8.818% | 13.79% | 3.227% | 100%
Floorspace-Based | FCZ05 | College | 0% | 0% | 0% | 0% | 0% | 0% | 74.98% | 24.21% | 0.8161% | 0% | 0% | 100%
Floorspace-Based | FCZ05 | Food Stores | 0% | 0% | 0% | 0% | 0% | 0.08644% | 32.89% | 50.96% | 8.173% | 4.404% | 3.489% | 100%
Floorspace-Based | FCZ05 | Health Care | 0% | 0% | 0% | 0% | 0% | 0% | 25.89% | 44.85% | 1.75% | 17.24% | 10.27% | 100%
Floorspace-Based | FCZ05 | Lodging | 0% | 0% | 0% | 0% | 0.2962% | 2.411% | 28.16% | 51.83% | 3.943% | 13.35% | 0% | 100%
Floorspace-Based | FCZ05 | Miscellaneous | 0% | 0% | 0% | 0% | 0% | 2.533% | 25.7% | 57.01% | 5.309% | 6.496% | 2.95% | 100%
Floorspace-Based | FCZ05 | Office, Large | 0% | 0% | 0% | 0% | 0% | 0% | 31.03% | 68.97% | 0% | 0% | 0% | 100%
Floorspace-Based | FCZ05 | Office, Small | 0% | 0% | 0% | 0% | 0% | 0.5364% | 15.88% | 58.17% | 5.686% | 17.13% | 2.6% | 100%
Floorspace-Based | FCZ05 | Refrigerated Warehouse | 0% | 0% | 0% | 0% | 0% | 0% | 8.638% | 34.5% | 6.997% | 2.322% | 47.55% | 100%
Floorspace-Based | FCZ05 | Restaurant | 0% | 0% | 0% | 0% | 0% | 0.2011% | 8.336% | 63.94% | 10% | 13.6% | 3.926% | 100%
Floorspace-Based | FCZ05 | Retail | 0% | 0% | 0% | 0% | 0% | 0.9578% | 14.93% | 52.32% | 13.8% | 16.1% | 1.897% | 100%
Floorspace-Based | FCZ05 | School | 0% | 0% | 0% | 0% | 0% | 1.58% | 41.86% | 53.6% | 1.475% | 1.486% | 0% | 100%
Floorspace-Based | FCZ05 | Warehouse | 0% | 0% | 0% | 0% | 0% | 0% | 29.75% | 39.76% | 4.86% | 11.29% | 14.34% | 100%
Floorspace-Based | FCZ05 | All Commercial | 0% | 0% | 0% | 0% | 0.01118% | 1.016% | 26.5% | 51.45% | 5.756% | 9.764% | 5.499% | 100%
Floorspace-Based | FCZ06 | College | 0% | 0% | 0% | 0% | 0% | 0.4949% | 88.7% | 6.219% | 3.284% | 1.299% | 0% | 100%
Floorspace-Based | FCZ06 | Food Stores | 0% | 0% | 0% | 0% | 1.3% | 1.247% | 11.97% | 63.43% | 8.309% | 13.32% | 0.4175% | 100%
Floorspace-Based | FCZ06 | Health Care | 0% | 0% | 0% | 0% | 0% | 0% | 14.11% | 79.56% | 0.2817% | 1.261% | 4.786% | 100%
Floorspace-Based | FCZ06 | Lodging | 0% | 0% | 0% | 0% | 0% | 2.333% | 43.15% | 45.17% | 0.379% | 6.202% | 2.759% | 100%
Floorspace-Based | FCZ06 | Miscellaneous | 0% | 0% | 0% | 0% | 0% | 5.848% | 20.94% | 62.8% | 3.443% | 4.937% | 2.041% | 100%
Floorspace-Based | FCZ06 | Office, Large | 0% | 0% | 0% | 0% | 0% | 41.8% | 29.69% | 26% | 2.503% | 0% | 0% | 100%
Floorspace-Based | FCZ06 | Office, Small | 0% | 0% | 0% | 0% | 0% | 0.8363% | 17.66% | 66.22% | 8.294% | 6.993% | 0% | 100%
Floorspace-Based | FCZ06 | Refrigerated Warehouse | 0% | 0% | 0% | 0% | 0% | 0% | 1.871% | 57.56% | 0% | 0% | 40.56% | 100%
Floorspace-Based | FCZ06 | Restaurant | 0% | 0% | 0% | 0% | 0% | 2.544% | 13.32% | 58.7% | 12.09% | 10.94% | 2.407% | 100%
Floorspace-Based | FCZ06 | Retail | 0% | 0% | 0% | 0% | 0% | 1.295% | 9.323% | 58.46% | 17.31% | 11.65% | 1.957% | 100%
Floorspace-Based | FCZ06 | School | 0% | 0% | 0% | 0% | 0% | 0% | 91.02% | 7.794% | 0.431% | 0.7602% | 0% | 100%
Floorspace-Based | FCZ06 | Warehouse | 0% | 0% | 0% | 0% | 0% | 0% | 32.61% | 49.77% | 12.49% | 2.704% | 2.435% | 100%
Floorspace-Based | FCZ06 | All Commercial | 0% | 0% | 0% | 0% | 0.04412% | 3.85% | 32.86% | 49.73% | 6.095% | 5.386% | 2.036% | 100%
Floorspace-Based | FCZ07 | College | 0% | 0% | 0% | 0% | 0% | 0% | 47.11% | 50.27% | 0.341% | 2.276% | 0% | 100%
Floorspace-Based | FCZ07 | Food Stores | 0% | 0% | 0% | 0% | 3.07% | 1.963% | 13.63% | 72.24% | 5.504% | 3.1% | 0.4908% | 100%
Floorspace-Based | FCZ07 | Health Care | 0% | 0% | 0% | 0% | 2.026% | 2.46% | 17.2% | 72.05% | 1.547% | 4.381% | 0.3328% | 100%
Floorspace-Based | FCZ07 | Lodging | 0% | 0% | 0% | 0% | 0% | 6.421% | 25.28% | 49.25% | 8.748% | 5.595% | 4.706% | 100%
Floorspace-Based | FCZ07 | Miscellaneous | 0.2045% | 0% | 0% | 0.1029% | 0.2242% | 3.51% | 20.9% | 63.04% | 6.677% | 3.931% | 1.413% | 100%
Floorspace-Based | FCZ07 | Office, Large | 0% | 0% | 0% | 0% | 0.6361% | 2.176% | 30.18% | 58.42% | 3.226% | 5.144% | 0.2215% | 100%
Floorspace-Based | FCZ07 | Office, Small | 0% | 0% | 0% | 0% | 0% | 5.262% | 13.41% | 70.32% | 4.228% | 6.515% | 0.2737% | 100%
Floorspace-Based | FCZ07 | Refrigerated Warehouse | 0% | 0% | 0% | 0% | 0% | 0.4632% | 45.79% | 42.83% | 8.608% | 2.316% | 0% | 100%
Floorspace-Based | FCZ07 | Restaurant | 0% | 0% | 0% | 0% | 0% | 1.315% | 12.05% | 72.42% | 7.167% | 5.448% | 1.594% | 100%
Floorspace-Based | FCZ07 | Retail | 0% | 0% | 0% | 0% | 0.04435% | 3.571% | 18.26% | 63.12% | 5.751% | 7.855% | 1.4% | 100%
Floorspace-Based | FCZ07 | School | 0% | 0% | 0% | 0% | 0.1629% | 2.919% | 36.37% | 53.08% | 2.794% | 4.274% | 0.3959% | 100%
Floorspace-Based | FCZ07 | Warehouse | 0% | 0% | 0% | 0% | 0.2247% | 4.163% | 7.198% | 73.93% | 7.763% | 5.441% | 1.281% | 100%
Floorspace-Based | FCZ07 | All Commercial | 0.02896% | 0% | 0% | 0.01458% | 0.3787% | 3.316% | 21.12% | 63.66% | 5.222% | 5.253% | 1.015% | 100%
Floorspace-Based | FCZ08 | College | 0% | 0% | 0% | 0% | 0% | 0.1558% | 23.58% | 22.83% | 0% | 53.43% | 0% | 100%
Floorspace-Based | FCZ08 | Food Stores | 0% | 0% | 0% | 0% | 0% | 2.24% | 13.88% | 70.17% | 0.338% | 13.38% | 0% | 100%
Floorspace-Based | FCZ08 | Health Care | 0% | 0% | 0% | 0% | 0% | 9.947% | 30.76% | 53.94% | 0% | 5.35% | 0% | 100%
Floorspace-Based | FCZ08 | Lodging | 0% | 0% | 0% | 0% | 0% | 5.119% | 40.27% | 53.61% | 0% | 1.006% | 0% | 100%
Floorspace-Based | FCZ08 | Miscellaneous | 0% | 0% | 0% | 0% | 0% | 0% | 26.95% | 48.88% | 2.287% | 21.11% | 0.7672% | 100%
Floorspace-Based | FCZ08 | Office, Large | 0% | 0% | 0% | 0% | 0% | 0% | 47.72% | 34.7% | 0% | 9.816% | 7.77% | 100%
Floorspace-Based | FCZ08 | Office, Small | 0% | 0% | 0% | 0% | 0% | 0% | 14.51% | 73.53% | 2.465% | 8.789% | 0.7034% | 100%
Floorspace-Based | FCZ08 | Refrigerated Warehouse | 0% | 0% | 0% | 0% | 0% | 0% | 68.09% | 31.91% | 0% | 0% | 0% | 100%
Floorspace-Based | FCZ08 | Restaurant | 0% | 0% | 0% | 0% | 0% | 0% | 26.8% | 65.31% | 2.411% | 5.483% | 0% | 100%
Floorspace-Based | FCZ08 | Retail | 0% | 0% | 0% | 0% | 0% | 1.758% | 18.11% | 64.71% | 6.855% | 4.567% | 4.001% | 100%
Floorspace-Based | FCZ08 | School | 0% | 0% | 0% | 0% | 1.88% | 0.5146% | 44.98% | 49.09% | 0% | 2.193% | 1.346% | 100%
Floorspace-Based | FCZ08 | Warehouse | 0% | 0% | 0% | 0% | 0% | 0% | 14.2% | 73.57% | 2.936% | 9.299% | 0% | 100%
Floorspace-Based | FCZ08 | All Commercial | 0% | 0% | 0% | 0% | 0.1664% | 1.216% | 28.12% | 51.46% | 1.867% | 15.24% | 1.93% | 100%
Floorspace-Based | FCZ09 | College | 0% | 0% | 0% | 0% | 0% | 0% | 85.95% | 12.53% | 0% | 1.522% | 0% | 100%
Floorspace-Based | FCZ09 | Food Stores | 0% | 0% | 0% | 0% | 0% | 0% | 39.79% | 55.34% | 2.805% | 0.8526% | 1.209% | 100%
Floorspace-Based | FCZ09 | Health Care | 0% | 0% | 0% | 0% | 0% | 0% | 18.58% | 73.37% | 3.78% | 0.4141% | 3.856% | 100%
Floorspace-Based | FCZ09 | Lodging | 0% | 0% | 0% | 0% | 0% | 0% | 50.35% | 49.65% | 0% | 0% | 0% | 100%
Floorspace-Based | FCZ09 | Miscellaneous | 0% | 0% | 0% | 0% | 0% | 8.377% | 32.9% | 44.19% | 5.914% | 4.929% | 3.691% | 100%
Floorspace-Based | FCZ09 | Office, Large | 0% | 0% | 0% | 0% | 0% | 0% | 5.855% | 89.74% | 0% | 4.402% | 0% | 100%
Floorspace-Based | FCZ09 | Office, Small | 0% | 0% | 0% | 0% | 0% | 0.176% | 16.23% | 49.71% | 11.4% | 22.48% | 0% | 100%
Floorspace-Based | FCZ09 | Refrigerated Warehouse | 0% | 0% | 0% | 0% | 0% | 0% | 0% | 100% | 0% | 0% | 0% | 100%
Floorspace-Based | FCZ09 | Restaurant | 0% | 0% | 0% | 0% | 0% | 0.6471% | 26.9% | 41.27% | 13.87% | 13.61% | 3.712% | 100%
Floorspace-Based | FCZ09 | Retail | 0% | 0% | 0% | 0% | 0% | 0.6777% | 30.51% | 43.68% | 2.259% | 21.13% | 1.734% | 100%
Floorspace-Based | FCZ09 | School | 0% | 0% | 0% | 0% | 0% | 0% | 38.69% | 51.37% | 1.966% | 7.972% | 0% | 100%
Floorspace-Based | FCZ09 | Warehouse | 0% | 0% | 0% | 0% | 0% | 0% | 53.93% | 42.67% | 2.199% | 1.2% | 0% | 100%
Floorspace-Based | FCZ09 | All Commercial | 0% | 0% | 0% | 0% | 0% | 1.856% | 34.45% | 49.88% | 3.913% | 8.511% | 1.39% | 100%
Floorspace-Based | FCZ10 | College | 0% | 0% | 0% | 0% | 0% | 0% | 38.94% | 49.64% | 1.711% | 2.966% | 6.74% | 100%
Floorspace-Based | FCZ10 | Food Stores | 0% | 0% | 0% | 0% | 0.3511% | 5.766% | 18.25% | 53.82% | 13.61% | 2.293% | 5.912% | 100%
Floorspace-Based | FCZ10 | Health Care | 0% | 0% | 0% | 0% | 0% | 0% | 24.68% | 53.59% | 5.262% | 7.147% | 9.32% | 100%
Floorspace-Based | FCZ10 | Lodging | 0% | 0% | 0% | 0% | 0% | 1.318% | 40.75% | 41.48% | 0% | 10.03% | 6.423% | 100%
Floorspace-Based | FCZ10 | Miscellaneous | 0% | 0% | 0% | 0% | 1.879% | 0% | 15.85% | 68.99% | 1.563% | 11.66% | 0.04765% | 100%
Floorspace-Based | FCZ10 | Office, Large | 0% | 0% | 0% | 0% | 0% | 0% | 17.31% | 52.38% | 0% | 28.28% | 2.032% | 100%
Floorspace-Based | FCZ10 | Office, Small | 0% | 0% | 0% | 0% | 0% | 0% | 14.61% | 48.21% | 10.43% | 26.27% | 0.4839% | 100%
Floorspace-Based | FCZ10 | Refrigerated Warehouse | 0% | 0% | 0% | 0% | 0% | 0% | 0.6323% | 19.69% | 0% | 0% | 79.67% | 100%
Floorspace-Based | FCZ10 | Restaurant | 0% | 0% | 0% | 0% | 0% | 7.377% | 8.256% | 65.52% | 4.694% | 13% | 1.152% | 100%
Floorspace-Based | FCZ10 | Retail | 0% | 0% | 0% | 0% | 0.3666% | 0.7034% | 14.95% | 39.2% | 0.9616% | 11.03% | 32.79% | 100%
Floorspace-Based | FCZ10 | School | 0% | 0% | 0% | 0% | 0% | 5.235% | 81.78% | 12.37% | 0% | 0.6225% | 0% | 100%
Floorspace-Based | FCZ10 | Warehouse | 0% | 0% | 0% | 0% | 0% | 0% | 36% | 30.29% | 6.454% | 20.29% | 6.964% | 100%
Floorspace-Based | FCZ10 | All Commercial | 0% | 0% | 0% | 0% | 0.304% | 0.9364% | 30.35% | 39.91% | 4.042% | 14.35% | 10.11% | 100%
Floorspace-Based | FCZ11 | College | 0% | 0% | 0% | 0% | 0% | 0% | 44.36% | 46.36% | 0% | 8.687% | 0.5981% | 100%
Floorspace-Based | FCZ11 | Food Stores | 0% | 0% | 0% | 0.6128% | 0% | 0% | 3.651% | 74.79% | 11.44% | 0.1146% | 9.392% | 100%
Floorspace-Based | FCZ11 | Health Care | 0% | 0% | 0% | 0% | 0% | 0% | 16.89% | 61.6% | 2.38% | 1.714% | 17.42% | 100%
Floorspace-Based | FCZ11 | Lodging | 0% | 0% | 0% | 0% | 1.439% | 0% | 23.94% | 65.82% | 2.114% | 4.844% | 1.848% | 100%
Floorspace-Based | FCZ11 | Miscellaneous | 0% | 0% | 0% | 0% | 0% | 2.278% | 21.92% | 62.6% | 4.033% | 7.263% | 1.9% | 100%
Floorspace-Based | FCZ11 | Office, Large | 0% | 0% | 0% | 0% | 0% | 0% | 25.03% | 61.4% | 0% | 13.58% | 0% | 100%
Floorspace-Based | FCZ11 | Office, Small | 0% | 0% | 0% | 0% | 0% | 0% | 15.14% | 55.34% | 7.959% | 19.21% | 2.342% | 100%
Floorspace-Based | FCZ11 | Refrigerated Warehouse | 0% | 0% | 0% | 0% | 0% | 0% | 59.22% | 40.78% | 0% | 0% | 0% | 100%
Floorspace-Based | FCZ11 | Restaurant | 0% | 0% | 0% | 0% | 0% | 0.9108% | 13.62% | 58.59% | 11.18% | 13.17% | 2.526% | 100%
Floorspace-Based | FCZ11 | Retail | 0% | 0% | 0% | 0% | 6.051% | 0.5137% | 12.63% | 51.73% | 3.927% | 24.07% | 1.079% | 100%
Floorspace-Based | FCZ11 | School | 0% | 0% | 0% | 0% | 2.041% | 0% | 73.08% | 20.84% | 1.269% | 0.7771% | 1.991% | 100%
Floorspace-Based | FCZ11 | Warehouse | 0% | 0% | 0% | 0% | 0% | 0% | 23.2% | 41.06% | 4.629% | 29.96% | 1.159% | 100%
Floorspace-Based | FCZ11 | All Commercial | 0% | 0% | 0% | 0.01559% | 1.058% | 0.5867% | 26.41% | 50.15% | 4.062% | 15.35% | 2.368% | 100%
Floorspace-Based | FCZ12c | College | 0% | 0% | 0% | 0% | 0% | 0% | 4.773% | 92.99% | 0.457% | 0.818% | 0.963% | 100%
Floorspace-Based | FCZ12c | Food Stores | 0% | 0% | 0% | 0% | 0% | 0.5891% | 15.09% | 74.12% | 1.36% | 8.11% | 0.7241% | 100%
Floorspace-Based | FCZ12c | Health Care | 0% | 0% | 0% | 0% | 0% | 0.4498% | 11.54% | 80.58% | 0% | 5.69% | 1.737% | 100%
Floorspace-Based | FCZ12c | Lodging | 0% | 0% | 0% | 0% | 0% | 2.035% | 52.15% | 26.37% | 0.1321% | 5.656% | 13.66% | 100%
Floorspace-Based | FCZ12c | Miscellaneous | 0% | 0% | 0% | 0.05303% | 1.079% | 0.9717% | 20.05% | 65.7% | 0.8364% | 9.81% | 1.5% | 100%
Floorspace-Based | FCZ12c | Office, Large | 0% | 0% | 0% | 0% | 0% | 0.6735% | 32.7% | 58.33% | 0.2105% | 7.574% | 0.5096% | 100%
Floorspace-Based | FCZ12c | Office, Small | 0% | 0% | 0% | 0% | 0.1851% | 0.7854% | 16.11% | 73.15% | 2.768% | 6.601% | 0.3991% | 100%
Floorspace-Based | FCZ12c | Refrigerated Warehouse | 0% | 0% | 0% | 0% | 0% | 0% | 17.46% | 51.73% | 0% | 30.82% | 0% | 100%
Floorspace-Based | FCZ12c | Restaurant | 0% | 0% | 0% | 0% | 0% | 0.8341% | 15.91% | 68.17% | 3.174% | 8.533% | 3.376% | 100%
Floorspace-Based | FCZ12c | Retail | 0% | 0% | 0% | 0% | 0% | 0.8623% | 22.41% | 68.34% | 3.122% | 5.267% | 0% | 100%
Floorspace-Based | FCZ12c | School | 0% | 0% | 0% | 0% | 0% | 0% | 6.366% | 68.21% | 0.6273% | 24.8% | 0% | 100%
Floorspace-Based | FCZ12c | Warehouse | 0% | 0% | 0% | 0% | 0% | 0.8632% | 11.44% | 68.18% | 1.369% | 16.14% | 2.009% | 100%
Floorspace-Based | FCZ12c | All Commercial | 0% | 0% | 0% | 0.01141% | 0.2546% | 0.7948% | 21.98% | 65.34% | 1.156% | 8.541% | 1.922% | 100%
Floorspace-Based | FCZ12i | College | 0% | 0% | 0% | 0% | 0% | 0% | 86.77% | 9.682% | 1.301% | 2.251% | 0% | 100%
Floorspace-Based | FCZ12i | Food Stores | 0% | 0% | 0% | 0% | 0% | 0.7149% | 4.625% | 94.66% | 0% | 0% | 0% | 100%
Floorspace-Based | FCZ12i | Health Care | 0% | 0% | 0% | 0% | 0% | 1.254% | 18.1% | 69.51% | 0.9585% | 3.303% | 6.874% | 100%
Floorspace-Based | FCZ12i | Lodging | 0% | 0% | 0% | 0% | 0% | 0% | 50.98% | 38.94% | 0% | 4.307% | 5.77% | 100%
Floorspace-Based | FCZ12i | Miscellaneous | 0% | 0% | 0% | 0% | 0% | 3.376% | 19.36% | 65.46% | 3.348% | 2.524% | 5.925% | 100%
Floorspace-Based | FCZ12i | Office, Large | 0% | 0% | 0% | 0% | 0% | 0% | 4.24% | 87.58% | 0% | 5.038% | 3.14% | 100%
Floorspace-Based | FCZ12i | Office, Small | 0% | 0% | 0% | 0% | 0% | 1.422% | 18.71% | 62.09% | 12.47% | 5.122% | 0.1895% | 100%
Floorspace-Based | FCZ12i | Refrigerated Warehouse | 0% | 0% | 0% | 0% | 0% | 0% | 0% | 59.14% | 0% | 0% | 40.86% | 100%
Floorspace-Based | FCZ12i | Restaurant | 0% | 0% | 0% | 0% | 0% | 2.323% | 17.57% | 64.9% | 5.48% | 8.307% | 1.416% | 100%
Floorspace-Based | FCZ12i | Retail | 0% | 0% | 0% | 0% | 0% | 0.07853% | 24.64% | 59.92% | 8.748% | 3.642% | 2.975% | 100%
Floorspace-Based | FCZ12i | School | 0% | 0% | 0% | 0% | 0% | 0% | 23.18% | 57.4% | 0% | 19.42% | 0% | 100%
Floorspace-Based | FCZ12i | Warehouse | 0% | 0% | 0% | 0% | 0% | 0% | 15.47% | 75.61% | 2.248% | 6.669% | 0% | 100%
Floorspace-Based | FCZ12i | All Commercial | 0% | 0% | 0% | 0% | 0% | 1.12% | 24.15% | 62.04% | 3.87% | 5.526% | 3.297% | 100%
Floorspace-Based | FCZ13 | College | 0% | 0% | 0% | 0% | 0% | 0% | 0.84% | 74.77% | 0% | 21.69% | 2.693% | 100%
Floorspace-Based | FCZ13 | Food Stores | 0% | 0% | 0% | 0% | 0.2061% | 1.527% | 17.57% | 61.05% | 0.3861% | 17.03% | 2.235% | 100%
Floorspace-Based | FCZ13 | Health Care | 0% | 0% | 0% | 0% | 0% | 2.787% | 37.38% | 48.41% | 0% | 6.932% | 4.492% | 100%
Floorspace-Based | FCZ13 | Lodging | 0% | 0% | 0% | 0% | 0% | 0% | 38.48% | 55.37% | 0% | 6.151% | 0% | 100%
Floorspace-Based | FCZ13 | Miscellaneous | 0% | 0% | 0% | 0% | 0% | 4.649% | 21.96% | 58.14% | 0.1308% | 15.07% | 0.04781% | 100%
Floorspace-Based | FCZ13 | Office, Large | 0% | 0% | 0% | 0% | 0% | 1.736% | 40.53% | 55.73% | 0% | 2% | 0% | 100%
Floorspace-Based | FCZ13 | Office, Small | 0% | 0% | 0% | 0% | 0.1899% | 1.634% | 11.21% | 72.44% | 0.5062% | 13.21% | 0.8142% | 100%
Floorspace-Based | FCZ13 | Refrigerated Warehouse | 0% | 0% | 0% | 0% | 0% | 0% | 38.9% | 53.38% | 0% | 7.728% | 0% | 100%
Floorspace-Based | FCZ13 | Restaurant | 0% | 0% | 0% | 0% | 0% | 2.527% | 8.93% | 64.17% | 1.651% | 20.17% | 2.552% | 100%
Floorspace-Based | FCZ13 | Retail | 0% | 0% | 0% | 0% | 2.616% | 0.2856% | 5.167% | 73.15% | 0.7134% | 14.55% | 3.519% | 100%
Floorspace-Based | FCZ13 | School | 0% | 0% | 0% | 0% | 0% | 0% | 23.27% | 69.76% | 0% | 6.902% | 0.0629% | 100%
Floorspace-Based | FCZ13 | Warehouse | 0% | 0% | 0% | 0% | 0% | 0% | 19.77% | 72.91% | 0.05564% | 7.262% | 0% | 100%
Floorspace-Based | FCZ13 | All Commercial | 0% | 0% | 0% | 0% | 0.4605% | 1.69% | 21.16% | 64.16% | 0.262% | 11.01% | 1.263% | 100%
Floorspace-Based | FCZ16 | College | 0% | 0% | 0% | 0% | 0% | 0% | 4.746% | 95.22% | 0% | 0.03582% | 0% | 100%
Floorspace-Based | FCZ16 | Food Stores | 0% | 0% | 0% | 0% | 0% | 0% | 13.86% | 74.13% | 0.9168% | 5.254% | 5.841% | 100%
Floorspace-Based | FCZ16 | Health Care | 0% | 0% | 0% | 0% | 0% | 0% | 0% | 100% | 0% | 0% | 0% | 100%
Floorspace-Based | FCZ16 | Lodging | 0% | 0% | 0% | 0% | 0% | 4.295% | 46.97% | 28.95% | 0% | 0% | 19.79% | 100%
Floorspace-Based | FCZ16 | Miscellaneous | 0% | 0% | 0% | 0% | 0% | 0.455% | 24.64% | 71.62% | 0.1835% | 3.099% | 0% | 100%
Floorspace-Based | FCZ16 | Office, Large | 0% | 0% | 0% | 0% | 0% | 0% | 19.31% | 78.12% | 0% | 2.238% | 0.3267% | 100%
Floorspace-Based | FCZ16 | Office, Small | 0% | 0% | 0% | 0% | 0% | 0.2693% | 28.15% | 70.34% | 0% | 1.24% | 0% | 100%
Floorspace-Based | FCZ16 | Refrigerated Warehouse | 0% | 0% | 0% | 0% | 0% | 0% | 21.59% | 67.16% | 11.25% | 0% | 0% | 100%
Floorspace-Based | FCZ16 | Restaurant | 0% | 0% | 0% | 0% | 0% | 0.3616% | 5.032% | 81% | 8.309% | 5.297% | 0% | 100%
Floorspace-Based | FCZ16 | Retail | 0% | 0% | 0% | 0% | 0% | 0% | 10.74% | 71.31% | 2.308% | 14.85% | 0.7997% | 100%
Floorspace-Based | FCZ16 | School | 0% | 0% | 0% | 0% | 0% | 8.392% | 28.19% | 55.73% | 2.833% | 4.859% | 0% | 100%
Floorspace-Based | FCZ16 | Warehouse | 0% | 0% | 0% | 0% | 0% | 0% | 34.72% | 54.28% | 10.01% | 0.9959% | 0% | 100%
Floorspace-Based | FCZ16 | All Commercial | 0% | 0% | 0% | 0% | 0% | 1.177% | 20.46% | 71.89% | 1.428% | 3.704% | 1.338% | 100%
Floorspace-Based | FCZ17 | College | 0% | 0% | 0% | 0% | 0% | 0% | 31.1% | 68.31% | 0% | 0.5926% | 0% | 100%
Floorspace-Based | FCZ17 | Food Stores | 0% | 0% | 0% | 0% | 0% | 0% | 12.03% | 77.03% | 3.273% | 7.166% | 0.5087% | 100%
Floorspace-Based | FCZ17 | Health Care | 0% | 0% | 0% | 0% | 0% | 29.03% | 16.16% | 54.81% | 0% | 0% | 0% | 100%
Floorspace-Based | FCZ17 | Lodging | 0% | 0% | 0% | 0% | 0% | 0% | 23.14% | 75.5% | 1.364% | 0% | 0% | 100%
Floorspace-Based | FCZ17 | Miscellaneous | 0% | 0% | 0% | 0% | 0% | 0% | 28.01% | 53.66% | 14.61% | 3.719% | 0% | 100%
Floorspace-Based | FCZ17 | Office, Large | 0% | 0% | 0% | 0% | 0% | 0% | 66.51% | 24.44% | 0% | 9.057% | 0% | 100%
Floorspace-Based | FCZ17 | Office, Small | 0% | 0% | 0% | 0% | 0% | 0% | 12.12% | 66.86% | 14.11% | 6.906% | 0% | 100%
Floorspace-Based | FCZ17 | Refrigerated Warehouse | 0% | 0% | 0% | 0% | 0% | 0% | 5.831% | 94.17% | 0% | 0% | 0% | 100%
Floorspace-Based | FCZ17 | Restaurant | 0% | 0% | 0% | 0% | 0% | 0.8759% | 26.03% | 61.91% | 6.582% | 3.882% | 0.7214% | 100%
Floorspace-Based | FCZ17 | Retail | 0% | 0% | 0% | 0% | 0% | 4.98% | 14.58% | 70.18% | 2.889% | 6.841% | 0.534% | 100%
Floorspace-Based | FCZ17 | School | 0% | 0% | 0% | 0% | 0% | 0% | 61.6% | 32.41% | 5.985% | 0% | 0% | 100%
Floorspace-Based | FCZ17 | Warehouse | 0% | 0% | 0% | 0% | 0% | 0% | 14.05% | 84.64% | 0.8525% | 0.4615% | 0% | 100%
Floorspace-Based | FCZ17 | All Commercial | 0% | 0% | 0% | 0% | 0% | 2.837% | 29.14% | 58.01% | 5.692% | 4.155% | 0.1635% | 100%
Sites-Based | Statewide | College | 0% | 0% | 0% | 0% | 0.2277% | 1.196% | 8.444% | 66.07% | 7.328% | 15.68% | 1.052% | 100% | ↓ % of Commercial sites
Sites-Based | Statewide | Food Stores | 0% | 0% | 0% | 0.0716% | 0.3557% | 2.351% | 17.55% | 69.39% | 5.872% | 3.117% | 1.298% | 100%
Sites-Based | Statewide | Health Care | 0% | 0% | 0% | 0.05437% | 0.04362% | 1.845% | 13.16% | 67.46% | 7.023% | 7.61% | 2.804% | 100%
Sites-Based | Statewide | Lodging | 0% | 0% | 0% | 0.1158% | 0.4314% | 3.214% | 35.99% | 52.96% | 1.716% | 3.517% | 2.055% | 100%
Sites-Based | Statewide | Miscellaneous | 0.03798% | 0% | 0% | 0.01559% | 0.1133% | 1.413% | 12.2% | 72.77% | 6.294% | 5.797% | 1.357% | 100%
Sites-Based | Statewide | Office, Large | 0% | 0% | 0% | 0% | 0.3227% | 2.546% | 29.88% | 56.13% | 2.259% | 8.011% | 0.8485% | 100%
Sites-Based | Statewide | Office, Small | 0% | 0% | 0% | 0.006631% | 0.0657% | 1.287% | 9.662% | 69.93% | 5.73% | 12.38% | 0.9379% | 100%
Sites-Based | Statewide | Refrigerated Warehouse | 0% | 0% | 0% | 0% | 0% | 1.26% | 17.07% | 67.95% | 6.125% | 4.357% | 3.244% | 100%
Sites-Based | Statewide | Restaurant | 0% | 0% | 0% | 0% | 0.07469% | 1.142% | 9.206% | 69.37% | 8.307% | 10.02% | 1.884% | 100%
Sites-Based | Statewide | Retail | 0% | 0% | 0% | 0% | 0.1611% | 0.9303% | 6.509% | 73.06% | 8.672% | 9.475% | 1.189% | 100%
Sites-Based | Statewide | School | 0% | 0% | 0% | 0% | 0.5705% | 2.026% | 30.96% | 55.46% | 4.507% | 5.693% | 0.78% | 100%
Sites-Based | Statewide | Warehouse | 0% | 0% | 0% | 0% | 0.1544% | 1.025% | 9.491% | 71.67% | 6.511% | 9.997% | 1.148% | 100%
Sites-Based | Statewide | All Commercial | 0.007032% | 0% | 0% | 0.01086% | 0.1399% | 1.322% | 10.99% | 70.27% | 6.795% | 9.195% | 1.276% | 100%
Sites-Based | PG&E Tot | College | 0% | 0% | 0% | 0% | 0.6709% | 3.429% | 8.35% | 61.61% | 16.64% | 8.939% | 0.356% | 100%
Sites-Based | PG&E Tot | Food Stores | 0% | 0% | 0% | 0% | 0.2674% | 4.011% | 22.11% | 61.93% | 7.557% | 3.044% | 1.085% | 100%
Sites-Based | PG&E Tot | Health Care | 0% | 0% | 0% | 0.1516% | 0% | 2.116% | 20.18% | 59.54% | 6.995% | 8.019% | 3.002% | 100%
Sites-Based | PG&E Tot | Lodging | 0% | 0% | 0% | 0.2545% | 0.7963% | 3.362% | 41.36% | 46.7% | 2.054% | 4.244% | 1.22% | 100%
Sites-Based | PG&E Tot | Miscellaneous | 0% | 0% | 0% | 0% | 0.1735% | 1.976% | 13.47% | 66.9% | 7.835% | 6.988% | 2.66% | 100%
Sites-Based | PG&E Tot | Office, Large | 0% | 0% | 0% | 0% | 0.592% | 4.722% | 31.45% | 50.93% | 2.406% | 9.673% | 0.2186% | 100%
Sites-Based | PG&E Tot | Office, Small | 0% | 0% | 0% | 0.01811% | 0.03015% | 2.196% | 11.69% | 64.49% | 5.809% | 14.43% | 1.34% | 100%
Sites-Based | PG&E Tot | Refrigerated Warehouse | 0% | 0% | 0% | 0% | 0% | 2.809% | 18.59% | 66.47% | 4.731% | 2.989% | 4.415% | 100%
Sites-Based | PG&E Tot | Restaurant | 0% | 0% | 0% | 0% | 0.2255% | 1.488% | 10.3% | 63.88% | 9.77% | 11.79% | 2.539% | 100%
Sites-Based | PG&E Tot | Retail | 0% | 0% | 0% | 0% | 0.03163% | 1.48% | 6.675% | 70.61% | 10.92% | 8.951% | 1.327% | 100%
Sites-Based | PG&E Tot | School | 0% | 0% | 0% | 0% | 0.3331% | 1.606% | 36.02% | 52.33% | 3.857% | 4.782% | 1.071% | 100%
Sites-Based | PG&E Tot | Warehouse | 0% | 0% | 0% | 0% | 0% | 1.458% | 12.47% | 70.31% | 6.837% | 7.4% | 1.522% | 100%
Sites-Based | PG&E Tot | All Commercial | 0% | 0% | 0% | 0.01237% | 0.1344% | 2.069% | 13.03% | 65.32% | 7.881% | 9.786% | 1.77% | 100%
Sites-Based | SCE Tot | College | 0% | 0% | 0% | 0% | 0% | 0.06035% | 7.501% | 69.77% | 2.037% | 19.12% | 1.518% | 100%
Sites-Based | SCE Tot | Food Stores | 0% | 0% | 0% | 0.1768% | 0.5639% | 1.57% | 13.44% | 75.41% | 5.041% | 2.192% | 1.603% | 100%
Sites-Based | SCE Tot | Health Care | 0% | 0% | 0% | 0% | 0.1038% | 2.213% | 10.26% | 64.4% | 10.51% | 9.501% | 3.017% | 100%
Sites-Based | SCE Tot | Lodging | 0% | 0% | 0% | 0% | 0.1891% | 3.576% | 28.14% | 61% | 1.751% | 3.164% | 2.176% | 100%
Sites-Based | SCE Tot | Miscellaneous | 0.09979% | 0% | 0% | 0.01629% | 0.05582% | 1.04% | 10.28% | 78.36% | 4.737% | 4.974% | 0.436% | 100%
Sites-Based | SCE Tot | Office, Large | 0% | 0% | 0% | 0% | 0.2946% | 1.471% | 30.84% | 53.26% | 3.801% | 9.024% | 1.312% | 100%
Sites-Based | SCE Tot | Office, Small | 0% | 0% | 0% | 0% | 0% | 0.9001% | 7.575% | 70.93% | 6.336% | 13.35% | 0.9144% | 100%
Sites-Based | SCE Tot | Refrigerated Warehouse | 0% | 0% | 0% | 0% | 0% | 0.8803% | 18.29% | 65.22% | 8.666% | 3.679% | 3.259% | 100%
Sites-Based | SCE Tot | Restaurant | 0% | 0% | 0% | 0% | 0% | 1.103% | 9.31% | 71.38% | 7.072% | 9.592% | 1.543% | 100%
Sites-Based | SCE Tot | Retail | 0% | 0% | 0% | 0% | 0.314% | 0.8005% | 6.336% | 74.26% | 6.385% | 10.54% | 1.362% | 100%
Sites-Based | SCE Tot | School | 0% | 0% | 0% | 0% | 0.9774% | 2.106% | 30.53% | 57.1% | 4.177% | 4.156% | 0.9553% | 100%
Sites-Based | SCE Tot | Warehouse | 0% | 0% | 0% | 0% | 0.2939% | 1.174% | 7.273% | 70.92% | 7.207% | 11.78% | 1.352% | 100%
Sites-Based | SCE Tot | All Commercial | 0.01666% | 0% | 0% | 0.01138% | 0.1695% | 1.052% | 9.463% | 72.35% | 6.025% | 9.741% | 1.171% | 100%
Sites-Based | SDG&E Tot | College | 0% | 0% | 0% | 0% | 0% | 0% | 17.35% | 55.99% | 11.13% | 14.74% | 0.7876% | 100%
Sites-Based | SDG&E Tot | Food Stores | 0% | 0% | 0% | 0% | 0% | 2.186% | 18.7% | 72.51% | 3.022% | 2.987% | 0.6016% | 100%
Sites-Based | SDG&E Tot | Health Care | 0% | 0% | 0% | 0% | 0% | 1.101% | 12.7% | 76.86% | 1.274% | 3.02% | 5.049% | 100%
Sites-Based | SDG&E Tot | Lodging | 0% | 0% | 0% | 0% | 0% | 3.241% | 39.21% | 50.66% | 0.4965% | 3.19% | 3.204% | 100%
Sites-Based | SDG&E Tot | Miscellaneous | 0% | 0% | 0% | 0.1487% | 0.2875% | 1.543% | 12.9% | 70.69% | 9.263% | 4.397% | 0.7734% | 100%
Sites-Based | SDG&E Tot | Office, Large | 0% | 0% | 0% | 0% | 0% | 0.9518% | 23.68% | 66.93% | 0.4363% | 6.079% | 1.927% | 100%
Sites-Based | SDG&E Tot | Office, Small | 0% | 0% | 0% | 0% | 0.3998% | 0.5626% | 12.82% | 72.1% | 7.255% | 6.547% | 0.3089% | 100%
Sites-Based | SDG&E Tot | Refrigerated Warehouse | 0% | 0% | 0% | 0% | 0% | 0% | 9.744% | 59.87% | 0% | 24.76% | 5.624% | 100%
Sites-Based | SDG&E Tot | Restaurant | 0% | 0% | 0% | 0% | 0% | 1.265% | 10.04% | 70.77% | 5.675% | 8.903% | 3.348% | 100%
Sites-Based | SDG&E Tot | Retail | 0% | 0% | 0% | 0% | 0% | 0.5215% | 7.484% | 70.13% | 17.06% | 4.532% | 0.2748% | 100%
Sites-Based | SDG&E Tot | School | 0% | 0% | 0% | 0% | 0% | 0% | 12.24% | 64.36% | 3.895% | 19.5% | 0% | 100%
Sites-Based | SDG&E Tot | Warehouse | 0% | 0% | 0% | 0% | 0% | 0.1758% | 7.493% | 74.67% | 3.985% | 13.33% | 0.3525% | 100%
Sites-Based | SDG&E Tot | All Commercial | 0% | 0% | 0% | 0.02164% | 0.1836% | 0.881% | 12.22% | 70.75% | 8.45% | 6.558% | 0.9392% | 100%
Sites-Based | LADWP Tot | College | 0% | 0% | 0% | 0% | 0% | 0% | 20.54% | 74.15% | 0% | 5.31% | 0% | 100%
Sites-Based | LADWP Tot | Food Stores | 0% | 0% | 0% | 0% | 0% | 0% | 16.25% | 70.92% | 6.643% | 4.542% | 1.647% | 100%
Sites-Based | LADWP Tot | Health Care | 0% | 0% | 0% | 0% | 0% | 0.2486% | 0.2486% | 99.5% | 0% | 0% | 0% | 100%
Sites-Based | LADWP Tot | Lodging | 0% | 0% | 0% | 0% | 0% | 0.761% | 34.99% | 56.42% | 1.503% | 0% | 6.316% | 100%
Sites-Based | LADWP Tot | Miscellaneous | 0% | 0% | 0% | 0% | 0% | 0.236% | 13.97% | 77.9% | 5.663% | 2.238% | 0% | 100%
Sites-Based | LADWP Tot | Office, Large | 0% | 0% | 0% | 0% | 0% | 0% | 29.37% | 66.67% | 0% | 3.325% | 0.6318% | 100%
Sites-Based | LADWP Tot | Office, Small | 0% | 0% | 0% | 0% | 0% | 0.1295% | 8.121% | 83.91% | 2.498% | 5.342% | 0% | 100%
Sites-Based | LADWP Tot | Refrigerated Warehouse | 0% | 0% | 0% | 0% | 0% | 0% | 11.59% | 85.52% | 2.89% | 0% | 0% | 100%
Sites-Based | LADWP Tot | Restaurant | 0% | 0% | 0% | 0% | 0% | 0.4357% | 6.653% | 77.13% | 11.65% | 3.927% | 0.2007% | 100%
Sites-Based | LADWP Tot | Retail | 0% | 0% | 0% | 0% | 0% | 0.6839% | 7.085% | 73.47% | 9.372% | 8.486% | 0.9023% | 100%
Sites-Based | LADWP Tot | School | 0% | 0% | 0% | 0% | 0% | 4.86% | 38.82% | 41.37% | 9.75% | 5.204% | 0% | 100%
Sites-Based | LADWP Tot | Warehouse | 0% | 0% | 0% | 0% | 0% | 0% | 13.82% | 79% | 5.636% | 1.54% | 0% | 100%
Sites-Based | LADWP Tot | All Commercial | 0% | 0% | 0% | 0% | 0% | 0.4805% | 10.38% | 76.51% | 6.993% | 5.194% | 0.4437% | 100%
Sites-Based | SMUD Tot | College | 0% | 0% | 0% | 0% | 0% | 0% | 3.219% | 62.59% | 0% | 32.55% | 1.644% | 100%
Sites-Based | SMUD Tot | Food Stores | 0% | 0% | 0% | 0% | 0.6633% | 0.7641% | 16.97% | 69.31% | 1.697% | 9.925% | 0.6671% | 100%
Sites-Based | SMUD Tot | Health Care | 0% | 0% | 0% | 0% | 0% | 1.051% | 13.78% | 72.04% | 0% | 11.64% | 1.486% | 100%
Sites-Based | SMUD Tot | Lodging | 0% | 0% | 0% | 0% | 0% | 0% | 45.22% | 48.88% | 0% | 5.906% | 0% | 100%
Sites-Based | SMUD Tot | Miscellaneous | 0% | 0% | 0% | 0% | 0% | 1.612% | 11.61% | 73.06% | 0.7523% | 12.67% | 0.2974% | 100%
Sites-Based | SMUD Tot | Office, Large | 0% | 0% | 0% | 0% | 0% | 3.339% | 28.51% | 64.82% | 0% | 3.339% | 0% | 100%
Sites-Based | SMUD Tot | Office, Small | 0% | 0% | 0% | 0% | 0.2781% | 1.154% | 7.038% | 75.11% | 1.679% | 13.67% | 1.075% | 100%
Sites-Based | SMUD Tot | Refrigerated Warehouse | 0% | 0% | 0% | 0% | 0% | 0% | 21.58% | 64.57% | 0% | 13.85% | 0% | 100%
Sites-Based | SMUD Tot | Restaurant | 0% | 0% | 0% | 0% | 0% | 0.8606% | 6.111% | 64.64% | 2.661% | 22.86% | 2.866% | 100%
Sites-Based | SMUD Tot | Retail | 0% | 0% | 0% | 0% | 0.2289% | 0.09003% | 3.626% | 80.27% | 1.985% | 12.96% | 0.8442% | 100%
Sites-Based | SMUD Tot | School | 0% | 0% | 0% | 0% | 0% | 0% | 13.62% | 79.27% | 0% | 6.896% | 0.212% | 100%
Sites-Based | SMUD Tot | Warehouse | 0% | 0% | 0% | 0% | 0% | 0% | 11.32% | 66.72% | 0.8973% | 21.06% | 0% | 100%
Sites-Based | SMUD Tot | All Commercial | 0% | 0% | 0% | 0% | 0.169% | 0.8358% | 8.384% | 73.57% | 1.529% | 14.5% | 1.011% | 100%
Sites-Based | FCZ01 Tot | College | 0% | 0% | 0% | 0% | 1.267% | 0.326% | 7.549% | 83.46% | 4.772% | 2.574% | 0.05708% | 100%
Sites-Based | FCZ01 Tot | Food Stores | 0% | 0% | 0% | 0% | 0.4255% | 3.162% | 20.91% | 68.92% | 4.386% | 1.908% | 0.2846% | 100%
Sites-Based | FCZ01 Tot | Health Care | 0% | 0% | 0% | 0.4009% | 0% | 2.415% | 16.57% | 63.83% | 7.099% | 7.243% | 2.443% | 100%
Sites-Based | FCZ01 Tot | Lodging | 0% | 0% | 0% | 0% | 0.3701% | 3.061% | 38.63% | 53.5% | 1.478% | 1.417% | 1.551% | 100%
Sites-Based | FCZ01 Tot | Miscellaneous | 0% | 0% | 0% | 0% | 0.2528% | 1.499% | 12.26% | 72.76% | 6.029% | 5.594% | 1.603% | 100%
Sites-Based | FCZ01 Tot | Office, Large | 0% | 0% | 0% | 0% | 0.7864% | 4.89% | 30.26% | 55.42% | 1.385% | 7.256% | 0% | 100%
Sites-Based | FCZ01 Tot | Office, Small | 0% | 0% | 0% | 0.04359% | 0% | 3.17% | 13.58% | 70.21% | 3.903% | 7.209% | 1.888% | 100%
Sites-Based | FCZ01 Tot | Refrigerated Warehouse | 0% | 0% | 0% | 0% | 0% | 1.875% | 21.63% | 69.13% | 6.578% | 0% | 0.7901% | 100%
Sites-Based | FCZ01 Tot | Restaurant | 0% | 0% | 0% | 0% | 0.3816% | 0.8358% | 9.218% | 71.16% | 8.54% | 7.83% | 2.035% | 100%
Sites-Based | FCZ01 Tot | Retail | 0% | 0% | 0% | 0% | 0% | 1.267% | 4.529% | 80.29% | 6.571% | 6.461% | 0.8813% | 100%
Sites-Based | FCZ01 Tot | School | 0% | 0% | 0% | 0% | 0.8556% | 3.83% | 34.23% | 52.87% | 4.488% | 2.246% | 1.486% | 100%
Sites-Based | FCZ01 Tot | Warehouse | 0% | 0% | 0% | 0% | 0% | 0.6492% | 13.27% | 74.54% | 6.981% | 4.479% | 0.08345% | 100%
Sites-Based | FCZ01 Tot | All Commercial | 0% | 0% | 0% | 0.01787% | 0.1972% | 1.976% | 12.28% | 72.32% | 5.676% | 6.121% | 1.412% | 100%
Sites-Based | FCZ02 Tot | College | 0% | 0% | 0% | 0% | 0% | 1.052% | 2.104% | 53.4% | 43.45% | 0% | 0% | 100%
Sites-Based | FCZ02 Tot | Food Stores | 0% | 0% | 0% | 0% | 0% | 13.26% | 20.49% | 50.78% | 11.72% | 3.539% | 0.2041% | 100%
Sites-Based | FCZ02 Tot | Health Care | 0% | 0% | 0% | 0% | 0% | 0.9225% | 20.91% | 73.9% | 0.8821% | 2.044% | 1.343% | 100%
Sites-Based | FCZ02 Tot | Lodging | 0% | 0% | 0% | 1.532% | 0% | 1.128% | 61.89% | 31.3% | 1.128% | 2.26% | 0.7635% | 100%
Sites-Based | FCZ02 Tot | Miscellaneous | 0% | 0% | 0% | 0% | 0.3073% | 1.845% | 15.98% | 62.7% | 7.23% | 9.653% | 2.289% | 100%
Sites-Based | FCZ02 Tot | Office, Large | 0% | 0% | 0% | 0% | 0% | 5.214% | 49.75% | 32.82% | 0% | 12.21% | 0% | 100%
Sites-Based | FCZ02 Tot | Office, Small | 0% | 0% | 0% | 0% | 0.2254% | 2.997% | 8.752% | 77.16% | 4.793% | 5.469% | 0.6014% | 100%
Sites-Based | FCZ02 Tot | Refrigerated Warehouse | 0% | 0% | 0% | 0% | 0% | 0% | 23.27% | 64.02% | 3.302% | 9.406% | 0% | 100%
Sites-Based | FCZ02 Tot | Restaurant | 0% | 0% | 0% | 0% | 0.3215% | 1.931% | 17.22% | 65.13% | 6.164% | 8.597% | 0.6335% | 100%
Sites-Based | FCZ02 Tot | Retail | 0% | 0% | 0% | 0% | 0% | 3.9% | 6.806% | 72.28% | 8.387% | 7.934% | 0.6923% | 100%
Sites-Based | FCZ02 Tot | School | 0% | 0% | 0% | 0% | 0% | 0% | 37.51% | 60.31% | 1.9% | 0.2799% | 0% | 100%
Sites-Based | FCZ02 Tot | Warehouse | 0% | 0% | 0% | 0% | 0% | 4.956% | 10.2% | 71.67% | 4.722% | 7.429% | 1.02% | 100%
Sites-Based | FCZ02 Tot | All Commercial | 0% | 0% | 0% | 0.03697% | 0.1637% | 3.409% | 13.75% | 68.53% | 6.559% | 6.66% | 0.8969% | 100%
Sites-Based | FCZ03 Tot | College | 0% | 0% | 0% | 0% | 0% | 0.5044% | 12.33% | 6.718% | 79.52% | 0.9312% | 0% | 100%
Sites-Based | FCZ03 Tot | Food Stores | 0% | 0% | 0% | 0% | 0% | 0% | 37.32% | 51.53% | 9.078% | 0% | 2.075% | 100%
Sites-Based | FCZ03 Tot | Health Care | 0% | 0% | 0% | 0% | 0% | 0% | 29.2% | 52.82% | 5.016% | 10.45% | 2.508% | 100%
Sites-Based | FCZ03 Tot | Lodging | 0% | 0% | 0% | 0% | 7.765% | 0.5681% | 11.23% | 72.68% | 7.765% | 0% | 0% | 100%
Sites-Based | FCZ03 Tot | Miscellaneous | 0% | 0% | 0% | 0% | 0% | 2.82% | 19.83% | 61.56% | 13.75% | 1.853% | 0.1893% | 100%
Sites-Based | FCZ03 Tot | Office, Large | 0% | 0% | 0% | 0% | 0% | 0% | 39.8% | 60.2% | 0% | 0% | 0% | 100%
Sites-Based | FCZ03 Tot | Office, Small | 0% | 0% | 0% | 0% | 0% | 0.719% | 18.79% | 60.4% | 11.02% | 7.823% | 1.253% | 100%
Sites-Based | FCZ03 Tot | Refrigerated Warehouse | 0% | 0% | 0% | 0% | 0% | 0% | 0% | 100% | 0% | 0% | 0% | 100%
Sites-Based | FCZ03 Tot | Restaurant | 0% | 0% | 0% | 0% | 0% | 0.5659% | 18.57% | 62.62% | 2.597% | 15.65% | 0% | 100%
Sites-Based | FCZ03 Tot | Retail | 0% | 0% | 0% | 0% | 0% | 0.6646% | 12.84% | 53.83% | 20.17% | 11.98% | 0.5124% | 100%
Sites-Based | FCZ03 Tot | School | 0% | 0% | 0% | 0% | 0% | 0% | 52.77% | 41.06% | 5.177% | 0.9923% | 0% | 100%
Sites-Based | FCZ03 Tot | Warehouse | 0% | 0% | 0% | 0% | 0% | 0% | 0% | 90.43% | 9.167% | 0% | 0.407% | 100%
Sites-Based | FCZ03 Tot | All Commercial | 0% | 0% | 0% | 0% | 0.1629% | 1.268% | 19.56% | 58.9% | 13.68% | 5.794% | 0.6216% | 100%
Sites-Based | FCZ04 Tot | College | 0% | 0% | 0% | 0% | 0% | 0.1729% | 7.734% | 52.49% | 9.152% | 28.18% | 2.263% | 100%
Sites-Based | FCZ04 Tot | Food Stores | 0% | 0% | 0% | 0% | 0% | 4.386% | 31.06% | 50.81% | 5.326% | 4.45% | 3.961% | 100%
Sites-Based | FCZ04 Tot | Health Care | 0% | 0% | 0% | 0% | 0% | 5.575% | 24.02% | 49.41% | 5.735% | 14.08% | 1.17% | 100%
Sites-Based | FCZ04 Tot | Lodging | 0% | 0% | 0% | 0% | 0% | 5.934% | 50.35% | 38.61% | 0% | 2.136% | 2.967% | 100%
Sites-Based | FCZ04 Tot | Miscellaneous | 0% | 0% | 0% | 0% | 0.07715% | 3.245% | 15.6% | 56.31% | 7.299% | 14.24% | 3.233% | 100%
Sites-Based | FCZ04 Tot | Office, Large | 0% | 0% | 0% | 0% | 0% | 2.867% | 21.75% | 28.63% | 11.03% | 33.67% | 2.054% | 100%
Sites-Based | FCZ04 Tot | Office, Small | 0% | 0% | 0% | 0% | 0% | 2.565% | 13.58% | 38.61% | 6.827% | 37.23% | 1.186% | 100%
Sites-Based | FCZ04 Tot | Refrigerated Warehouse | 0% | 0% | 0% | 0% | 0% | 12.62% | 12.8% | 72.13% | 0% | 0% | 2.453% | 100%
Sites-Based | FCZ04 Tot | Restaurant | 0% | 0% | 0% | 0% | 0% | 4.238% | 10.53% | 41.81% | 15.5% | 23.62% | 4.311% | 100%
Sites-Based | FCZ04 Tot | Retail | 0% | 0% | 0% | 0% | 0.2306% | 1.116% | 14.29% | 47.15% | 12.19% | 23.57% | 1.464% | 100%
Sites-Based | FCZ04 Tot | School | 0% | 0% | 0% | 0% | 0% | 0% | 33.65% | 54.71% | 2.609% | 6.468% | 2.563% | 100%
Sites-Based | FCZ04 Tot | Warehouse | 0% | 0% | 0% | 0% | 0% | 3.383% | 15.39% | 57.97% | 9.02% | 13.57% | 0.662% | 100%
Sites-Based | FCZ04 Tot | All Commercial | 0% | 0% | 0% | 0% | 0.05659% | 2.837% | 16.28% | 46.95% | 8.597% | 23.09% | 2.191% | 100%
Sites-Based | FCZ05 Tot | College | 0% | 0% | 0% | 0% | 0% | 0% | 27.59% | 52.94% | 19.46% | 0% | 0% | 100%
Sites-Based | FCZ05 Tot | Food Stores | 0% | 0% | 0% | 0% | 0% | 0.3868% | 15.6% | 67.36% | 11.25% | 4.547% | 0.8545% | 100%
Sites-Based | FCZ05 Tot | Health Care | 0% | 0% | 0% | 0% | 0% | 0% | 18.94% | 50.5% | 15.8% | 7.066% | 7.703% | 100%
Sites-Based | FCZ05 Tot | Lodging | 0% | 0% | 0% | 0% | 2.557% | 2.787% | 20.38% | 62.13% | 5.575% | 6.564% | 0% | 100%
Sites-Based | FCZ05 Tot | Miscellaneous | 0% | 0% | 0% | 0% | 0% | 1.435% | 12.57% | 60.6% | 15.1% | 6.986% | 3.313% | 100%
Sites-Based | FCZ05 Tot | Office, Large | 0% | 0% | 0% | 0% | 0% | 0% | 39.98% | 60.02% | 0% | 0% | 0% | 100%
Sites-Based | FCZ05 Tot | Office, Small | 0% | 0% | 0% | 0% | 0% | 0.1022% | 6.049% | 58.18% | 9.079% | 24.79% | 1.804% | 100%
Sites-Based | FCZ05 Tot | Refrigerated Warehouse | 0% | 0% | 0% | 0% | 0% | 0% | 17.21% | 58.23% | 8.361% | 8.361% | 7.84% | 100%
Sites-Based | FCZ05 Tot | Restaurant | 0% | 0% | 0% | 0% | 0% | 0.6686% | 6.957% | 61.11% | 10.12% | 16.09% | 5.058% | 100%
Sites-Based | FCZ05 Tot | Retail | 0% | 0% | 0% | 0% | 0% | 0.982% | 6.554% | 67.6% | 17.38% | 4.925% | 2.558% | 100%
Sites-Based | FCZ05 Tot | School | 0% | 0% | 0% | 0% | 0% | 0.6746% | 27.4% | 55.37% | 3.922% | 12.63% | 0% | 100%
Sites-Based | FCZ05 Tot | Warehouse | 0% | 0% | 0% | 0% | 0% | 0% | 10.85% | 74.97% | 2.897% | 6.963% | 4.323% | 100%
Sites-Based | FCZ05 Tot | All Commercial | 0% | 0% | 0% | 0% | 0.03209% | 0.6537% | 9.911% | 62.21% | 11.96% | 12.47% | 2.766% | 100%
Sites-Based | FCZ06 Tot | College | 0% | 0% | 0% | 0% | 0% | 23.59% | 3.295% | 17.47% | 29.57% | 26.07% | 0% | 100%
Sites-Based | FCZ06 Tot | Food Stores | 0% | 0% | 0% | 0% | 0.9507% | 3.454% | 19.77% | 58.44% | 12.68% | 3.719% | 0.9849% | 100%
Sites-Based | FCZ06 Tot | Health Care | 0% | 0% | 0% | 0% | 0% | 0% | 24.82% | 64.74% | 1.037% | 6.974% | 2.424% | 100%
Sites-Based | FCZ06 Tot | Lodging | 0% | 0% | 0% | 0% | 0% | 4.81% | 42.04% | 40.3% | 1.665% | 10.17% | 1.021% | 100%
Sites-Based | FCZ06 Tot | Miscellaneous | 0% | 0% | 0% | 0% | 0% | 3.472% | 12.31% | 60.66% | 7.829% | 4.989% | 10.73% | 100%
Sites-Based | FCZ06 Tot | Office, Large | 0% | 0% | 0% | 0% | 0% | 15.26% | 47.51% | 31.06% | 6.172% | 0% | 0% | 100%
Sites-Based | FCZ06 Tot | Office, Small | 0% | 0% | 0% | 0% | 0% | 0.291% | 10.42% | 72.69% | 7.014% | 9.585% | 0% | 100%
Sites-Based | FCZ06 Tot | Refrigerated Warehouse | 0% | 0% | 0% | 0% | 0% | 0% | 6.209% | 54.64% | 0% | 0% | 39.15% | 100%
Sites-Based | FCZ06 Tot | Restaurant | 0% | 0% | 0% | 0% | 0% | 2.203% | 11.09% | 58.04% | 13.49% | 13.1% | 2.085% | 100%
Sites-Based | FCZ06 Tot | Retail | 0% | 0% | 0% | 0% | 0% | 1.487% | 4.775% | 62.79% | 21.33% | 7.218% | 2.397% | 100%
Sites-Based | FCZ06 Tot | School | 0% | 0% | 0% | 0% | 0% | 0% | 52.82% | 37.1% | 5.04% | 5.04% | 0% | 100%
Sites-Based | FCZ06 Tot | Warehouse | 0% | 0% | 0% | 0% | 0% | 0% | 13.13% | 64.84% | 9.334% | 8.165% | 4.536% | 100%
Sites-Based | FCZ06 Tot | All Commercial | 0% | 0% | 0% | 0% | 0.0493% | 2.16% | 12.69% | 62.67% | 10.9% | 8.661% | 2.861% | 100%
Sites-Based | FCZ07 Tot | College | 0% | 0% | 0% | 0% | 0% | 0% | 10.54% | 78.57% | 1.983% | 8.909% | 0% | 100%
Sites-Based | FCZ07 Tot | Food Stores | 0% | 0% | 0% | 0% | 0.7417% | 2.013% | 10.49% | 80.4% | 4.021% | 2.035% | 0.3% | 100%
Sites-Based | FCZ07 Tot | Health Care | 0% | 0% | 0% | 0% | 0.2307% | 4.652% | 10.14% | 70.77% | 3.858% | 9.216% | 1.132% | 100%
Sites-Based | FCZ07 Tot | Lodging | 0% | 0% | 0% | 0% | 0% | 3.85% | 22.69% | 64.74% | 2.658% | 3.571% | 2.489% | 100%
Sites-Based | FCZ07 Tot | Miscellaneous | 0.1606% | 0% | 0% | 0.02621% | 0.05256% | 1.339% | 9.802% | 81.06% | 4.079% | 2.983% | 0.4967% | 100%
Sites-Based | FCZ07 Tot | Office, Large | 0% | 0% | 0% | 0% | 0.4212% | 2.103% | 27.07% | 59.63% | 5.434% | 4.756% | 0.584% | 100%
Sites-Based | FCZ07 Tot | Office, Small | 0% | 0% | 0% | 0% | 0% | 1.476% | 7.79% | 76.34% | 4.956% | 8.635% | 0.7985% | 100%
Sites-Based | FCZ07 Tot | Refrigerated Warehouse | 0% | 0% | 0% | 0% | 0% | 1.084% | 19.34% | 64.38% | 10.67% | 4.53% | 0% | 100%
Sites-Based | FCZ07 Tot | Restaurant | 0% | 0% | 0% | 0% | 0% | 1.009% | 8.965% | 75.58% | 6.591% | 6.658% | 1.198% | 100%
Sites-Based | FCZ07 Tot | Retail | 0% | 0% | 0% | 0% | 0.01456% | 0.8792% | 5.202% | 78.89% | 6.747% | 6.68% | 1.583% | 100%
Sites-Based | FCZ07 Tot | School | 0% | 0% | 0% | 0% | 1.031% | 2.447% | 23.31% | 66.99% | 3.604% | 2.033% | 0.5818% | 100%
Sites-Based | FCZ07 Tot | Warehouse | 0% | 0% | 0% | 0% | 0.4575% | 1.828% | 6.076% | 76.84% | 8.645% | 5.508% | 0.6502% | 100%
Sites-Based | FCZ07 Tot | All Commercial | 0.02696% | 0% | 0% | 0.004401% | 0.1207% | 1.377% | 8.666% | 77.18% | 5.572% | 6.096% | 0.9534% | 100%
Sites-Based | FCZ08 Tot | College | 0% | 0% | 0% | 0% | 0% | 1.516% | 12.96% | 63.12% | 0% | 22.41% | 0% | 100%
Sites-Based | FCZ08 Tot | Food Stores | 0% | 0% | 0% | 0% | 0% | 2.166% | 22.89% | 69.98% | 1.629% | 3.339% | 0% | 100%
Sites-Based | FCZ08 Tot | Health Care | 0% | 0% | 0% | 0% | 0% | 0.7433% | 16.52% | 80.3% | 0% | 2.433% | 0% | 100%
Sites-Based | FCZ08 Tot | Lodging | 0% | 0% | 0% | 0% | 0% | 6.631% | 32.82% | 59.71% | 0% | 0.8342% | 0% | 100%
Sites-Based | FCZ08 Tot | Miscellaneous | 0% | 0% | 0% | 0% | 0% | 0% | 18.03% | 70.23% | 4.913% | 6.304% | 0.5198% | 100%
Sites-Based | FCZ08 Tot | Office, Large | 0% | 0% | 0% | 0% | 0% | 0% | 45.26% | 33.13% | 0% | 14.93% | 6.691% | 100%
Sites-Based | FCZ08 Tot | Office, Small | 0% | 0% | 0% | 0% | 0% | 0% | 7.933% | 81.22% | 2.84% | 7.749% | 0.2616% | 100%
Sites-Based | FCZ08 Tot | Refrigerated Warehouse | 0% | 0% | 0% | 0% | 0% | 0% | 28.16% | 71.84% | 0% | 0% | 0% | 100%
Sites-Based | FCZ08 Tot | Restaurant | 0% | 0% | 0% | 0% | 0% | 0% | 11.49% | 80.1% | 2.097% | 6.314% | 0% | 100%
Sites-Based | FCZ08 Tot | Retail | 0% | 0% | 0% | 0% | 0% | 2.316% | 9.772% | 75.55% | 6.318% | 5.409% | 0.6334% | 100%
Sites-Based | FCZ08 Tot | School | 0% | 0% | 0% | 0% | 2.766% | 3.242% | 41.97% | 44.78% | 0% | 6.626% | 0.6176% | 100%
Sites-Based | FCZ08 Tot | Warehouse | 0% | 0% | 0% | 0% | 0% | 0% | 8.387% | 77.72% | 3.898% | 9.996% | 0% | 100%
Sites-Based | FCZ08 Tot | All Commercial | 0% | 0% | 0% | 0% | 0.05684% | 0.8344% | 13.43% | 75.19% | 3.461% | 6.605% | 0.4254% | 100%
Sites-Based | FCZ09 Tot | College | 0% | 0% | 0% | 0% | 0% | 0% | 12.2% | 82.53% | 0% | 5.268% | 0% | 100%
Sites-Based | FCZ09 Tot | Food Stores | 0% | 0% | 0% | 0% | 0% | 0% | 39.53% | 49.69% | 7.995% | 2.535% | 0.2518% | 100%
Sites-Based | FCZ09 Tot | Health Care | 0% | 0% | 0% | 0% | 0% | 0% | 21.73% | 62.7% | 10.56% | 1.791% | 3.217% | 100%
Sites-Based | FCZ09 Tot | Lodging | 0% | 0% | 0% | 0% | 0% | 0% | 41.53% | 58.47% | 0% | 0% | 0% | 100%
Sites-Based | FCZ09 Tot | Miscellaneous | 0% | 0% | 0% | 0% | 0% | 2.839% | 17.45% | 65.84% | 7.531% | 5.77% | 0.567% | 100%
Sites-Based | FCZ09 Tot | Office, Large | 0% | 0% | 0% | 0% | 0% | 0% | 6.114% | 85.3% | 0% | 8.583% | 0% | 100%
Sites-Based | FCZ09 Tot | Office, Small | 0% | 0% | 0% | 0% | 0% | 0.403% | 12.34% | 49.86% | 12.95% | 24.45% | 0% | 100%
Sites-Based | FCZ09 Tot | Refrigerated Warehouse | 0% | 0% | 0% | 0% | 0% | 0% | 0% | 100% | 0% | 0% | 0% | 100%
Sites-Based | FCZ09 Tot | Restaurant | 0% | 0% | 0% | 0% | 0% | 0.7414% | 18.33% | 46.2% | 14.61% | 15.72% | 4.398% | 100%
Sites-Based | FCZ09 Tot | Retail | 0% | 0% | 0% | 0% | 0% | 2.186% | 15.09% | 49.03% | 5.628% | 26.29% | 1.776% | 100%
Sites-Based | FCZ09 Tot | School | 0% | 0% | 0% | 0% | 0% | 0% | 29.55% | 42.76% | 11.2% | 16.49% | 0% | 100%
Sites-Based | FCZ09 Tot | Warehouse | 0% | 0% | 0% | 0% | 0% | 0% | 8.893% | 70.24% | 13.03% | 7.836% | 0% | 100%
Sites-Based | FCZ09 Tot | All Commercial | 0% | 0% | 0% | 0% | 0% | 1.17% | 17.72% | 54.2% | 9.695% | 16.21% | 1% | 100%
Sites-Based | FCZ10 Tot | College | 0% | 0% | 0% | 0% | 0% | 0% | 1.083% | 42.31% | 12.16% | 28.14% | 16.31% | 100%
Sites-Based | FCZ10 Tot | Food Stores | 0% | 0% | 0% | 0% | 0.6852% | 0.9676% | 12.68% | 73.82% | 3.939% | 3.533% | 4.37% | 100%
Sites-Based | FCZ10 Tot | Health Care | 0% | 0% | 0% | 0% | 0% | 0% | 4.867% | 52.36% | 26.33% | 14.56% | 1.877% | 100%
Sites-Based | FCZ10 Tot | Lodging | 0% | 0% | 0% | 0% | 0% | 5.343% | 39.39% | 49.56% | 0% | 1.633% | 4.068% | 100%
Sites-Based | FCZ10 Tot | Miscellaneous | 0% | 0% | 0% | 0% | 0.151% | 0% | 7.644% | 82.66% | 2.217% | 7.259% | 0.06412% | 100%
Sites-Based | FCZ10 Tot | Office, Large | 0% | 0% | 0% | 0% | 0% | 0% | 42.56% | 32.86% | 0% | 22.66% | 1.918% | 100%
Sites-Based | FCZ10 Tot | Office, Small | 0% | 0% | 0% | 0% | 0% | 0% | 5.253% | 56.54% | 12.24% | 25.26% | 0.7069% | 100%
Sites-Based | FCZ10 Tot | Refrigerated Warehouse | 0% | 0% | 0% | 0% | 0% | 0% | 12.8% | 36.62% | 0% | 0% | 50.58% | 100%
Sites-Based | FCZ10 Tot | Restaurant | 0% | 0% | 0% | 0% | 0% | 2.034% | 7.707% | 67.96% | 5.464% | 15.86% | 0.9655% | 100%
Sites-Based | FCZ10 Tot | Retail | 0% | 0% | 0% | 0% | 1.669% | 0.1737% | 5.154% | 71.31% | 2.416% | 18.01% | 1.265% | 100%
Sites-Based | FCZ10 Tot | School | 0% | 0% | 0% | 0% | 0% | 3.801% | 58.81% | 31.86% | 0% | 5.524% | 0% | 100%
Sites-Based | FCZ10 Tot | Warehouse | 0% | 0% | 0% | 0% | 0% | 0% | 9.168% | 60.23% | 2.438% | 23.36% | 4.807% | 100%
Sites-Based | FCZ10 Tot | All Commercial | 0% | 0% | 0% | 0% | 0.4823% | 0.4669% | 8.474% | 66.21% | 5.872% | 16.86% | 1.638% | 100%
Sites-Based | FCZ11 Tot | College | 0% | 0% | 0% | 0% | 0% | 0% | 3.869% | 64.04% | 0% | 31.81% | 0.286% | 100%
Sites-Based | FCZ11 Tot | Food Stores | 0% | 0% | 0% | 1.572% | 0% | 0% | 14.68% | 62.65% | 13.16% | 0.6283% | 7.307% | 100%
Sites-Based | FCZ11 Tot | Health Care | 0% | 0% | 0% | 0% | 0% | 0% | 8.269% | 44.77% | 20.46% | 13.06% | 13.43% | 100%
Sites-Based | FCZ11 Tot | Lodging | 0% | 0% | 0% | 0% | 1.755% | 0% | 29.75% | 58.23% | 1.755% | 7.123% | 1.391% | 100%
Sites-Based | FCZ11 Tot | Miscellaneous | 0% | 0% | 0% | 0% | 0% | 0.6572% | 9.386% | 67.63% | 10.32% | 11.51% | 0.5046% | 100%
Sites-Based | FCZ11 Tot | Office, Large | 0% | 0% | 0% | 0% | 0% | 0% | 29.17% | 52.06% | 0% | 18.77% | 0% | 100%
Sites-Based | FCZ11 Tot | Office, Small | 0% | 0% | 0% | 0% | 0% | 0% | 7.248% | 62.77% | 6.632% | 21.26% | 2.089% | 100%
Sites-Based | FCZ11 Tot | Refrigerated Warehouse | 0% | 0% | 0% | 0% | 0% | 0% | 11.95% | 88.05% | 0% | 0% | 0% | 100%
Sites-Based | FCZ11 Tot | Restaurant | 0% | 0% | 0% | 0% | 0% | 1.258% | 9.078% | 55.65% | 12.28% | 17.61% | 4.121% | 100%
Sites-Based | FCZ11 Tot | Retail | 0% | 0% | 0% | 0% | 0.4868% | 0.1031% | 9.687% | 59.87% | 9.272% | 19.97% | 0.6163% | 100%
Sites-Based | FCZ11 Tot | School | 0% | 0% | 0% | 0% | 1.499% | 0% | 39.34% | 43.01% | 7.348% | 4.471% | 4.334% | 100%
Sites-Based | FCZ11 Tot | Warehouse | 0% | 0% | 0% | 0% | 0% | 0% | 10.31% | 51.28% | 5.788% | 31.49% | 1.13% | 100%
Sites-Based | FCZ11 Tot | All Commercial | 0% | 0% | 0% | 0.06393% | 0.1697% | 0.2522% | 9.825% | 60.48% | 8.467% | 18.65% | 2.09% | 100%
Sites-Based | FCZ12c Tot | College | 0% | 0% | 0% | 0% | 0% | 0% | 15.66% | 70.96% | 6.352% | 5.803% | 1.234% | 100%
Sites-Based | FCZ12c Tot | Food Stores | 0% | 0% | 0% | 0% | 0% | 1.605% | 20.92% | 66.86% | 4.853% | 4.797% | 0.966% | 100%
Sites-Based | FCZ12c Tot | Health Care | 0% | 0% | 0% | 0% | 0% | 0.9125% | 12.06% | 77.86% | 0% | 1.254% | 7.907% | 100%
Sites-Based | FCZ12c Tot | Lodging | 0% | 0% | 0% | 0% | 0% | 4.686% | 37.79% | 49.41% | 0.7178% | 4.434% | 2.961% | 100%
Sites-Based | FCZ12c Tot | Miscellaneous | 0% | 0% | 0% | 0.2551% | 0.4931% | 1.134% | 12.43% | 73.32% | 5.944% | 5.453% | 0.9664% | 100%
Sites-Based | FCZ12c Tot | Office, Large | 0% | 0% | 0% | 0% | 0% | 1.14% | 27.51% | 63.83% | 0.5227% | 5.827% | 1.17% | 100%
Sites-Based | FCZ12c Tot | Office, Small | 0% | 0% | 0% | 0% | 0.5678% | 0.1728% | 11.42% | 76.55% | 4.143% | 6.803% | 0.3454% | 100%
Sites-Based | FCZ12c Tot | Refrigerated Warehouse | 0% | 0% | 0% | 0% | 0% | 0% | 10.61% | 62.44% | 0% | 26.96% | 0% | 100%
Sites-Based | FCZ12c Tot | Restaurant | 0% | 0% | 0% | 0% | 0% | 0.8625% | 8.936% | 71.25% | 4.741% | 10.23% | 3.982% | 100%
Sites-Based | FCZ12c Tot | Retail | 0% | 0% | 0% | 0% | 0% | 0.1939% | 6.357% | 76.3% | 12.71% | 4.434% | 0% | 100%
Sites-Based | FCZ12c Tot | School | 0% | 0% | 0% | 0% | 0% | 0% | 12.26% | 55.44% | 6.656% | 25.64% | 0% | 100%
Sites-Based | FCZ12c Tot | Warehouse | 0% | 0% | 0% | 0% | 0% | 0.2695% | 7.238% | 75.4% | 1.815% | 14.73% | 0.5405% | 100%
Sites-Based | FCZ12c Tot | All Commercial | 0% | 0% | 0% | 0.03288% | 0.279% | 0.561% | 11.57% | 73.61% | 5.758% | 7.151% | 1.038% | 100%
Sites-Based | FCZ12i Tot | College | 0% | 0% | 0% | 0% | 0% | 0% | 20.33% | 29.58% | 19.56% | 30.53% | 0% | 100%
Sites-Based | FCZ12i Tot | Food Stores | 0% | 0% | 0% | 0% | 0% | 3.144% | 15.03% | 81.82% | 0% | 0% | 0% | 100%
Sites-Based | FCZ12i Tot | Health Care | 0% | 0% | 0% | 0% | 0% | 1.337% | 13.49% | 75.6% | 2.873% | 5.238% | 1.46% | 100%
Sites-Based | FCZ12i Tot | Lodging | 0% | 0% | 0% | 0% | 0% | 0% | 42.4% | 53.45% | 0% | 0.3996% | 3.748% | 100%
Sites-Based | FCZ12i Tot | Miscellaneous | 0% | 0% | 0% | 0% | 0% | 2.116% | 13.54% | 67.02% | 13.9% | 2.92% | 0.5036% | 100%
Sites-Based | FCZ12i Tot | Office, Large | 0% | 0% | 0% | 0% | 0% | 0% | 4.337% | 82.57% | 0% | 7.353% | 5.744% | 100%
Sites-Based | FCZ12i Tot | Office, Small | 0% | 0% | 0% | 0% | 0% | 1.49% | 16.16% | 61.53% | 14.66% | 5.938% | 0.2219% | 100%
Sites-Based | FCZ12i Tot | Refrigerated Warehouse | 0% | 0% | 0% | 0% | 0% | 0% | 0% | 30.93% | 0% | 0% | 69.07% | 100%
Sites-Based | FCZ12i Tot | Restaurant | 0% | 0% | 0% | 0% | 0% | 2.09% | 12.31% | 69.78% | 7.587% | 6.181% | 2.051% | 100%
Sites-Based | FCZ12i Tot | Retail | 0% | 0% | 0% | 0% | 0% | 1.066% | 9.356% | 59.87% | 24.28% | 4.694% | 0.7314% | 100%
Sites-Based | FCZ12i Tot | School | 0% | 0% | 0% | 0% | 0% | 0% | 12.22% | 76.94% | 0% | 10.84% | 0% | 100%
Sites-Based | FCZ12i Tot | Warehouse | 0% | 0% | 0% | 0% | 0% | 0% | 7.972% | 73.28% | 8.055% | 10.69% | 0% | 100%
Sites-Based | FCZ12i Tot | All Commercial | 0% | 0% | 0% | 0% | 0% | 1.497% | 13.47% | 65.24% | 13.63% | 5.417% | 0.7493% | 100%
Sites-Based | FCZ13 Tot | College | 0% | 0% | 0% | 0% | 0% | 0% | 3.219% | 62.59% | 0% | 32.55% | 1.644% | 100%
Sites-Based | FCZ13 Tot | Food Stores | 0% | 0% | 0% | 0% | 0.6633% | 0.7641% | 16.97% | 69.31% | 1.697% | 9.925% | 0.6671% | 100%
Sites-Based | FCZ13 Tot | Health Care | 0% | 0% | 0% | 0% | 0% | 1.051% | 13.78% | 72.04% | 0% | 11.64% | 1.486% | 100%
Sites-Based | FCZ13 Tot | Lodging | 0% | 0% | 0% | 0% | 0% | 0% | 45.22% | 48.88% | 0% | 5.906% | 0% | 100%
Sites-Based | FCZ13 Tot | Miscellaneous | 0% | 0% | 0% | 0% | 0% | 1.612% | 11.61% | 73.06% | 0.7523% | 12.67% | 0.2974% | 100%
Sites-Based | FCZ13 Tot | Office, Large | 0% | 0% | 0% | 0% | 0% | 3.339% | 28.51% | 64.82% | 0% | 3.339% | 0% | 100%
Sites-Based | FCZ13 Tot | Office, Small | 0% | 0% | 0% | 0% | 0.2781% | 1.154% | 7.038% | 75.11% | 1.679% | 13.67% | 1.075% | 100%
Sites-Based | FCZ13 Tot | Refrigerated Warehouse | 0% | 0% | 0% | 0% | 0% | 0% | 21.58% | 64.57% | 0% | 13.85% | 0% | 100%
Sites-Based | FCZ13 Tot | Restaurant | 0% | 0% | 0% | 0% | 0% | 0.8606% | 6.111% | 64.64% | 2.661% | 22.86% | 2.866% | 100%
Sites-Based | FCZ13 Tot | Retail | 0% | 0% | 0% | 0% | 0.2289% | 0.09003% | 3.626% | 80.27% | 1.985% | 12.96% | 0.8442% | 100%
Sites-Based | FCZ13 Tot | School | 0% | 0% | 0% | 0% | 0% | 0% | 13.62% | 79.27% | 0% | 6.896% | 0.212% | 100%
Sites-Based | FCZ13 Tot | Warehouse | 0% | 0% | 0% | 0% | 0% | 0% | 11.32% | 66.72% | 0.8973% | 21.06% | 0% | 100%
Sites-Based | FCZ13 Tot | All Commercial | 0% | 0% | 0% | 0% | 0.169% | 0.8358% | 8.384% | 73.57% | 1.529% | 14.5% | 1.011% | 100%
Sites-Based | FCZ16 Tot | College | 0% | 0% | 0% | 0% | 0% | 0% | 19.82% | 23.94% | 0% | 56.24% | 0% | 100%
Sites-Based | FCZ16 Tot | Food Stores | 0% | 0% | 0% | 0% | 0% | 0% | 14.8% | 74.27% | 3.945% | 5.296% | 1.691% | 100%
Sites-Based | FCZ16 Tot | Health Care | 0% | 0% | 0% | 0% | 0% | 0% | 0% | 100% | 0% | 0% | 0% | 100%
Sites-Based | FCZ16 Tot | Lodging | 0% | 0% | 0% | 0% | 0% | 0.8342% | 33.79% | 58.45% | 0% | 0% | 6.923% | 100%
Sites-Based | FCZ16 Tot | Miscellaneous | 0% | 0% | 0% | 0% | 0% | 0.3525% | 13.82% | 82.74% | 0.474% | 2.617% | 0% | 100%
Sites-Based | FCZ16 Tot | Office, Large | 0% | 0% | 0% | 0% | 0% | 0% | 21.08% | 76.97% | 0% | 1.164% | 0.7849% | 100%
Sites-Based | FCZ16 Tot | Office, Small | 0% | 0% | 0% | 0% | 0% | 0.1989% | 7.781% | 91.75% | 0% | 0.2721% | 0% | 100%
Sites-Based | FCZ16 Tot | Refrigerated Warehouse | 0% | 0% | 0% | 0% | 0% | 0% | 16.41% | 79.32% | 4.272% | 0% | 0% | 100%
Sites-Based | FCZ16 Tot | Restaurant | 0% | 0% | 0% | 0% | 0% | 0.2503% | 2.115% | 81.66% | 12.23% | 3.742% | 0% | 100%
Sites-Based | FCZ16 Tot | Retail | 0% | 0% | 0% | 0% | 0% | 0% | 5.229% | 73.85% | 10% | 10.73% | 0.1914% | 100%
Sites-Based | FCZ16 Tot | School | 0% | 0% | 0% | 0% | 0% | 6.485% | 39.52% | 43.58% | 3.472% | 6.944% | 0% | 100%
Sites-Based | FCZ16 Tot | Warehouse | 0% | 0% | 0% | 0% | 0% | 0% | 16.15% | 74.12% | 7.542% | 2.187% | 0% | 100%
Sites-Based | FCZ16 Tot | All Commercial | 0% | 0% | 0% | 0% | 0% | 0.3153% | 8.808% | 79.38% | 5.99% | 5.285% | 0.221% | 100%
Sites-Based | FCZ17 Tot | College | 0% | 0% | 0% | 0% | 0% | 0% | 20.6% | 77.97% | 0% | 1.437% | 0% | 100%
Sites-Based | FCZ17 Tot | Food Stores | 0% | 0% | 0% | 0% | 0% | 0% | 20.24% | 61.69% | 14.08% | 2.463% | 1.526% | 100%
Sites-Based | FCZ17 Tot | Health Care | 0% | 0% | 0% | 0% | 0% | 0.726% | 0.726% | 98.55% | 0% | 0% | 0% | 100%
Sites-Based | FCZ17 Tot | Lodging | 0% | 0% | 0% | 0% | 0% | 0% | 47.48% | 35.37% | 17.15% | 0% | 0% | 100%
Sites-Based | FCZ17 Tot | Miscellaneous | 0% | 0% | 0% | 0% | 0% | 0% | 14.26% | 68.09% | 16.18% | 1.47% | 0% | 100%
Sites-Based | FCZ17 Tot | Office, Large | 0% | 0% | 0% | 0% | 0% | 0% | 63.6% | 24.15% | 0% | 12.25% | 0% | 100%
Sites-Based | FCZ17 Tot | Office, Small | 0% | 0% | 0% | 0% | 0% | 0% | 8.756% | 69.27% | 7.161% | 14.81% | 0% | 100%
Sites-Based | FCZ17 Tot | Refrigerated Warehouse | 0% | 0% | 0% | 0% | 0% | 0% | 1.5% | 98.5% | 0% | 0% | 0% | 100%
Sites-Based | FCZ17 Tot | Restaurant | 0% | 0% | 0% | 0% | 0% | 0.9524% | 19.3% | 64.49% | 10.05% | 4.442% | 0.76% | 100%
Sites-Based | FCZ17 Tot | Retail | 0% | 0% | 0% | 0% | 0% | 2.881% | 13.04% | 72.26% | 7.348% | 1.279% | 3.186% | 100%
Sites-Based | FCZ17 Tot | School | 0% | 0% | 0% | 0% | 0% | 0% | 36.72% | 34.75% | 28.53% | 0% | 0% | 100%
Sites-Based | FCZ17 Tot | Warehouse | 0% | 0% | 0% | 0% | 0% | 0% | 11.42% | 84.04% | 3.672% | 0.8731% | 0% | 100%
Sites-Based | FCZ17 Tot | All Commercial | 0% | 0% | 0% | 0% | 0% | 0.8728% | 14.12% | 69.68% | 9.376% | 4.977% | 0.9725% | 100%
Sites-Based | PG&E | College | 0% | 0% | 0% | 0% | 0.6123% | 3.734% | 8.427% | 59.65% | 17.57% | 9.622% | 0.3902% | 100%
Sites-Based | PG&E | Food Stores | 0% | 0% | 0% | 0% | 0.2662% | 3.975% | 22.05% | 61.97% | 7.6% | 3.055% | 1.081% | 100%
Sites-Based | PG&E | Health Care | 0% | 0% | 0% | 0.1371% | 0% | 2.066% | 20.36% | 59.28% | 7.052% | 8.029% | 3.075% | 100%
Sites-Based | PG&E | Lodging | 0% | 0% | 0% | 0.2509% | 0.8024% | 3.381% | 41.28% | 46.69% | 2.068% | 4.306% | 1.217% | 100%
Sites-Based | PG&E | Miscellaneous | 0% | 0% | 0% | 0% | 0.1417% | 2.145% | 13.83% | 64.51% | 8.604% | 7.555% | 3.216% | 100%
Sites-Based | PG&E | Office, Large | 0% | 0% | 0% | 0% | 0.575% | 4.725% | 31.76% | 50.72% | 2.408% | 9.589% | 0.2187% | 100%
Sites-Based | PG&E | Office, Small | 0% | 0% | 0% | 0.01669% | 0.03184% | 2.103% | 11.5% | 64.59% | 5.942% | 14.51% | 1.308% | 100%
Sites-Based | PG&E | Refrigerated Warehouse | 0% | 0% | 0% | 0% | 0% | 2.949% | 18.3% | 66.5% | 4.759% | 2.769% | 4.727% | 100%
Sites-Based | PG&E | Restaurant | 0% | 0% | 0% | 0% | 0.2236% | 1.486% | 10.28% | 63.84% | 9.785% | 11.83% | 2.556% | 100%
Sites-Based | PG&E | Retail | 0% | 0% | 0% | 0% | 0.03234% | 1.478% | 6.741% | 70.29% | 11.11% | 8.998% | 1.349% | 100%
Sites-Based | PG&E | School | 0% | 0% | 0% | 0% | 0.3155% | 1.538% | 36.11% | 52.23% | 3.864% | 4.928% | 1.02% | 100%
Sites-Based | PG&E | Warehouse | 0% | 0% | 0% | 0% | 0% | 1.448% | 12.41% | 70.34% | 6.808% | 7.412% | 1.582% | 100%
Sites-Based | PG&E | All Commercial | 0% | 0% | 0% | 0.01243% | 0.1259% | 2.072% | 13% | 64.75% | 8.153% | 10.08% | 1.809% | 100%
Sites-Based | SCE | College | 0% | 0% | 0% | 0% | 0% | 0.08831% | 9.001% | 72.11% | 2.858% | 13.93% | 2.013% | 100%
Sites-Based | SCE | Food Stores | 0% | 0% | 0% | 0.1408% | 0.5738% | 1.607% | 13.53% | 75.63% | 4.831% | 2.239% | 1.454% | 100%
Sites-Based | SCE | Health Care | 0% | 0% | 0% | 0% | 0.1073% | 2.297% | 10.5% | 65.41% | 9.819% | 9.206% | 2.66% | 100%
Sites-Based | SCE | Lodging | 0% | 0% | 0% | 0% | 0.1916% | 3.58% | 28.65% | 60.69% | 1.663% | 3.081% | 2.143% | 100%
Sites-Based | SCE | Miscellaneous | 0.09534% | 0% | 0% | 0.01556% | 0.05641% | 1.021% | 10.37% | 78.2% | 4.736% | 5.071% | 0.4308% | 100%
Sites-Based | SCE | Office, Large | 0% | 0% | 0% | 0% | 0.2948% | 1.472% | 31.05% | 52.99% | 3.803% | 9.005% | 1.384% | 100%
Sites-Based | SCE | Office, Small | 0% | 0% | 0% | 0% | 0% | 0.9249% | 7.594% | 71.18% | 6.365% | 13.09% | 0.8538% | 100%
Sites-Based | SCE | Refrigerated Warehouse | 0% | 0% | 0% | 0% | 0% | 0.7731% | 17.83% | 66.3% | 7.61% | 3.231% | 4.258% | 100%
Sites-Based | SCE | Restaurant | 0% | 0% | 0% | 0% | 0% | 1.092% | 9.346% | 71.73% | 6.953% | 9.394% | 1.486% | 100%
Sites-Based | SCE | Retail | 0% | 0% | 0% | 0% | 0.312% | 0.8281% | 6.268% | 74.62% | 6.284% | 10.31% | 1.381% | 100%
Sites-Based | SCE | School | 0% | 0% | 0% | 0% | 0.9616% | 2.141% | 30.67% | 56.95% | 4.128% | 4.261% | 0.8875% | 100%
Sites-Based | SCE | Warehouse | 0% | 0% | 0% | 0% | 0.2938% | 1.173% | 7.226% | 71.42% | 7.156% | 11.32% | 1.42% | 100%
Sites-Based | SCE | All Commercial | 0.0156% | 0% | 0% | 0.009687% | 0.1719% | 1.072% | 9.527% | 72.62% | 5.993% | 9.444% | 1.151% | 100%
Sites-Based | SDG&E | College | 0% | 0% | 0% | 0% | 0% | 0% | 17.35% | 55.99% | 11.13% | 14.74% | 0.7876% | 100%
Sites-Based | SDG&E | Food Stores | 0% | 0% | 0% | 0% | 0% | 2.186% | 18.7% | 72.51% | 3.022% | 2.987% | 0.6016% | 100%
Sites-Based | SDG&E | Health Care | 0% | 0% | 0% | 0% | 0% | 1.101% | 12.7% | 76.86% | 1.274% | 3.02% | 5.049% | 100%
Sites-Based | SDG&E | Lodging | 0% | 0% | 0% | 0% | 0% | 3.241% | 39.21% | 50.66% | 0.4965% | 3.19% | 3.204% | 100%
Sites-Based | SDG&E | Miscellaneous | 0% | 0% | 0% | 0.1487% | 0.2875% | 1.543% | 12.9% | 70.69% | 9.263% | 4.397% | 0.7734% | 100%
Sites-Based | SDG&E | Office, Large | 0% | 0% | 0% | 0% | 0% | 0.9518% | 23.68% | 66.93% | 0.4363% | 6.079% | 1.927% | 100%
Sites-Based | SDG&E | Office, Small | 0% | 0% | 0% | 0% | 0.3998% | 0.5626% | 12.82% | 72.1% | 7.255% | 6.547% | 0.3089% | 100%
Sites-Based | SDG&E | Refrigerated Warehouse | 0% | 0% | 0% | 0% | 0% | 0% | 9.744% | 59.87% | 0% | 24.76% | 5.624% | 100%
Sites-Based | SDG&E | Restaurant | 0% | 0% | 0% | 0% | 0% | 1.265% | 10.04% | 70.77% | 5.675% | 8.903% | 3.348% | 100%
Sites-Based | SDG&E | Retail | 0% | 0% | 0% | 0% | 0% | 0.5215% | 7.484% | 70.13% | 17.06% | 4.532% | 0.2748% | 100%
Sites-Based | SDG&E | School | 0% | 0% | 0% | 0% | 0% | 0% | 12.24% | 64.36% | 3.895% | 19.5% | 0% | 100%
Sites-Based | SDG&E | Warehouse | 0% | 0% | 0% | 0% | 0% | 0.1758% | 7.493% | 74.67% | 3.985% | 13.33% | 0.3525% | 100%
Sites-Based | SDG&E | All Commercial | 0% | 0% | 0% | 0.02164% | 0.1836% | 0.881% | 12.22% | 70.75% | 8.45% | 6.558% | 0.9392% | 100%
Sites-Based | LADWP | College | 0% | 0% | 0% | 0% | 0% | 0% | 20.54% | 74.15% | 0% | 5.31% | 0% | 100%
Sites-Based | LADWP | Food Stores | 0% | 0% | 0% | 0% | 0% | 0% | 16.25% | 70.92% | 6.643% | 4.542% | 1.647% | 100%
Sites-Based | LADWP | Health Care | 0% | 0% | 0% | 0% | 0% | 0.2486% | 0.2486% | 99.5% | 0% | 0% | 0% | 100%
Sites-Based | LADWP | Lodging | 0% | 0% | 0% | 0% | 0% | 0.761% | 34.99% | 56.42% | 1.503% | 0% | 6.316% | 100%
Sites-Based | LADWP | Miscellaneous | 0% | 0% | 0% | 0% | 0% | 0.236% | 13.97% | 77.9% | 5.663% | 2.238% | 0% | 100%
Sites-Based | LADWP | Office, Large | 0% | 0% | 0% | 0% | 0% | 0% | 29.37% | 66.67% | 0% | 3.325% | 0.6318% | 100%
Sites-Based | LADWP | Office, Small | 0% | 0% | 0% | 0% | 0% | 0.1295% | 8.121% | 83.91% | 2.498% | 5.342% | 0% | 100%
Sites-Based | LADWP | Refrigerated Warehouse | 0% | 0% | 0% | 0% | 0% | 0% | 11.59% | 85.52% | 2.89% | 0% | 0% | 100%
Sites-Based | LADWP | Restaurant | 0% | 0% | 0% | 0% | 0% | 0.4357% | 6.653% | 77.13% | 11.65% | 3.927% | 0.2007% | 100%
Sites-Based | LADWP | Retail | 0% | 0% | 0% | 0% | 0% | 0.6839% | 7.085% | 73.47% | 9.372% | 8.486% | 0.9023% | 100%
Sites-Based | LADWP | School | 0% | 0% | 0% | 0% | 0% | 4.86% | 38.82% | 41.37% | 9.75% | 5.204% | 0% | 100%
Sites-Based | LADWP | Warehouse | 0% | 0% | 0% | 0% | 0% | 0% | 13.82% | 79% | 5.636% | 1.54% | 0% | 100%
Sites-Based | LADWP | All Commercial | 0% | 0% | 0% | 0% | 0% | 0.4805% | 10.38% | 76.51% | 6.993% | 5.194% | 0.4437% | 100%
Sites-Based | SMUD | College | 0% | 0% | 0% | 0% | 0% | 0% | 3.219% | 62.59% | 0% | 32.55% | 1.644% | 100%
Sites-Based | SMUD | Food Stores | 0% | 0% | 0% | 0% | 0.6633% | 0.7641% | 16.97% | 69.31% | 1.697% | 9.925% | 0.6671% | 100%
Sites-Based | SMUD | Health Care | 0% | 0% | 0% | 0% | 0% | 1.051% | 13.78% | 72.04% | 0% | 11.64% | 1.486% | 100%
Sites-Based | SMUD | Lodging | 0% | 0% | 0% | 0% | 0% | 0% | 45.22% | 48.88% | 0% | 5.906% | 0% | 100%
Sites-Based | SMUD | Miscellaneous | 0% | 0% | 0% | 0% | 0% | 1.612% | 11.61% | 73.06% | 0.7523% | 12.67% | 0.2974% | 100%
Sites-Based | SMUD | Office, Large | 0% | 0% | 0% | 0% | 0% | 3.339% | 28.51% | 64.82% | 0% | 3.339% | 0% | 100%
Sites-Based | SMUD | Office, Small | 0% | 0% | 0% | 0% | 0.2781% | 1.154% | 7.038% | 75.11% | 1.679% | 13.67% | 1.075% | 100%
Sites-Based | SMUD | Refrigerated Warehouse | 0% | 0% | 0% | 0% | 0% | 0% | 21.58% | 64.57% | 0% | 13.85% | 0% | 100%
Sites-Based | SMUD | Restaurant | 0% | 0% | 0% | 0% | 0% | 0.8606% | 6.111% | 64.64% | 2.661% | 22.86% | 2.866% | 100%
Sites-Based | SMUD | Retail | 0% | 0% | 0% | 0% | 0.2289% | 0.09003% | 3.626% | 80.27% | 1.985% | 12.96% | 0.8442% | 100%
Sites-Based | SMUD | School | 0% | 0% | 0% | 0% | 0% | 0% | 13.62% | 79.27% | 0% | 6.896% | 0.212% | 100%
Sites-Based | SMUD | Warehouse | 0% | 0% | 0% | 0% | 0% | 0% | 11.32% | 66.72% | 0.8973% | 21.06% | 0% | 100%
Sites-Based | SMUD | All Commercial | 0% | 0% | 0% | 0% | 0.169% | 0.8358% | 8.384% | 73.57% | 1.529% | 14.5% | 1.011% | 100%
Sites-Based | FCZ01 | College | 0% | 0% | 0% | 0% | 1.267% | 0.326% | 7.549% | 83.46% | 4.772% | 2.574% | 0.05708% | 100%
Sites-Based | FCZ01 | Food Stores | 0% | 0% | 0% | 0% | 0.4255% | 3.162% | 20.91% | 68.92% | 4.386% | 1.908% | 0.2846% | 100%
Sites-Based | FCZ01 | Health Care | 0% | 0% | 0% | 0.4009% | 0% | 2.415% | 16.57% | 63.83% | 7.099% | 7.243% | 2.443% | 100%
Sites-Based | FCZ01 | Lodging | 0% | 0% | 0% | 0% | 0.3701% | 3.061% | 38.63% | 53.5% | 1.478% | 1.417% | 1.551% | 100%
Sites-Based | FCZ01 | Miscellaneous | 0% | 0% | 0% | 0% | 0.2528% | 1.499% | 12.26% | 72.76% | 6.029% | 5.594% | 1.603% | 100%
Sites-Based | FCZ01 | Office, Large | 0% | 0% | 0% | 0% | 0.7864% | 4.89% | 30.26% | 55.42% | 1.385% | 7.256% | 0% | 100%
Sites-Based | FCZ01 | Office, Small | 0% | 0% | 0% | 0.04359% | 0% | 3.17% | 13.58% | 70.21% | 3.903% | 7.209% | 1.888% | 100%
Sites-Based | FCZ01 | Refrigerated Warehouse | 0% | 0% | 0% | 0% | 0% | 1.875% | 21.63% | 69.13% | 6.578% | 0% | 0.7901% | 100%
Sites-Based | FCZ01 | Restaurant | 0% | 0% | 0% | 0% | 0.3816% | 0.8358% | 9.218% | 71.16% | 8.54% | 7.83% | 2.035% | 100%
Sites-Based | FCZ01 | Retail | 0% | 0% | 0% | 0% | 0% | 1.267% | 4.529% | 80.29% | 6.571% | 6.461% | 0.8813% | 100%
Sites-Based | FCZ01 | School | 0% | 0% | 0% | 0% | 0.8556% | 3.83% | 34.23% | 52.87% | 4.488% | 2.246% | 1.486% | 100%
Sites-Based | FCZ01 | Warehouse | 0% | 0% | 0% | 0% | 0% | 0.6492% | 13.27% | 74.54% | 6.981% | 4.479% | 0.08345% | 100%
Sites-Based | FCZ01 | All Commercial | 0% | 0% | 0% | 0.01937% | 0.1916% | 2.01% | 12.19% | 72.33% | 5.698% | 6.184% | 1.374% | 100%
Sites-Based | FCZ02 | College | 0% | 0% | 0% | 0% | 0% | 1.052% | 2.104% | 53.4% | 43.45% | 0% | 0% | 100%
Sites-Based | FCZ02 | Food Stores | 0% | 0% | 0% | 0% | 0% | 13.26% | 20.49% | 50.78% | 11.72% | 3.539% | 0.2041% | 100%
Sites-Based | FCZ02 | Health Care | 0% | 0% | 0% | 0% | 0% | 0.9225% | 20.91% | 73.9% | 0.8821% | 2.044% | 1.343% | 100%
Sites-Based | FCZ02 | Lodging | 0% | 0% | 0% | 1.532% | 0% | 1.128% | 61.89% | 31.3% | 1.128% | 2.26% | 0.7635% | 100%
Sites-Based | FCZ02 | Miscellaneous | 0% | 0% | 0% | 0% | 0.3073% | 1.845% | 15.98% | 62.7% | 7.23% | 9.653% | 2.289% | 100%
Sites-Based | FCZ02 | Office, Large | 0% | 0% | 0% | 0% | 0% | 5.214% | 49.75% | 32.82% | 0% | 12.21% | 0% | 100%
Sites-Based | FCZ02 | Office, Small | 0% | 0% | 0% | 0% | 0.2254% | 2.997% | 8.752% | 77.16% | 4.793% | 5.469% | 0.6014% | 100%
Sites-Based | FCZ02 | Refrigerated Warehouse | 0% | 0% | 0% | 0% | 0% | 0% | 23.27% | 64.02% | 3.302% | 9.406% | 0% | 100%
Sites-Based | FCZ02 | Restaurant | 0% | 0% | 0% | 0% | 0.3215% | 1.931% | 17.22% | 65.13% | 6.164% | 8.597% | 0.6335% | 100%
Sites-Based | FCZ02 | Retail | 0% | 0% | 0% | 0% | 0% | 3.9% | 6.806% | 72.28% | 8.387% | 7.934% | 0.6923% | 100%
Sites-Based | FCZ02 | School | 0% | 0% | 0% | 0% | 0% | 0% | 37.51% | 60.31% | 1.9% | 0.2799% | 0% | 100%
Sites-Based | FCZ02 | Warehouse | 0% | 0% | 0% | 0% | 0% | 4.956% | 10.2% | 71.67% | 4.722% | 7.429% | 1.02% | 100%
Sites-Based | FCZ02 | All Commercial | 0% | 0% | 0% | 0.03692% | 0.1645% | 3.406% | 13.76% | 68.46% | 6.59% | 6.675% | 0.9071% | 100%
Sites-Based | FCZ03 | College | 0% | 0% | 0% | 0% | 0% | 0.5044% | 12.33% | 6.718% | 79.52% | 0.9312% | 0% | 100%
Sites-Based | FCZ03 | Food Stores | 0% | 0% | 0% | 0% | 0% | 0% | 37.32% | 51.53% | 9.078% | 0% | 2.075% | 100%
Sites-Based | FCZ03 | Health Care | 0% | 0% | 0% | 0% | 0% | 0% | 29.2% | 52.82% | 5.016% | 10.45% | 2.508% | 100%
Sites-Based | FCZ03 | Lodging | 0% | 0% | 0% | 0% | 7.765% | 0.5681% | 11.23% | 72.68% | 7.765% | 0% | 0% | 100%
Sites-Based | FCZ03 | Miscellaneous | 0% | 0% | 0% | 0% | 0% | 2.82% | 19.83% | 61.56% | 13.75% | 1.853% | 0.1893% | 100%
Sites-Based | FCZ03 | Office, Large | 0% | 0% | 0% | 0% | 0% | 0% | 39.8% | 60.2% | 0% | 0% | 0% | 100%
Sites-Based | FCZ03 | Office, Small | 0% | 0% | 0% | 0% | 0% | 0.719% | 18.79% | 60.4% | 11.02% | 7.823% | 1.253% | 100%
Sites-Based | FCZ03 | Refrigerated Warehouse | 0% | 0% | 0% | 0% | 0% | 0% | 0% | 100% | 0% | 0% | 0% | 100%
Sites-Based | FCZ03 | Restaurant | 0% | 0% | 0% | 0% | 0% | 0.5659% | 18.57% | 62.62% | 2.597% | 15.65% | 0% | 100%
Sites-Based | FCZ03 | Retail | 0% | 0% | 0% | 0% | 0% | 0.6646% | 12.84% | 53.83% | 20.17% | 11.98% | 0.5124% | 100%
Sites-Based | FCZ03 | School | 0% | 0% | 0% | 0% | 0% | 0% | 52.77% | 41.06% | 5.177% | 0.9923% | 0% | 100%
Sites-Based | FCZ03 | Warehouse | 0% | 0% | 0% | 0% | 0% | 0% | 0% | 90.43% | 9.167% | 0% | 0.407% | 100%
Sites-Based | FCZ03 | All Commercial | 0% | 0% | 0% | 0% | 0.1762% | 1.116% | 19.54% | 58.72% | 13.61% | 6.175% | 0.6646% | 100%
Sites-Based | FCZ04 | College | 0% | 0% | 0% | 0% | 0% | 0.1729% | 7.734% | 52.49% | 9.152% | 28.18% | 2.263% | 100%
Sites-Based | FCZ04 | Food Stores | 0% | 0% | 0% | 0% | 0% | 4.386% | 31.06% | 50.81% | 5.326% | 4.45% | 3.961% | 100%
Sites-Based | FCZ04 | Health Care | 0% | 0% | 0% | 0% | 0% | 5.575% | 24.02% | 49.41% | 5.735% | 14.08% | 1.17% | 100%
Sites-Based | FCZ04 | Lodging | 0% | 0% | 0% | 0% | 0% | 5.934% | 50.35% | 38.61% | 0% | 2.136% | 2.967% | 100%
Sites-Based | FCZ04 | Miscellaneous | 0% | 0% | 0% | 0% | 0.07715% | 3.245% | 15.6% | 56.31% | 7.299% | 14.24% | 3.233% | 100%
Sites-Based | FCZ04 | Office, Large | 0% | 0% | 0% | 0% | 0% | 2.867% | 21.75% | 28.63% | 11.03% | 33.67% | 2.054% | 100%
Sites-Based | FCZ04 | Office, Small | 0% | 0% | 0% | 0% | 0% | 2.565% | 13.59% | 38.61% | 6.826% | 37.23% | 1.186% | 100%
Sites-Based | FCZ04 | Refrigerated Warehouse | 0% | 0% | 0% | 0% | 0% | 12.62% | 12.8% | 72.13% | 0% | 0% | 2.453% | 100%
Sites-Based | FCZ04 | Restaurant | 0% | 0% | 0% | 0% | 0% | 4.238% | 10.53% | 41.81% | 15.5% | 23.62% | 4.311% | 100%
Sites-Based | FCZ04 | Retail | 0% | 0% | 0% | 0% | 0.2306% | 1.116% | 14.29% | 47.15% | 12.19% | 23.57% | 1.464% | 100%
Sites-Based | FCZ04 | School | 0% | 0% | 0% | 0% | 0% | 0% | 33.65% | 54.71% | 2.609% | 6.468% | 2.563% | 100%
Sites-Based | FCZ04 | Warehouse | 0% | 0% | 0% | 0% | 0% | 3.383% | 15.39% | 57.97% | 9.02% | 13.57% | 0.662% | 100%
Sites-Based | FCZ04 | All Commercial | 0% | 0% | 0% | 0% | 0.05834% | 2.841% | 16.34% | 46.99% | 8.715% | 22.85% | 2.202% | 100%
Sites-Based | FCZ05 | College | 0% | 0% | 0% | 0% | 0% | 0% | 27.59% | 52.94% | 19.46% | 0% | 0% | 100%
Sites-Based | FCZ05 | Food Stores | 0% | 0% | 0% | 0% | 0% | 0.3868% | 15.6% | 67.36% | 11.25% | 4.547% | 0.8545% | 100%
Sites-Based | FCZ05 | Health Care | 0% | 0% | 0% | 0% | 0% | 0% | 18.94% | 50.5% | 15.8% | 7.066% | 7.703% | 100%
Sites-Based | FCZ05 | Lodging | 0% | 0% | 0% | 0% | 2.557% | 2.787% | 20.38% | 62.13% | 5.575% | 6.564% | 0% | 100%
Sites-Based | FCZ05 | Miscellaneous | 0% | 0% | 0% | 0% | 0% | 1.435% | 12.57% | 60.6% | 15.1% | 6.986% | 3.313% | 100%
Sites-Based | FCZ05 | Office, Large | 0% | 0% | 0% | 0% | 0% | 0% | 39.98% | 60.02% | 0% | 0% | 0% | 100%
Sites-Based | FCZ05 | Office, Small | 0% | 0% | 0% | 0% | 0% | 0.1022% | 6.049% | 58.18% | 9.079% | 24.79% | 1.804% | 100%
Sites-Based | FCZ05 | Refrigerated Warehouse | 0% | 0% | 0% | 0% | 0% | 0% | 17.21% | 58.23% | 8.361% | 8.361% | 7.84% | 100%
Sites-Based | FCZ05 | Restaurant | 0% | 0% | 0% | 0% | 0% | 0.6686% | 6.957% | 61.11% | 10.12% | 16.09% | 5.058% | 100%
Sites-Based | FCZ05 | Retail | 0% | 0% | 0% | 0% | 0% | 0.982% | 6.554% | 67.6% | 17.38% | 4.925% | 2.558% | 100%
Sites-Based | FCZ05 | School | 0% | 0% | 0% | 0% | 0% | 0.6746% | 27.4% | 55.37% | 3.922% | 12.63% | 0% | 100%
Sites-Based | FCZ05 | Warehouse | 0% | 0% | 0% | 0% | 0% | 0% | 10.85% | 74.97% | 2.897% | 6.963% | 4.323% | 100%
Sites-Based | FCZ05 | All Commercial | 0% | 0% | 0% | 0% | 0.0321% | 0.654% | 9.913% | 62.21% | 11.96% | 12.46% | 2.766% | 100%
Sites-Based | FCZ06 | College | 0% | 0% | 0% | 0% | 0% | 23.59% | 3.295% | 17.47% | 29.57% | 26.07% | 0% | 100%
Sites-Based | FCZ06 | Food Stores | 0% | 0% | 0% | 0% | 0.9507% | 3.454% | 19.77% | 58.44% | 12.68% | 3.719% | 0.9849% | 100%
Sites-Based | FCZ06 | Health Care | 0% | 0% | 0% | 0% | 0% | 0% | 24.82% | 64.74% | 1.037% | 6.974% | 2.424% | 100%
Sites-Based | FCZ06 | Lodging | 0% | 0% | 0% | 0% | 0% | 4.81% | 42.04% | 40.3% | 1.665% | 10.17% | 1.021% | 100%
Sites-Based | FCZ06 | Miscellaneous | 0% | 0% | 0% | 0% | 0% | 3.472% | 12.31% | 60.66% | 7.829% | 4.989% | 10.73% | 100%
Sites-Based | FCZ06 | Office, Large | 0% | 0% | 0% | 0% | 0% | 15.26% | 47.51% | 31.06% | 6.172% | 0% | 0% | 100%
Sites-Based | FCZ06 | Office, Small | 0% | 0% | 0% | 0% | 0% | 0.291% | 10.42% | 72.69% | 7.014% | 9.585% | 0% | 100%
Sites-Based | FCZ06 | Refrigerated Warehouse | 0% | 0% | 0% | 0% | 0% | 0% | 6.209% | 54.64% | 0% | 0% | 39.15% | 100%
Sites-Based | FCZ06 | Restaurant | 0% | 0% | 0% | 0% | 0% | 2.203% | 11.09% | 58.04% | 13.49% | 13.1% | 2.085% | 100%
Sites-Based | FCZ06 | Retail | 0% | 0% | 0% | 0% | 0% | 1.487% | 4.775% | 62.79% | 21.33% | 7.218% | 2.397% | 100%
Sites-Based | FCZ06 | School | 0% | 0% | 0% | 0% | 0% | 0% | 52.82% | 37.1% | 5.04% | 5.04% | 0% | 100%
Sites-Based | FCZ06 | Warehouse | 0% | 0% | 0% | 0% | 0% | 0% | 13.13% | 64.84% | 9.334% | 8.165% | 4.536% | 100%
Sites-Based | FCZ06 | All Commercial | 0% | 0% | 0% | 0% | 0.04876% | 2.163% | 12.7% | 62.69% | 10.85% | 8.667% | 2.873% | 100%
Sites-Based | FCZ07 | College | 0% | 0% | 0% | 0% | 0% | 0% | 10.54% | 78.57% | 1.983% | 8.909% | 0% | 100%
Sites-Based | FCZ07 | Food Stores | 0% | 0% | 0% | 0% | 0.7417% | 2.013% | 10.49% | 80.4% | 4.021% | 2.035% | 0.3% | 100%
Sites-Based | FCZ07 | Health Care | 0% | 0% | 0% | 0% | 0.2307% | 4.652% | 10.14% | 70.77% | 3.858% | 9.216% | 1.132% | 100%
Sites-Based | FCZ07 | Lodging | 0% | 0% | 0% | 0% | 0% | 3.85% | 22.69% | 64.74% | 2.658% | 3.571% | 2.489% | 100%
Sites-Based | FCZ07 | Miscellaneous | 0.1606% | 0% | 0% | 0.02621% | 0.05256% | 1.339% | 9.802% | 81.06% | 4.079% | 2.983% | 0.4967% | 100%
Sites-Based | FCZ07 | Office, Large | 0% | 0% | 0% | 0% | 0.4212% | 2.103% | 27.07% | 59.63% | 5.434% | 4.756% | 0.584% | 100%
Sites-Based | FCZ07 | Office, Small | 0% | 0% | 0% | 0% | 0% | 1.476% | 7.79% | 76.34% | 4.956% | 8.635% | 0.7985% | 100%
Sites-Based | FCZ07 | Refrigerated Warehouse | 0% | 0% | 0% | 0% | 0% | 1.084% | 19.34% | 64.38% | 10.67% | 4.53% | 0% | 100%
Sites-Based | FCZ07 | Restaurant | 0% | 0% | 0% | 0% | 0% | 1.009% | 8.965% | 75.58% | 6.591% | 6.658% | 1.198% | 100%
Sites-Based | FCZ07 | Retail | 0% | 0% | 0% | 0% | 0.01456% | 0.8792% | 5.202% | 78.89% | 6.747% | 6.68% | 1.583% | 100%
Sites-Based | FCZ07 | School | 0% | 0% | 0% | 0% | 1.031% | 2.447% | 23.31% | 66.99% | 3.604% | 2.033% | 0.5818% | 100%
Sites-Based | FCZ07 | Warehouse | 0% | 0% | 0% | 0% | 0.4575% | 1.828% | 6.076% | 76.84% | 8.645% | 5.508% | 0.6502% | 100%
Sites-Based | FCZ07 | All Commercial | 0.02494% | 0% | 0% | 0.00407% | 0.1205% | 1.372% | 8.61% | 77.18% | 5.568% | 6.154% | 0.9654% | 100%
Sites-Based | FCZ08 | College | 0% | 0% | 0% | 0% | 0% | 1.516% | 12.96% | 63.12% | 0% | 22.41% | 0% | 100%
Sites-Based | FCZ08 | Food Stores | 0% | 0% | 0% | 0% | 0% | 2.166% | 22.89% | 69.98% | 1.629% | 3.339% | 0% | 100%
Sites-Based | FCZ08 | Health Care | 0% | 0% | 0% | 0% | 0% | 0.7433% | 16.52% | 80.3% | 0% | 2.433% | 0% | 100%
Sites-Based | FCZ08 | Lodging | 0% | 0% | 0% | 0% | 0% | 6.631% | 32.82% | 59.71% | 0% | 0.8342% | 0% | 100%
Sites-Based | FCZ08 | Miscellaneous | 0% | 0% | 0% | 0% | 0% | 0% | 18.03% | 70.23% | 4.913% | 6.304% | 0.5198% | 100%
Sites-Based | FCZ08 | Office, Large | 0% | 0% | 0% | 0% | 0% | 0% | 45.26% | 33.13% | 0% | 14.93% | 6.691% | 100%
Sites-Based | FCZ08 | Office, Small | 0% | 0% | 0% | 0% | 0% | 0% | 7.933% | 81.22% | 2.84% | 7.749% | 0.2616% | 100%
Sites-Based | FCZ08 | Refrigerated Warehouse | 0% | 0% | 0% | 0% | 0% | 0% | 28.16% | 71.84% | 0% | 0% | 0% | 100%
Sites-Based | FCZ08 | Restaurant | 0% | 0% | 0% | 0% | 0% | 0% | 11.49% | 80.1% | 2.097% | 6.314% | 0% | 100%
Sites-Based | FCZ08 | Retail | 0% | 0% | 0% | 0% | 0% | 2.316% | 9.772% | 75.55% | 6.318% | 5.409% | 0.6334% | 100%
Sites-Based | FCZ08 | School | 0% | 0% | 0% | 0% | 2.766% | 3.242% | 41.97% | 44.78% | 0% | 6.626% | 0.6176% | 100%
Sites-Based | FCZ08 | Warehouse | 0% | 0% | 0% | 0% | 0% | 0% | 8.387% | 77.72% | 3.898% | 9.996% | 0% | 100%
Sites-Based | FCZ08 | All Commercial | 0% | 0% | 0% | 0% | 0.05684% | 0.8344% | 13.43% | 75.19% | 3.461% | 6.605% | 0.4254% | 100%
Sites-Based | FCZ09 | College | 0% | 0% | 0% | 0% | 0% | 0% | 12.2% | 82.53% | 0% | 5.268% | 0% | 100%
Sites-Based | FCZ09 | Food Stores | 0% | 0% | 0% | 0% | 0% | 0% | 39.53% | 49.69% | 7.995% | 2.535% | 0.2518% | 100%
Sites-Based | FCZ09 | Health Care | 0% | 0% | 0% | 0% | 0% | 0% | 21.73% | 62.7% | 10.56% | 1.791% | 3.217% | 100%
Sites-Based | FCZ09 | Lodging | 0% | 0% | 0% | 0% | 0% | 0% | 41.53% | 58.47% | 0% | 0% | 0% | 100%
Sites-Based | FCZ09 | Miscellaneous | 0% | 0% | 0% | 0% | 0% | 2.839% | 17.45% | 65.84% | 7.531% | 5.77% | 0.567% | 100%
Sites-Based | FCZ09 | Office, Large | 0% | 0% | 0% | 0% | 0% | 0% | 6.114% | 85.3% | 0% | 8.583% | 0% | 100%
Sites-Based | FCZ09 | Office, Small | 0% | 0% | 0% | 0% | 0% | 0.403% | 12.34% | 49.86% | 12.95% | 24.45% | 0% | 100%
Sites-Based | FCZ09 | Refrigerated Warehouse | 0% | 0% | 0% | 0% | 0% | 0% | 0% | 100% | 0% | 0% | 0% | 100%
Sites-Based | FCZ09 | Restaurant | 0% | 0% | 0% | 0% | 0% | 0.7414% | 18.33% | 46.2% | 14.61% | 15.72% | 4.398% | 100%
Sites-Based | FCZ09 | Retail | 0% | 0% | 0% | 0% | 0% | 2.186% | 15.09% | 49.03% | 5.628% | 26.29% | 1.776% | 100%
Sites-Based | FCZ09 | School | 0% | 0% | 0% | 0% | 0% | 0% | 29.55% | 42.76% | 11.2% | 16.49% | 0% | 100%
Sites-Based | FCZ09 | Warehouse | 0% | 0% | 0% | 0% | 0% | 0% | 8.893% | 70.24% | 13.03% | 7.836% | 0% | 100%
Sites-Based | FCZ09 | All Commercial | 0% | 0% | 0% | 0% | 0% | 1.17% | 17.72% | 54.2% | 9.695% | 16.21% | 1% | 100%
Sites-Based | FCZ10 | College | 0% | 0% | 0% | 0% | 0% | 0% | 1.083% | 42.31% | 12.16% | 28.14% | 16.31% | 100%
Sites-Based | FCZ10 | Food Stores | 0% | 0% | 0% | 0% | 0.6852% | 0.9676% | 12.68% | 73.82% | 3.939% | 3.533% | 4.37% | 100%
Sites-Based | FCZ10 | Health Care | 0% | 0% | 0% | 0% | 0% | 0% | 4.867% | 52.36% | 26.33% | 14.56% | 1.877% | 100%
Sites-Based | FCZ10 | Lodging | 0% | 0% | 0% | 0% | 0% | 5.343% | 39.39% | 49.56% | 0% | 1.633% | 4.068% | 100%
Sites-Based | FCZ10 | Miscellaneous | 0% | 0% | 0% | 0% | 0.151% | 0% | 7.644% | 82.66% | 2.217% | 7.259% | 0.06412% | 100%
Sites-Based | FCZ10 | Office, Large | 0% | 0% | 0% | 0% | 0% | 0% | 42.56% | 32.86% | 0% | 22.66% | 1.918% | 100%
Sites-Based | FCZ10 | Office, Small | 0% | 0% | 0% | 0% | 0% | 0% | 5.253% | 56.54% | 12.24% | 25.26% | 0.7069% | 100%
Sites-Based | FCZ10 | Refrigerated Warehouse | 0% | 0% | 0% | 0% | 0% | 0% | 12.8% | 36.62% | 0% | 0% | 50.58% | 100%
Sites-Based | FCZ10 | Restaurant | 0% | 0% | 0% | 0% | 0% | 2.034% | 7.707% | 67.96% | 5.464% | 15.86% | 0.9655% | 100%
Sites-Based | FCZ10 | Retail | 0% | 0% | 0% | 0% | 1.669% | 0.1737% | 5.154% | 71.31% | 2.416% | 18.01% | 1.265% | 100%
Sites-Based | FCZ10 | School | 0% | 0% | 0% | 0% | 0% | 3.801% | 58.81% | 31.86% | 0% | 5.524% | 0% | 100%
Sites-Based | FCZ10 | Warehouse | 0% | 0% | 0% | 0% | 0% | 0% | 9.168% | 60.23% | 2.438% | 23.36% | 4.807% | 100%
Sites-Based | FCZ10 | All Commercial | 0% | 0% | 0% | 0% | 0.4834% | 0.4659% | 8.527% | 66.19% | 5.827% | 16.9% | 1.61% | 100%
Sites-Based | FCZ11 | College | 0% | 0% | 0% | 0% | 0% | 0% | 3.869% | 64.04% | 0% | 31.81% | 0.286% | 100%
Sites-Based | FCZ11 | Food Stores | 0% | 0% | 0% | 1.572% | 0% | 0% | 14.68% | 62.65% | 13.16% | 0.6283% | 7.307% | 100%
Sites-Based | FCZ11 | Health Care | 0% | 0% | 0% | 0% | 0% | 0% | 8.269% | 44.77% | 20.46% | 13.06% | 13.43% | 100%
Sites-Based | FCZ11 | Lodging | 0% | 0% | 0% | 0% | 1.755% | 0% | 29.75% | 58.23% | 1.755% | 7.123% | 1.391% | 100%
Sites-Based | FCZ11 | Miscellaneous | 0% | 0% | 0% | 0% | 0% | 0.6572% | 9.386% | 67.63% | 10.32% | 11.51% | 0.5046% | 100%
Sites-Based | FCZ11 | Office, Large | 0% | 0% | 0% | 0% | 0% | 0% | 29.17% | 52.06% | 0% | 18.77% | 0% | 100%
Sites-Based | FCZ11 | Office, Small | 0% | 0% | 0% | 0% | 0% | 0% | 7.248% | 62.77% | 6.632% | 21.26% | 2.089% | 100%
Sites-Based | FCZ11 | Refrigerated Warehouse | 0% | 0% | 0% | 0% | 0% | 0% | 11.95% | 88.05% | 0% | 0% | 0% | 100%
Sites-Based | FCZ11 | Restaurant | 0% | 0% | 0% | 0% | 0% | 1.258% | 9.078% | 55.65% | 12.28% | 17.61% | 4.121% | 100%
Sites-Based | FCZ11 | Retail | 0% | 0% | 0% | 0% | 0.4868% | 0.1031% | 9.687% | 59.87% | 9.272% | 19.97% | 0.6163% | 100%
Sites-Based | FCZ11 | School | 0% | 0% | 0% | 0% | 1.499% | 0% | 39.34% | 43.01% | 7.348% | 4.471% | 4.334% | 100%
Sites-Based | FCZ11 | Warehouse | 0% | 0% | 0% | 0% | 0% | 0% | 10.31% | 51.28% | 5.788% | 31.49% | 1.13% | 100%
Sites-Based | FCZ11 | All Commercial | 0% | 0% | 0% | 0.06741% | 0.1847% | 0.2907% | 10.27% | 60.48% | 9.006% | 17.53% | 2.166% | 100%
Sites-Based | FCZ12c | College | 0% | 0% | 0% | 0% | 0% | 0% | 15.66% | 70.96% | 6.352% | 5.803% | 1.234% | 100%
Sites-Based | FCZ12c | Food Stores | 0% | 0% | 0% | 0% | 0% | 1.605% | 20.92% | 66.86% | 4.853% | 4.797% | 0.966% | 100%
Sites-Based | FCZ12c | Health Care | 0% | 0% | 0% | 0% | 0% | 0.9125% | 12.06% | 77.86% | 0% | 1.254% | 7.907% | 100%
Sites-Based | FCZ12c | Lodging | 0% | 0% | 0% | 0% | 0% | 4.686% | 37.79% | 49.41% | 0.7178% | 4.434% | 2.961% | 100%
Sites-Based | FCZ12c | Miscellaneous | 0% | 0% | 0% | 0.2551% | 0.4931% | 1.134% | 12.43% | 73.32% | 5.944% | 5.453% | 0.9664% | 100%
Sites-Based | FCZ12c | Office, Large | 0% | 0% | 0% | 0% | 0% | 1.14% | 27.51% | 63.83% | 0.5227% | 5.827% | 1.17% | 100%
Sites-Based | FCZ12c | Office, Small | 0% | 0% | 0% | 0% | 0.5678% | 0.1728% | 11.42% | 76.55% | 4.143% | 6.803% | 0.3454% | 100%
Sites-Based | FCZ12c | Refrigerated Warehouse | 0% | 0% | 0% | 0% | 0% | 0% | 10.61% | 62.44% | 0% | 26.96% | 0% | 100%
Sites-Based | FCZ12c | Restaurant | 0% | 0% | 0% | 0% | 0% | 0.8625% | 8.936% | 71.25% | 4.741% | 10.23% | 3.982% | 100%
Sites-Based | FCZ12c | Retail | 0% | 0% | 0% | 0% | 0% | 0.1939% | 6.357% | 76.3% | 12.71% | 4.434% | 0% | 100%
Sites-Based | FCZ12c | School | 0% | 0% | 0% | 0% | 0% | 0% | 12.26% | 55.44% | 6.656% | 25.64% | 0% | 100%
Sites-Based | FCZ12c | Warehouse | 0% | 0% | 0% | 0% | 0% | 0.2695% | 7.238% | 75.4% | 1.815% | 14.73% | 0.5405% | 100%
Sites-Based | FCZ12c | All Commercial | 0% | 0% | 0% | 0.03288% | 0.279% | 0.561% | 11.57% | 73.61% | 5.758% | 7.151% | 1.038% | 100%
Sites-Based | FCZ12i | College | 0% | 0% | 0% | 0% | 0% | 0% | 20.33% | 29.58% | 19.56% | 30.53% | 0% | 100%
Sites-Based | FCZ12i | Food Stores | 0% | 0% | 0% | 0% | 0% | 3.144% | 15.03% | 81.82% | 0% | 0% | 0% | 100%
Sites-Based | FCZ12i | Health Care | 0% | 0% | 0% | 0% | 0% | 1.337% | 13.49% | 75.6% | 2.873% | 5.238% | 1.46% | 100%
Sites-Based | FCZ12i | Lodging | 0% | 0% | 0% | 0% | 0% | 0% | 42.4% | 53.45% | 0% | 0.3996% | 3.748% | 100%
Sites-Based | FCZ12i | Miscellaneous | 0% | 0% | 0% | 0% | 0% | 2.116% | 13.54% | 67.02% | 13.9% | 2.92% | 0.5036% | 100%
Sites-Based | FCZ12i | Office, Large | 0% | 0% | 0% | 0% | 0% | 0% | 4.337% | 82.57% | 0% | 7.353% | 5.744% | 100%
Sites-Based | FCZ12i | Office, Small | 0% | 0% | 0% | 0% | 0% | 1.49% | 16.16% | 61.53% | 14.66% | 5.938% | 0.2219% | 100%
Sites-Based | FCZ12i | Refrigerated Warehouse | 0% | 0% | 0% | 0% | 0% | 0% | 0% | 30.93% | 0% | 0% | 69.07% | 100%
Sites-Based | FCZ12i | Restaurant | 0% | 0% | 0% | 0% | 0% | 2.09% | 12.31% | 69.78% | 7.587% | 6.181% | 2.051% | 100%
Sites-Based | FCZ12i | Retail | 0% | 0% | 0% | 0% | 0% | 1.066% | 9.356% | 59.87% | 24.28% | 4.694% | 0.7314% | 100%
Sites-Based | FCZ12i | School | 0% | 0% | 0% | 0% | 0% | 0% | 12.22% | 76.94% | 0% | 10.84% | 0% | 100%
Sites-Based | FCZ12i | Warehouse | 0% | 0% | 0% | 0% | 0% | 0% | 7.972% | 73.28% | 8.055% | 10.69% | 0% | 100%
Sites-Based | FCZ12i | All Commercial | 0% | 0% | 0% | 0% | 0% | 1.497% | 13.47% | 65.24% | 13.63% | 5.417% | 0.7493% | 100%
Sites-Based | FCZ13 | College | 0% | 0% | 0% | 0% | 0% | 0% | 3.219% | 62.59% | 0% | 32.55% | 1.644% | 100%
Sites-Based | FCZ13 | Food Stores | 0% | 0% | 0% | 0% | 0.6633% | 0.7641% | 16.97% | 69.31% | 1.697% | 9.925% | 0.6671% | 100%
Sites-Based | FCZ13 | Health Care | 0% | 0% | 0% | 0% | 0% | 1.051% | 13.78% | 72.04% | 0% | 11.64% | 1.486% | 100%
Sites-Based | FCZ13 | Lodging | 0% | 0% | 0% | 0% | 0% | 0% | 45.22% | 48.88% | 0% | 5.906% | 0% | 100%
Sites-Based | FCZ13 | Miscellaneous | 0% | 0% | 0% | 0% | 0% | 1.612% | 11.61% | 73.06% | 0.7523% | 12.67% | 0.2974% | 100%
Sites-Based | FCZ13 | Office, Large | 0% | 0% | 0% | 0% | 0% | 3.339% | 28.51% | 64.82% | 0% | 3.339% | 0% | 100%
Sites-Based | FCZ13 | Office, Small | 0% | 0% | 0% | 0% | 0.2781% | 1.154% | 7.038% | 75.11% | 1.679% | 13.67% | 1.075% | 100%
Sites-Based | FCZ13 | Refrigerated Warehouse | 0% | 0% | 0% | 0% | 0% | 0% | 21.58% | 64.57% | 0% | 13.85% | 0% | 100%
Sites-Based | FCZ13 | Restaurant | 0% | 0% | 0% | 0% | 0% | 0.8606% | 6.111% | 64.64% | 2.661% | 22.86% | 2.866% | 100%
Sites-Based | FCZ13 | Retail | 0% | 0% | 0% | 0% | 0.2289% | 0.09003% | 3.626% | 80.27% | 1.985% | 12.96% | 0.8442% | 100%
Sites-Based | FCZ13 | School | 0% | 0% | 0% | 0% | 0% | 0% | 13.62% | 79.27% | 0% | 6.896% | 0.212% | 100%
Sites-Based | FCZ13 | Warehouse | 0% | 0% | 0% | 0% | 0% | 0% | 11.32% | 66.72% | 0.8973% | 21.06% | 0% | 100%
Sites-Based | FCZ13 | All Commercial | 0% | 0% | 0% | 0% | 0.169% | 0.8358% | 8.384% | 73.57% | 1.529% | 14.5% | 1.011% | 100%
Sites-Based | FCZ16 | College | 0% | 0% | 0% | 0% | 0% | 0% | 19.82% | 23.94% | 0% | 56.24% | 0% | 100%
Sites-Based | FCZ16 | Food Stores | 0% | 0% | 0% | 0% | 0% | 0% | 14.8% | 74.27% | 3.945% | 5.296% | 1.691% | 100%
Sites-Based | FCZ16 | Health Care | 0% | 0% | 0% | 0% | 0% | 0% | 0% | 100% | 0% | 0% | 0% | 100%
Sites-Based | FCZ16 | Lodging | 0% | 0% | 0% | 0% | 0% | 0.8342% | 33.79% | 58.45% | 0% | 0% | 6.923% | 100%
Sites-Based | FCZ16 | Miscellaneous | 0% | 0% | 0% | 0% | 0% | 0.3525% | 13.82% | 82.74% | 0.474% | 2.617% | 0% | 100%
Sites-Based | FCZ16 | Office, Large | 0% | 0% | 0% | 0% | 0% | 0% | 21.08% | 76.97% | 0% | 1.164% | 0.7849% | 100%
Sites-Based | FCZ16 | Office, Small | 0% | 0% | 0% | 0% | 0% | 0.1989% | 7.781% | 91.75% | 0% | 0.2721% | 0% | 100%
Sites-Based | FCZ16 | Refrigerated Warehouse | 0% | 0% | 0% | 0% | 0% | 0% | 16.41% | 79.32% | 4.272% | 0% | 0% | 100%
Sites-Based | FCZ16 | Restaurant | 0% | 0% | 0% | 0% | 0% | 0.2503% | 2.115% | 81.66% | 12.23% | 3.742% | 0% | 100%
Sites-Based | FCZ16 | Retail | 0% | 0% | 0% | 0% | 0% | 0% | 5.229% | 73.85% | 10% | 10.73% | 0.1914% | 100%
Sites-Based | FCZ16 | School | 0% | 0% | 0% | 0% | 0% | 6.485% | 39.52% | 43.58% | 3.472% | 6.944% | 0% | 100%
Sites-Based | FCZ16 | Warehouse | 0% | 0% | 0% | 0% | 0% | 0% | 16.15% | 74.12% | 7.542% | 2.187% | 0% | 100%
Sites-Based | FCZ16 | All Commercial | 0% | 0% | 0% | 0% | 0% | 0.3153% | 8.808% | 79.38% | 5.99% | 5.285% | 0.221% | 100%
Sites-Based | FCZ17 | College | 0% | 0% | 0% | 0% | 0% | 0% | 20.6% | 77.97% | 0% | 1.437% | 0% | 100%
Sites-Based | FCZ17 | Food Stores | 0% | 0% | 0% | 0% | 0% | 0% | 20.24% | 61.69% | 14.08% | 2.463% | 1.526% | 100%
Sites-Based | FCZ17 | Health Care | 0% | 0% | 0% | 0% | 0% | 0.726% | 0.726% | 98.55% | 0% | 0% | 0% | 100%
Sites-Based | FCZ17 | Lodging | 0% | 0% | 0% | 0% | 0% | 0% | 47.48% | 35.37% | 17.15% | 0% | 0% | 100%
Sites-Based | FCZ17 | Miscellaneous | 0% | 0% | 0% | 0% | 0% | 0% | 14.26% | 68.09% | 16.18% | 1.47% | 0% | 100%
Sites-Based | FCZ17 | Office, Large | 0% | 0% | 0% | 0% | 0% | 0% | 63.6% | 24.15% | 0% | 12.25% | 0% | 100%
Sites-Based | FCZ17 | Office, Small | 0% | 0% | 0% | 0% | 0% | 0% | 8.756% | 69.27% | 7.161% | 14.81% | 0% | 100%
Sites-Based | FCZ17 | Refrigerated Warehouse | 0% | 0% | 0% | 0% | 0% | 0% | 1.5% | 98.5% | 0% | 0% | 0% | 100%
Sites-Based | FCZ17 | Restaurant | 0% | 0% | 0% | 0% | 0% | 0.9524% | 19.3% | 64.49% | 10.05% | 4.442% | 0.76% | 100%
Sites-Based | FCZ17 | Retail | 0% | 0% | 0% | 0% | 0% | 2.881% | 13.04% | 72.26% | 7.348% | 1.279% | 3.186% | 100%
Sites-Based | FCZ17 | School | 0% | 0% | 0% | 0% | 0% | 0% | 36.72% | 34.75% | 28.53% | 0% | 0% | 100%
Sites-Based | FCZ17 | Warehouse | 0% | 0% | 0% | 0% | 0% | 0% | 11.42% | 84.04% | 3.672% | 0.8731% | 0% | 100%
Sites-Based | FCZ17 | All Commercial | 0% | 0% | 0% | 0% | 0% | 0.8728% | 14.12% | 69.68% | 9.376% | 4.977% | 0.9725% | 100%

## Cooling Equipment Upgrade
Cooling Equipment Upgraded By Planning Area, Utility & Forecast Zone
Statewide - Participating Utilities1 + Nonparticipating Utilities2 + Non-Surveyed Forecast Zones3 (FCZ)
Utility xxx Tot - Utility xxx Planning Area (Participating Utility xxx + Nonparticipating Utilities within the planning area of Utility xxx)
Utility xxx - Participating Utility xxx
FCZ xx Tot - Participating Utility Forecast Zone Total (FZC xx + Nonparticipating Utilities within the planning area of the corresponding Utility)
FCZ xx - Participating Utility Forecast zone
1- Participating Utilities: PG&E, SCE, SDG&E, LADWP, SMUD
2- Non-Participating Utilities: Other utilities operating within the areas covered by CEUS survey
3- Forecast Zones (FCZ): Climate zones defined for the Energy Commission's Forecast (FCZ01-FCZ17)
Notes
Year Unknown- Indicates there have been upgrades but specific information was not available
Not Available - Indicates no data was available to determine if there have been any upgrades
No Upgrades Reported- Indicates there have not been any upgrades
New Construction- At the time of the survey, sites up to four-years old were considered as "New Construction" (cooling equipment installed at the time of construction is at least up to the code, but not considered as upgrade)
A Note on how to read the data:
Reading the first row - Statewide, of all Colleges that reported cooling equipment upgrades, 0.00% of them (as weighted by floorspace), upgraded cooling equipment in only 0%-10% of their floorspace; 1.80% of Colleges upgraded cooling equipment in 10%-20% of their floorspace, and so on ….
Column O shows the percentage of floorspace of Collages where 100% of cooling equipment was upgraded
The Sites-Based data (rows 585-1143) is read in a similar manner, but the percentages represent % of the number of Commercial sites
Calculation Method | Statewide/ Utility/ FCZ | Building Type | 0%< X <10% | 10%<= X <20% | 20%<= X <30% | 30%<= X <40% | 40%<= X <50% | 50%<= X <60% | 60%<= X <70% | 70%<= X <80% | 80%<= X <90% | 90%<= X <100% | 100% | % Unknown | Not Available | No Upgrades | New Construction | Total | ← % of floorspace cooling equipment Upgraded
Floorspace-Based | Statewide | College | 0% | 1.803% | 0.3716% | 1.176% | 1.679% | 1.942% | 0% | 0.9501% | 0.1403% | 0.3989% | 22.79% | 52.13% | 0.6937% | 1.28% | 14.65% | 100% | ↓ % of Commercial floorspace
Floorspace-Based | Statewide | Food Stores | 0% | 0% | 0.1094% | 0.07594% | 0% | 0.6597% | 0.01361% | 0% | 0.03711% | 0% | 1.919% | 58.75% | 2.253% | 11.5% | 24.69% | 100%
Floorspace-Based | Statewide | Health Care | 0.2656% | 0.8689% | 0.6103% | 0.4181% | 0.03668% | 2.606% | 1.201% | 1.892% | 0.4939% | 0.2723% | 5.349% | 52.04% | 4.016% | 4.755% | 25.17% | 100%
Floorspace-Based | Statewide | Lodging | 0.9452% | 1.313% | 2.357% | 0.176% | 0% | 0.3859% | 0.4015% | 0.579% | 0.044% | 0.229% | 6.695% | 48.97% | 5.418% | 7.764% | 24.72% | 100%
Floorspace-Based | Statewide | Miscellaneous | 0.2918% | 0.2467% | 0.3233% | 0.3615% | 0.3076% | 1.574% | 0.4626% | 0.2435% | 0.1914% | 0.0309% | 4.841% | 59.2% | 2.253% | 7.965% | 21.71% | 100%
Floorspace-Based | Statewide | Office, Large | 0% | 0.3125% | 0.6134% | 0.6501% | 0.04812% | 3.11% | 0.649% | 0.2619% | 0.08969% | 0.1584% | 13.25% | 49.01% | 1.6% | 3.434% | 26.81% | 100%
Floorspace-Based | Statewide | Office, Small | 0% | 0.06177% | 0.4459% | 0.1465% | 0.01137% | 0.5779% | 0.2128% | 0.3574% | 0.1047% | 0.08588% | 5.122% | 62.33% | 1.018% | 7.44% | 22.09% | 100%
Floorspace-Based | Statewide | Refrigerated Warehouse | 0.07943% | 0.5342% | 0% | 0% | 0% | 0% | 0% | 0% | 0% | 0% | 0.3752% | 40.78% | 13.05% | 15.78% | 29.4% | 100%
Floorspace-Based | Statewide | Restaurant | 0.1309% | 0.06642% | 0.5674% | 0.2782% | 0.09654% | 0.5716% | 0.03493% | 0.1153% | 0% | 0.01946% | 3.126% | 59.02% | 1.861% | 10.4% | 23.72% | 100%
Floorspace-Based | Statewide | Retail | 0.02568% | 0.3139% | 0.1932% | 0.1982% | 0.1127% | 0.9335% | 0.1164% | 0.1889% | 0.06139% | 0.04939% | 5.061% | 47.82% | 2.925% | 11.09% | 30.92% | 100%
Floorspace-Based | Statewide | School | 0.5899% | 0.4324% | 0.665% | 0.03445% | 1.001% | 3.181% | 1.151% | 0.7164% | 0.4129% | 0.9742% | 5.637% | 58.7% | 0.2523% | 5.894% | 20.36% | 100%
Floorspace-Based | Statewide | Warehouse | 0.06833% | 0.252% | 0.2911% | 0.0769% | 0.03603% | 0.6419% | 0.1372% | 0.3429% | 1.001% | 0% | 4.305% | 38.69% | 3.615% | 11.62% | 38.92% | 100%
Floorspace-Based | Statewide | All Commercial | 0.1851% | 0.4165% | 0.5046% | 0.3119% | 0.243% | 1.56% | 0.4177% | 0.4249% | 0.2784% | 0.1645% | 6.854% | 51.97% | 2.537% | 7.807% | 26.33% | 100%
Floorspace-Based | PG&E Tot | College | 0% | 0% | 0% | 1.984% | 0% | 4.994% | 0% | 0% | 0% | 0% | 13.38% | 71.57% | 2.165% | 5.046% | 0.8681% | 100%
Floorspace-Based | PG&E Tot | Food Stores | 0% | 0% | 0.2382% | 0.2173% | 0% | 0.1007% | 0.03895% | 0% | 0% | 0% | 2.975% | 53.96% | 12.03% | 28.51% | 1.937% | 100%
Floorspace-Based | PG&E Tot | Health Care | 0.6824% | 0.9921% | 1.08% | 0.2736% | 0.09424% | 2.966% | 2.751% | 1.508% | 0.909% | 0.2235% | 4.72% | 41.04% | 1.907% | 36.3% | 4.552% | 100%
Floorspace-Based | PG&E Tot | Lodging | 0.2135% | 0% | 4.643% | 0.4015% | 0% | 0.6286% | 0.6842% | 0.1637% | 0.1004% | 0.3229% | 5.746% | 50.86% | 3.914% | 29.81% | 2.519% | 100%
Floorspace-Based | PG&E Tot | Miscellaneous | 0.5126% | 0.3672% | 0.4048% | 0.3084% | 0.4937% | 1.084% | 0.5031% | 0.358% | 0.2498% | 0.06672% | 3.747% | 58.71% | 6.318% | 23.64% | 3.237% | 100%
Floorspace-Based | PG&E Tot | Office, Large | 0% | 0.1379% | 0% | 0.7101% | 0.1141% | 3.391% | 1.539% | 0.3954% | 0.06781% | 0.114% | 11.43% | 50.28% | 3.212% | 25.75% | 2.861% | 100%
Floorspace-Based | PG&E Tot | Office, Small | 0% | 0.08584% | 0.3417% | 0.2085% | 0.029% | 0.7467% | 0.1555% | 0.2877% | 0.2081% | 0.1332% | 6.009% | 56.32% | 7.059% | 26.98% | 1.437% | 100%
Floorspace-Based | PG&E Tot | Refrigerated Warehouse | 0.2136% | 1.436% | 0% | 0% | 0% | 0% | 0% | 0% | 0% | 0% | 0.6625% | 48.12% | 10.5% | 24.28% | 14.79% | 100%
Floorspace-Based | PG&E Tot | Restaurant | 0.3956% | 0.1409% | 0.52% | 0.08453% | 0% | 0.7052% | 0% | 0.05445% | 0% | 0.05877% | 5.491% | 54.2% | 12.31% | 23.64% | 2.394% | 100%
Floorspace-Based | PG&E Tot | Retail | 0.08736% | 0.849% | 0.4974% | 0.1334% | 0.3369% | 1.001% | 0.2875% | 0.1574% | 0.1215% | 0.168% | 3.797% | 45.17% | 14.38% | 29.92% | 3.1% | 100%
Floorspace-Based | PG&E Tot | School | 1.614% | 1.602% | 1.727% | 0% | 1.738% | 2.63% | 1.284% | 1.085% | 1.035% | 1.141% | 4.89% | 60.55% | 7.984% | 12.56% | 0.1567% | 100%
Floorspace-Based | PG&E Tot | Warehouse | 0.02861% | 0.07413% | 0.2981% | 0.2546% | 0.07412% | 1.138% | 0.1339% | 0.3891% | 0% | 0% | 6.349% | 35.14% | 9.634% | 40.01% | 6.478% | 100%
Floorspace-Based | PG&E Tot | All Commercial | 0.2959% | 0.3934% | 0.6903% | 0.3833% | 0.2907% | 1.715% | 0.7249% | 0.4001% | 0.2234% | 0.1663% | 6.147% | 51.91% | 6.899% | 26.54% | 3.222% | 100%
Floorspace-Based | SCE Tot | College | 0% | 4.454% | 0.9177% | 1.096% | 4.147% | 0.802% | 0% | 2.012% | 0.3465% | 0.9851% | 20.83% | 38.69% | 1.215% | 23.94% | 0.5565% | 100%
Floorspace-Based | SCE Tot | Food Stores | 0% | 0% | 0.02278% | 0% | 0% | 1.404% | 0% | 0% | 0.08926% | 0% | 1.738% | 60.51% | 16.06% | 17.61% | 2.561% | 100%
Floorspace-Based | SCE Tot | Health Care | 0% | 1.322% | 0.3319% | 0.8534% | 0% | 3.867% | 0.3562% | 3.489% | 0% | 0.5076% | 5.831% | 53.85% | 7.85% | 17.38% | 4.368% | 100%
Floorspace-Based | SCE Tot | Lodging | 2.554% | 0.5009% | 0.417% | 0% | 0% | 0.1836% | 0% | 1.4% | 0% | 0.2623% | 7.138% | 51.79% | 14.36% | 17.79% | 3.6% | 100%
Floorspace-Based | SCE Tot | Miscellaneous | 0% | 0.2282% | 0.3489% | 0.5904% | 0.2203% | 1.177% | 0.5222% | 0.1191% | 0.04705% | 0% | 6.339% | 57.2% | 11.59% | 20.22% | 1.392% | 100%
Floorspace-Based | SCE Tot | Office, Large | 0% | 0.9018% | 2.175% | 1.243% | 0% | 2.971% | 0% | 0% | 0.2166% | 0% | 12.82% | 41.68% | 6.285% | 30.79% | 0.9194% | 100%
Floorspace-Based | SCE Tot | Office, Small | 0% | 0% | 0.6154% | 0.1414% | 0% | 0.4206% | 0.3056% | 0.3706% | 0% | 0% | 4.82% | 62.04% | 9.371% | 20.9% | 1.014% | 100%
Floorspace-Based | SCE Tot | Refrigerated Warehouse | 0% | 0% | 0% | 0% | 0% | 0% | 0% | 0% | 0% | 0% | 0.2685% | 31.1% | 21.21% | 33.43% | 13.99% | 100%
Floorspace-Based | SCE Tot | Restaurant | 0% | 0% | 0.641% | 0.5402% | 0.2253% | 0.3796% | 0% | 0.2271% | 0% | 0% | 1.989% | 58.53% | 11.07% | 24.77% | 1.629% | 100%
Floorspace-Based | SCE Tot | Retail | 0% | 0.1375% | 0% | 0.3403% | 0.02925% | 1.298% | 0.06815% | 0.3054% | 0.05494% | 0% | 6.642% | 45.58% | 11.37% | 30.62% | 3.553% | 100%
Floorspace-Based | SCE Tot | School | 0.3274% | 0% | 0.422% | 0.07309% | 1.129% | 2.351% | 0.8727% | 0.8988% | 0.1513% | 1.015% | 4.625% | 56.75% | 3.763% | 27.18% | 0.4401% | 100%
Floorspace-Based | SCE Tot | Warehouse | 0.02476% | 0.3581% | 0.276% | 0.0156% | 0.02556% | 0.4381% | 0.1572% | 0.06599% | 1.542% | 0% | 3.603% | 36.55% | 13.1% | 40.96% | 2.881% | 100%
Floorspace-Based | SCE Tot | All Commercial | 0.1456% | 0.5044% | 0.516% | 0.39% | 0.328% | 1.291% | 0.2432% | 0.5088% | 0.4142% | 0.1688% | 6.435% | 48.06% | 10.26% | 28.37% | 2.361% | 100%
Floorspace-Based | SDG&E Tot | College | 0% | 0% | 0% | 0% | 0% | 0% | 0% | 1.035% | 0% | 0% | 2.475% | 81.53% | 0.664% | 13.55% | 0.7417% | 100%
Floorspace-Based | SDG&E Tot | Food Stores | 0% | 0% | 0.09692% | 0% | 0% | 0% | 0% | 0% | 0% | 0% | 0.7342% | 56.79% | 2.081% | 39.8% | 0.4948% | 100%
Floorspace-Based | SDG&E Tot | Health Care | 0% | 0% | 0% | 0% | 0% | 0.3597% | 0% | 0% | 0% | 0% | 12.29% | 59.26% | 0.6848% | 23.43% | 3.972% | 100%
Floorspace-Based | SDG&E Tot | Lodging | 0% | 8.004% | 1.367% | 0% | 0% | 0.3681% | 0% | 0% | 0% | 0% | 12.2% | 36.6% | 6.425% | 22.84% | 12.19% | 100%
Floorspace-Based | SDG&E Tot | Miscellaneous | 0% | 0.03414% | 0.04943% | 0.2846% | 0.08013% | 3.966% | 0.1815% | 0.06234% | 0.239% | 0% | 3.922% | 58.24% | 6.953% | 23.06% | 2.932% | 100%
Floorspace-Based | SDG&E Tot | Office, Large | 0% | 0% | 0% | 0% | 0% | 1.502% | 0% | 0.9733% | 0% | 0.405% | 18.8% | 39.12% | 1.6% | 36.71% | 0.8797% | 100%
Floorspace-Based | SDG&E Tot | Office, Small | 0% | 0.234% | 0.4232% | 0.09735% | 0% | 0.7547% | 0.3103% | 0.5631% | 0.1928% | 0% | 5.478% | 67.23% | 6.221% | 18.15% | 0.3485% | 100%
Floorspace-Based | SDG&E Tot | Refrigerated Warehouse | 0% | 0% | 0% | 0% | 0% | 0% | 0% | 0% | 0% | 0% | 0% | 14.86% | 0% | 81.63% | 3.509% | 100%
Floorspace-Based | SDG&E Tot | Restaurant | 0% | 0.229% | 1.254% | 0% | 0% | 0.7026% | 0% | 0% | 0% | 0% | 3.171% | 63.79% | 5.794% | 22.34% | 2.724% | 100%
Floorspace-Based | SDG&E Tot | Retail | 0% | 0% | 0% | 0% | 0% | 0.2436% | 0% | 0% | 0% | 0% | 4.075% | 48.71% | 11.54% | 34.27% | 1.163% | 100%
Floorspace-Based | SDG&E Tot | School | 0% | 0% | 0% | 0% | 0% | 0% | 4.562% | 0% | 0% | 2.179% | 20.2% | 42.75% | 3.101% | 27.21% | 0% | 100%
Floorspace-Based | SDG&E Tot | Warehouse | 0.323% | 0% | 1.149% | 0% | 0% | 2.011% | 0% | 0% | 0% | 0% | 5.126% | 52.1% | 4.721% | 33.01% | 1.555% | 100%
Floorspace-Based | SDG&E Tot | All Commercial | 0.01454% | 0.656% | 0.2483% | 0.07317% | 0.01749% | 1.38% | 0.4057% | 0.2953% | 0.07404% | 0.2221% | 8.677% | 53.27% | 5.201% | 27.08% | 2.384% | 100%
Floorspace-Based | LADWP Tot | College | 0% | 0% | 0% | 0.8359% | 0% | 0% | 0% | 0% | 0% | 0% | 89.85% | 8.126% | 0% | 1.189% | 0% | 100%
Floorspace-Based | LADWP Tot | Food Stores | 0% | 0% | 0% | 0% | 0% | 0% | 0% | 0% | 0% | 0% | 0.1597% | 72.18% | 4.142% | 19.72% | 3.792% | 100%
Floorspace-Based | LADWP Tot | Health Care | 0% | 0% | 0% | 0% | 0% | 0% | 0% | 0% | 1.589% | 0% | 0% | 82.74% | 11.37% | 4.299% | 0% | 100%
Floorspace-Based | LADWP Tot | Lodging | 0% | 0% | 0% | 0% | 0% | 0% | 1.326% | 0% | 0% | 0% | 1.013% | 50.7% | 5.275% | 23.41% | 18.27% | 100%
Floorspace-Based | LADWP Tot | Miscellaneous | 0% | 0% | 0% | 0% | 0% | 2.177% | 0% | 0% | 0% | 0% | 3.522% | 74.93% | 7.174% | 12.19% | 0% | 100%
Floorspace-Based | LADWP Tot | Office, Large | 0% | 0% | 0% | 0% | 0% | 3.707% | 0% | 0% | 0% | 0% | 13.88% | 66.1% | 0.9195% | 15.09% | 0.2965% | 100%
Floorspace-Based | LADWP Tot | Office, Small | 0% | 0% | 0% | 0% | 0% | 0% | 0% | 0% | 0% | 0% | 0% | 89.67% | 4.896% | 5.431% | 0% | 100%
Floorspace-Based | LADWP Tot | Refrigerated Warehouse | 0% | 0% | 0% | 0% | 0% | 0% | 0% | 0% | 0% | 0% | 0% | 64.77% | 18.58% | 16.66% | 0% | 100%
Floorspace-Based | LADWP Tot | Restaurant | 0% | 0% | 0% | 0% | 0% | 0% | 0% | 0% | 0% | 0% | 0% | 75.48% | 8.877% | 15.41% | 0.2345% | 100%
Floorspace-Based | LADWP Tot | Retail | 0% | 0% | 0.2354% | 0% | 0% | 0% | 0% | 0% | 0% | 0% | 1.118% | 65.98% | 4.234% | 27.72% | 0.7103% | 100%
Floorspace-Based | LADWP Tot | School | 0% | 0% | 0% | 0% | 0% | 10.29% | 0% | 0% | 0% | 0% | 0.4282% | 69.23% | 11.18% | 8.874% | 0% | 100%
Floorspace-Based | LADWP Tot | Warehouse | 0% | 0% | 0% | 0% | 0% | 0% | 0% | 0% | 0% | 0% | 0% | 84.9% | 6.348% | 8.756% | 0% | 100%
Floorspace-Based | LADWP Tot | All Commercial | 0% | 0% | 0.03119% | 0.04126% | 0% | 2.426% | 0.05746% | 0% | 0.08076% | 0% | 8.827% | 68.22% | 5.327% | 13.91% | 1.077% | 100%
Floorspace-Based | SMUD Tot | College | 0% | 0% | 0% | 0% | 0% | 0% | 0% | 0% | 0% | 0% | 2.551% | 52.44% | 0% | 42.32% | 2.693% | 100%
Floorspace-Based | SMUD Tot | Food Stores | 0% | 0% | 0.1752% | 0% | 0% | 0.9583% | 0% | 0% | 0% | 0% | 1.673% | 54.41% | 0.3861% | 40.16% | 2.235% | 100%
Floorspace-Based | SMUD Tot | Health Care | 0% | 0% | 1.492% | 0% | 0% | 0% | 0% | 0.6759% | 0% | 0% | 0.3031% | 54.38% | 1.455% | 37.2% | 4.492% | 100%
Floorspace-Based | SMUD Tot | Lodging | 0% | 4.337% | 0% | 0% | 0% | 0% | 0% | 2.213% | 0% | 0% | 5.055% | 35.36% | 0% | 48.07% | 4.959% | 100%
Floorspace-Based | SMUD Tot | Miscellaneous | 1.55% | 0% | 0.542% | 0% | 0% | 3.205% | 1.238% | 0.9414% | 1.015% | 0% | 11.28% | 52.19% | 1.388% | 26.61% | 0.04781% | 100%
Floorspace-Based | SMUD Tot | Office, Large | 0% | 0% | 0% | 0% | 0% | 2.553% | 0% | 0% | 0% | 2% | 20.19% | 40.98% | 0% | 34.28% | 0% | 100%
Floorspace-Based | SMUD Tot | Office, Small | 0% | 0% | 0.7638% | 0% | 0% | 0.9225% | 0% | 0.954% | 0% | 0.8429% | 7.549% | 59.15% | 1.376% | 27.63% | 0.8142% | 100%
Floorspace-Based | SMUD Tot | Refrigerated Warehouse | 0% | 0% | 0% | 0% | 0% | 0% | 0% | 0% | 0% | 0% | 0% | 61.7% | 0% | 9.74% | 28.56% | 100%
Floorspace-Based | SMUD Tot | Restaurant | 0% | 0% | 0.29% | 0.4407% | 0% | 2.701% | 0.8212% | 0% | 0% | 0% | 4.287% | 48.63% | 2.071% | 38.2% | 2.552% | 100%
Floorspace-Based | SMUD Tot | Retail | 0% | 0% | 0.5203% | 0% | 0% | 0.2099% | 0% | 0% | 0% | 0% | 7.517% | 46.91% | 0.868% | 40.19% | 3.784% | 100%
Floorspace-Based | SMUD Tot | School | 0% | 0% | 0% | 0% | 0% | 0% | 0% | 0% | 1.55% | 0% | 8.426% | 68.55% | 5.45% | 15.96% | 0.0629% | 100%
Floorspace-Based | SMUD Tot | Warehouse | 1.62% | 0% | 0% | 0% | 0% | 0% | 0% | 9.09% | 0% | 0% | 6.897% | 47.86% | 9.758% | 24.78% | 0% | 100%
Floorspace-Based | SMUD Tot | All Commercial | 0.4401% | 0.1207% | 0.387% | 0.01349% | 0% | 1.241% | 0.2632% | 1.182% | 0.3325% | 0.3839% | 9.006% | 51.16% | 2.066% | 31.62% | 1.784% | 100%
Floorspace-Based | FCZ01 Tot | College | 0% | 0% | 0% | 0% | 0% | 0% | 0% | 0% | 0% | 0% | 2.845% | 94.45% | 0.8204% | 1.107% | 0.7733% | 100%
Floorspace-Based | FCZ01 Tot | Food Stores | 0% | 0% | 0% | 0% | 0% | 0% | 0% | 0% | 0% | 0% | 1.428% | 67.27% | 0.7335% | 4.786% | 25.78% | 100%
Floorspace-Based | FCZ01 Tot | Health Care | 0% | 0% | 0% | 0.2425% | 0% | 0% | 5.475% | 2.888% | 0% | 0% | 7.496% | 38.28% | 2.168% | 1.744% | 41.71% | 100%
Floorspace-Based | FCZ01 Tot | Lodging | 0% | 0% | 10.93% | 0% | 0% | 0.4238% | 0% | 0% | 0% | 0.3118% | 11.53% | 47.54% | 2.52% | 4.5% | 22.25% | 100%
Floorspace-Based | FCZ01 Tot | Miscellaneous | 0.6654% | 0% | 0% | 0.2689% | 0.2441% | 0.9363% | 0.5721% | 0.284% | 0.03339% | 0% | 3.383% | 65.55% | 2.647% | 5.613% | 19.81% | 100%
Floorspace-Based | FCZ01 Tot | Office, Large | 0% | 0% | 0% | 0% | 0.1346% | 3.398% | 1.675% | 0% | 0.07999% | 0% | 12.43% | 52.99% | 3.312% | 1.998% | 23.98% | 100%
Floorspace-Based | FCZ01 Tot | Office, Small | 0% | 0% | 0.1037% | 0.2267% | 0% | 0.5073% | 0% | 0% | 0.4975% | 0% | 6.29% | 68.26% | 1.569% | 5.753% | 16.79% | 100%
Floorspace-Based | FCZ01 Tot | Refrigerated Warehouse | 0.6674% | 0% | 0% | 0% | 0% | 0% | 0% | 0% | 0% | 0% | 2.07% | 84.95% | 4.32% | 2.62% | 5.368% | 100%
Floorspace-Based | FCZ01 Tot | Restaurant | 0.7762% | 0% | 0.4846% | 0.1659% | 0% | 0.283% | 0% | 0% | 0% | 0% | 3.559% | 61.93% | 1.694% | 12.26% | 18.85% | 100%
Floorspace-Based | FCZ01 Tot | Retail | 0% | 0% | 0.05176% | 0.0757% | 0% | 0.1136% | 0% | 0% | 0% | 0.2044% | 2.881% | 53.14% | 4.667% | 11.05% | 27.82% | 100%
Floorspace-Based | FCZ01 Tot | School | 0% | 0.6822% | 1.471% | 0% | 0% | 2.207% | 0.518% | 0% | 0% | 1.649% | 4.256% | 67.89% | 0.2363% | 13.64% | 7.456% | 100%
Floorspace-Based | FCZ01 Tot | Warehouse | 0% | 0.2207% | 0.551% | 0% | 0% | 0% | 0% | 1.002% | 0% | 0% | 9.882% | 59% | 0.8846% | 3.086% | 25.38% | 100%
Floorspace-Based | FCZ01 Tot | All Commercial | 0.2049% | 0.04259% | 0.6645% | 0.1132% | 0.1038% | 1.366% | 0.9458% | 0.302% | 0.06841% | 0.1006% | 7.104% | 59.52% | 2.573% | 4.927% | 21.97% | 100%
Floorspace-Based | FCZ02 Tot | College | 0% | 0% | 0% | 0% | 0% | 0% | 0% | 0% | 0% | 0% | 0% | 88.37% | 0% | 6.049% | 5.581% | 100%
Floorspace-Based | FCZ02 Tot | Food Stores | 0% | 0% | 0% | 0% | 0% | 0.4859% | 0% | 0% | 0% | 0% | 6.201% | 52.44% | 1.146% | 20.5% | 19.23% | 100%
Floorspace-Based | FCZ02 Tot | Health Care | 2.843% | 0% | 0.4576% | 0% | 0% | 2.992% | 0% | 0% | 0.5839% | 1.521% | 3.067% | 54.67% | 4.168% | 2.969% | 26.73% | 100%
Floorspace-Based | FCZ02 Tot | Lodging | 0% | 0% | 0% | 0.1859% | 0% | 0.9986% | 0% | 0% | 0% | 0.3276% | 2.17% | 59.5% | 0.8158% | 1.83% | 34.17% | 100%
Floorspace-Based | FCZ02 Tot | Miscellaneous | 0.3527% | 0% | 0.5761% | 1.359% | 0% | 2.629% | 0.4075% | 2.513% | 1.441% | 0% | 7.107% | 55.17% | 2.896% | 4.108% | 21.44% | 100%
Floorspace-Based | FCZ02 Tot | Office, Large | 0% | 0% | 0% | 3.701% | 0% | 5.517% | 4.058% | 0% | 0% | 3.882% | 9.713% | 52.27% | 0% | 0% | 20.86% | 100%
Floorspace-Based | FCZ02 Tot | Office, Small | 0% | 0% | 0.9576% | 0% | 0% | 0.781% | 0.5271% | 0% | 0% | 1.133% | 10.06% | 58.41% | 0.6262% | 2.431% | 25.08% | 100%
Floorspace-Based | FCZ02 Tot | Refrigerated Warehouse | 0% | 7.345% | 0% | 0% | 0% | 0% | 0% | 0% | 0% | 0% | 0% | 83.73% | 0% | 1.511% | 7.411% | 100%
Floorspace-Based | FCZ02 Tot | Restaurant | 0% | 0% | 2.404% | 0% | 0% | 1.744% | 0% | 0.6191% | 0% | 0% | 8.277% | 55.4% | 2.841% | 11.43% | 17.29% | 100%
Floorspace-Based | FCZ02 Tot | Retail | 0% | 0% | 0% | 0.5066% | 0% | 2.533% | 0% | 0% | 0.1021% | 0% | 10.22% | 53.16% | 1.904% | 11.88% | 19.7% | 100%
Floorspace-Based | FCZ02 Tot | School | 0% | 0% | 1.813% | 0% | 4.873% | 3.763% | 5.722% | 0% | 3.291% | 0% | 11.41% | 62.51% | 0% | 1.517% | 5.104% | 100%
Floorspace-Based | FCZ02 Tot | Warehouse | 0% | 0% | 0.8693% | 0% | 0% | 0.7654% | 0% | 0% | 0% | 0% | 1.924% | 40.16% | 33.99% | 2.703% | 19.59% | 100%
Floorspace-Based | FCZ02 Tot | All Commercial | 0.2586% | 0.2761% | 0.4744% | 0.5662% | 0.2603% | 1.923% | 0.6844% | 0.4855% | 0.4974% | 0.5364% | 6.15% | 57.16% | 3.824% | 4.472% | 22.43% | 100%
Floorspace-Based | FCZ03 Tot | College | 0% | 0% | 0% | 0% | 0% | 0% | 0% | 0% | 0% | 0% | 27.93% | 68.43% | 0% | 3.55% | 0.09123% | 100%
Floorspace-Based | FCZ03 Tot | Food Stores | 0% | 0% | 0% | 0% | 0% | 0% | 0% | 0% | 0% | 0% | 7.455% | 55.66% | 2.013% | 14.94% | 19.93% | 100%
Floorspace-Based | FCZ03 Tot | Health Care | 0% | 6.551% | 5.008% | 0.915% | 0% | 1.248% | 0% | 0% | 12.83% | 0% | 6.419% | 37.1% | 9.213% | 1.448% | 19.26% | 100%
Floorspace-Based | FCZ03 Tot | Lodging | 0% | 0% | 0% | 0% | 0% | 0% | 0% | 0% | 0% | 0% | 5.902% | 22.44% | 0% | 12.76% | 58.9% | 100%
Floorspace-Based | FCZ03 Tot | Miscellaneous | 0% | 0% | 0% | 0% | 3.879% | 0.304% | 0% | 0% | 0% | 1.556% | 6.704% | 49.81% | 0.6766% | 20.85% | 16.22% | 100%
Floorspace-Based | FCZ03 Tot | Office, Large | 0% | 0% | 0% | 82.03% | 0% | 0% | 0% | 0% | 0% | 0% | 0% | 6.872% | 0% | 0% | 11.1% | 100%
Floorspace-Based | FCZ03 Tot | Office, Small | 0% | 0% | 0% | 0% | 0% | 2.457% | 0% | 0% | 0% | 0% | 8.059% | 45.52% | 1.465% | 12.78% | 29.72% | 100%
Floorspace-Based | FCZ03 Tot | Refrigerated Warehouse | 0% | 0% | 0% | 0% | 0% | 0% | 0% | 0% | 0% | 0% | 0% | 89.09% | 0% | 0% | 10.91% | 100%
Floorspace-Based | FCZ03 Tot | Restaurant | 0% | 0% | 0% | 0% | 0% | 6.392% | 0% | 0% | 0% | 0% | 3.727% | 67.13% | 0% | 2.234% | 20.51% | 100%
Floorspace-Based | FCZ03 Tot | Retail | 0% | 0.895% | 0.7134% | 0% | 0% | 1.392% | 0% | 0% | 0% | 0% | 6.688% | 50.67% | 3.049% | 9.52% | 27.07% | 100%
Floorspace-Based | FCZ03 Tot | School | 0% | 2.148% | 0% | 0% | 15.3% | 3.09% | 4.431% | 0% | 5.533% | 0% | 4.448% | 52.2% | 0% | 4.942% | 7.911% | 100%
Floorspace-Based | FCZ03 Tot | Warehouse | 0% | 0% | 0% | 0% | 0% | 0% | 0% | 0% | 0% | 0% | 7.695% | 35.22% | 0.4799% | 6.659% | 49.95% | 100%
Floorspace-Based | FCZ03 Tot | All Commercial | 0% | 0.741% | 0.3172% | 3.216% | 3.594% | 1.162% | 0.6814% | 0% | 1.461% | 0.4984% | 7.695% | 47.16% | 1.212% | 11.52% | 20.74% | 100%
Floorspace-Based | FCZ04 Tot | College | 0% | 0% | 0% | 0% | 0% | 0% | 0% | 0% | 0% | 0% | 0% | 76.43% | 2.818% | 1.334% | 19.41% | 100%
Floorspace-Based | FCZ04 Tot | Food Stores | 0% | 0% | 1.243% | 1.134% | 0% | 0.244% | 0% | 0% | 0% | 0% | 7.044% | 37.61% | 4.307% | 11.2% | 37.22% | 100%
Floorspace-Based | FCZ04 Tot | Health Care | 2.924% | 6.084% | 6.099% | 0% | 0.7028% | 4.344% | 0% | 0.4229% | 0.7553% | 0.5085% | 1.075% | 54.07% | 2.042% | 1.645% | 19.33% | 100%
Floorspace-Based | FCZ04 Tot | Lodging | 2.811% | 0% | 0% | 4.626% | 0% | 2.442% | 0% | 1.289% | 0% | 1.406% | 0.7752% | 35.09% | 3.896% | 4.538% | 43.13% | 100%
Floorspace-Based | FCZ04 Tot | Miscellaneous | 0.246% | 0.2314% | 1.282% | 0.2098% | 0.5543% | 2.118% | 0.27% | 0.1644% | 0.4356% | 0% | 5.837% | 37.5% | 4.813% | 6.112% | 40.22% | 100%
Floorspace-Based | FCZ04 Tot | Office, Large | 0% | 2.312% | 0% | 0% | 0% | 0% | 0% | 4.419% | 0% | 0% | 0% | 16.24% | 0.8985% | 25.45% | 50.68% | 100%
Floorspace-Based | FCZ04 Tot | Office, Small | 0% | 0.5425% | 0.8687% | 0.3914% | 0% | 1.151% | 0.5914% | 1.818% | 0% | 0% | 5.176% | 23.58% | 1.511% | 7.013% | 57.36% | 100%
Floorspace-Based | FCZ04 Tot | Refrigerated Warehouse | 0% | 0% | 0% | 0% | 0% | 0% | 0% | 0% | 0% | 0% | 0% | 7.93% | 3.023% | 28.08% | 60.97% | 100%
Floorspace-Based | FCZ04 Tot | Restaurant | 0% | 1.12% | 0.4897% | 0% | 0% | 0% | 0% | 0% | 0% | 0% | 17.21% | 25% | 3.736% | 12.65% | 39.8% | 100%
Floorspace-Based | FCZ04 Tot | Retail | 0.4914% | 3.677% | 2.164% | 0.2869% | 1.895% | 2.346% | 1.154% | 0.8853% | 0.6258% | 0% | 3.526% | 27.8% | 1.597% | 18.08% | 35.47% | 100%
Floorspace-Based | FCZ04 Tot | School | 3.49% | 7.012% | 3.706% | 0% | 0% | 1.027% | 0% | 3.453% | 0% | 3.124% | 2.737% | 44.23% | 0.407% | 2.295% | 28.52% | 100%
Floorspace-Based | FCZ04 Tot | Warehouse | 0.07453% | 0% | 0.1555% | 0.6634% | 0.1931% | 0.854% | 0.3489% | 0.1367% | 0% | 0% | 5.266% | 16.14% | 4.86% | 15.73% | 55.57% | 100%
Floorspace-Based | FCZ04 Tot | All Commercial | 0.567% | 1.411% | 1.222% | 0.4575% | 0.4237% | 1.417% | 0.3341% | 0.895% | 0.2063% | 0.2541% | 4.266% | 30.51% | 3.299% | 11.24% | 43.49% | 100%
Floorspace-Based | FCZ05 Tot | College | 0% | 0% | 0% | 15.7% | 0% | 39.51% | 0% | 0% | 0% | 0% | 12.46% | 27.75% | 0% | 2.317% | 2.259% | 100%
Floorspace-Based | FCZ05 Tot | Food Stores | 0% | 0% | 0% | 0% | 0% | 0% | 0.2315% | 0% | 0% | 0% | 0.07923% | 52.62% | 3.489% | 16.67% | 26.91% | 100%
Floorspace-Based | FCZ05 Tot | Health Care | 0% | 0% | 0.5529% | 0.87% | 0% | 13.99% | 0% | 0% | 2.755% | 0% | 2.218% | 24.01% | 14.32% | 3.034% | 38.26% | 100%
Floorspace-Based | FCZ05 Tot | Lodging | 0% | 0% | 0% | 0% | 0% | 0% | 0% | 0% | 1.431% | 0% | 2.361% | 44.68% | 4.848% | 8.054% | 38.63% | 100%
Floorspace-Based | FCZ05 Tot | Miscellaneous | 0% | 2.197% | 1.639% | 0.2714% | 0.8513% | 0.3669% | 0.3683% | 0% | 0.08781% | 0% | 1.144% | 56.14% | 6.019% | 4.838% | 26.08% | 100%
Floorspace-Based | FCZ05 Tot | Office, Large | 0% | 0% | 0% | 0% | 0% | 10.33% | 0% | 3.902% | 0% | 0% | 10.9% | 64.5% | 0% | 0% | 10.37% | 100%
Floorspace-Based | FCZ05 Tot | Office, Small | 0% | 0% | 0% | 0.3433% | 0% | 0.8763% | 0% | 0% | 0% | 0% | 3.992% | 53.2% | 2.782% | 6.779% | 32.03% | 100%
Floorspace-Based | FCZ05 Tot | Refrigerated Warehouse | 0% | 0% | 0% | 0% | 0% | 0% | 0% | 0% | 0% | 0% | 0% | 5.735% | 47.55% | 14.3% | 32.42% | 100%
Floorspace-Based | FCZ05 Tot | Restaurant | 0% | 0% | 0% | 0% | 0% | 1.376% | 0% | 0% | 0% | 0.4011% | 3.395% | 46.47% | 3.926% | 14.12% | 30.31% | 100%
Floorspace-Based | FCZ05 Tot | Retail | 0% | 0% | 0.3852% | 0% | 0% | 1.366% | 0.4056% | 0% | 0% | 0.4815% | 3.275% | 42.01% | 2.176% | 15.68% | 34.22% | 100%
Floorspace-Based | FCZ05 Tot | School | 5.72% | 0% | 2.263% | 0% | 0% | 5.761% | 1.285% | 2.841% | 1.163% | 0% | 8.291% | 43.29% | 0% | 9.617% | 19.77% | 100%
Floorspace-Based | FCZ05 Tot | Warehouse | 0% | 0% | 0% | 0% | 0% | 5.231% | 0% | 0% | 0% | 0% | 3.995% | 26.69% | 14.34% | 10.16% | 39.59% | 100%
Floorspace-Based | FCZ05 Tot | All Commercial | 0.501% | 0.4969% | 0.665% | 0.8072% | 0.1926% | 4.704% | 0.2643% | 0.4402% | 0.3716% | 0.08228% | 3.831% | 43.46% | 6.726% | 8.397% | 29.06% | 100%
Floorspace-Based | FCZ06 Tot | College | 0% | 0% | 0% | 0% | 0% | 0% | 0% | 0% | 0% | 0% | 56.35% | 37.19% | 0% | 3.779% | 2.683% | 100%
Floorspace-Based | FCZ06 Tot | Food Stores | 0% | 0% | 0% | 0% | 0% | 0% | 0% | 0% | 0% | 0% | 1.198% | 35.46% | 0.4175% | 24.45% | 38.47% | 100%
Floorspace-Based | FCZ06 Tot | Health Care | 0% | 0% | 0% | 0% | 0% | 0% | 0% | 0% | 0% | 0% | 0% | 50.65% | 4.786% | 0.2817% | 44.28% | 100%
Floorspace-Based | FCZ06 Tot | Lodging | 0% | 0% | 1.139% | 0% | 0% | 0% | 4.609% | 0.4436% | 0% | 0% | 0.4209% | 60.28% | 4.253% | 2.258% | 26.59% | 100%
Floorspace-Based | FCZ06 Tot | Miscellaneous | 1.269% | 1.81% | 0% | 0% | 0.2108% | 0% | 1.219% | 0% | 1.204% | 0% | 0.6737% | 58.31% | 2.105% | 8.879% | 24.32% | 100%
Floorspace-Based | FCZ06 Tot | Office, Large | 0% | 0% | 0% | 0% | 0% | 0% | 0% | 0% | 0% | 0% | 10.75% | 28.06% | 0% | 0% | 61.19% | 100%
Floorspace-Based | FCZ06 Tot | Office, Small | 0% | 0% | 0.3951% | 0% | 0.2373% | 0.3894% | 0% | 0% | 0% | 0% | 4.167% | 62.63% | 0% | 14.84% | 17.34% | 100%
Floorspace-Based | FCZ06 Tot | Refrigerated Warehouse | 0% | 0% | 0% | 0% | 0% | 0% | 0% | 0% | 0% | 0% | 0% | 27.75% | 40.56% | 7.413% | 24.28% | 100%
Floorspace-Based | FCZ06 Tot | Restaurant | 0% | 0% | 0% | 0% | 0% | 0% | 0% | 0% | 0% | 0% | 1.704% | 57.76% | 2.407% | 13.54% | 24.59% | 100%
Floorspace-Based | FCZ06 Tot | Retail | 0% | 1.693% | 0% | 0% | 0% | 0% | 0.1351% | 0% | 0% | 0% | 1.49% | 37.86% | 1.957% | 24.04% | 32.82% | 100%
Floorspace-Based | FCZ06 Tot | School | 0% | 0% | 0% | 0% | 0% | 0% | 0% | 0% | 0.6765% | 0% | 0% | 95% | 0% | 1.196% | 3.132% | 100%
Floorspace-Based | FCZ06 Tot | Warehouse | 0% | 0% | 0% | 0% | 0% | 0% | 0% | 0% | 0% | 0% | 2.818% | 38.98% | 2.435% | 14.78% | 40.99% | 100%
Floorspace-Based | FCZ06 Tot | All Commercial | 0.2087% | 0.52% | 0.2034% | 0% | 0.07067% | 0.05907% | 0.7989% | 0.0559% | 0.2519% | 0% | 6.404% | 53.14% | 2.225% | 9.952% | 26.11% | 100%
Floorspace-Based | FCZ07 Tot | College | 0% | 8.141% | 1.677% | 0% | 0% | 0% | 0% | 3.678% | 0% | 1.801% | 30% | 44.49% | 0% | 1.81% | 8.395% | 100%
Floorspace-Based | FCZ07 Tot | Food Stores | 0% | 0% | 0% | 0% | 0% | 0% | 0% | 0% | 0% | 0% | 1.861% | 65.31% | 0.4908% | 15.79% | 16.55% | 100%
Floorspace-Based | FCZ07 Tot | Health Care | 0% | 0.5844% | 0% | 0% | 0% | 4.945% | 0.187% | 6.169% | 0% | 0% | 4.061% | 59.51% | 0.3328% | 6.287% | 17.93% | 100%
Floorspace-Based | FCZ07 Tot | Lodging | 3.598% | 0.296% | 0.6711% | 0% | 0% | 0.2954% | 0% | 0% | 0% | 0% | 3.567% | 54.42% | 4.03% | 16.63% | 16.49% | 100%
Floorspace-Based | FCZ07 Tot | Miscellaneous | 0% | 0% | 0.404% | 0.9226% | 0.3828% | 0.8859% | 0.8301% | 0.04233% | 0% | 0% | 4.25% | 65.83% | 1.424% | 13.86% | 11.17% | 100%
Floorspace-Based | FCZ07 Tot | Office, Large | 0% | 1.137% | 2.163% | 1.567% | 0% | 3.543% | 0% | 0% | 0% | 0% | 13.84% | 44.27% | 0.2215% | 6.297% | 26.95% | 100%
Floorspace-Based | FCZ07 Tot | Office, Small | 0% | 0% | 0.05244% | 0% | 0% | 0.3265% | 0.2697% | 0% | 0% | 0% | 3.793% | 73.49% | 0.9544% | 8.993% | 12.12% | 100%
Floorspace-Based | FCZ07 Tot | Refrigerated Warehouse | 0% | 0% | 0% | 0% | 0% | 0% | 0% | 0% | 0% | 0% | 0% | 43.48% | 0% | 33.85% | 22.67% | 100%
Floorspace-Based | FCZ07 Tot | Restaurant | 0% | 0% | 0% | 0.1965% | 0.3689% | 0.354% | 0% | 0% | 0% | 0% | 2.135% | 64.08% | 1.69% | 11.75% | 19.43% | 100%
Floorspace-Based | FCZ07 Tot | Retail | 0% | 0.1215% | 0% | 0.4941% | 0% | 1.147% | 0.1183% | 0% | 0% | 0% | 2.312% | 57.41% | 1.4% | 13.21% | 23.79% | 100%
Floorspace-Based | FCZ07 Tot | School | 0% | 0% | 0% | 0% | 1.116% | 4.186% | 1.592% | 1.132% | 0% | 1.02% | 4.622% | 66.09% | 0.08872% | 5.369% | 14.78% | 100%
Floorspace-Based | FCZ07 Tot | Warehouse | 0% | 0.7619% | 0.4218% | 0.03319% | 0.05437% | 0.8946% | 0% | 0.1147% | 0.1211% | 0% | 3.967% | 61.74% | 1.522% | 10.93% | 19.44% | 100%
Floorspace-Based | FCZ07 Tot | All Commercial | 0.168% | 0.6899% | 0.5472% | 0.4427% | 0.1721% | 1.603% | 0.3082% | 0.5648% | 0.0221% | 0.1596% | 6.057% | 59.26% | 1.079% | 10.72% | 18.2% | 100%
Floorspace-Based | FCZ08 Tot | College | 0% | 0% | 0% | 0% | 19.45% | 1.002% | 0% | 0% | 0% | 0% | 9.108% | 16.36% | 0% | 0.4995% | 53.58% | 100%
Floorspace-Based | FCZ08 Tot | Food Stores | 0% | 0% | 0% | 0% | 0% | 0% | 0% | 0% | 0% | 0% | 2.324% | 61.14% | 1.272% | 3.282% | 31.98% | 100%
Floorspace-Based | FCZ08 Tot | Health Care | 0% | 0% | 0% | 0% | 0% | 0% | 3.715% | 0% | 0% | 0% | 20.23% | 57.48% | 0% | 0% | 18.58% | 100%
Floorspace-Based | FCZ08 Tot | Lodging | 4.008% | 0% | 0% | 0% | 0% | 0% | 0% | 0% | 0% | 0% | 1.987% | 83.44% | 0% | 6.404% | 4.166% | 100%
Floorspace-Based | FCZ08 Tot | Miscellaneous | 0% | 0% | 0% | 0% | 0% | 0% | 0% | 0% | 0% | 0% | 3.686% | 57.11% | 0.7672% | 7.383% | 31.05% | 100%
Floorspace-Based | FCZ08 Tot | Office, Large | 0% | 0% | 5.717% | 0% | 0% | 1.99% | 0% | 0% | 0% | 0% | 13.29% | 26.15% | 7.77% | 0% | 45.08% | 100%
Floorspace-Based | FCZ08 Tot | Office, Small | 0% | 0% | 0% | 1.595% | 0% | 0% | 0% | 0% | 0% | 0% | 3.378% | 66.49% | 0.7034% | 4.734% | 23.1% | 100%
Floorspace-Based | FCZ08 Tot | Refrigerated Warehouse | 0% | 0% | 0% | 0% | 0% | 0% | 0% | 0% | 0% | 0% | 0% | 95.78% | 0% | 4.218% | 0% | 100%
Floorspace-Based | FCZ08 Tot | Restaurant | 0% | 0% | 6.944% | 0% | 0% | 0% | 0% | 0% | 0% | 0% | 0.4646% | 69.61% | 0% | 3.981% | 19% | 100%
Floorspace-Based | FCZ08 Tot | Retail | 0% | 0.1601% | 0% | 0% | 0% | 0% | 0% | 0% | 0% | 0% | 0.9256% | 60.15% | 4.001% | 11.94% | 22.83% | 100%
Floorspace-Based | FCZ08 Tot | School | 0% | 0% | 0% | 0% | 0% | 0% | 0% | 0% | 2.44% | 0% | 0% | 74.29% | 1.346% | 0% | 21.93% | 100%
Floorspace-Based | FCZ08 Tot | Warehouse | 0% | 0% | 0% | 0% | 0% | 0% | 0% | 0% | 0% | 0% | 6.791% | 57.35% | 0% | 5.836% | 30.02% | 100%
Floorspace-Based | FCZ08 Tot | All Commercial | 0.2209% | 0.02425% | 1.012% | 0.1803% | 2.848% | 0.4095% | 0.1936% | 0% | 0.216% | 0% | 5.705% | 52.45% | 1.976% | 4.322% | 30.44% | 100%
Floorspace-Based | FCZ09 Tot | College | 0% | 0% | 0% | 0% | 0% | 31.04% | 0% | 0% | 18.28% | 0% | 15.58% | 33.58% | 0% | 0% | 1.522% | 100%
Floorspace-Based | FCZ09 Tot | Food Stores | 0% | 0% | 0% | 0% | 0% | 0% | 0% | 0% | 1.867% | 0% | 0% | 70.6% | 1.209% | 15.09% | 11.23% | 100%
Floorspace-Based | FCZ09 Tot | Health Care | 0% | 4.259% | 7.412% | 2.952% | 0% | 0% | 0% | 0% | 0% | 3.541% | 6.929% | 10.82% | 3.856% | 40.29% | 19.94% | 100%
Floorspace-Based | FCZ09 Tot | Lodging | 0% | 0% | 0% | 0% | 0% | 0% | 0% | 0% | 0% | 0% | 0% | 58.69% | 0% | 5.052% | 36.26% | 100%
Floorspace-Based | FCZ09 Tot | Miscellaneous | 0% | 0% | 0% | 0% | 0% | 1.028% | 0% | 0% | 0.2258% | 0% | 9.501% | 57.96% | 3.691% | 7.816% | 19.78% | 100%
Floorspace-Based | FCZ09 Tot | Office, Large | 0% | 0% | 0% | 0% | 0% | 0% | 0% | 0% | 0% | 0% | 0% | 92.02% | 0% | 0% | 7.983% | 100%
Floorspace-Based | FCZ09 Tot | Office, Small | 0% | 0% | 3.972% | 0% | 0% | 0% | 0% | 2.051% | 0% | 0% | 1.275% | 38.74% | 0% | 16.75% | 37.21% | 100%
Floorspace-Based | FCZ09 Tot | Refrigerated Warehouse | 0% | 0% | 0% | 0% | 0% | 0% | 0% | 0% | 0% | 0% | 0% | 7.844% | 0% | 0% | 92.16% | 100%
Floorspace-Based | FCZ09 Tot | Restaurant | 0% | 0% | 0.9903% | 0% | 0% | 1.51% | 0% | 0% | 0% | 0% | 5.247% | 45.09% | 3.712% | 16.8% | 26.64% | 100%
Floorspace-Based | FCZ09 Tot | Retail | 0% | 0% | 0% | 0% | 0% | 0% | 0% | 0% | 0% | 0% | 1.777% | 24.78% | 1.734% | 3.196% | 68.52% | 100%
Floorspace-Based | FCZ09 Tot | School | 0% | 0% | 3.598% | 0% | 0% | 0.1767% | 0% | 4.052% | 0% | 0% | 0% | 52.85% | 0% | 5.147% | 34.18% | 100%
Floorspace-Based | FCZ09 Tot | Warehouse | 0.979% | 0% | 0% | 0% | 0% | 0% | 0% | 0.4782% | 0% | 0% | 0% | 11.36% | 0% | 4.045% | 83.14% | 100%
Floorspace-Based | FCZ09 Tot | All Commercial | 0.148% | 0.2457% | 1.401% | 0.1703% | 0% | 0.9485% | 0% | 0.9215% | 0.5088% | 0.2043% | 3.211% | 39.61% | 1.39% | 8.515% | 42.73% | 100%
Floorspace-Based | FCZ10 Tot | College | 0% | 0% | 0% | 0% | 0% | 0% | 0% | 0% | 0% | 0% | 31.02% | 49.54% | 6.74% | 1.711% | 10.98% | 100%
Floorspace-Based | FCZ10 Tot | Food Stores | 0% | 0% | 0% | 0% | 0% | 9.429% | 0% | 0% | 0% | 0% | 3.017% | 32.31% | 5.912% | 26.05% | 23.29% | 100%
Floorspace-Based | FCZ10 Tot | Health Care | 0% | 0% | 0% | 3.64% | 0% | 0% | 0% | 0% | 0% | 0% | 2.071% | 54.92% | 9.32% | 8.978% | 21.07% | 100%
Floorspace-Based | FCZ10 Tot | Lodging | 0% | 0.6493% | 0% | 0% | 0% | 0% | 0% | 9.536% | 0% | 0% | 7.59% | 35.58% | 6.423% | 6.252% | 33.97% | 100%
Floorspace-Based | FCZ10 Tot | Miscellaneous | 0% | 1.273% | 0% | 0.4157% | 0% | 2.983% | 0% | 0% | 0% | 0% | 7.694% | 46.62% | 0.04765% | 12.74% | 28.23% | 100%
Floorspace-Based | FCZ10 Tot | Office, Large | 0% | 0% | 0% | 0% | 0% | 0% | 0% | 0% | 3.659% | 0% | 2.436% | 32.51% | 2.032% | 12.26% | 47.1% | 100%
Floorspace-Based | FCZ10 Tot | Office, Small | 0% | 0% | 3.355% | 0% | 0% | 1.784% | 0% | 2.296% | 0% | 0% | 6.127% | 42.77% | 0.4839% | 8.403% | 34.78% | 100%
Floorspace-Based | FCZ10 Tot | Refrigerated Warehouse | 0% | 0% | 0% | 0% | 0% | 0% | 0% | 0% | 0% | 0% | 0.6323% | 0% | 79.67% | 0% | 19.69% | 100%
Floorspace-Based | FCZ10 Tot | Restaurant | 0% | 0% | 0% | 1.63% | 0% | 0.1819% | 0% | 0% | 0% | 0% | 1.481% | 46.37% | 1.152% | 7.545% | 41.64% | 100%
Floorspace-Based | FCZ10 Tot | Retail | 0% | 0% | 0% | 0.2927% | 0% | 1.691% | 0% | 1.602% | 0% | 0% | 23.11% | 23.85% | 11.17% | 6.983% | 31.31% | 100%
Floorspace-Based | FCZ10 Tot | School | 1.967% | 0% | 1.049% | 0.4392% | 0% | 0.2684% | 0% | 0% | 0% | 2.742% | 12.57% | 47.32% | 0% | 0% | 33.65% | 100%
Floorspace-Based | FCZ10 Tot | Warehouse | 0% | 0% | 0% | 0% | 0% | 0% | 0.5715% | 0% | 5.399% | 0% | 5.933% | 18.23% | 6.964% | 13.9% | 49% | 100%
Floorspace-Based | FCZ10 Tot | All Commercial | 0.1706% | 0.1811% | 0.2833% | 0.3786% | 0% | 1.004% | 0.2059% | 0.7051% | 2.075% | 0.2377% | 9.387% | 30.93% | 7.012% | 10.19% | 37.24% | 100%
Floorspace-Based | FCZ11 Tot | College | 0% | 0% | 0% | 7.228% | 0% | 0% | 0% | 0% | 0% | 0% | 0.2533% | 44.86% | 0.5981% | 0% | 47.06% | 100%
Floorspace-Based | FCZ11 Tot | Food Stores | 0% | 0% | 0.174% | 0% | 0% | 0% | 0% | 0% | 0% | 0% | 0% | 66.87% | 9.392% | 14.29% | 9.281% | 100%
Floorspace-Based | FCZ11 Tot | Health Care | 0% | 6.456% | 0% | 0% | 0% | 8.623% | 0% | 0% | 0% | 2.814% | 11.69% | 39.9% | 17.42% | 5.735% | 7.37% | 100%
Floorspace-Based | FCZ11 Tot | Lodging | 0% | 1.652% | 0% | 0% | 0% | 0% | 0% | 1.121% | 0% | 1.864% | 26.82% | 35.95% | 1.848% | 18.21% | 12.53% | 100%
Floorspace-Based | FCZ11 Tot | Miscellaneous | 0% | 0.2628% | 0.6583% | 0% | 0% | 1.067% | 0.2514% | 0.5365% | 0.2011% | 0% | 11.94% | 37.44% | 1.9% | 5.657% | 40.08% | 100%
Floorspace-Based | FCZ11 Tot | Office, Large | 0% | 0% | 0% | 0% | 0% | 0% | 0% | 0% | 0% | 0% | 11.17% | 26.88% | 0% | 10.05% | 51.9% | 100%
Floorspace-Based | FCZ11 Tot | Office, Small | 0% | 0% | 0% | 0% | 0% | 0% | 1.072% | 0% | 0% | 0% | 10.58% | 30.83% | 2.342% | 12.8% | 42.38% | 100%
Floorspace-Based | FCZ11 Tot | Refrigerated Warehouse | 0% | 0% | 0% | 0% | 0% | 0% | 0% | 0% | 0% | 0% | 1.225% | 11.64% | 0% | 0% | 87.14% | 100%
Floorspace-Based | FCZ11 Tot | Restaurant | 0% | 0% | 0% | 1.487% | 0% | 0.7181% | 0% | 1.904% | 0% | 0% | 2.079% | 40.91% | 2.526% | 15.57% | 34.81% | 100%
Floorspace-Based | FCZ11 Tot | Retail | 0% | 0.4521% | 0% | 0% | 0.2315% | 2.499% | 0% | 0% | 0.4348% | 0% | 6.107% | 23.82% | 2.261% | 12.03% | 52.17% | 100%
Floorspace-Based | FCZ11 Tot | School | 0% | 0% | 0% | 0% | 3.347% | 0% | 0% | 0% | 0% | 0% | 0% | 28.54% | 1.991% | 3.015% | 63.11% | 100%
Floorspace-Based | FCZ11 Tot | Warehouse | 0% | 0% | 0.3613% | 0% | 0% | 0.08158% | 0% | 0% | 0% | 0% | 0.03984% | 6.512% | 1.159% | 18.35% | 73.49% | 100%
Floorspace-Based | FCZ11 Tot | All Commercial | 0% | 0.4244% | 0.2355% | 0.3428% | 0.3341% | 0.8749% | 0.118% | 0.1795% | 0.08821% | 0.1871% | 5.634% | 24.94% | 2.393% | 11.49% | 52.75% | 100%
Floorspace-Based | FCZ12c Tot | College | 0% | 0% | 0% | 0% | 0% | 0% | 0% | 0% | 0% | 0% | 3.213% | 93.06% | 0.963% | 0.4739% | 2.291% | 100%
Floorspace-Based | FCZ12c Tot | Food Stores | 0% | 0% | 0% | 0% | 0% | 0% | 0% | 0% | 0% | 0% | 0.9412% | 64.6% | 0.7241% | 2.617% | 31.12% | 100%
Floorspace-Based | FCZ12c Tot | Health Care | 0% | 0% | 0% | 0% | 0% | 0% | 0% | 0% | 0% | 0% | 9.273% | 56.64% | 1.737% | 0% | 32.35% | 100%
Floorspace-Based | FCZ12c Tot | Lodging | 0% | 0% | 0% | 0% | 0% | 0.4931% | 0% | 0% | 0% | 0% | 14.83% | 39.57% | 14.37% | 8.606% | 22.14% | 100%
Floorspace-Based | FCZ12c Tot | Miscellaneous | 0% | 0.04873% | 0.07056% | 0.2955% | 0% | 4.98% | 0.259% | 0.08899% | 0.3412% | 0% | 4.951% | 56.19% | 1.652% | 7.139% | 23.99% | 100%
Floorspace-Based | FCZ12c Tot | Office, Large | 0% | 0% | 0% | 0% | 0% | 1.748% | 0% | 1.133% | 0% | 0.4713% | 21.48% | 36% | 0.5096% | 1.863% | 36.8% | 100%
Floorspace-Based | FCZ12c Tot | Office, Small | 0% | 0.3084% | 0.3766% | 0.1283% | 0% | 0.1928% | 0% | 0.4472% | 0% | 0% | 4.27% | 71.54% | 0.3991% | 3.07% | 19.26% | 100%
Floorspace-Based | FCZ12c Tot | Refrigerated Warehouse | 0% | 0% | 0% | 0% | 0% | 0% | 0% | 0% | 0% | 0% | 0% | 10.71% | 0% | 0% | 89.29% | 100%
Floorspace-Based | FCZ12c Tot | Restaurant | 0% | 0.3431% | 0.4846% | 0% | 0% | 1.053% | 0% | 0% | 0% | 0% | 1.479% | 65.3% | 3.376% | 4.567% | 23.4% | 100%
Floorspace-Based | FCZ12c Tot | Retail | 0% | 0% | 0% | 0% | 0% | 0.09126% | 0% | 0% | 0% | 0% | 3.983% | 53.33% | 0% | 5.4% | 37.19% | 100%
Floorspace-Based | FCZ12c Tot | School | 0% | 0% | 0% | 0% | 0% | 0% | 0% | 0% | 0% | 0% | 16.08% | 37.75% | 0% | 2.874% | 43.29% | 100%
Floorspace-Based | FCZ12c Tot | Warehouse | 0% | 0% | 1.485% | 0% | 0% | 0% | 0% | 0% | 0% | 0% | 6.621% | 47.25% | 2.009% | 4.622% | 38.01% | 100%
Floorspace-Based | FCZ12c Tot | All Commercial | 0% | 0.05548% | 0.1444% | 0.07911% | 0% | 1.503% | 0.05572% | 0.2901% | 0.0734% | 0.0902% | 9.303% | 53.66% | 2.012% | 4.155% | 28.58% | 100%
Floorspace-Based | FCZ12i Tot | College | 0% | 0% | 0% | 0% | 0% | 0% | 0% | 4.504% | 0% | 0% | 0% | 42.9% | 0% | 1.301% | 51.29% | 100%
Floorspace-Based | FCZ12i Tot | Food Stores | 0% | 0% | 0.3061% | 0% | 0% | 0% | 0% | 0% | 0% | 0% | 0.2875% | 39.95% | 0% | 0.9237% | 58.54% | 100%
Floorspace-Based | FCZ12i Tot | Health Care | 0% | 0% | 0% | 0% | 0% | 0.827% | 0% | 0% | 0% | 0% | 16.22% | 62.67% | 6.874% | 1.575% | 11.84% | 100%
Floorspace-Based | FCZ12i Tot | Lodging | 0% | 31.59% | 5.396% | 0% | 0% | 0% | 0% | 0% | 0% | 0% | 4.471% | 27.86% | 5.77% | 0% | 24.91% | 100%
Floorspace-Based | FCZ12i Tot | Miscellaneous | 0% | 0% | 0% | 0.2593% | 0.2676% | 1.594% | 0% | 0% | 0% | 0% | 1.515% | 63.05% | 5.925% | 6.518% | 20.88% | 100%
Floorspace-Based | FCZ12i Tot | Office, Large | 0% | 0% | 0% | 0% | 0% | 0% | 0% | 0% | 0% | 0% | 2.471% | 58.19% | 3.14% | 0% | 36.2% | 100%
Floorspace-Based | FCZ12i Tot | Office, Small | 0% | 0% | 0.5698% | 0% | 0% | 2.522% | 1.286% | 0.9276% | 0.7991% | 0% | 9.279% | 53.66% | 0.1895% | 16.13% | 14.64% | 100%
Floorspace-Based | FCZ12i Tot | Refrigerated Warehouse | 0% | 0% | 0% | 0% | 0% | 0% | 0% | 0% | 0% | 0% | 0% | 59.14% | 40.86% | 0% | 0% | 100%
Floorspace-Based | FCZ12i Tot | Restaurant | 0% | 0% | 2.799% | 0% | 0% | 0% | 0% | 0% | 0% | 0% | 6.565% | 60.75% | 1.416% | 8.258% | 20.21% | 100%
Floorspace-Based | FCZ12i Tot | Retail | 0% | 0% | 0% | 0% | 0% | 0.4809% | 0% | 0% | 0% | 0% | 4.217% | 41.51% | 2.975% | 21.09% | 29.72% | 100%
Floorspace-Based | FCZ12i Tot | School | 0% | 0% | 0% | 0% | 0% | 0% | 9.857% | 0% | 0% | 4.707% | 24.98% | 48.56% | 0% | 3.364% | 8.534% | 100%
Floorspace-Based | FCZ12i Tot | Warehouse | 1.43% | 0% | 0% | 0% | 0% | 8.906% | 0% | 0% | 0% | 0% | 0% | 68.73% | 0% | 5.059% | 15.87% | 100%
Floorspace-Based | FCZ12i Tot | All Commercial | 0.05025% | 2.131% | 0.5035% | 0.05856% | 0.06043% | 1.078% | 1.265% | 0.3081% | 0.07562% | 0.5461% | 7.141% | 52.32% | 3.297% | 7.77% | 23.4% | 100%
Floorspace-Based | FCZ13 Tot | College | 0% | 0% | 0% | 0% | 0% | 0% | 0% | 0% | 0% | 0% | 2.551% | 52.44% | 2.693% | 0% | 42.32% | 100%
Floorspace-Based | FCZ13 Tot | Food Stores | 0% | 0% | 0.1752% | 0% | 0% | 0.9583% | 0% | 0% | 0% | 0% | 1.673% | 54.41% | 2.235% | 0.3861% | 40.16% | 100%
Floorspace-Based | FCZ13 Tot | Health Care | 0% | 0% | 1.492% | 0% | 0% | 0% | 0% | 0.6759% | 0% | 0% | 0.3031% | 54.38% | 4.492% | 1.455% | 37.2% | 100%
Floorspace-Based | FCZ13 Tot | Lodging | 0% | 4.337% | 0% | 0% | 0% | 0% | 0% | 2.213% | 0% | 0% | 5.055% | 35.36% | 4.959% | 0% | 48.07% | 100%
Floorspace-Based | FCZ13 Tot | Miscellaneous | 1.55% | 0% | 0.542% | 0% | 0% | 3.205% | 1.238% | 0.9414% | 1.015% | 0% | 11.28% | 52.19% | 0.04781% | 1.388% | 26.61% | 100%
Floorspace-Based | FCZ13 Tot | Office, Large | 0% | 0% | 0% | 0% | 0% | 2.553% | 0% | 0% | 0% | 2% | 20.19% | 40.98% | 0% | 0% | 34.28% | 100%
Floorspace-Based | FCZ13 Tot | Office, Small | 0% | 0% | 0.7638% | 0% | 0% | 0.9225% | 0% | 0.954% | 0% | 0.8429% | 7.549% | 59.15% | 0.8142% | 1.376% | 27.63% | 100%
Floorspace-Based | FCZ13 Tot | Refrigerated Warehouse | 0% | 0% | 0% | 0% | 0% | 0% | 0% | 0% | 0% | 0% | 0% | 61.7% | 28.56% | 0% | 9.74% | 100%
Floorspace-Based | FCZ13 Tot | Restaurant | 0% | 0% | 0.29% | 0.4407% | 0% | 2.701% | 0.8212% | 0% | 0% | 0% | 4.287% | 48.63% | 2.552% | 2.071% | 38.2% | 100%
Floorspace-Based | FCZ13 Tot | Retail | 0% | 0% | 0.5203% | 0% | 0% | 0.2099% | 0% | 0% | 0% | 0% | 7.517% | 46.91% | 3.784% | 0.868% | 40.19% | 100%
Floorspace-Based | FCZ13 Tot | School | 0% | 0% | 0% | 0% | 0% | 0% | 0% | 0% | 1.55% | 0% | 8.426% | 68.55% | 0.0629% | 5.45% | 15.96% | 100%
Floorspace-Based | FCZ13 Tot | Warehouse | 1.62% | 0% | 0% | 0% | 0% | 0% | 0% | 9.09% | 0% | 0% | 6.897% | 47.86% | 0% | 9.758% | 24.78% | 100%
Floorspace-Based | FCZ13 Tot | All Commercial | 0.4401% | 0.1207% | 0.387% | 0.01349% | 0% | 1.241% | 0.2632% | 1.182% | 0.3325% | 0.3839% | 9.006% | 51.16% | 1.784% | 2.066% | 31.62% | 100%
Floorspace-Based | FCZ16 Tot | College | 0% | 0% | 0% | 0% | 0% | 0% | 0% | 0% | 0% | 0% | 94.03% | 4.746% | 0% | 0% | 1.223% | 100%
Floorspace-Based | FCZ16 Tot | Food Stores | 0% | 0% | 0% | 0% | 0% | 0% | 0% | 0% | 0% | 0% | 0.2595% | 69.95% | 5.841% | 0.9168% | 23.03% | 100%
Floorspace-Based | FCZ16 Tot | Health Care | 0% | 0% | 0% | 0% | 0% | 0% | 0% | 0% | 0% | 0% | 0% | 88.88% | 0% | 11.12% | 0% | 100%
Floorspace-Based | FCZ16 Tot | Lodging | 0% | 0% | 0% | 0% | 0% | 0% | 1.436% | 0% | 0% | 0% | 1.097% | 48.49% | 19.79% | 5.599% | 23.6% | 100%
Floorspace-Based | FCZ16 Tot | Miscellaneous | 0% | 0% | 0% | 0% | 0% | 2.901% | 0% | 0% | 0% | 0% | 4.257% | 75.72% | 0% | 4.613% | 12.5% | 100%
Floorspace-Based | FCZ16 Tot | Office, Large | 0% | 0% | 0% | 0% | 0% | 2.603% | 0% | 0% | 0% | 0% | 13.52% | 68.94% | 0.3267% | 0% | 14.61% | 100%
Floorspace-Based | FCZ16 Tot | Office, Small | 0% | 0% | 0% | 0% | 0% | 0% | 0% | 0% | 0% | 0% | 0% | 95.1% | 0% | 1.406% | 3.495% | 100%
Floorspace-Based | FCZ16 Tot | Refrigerated Warehouse | 0% | 0% | 0% | 0% | 0% | 0% | 0% | 0% | 0% | 0% | 0% | 70.23% | 0% | 24.19% | 5.577% | 100%
Floorspace-Based | FCZ16 Tot | Restaurant | 0% | 0% | 0% | 0% | 0% | 0% | 0% | 0% | 0% | 0% | 0% | 74.71% | 0% | 9.032% | 16.26% | 100%
Floorspace-Based | FCZ16 Tot | Retail | 0% | 0% | 0.3549% | 0% | 0% | 0% | 0% | 0% | 0% | 0% | 1.499% | 63.8% | 0.7997% | 2.568% | 30.98% | 100%
Floorspace-Based | FCZ16 Tot | School | 0% | 0% | 0% | 0% | 0% | 14.09% | 0% | 0% | 0% | 0% | 0.586% | 65.53% | 0% | 9.746% | 10.05% | 100%
Floorspace-Based | FCZ16 Tot | Warehouse | 0% | 0% | 0% | 0% | 0% | 0% | 0% | 0% | 0% | 0% | 0% | 87.38% | 0% | 10.01% | 2.608% | 100%
Floorspace-Based | FCZ16 Tot | All Commercial | 0% | 0% | 0.04011% | 0% | 0% | 2.672% | 0.0739% | 0% | 0% | 0% | 10.68% | 67.73% | 1.338% | 3.972% | 13.5% | 100%
Floorspace-Based | FCZ17 Tot | College | 0% | 0% | 0% | 15.72% | 0% | 0% | 0% | 0% | 0% | 0% | 15.38% | 68.31% | 0% | 0% | 0.5926% | 100%
Floorspace-Based | FCZ17 Tot | Food Stores | 0% | 0% | 0% | 0% | 0% | 0% | 0% | 0% | 0% | 0% | 0% | 75.77% | 0.5087% | 9.308% | 14.42% | 100%
Floorspace-Based | FCZ17 Tot | Health Care | 0% | 0% | 0% | 0% | 0% | 0% | 0% | 0% | 5.854% | 0% | 0% | 66.26% | 0% | 12.05% | 15.84% | 100%
Floorspace-Based | FCZ17 Tot | Lodging | 0% | 0% | 0% | 0% | 0% | 0% | 0% | 0% | 0% | 0% | 0% | 77.42% | 0% | 1.364% | 21.21% | 100%
Floorspace-Based | FCZ17 Tot | Miscellaneous | 0% | 0% | 0% | 0% | 0% | 0% | 0% | 0% | 0% | 0% | 1.311% | 72.56% | 0% | 14.88% | 11.25% | 100%
Floorspace-Based | FCZ17 Tot | Office, Large | 0% | 0% | 0% | 0% | 0% | 14.55% | 0% | 0% | 0% | 0% | 17.4% | 38.23% | 0% | 9.952% | 19.86% | 100%
Floorspace-Based | FCZ17 Tot | Office, Small | 0% | 0% | 0% | 0% | 0% | 0% | 0% | 0% | 0% | 0% | 0% | 75.35% | 0% | 14.11% | 10.54% | 100%
Floorspace-Based | FCZ17 Tot | Refrigerated Warehouse | 0% | 0% | 0% | 0% | 0% | 0% | 0% | 0% | 0% | 0% | 0% | 46.69% | 0% | 0% | 53.31% | 100%
Floorspace-Based | FCZ17 Tot | Restaurant | 0% | 0% | 0% | 0% | 0% | 0% | 0% | 0% | 0% | 0% | 0% | 77.06% | 0.7214% | 8.554% | 13.66% | 100%
Floorspace-Based | FCZ17 Tot | Retail | 0% | 0% | 0% | 0% | 0% | 0% | 0% | 0% | 0% | 0% | 0.3674% | 70.28% | 0.534% | 7.518% | 21.3% | 100%
Floorspace-Based | FCZ17 Tot | School | 0% | 0% | 0% | 0% | 0% | 0% | 0% | 0% | 0% | 0% | 0% | 79.26% | 0% | 15.06% | 5.685% | 100%
Floorspace-Based | FCZ17 Tot | Warehouse | 0% | 0% | 0% | 0% | 0% | 0% | 0% | 0% | 0% | 0% | 0% | 81.16% | 0% | 0.8525% | 17.99% | 100%
Floorspace-Based | FCZ17 Tot | All Commercial | 0% | 0% | 0% | 0.1855% | 0% | 1.564% | 0% | 0% | 0.3631% | 0% | 2.358% | 69.95% | 0.1635% | 10.06% | 15.35% | 100%
Floorspace-Based | PG&E | College | 0% | 0% | 0% | 2.156% | 0% | 5.427% | 0% | 0% | 0% | 0% | 14.05% | 69.84% | 2.238% | 5.415% | 0.8782% | 100%
Floorspace-Based | PG&E | Food Stores | 0% | 0% | 0.2347% | 0.2141% | 0% | 0.09946% | 0.04058% | 0% | 0% | 0% | 2.945% | 53.93% | 12.09% | 28.5% | 1.946% | 100%
Floorspace-Based | PG&E | Health Care | 0.7223% | 1.046% | 1.144% | 0.2804% | 0.09881% | 3.249% | 2.533% | 1.396% | 0.9923% | 0.238% | 4.503% | 41.12% | 1.926% | 35.95% | 4.801% | 100%
Floorspace-Based | PG&E | Lodging | 0.2195% | 0% | 4.558% | 0.4111% | 0% | 0.6289% | 0.7028% | 0.1683% | 0.1053% | 0.3228% | 5.66% | 50.85% | 3.922% | 29.91% | 2.539% | 100%
Floorspace-Based | PG&E | Miscellaneous | 0.4489% | 0.5803% | 0.6011% | 0.3379% | 0.5614% | 1.138% | 0.4838% | 0.4085% | 0.3625% | 0.07605% | 3.801% | 55.96% | 6.422% | 25.26% | 3.553% | 100%
Floorspace-Based | PG&E | Office, Large | 0% | 0.1394% | 0% | 0.8216% | 0.1119% | 3.425% | 1.527% | 0.4241% | 0.06652% | 0.1282% | 11.38% | 50.17% | 3.196% | 25.8% | 2.808% | 100%
Floorspace-Based | PG&E | Office, Small | 0% | 0.08144% | 0.3426% | 0.2042% | 0.0321% | 0.7544% | 0.1542% | 0.2729% | 0.1916% | 0.1406% | 5.977% | 56.2% | 7.186% | 27.03% | 1.433% | 100%
Floorspace-Based | PG&E | Refrigerated Warehouse | 0.2162% | 1.16% | 0% | 0% | 0% | 0% | 0% | 0% | 0% | 0% | 0.6708% | 45.63% | 11.08% | 25.44% | 15.8% | 100%
Floorspace-Based | PG&E | Restaurant | 0.3923% | 0.1407% | 0.5149% | 0.08384% | 0% | 0.707% | 0% | 0.05368% | 0% | 0.06086% | 5.481% | 54.13% | 12.33% | 23.7% | 2.405% | 100%
Floorspace-Based | PG&E | Retail | 0.08888% | 0.8648% | 0.5086% | 0.1331% | 0.3428% | 1.024% | 0.2958% | 0.1602% | 0.1235% | 0.1697% | 3.809% | 44.94% | 14.47% | 30.02% | 3.055% | 100%
Floorspace-Based | PG&E | School | 1.684% | 1.55% | 1.706% | 0% | 1.848% | 2.694% | 1.329% | 1.107% | 1.099% | 1.08% | 4.952% | 60.35% | 7.867% | 12.58% | 0.1484% | 100%
Floorspace-Based | PG&E | Warehouse | 0.02842% | 0.0716% | 0.2928% | 0.253% | 0.07364% | 1.181% | 0.133% | 0.3773% | 0% | 0% | 6.275% | 34.86% | 9.699% | 40.12% | 6.638% | 100%
Floorspace-Based | PG&E | All Commercial | 0.2763% | 0.4334% | 0.7678% | 0.4156% | 0.2948% | 1.796% | 0.7097% | 0.4066% | 0.2492% | 0.1774% | 6.257% | 50.55% | 7.111% | 27.21% | 3.337% | 100%
Floorspace-Based | SCE | College | 0% | 5.03% | 1.037% | 0.2213% | 4.884% | 0.9446% | 0% | 2.273% | 0.4081% | 1.113% | 23.6% | 37.59% | 1.378% | 20.97% | 0.5442% | 100%
Floorspace-Based | SCE | Food Stores | 0% | 0% | 0.0182% | 0% | 0% | 1.444% | 0% | 0% | 0.09666% | 0% | 1.788% | 60.32% | 16.06% | 17.91% | 2.358% | 100%
Floorspace-Based | SCE | Health Care | 0% | 1.206% | 0.3667% | 0.8374% | 0% | 3.765% | 0.386% | 3.608% | 0% | 0.4598% | 5.8% | 54.09% | 7.956% | 17.61% | 3.917% | 100%
Floorspace-Based | SCE | Lodging | 2.487% | 0.5056% | 0.3966% | 0% | 0% | 0.1746% | 0% | 1.525% | 0% | 0.2683% | 7.234% | 51.82% | 14.08% | 17.94% | 3.566% | 100%
Floorspace-Based | SCE | Miscellaneous | 0% | 0.2438% | 0.3375% | 0.5718% | 0.2104% | 1.197% | 0.5004% | 0.1173% | 0.04838% | 0% | 6.404% | 56.88% | 11.5% | 20.61% | 1.385% | 100%
Floorspace-Based | SCE | Office, Large | 0% | 0.9054% | 2.225% | 1.248% | 0% | 2.997% | 0% | 0% | 0.2288% | 0% | 12.8% | 41.82% | 6.194% | 30.6% | 0.9859% | 100%
Floorspace-Based | SCE | Office, Small | 0% | 0% | 0.6638% | 0.1568% | 0% | 0.4396% | 0.2722% | 0.4002% | 0% | 0% | 4.595% | 62.99% | 9.232% | 20.3% | 0.9561% | 100%
Floorspace-Based | SCE | Refrigerated Warehouse | 0% | 0% | 0% | 0% | 0% | 0% | 0% | 0% | 0% | 0% | 0.3489% | 27.71% | 16.9% | 38.53% | 16.51% | 100%
Floorspace-Based | SCE | Restaurant | 0% | 0% | 0.6883% | 0.5127% | 0.2294% | 0.3729% | 0% | 0.189% | 0% | 0% | 1.987% | 58.98% | 10.95% | 24.48% | 1.607% | 100%
Floorspace-Based | SCE | Retail | 0% | 0.1276% | 0% | 0.3471% | 0.02312% | 1.256% | 0.06922% | 0.3179% | 0.04343% | 0% | 6.695% | 46.1% | 11.31% | 30.09% | 3.623% | 100%
Floorspace-Based | SCE | School | 0.3511% | 0% | 0.4542% | 0.07838% | 1.061% | 2.342% | 0.8677% | 0.9174% | 0.1633% | 1.045% | 4.761% | 57.22% | 3.716% | 26.61% | 0.4081% | 100%
Floorspace-Based | SCE | Warehouse | 0.02979% | 0.3657% | 0.2579% | 0.01593% | 0.0261% | 0.4419% | 0.1823% | 0.06958% | 1.78% | 0% | 3.92% | 37.79% | 12.72% | 39.28% | 3.129% | 100%
Floorspace-Based | SCE | All Commercial | 0.1474% | 0.5201% | 0.5377% | 0.3601% | 0.3489% | 1.325% | 0.2469% | 0.5443% | 0.4503% | 0.1787% | 6.684% | 48.75% | 9.951% | 27.62% | 2.343% | 100%
Floorspace-Based | SDG&E | College | 0% | 0% | 0% | 0% | 0% | 0% | 0% | 1.035% | 0% | 0% | 2.475% | 81.53% | 0.664% | 13.55% | 0.7417% | 100%
Floorspace-Based | SDG&E | Food Stores | 0% | 0% | 0.09692% | 0% | 0% | 0% | 0% | 0% | 0% | 0% | 0.7342% | 56.79% | 2.081% | 39.8% | 0.4948% | 100%
Floorspace-Based | SDG&E | Health Care | 0% | 0% | 0% | 0% | 0% | 0.3597% | 0% | 0% | 0% | 0% | 12.29% | 59.26% | 0.6848% | 23.43% | 3.972% | 100%
Floorspace-Based | SDG&E | Lodging | 0% | 8.004% | 1.367% | 0% | 0% | 0.3681% | 0% | 0% | 0% | 0% | 12.2% | 36.6% | 6.425% | 22.84% | 12.19% | 100%
Floorspace-Based | SDG&E | Miscellaneous | 0% | 0.03414% | 0.04943% | 0.2846% | 0.08013% | 3.966% | 0.1815% | 0.06234% | 0.239% | 0% | 3.922% | 58.24% | 6.953% | 23.06% | 2.932% | 100%
Floorspace-Based | SDG&E | Office, Large | 0% | 0% | 0% | 0% | 0% | 1.502% | 0% | 0.9733% | 0% | 0.405% | 18.8% | 39.12% | 1.6% | 36.71% | 0.8797% | 100%
Floorspace-Based | SDG&E | Office, Small | 0% | 0.234% | 0.4232% | 0.09735% | 0% | 0.7547% | 0.3103% | 0.5631% | 0.1928% | 0% | 5.478% | 67.23% | 6.221% | 18.15% | 0.3485% | 100%
Floorspace-Based | SDG&E | Refrigerated Warehouse | 0% | 0% | 0% | 0% | 0% | 0% | 0% | 0% | 0% | 0% | 0% | 14.86% | 0% | 81.63% | 3.509% | 100%
Floorspace-Based | SDG&E | Restaurant | 0% | 0.229% | 1.254% | 0% | 0% | 0.7026% | 0% | 0% | 0% | 0% | 3.171% | 63.79% | 5.794% | 22.34% | 2.724% | 100%
Floorspace-Based | SDG&E | Retail | 0% | 0% | 0% | 0% | 0% | 0.2436% | 0% | 0% | 0% | 0% | 4.075% | 48.71% | 11.54% | 34.27% | 1.163% | 100%
Floorspace-Based | SDG&E | School | 0% | 0% | 0% | 0% | 0% | 0% | 4.562% | 0% | 0% | 2.179% | 20.2% | 42.75% | 3.101% | 27.21% | 0% | 100%
Floorspace-Based | SDG&E | Warehouse | 0.323% | 0% | 1.149% | 0% | 0% | 2.011% | 0% | 0% | 0% | 0% | 5.126% | 52.1% | 4.721% | 33.01% | 1.555% | 100%
Floorspace-Based | SDG&E | All Commercial | 0.01454% | 0.656% | 0.2483% | 0.07317% | 0.01749% | 1.38% | 0.4057% | 0.2953% | 0.07404% | 0.2221% | 8.677% | 53.27% | 5.201% | 27.08% | 2.384% | 100%
Floorspace-Based | LADWP | College | 0% | 0% | 0% | 0.8359% | 0% | 0% | 0% | 0% | 0% | 0% | 89.85% | 8.126% | 0% | 1.189% | 0% | 100%
Floorspace-Based | LADWP | Food Stores | 0% | 0% | 0% | 0% | 0% | 0% | 0% | 0% | 0% | 0% | 0.1597% | 72.18% | 4.142% | 19.72% | 3.792% | 100%
Floorspace-Based | LADWP | Health Care | 0% | 0% | 0% | 0% | 0% | 0% | 0% | 0% | 1.589% | 0% | 0% | 82.74% | 11.37% | 4.299% | 0% | 100%
Floorspace-Based | LADWP | Lodging | 0% | 0% | 0% | 0% | 0% | 0% | 1.326% | 0% | 0% | 0% | 1.013% | 50.7% | 5.275% | 23.41% | 18.27% | 100%
Floorspace-Based | LADWP | Miscellaneous | 0% | 0% | 0% | 0% | 0% | 2.177% | 0% | 0% | 0% | 0% | 3.522% | 74.93% | 7.174% | 12.19% | 0% | 100%
Floorspace-Based | LADWP | Office, Large | 0% | 0% | 0% | 0% | 0% | 3.707% | 0% | 0% | 0% | 0% | 13.88% | 66.1% | 0.9195% | 15.09% | 0.2965% | 100%
Floorspace-Based | LADWP | Office, Small | 0% | 0% | 0% | 0% | 0% | 0% | 0% | 0% | 0% | 0% | 0% | 89.67% | 4.896% | 5.431% | 0% | 100%
Floorspace-Based | LADWP | Refrigerated Warehouse | 0% | 0% | 0% | 0% | 0% | 0% | 0% | 0% | 0% | 0% | 0% | 64.77% | 18.58% | 16.66% | 0% | 100%
Floorspace-Based | LADWP | Restaurant | 0% | 0% | 0% | 0% | 0% | 0% | 0% | 0% | 0% | 0% | 0% | 75.48% | 8.877% | 15.41% | 0.2345% | 100%
Floorspace-Based | LADWP | Retail | 0% | 0% | 0.2354% | 0% | 0% | 0% | 0% | 0% | 0% | 0% | 1.118% | 65.98% | 4.234% | 27.72% | 0.7103% | 100%
Floorspace-Based | LADWP | School | 0% | 0% | 0% | 0% | 0% | 10.29% | 0% | 0% | 0% | 0% | 0.4282% | 69.23% | 11.18% | 8.874% | 0% | 100%
Floorspace-Based | LADWP | Warehouse | 0% | 0% | 0% | 0% | 0% | 0% | 0% | 0% | 0% | 0% | 0% | 84.9% | 6.348% | 8.756% | 0% | 100%
Floorspace-Based | LADWP | All Commercial | 0% | 0% | 0.03119% | 0.04126% | 0% | 2.426% | 0.05746% | 0% | 0.08076% | 0% | 8.827% | 68.22% | 5.327% | 13.91% | 1.077% | 100%
Floorspace-Based | SMUD | College | 0% | 0% | 0% | 0% | 0% | 0% | 0% | 0% | 0% | 0% | 2.551% | 52.44% | 0% | 42.32% | 2.693% | 100%
Floorspace-Based | SMUD | Food Stores | 0% | 0% | 0.1752% | 0% | 0% | 0.9583% | 0% | 0% | 0% | 0% | 1.673% | 54.41% | 0.3861% | 40.16% | 2.235% | 100%
Floorspace-Based | SMUD | Health Care | 0% | 0% | 1.492% | 0% | 0% | 0% | 0% | 0.6759% | 0% | 0% | 0.3031% | 54.38% | 1.455% | 37.2% | 4.492% | 100%
Floorspace-Based | SMUD | Lodging | 0% | 4.337% | 0% | 0% | 0% | 0% | 0% | 2.213% | 0% | 0% | 5.055% | 35.36% | 0% | 48.07% | 4.959% | 100%
Floorspace-Based | SMUD | Miscellaneous | 1.55% | 0% | 0.542% | 0% | 0% | 3.205% | 1.238% | 0.9414% | 1.015% | 0% | 11.28% | 52.19% | 1.388% | 26.61% | 0.04781% | 100%
Floorspace-Based | SMUD | Office, Large | 0% | 0% | 0% | 0% | 0% | 2.553% | 0% | 0% | 0% | 2% | 20.19% | 40.98% | 0% | 34.28% | 0% | 100%
Floorspace-Based | SMUD | Office, Small | 0% | 0% | 0.7638% | 0% | 0% | 0.9225% | 0% | 0.954% | 0% | 0.8429% | 7.549% | 59.15% | 1.376% | 27.63% | 0.8142% | 100%
Floorspace-Based | SMUD | Refrigerated Warehouse | 0% | 0% | 0% | 0% | 0% | 0% | 0% | 0% | 0% | 0% | 0% | 61.7% | 0% | 9.74% | 28.56% | 100%
Floorspace-Based | SMUD | Restaurant | 0% | 0% | 0.29% | 0.4407% | 0% | 2.701% | 0.8212% | 0% | 0% | 0% | 4.287% | 48.63% | 2.071% | 38.2% | 2.552% | 100%
Floorspace-Based | SMUD | Retail | 0% | 0% | 0.5203% | 0% | 0% | 0.2099% | 0% | 0% | 0% | 0% | 7.517% | 46.91% | 0.868% | 40.19% | 3.784% | 100%
Floorspace-Based | SMUD | School | 0% | 0% | 0% | 0% | 0% | 0% | 0% | 0% | 1.55% | 0% | 8.426% | 68.55% | 5.45% | 15.96% | 0.0629% | 100%
Floorspace-Based | SMUD | Warehouse | 1.62% | 0% | 0% | 0% | 0% | 0% | 0% | 9.09% | 0% | 0% | 6.897% | 47.86% | 9.758% | 24.78% | 0% | 100%
Floorspace-Based | SMUD | All Commercial | 0.4401% | 0.1207% | 0.387% | 0.01349% | 0% | 1.241% | 0.2632% | 1.182% | 0.3325% | 0.3839% | 9.006% | 51.16% | 2.066% | 31.62% | 1.784% | 100%
Floorspace-Based | FCZ01 | College | 0% | 0% | 0% | 0% | 0% | 0% | 0% | 0% | 0% | 0% | 2.845% | 94.45% | 1.107% | 0.7733% | 0.8204% | 100%
Floorspace-Based | FCZ01 | Food Stores | 0% | 0% | 0% | 0% | 0% | 0% | 0% | 0% | 0% | 0% | 1.428% | 67.27% | 4.786% | 25.78% | 0.7335% | 100%
Floorspace-Based | FCZ01 | Health Care | 0% | 0% | 0% | 0.2425% | 0% | 0% | 5.475% | 2.888% | 0% | 0% | 7.496% | 38.28% | 1.744% | 41.71% | 2.168% | 100%
Floorspace-Based | FCZ01 | Lodging | 0% | 0% | 10.93% | 0% | 0% | 0.4238% | 0% | 0% | 0% | 0.3118% | 11.53% | 47.54% | 4.5% | 22.25% | 2.52% | 100%
Floorspace-Based | FCZ01 | Miscellaneous | 0.6654% | 0% | 0% | 0.2689% | 0.2441% | 0.9363% | 0.5721% | 0.284% | 0.03339% | 0% | 3.383% | 65.55% | 5.613% | 19.81% | 2.647% | 100%
Floorspace-Based | FCZ01 | Office, Large | 0% | 0% | 0% | 0% | 0.1346% | 3.398% | 1.675% | 0% | 0.07999% | 0% | 12.43% | 52.99% | 1.998% | 23.98% | 3.312% | 100%
Floorspace-Based | FCZ01 | Office, Small | 0% | 0% | 0.1037% | 0.2267% | 0% | 0.5073% | 0% | 0% | 0.4975% | 0% | 6.29% | 68.26% | 5.753% | 16.79% | 1.569% | 100%
Floorspace-Based | FCZ01 | Refrigerated Warehouse | 0.6674% | 0% | 0% | 0% | 0% | 0% | 0% | 0% | 0% | 0% | 2.07% | 84.95% | 2.62% | 5.368% | 4.32% | 100%
Floorspace-Based | FCZ01 | Restaurant | 0.7762% | 0% | 0.4846% | 0.1659% | 0% | 0.283% | 0% | 0% | 0% | 0% | 3.559% | 61.93% | 12.26% | 18.85% | 1.694% | 100%
Floorspace-Based | FCZ01 | Retail | 0% | 0% | 0.05176% | 0.0757% | 0% | 0.1136% | 0% | 0% | 0% | 0.2044% | 2.881% | 53.14% | 11.05% | 27.82% | 4.667% | 100%
Floorspace-Based | FCZ01 | School | 0% | 0.6822% | 1.471% | 0% | 0% | 2.207% | 0.518% | 0% | 0% | 1.649% | 4.256% | 67.89% | 13.64% | 7.456% | 0.2363% | 100%
Floorspace-Based | FCZ01 | Warehouse | 0% | 0.2207% | 0.551% | 0% | 0% | 0% | 0% | 1.002% | 0% | 0% | 9.882% | 59% | 3.086% | 25.38% | 0.8846% | 100%
Floorspace-Based | FCZ01 | All Commercial | 0.1335% | 0.05079% | 0.8336% | 0.08751% | 0.07916% | 1.389% | 0.9704% | 0.3036% | 0.071% | 0.1199% | 7.623% | 58.56% | 4.907% | 22.32% | 2.553% | 100%
Floorspace-Based | FCZ02 | College | 0% | 0% | 0% | 0% | 0% | 0% | 0% | 0% | 0% | 0% | 0% | 88.37% | 6.049% | 5.581% | 0% | 100%
Floorspace-Based | FCZ02 | Food Stores | 0% | 0% | 0% | 0% | 0% | 0.4859% | 0% | 0% | 0% | 0% | 6.201% | 52.44% | 20.5% | 19.23% | 1.146% | 100%
Floorspace-Based | FCZ02 | Health Care | 2.843% | 0% | 0.4576% | 0% | 0% | 2.992% | 0% | 0% | 0.5839% | 1.521% | 3.067% | 54.67% | 2.969% | 26.73% | 4.168% | 100%
Floorspace-Based | FCZ02 | Lodging | 0% | 0% | 0% | 0.1859% | 0% | 0.9986% | 0% | 0% | 0% | 0.3276% | 2.17% | 59.5% | 1.83% | 34.17% | 0.8158% | 100%
Floorspace-Based | FCZ02 | Miscellaneous | 0.3527% | 0% | 0.5761% | 1.359% | 0% | 2.629% | 0.4075% | 2.513% | 1.441% | 0% | 7.107% | 55.17% | 4.108% | 21.44% | 2.896% | 100%
Floorspace-Based | FCZ02 | Office, Large | 0% | 0% | 0% | 3.701% | 0% | 5.517% | 4.058% | 0% | 0% | 3.882% | 9.713% | 52.27% | 0% | 20.86% | 0% | 100%
Floorspace-Based | FCZ02 | Office, Small | 0% | 0% | 0.9576% | 0% | 0% | 0.781% | 0.5271% | 0% | 0% | 1.133% | 10.06% | 58.41% | 2.431% | 25.08% | 0.6262% | 100%
Floorspace-Based | FCZ02 | Refrigerated Warehouse | 0% | 7.345% | 0% | 0% | 0% | 0% | 0% | 0% | 0% | 0% | 0% | 83.73% | 1.511% | 7.411% | 0% | 100%
Floorspace-Based | FCZ02 | Restaurant | 0% | 0% | 2.404% | 0% | 0% | 1.744% | 0% | 0.6191% | 0% | 0% | 8.277% | 55.4% | 11.43% | 17.29% | 2.841% | 100%
Floorspace-Based | FCZ02 | Retail | 0% | 0% | 0% | 0.5066% | 0% | 2.533% | 0% | 0% | 0.1021% | 0% | 10.22% | 53.16% | 11.88% | 19.7% | 1.904% | 100%
Floorspace-Based | FCZ02 | School | 0% | 0% | 1.813% | 0% | 4.873% | 3.763% | 5.722% | 0% | 3.291% | 0% | 11.41% | 62.51% | 1.517% | 5.104% | 0% | 100%
Floorspace-Based | FCZ02 | Warehouse | 0% | 0% | 0.8693% | 0% | 0% | 0.7654% | 0% | 0% | 0% | 0% | 1.924% | 40.16% | 2.703% | 19.59% | 33.99% | 100%
Floorspace-Based | FCZ02 | All Commercial | 0.2643% | 0.2193% | 0.4771% | 0.5727% | 0.2538% | 1.935% | 0.6768% | 0.5015% | 0.5028% | 0.5352% | 6.167% | 56.95% | 4.495% | 22.54% | 3.908% | 100%
Floorspace-Based | FCZ03 | College | 0% | 0% | 0% | 0% | 0% | 0% | 0% | 0% | 0% | 0% | 27.93% | 68.43% | 3.55% | 0.09123% | 0% | 100%
Floorspace-Based | FCZ03 | Food Stores | 0% | 0% | 0% | 0% | 0% | 0% | 0% | 0% | 0% | 0% | 7.455% | 55.66% | 14.94% | 19.93% | 2.013% | 100%
Floorspace-Based | FCZ03 | Health Care | 0% | 6.551% | 5.008% | 0.915% | 0% | 1.248% | 0% | 0% | 12.83% | 0% | 6.419% | 37.1% | 1.448% | 19.26% | 9.213% | 100%
Floorspace-Based | FCZ03 | Lodging | 0% | 0% | 0% | 0% | 0% | 0% | 0% | 0% | 0% | 0% | 5.902% | 22.44% | 12.76% | 58.9% | 0% | 100%
Floorspace-Based | FCZ03 | Miscellaneous | 0% | 0% | 0% | 0% | 3.879% | 0.304% | 0% | 0% | 0% | 1.556% | 6.704% | 49.81% | 20.85% | 16.22% | 0.6766% | 100%
Floorspace-Based | FCZ03 | Office, Large | 0% | 0% | 0% | 82.03% | 0% | 0% | 0% | 0% | 0% | 0% | 0% | 6.872% | 0% | 11.1% | 0% | 100%
Floorspace-Based | FCZ03 | Office, Small | 0% | 0% | 0% | 0% | 0% | 2.457% | 0% | 0% | 0% | 0% | 8.059% | 45.52% | 12.78% | 29.72% | 1.465% | 100%
Floorspace-Based | FCZ03 | Refrigerated Warehouse | 0% | 0% | 0% | 0% | 0% | 0% | 0% | 0% | 0% | 0% | 0% | 89.09% | 0% | 10.91% | 0% | 100%
Floorspace-Based | FCZ03 | Restaurant | 0% | 0% | 0% | 0% | 0% | 6.392% | 0% | 0% | 0% | 0% | 3.727% | 67.13% | 2.234% | 20.51% | 0% | 100%
Floorspace-Based | FCZ03 | Retail | 0% | 0.895% | 0.7134% | 0% | 0% | 1.392% | 0% | 0% | 0% | 0% | 6.688% | 50.67% | 9.52% | 27.07% | 3.049% | 100%
Floorspace-Based | FCZ03 | School | 0% | 2.148% | 0% | 0% | 15.3% | 3.09% | 4.431% | 0% | 5.533% | 0% | 4.448% | 52.2% | 4.942% | 7.911% | 0% | 100%
Floorspace-Based | FCZ03 | Warehouse | 0% | 0% | 0% | 0% | 0% | 0% | 0% | 0% | 0% | 0% | 7.695% | 35.22% | 6.659% | 49.95% | 0.4799% | 100%
Floorspace-Based | FCZ03 | All Commercial | 0% | 0.8191% | 0.3485% | 3.516% | 3.61% | 1.25% | 0.7588% | 0% | 1.617% | 0.3975% | 7.708% | 46.84% | 10.64% | 21.23% | 1.267% | 100%
Floorspace-Based | FCZ04 | College | 0% | 0% | 0% | 0% | 0% | 0% | 0% | 0% | 0% | 0% | 0% | 76.43% | 1.334% | 19.41% | 2.818% | 100%
Floorspace-Based | FCZ04 | Food Stores | 0% | 0% | 1.243% | 1.134% | 0% | 0.244% | 0% | 0% | 0% | 0% | 7.044% | 37.61% | 11.2% | 37.22% | 4.307% | 100%
Floorspace-Based | FCZ04 | Health Care | 2.924% | 6.084% | 6.099% | 0% | 0.7028% | 4.344% | 0% | 0.4229% | 0.7553% | 0.5085% | 1.075% | 54.07% | 1.645% | 19.33% | 2.042% | 100%
Floorspace-Based | FCZ04 | Lodging | 2.811% | 0% | 0% | 4.626% | 0% | 2.442% | 0% | 1.289% | 0% | 1.406% | 0.7752% | 35.09% | 4.538% | 43.13% | 3.896% | 100%
Floorspace-Based | FCZ04 | Miscellaneous | 0.246% | 0.2314% | 1.282% | 0.2098% | 0.5543% | 2.118% | 0.27% | 0.1644% | 0.4356% | 0% | 5.837% | 37.5% | 6.112% | 40.22% | 4.813% | 100%
Floorspace-Based | FCZ04 | Office, Large | 0% | 2.312% | 0% | 0% | 0% | 0% | 0% | 4.419% | 0% | 0% | 0% | 16.24% | 25.45% | 50.68% | 0.8985% | 100%
Floorspace-Based | FCZ04 | Office, Small | 0% | 0.5425% | 0.8686% | 0.3914% | 0% | 1.151% | 0.5914% | 1.818% | 0% | 0% | 5.176% | 23.58% | 7.012% | 57.36% | 1.51% | 100%
Floorspace-Based | FCZ04 | Refrigerated Warehouse | 0% | 0% | 0% | 0% | 0% | 0% | 0% | 0% | 0% | 0% | 0% | 7.93% | 28.08% | 60.97% | 3.023% | 100%
Floorspace-Based | FCZ04 | Restaurant | 0% | 1.12% | 0.4897% | 0% | 0% | 0% | 0% | 0% | 0% | 0% | 17.21% | 25% | 12.65% | 39.8% | 3.736% | 100%
Floorspace-Based | FCZ04 | Retail | 0.4914% | 3.677% | 2.164% | 0.2869% | 1.895% | 2.346% | 1.154% | 0.8853% | 0.6258% | 0% | 3.526% | 27.8% | 18.08% | 35.47% | 1.597% | 100%
Floorspace-Based | FCZ04 | School | 3.49% | 7.012% | 3.706% | 0% | 0% | 1.027% | 0% | 3.453% | 0% | 3.124% | 2.737% | 44.23% | 2.295% | 28.52% | 0.407% | 100%
Floorspace-Based | FCZ04 | Warehouse | 0.07453% | 0% | 0.1555% | 0.6634% | 0.1931% | 0.854% | 0.3489% | 0.1367% | 0% | 0% | 5.266% | 16.14% | 15.73% | 55.57% | 4.86% | 100%
Floorspace-Based | FCZ04 | All Commercial | 0.5726% | 1.416% | 1.217% | 0.473% | 0.4295% | 1.41% | 0.3364% | 0.8651% | 0.2043% | 0.2523% | 4.234% | 30.56% | 11.35% | 43.38% | 3.303% | 100%
Floorspace-Based | FCZ05 | College | 0% | 0% | 0% | 15.7% | 0% | 39.51% | 0% | 0% | 0% | 0% | 12.46% | 27.75% | 2.317% | 2.259% | 0% | 100%
Floorspace-Based | FCZ05 | Food Stores | 0% | 0% | 0% | 0% | 0% | 0% | 0.2315% | 0% | 0% | 0% | 0.07923% | 52.62% | 16.67% | 26.91% | 3.489% | 100%
Floorspace-Based | FCZ05 | Health Care | 0% | 0% | 0.5529% | 0.87% | 0% | 13.99% | 0% | 0% | 2.755% | 0% | 2.218% | 24.01% | 3.034% | 38.26% | 14.32% | 100%
Floorspace-Based | FCZ05 | Lodging | 0% | 0% | 0% | 0% | 0% | 0% | 0% | 0% | 1.431% | 0% | 2.361% | 44.68% | 8.054% | 38.63% | 4.848% | 100%
Floorspace-Based | FCZ05 | Miscellaneous | 0% | 2.197% | 1.639% | 0.2714% | 0.8513% | 0.3669% | 0.3683% | 0% | 0.08781% | 0% | 1.144% | 56.14% | 4.838% | 26.08% | 6.019% | 100%
Floorspace-Based | FCZ05 | Office, Large | 0% | 0% | 0% | 0% | 0% | 10.33% | 0% | 3.902% | 0% | 0% | 10.9% | 64.5% | 0% | 10.37% | 0% | 100%
Floorspace-Based | FCZ05 | Office, Small | 0% | 0% | 0% | 0.3433% | 0% | 0.8763% | 0% | 0% | 0% | 0% | 3.992% | 53.2% | 6.779% | 32.03% | 2.782% | 100%
Floorspace-Based | FCZ05 | Refrigerated Warehouse | 0% | 0% | 0% | 0% | 0% | 0% | 0% | 0% | 0% | 0% | 0% | 5.735% | 14.3% | 32.42% | 47.55% | 100%
Floorspace-Based | FCZ05 | Restaurant | 0% | 0% | 0% | 0% | 0% | 1.376% | 0% | 0% | 0% | 0.4011% | 3.395% | 46.47% | 14.12% | 30.31% | 3.926% | 100%
Floorspace-Based | FCZ05 | Retail | 0% | 0% | 0.3852% | 0% | 0% | 1.366% | 0.4056% | 0% | 0% | 0.4815% | 3.275% | 42.01% | 15.68% | 34.22% | 2.176% | 100%
Floorspace-Based | FCZ05 | School | 5.72% | 0% | 2.263% | 0% | 0% | 5.761% | 1.285% | 2.841% | 1.163% | 0% | 8.291% | 43.29% | 9.617% | 19.77% | 0% | 100%
Floorspace-Based | FCZ05 | Warehouse | 0% | 0% | 0% | 0% | 0% | 5.231% | 0% | 0% | 0% | 0% | 3.995% | 26.69% | 10.16% | 39.59% | 14.34% | 100%
Floorspace-Based | FCZ05 | All Commercial | 0.5012% | 0.4971% | 0.6652% | 0.8074% | 0.1926% | 4.704% | 0.2643% | 0.4399% | 0.3717% | 0.0823% | 3.83% | 43.46% | 8.398% | 29.06% | 6.728% | 100%
Floorspace-Based | FCZ06 | College | 0% | 0% | 0% | 0% | 0% | 0% | 0% | 0% | 0% | 0% | 56.35% | 37.19% | 3.779% | 2.683% | 0% | 100%
Floorspace-Based | FCZ06 | Food Stores | 0% | 0% | 0% | 0% | 0% | 0% | 0% | 0% | 0% | 0% | 1.198% | 35.46% | 24.45% | 38.47% | 0.4175% | 100%
Floorspace-Based | FCZ06 | Health Care | 0% | 0% | 0% | 0% | 0% | 0% | 0% | 0% | 0% | 0% | 0% | 50.65% | 0.2817% | 44.28% | 4.786% | 100%
Floorspace-Based | FCZ06 | Lodging | 0% | 0% | 1.139% | 0% | 0% | 0% | 4.609% | 0.4436% | 0% | 0% | 0.4209% | 60.28% | 2.258% | 26.59% | 4.253% | 100%
Floorspace-Based | FCZ06 | Miscellaneous | 1.269% | 1.81% | 0% | 0% | 0.2108% | 0% | 1.219% | 0% | 1.204% | 0% | 0.6737% | 58.31% | 8.879% | 24.32% | 2.105% | 100%
Floorspace-Based | FCZ06 | Office, Large | 0% | 0% | 0% | 0% | 0% | 0% | 0% | 0% | 0% | 0% | 10.75% | 28.06% | 0% | 61.19% | 0% | 100%
Floorspace-Based | FCZ06 | Office, Small | 0% | 0% | 0.3951% | 0% | 0.2373% | 0.3894% | 0% | 0% | 0% | 0% | 4.167% | 62.63% | 14.84% | 17.34% | 0% | 100%
Floorspace-Based | FCZ06 | Refrigerated Warehouse | 0% | 0% | 0% | 0% | 0% | 0% | 0% | 0% | 0% | 0% | 0% | 27.75% | 7.413% | 24.28% | 40.56% | 100%
Floorspace-Based | FCZ06 | Restaurant | 0% | 0% | 0% | 0% | 0% | 0% | 0% | 0% | 0% | 0% | 1.704% | 57.76% | 13.54% | 24.59% | 2.407% | 100%
Floorspace-Based | FCZ06 | Retail | 0% | 1.693% | 0% | 0% | 0% | 0% | 0.1351% | 0% | 0% | 0% | 1.49% | 37.86% | 24.04% | 32.82% | 1.957% | 100%
Floorspace-Based | FCZ06 | School | 0% | 0% | 0% | 0% | 0% | 0% | 0% | 0% | 0.6765% | 0% | 0% | 95% | 1.196% | 3.132% | 0% | 100%
Floorspace-Based | FCZ06 | Warehouse | 0% | 0% | 0% | 0% | 0% | 0% | 0% | 0% | 0% | 0% | 2.818% | 38.98% | 14.78% | 40.99% | 2.435% | 100%
Floorspace-Based | FCZ06 | All Commercial | 0.2104% | 0.5175% | 0.2039% | 0% | 0.07116% | 0.05942% | 0.8008% | 0.05597% | 0.2527% | 0% | 6.453% | 53.11% | 9.92% | 26.11% | 2.235% | 100%
Floorspace-Based | FCZ07 | College | 0% | 8.141% | 1.677% | 0% | 0% | 0% | 0% | 3.678% | 0% | 1.801% | 30% | 44.49% | 1.81% | 8.395% | 0% | 100%
Floorspace-Based | FCZ07 | Food Stores | 0% | 0% | 0% | 0% | 0% | 0% | 0% | 0% | 0% | 0% | 1.861% | 65.31% | 15.79% | 16.55% | 0.4908% | 100%
Floorspace-Based | FCZ07 | Health Care | 0% | 0.5844% | 0% | 0% | 0% | 4.945% | 0.187% | 6.169% | 0% | 0% | 4.061% | 59.51% | 6.287% | 17.93% | 0.3328% | 100%
Floorspace-Based | FCZ07 | Lodging | 3.598% | 0.296% | 0.6711% | 0% | 0% | 0.2954% | 0% | 0% | 0% | 0% | 3.567% | 54.42% | 16.63% | 16.49% | 4.03% | 100%
Floorspace-Based | FCZ07 | Miscellaneous | 0% | 0% | 0.404% | 0.9226% | 0.3828% | 0.8859% | 0.8301% | 0.04233% | 0% | 0% | 4.25% | 65.83% | 13.86% | 11.17% | 1.424% | 100%
Floorspace-Based | FCZ07 | Office, Large | 0% | 1.137% | 2.163% | 1.567% | 0% | 3.543% | 0% | 0% | 0% | 0% | 13.84% | 44.27% | 6.297% | 26.95% | 0.2215% | 100%
Floorspace-Based | FCZ07 | Office, Small | 0% | 0% | 0.05244% | 0% | 0% | 0.3265% | 0.2697% | 0% | 0% | 0% | 3.793% | 73.49% | 8.993% | 12.12% | 0.9544% | 100%
Floorspace-Based | FCZ07 | Refrigerated Warehouse | 0% | 0% | 0% | 0% | 0% | 0% | 0% | 0% | 0% | 0% | 0% | 43.48% | 33.85% | 22.67% | 0% | 100%
Floorspace-Based | FCZ07 | Restaurant | 0% | 0% | 0% | 0.1965% | 0.3689% | 0.354% | 0% | 0% | 0% | 0% | 2.135% | 64.08% | 11.75% | 19.43% | 1.69% | 100%
Floorspace-Based | FCZ07 | Retail | 0% | 0.1215% | 0% | 0.4941% | 0% | 1.147% | 0.1183% | 0% | 0% | 0% | 2.312% | 57.41% | 13.21% | 23.79% | 1.4% | 100%
Floorspace-Based | FCZ07 | School | 0% | 0% | 0% | 0% | 1.116% | 4.186% | 1.592% | 1.132% | 0% | 1.02% | 4.622% | 66.09% | 5.369% | 14.78% | 0.08872% | 100%
Floorspace-Based | FCZ07 | Warehouse | 0% | 0.7619% | 0.4218% | 0.03319% | 0.05437% | 0.8946% | 0% | 0.1147% | 0.1211% | 0% | 3.967% | 61.74% | 10.93% | 19.44% | 1.522% | 100%
Floorspace-Based | FCZ07 | All Commercial | 0.1589% | 0.7183% | 0.5552% | 0.4466% | 0.173% | 1.642% | 0.3087% | 0.5958% | 0.02116% | 0.169% | 6.211% | 59.3% | 10.4% | 18.23% | 1.065% | 100%
Floorspace-Based | FCZ08 | College | 0% | 0% | 0% | 0% | 19.45% | 1.002% | 0% | 0% | 0% | 0% | 9.108% | 16.36% | 0.4995% | 53.58% | 0% | 100%
Floorspace-Based | FCZ08 | Food Stores | 0% | 0% | 0% | 0% | 0% | 0% | 0% | 0% | 0% | 0% | 2.324% | 61.14% | 3.282% | 31.98% | 1.272% | 100%
Floorspace-Based | FCZ08 | Health Care | 0% | 0% | 0% | 0% | 0% | 0% | 3.715% | 0% | 0% | 0% | 20.23% | 57.48% | 0% | 18.58% | 0% | 100%
Floorspace-Based | FCZ08 | Lodging | 4.008% | 0% | 0% | 0% | 0% | 0% | 0% | 0% | 0% | 0% | 1.987% | 83.44% | 6.404% | 4.166% | 0% | 100%
Floorspace-Based | FCZ08 | Miscellaneous | 0% | 0% | 0% | 0% | 0% | 0% | 0% | 0% | 0% | 0% | 3.686% | 57.11% | 7.383% | 31.05% | 0.7672% | 100%
Floorspace-Based | FCZ08 | Office, Large | 0% | 0% | 5.717% | 0% | 0% | 1.99% | 0% | 0% | 0% | 0% | 13.29% | 26.15% | 0% | 45.08% | 7.77% | 100%
Floorspace-Based | FCZ08 | Office, Small | 0% | 0% | 0% | 1.595% | 0% | 0% | 0% | 0% | 0% | 0% | 3.378% | 66.49% | 4.734% | 23.1% | 0.7034% | 100%
Floorspace-Based | FCZ08 | Refrigerated Warehouse | 0% | 0% | 0% | 0% | 0% | 0% | 0% | 0% | 0% | 0% | 0% | 95.78% | 4.218% | 0% | 0% | 100%
Floorspace-Based | FCZ08 | Restaurant | 0% | 0% | 6.944% | 0% | 0% | 0% | 0% | 0% | 0% | 0% | 0.4646% | 69.61% | 3.981% | 19% | 0% | 100%
Floorspace-Based | FCZ08 | Retail | 0% | 0.1601% | 0% | 0% | 0% | 0% | 0% | 0% | 0% | 0% | 0.9256% | 60.15% | 11.94% | 22.83% | 4.001% | 100%
Floorspace-Based | FCZ08 | School | 0% | 0% | 0% | 0% | 0% | 0% | 0% | 0% | 2.44% | 0% | 0% | 74.29% | 0% | 21.93% | 1.346% | 100%
Floorspace-Based | FCZ08 | Warehouse | 0% | 0% | 0% | 0% | 0% | 0% | 0% | 0% | 0% | 0% | 6.791% | 57.35% | 5.836% | 30.02% | 0% | 100%
Floorspace-Based | FCZ08 | All Commercial | 0.2209% | 0.02425% | 1.012% | 0.1803% | 2.848% | 0.4095% | 0.1936% | 0% | 0.216% | 0% | 5.705% | 52.45% | 4.322% | 30.44% | 1.976% | 100%
Floorspace-Based | FCZ09 | College | 0% | 0% | 0% | 0% | 0% | 31.04% | 0% | 0% | 18.28% | 0% | 15.58% | 33.58% | 0% | 1.522% | 0% | 100%
Floorspace-Based | FCZ09 | Food Stores | 0% | 0% | 0% | 0% | 0% | 0% | 0% | 0% | 1.867% | 0% | 0% | 70.6% | 15.09% | 11.23% | 1.209% | 100%
Floorspace-Based | FCZ09 | Health Care | 0% | 4.259% | 7.412% | 2.952% | 0% | 0% | 0% | 0% | 0% | 3.541% | 6.929% | 10.82% | 40.29% | 19.94% | 3.856% | 100%
Floorspace-Based | FCZ09 | Lodging | 0% | 0% | 0% | 0% | 0% | 0% | 0% | 0% | 0% | 0% | 0% | 58.69% | 5.052% | 36.26% | 0% | 100%
Floorspace-Based | FCZ09 | Miscellaneous | 0% | 0% | 0% | 0% | 0% | 1.028% | 0% | 0% | 0.2258% | 0% | 9.501% | 57.96% | 7.816% | 19.78% | 3.691% | 100%
Floorspace-Based | FCZ09 | Office, Large | 0% | 0% | 0% | 0% | 0% | 0% | 0% | 0% | 0% | 0% | 0% | 92.02% | 0% | 7.983% | 0% | 100%
Floorspace-Based | FCZ09 | Office, Small | 0% | 0% | 3.972% | 0% | 0% | 0% | 0% | 2.051% | 0% | 0% | 1.275% | 38.74% | 16.75% | 37.21% | 0% | 100%
Floorspace-Based | FCZ09 | Refrigerated Warehouse | 0% | 0% | 0% | 0% | 0% | 0% | 0% | 0% | 0% | 0% | 0% | 7.844% | 0% | 92.16% | 0% | 100%
Floorspace-Based | FCZ09 | Restaurant | 0% | 0% | 0.9903% | 0% | 0% | 1.51% | 0% | 0% | 0% | 0% | 5.247% | 45.09% | 16.8% | 26.64% | 3.712% | 100%
Floorspace-Based | FCZ09 | Retail | 0% | 0% | 0% | 0% | 0% | 0% | 0% | 0% | 0% | 0% | 1.777% | 24.78% | 3.196% | 68.52% | 1.734% | 100%
Floorspace-Based | FCZ09 | School | 0% | 0% | 3.598% | 0% | 0% | 0.1767% | 0% | 4.052% | 0% | 0% | 0% | 52.85% | 5.147% | 34.18% | 0% | 100%
Floorspace-Based | FCZ09 | Warehouse | 0.979% | 0% | 0% | 0% | 0% | 0% | 0% | 0.4782% | 0% | 0% | 0% | 11.36% | 4.045% | 83.14% | 0% | 100%
Floorspace-Based | FCZ09 | All Commercial | 0.148% | 0.2457% | 1.401% | 0.1703% | 0% | 0.9485% | 0% | 0.9215% | 0.5088% | 0.2043% | 3.211% | 39.61% | 8.515% | 42.73% | 1.39% | 100%
Floorspace-Based | FCZ10 | College | 0% | 0% | 0% | 0% | 0% | 0% | 0% | 0% | 0% | 0% | 31.02% | 49.54% | 1.711% | 10.98% | 6.74% | 100%
Floorspace-Based | FCZ10 | Food Stores | 0% | 0% | 0% | 0% | 0% | 9.429% | 0% | 0% | 0% | 0% | 3.017% | 32.31% | 26.05% | 23.29% | 5.912% | 100%
Floorspace-Based | FCZ10 | Health Care | 0% | 0% | 0% | 3.64% | 0% | 0% | 0% | 0% | 0% | 0% | 2.071% | 54.92% | 8.978% | 21.07% | 9.32% | 100%
Floorspace-Based | FCZ10 | Lodging | 0% | 0.6493% | 0% | 0% | 0% | 0% | 0% | 9.536% | 0% | 0% | 7.59% | 35.58% | 6.252% | 33.97% | 6.423% | 100%
Floorspace-Based | FCZ10 | Miscellaneous | 0% | 1.273% | 0% | 0.4157% | 0% | 2.983% | 0% | 0% | 0% | 0% | 7.694% | 46.62% | 12.74% | 28.23% | 0.04765% | 100%
Floorspace-Based | FCZ10 | Office, Large | 0% | 0% | 0% | 0% | 0% | 0% | 0% | 0% | 3.659% | 0% | 2.436% | 32.51% | 12.26% | 47.1% | 2.032% | 100%
Floorspace-Based | FCZ10 | Office, Small | 0% | 0% | 3.355% | 0% | 0% | 1.784% | 0% | 2.296% | 0% | 0% | 6.127% | 42.77% | 8.403% | 34.78% | 0.4839% | 100%
Floorspace-Based | FCZ10 | Refrigerated Warehouse | 0% | 0% | 0% | 0% | 0% | 0% | 0% | 0% | 0% | 0% | 0.6323% | 0% | 0% | 19.69% | 79.67% | 100%
Floorspace-Based | FCZ10 | Restaurant | 0% | 0% | 0% | 1.63% | 0% | 0.1819% | 0% | 0% | 0% | 0% | 1.481% | 46.37% | 7.545% | 41.64% | 1.152% | 100%
Floorspace-Based | FCZ10 | Retail | 0% | 0% | 0% | 0.2927% | 0% | 1.691% | 0% | 1.602% | 0% | 0% | 23.11% | 23.85% | 6.983% | 31.31% | 11.17% | 100%
Floorspace-Based | FCZ10 | School | 1.967% | 0% | 1.049% | 0.4392% | 0% | 0.2684% | 0% | 0% | 0% | 2.742% | 12.57% | 47.32% | 0% | 33.65% | 0% | 100%
Floorspace-Based | FCZ10 | Warehouse | 0% | 0% | 0% | 0% | 0% | 0% | 0.5715% | 0% | 5.399% | 0% | 5.933% | 18.23% | 13.9% | 49% | 6.964% | 100%
Floorspace-Based | FCZ10 | All Commercial | 0.178% | 0.1817% | 0.2898% | 0.3616% | 0% | 1.008% | 0.2083% | 0.713% | 2.1% | 0.248% | 9.473% | 30.98% | 10.22% | 37.43% | 6.6% | 100%
Floorspace-Based | FCZ11 | College | 0% | 0% | 0% | 7.228% | 0% | 0% | 0% | 0% | 0% | 0% | 0.2533% | 44.86% | 0% | 47.06% | 0.5981% | 100%
Floorspace-Based | FCZ11 | Food Stores | 0% | 0% | 0.174% | 0% | 0% | 0% | 0% | 0% | 0% | 0% | 0% | 66.87% | 14.29% | 9.281% | 9.392% | 100%
Floorspace-Based | FCZ11 | Health Care | 0% | 6.456% | 0% | 0% | 0% | 8.623% | 0% | 0% | 0% | 2.814% | 11.69% | 39.9% | 5.735% | 7.37% | 17.42% | 100%
Floorspace-Based | FCZ11 | Lodging | 0% | 1.652% | 0% | 0% | 0% | 0% | 0% | 1.121% | 0% | 1.864% | 26.82% | 35.95% | 18.21% | 12.53% | 1.848% | 100%
Floorspace-Based | FCZ11 | Miscellaneous | 0% | 0.2628% | 0.6583% | 0% | 0% | 1.067% | 0.2514% | 0.5365% | 0.2011% | 0% | 11.94% | 37.44% | 5.657% | 40.08% | 1.9% | 100%
Floorspace-Based | FCZ11 | Office, Large | 0% | 0% | 0% | 0% | 0% | 0% | 0% | 0% | 0% | 0% | 11.17% | 26.88% | 10.05% | 51.9% | 0% | 100%
Floorspace-Based | FCZ11 | Office, Small | 0% | 0% | 0% | 0% | 0% | 0% | 1.072% | 0% | 0% | 0% | 10.58% | 30.83% | 12.8% | 42.38% | 2.342% | 100%
Floorspace-Based | FCZ11 | Refrigerated Warehouse | 0% | 0% | 0% | 0% | 0% | 0% | 0% | 0% | 0% | 0% | 1.225% | 11.64% | 0% | 87.14% | 0% | 100%
Floorspace-Based | FCZ11 | Restaurant | 0% | 0% | 0% | 1.487% | 0% | 0.7181% | 0% | 1.904% | 0% | 0% | 2.079% | 40.91% | 15.57% | 34.81% | 2.526% | 100%
Floorspace-Based | FCZ11 | Retail | 0% | 0.4521% | 0% | 0% | 0.2315% | 2.499% | 0% | 0% | 0.4348% | 0% | 6.107% | 23.82% | 12.03% | 52.17% | 2.261% | 100%
Floorspace-Based | FCZ11 | School | 0% | 0% | 0% | 0% | 3.347% | 0% | 0% | 0% | 0% | 0% | 0% | 28.54% | 3.015% | 63.11% | 1.991% | 100%
Floorspace-Based | FCZ11 | Warehouse | 0% | 0% | 0.3613% | 0% | 0% | 0.08158% | 0% | 0% | 0% | 0% | 0.03984% | 6.512% | 18.35% | 73.49% | 1.159% | 100%
Floorspace-Based | FCZ11 | All Commercial | 0% | 0.473% | 0.2472% | 0.1113% | 0.3855% | 0.9522% | 0.1258% | 0.2208% | 0.09919% | 0.216% | 6.483% | 25.97% | 11.2% | 50.99% | 2.518% | 100%
Floorspace-Based | FCZ12c | College | 0% | 0% | 0% | 0% | 0% | 0% | 0% | 0% | 0% | 0% | 3.213% | 93.06% | 0.4739% | 2.291% | 0.963% | 100%
Floorspace-Based | FCZ12c | Food Stores | 0% | 0% | 0% | 0% | 0% | 0% | 0% | 0% | 0% | 0% | 0.9412% | 64.6% | 2.617% | 31.12% | 0.7241% | 100%
Floorspace-Based | FCZ12c | Health Care | 0% | 0% | 0% | 0% | 0% | 0% | 0% | 0% | 0% | 0% | 9.273% | 56.64% | 0% | 32.35% | 1.737% | 100%
Floorspace-Based | FCZ12c | Lodging | 0% | 0% | 0% | 0% | 0% | 0.4931% | 0% | 0% | 0% | 0% | 14.83% | 39.57% | 8.606% | 22.14% | 14.37% | 100%
Floorspace-Based | FCZ12c | Miscellaneous | 0% | 0.04873% | 0.07056% | 0.2955% | 0% | 4.98% | 0.259% | 0.08899% | 0.3412% | 0% | 4.951% | 56.19% | 7.139% | 23.99% | 1.652% | 100%
Floorspace-Based | FCZ12c | Office, Large | 0% | 0% | 0% | 0% | 0% | 1.748% | 0% | 1.133% | 0% | 0.4713% | 21.48% | 36% | 1.863% | 36.8% | 0.5096% | 100%
Floorspace-Based | FCZ12c | Office, Small | 0% | 0.3084% | 0.3766% | 0.1283% | 0% | 0.1928% | 0% | 0.4472% | 0% | 0% | 4.27% | 71.54% | 3.07% | 19.26% | 0.3991% | 100%
Floorspace-Based | FCZ12c | Refrigerated Warehouse | 0% | 0% | 0% | 0% | 0% | 0% | 0% | 0% | 0% | 0% | 0% | 10.71% | 0% | 89.29% | 0% | 100%
Floorspace-Based | FCZ12c | Restaurant | 0% | 0.3431% | 0.4846% | 0% | 0% | 1.053% | 0% | 0% | 0% | 0% | 1.479% | 65.3% | 4.567% | 23.4% | 3.376% | 100%
Floorspace-Based | FCZ12c | Retail | 0% | 0% | 0% | 0% | 0% | 0.09126% | 0% | 0% | 0% | 0% | 3.983% | 53.33% | 5.4% | 37.19% | 0% | 100%
Floorspace-Based | FCZ12c | School | 0% | 0% | 0% | 0% | 0% | 0% | 0% | 0% | 0% | 0% | 16.08% | 37.75% | 2.874% | 43.29% | 0% | 100%
Floorspace-Based | FCZ12c | Warehouse | 0% | 0% | 1.485% | 0% | 0% | 0% | 0% | 0% | 0% | 0% | 6.621% | 47.25% | 4.622% | 38.01% | 2.009% | 100%
Floorspace-Based | FCZ12c | All Commercial | 0% | 0.05548% | 0.1444% | 0.07911% | 0% | 1.503% | 0.05572% | 0.2901% | 0.0734% | 0.0902% | 9.303% | 53.66% | 4.155% | 28.58% | 2.012% | 100%
Floorspace-Based | FCZ12i | College | 0% | 0% | 0% | 0% | 0% | 0% | 0% | 4.504% | 0% | 0% | 0% | 42.9% | 1.301% | 51.29% | 0% | 100%
Floorspace-Based | FCZ12i | Food Stores | 0% | 0% | 0.3061% | 0% | 0% | 0% | 0% | 0% | 0% | 0% | 0.2875% | 39.95% | 0.9237% | 58.54% | 0% | 100%
Floorspace-Based | FCZ12i | Health Care | 0% | 0% | 0% | 0% | 0% | 0.827% | 0% | 0% | 0% | 0% | 16.22% | 62.67% | 1.575% | 11.84% | 6.874% | 100%
Floorspace-Based | FCZ12i | Lodging | 0% | 31.59% | 5.396% | 0% | 0% | 0% | 0% | 0% | 0% | 0% | 4.471% | 27.86% | 0% | 24.91% | 5.77% | 100%
Floorspace-Based | FCZ12i | Miscellaneous | 0% | 0% | 0% | 0.2593% | 0.2676% | 1.594% | 0% | 0% | 0% | 0% | 1.515% | 63.05% | 6.518% | 20.88% | 5.925% | 100%
Floorspace-Based | FCZ12i | Office, Large | 0% | 0% | 0% | 0% | 0% | 0% | 0% | 0% | 0% | 0% | 2.471% | 58.19% | 0% | 36.2% | 3.14% | 100%
Floorspace-Based | FCZ12i | Office, Small | 0% | 0% | 0.5698% | 0% | 0% | 2.522% | 1.286% | 0.9276% | 0.7991% | 0% | 9.279% | 53.66% | 16.13% | 14.64% | 0.1895% | 100%
Floorspace-Based | FCZ12i | Refrigerated Warehouse | 0% | 0% | 0% | 0% | 0% | 0% | 0% | 0% | 0% | 0% | 0% | 59.14% | 0% | 0% | 40.86% | 100%
Floorspace-Based | FCZ12i | Restaurant | 0% | 0% | 2.799% | 0% | 0% | 0% | 0% | 0% | 0% | 0% | 6.565% | 60.75% | 8.258% | 20.21% | 1.416% | 100%
Floorspace-Based | FCZ12i | Retail | 0% | 0% | 0% | 0% | 0% | 0.4809% | 0% | 0% | 0% | 0% | 4.217% | 41.51% | 21.09% | 29.72% | 2.975% | 100%
Floorspace-Based | FCZ12i | School | 0% | 0% | 0% | 0% | 0% | 0% | 9.857% | 0% | 0% | 4.707% | 24.98% | 48.56% | 3.364% | 8.534% | 0% | 100%
Floorspace-Based | FCZ12i | Warehouse | 1.43% | 0% | 0% | 0% | 0% | 8.906% | 0% | 0% | 0% | 0% | 0% | 68.73% | 5.059% | 15.87% | 0% | 100%
Floorspace-Based | FCZ12i | All Commercial | 0.05025% | 2.131% | 0.5035% | 0.05856% | 0.06043% | 1.078% | 1.265% | 0.3081% | 0.07562% | 0.5461% | 7.141% | 52.32% | 7.77% | 23.4% | 3.297% | 100%
Floorspace-Based | FCZ13 | College | 0% | 0% | 0% | 0% | 0% | 0% | 0% | 0% | 0% | 0% | 2.551% | 52.44% | 0% | 42.32% | 2.693% | 100%
Floorspace-Based | FCZ13 | Food Stores | 0% | 0% | 0.1752% | 0% | 0% | 0.9583% | 0% | 0% | 0% | 0% | 1.673% | 54.41% | 0.3861% | 40.16% | 2.235% | 100%
Floorspace-Based | FCZ13 | Health Care | 0% | 0% | 1.492% | 0% | 0% | 0% | 0% | 0.6759% | 0% | 0% | 0.3031% | 54.38% | 1.455% | 37.2% | 4.492% | 100%
Floorspace-Based | FCZ13 | Lodging | 0% | 4.337% | 0% | 0% | 0% | 0% | 0% | 2.213% | 0% | 0% | 5.055% | 35.36% | 0% | 48.07% | 4.959% | 100%
Floorspace-Based | FCZ13 | Miscellaneous | 1.55% | 0% | 0.542% | 0% | 0% | 3.205% | 1.238% | 0.9414% | 1.015% | 0% | 11.28% | 52.19% | 1.388% | 26.61% | 0.04781% | 100%
Floorspace-Based | FCZ13 | Office, Large | 0% | 0% | 0% | 0% | 0% | 2.553% | 0% | 0% | 0% | 2% | 20.19% | 40.98% | 0% | 34.28% | 0% | 100%
Floorspace-Based | FCZ13 | Office, Small | 0% | 0% | 0.7638% | 0% | 0% | 0.9225% | 0% | 0.954% | 0% | 0.8429% | 7.549% | 59.15% | 1.376% | 27.63% | 0.8142% | 100%
Floorspace-Based | FCZ13 | Refrigerated Warehouse | 0% | 0% | 0% | 0% | 0% | 0% | 0% | 0% | 0% | 0% | 0% | 61.7% | 0% | 9.74% | 28.56% | 100%
Floorspace-Based | FCZ13 | Restaurant | 0% | 0% | 0.29% | 0.4407% | 0% | 2.701% | 0.8212% | 0% | 0% | 0% | 4.287% | 48.63% | 2.071% | 38.2% | 2.552% | 100%
Floorspace-Based | FCZ13 | Retail | 0% | 0% | 0.5203% | 0% | 0% | 0.2099% | 0% | 0% | 0% | 0% | 7.517% | 46.91% | 0.868% | 40.19% | 3.784% | 100%
Floorspace-Based | FCZ13 | School | 0% | 0% | 0% | 0% | 0% | 0% | 0% | 0% | 1.55% | 0% | 8.426% | 68.55% | 5.45% | 15.96% | 0.0629% | 100%
Floorspace-Based | FCZ13 | Warehouse | 1.62% | 0% | 0% | 0% | 0% | 0% | 0% | 9.09% | 0% | 0% | 6.897% | 47.86% | 9.758% | 24.78% | 0% | 100%
Floorspace-Based | FCZ13 | All Commercial | 0.4401% | 0.1207% | 0.387% | 0.01349% | 0% | 1.241% | 0.2632% | 1.182% | 0.3325% | 0.3839% | 9.006% | 51.16% | 2.066% | 31.62% | 1.784% | 100%
Floorspace-Based | FCZ16 | College | 0% | 0% | 0% | 0% | 0% | 0% | 0% | 0% | 0% | 0% | 94.03% | 4.746% | 0% | 1.223% | 0% | 100%
Floorspace-Based | FCZ16 | Food Stores | 0% | 0% | 0% | 0% | 0% | 0% | 0% | 0% | 0% | 0% | 0.2595% | 69.95% | 0.9168% | 23.03% | 5.841% | 100%
Floorspace-Based | FCZ16 | Health Care | 0% | 0% | 0% | 0% | 0% | 0% | 0% | 0% | 0% | 0% | 0% | 88.88% | 11.12% | 0% | 0% | 100%
Floorspace-Based | FCZ16 | Lodging | 0% | 0% | 0% | 0% | 0% | 0% | 1.436% | 0% | 0% | 0% | 1.097% | 48.49% | 5.599% | 23.6% | 19.79% | 100%
Floorspace-Based | FCZ16 | Miscellaneous | 0% | 0% | 0% | 0% | 0% | 2.901% | 0% | 0% | 0% | 0% | 4.257% | 75.72% | 4.613% | 12.5% | 0% | 100%
Floorspace-Based | FCZ16 | Office, Large | 0% | 0% | 0% | 0% | 0% | 2.603% | 0% | 0% | 0% | 0% | 13.52% | 68.94% | 0% | 14.61% | 0.3267% | 100%
Floorspace-Based | FCZ16 | Office, Small | 0% | 0% | 0% | 0% | 0% | 0% | 0% | 0% | 0% | 0% | 0% | 95.1% | 1.406% | 3.495% | 0% | 100%
Floorspace-Based | FCZ16 | Refrigerated Warehouse | 0% | 0% | 0% | 0% | 0% | 0% | 0% | 0% | 0% | 0% | 0% | 70.23% | 24.19% | 5.577% | 0% | 100%
Floorspace-Based | FCZ16 | Restaurant | 0% | 0% | 0% | 0% | 0% | 0% | 0% | 0% | 0% | 0% | 0% | 74.71% | 9.032% | 16.26% | 0% | 100%
Floorspace-Based | FCZ16 | Retail | 0% | 0% | 0.3549% | 0% | 0% | 0% | 0% | 0% | 0% | 0% | 1.499% | 63.8% | 2.568% | 30.98% | 0.7997% | 100%
Floorspace-Based | FCZ16 | School | 0% | 0% | 0% | 0% | 0% | 14.09% | 0% | 0% | 0% | 0% | 0.586% | 65.53% | 9.746% | 10.05% | 0% | 100%
Floorspace-Based | FCZ16 | Warehouse | 0% | 0% | 0% | 0% | 0% | 0% | 0% | 0% | 0% | 0% | 0% | 87.38% | 10.01% | 2.608% | 0% | 100%
Floorspace-Based | FCZ16 | All Commercial | 0% | 0% | 0.04011% | 0% | 0% | 2.672% | 0.0739% | 0% | 0% | 0% | 10.68% | 67.73% | 3.972% | 13.5% | 1.338% | 100%
Floorspace-Based | FCZ17 | College | 0% | 0% | 0% | 15.72% | 0% | 0% | 0% | 0% | 0% | 0% | 15.38% | 68.31% | 0% | 0.5926% | 0% | 100%
Floorspace-Based | FCZ17 | Food Stores | 0% | 0% | 0% | 0% | 0% | 0% | 0% | 0% | 0% | 0% | 0% | 75.77% | 9.308% | 14.42% | 0.5087% | 100%
Floorspace-Based | FCZ17 | Health Care | 0% | 0% | 0% | 0% | 0% | 0% | 0% | 0% | 5.854% | 0% | 0% | 66.26% | 12.05% | 15.84% | 0% | 100%
Floorspace-Based | FCZ17 | Lodging | 0% | 0% | 0% | 0% | 0% | 0% | 0% | 0% | 0% | 0% | 0% | 77.42% | 1.364% | 21.21% | 0% | 100%
Floorspace-Based | FCZ17 | Miscellaneous | 0% | 0% | 0% | 0% | 0% | 0% | 0% | 0% | 0% | 0% | 1.311% | 72.56% | 14.88% | 11.25% | 0% | 100%
Floorspace-Based | FCZ17 | Office, Large | 0% | 0% | 0% | 0% | 0% | 14.55% | 0% | 0% | 0% | 0% | 17.4% | 38.23% | 9.952% | 19.86% | 0% | 100%
Floorspace-Based | FCZ17 | Office, Small | 0% | 0% | 0% | 0% | 0% | 0% | 0% | 0% | 0% | 0% | 0% | 75.35% | 14.11% | 10.54% | 0% | 100%
Floorspace-Based | FCZ17 | Refrigerated Warehouse | 0% | 0% | 0% | 0% | 0% | 0% | 0% | 0% | 0% | 0% | 0% | 46.69% | 0% | 53.31% | 0% | 100%
Floorspace-Based | FCZ17 | Restaurant | 0% | 0% | 0% | 0% | 0% | 0% | 0% | 0% | 0% | 0% | 0% | 77.06% | 8.554% | 13.66% | 0.7214% | 100%
Floorspace-Based | FCZ17 | Retail | 0% | 0% | 0% | 0% | 0% | 0% | 0% | 0% | 0% | 0% | 0.3674% | 70.28% | 7.518% | 21.3% | 0.534% | 100%
Floorspace-Based | FCZ17 | School | 0% | 0% | 0% | 0% | 0% | 0% | 0% | 0% | 0% | 0% | 0% | 79.26% | 15.06% | 5.685% | 0% | 100%
Floorspace-Based | FCZ17 | Warehouse | 0% | 0% | 0% | 0% | 0% | 0% | 0% | 0% | 0% | 0% | 0% | 81.16% | 0.8525% | 17.99% | 0% | 100%
Floorspace-Based | FCZ17 | All Commercial | 0% | 0% | 0% | 0.1855% | 0% | 1.564% | 0% | 0% | 0.3631% | 0% | 2.358% | 69.95% | 10.06% | 15.35% | 0.1635% | 100%
Sites-Based | Statewide | College | 0% | 0.01222% | 0.06597% | 0.922% | 0.00917% | 0.8351% | 0% | 0.1741% | 0.01779% | 0.01222% | 2.789% | 60.01% | 9.799% | 24.3% | 1.052% | 100% | ↓ % of number of Comm. sites
Sites-Based | Statewide | Food Stores | 0% | 0% | 0.09823% | 0.01514% | 0% | 0.2369% | 0.06231% | 0% | 0.013% | 0% | 2.018% | 67.55% | 10.65% | 17.83% | 1.522% | 100%
Sites-Based | Statewide | Health Care | 0.06446% | 0.5715% | 0.6663% | 0.5229% | 0.02731% | 1.234% | 0.2046% | 0.2641% | 0.2814% | 0.2972% | 4.006% | 54.94% | 12.57% | 21.16% | 3.188% | 100%
Sites-Based | Statewide | Lodging | 0.4246% | 0.7699% | 0.4311% | 0.3435% | 0% | 0.555% | 0.1713% | 0.5957% | 0.04778% | 0.4814% | 4.531% | 63.21% | 7.226% | 19.01% | 2.204% | 100%
Sites-Based | Statewide | Miscellaneous | 0.09079% | 0.2453% | 0.233% | 0.1784% | 0.4329% | 0.5714% | 0.2837% | 0.09732% | 0.1558% | 0.008105% | 2.936% | 67.52% | 9.681% | 16.13% | 1.438% | 100%
Sites-Based | Statewide | Office, Large | 0% | 0.5692% | 0.2939% | 0.7374% | 0.1147% | 2.412% | 0.4842% | 0.2245% | 0.2799% | 0.3635% | 12.36% | 48.26% | 4.223% | 28.48% | 1.198% | 100%
Sites-Based | Statewide | Office, Small | 0% | 0.125% | 0.2175% | 0.03483% | 0.00825% | 0.3572% | 0.1469% | 0.181% | 0.03431% | 0.03829% | 3.676% | 62.96% | 7.865% | 23.13% | 1.226% | 100%
Sites-Based | Statewide | Refrigerated Warehouse | 0.2347% | 0.4033% | 0% | 0% | 0% | 0% | 0% | 0% | 0% | 0% | 0.947% | 58.92% | 13.9% | 22.2% | 3.393% | 100%
Sites-Based | Statewide | Restaurant | 0.02162% | 0.02331% | 0.2271% | 0.1135% | 0.02525% | 0.284% | 0.01648% | 0.07874% | 0% | 0.04251% | 2.547% | 59.1% | 10.92% | 24.65% | 1.955% | 100%
Sites-Based | Statewide | Retail | 0.004529% | 0.2383% | 0.08651% | 0.08653% | 0.06506% | 0.4128% | 0.03353% | 0.06233% | 0.04173% | 0.02928% | 1.723% | 64.07% | 11.77% | 20.14% | 1.232% | 100%
Sites-Based | Statewide | School | 0.3217% | 0.4665% | 0.6799% | 0.1155% | 0.5283% | 1.36% | 1.058% | 0.4927% | 0.4948% | 0.6257% | 5.251% | 59.6% | 8.854% | 19.47% | 0.6855% | 100%
Sites-Based | Statewide | Warehouse | 0.1611% | 0.1765% | 0.7035% | 0.06789% | 0.06992% | 0.4813% | 0.07106% | 0.1882% | 0.2029% | 0% | 3.476% | 62.52% | 10.01% | 20.67% | 1.208% | 100%
Sites-Based | Statewide | All Commercial | 0.04425% | 0.1892% | 0.2319% | 0.1258% | 0.1197% | 0.4859% | 0.1486% | 0.1314% | 0.0824% | 0.05712% | 3.022% | 63.26% | 9.843% | 20.85% | 1.414% | 100%
Sites-Based | PG&E Tot | College | 0% | 0% | 0% | 0.04619% | 0% | 0.04619% | 0% | 0% | 0% | 0% | 3.226% | 58.48% | 21.78% | 16.06% | 0.356% | 100%
Sites-Based | PG&E Tot | Food Stores | 0% | 0% | 0.03997% | 0.03997% | 0% | 0.2812% | 0.1645% | 0% | 0% | 0% | 2.956% | 61.17% | 13.94% | 20.13% | 1.277% | 100%
Sites-Based | PG&E Tot | Health Care | 0.1798% | 0.7889% | 1.682% | 0.3369% | 0.07616% | 2.164% | 0.3083% | 0.395% | 0.3859% | 0.3784% | 5.848% | 52% | 6.386% | 25% | 4.074% | 100%
Sites-Based | PG&E Tot | Lodging | 0.1278% | 0% | 0.3377% | 0.7551% | 0% | 0.8287% | 0.116% | 0.4961% | 0.105% | 0.9061% | 3.765% | 62.97% | 6.172% | 22.03% | 1.388% | 100%
Sites-Based | PG&E Tot | Miscellaneous | 0.1954% | 0.4405% | 0.285% | 0.1873% | 0.5723% | 0.7269% | 0.4549% | 0.1711% | 0.2512% | 0.01903% | 3.409% | 62.56% | 10.35% | 17.57% | 2.809% | 100%
Sites-Based | PG&E Tot | Office, Large | 0% | 0.3624% | 0% | 0.4677% | 0.306% | 4.041% | 1.292% | 0.5039% | 0.1369% | 0.4196% | 10.85% | 48.29% | 2.931% | 29.24% | 1.152% | 100%
Sites-Based | PG&E Tot | Office, Small | 0% | 0.2245% | 0.229% | 0.03924% | 0.02253% | 0.5121% | 0.117% | 0.09051% | 0.03469% | 0.0788% | 4.094% | 57.87% | 7.375% | 27.69% | 1.622% | 100%
Sites-Based | PG&E Tot | Refrigerated Warehouse | 0.8077% | 1.388% | 0% | 0% | 0% | 0% | 0% | 0% | 0% | 0% | 0.8094% | 63.15% | 9.894% | 19.54% | 4.415% | 100%
Sites-Based | PG&E Tot | Restaurant | 0.06526% | 0.0231% | 0.3257% | 0.02076% | 0% | 0.2814% | 0% | 0.04911% | 0% | 0.1283% | 4.009% | 53.72% | 12.5% | 26.2% | 2.679% | 100%
Sites-Based | PG&E Tot | Retail | 0.01571% | 0.2554% | 0.2242% | 0.236% | 0.1926% | 0.5688% | 0.1017% | 0.1592% | 0.1116% | 0.1016% | 2.401% | 61.32% | 13.91% | 18.98% | 1.421% | 100%
Sites-Based | PG&E Tot | School | 0.9533% | 1.63% | 1.908% | 0% | 0.968% | 2.336% | 1.667% | 0.6352% | 1.318% | 0.9043% | 4.573% | 55.27% | 9.713% | 17.05% | 1.071% | 100%
Sites-Based | PG&E Tot | Warehouse | 0.1972% | 0.1124% | 0.7339% | 0.07825% | 0.08573% | 0.5687% | 0.08573% | 0.2803% | 0% | 0% | 6.08% | 54.64% | 10.35% | 25.21% | 1.571% | 100%
Sites-Based | PG&E Tot | All Commercial | 0.09081% | 0.2796% | 0.3217% | 0.1334% | 0.2022% | 0.6618% | 0.2313% | 0.1488% | 0.1271% | 0.1081% | 3.754% | 58.93% | 10.55% | 22.49% | 1.971% | 100%
Sites-Based | SCE Tot | College | 0% | 0.02271% | 0.1226% | 0.8895% | 0.01704% | 1.522% | 0% | 0.06073% | 0.03305% | 0.02271% | 1.622% | 62.11% | 3.201% | 28.86% | 1.518% | 100%
Sites-Based | SCE Tot | Food Stores | 0% | 0% | 0.09434% | 0% | 0% | 0.1685% | 0% | 0% | 0.0321% | 0% | 1.221% | 71.76% | 9.475% | 15.27% | 1.976% | 100%
Sites-Based | SCE Tot | Health Care | 0% | 0.6869% | 0.06644% | 0.9569% | 0% | 0.9643% | 0.2238% | 0.2074% | 0% | 0.3843% | 2.834% | 55.42% | 13.19% | 22.05% | 3.017% | 100%
Sites-Based | SCE Tot | Lodging | 1.001% | 0.6865% | 0.2099% | 0% | 0% | 0.2099% | 0% | 0.583% | 0% | 0.1891% | 4.367% | 66.59% | 10.63% | 13.57% | 1.966% | 100%
Sites-Based | SCE Tot | Miscellaneous | 0% | 0.127% | 0.2181% | 0.1766% | 0.4482% | 0.4512% | 0.07479% | 0.03547% | 0.0564% | 0% | 2.246% | 70.25% | 9.721% | 15.72% | 0.4753% | 100%
Sites-Based | SCE Tot | Office, Large | 0% | 1.266% | 0.8588% | 1.643% | 0% | 1.073% | 0% | 0% | 0.668% | 0% | 11.48% | 42.94% | 7.844% | 30.92% | 1.312% | 100%
Sites-Based | SCE Tot | Office, Small | 0% | 0% | 0.2148% | 0.01925% | 0% | 0.2553% | 0.1095% | 0.1747% | 0% | 0% | 3.024% | 61.77% | 9.409% | 23.66% | 1.373% | 100%
Sites-Based | SCE Tot | Refrigerated Warehouse | 0% | 0% | 0% | 0% | 0% | 0% | 0% | 0% | 0% | 0% | 1.412% | 57.74% | 19.94% | 17.65% | 3.259% | 100%
Sites-Based | SCE Tot | Restaurant | 0% | 0% | 0.1611% | 0.2177% | 0.06097% | 0.2352% | 0% | 0.1508% | 0% | 0% | 1.947% | 59.18% | 10.47% | 25.97% | 1.604% | 100%
Sites-Based | SCE Tot | Retail | 0% | 0.3633% | 0% | 0.04082% | 0.0211% | 0.5118% | 0.009286% | 0.0363% | 0.0211% | 0% | 1.057% | 65.69% | 9.703% | 21.16% | 1.387% | 100%
Sites-Based | SCE Tot | School | 0.1007% | 0% | 0.2753% | 0.2376% | 0.5169% | 1.319% | 0.5186% | 0.6394% | 0.1313% | 0.6891% | 4.068% | 63.42% | 8.079% | 19.25% | 0.7609% | 100%
Sites-Based | SCE Tot | Warehouse | 0.05617% | 0.2778% | 0.9046% | 0.08875% | 0.08875% | 0.5981% | 0.09091% | 0.1449% | 0.3862% | 0% | 2.804% | 61.81% | 11.33% | 19.98% | 1.441% | 100%
Sites-Based | SCE Tot | All Commercial | 0.01683% | 0.1669% | 0.1979% | 0.1435% | 0.1083% | 0.4495% | 0.06829% | 0.1167% | 0.05389% | 0.03063% | 2.284% | 64.05% | 9.735% | 21.25% | 1.323% | 100%
Sites-Based | SDG&E Tot | College | 0% | 0% | 0% | 0% | 0% | 0% | 0% | 2.703% | 0% | 0% | 7.798% | 49.48% | 13.03% | 26.2% | 0.7876% | 100%
Sites-Based | SDG&E Tot | Food Stores | 0% | 0% | 0.3383% | 0% | 0% | 0% | 0% | 0% | 0% | 0% | 2.278% | 62.92% | 7.67% | 26.19% | 0.6016% | 100%
Sites-Based | SDG&E Tot | Health Care | 0% | 0% | 0% | 0% | 0% | 0.681% | 0% | 0% | 0% | 0% | 7.316% | 68.53% | 3.317% | 15.1% | 5.049% | 100%
Sites-Based | SDG&E Tot | Lodging | 0% | 4.565% | 1.969% | 0% | 0% | 0.993% | 0% | 0% | 0% | 0% | 4.846% | 61.64% | 3.847% | 18.3% | 3.846% | 100%
Sites-Based | SDG&E Tot | Miscellaneous | 0% | 0.1487% | 0.2024% | 0.4971% | 0.2936% | 0.4538% | 0.2024% | 0.0537% | 0.09204% | 0% | 4.293% | 64.2% | 12.85% | 15.9% | 0.8097% | 100%
Sites-Based | SDG&E Tot | Office, Large | 0% | 0% | 0% | 0% | 0% | 2.338% | 0% | 0.2762% | 0% | 0.4363% | 8.915% | 52.87% | 1.824% | 31.41% | 1.927% | 100%
Sites-Based | SDG&E Tot | Office, Small | 0% | 0.3998% | 0.143% | 0.1188% | 0% | 0.4261% | 0.561% | 0.6135% | 0.202% | 0% | 5.472% | 64.82% | 9.531% | 17.4% | 0.3089% | 100%
Sites-Based | SDG&E Tot | Refrigerated Warehouse | 0% | 0% | 0% | 0% | 0% | 0% | 0% | 0% | 0% | 0% | 0% | 31.14% | 0% | 63.23% | 5.624% | 100%
Sites-Based | SDG&E Tot | Restaurant | 0% | 0.1995% | 0.5269% | 0% | 0% | 0.3799% | 0% | 0% | 0% | 0% | 2.979% | 61.64% | 7.68% | 23.25% | 3.348% | 100%
Sites-Based | SDG&E Tot | Retail | 0% | 0% | 0% | 0% | 0% | 0.192% | 0% | 0% | 0% | 0% | 3.594% | 51.55% | 24.59% | 19.8% | 0.2748% | 100%
Sites-Based | SDG&E Tot | School | 0% | 0% | 0% | 0% | 0% | 0% | 4.499% | 0% | 0% | 0.4367% | 11.72% | 45.63% | 6.505% | 31.21% | 0% | 100%
Sites-Based | SDG&E Tot | Warehouse | 0.6011% | 0% | 0.4184% | 0% | 0% | 0.1825% | 0% | 0% | 0% | 0% | 2.62% | 60.7% | 8.519% | 26.61% | 0.3525% | 100%
Sites-Based | SDG&E Tot | All Commercial | 0.02672% | 0.2555% | 0.2064% | 0.1145% | 0.04272% | 0.3933% | 0.331% | 0.2629% | 0.08504% | 0.02065% | 4.633% | 60.56% | 12.1% | 20.02% | 0.9541% | 100%
Sites-Based | LADWP Tot | College | 0% | 0% | 0% | 16.85% | 0% | 0% | 0% | 0% | 0% | 0% | 2.76% | 73.86% | 0% | 6.531% | 0% | 100%
Sites-Based | LADWP Tot | Food Stores | 0% | 0% | 0% | 0% | 0% | 0% | 0% | 0% | 0% | 0% | 0.4645% | 79.85% | 8.704% | 9.336% | 1.647% | 100%
Sites-Based | LADWP Tot | Health Care | 0% | 0% | 0% | 0% | 0% | 0% | 0% | 0% | 1.437% | 0% | 0% | 53.54% | 44.73% | 0.3011% | 0% | 100%
Sites-Based | LADWP Tot | Lodging | 0% | 0% | 0% | 0% | 0% | 0% | 1.988% | 0% | 0% | 0% | 6.911% | 57.87% | 2.264% | 24.65% | 6.316% | 100%
Sites-Based | LADWP Tot | Miscellaneous | 0% | 0% | 0% | 0% | 0% | 0.236% | 0% | 0% | 0% | 0% | 1.584% | 80.76% | 7.298% | 10.12% | 0% | 100%
Sites-Based | LADWP Tot | Office, Large | 0% | 0% | 0% | 0% | 0% | 1.31% | 0% | 0% | 0% | 0% | 18.59% | 62.4% | 1.882% | 15.18% | 0.6318% | 100%
Sites-Based | LADWP Tot | Office, Small | 0% | 0% | 0% | 0% | 0% | 0% | 0% | 0% | 0% | 0% | 0% | 88.66% | 3.382% | 7.96% | 0% | 100%
Sites-Based | LADWP Tot | Refrigerated Warehouse | 0% | 0% | 0% | 0% | 0% | 0% | 0% | 0% | 0% | 0% | 0% | 66.96% | 7.336% | 25.7% | 0% | 100%
Sites-Based | LADWP Tot | Restaurant | 0% | 0% | 0% | 0% | 0% | 0% | 0% | 0% | 0% | 0% | 0% | 73.27% | 12.51% | 14.02% | 0.2007% | 100%
Sites-Based | LADWP Tot | Retail | 0% | 0% | 0.07337% | 0% | 0% | 0% | 0% | 0% | 0% | 0% | 0.5754% | 70.09% | 10.79% | 17.57% | 0.9023% | 100%
Sites-Based | LADWP Tot | School | 0% | 0% | 0% | 0% | 0% | 0.4529% | 0% | 0% | 0% | 0% | 4.86% | 60.82% | 14.31% | 19.55% | 0% | 100%
Sites-Based | LADWP Tot | Warehouse | 0% | 0% | 0% | 0% | 0% | 0% | 0% | 0% | 0% | 0% | 0% | 91.53% | 5.636% | 2.832% | 0% | 100%
Sites-Based | LADWP Tot | All Commercial | 0% | 0% | 0.02315% | 0.06879% | 0% | 0.07019% | 0.01292% | 0% | 0.02846% | 0% | 0.9271% | 76.73% | 9.169% | 12.53% | 0.4437% | 100%
Sites-Based | SMUD Tot | College | 0% | 0% | 0% | 0% | 0% | 0% | 0% | 0% | 0% | 0% | 7.684% | 50.81% | 0% | 39.86% | 1.644% | 100%
Sites-Based | SMUD Tot | Food Stores | 0% | 0% | 0.4893% | 0% | 0% | 1.58% | 0% | 0% | 0% | 0% | 4.679% | 63.06% | 1.697% | 27.82% | 0.6671% | 100%
Sites-Based | SMUD Tot | Health Care | 0% | 0% | 0.8125% | 0% | 0% | 0% | 0% | 0.8125% | 0% | 0% | 3.365% | 53.46% | 0.6798% | 39.39% | 1.486% | 100%
Sites-Based | SMUD Tot | Lodging | 0% | 3.055% | 0% | 0% | 0% | 0% | 0% | 8.967% | 0% | 0% | 17.93% | 26.09% | 0% | 39.18% | 4.779% | 100%
Sites-Based | SMUD Tot | Miscellaneous | 0.2206% | 0% | 0.4598% | 0% | 0% | 1.129% | 1.418% | 0.2206% | 0.6272% | 0% | 6.01% | 67.77% | 1.781% | 20.06% | 0.2974% | 100%
Sites-Based | SMUD Tot | Office, Large | 0% | 0% | 0% | 0% | 0% | 1.904% | 0% | 0% | 0% | 3.339% | 26.47% | 40.9% | 0% | 27.38% | 0% | 100%
Sites-Based | SMUD Tot | Office, Small | 0% | 0% | 0.7451% | 0% | 0% | 0.4988% | 0% | 0.2781% | 0% | 0.2207% | 8.743% | 64.16% | 1.9% | 22.38% | 1.075% | 100%
Sites-Based | SMUD Tot | Refrigerated Warehouse | 0% | 0% | 0% | 0% | 0% | 0% | 0% | 0% | 0% | 0% | 0% | 51.77% | 0% | 39.4% | 8.826% | 100%
Sites-Based | SMUD Tot | Restaurant | 0% | 0% | 0.2804% | 0.4171% | 0% | 1.608% | 0.4171% | 0% | 0% | 0% | 4.53% | 49.21% | 3.406% | 37.27% | 2.866% | 100%
Sites-Based | SMUD Tot | Retail | 0% | 0% | 0.2613% | 0% | 0% | 0.09387% | 0% | 0% | 0% | 0% | 5.352% | 64.07% | 2.378% | 26.89% | 0.9542% | 100%
Sites-Based | SMUD Tot | School | 0% | 0% | 0% | 0% | 0% | 0% | 0% | 0% | 1.253% | 0% | 13.18% | 65.79% | 1.731% | 17.84% | 0.212% | 100%
Sites-Based | SMUD Tot | Warehouse | 1.064% | 0% | 0% | 0% | 0% | 0% | 0% | 1.046% | 0% | 0% | 4.923% | 55.24% | 2.679% | 35.04% | 0% | 100%
Sites-Based | SMUD Tot | All Commercial | 0.0831% | 0.01594% | 0.4287% | 0.0499% | 0% | 0.6521% | 0.2773% | 0.2282% | 0.1346% | 0.121% | 6.911% | 61.38% | 2.085% | 26.55% | 1.078% | 100%
Sites-Based | FCZ01 Tot | College | 0% | 0% | 0% | 0% | 0% | 0% | 0% | 0% | 0% | 0% | 2.58% | 86.31% | 6.969% | 4.088% | 0.05708% | 100%
Sites-Based | FCZ01 Tot | Food Stores | 0% | 0% | 0% | 0% | 0% | 0% | 0% | 0% | 0% | 0% | 1.774% | 75.57% | 8.141% | 14.23% | 0.2846% | 100%
Sites-Based | FCZ01 Tot | Health Care | 0% | 0% | 0% | 0.4009% | 0% | 0% | 0.8151% | 0.1871% | 0% | 0% | 6.064% | 60.73% | 4.661% | 24.29% | 2.844% | 100%
Sites-Based | FCZ01 Tot | Lodging | 0% | 0% | 0.7237% | 0% | 0% | 0.7389% | 0% | 0% | 0% | 0.7389% | 6.074% | 61.04% | 7.226% | 21.91% | 1.551% | 100%
Sites-Based | FCZ01 Tot | Miscellaneous | 0.124% | 0% | 0% | 0.2528% | 0.4391% | 0.4986% | 0.5884% | 0.1067% | 0.03558% | 0% | 2.83% | 71.41% | 8.778% | 13.12% | 1.82% | 100%
Sites-Based | FCZ01 Tot | Office, Large | 0% | 0% | 0% | 0% | 0.4064% | 4.358% | 1.455% | 0% | 0.1818% | 0% | 11.23% | 52.68% | 2.334% | 26.11% | 1.24% | 100%
Sites-Based | FCZ01 Tot | Office, Small | 0% | 0% | 0.142% | 0.04359% | 0% | 0.1989% | 0% | 0% | 0.08347% | 0% | 3.602% | 67.45% | 5.867% | 20.11% | 2.497% | 100%
Sites-Based | FCZ01 Tot | Refrigerated Warehouse | 1.875% | 0% | 0% | 0% | 0% | 0% | 0% | 0% | 0% | 0% | 1.879% | 83.74% | 7.998% | 3.714% | 0.7901% | 100%
Sites-Based | FCZ01 Tot | Restaurant | 0.1272% | 0% | 0.4942% | 0.04046% | 0% | 0.1677% | 0% | 0% | 0% | 0% | 2.261% | 62.73% | 12.11% | 20.03% | 2.035% | 100%
Sites-Based | FCZ01 Tot | Retail | 0% | 0% | 0.03063% | 0.3578% | 0% | 0.06441% | 0% | 0% | 0% | 0.06441% | 1.547% | 72.64% | 10.43% | 13.88% | 0.9835% | 100%
Sites-Based | FCZ01 Tot | School | 0% | 0.2662% | 0.8556% | 0% | 0% | 2.585% | 1.225% | 0% | 0% | 1.225% | 3.726% | 65.26% | 13.36% | 10.01% | 1.486% | 100%
Sites-Based | FCZ01 Tot | Warehouse | 0% | 0.3083% | 1.004% | 0% | 0% | 0% | 0% | 0.5337% | 0% | 0% | 6.498% | 73.41% | 7.985% | 10.04% | 0.22% | 100%
Sites-Based | FCZ01 Tot | All Commercial | 0.05402% | 0.01411% | 0.1552% | 0.1589% | 0.1255% | 0.3777% | 0.2272% | 0.04788% | 0.03459% | 0.04074% | 3.078% | 69.3% | 8.525% | 16.17% | 1.683% | 100%
Sites-Based | FCZ02 Tot | College | 0% | 0% | 0% | 0% | 0% | 0% | 0% | 0% | 0% | 0% | 0% | 46.14% | 43.45% | 10.41% | 0% | 100%
Sites-Based | FCZ02 Tot | Food Stores | 0% | 0% | 0% | 0% | 0% | 1.053% | 0% | 0% | 0% | 0% | 7.193% | 56.61% | 16.59% | 18.35% | 0.2041% | 100%
Sites-Based | FCZ02 Tot | Health Care | 0.8821% | 0% | 0.4612% | 0% | 0% | 1.764% | 0% | 0% | 0.4612% | 0.4612% | 7.436% | 53.93% | 2.646% | 28.01% | 3.949% | 100%
Sites-Based | FCZ02 Tot | Lodging | 0% | 0% | 0% | 1.532% | 0% | 2.857% | 0% | 0% | 0% | 0.6964% | 2.243% | 61.45% | 1.128% | 29.33% | 0.7635% | 100%
Sites-Based | FCZ02 Tot | Miscellaneous | 1.096% | 0% | 0.1159% | 0.2497% | 0% | 1.461% | 0.2497% | 1.096% | 0.3655% | 0% | 5.778% | 56.39% | 11% | 19.91% | 2.289% | 100%
Sites-Based | FCZ02 Tot | Office, Large | 0% | 0% | 0% | 4.794% | 0% | 8.162% | 3.827% | 0% | 0% | 8.162% | 11.33% | 31.03% | 0% | 32.69% | 0% | 100%
Sites-Based | FCZ02 Tot | Office, Small | 0% | 0% | 0.2238% | 0% | 0% | 0.7302% | 0.5891% | 0% | 0% | 0.5891% | 6.656% | 68.61% | 4.92% | 17.08% | 0.6014% | 100%
Sites-Based | FCZ02 Tot | Refrigerated Warehouse | 0% | 7.756% | 0% | 0% | 0% | 0% | 0% | 0% | 0% | 0% | 0% | 60.43% | 3.302% | 28.51% | 0% | 100%
Sites-Based | FCZ02 Tot | Restaurant | 0% | 0% | 0.5316% | 0% | 0% | 0.9525% | 0% | 0.5316% | 0% | 0% | 4.815% | 59.38% | 12.44% | 19.2% | 2.144% | 100%
Sites-Based | FCZ02 Tot | Retail | 0% | 0% | 0% | 0.2944% | 0% | 0.2566% | 0% | 0% | 0.9199% | 0% | 4.949% | 61.75% | 10.37% | 20.77% | 0.6923% | 100%
Sites-Based | FCZ02 Tot | School | 0% | 0% | 4.087% | 0% | 4.087% | 1.9% | 6.458% | 0% | 4.087% | 0% | 16.53% | 52.02% | 1.9% | 8.925% | 0% | 100%
Sites-Based | FCZ02 Tot | Warehouse | 0% | 0% | 0.5844% | 0% | 0% | 1.151% | 0% | 0% | 0% | 0% | 3.559% | 68.74% | 5.873% | 19.07% | 1.02% | 100%
Sites-Based | FCZ02 Tot | All Commercial | 0.2095% | 0.0444% | 0.2644% | 0.1725% | 0.0805% | 0.9722% | 0.4072% | 0.2405% | 0.3256% | 0.2996% | 5.964% | 62.14% | 8.634% | 19.14% | 1.11% | 100%
Sites-Based | FCZ03 Tot | College | 0% | 0% | 0% | 0% | 0% | 0% | 0% | 0% | 0% | 0% | 1.392% | 18.16% | 79.52% | 0.9312% | 0% | 100%
Sites-Based | FCZ03 Tot | Food Stores | 0% | 0% | 0% | 0% | 0% | 0% | 0% | 0% | 0% | 0% | 4.367% | 50.72% | 18.46% | 24.38% | 2.075% | 100%
Sites-Based | FCZ03 Tot | Health Care | 0% | 5.016% | 4.536% | 2.508% | 0% | 2.508% | 0% | 0% | 2.028% | 0% | 8.508% | 54.85% | 2.508% | 13.81% | 3.729% | 100%
Sites-Based | FCZ03 Tot | Lodging | 0% | 0% | 0% | 0% | 0% | 0% | 0% | 0% | 0% | 0% | 4.778% | 57.9% | 7.765% | 29.56% | 0% | 100%
Sites-Based | FCZ03 Tot | Miscellaneous | 0% | 0% | 0% | 0% | 1.966% | 0.1893% | 0% | 0% | 0% | 0.342% | 6.425% | 60.36% | 20.36% | 10.16% | 0.1893% | 100%
Sites-Based | FCZ03 Tot | Office, Large | 0% | 0% | 0% | 39.8% | 0% | 0% | 0% | 0% | 0% | 0% | 0% | 34.46% | 0% | 25.74% | 0% | 100%
Sites-Based | FCZ03 Tot | Office, Small | 0% | 0% | 0% | 0% | 0% | 0.341% | 0% | 0% | 0% | 0% | 12.75% | 43.62% | 13.53% | 28.52% | 1.253% | 100%
Sites-Based | FCZ03 Tot | Refrigerated Warehouse | 0% | 0% | 0% | 0% | 0% | 0% | 0% | 0% | 0% | 0% | 0% | 65.52% | 0% | 34.48% | 0% | 100%
Sites-Based | FCZ03 Tot | Restaurant | 0% | 0% | 0% | 0% | 0% | 1.962% | 0% | 0% | 0% | 0% | 1.979% | 63.11% | 2.597% | 30.35% | 0% | 100%
Sites-Based | FCZ03 Tot | Retail | 0% | 0.6646% | 0.4299% | 0% | 0% | 1.329% | 0% | 0% | 0% | 0% | 6.128% | 47.23% | 23.58% | 20.13% | 0.5124% | 100%
Sites-Based | FCZ03 Tot | School | 0% | 1.756% | 0% | 0% | 9.118% | 5.306% | 6.899% | 0% | 10.35% | 0% | 3.911% | 46.46% | 10.48% | 5.71% | 0% | 100%
Sites-Based | FCZ03 Tot | Warehouse | 0% | 0% | 0% | 0% | 0% | 0% | 0% | 0% | 0% | 0% | 4.271% | 43.95% | 27.7% | 23.67% | 0.407% | 100%
Sites-Based | FCZ03 Tot | All Commercial | 0% | 0.2448% | 0.1457% | 0.1417% | 0.9419% | 0.7215% | 0.2238% | 0% | 0.3739% | 0.1124% | 7.073% | 51.69% | 18.4% | 19.29% | 0.6446% | 100%
Sites-Based | FCZ04 Tot | College | 0% | 0% | 0% | 0% | 0% | 0% | 0% | 0% | 0% | 0% | 0% | 29.74% | 9.152% | 58.85% | 2.263% | 100%
Sites-Based | FCZ04 Tot | Food Stores | 0% | 0% | 0.2554% | 0.2554% | 0% | 0.9789% | 0% | 0% | 0% | 0% | 6.115% | 46.06% | 12.91% | 28.24% | 5.185% | 100%
Sites-Based | FCZ04 Tot | Health Care | 0.3883% | 3.197% | 7.02% | 0% | 0.3883% | 8.485% | 0% | 1.653% | 0.3883% | 1.653% | 5.346% | 42.2% | 2.429% | 25.68% | 1.17% | 100%
Sites-Based | FCZ04 Tot | Lodging | 1.017% | 0% | 0% | 3.985% | 0% | 1.017% | 0% | 0.7591% | 0% | 4.491% | 6.197% | 56.78% | 5.934% | 16.85% | 2.967% | 100%
Sites-Based | FCZ04 Tot | Miscellaneous | 0.1788% | 0.1788% | 1.559% | 0.1005% | 1.022% | 1.737% | 0.1005% | 0.1788% | 0.3577% | 0% | 4.701% | 42.62% | 9.706% | 34.32% | 3.233% | 100%
Sites-Based | FCZ04 Tot | Office, Large | 0% | 3.405% | 0% | 0% | 0% | 0% | 0% | 3.137% | 0% | 0% | 0% | 28.47% | 11.03% | 51.9% | 2.054% | 100%
Sites-Based | FCZ04 Tot | Office, Small | 0% | 1.423% | 0.8173% | 0.08118% | 0% | 1.045% | 0.2418% | 0.5736% | 0% | 0% | 4.719% | 26.36% | 7.152% | 56.4% | 1.186% | 100%
Sites-Based | FCZ04 Tot | Refrigerated Warehouse | 0% | 0% | 0% | 0% | 0% | 0% | 0% | 0% | 0% | 0% | 0% | 42.08% | 8.143% | 47.32% | 2.453% | 100%
Sites-Based | FCZ04 Tot | Restaurant | 0% | 0.1804% | 0.1804% | 0% | 0% | 0% | 0% | 0% | 0% | 0% | 12.37% | 23.62% | 13.91% | 45.42% | 4.311% | 100%
Sites-Based | FCZ04 Tot | Retail | 0.1146% | 1.275% | 1.342% | 0.2306% | 1.404% | 2.321% | 0.4612% | 1.16% | 0.1146% | 0% | 3.761% | 37.34% | 13.1% | 35.83% | 1.544% | 100%
Sites-Based | FCZ04 Tot | School | 2.609% | 7.396% | 4.787% | 0% | 0% | 1.324% | 0% | 2.224% | 0% | 2.224% | 5.642% | 31.1% | 5.218% | 34.91% | 2.563% | 100%
Sites-Based | FCZ04 Tot | Warehouse | 0.9006% | 0% | 1.421% | 0.3574% | 0.3916% | 1.421% | 0.3916% | 0.3916% | 0% | 0% | 4.603% | 35.54% | 11.62% | 42.3% | 0.662% | 100%
Sites-Based | FCZ04 Tot | All Commercial | 0.2055% | 1.036% | 1.255% | 0.1743% | 0.4936% | 1.522% | 0.1976% | 0.5912% | 0.1056% | 0.1672% | 5.289% | 34.23% | 9.876% | 42.58% | 2.277% | 100%
Sites-Based | FCZ05 Tot | College | 0% | 0% | 0% | 0.6591% | 0% | 0.6591% | 0% | 0% | 0% | 0% | 0.8361% | 57.85% | 31.5% | 8.492% | 0% | 100%
Sites-Based | FCZ05 Tot | Food Stores | 0% | 0% | 0% | 0% | 0% | 0% | 0.972% | 0% | 0% | 0% | 0.1886% | 49.66% | 20.38% | 27.94% | 0.8545% | 100%
Sites-Based | FCZ05 Tot | Health Care | 0% | 0% | 0.585% | 0.585% | 0% | 1.183% | 0% | 0% | 1.066% | 0% | 7.611% | 33.46% | 20.49% | 24.1% | 10.92% | 100%
Sites-Based | FCZ05 Tot | Lodging | 0% | 0% | 0% | 0% | 0% | 0% | 0% | 0% | 0.9597% | 0% | 0.9597% | 63.14% | 9.322% | 25.36% | 0.2511% | 100%
Sites-Based | FCZ05 Tot | Miscellaneous | 0% | 3.033% | 0.6025% | 0.1423% | 0.5918% | 0.8427% | 0.5918% | 0% | 0.5918% | 0% | 2.562% | 51.92% | 12.36% | 23.36% | 3.403% | 100%
Sites-Based | FCZ05 Tot | Office, Large | 0% | 0% | 0% | 0% | 0% | 6.402% | 0% | 3.201% | 0% | 0% | 22.92% | 49.32% | 0% | 18.15% | 0% | 100%
Sites-Based | FCZ05 Tot | Office, Small | 0% | 0% | 0% | 0.0608% | 0% | 0.3499% | 0% | 0% | 0% | 0% | 2.549% | 52.6% | 9.483% | 32.94% | 2.017% | 100%
Sites-Based | FCZ05 Tot | Refrigerated Warehouse | 0% | 0% | 0% | 0% | 0% | 0% | 0% | 0% | 0% | 0% | 0% | 51.05% | 14.74% | 26.37% | 7.84% | 100%
Sites-Based | FCZ05 Tot | Restaurant | 0% | 0% | 0% | 0% | 0% | 0.3818% | 0% | 0% | 0% | 0.9775% | 2.831% | 40.63% | 13.38% | 36.74% | 5.058% | 100%
Sites-Based | FCZ05 Tot | Retail | 0% | 0% | 0.0842% | 0% | 0% | 1.006% | 0.0842% | 0% | 0% | 0.4573% | 1.894% | 54.12% | 20.36% | 19.22% | 2.778% | 100%
Sites-Based | FCZ05 Tot | School | 2.667% | 0% | 1.407% | 0% | 0% | 3.309% | 0.6746% | 1.227% | 0.6746% | 0% | 0.6746% | 51.61% | 10.66% | 27.1% | 0% | 100%
Sites-Based | FCZ05 Tot | Warehouse | 0% | 0% | 0% | 0% | 0% | 0.8414% | 0% | 0% | 0% | 0% | 8.626% | 46.01% | 9.742% | 30.46% | 4.323% | 100%
Sites-Based | FCZ05 Tot | All Commercial | 0.06889% | 0.5464% | 0.1803% | 0.06593% | 0.1066% | 0.7224% | 0.2098% | 0.05234% | 0.1674% | 0.2076% | 2.779% | 50.49% | 14.07% | 27.34% | 2.988% | 100%
Sites-Based | FCZ06 Tot | College | 0% | 0% | 0% | 0% | 0% | 0% | 0% | 0% | 0% | 0% | 12.94% | 3.017% | 53.16% | 30.89% | 0% | 100%
Sites-Based | FCZ06 Tot | Food Stores | 0% | 0% | 0% | 0% | 0% | 0% | 0% | 0% | 0% | 0% | 1.847% | 53.43% | 24.49% | 19.25% | 0.9849% | 100%
Sites-Based | FCZ06 Tot | Health Care | 0% | 0% | 0% | 0% | 0% | 0% | 0% | 0% | 0% | 0% | 0% | 68.46% | 1.037% | 28.08% | 2.424% | 100%
Sites-Based | FCZ06 Tot | Lodging | 0% | 0% | 0.482% | 0% | 0% | 0% | 0.482% | 1.665% | 0% | 0% | 1.665% | 70.71% | 6.661% | 16.73% | 1.606% | 100%
Sites-Based | FCZ06 Tot | Miscellaneous | 0.2011% | 1.219% | 0% | 0% | 0.2826% | 0% | 0.4837% | 0% | 1.219% | 0% | 1.703% | 57.52% | 11.97% | 14.38% | 11.02% | 100%
Sites-Based | FCZ06 Tot | Office, Large | 0% | 0% | 0% | 0% | 0% | 0% | 0% | 0% | 0% | 0% | 19.49% | 38.98% | 0% | 41.53% | 0% | 100%
Sites-Based | FCZ06 Tot | Office, Small | 0% | 0% | 0.09006% | 0% | 0.183% | 0.8752% | 0% | 0% | 0% | 0% | 1.577% | 63.88% | 11.43% | 21.96% | 0% | 100%
Sites-Based | FCZ06 Tot | Refrigerated Warehouse | 0% | 0% | 0% | 0% | 0% | 0% | 0% | 0% | 0% | 0% | 0% | 12.42% | 36.01% | 12.42% | 39.15% | 100%
Sites-Based | FCZ06 Tot | Restaurant | 0% | 0% | 0% | 0% | 0% | 0% | 0% | 0% | 0% | 0% | 3.683% | 55.16% | 14.34% | 24.73% | 2.085% | 100%
Sites-Based | FCZ06 Tot | Retail | 0% | 0.6775% | 0% | 0% | 0% | 0% | 0.2806% | 0% | 0% | 0% | 1.686% | 53.13% | 23.89% | 17.94% | 2.397% | 100%
Sites-Based | FCZ06 Tot | School | 0% | 0% | 0% | 0% | 0% | 0% | 0% | 0% | 1.86% | 0% | 0% | 81.16% | 10.08% | 6.9% | 0% | 100%
Sites-Based | FCZ06 Tot | Warehouse | 0% | 0% | 0% | 0% | 0% | 0% | 0% | 0% | 0% | 0% | 6.518% | 34.82% | 14.46% | 39.67% | 4.536% | 100%
Sites-Based | FCZ06 Tot | All Commercial | 0.03339% | 0.3187% | 0.04861% | 0% | 0.1095% | 0.2993% | 0.1463% | 0.06155% | 0.2353% | 0% | 2.377% | 57.21% | 15.32% | 20.91% | 2.93% | 100%
Sites-Based | FCZ07 Tot | College | 0% | 0.04591% | 0.2478% | 0% | 0% | 0% | 0% | 0.1228% | 0% | 0.04591% | 1.683% | 73.19% | 4.214% | 20.46% | 0% | 100%
Sites-Based | FCZ07 Tot | Food Stores | 0% | 0% | 0% | 0% | 0% | 0% | 0% | 0% | 0% | 0% | 1.255% | 81.79% | 6.906% | 9.748% | 0.3% | 100%
Sites-Based | FCZ07 Tot | Health Care | 0% | 0.3774% | 0% | 0% | 0% | 0.9851% | 0.2307% | 0.461% | 0% | 0% | 3.417% | 63.7% | 7.871% | 21.83% | 1.132% | 100%
Sites-Based | FCZ07 Tot | Lodging | 1.48% | 0.3572% | 0.3572% | 0% | 0% | 0.3572% | 0% | 0% | 0% | 0% | 1.902% | 72.33% | 9.715% | 11.37% | 2.131% | 100%
Sites-Based | FCZ07 Tot | Miscellaneous | 0% | 0% | 0.2713% | 0.2416% | 0.7212% | 0.3599% | 0.08259% | 0.02819% | 0% | 0% | 1.873% | 77.75% | 9.245% | 8.867% | 0.5601% | 100%
Sites-Based | FCZ07 Tot | Office, Large | 0% | 1.811% | 0.6619% | 2.348% | 0% | 1.404% | 0% | 0% | 0% | 0% | 12.81% | 52.41% | 9.169% | 18.8% | 0.584% | 100%
Sites-Based | FCZ07 Tot | Office, Small | 0% | 0% | 0.07226% | 0% | 0% | 0.05511% | 0.07226% | 0% | 0% | 0% | 2.789% | 73.81% | 8.609% | 13.02% | 1.564% | 100%
Sites-Based | FCZ07 Tot | Refrigerated Warehouse | 0% | 0% | 0% | 0% | 0% | 0% | 0% | 0% | 0% | 0% | 0% | 62.65% | 23.97% | 13.38% | 0% | 100%
Sites-Based | FCZ07 Tot | Restaurant | 0% | 0% | 0% | 0.09708% | 0.09708% | 0.1942% | 0% | 0% | 0% | 0% | 2.192% | 65.75% | 10.52% | 19.86% | 1.295% | 100%
Sites-Based | FCZ07 Tot | Retail | 0% | 0.02913% | 0% | 0.04662% | 0% | 0.3868% | 0.01456% | 0% | 0% | 0% | 0.838% | 75.14% | 10.1% | 11.86% | 1.583% | 100%
Sites-Based | FCZ07 Tot | School | 0% | 0% | 0% | 0% | 0.5115% | 1.636% | 0.8182% | 0.9201% | 0% | 0.6134% | 3.12% | 73.84% | 8.18% | 10.09% | 0.2751% | 100%
Sites-Based | FCZ07 Tot | Warehouse | 0% | 0.4324% | 0.4575% | 0.1381% | 0.1381% | 0.834% | 0% | 0.1381% | 0.06084% | 0% | 2.915% | 69.7% | 13.39% | 11.01% | 0.7884% | 100%
Sites-Based | FCZ07 Tot | All Commercial | 0.01448% | 0.072% | 0.1112% | 0.1062% | 0.1572% | 0.3389% | 0.06323% | 0.05066% | 0.004078% | 0.01898% | 2.111% | 73.42% | 9.574% | 12.8% | 1.161% | 100%
Sites-Based | FCZ08 Tot | College | 0% | 0% | 0% | 0% | 0.4279% | 7.042% | 0% | 0% | 0% | 0% | 1.444% | 53.08% | 1.516% | 36.49% | 0% | 100%
Sites-Based | FCZ08 Tot | Food Stores | 0% | 0% | 0% | 0% | 0% | 0% | 0% | 0% | 0% | 0% | 0.7418% | 67.06% | 8.825% | 18.24% | 5.13% | 100%
Sites-Based | FCZ08 Tot | Health Care | 0% | 0% | 0% | 0% | 0% | 0% | 0.7433% | 0% | 0% | 0% | 5.738% | 75.43% | 0% | 18.09% | 0% | 100%
Sites-Based | FCZ08 Tot | Lodging | 1.523% | 0% | 0% | 0% | 0% | 0% | 0% | 0% | 0% | 0% | 2.422% | 79.84% | 13.26% | 2.953% | 0% | 100%
Sites-Based | FCZ08 Tot | Miscellaneous | 0% | 0% | 0% | 0% | 0% | 0% | 0% | 0% | 0% | 0% | 0.6084% | 67.95% | 8.145% | 22.78% | 0.5198% | 100%
Sites-Based | FCZ08 Tot | Office, Large | 0% | 0% | 4.085% | 0% | 0% | 0.9379% | 0% | 0% | 0% | 0% | 9.067% | 27.74% | 0% | 51.48% | 6.691% | 100%
Sites-Based | FCZ08 Tot | Office, Small | 0% | 0% | 0% | 0.2583% | 0% | 0% | 0% | 0% | 0% | 0% | 1.389% | 77.22% | 4.811% | 16.06% | 0.2616% | 100%
Sites-Based | FCZ08 Tot | Refrigerated Warehouse | 0% | 0% | 0% | 0% | 0% | 0% | 0% | 0% | 0% | 0% | 0% | 83.17% | 16.83% | 0% | 0% | 100%
Sites-Based | FCZ08 Tot | Restaurant | 0% | 0% | 1.919% | 0% | 0% | 0% | 0% | 0% | 0% | 0% | 0.4347% | 70.08% | 2.986% | 24.58% | 0% | 100%
Sites-Based | FCZ08 Tot | Retail | 0% | 1.26% | 0% | 0% | 0% | 0% | 0% | 0% | 0% | 0% | 0.5555% | 72.1% | 10.44% | 15.01% | 0.6334% | 100%
Sites-Based | FCZ08 Tot | School | 0% | 0% | 0% | 0% | 0% | 0% | 0% | 0% | 2.766% | 0% | 0% | 71.89% | 0% | 24.73% | 0.6176% | 100%
Sites-Based | FCZ08 Tot | Warehouse | 0% | 0% | 0% | 0% | 0% | 0% | 0% | 0% | 0% | 0% | 2.469% | 59.91% | 9.092% | 28.53% | 0% | 100%
Sites-Based | FCZ08 Tot | All Commercial | 0.02029% | 0.2744% | 0.3211% | 0.07344% | 0.005709% | 0.1108% | 0.03883% | 0% | 0.05684% | 0% | 1.323% | 71.12% | 6.365% | 19.59% | 0.6998% | 100%
Sites-Based | FCZ09 Tot | College | 0% | 0% | 0% | 0% | 0% | 49.08% | 0% | 0% | 1.306% | 0% | 1.306% | 43.04% | 0% | 5.268% | 0% | 100%
Sites-Based | FCZ09 Tot | Food Stores | 0% | 0% | 0% | 0% | 0% | 0% | 0% | 0% | 0.7239% | 0% | 0% | 67.6% | 18.43% | 12.99% | 0.2518% | 100%
Sites-Based | FCZ09 Tot | Health Care | 0% | 5.374% | 1.791% | 15.04% | 0% | 0% | 0% | 0% | 0% | 1.791% | 3.111% | 18.18% | 12.77% | 38.73% | 3.217% | 100%
Sites-Based | FCZ09 Tot | Lodging | 0% | 0% | 0% | 0% | 0% | 0% | 0% | 0% | 0% | 0% | 0% | 75.17% | 6.117% | 18.72% | 0% | 100%
Sites-Based | FCZ09 Tot | Miscellaneous | 0% | 0% | 0% | 0% | 0% | 0.7157% | 0% | 0% | 0.7157% | 0% | 7.064% | 58.17% | 12.82% | 19.95% | 0.567% | 100%
Sites-Based | FCZ09 Tot | Office, Large | 0% | 0% | 0% | 0% | 0% | 0% | 0% | 0% | 0% | 0% | 0% | 79.8% | 0% | 20.2% | 0% | 100%
Sites-Based | FCZ09 Tot | Office, Small | 0% | 0% | 1.144% | 0% | 0% | 0% | 0% | 1.144% | 0% | 0% | 3.001% | 36.87% | 19.97% | 37.87% | 0% | 100%
Sites-Based | FCZ09 Tot | Refrigerated Warehouse | 0% | 0% | 0% | 0% | 0% | 0% | 0% | 0% | 0% | 0% | 0% | 21.45% | 0% | 78.55% | 0% | 100%
Sites-Based | FCZ09 Tot | Restaurant | 0% | 0% | 0.6061% | 0% | 0% | 1.212% | 0% | 0% | 0% | 0% | 1.333% | 47.28% | 17.55% | 27.62% | 4.398% | 100%
Sites-Based | FCZ09 Tot | Retail | 0% | 0% | 0% | 0% | 0% | 0% | 0% | 0% | 0% | 0% | 5.4% | 42.06% | 6.655% | 44.11% | 1.776% | 100%
Sites-Based | FCZ09 Tot | School | 0% | 0% | 2.063% | 0% | 0% | 0.522% | 0% | 0.6643% | 0% | 0% | 0% | 49.52% | 11.87% | 35.36% | 0% | 100%
Sites-Based | FCZ09 Tot | Warehouse | 1.816% | 0% | 0% | 0% | 0% | 0% | 0% | 1.816% | 0% | 0% | 0% | 44.16% | 20.45% | 31.76% | 0% | 100%
Sites-Based | FCZ09 Tot | All Commercial | 0.09368% | 0.1112% | 0.5429% | 0.3111% | 0% | 1.022% | 0% | 0.4467% | 0.202% | 0.03706% | 3.477% | 46.71% | 14.35% | 31.7% | 1% | 100%
Sites-Based | FCZ10 Tot | College | 0% | 0% | 0% | 0% | 0% | 0% | 0% | 0% | 0% | 0% | 0.2137% | 20.44% | 12.16% | 50.88% | 16.31% | 100%
Sites-Based | FCZ10 Tot | Food Stores | 0% | 0% | 0% | 0% | 0% | 1.275% | 0% | 0% | 0% | 0% | 2.775% | 45.62% | 12.75% | 33.21% | 4.37% | 100%
Sites-Based | FCZ10 Tot | Health Care | 0% | 0% | 0% | 1.976% | 0% | 0% | 0% | 0% | 0% | 0% | 0.4726% | 46.03% | 28.7% | 20.95% | 1.877% | 100%
Sites-Based | FCZ10 Tot | Lodging | 0% | 2.074% | 0% | 0% | 0% | 0% | 0% | 2.841% | 0% | 0% | 9.49% | 50.03% | 10.98% | 20.52% | 4.068% | 100%
Sites-Based | FCZ10 Tot | Miscellaneous | 0% | 0.151% | 0% | 0.1726% | 0% | 0.7814% | 0% | 0% | 0% | 0% | 1.562% | 61.07% | 7.973% | 28.23% | 0.06412% | 100%
Sites-Based | FCZ10 Tot | Office, Large | 0% | 0% | 0% | 0% | 0% | 0% | 0% | 0% | 5.026% | 0% | 2.656% | 18.98% | 3.829% | 67.59% | 1.918% | 100%
Sites-Based | FCZ10 Tot | Office, Small | 0% | 0% | 0.9572% | 0% | 0% | 1.712% | 0% | 0.9816% | 0% | 0% | 2.933% | 42.56% | 10.89% | 39.26% | 0.7069% | 100%
Sites-Based | FCZ10 Tot | Refrigerated Warehouse | 0% | 0% | 0% | 0% | 0% | 0% | 0% | 0% | 0% | 0% | 12.8% | 0% | 0% | 36.62% | 50.58% | 100%
Sites-Based | FCZ10 Tot | Restaurant | 0% | 0% | 0% | 0.5692% | 0% | 0.1981% | 0% | 0% | 0% | 0% | 1.848% | 46.75% | 7.905% | 41.76% | 0.9655% | 100%
Sites-Based | FCZ10 Tot | Retail | 0% | 0% | 0% | 0.07647% | 0% | 0.3121% | 0% | 0.2502% | 0% | 0% | 1.357% | 49.01% | 5.723% | 42.18% | 1.092% | 100%
Sites-Based | FCZ10 Tot | School | 0.9547% | 0% | 0.9547% | 2.252% | 0% | 2.252% | 0% | 0% | 0% | 2.846% | 19.82% | 40.95% | 0% | 29.98% | 0% | 100%
Sites-Based | FCZ10 Tot | Warehouse | 0% | 0% | 0% | 0% | 0% | 0% | 0.5444% | 0% | 2.079% | 0% | 4.565% | 45.99% | 4.431% | 37.58% | 4.807% | 100%
Sites-Based | FCZ10 Tot | All Commercial | 0.02058% | 0.04831% | 0.2442% | 0.228% | 0% | 0.7515% | 0.0415% | 0.3215% | 0.2169% | 0.06135% | 2.608% | 47.93% | 8.513% | 37.43% | 1.594% | 100%
Sites-Based | FCZ11 Tot | College | 0% | 0% | 0% | 2.518% | 0% | 0% | 0% | 0% | 0% | 0% | 1.927% | 59.24% | 0% | 36.03% | 0.286% | 100%
Sites-Based | FCZ11 Tot | Food Stores | 0% | 0% | 0.8384% | 0% | 0% | 0% | 0% | 0% | 0% | 0% | 0% | 50.29% | 17.08% | 24.49% | 7.307% | 100%
Sites-Based | FCZ11 Tot | Health Care | 0% | 2.125% | 0% | 0% | 0% | 3.483% | 0% | 0% | 0% | 2.125% | 1.067% | 30.8% | 22.59% | 24.38% | 13.43% | 100%
Sites-Based | FCZ11 Tot | Lodging | 0% | 1.755% | 0% | 0% | 0% | 0% | 0% | 1.755% | 0% | 1.755% | 16.01% | 39.6% | 16.39% | 21.35% | 1.391% | 100%
Sites-Based | FCZ11 Tot | Miscellaneous | 0% | 0.8829% | 0.4208% | 0% | 0% | 0.6357% | 0.1994% | 0.1526% | 0.1994% | 0% | 4.073% | 48.53% | 14.13% | 30.27% | 0.5046% | 100%
Sites-Based | FCZ11 Tot | Office, Large | 0% | 0% | 0% | 0% | 0% | 0% | 0% | 0% | 0% | 0% | 20.82% | 5.968% | 14.85% | 58.36% | 0% | 100%
Sites-Based | FCZ11 Tot | Office, Small | 0% | 0% | 0% | 0% | 0% | 0% | 0.4256% | 0% | 0% | 0% | 4.792% | 30.65% | 10.65% | 51.39% | 2.089% | 100%
Sites-Based | FCZ11 Tot | Refrigerated Warehouse | 0% | 0% | 0% | 0% | 0% | 0% | 0% | 0% | 0% | 0% | 7.239% | 51.91% | 0% | 40.85% | 0% | 100%
Sites-Based | FCZ11 Tot | Restaurant | 0% | 0% | 0% | 0.6221% | 0% | 0.3521% | 0% | 1.244% | 0% | 0% | 1.88% | 36.68% | 15.73% | 39.37% | 4.121% | 100%
Sites-Based | FCZ11 Tot | Retail | 0% | 2.105% | 0% | 0% | 0.164% | 1.709% | 0% | 0% | 0.164% | 0% | 1.023% | 40.24% | 12.58% | 41% | 1.006% | 100%
Sites-Based | FCZ11 Tot | School | 0% | 0% | 0% | 0% | 1.499% | 0% | 0% | 0% | 0% | 0% | 0% | 36.52% | 14.7% | 42.95% | 4.334% | 100%
Sites-Based | FCZ11 Tot | Warehouse | 0% | 0% | 5.239% | 0% | 0% | 0.5339% | 0% | 0% | 0% | 0% | 0.5339% | 46.35% | 8.287% | 37.93% | 1.13% | 100%
Sites-Based | FCZ11 Tot | All Commercial | 0% | 0.687% | 0.3859% | 0.2124% | 0.07955% | 0.6431% | 0.1533% | 0.1678% | 0.06741% | 0.06498% | 2.867% | 39.63% | 12.09% | 40.77% | 2.182% | 100%
Sites-Based | FCZ12c Tot | College | 0% | 0% | 0% | 0% | 0% | 0% | 0% | 0% | 0% | 0% | 12.22% | 54.46% | 9.326% | 22.76% | 1.234% | 100%
Sites-Based | FCZ12c Tot | Food Stores | 0% | 0% | 0% | 0% | 0% | 0% | 0% | 0% | 0% | 0% | 3.114% | 62.18% | 10.25% | 23.48% | 0.966% | 100%
Sites-Based | FCZ12c Tot | Health Care | 0% | 0% | 0% | 0% | 0% | 0% | 0% | 0% | 0% | 0% | 11.29% | 67.31% | 0% | 13.49% | 7.907% | 100%
Sites-Based | FCZ12c Tot | Lodging | 0% | 0% | 0% | 0% | 0% | 1.436% | 0% | 0% | 0% | 0% | 5.277% | 63.72% | 5.562% | 20.12% | 3.89% | 100%
Sites-Based | FCZ12c Tot | Miscellaneous | 0% | 0.2551% | 0.3472% | 0.5101% | 0% | 0.5563% | 0.3472% | 0.0921% | 0.1579% | 0% | 5.339% | 64.8% | 9.909% | 16.66% | 1.029% | 100%
Sites-Based | FCZ12c Tot | Office, Large | 0% | 0% | 0% | 0% | 0% | 2.801% | 0% | 0.331% | 0% | 0.5227% | 10.02% | 51.66% | 2.186% | 31.31% | 1.17% | 100%
Sites-Based | FCZ12c Tot | Office, Small | 0% | 0.5678% | 0.08666% | 0.1687% | 0% | 0.03129% | 0% | 0.07448% | 0% | 0% | 3.437% | 72.38% | 5.229% | 17.68% | 0.3454% | 100%
Sites-Based | FCZ12c Tot | Refrigerated Warehouse | 0% | 0% | 0% | 0% | 0% | 0% | 0% | 0% | 0% | 0% | 0% | 31.16% | 0% | 68.84% | 0% | 100%
Sites-Based | FCZ12c Tot | Restaurant | 0% | 0.297% | 0.5975% | 0% | 0% | 0.5655% | 0% | 0% | 0% | 0% | 0.8625% | 63.53% | 5.904% | 24.26% | 3.982% | 100%
Sites-Based | FCZ12c Tot | Retail | 0% | 0% | 0% | 0% | 0% | 0.1549% | 0% | 0% | 0% | 0% | 1.888% | 55.47% | 20.05% | 22.44% | 0% | 100%
Sites-Based | FCZ12c Tot | School | 0% | 0% | 0% | 0% | 0% | 0% | 0% | 0% | 0% | 0% | 9.371% | 33.35% | 8.278% | 49% | 0% | 100%
Sites-Based | FCZ12c Tot | Warehouse | 0% | 0% | 0.6415% | 0% | 0% | 0% | 0% | 0% | 0% | 0% | 4.017% | 57.43% | 5.697% | 31.67% | 0.5405% | 100%
Sites-Based | FCZ12c Tot | All Commercial | 0% | 0.2839% | 0.1774% | 0.1298% | 0% | 0.2893% | 0.04475% | 0.05041% | 0.02035% | 0.01625% | 3.679% | 64.11% | 8.768% | 21.37% | 1.061% | 100%
Sites-Based | FCZ12i Tot | College | 0% | 0% | 0% | 0% | 0% | 0% | 0% | 7.474% | 0% | 0% | 0% | 40.69% | 19.56% | 32.28% | 0% | 100%
Sites-Based | FCZ12i Tot | Food Stores | 0% | 0% | 0.8967% | 0% | 0% | 0% | 0% | 0% | 0% | 0% | 0.8967% | 64.14% | 3.407% | 30.66% | 0% | 100%
Sites-Based | FCZ12i Tot | Health Care | 0% | 0% | 0% | 0% | 0% | 1.536% | 0% | 0% | 0% | 0% | 2.33% | 70.07% | 7.482% | 17.13% | 1.46% | 100%
Sites-Based | FCZ12i Tot | Lodging | 0% | 14.81% | 6.386% | 0% | 0% | 0% | 0% | 0% | 0% | 0% | 3.878% | 56.97% | 0% | 14.21% | 3.748% | 100%
Sites-Based | FCZ12i Tot | Miscellaneous | 0% | 0% | 0% | 0.479% | 0.7042% | 0.3104% | 0% | 0% | 0% | 0% | 2.832% | 63.36% | 16.97% | 14.84% | 0.5036% | 100%
Sites-Based | FCZ12i Tot | Office, Large | 0% | 0% | 0% | 0% | 0% | 0% | 0% | 0% | 0% | 0% | 3.362% | 58.99% | 0% | 31.91% | 5.744% | 100%
Sites-Based | FCZ12i Tot | Office, Small | 0% | 0% | 0.2769% | 0% | 0% | 1.366% | 1.896% | 1.896% | 0.6828% | 0% | 10.31% | 46.83% | 19.77% | 16.74% | 0.2219% | 100%
Sites-Based | FCZ12i Tot | Refrigerated Warehouse | 0% | 0% | 0% | 0% | 0% | 0% | 0% | 0% | 0% | 0% | 0% | 30.93% | 0% | 0% | 69.07% | 100%
Sites-Based | FCZ12i Tot | Restaurant | 0% | 0% | 0.3824% | 0% | 0% | 0% | 0% | 0% | 0% | 0% | 7.312% | 57.76% | 11.32% | 21.18% | 2.051% | 100%
Sites-Based | FCZ12i Tot | Retail | 0% | 0% | 0% | 0% | 0% | 0.2536% | 0% | 0% | 0% | 0% | 6.427% | 45.04% | 32.14% | 15.4% | 0.7314% | 100%
Sites-Based | FCZ12i Tot | School | 0% | 0% | 0% | 0% | 0% | 0% | 10.84% | 0% | 0% | 1.053% | 15.03% | 62.96% | 4.003% | 6.109% | 0% | 100%
Sites-Based | FCZ12i Tot | Warehouse | 1.728% | 0% | 0% | 0% | 0% | 0.5246% | 0% | 0% | 0% | 0% | 0% | 66.84% | 13.81% | 17.1% | 0% | 100%
Sites-Based | FCZ12i Tot | All Commercial | 0.07816% | 0.2008% | 0.2623% | 0.08501% | 0.125% | 0.5936% | 0.8821% | 0.6722% | 0.2096% | 0.02914% | 6.471% | 53.72% | 18.51% | 17.41% | 0.7493% | 100%
Sites-Based | FCZ13 Tot | College | 0% | 0% | 0% | 0% | 0% | 0% | 0% | 0% | 0% | 0% | 7.684% | 50.81% | 0% | 39.86% | 1.644% | 100%
Sites-Based | FCZ13 Tot | Food Stores | 0% | 0% | 0.4893% | 0% | 0% | 1.58% | 0% | 0% | 0% | 0% | 4.679% | 63.06% | 1.697% | 27.82% | 0.6671% | 100%
Sites-Based | FCZ13 Tot | Health Care | 0% | 0% | 0.8125% | 0% | 0% | 0% | 0% | 0.8125% | 0% | 0% | 3.365% | 53.46% | 0.6798% | 39.39% | 1.486% | 100%
Sites-Based | FCZ13 Tot | Lodging | 0% | 3.055% | 0% | 0% | 0% | 0% | 0% | 8.967% | 0% | 0% | 17.93% | 26.09% | 0% | 39.18% | 4.779% | 100%
Sites-Based | FCZ13 Tot | Miscellaneous | 0.2206% | 0% | 0.4598% | 0% | 0% | 1.129% | 1.418% | 0.2206% | 0.6272% | 0% | 6.01% | 67.77% | 1.781% | 20.06% | 0.2974% | 100%
Sites-Based | FCZ13 Tot | Office, Large | 0% | 0% | 0% | 0% | 0% | 1.904% | 0% | 0% | 0% | 3.339% | 26.47% | 40.9% | 0% | 27.38% | 0% | 100%
Sites-Based | FCZ13 Tot | Office, Small | 0% | 0% | 0.7451% | 0% | 0% | 0.4988% | 0% | 0.2781% | 0% | 0.2207% | 8.743% | 64.16% | 1.9% | 22.38% | 1.075% | 100%
Sites-Based | FCZ13 Tot | Refrigerated Warehouse | 0% | 0% | 0% | 0% | 0% | 0% | 0% | 0% | 0% | 0% | 0% | 51.77% | 0% | 39.4% | 8.826% | 100%
Sites-Based | FCZ13 Tot | Restaurant | 0% | 0% | 0.2804% | 0.4171% | 0% | 1.608% | 0.4171% | 0% | 0% | 0% | 4.53% | 49.21% | 3.406% | 37.27% | 2.866% | 100%
Sites-Based | FCZ13 Tot | Retail | 0% | 0% | 0.2613% | 0% | 0% | 0.09387% | 0% | 0% | 0% | 0% | 5.352% | 64.07% | 2.378% | 26.89% | 0.9542% | 100%
Sites-Based | FCZ13 Tot | School | 0% | 0% | 0% | 0% | 0% | 0% | 0% | 0% | 1.253% | 0% | 13.18% | 65.79% | 1.731% | 17.84% | 0.212% | 100%
Sites-Based | FCZ13 Tot | Warehouse | 1.064% | 0% | 0% | 0% | 0% | 0% | 0% | 1.046% | 0% | 0% | 4.923% | 55.24% | 2.679% | 35.04% | 0% | 100%
Sites-Based | FCZ13 Tot | All Commercial | 0.0831% | 0.01594% | 0.4287% | 0.0499% | 0% | 0.6521% | 0.2773% | 0.2282% | 0.1346% | 0.121% | 6.911% | 61.38% | 2.085% | 26.55% | 1.078% | 100%
Sites-Based | FCZ16 Tot | College | 0% | 0% | 0% | 0% | 0% | 0% | 0% | 0% | 0% | 0% | 6.677% | 19.82% | 0% | 73.5% | 0% | 100%
Sites-Based | FCZ16 Tot | Food Stores | 0% | 0% | 0% | 0% | 0% | 0% | 0% | 0% | 0% | 0% | 0.633% | 86.24% | 3.945% | 7.492% | 1.691% | 100%
Sites-Based | FCZ16 Tot | Health Care | 0% | 0% | 0% | 0% | 0% | 0% | 0% | 0% | 0% | 0% | 0% | 36.1% | 63.9% | 0% | 0% | 100%
Sites-Based | FCZ16 Tot | Lodging | 0% | 0% | 0% | 0% | 0% | 0% | 2.179% | 0% | 0% | 0% | 7.575% | 57.59% | 0.8342% | 24.9% | 6.923% | 100%
Sites-Based | FCZ16 Tot | Miscellaneous | 0% | 0% | 0% | 0% | 0% | 0.3525% | 0% | 0% | 0% | 0% | 2.249% | 85.12% | 2.436% | 9.841% | 0% | 100%
Sites-Based | FCZ16 Tot | Office, Large | 0% | 0% | 0% | 0% | 0% | 1.164% | 0% | 0% | 0% | 0% | 13.79% | 70.96% | 0% | 13.3% | 0.7849% | 100%
Sites-Based | FCZ16 Tot | Office, Small | 0% | 0% | 0% | 0% | 0% | 0% | 0% | 0% | 0% | 0% | 0% | 96.31% | 1.357% | 2.33% | 0% | 100%
Sites-Based | FCZ16 Tot | Refrigerated Warehouse | 0% | 0% | 0% | 0% | 0% | 0% | 0% | 0% | 0% | 0% | 0% | 76.74% | 10.85% | 12.41% | 0% | 100%
Sites-Based | FCZ16 Tot | Restaurant | 0% | 0% | 0% | 0% | 0% | 0% | 0% | 0% | 0% | 0% | 0% | 74.34% | 12.45% | 13.21% | 0% | 100%
Sites-Based | FCZ16 Tot | Retail | 0% | 0% | 0.09621% | 0% | 0% | 0% | 0% | 0% | 0% | 0% | 0.7076% | 68.66% | 10.16% | 20.19% | 0.1914% | 100%
Sites-Based | FCZ16 Tot | School | 0% | 0% | 0% | 0% | 0% | 0.6044% | 0% | 0% | 0% | 0% | 6.485% | 63.25% | 6.564% | 23.1% | 0% | 100%
Sites-Based | FCZ16 Tot | Warehouse | 0% | 0% | 0% | 0% | 0% | 0% | 0% | 0% | 0% | 0% | 0% | 88.99% | 7.542% | 3.47% | 0% | 100%
Sites-Based | FCZ16 Tot | All Commercial | 0% | 0% | 0.0329% | 0% | 0% | 0.09165% | 0.01836% | 0% | 0% | 0% | 1.108% | 77.99% | 7.94% | 12.6% | 0.221% | 100%
Sites-Based | FCZ17 Tot | College | 0% | 0% | 0% | 18.13% | 0% | 0% | 0% | 0% | 0% | 0% | 2.462% | 77.97% | 0% | 1.437% | 0% | 100%
Sites-Based | FCZ17 Tot | Food Stores | 0% | 0% | 0% | 0% | 0% | 0% | 0% | 0% | 0% | 0% | 0% | 62.24% | 21.82% | 14.42% | 1.526% | 100%
Sites-Based | FCZ17 Tot | Health Care | 0% | 0% | 0% | 0% | 0% | 0% | 0% | 0% | 4.196% | 0% | 0% | 87.02% | 7.905% | 0.8793% | 0% | 100%
Sites-Based | FCZ17 Tot | Lodging | 0% | 0% | 0% | 0% | 0% | 0% | 0% | 0% | 0% | 0% | 0% | 60.72% | 17.15% | 22.13% | 0% | 100%
Sites-Based | FCZ17 Tot | Miscellaneous | 0% | 0% | 0% | 0% | 0% | 0% | 0% | 0% | 0% | 0% | 0.2342% | 71.92% | 17.15% | 10.7% | 0% | 100%
Sites-Based | FCZ17 Tot | Office, Large | 0% | 0% | 0% | 0% | 0% | 1.914% | 0% | 0% | 0% | 0% | 38.39% | 27.08% | 9.652% | 22.96% | 0% | 100%
Sites-Based | FCZ17 Tot | Office, Small | 0% | 0% | 0% | 0% | 0% | 0% | 0% | 0% | 0% | 0% | 0% | 74.37% | 7.161% | 18.47% | 0% | 100%
Sites-Based | FCZ17 Tot | Refrigerated Warehouse | 0% | 0% | 0% | 0% | 0% | 0% | 0% | 0% | 0% | 0% | 0% | 46.52% | 0% | 53.48% | 0% | 100%
Sites-Based | FCZ17 Tot | Restaurant | 0% | 0% | 0% | 0% | 0% | 0% | 0% | 0% | 0% | 0% | 0% | 70.28% | 12.67% | 16.29% | 0.76% | 100%
Sites-Based | FCZ17 Tot | Retail | 0% | 0% | 0% | 0% | 0% | 0% | 0% | 0% | 0% | 0% | 0.151% | 74.68% | 12.82% | 9.168% | 3.186% | 100%
Sites-Based | FCZ17 Tot | School | 0% | 0% | 0% | 0% | 0% | 0% | 0% | 0% | 0% | 0% | 0% | 53.57% | 37.47% | 8.958% | 0% | 100%
Sites-Based | FCZ17 Tot | Warehouse | 0% | 0% | 0% | 0% | 0% | 0% | 0% | 0% | 0% | 0% | 0% | 94.15% | 3.672% | 2.175% | 0% | 100%
Sites-Based | FCZ17 Tot | All Commercial | 0% | 0% | 0% | 0.2322% | 0% | 0.01924% | 0% | 0% | 0.09604% | 0% | 0.4983% | 73.72% | 12.09% | 12.37% | 0.9725% | 100%
Sites-Based | PG&E | College | 0% | 0% | 0% | 0.05142% | 0% | 0.05142% | 0% | 0% | 0% | 0% | 3.286% | 55.84% | 23.01% | 17.37% | 0.3902% | 100%
Sites-Based | PG&E | Food Stores | 0% | 0% | 0.03936% | 0.03936% | 0% | 0.2775% | 0.1713% | 0% | 0% | 0% | 2.928% | 61.07% | 14.02% | 20.19% | 1.27% | 100%
Sites-Based | PG&E | Health Care | 0.1874% | 0.8175% | 1.744% | 0.3371% | 0.07839% | 2.248% | 0.2788% | 0.3977% | 0.4127% | 0.3907% | 5.847% | 51.44% | 6.595% | 25.03% | 4.203% | 100%
Sites-Based | PG&E | Lodging | 0.1303% | 0% | 0.3335% | 0.7612% | 0% | 0.8181% | 0.1181% | 0.5053% | 0.1093% | 0.9091% | 3.733% | 63.01% | 6.19% | 21.99% | 1.389% | 100%
Sites-Based | PG&E | Miscellaneous | 0.234% | 0.6799% | 0.3906% | 0.1626% | 0.5896% | 0.8181% | 0.4129% | 0.2049% | 0.3592% | 0.02105% | 3.572% | 58.94% | 10.89% | 19.38% | 3.341% | 100%
Sites-Based | PG&E | Office, Large | 0% | 0.3626% | 0% | 0.5291% | 0.2972% | 4.057% | 1.283% | 0.5354% | 0.1329% | 0.4672% | 11% | 48.05% | 2.881% | 29.28% | 1.126% | 100%
Sites-Based | PG&E | Office, Small | 0% | 0.2131% | 0.2207% | 0.03819% | 0.02495% | 0.5212% | 0.1195% | 0.0859% | 0.03196% | 0.08324% | 4.092% | 57.83% | 7.515% | 27.65% | 1.574% | 100%
Sites-Based | PG&E | Refrigerated Warehouse | 0.8193% | 1.123% | 0% | 0% | 0% | 0% | 0% | 0% | 0% | 0% | 0.821% | 62.77% | 10.26% | 19.48% | 4.727% | 100%
Sites-Based | PG&E | Restaurant | 0.06476% | 0.02308% | 0.3231% | 0.0206% | 0% | 0.2808% | 0% | 0.04844% | 0% | 0.133% | 4.008% | 53.62% | 12.51% | 26.28% | 2.694% | 100%
Sites-Based | PG&E | Retail | 0.01607% | 0.2617% | 0.2293% | 0.2304% | 0.1969% | 0.5878% | 0.1047% | 0.1628% | 0.1127% | 0.1054% | 2.421% | 60.92% | 14.08% | 19.13% | 1.444% | 100%
Sites-Based | PG&E | School | 0.9779% | 1.577% | 1.883% | 0% | 1.021% | 2.358% | 1.698% | 0.6387% | 1.398% | 0.8619% | 4.507% | 55.27% | 9.682% | 17.1% | 1.02% | 100%
Sites-Based | PG&E | Warehouse | 0.1946% | 0.1079% | 0.7161% | 0.07724% | 0.08462% | 0.5741% | 0.08462% | 0.2713% | 0% | 0% | 6.095% | 54.25% | 10.42% | 25.49% | 1.63% | 100%
Sites-Based | PG&E | All Commercial | 0.09079% | 0.3018% | 0.3412% | 0.1252% | 0.1799% | 0.6741% | 0.2065% | 0.1521% | 0.1374% | 0.1178% | 3.795% | 57.87% | 10.83% | 23.18% | 2.003% | 100%
Sites-Based | SCE | College | 0% | 0.03187% | 0.172% | 0.2232% | 0.02493% | 2.228% | 0% | 0.08523% | 0.04836% | 0.03187% | 1.498% | 63.23% | 4.495% | 25.92% | 2.013% | 100%
Sites-Based | SCE | Food Stores | 0% | 0% | 0.07511% | 0% | 0% | 0.1729% | 0% | 0% | 0.03465% | 0% | 1.248% | 72.23% | 9.313% | 15.07% | 1.857% | 100%
Sites-Based | SCE | Health Care | 0% | 0.6548% | 0.07339% | 0.9986% | 0% | 0.8831% | 0.2399% | 0.2145% | 0% | 0.3325% | 2.962% | 56.49% | 12.49% | 21.99% | 2.66% | 100%
Sites-Based | SCE | Lodging | 0.9668% | 0.7021% | 0.1978% | 0% | 0% | 0.1978% | 0% | 0.62% | 0% | 0.1916% | 4.466% | 66.38% | 10.66% | 13.68% | 1.945% | 100%
Sites-Based | SCE | Miscellaneous | 0% | 0.1282% | 0.2102% | 0.1722% | 0.4282% | 0.4558% | 0.07231% | 0.03455% | 0.06086% | 0% | 2.262% | 69.84% | 9.713% | 16.15% | 0.4684% | 100%
Sites-Based | SCE | Office, Large | 0% | 1.267% | 0.8949% | 1.643% | 0% | 1.082% | 0% | 0% | 0.7032% | 0% | 11.23% | 43.29% | 7.622% | 30.88% | 1.384% | 100%
Sites-Based | SCE | Office, Small | 0% | 0% | 0.2314% | 0.02153% | 0% | 0.2738% | 0.0938% | 0.1904% | 0% | 0% | 2.935% | 63% | 9.374% | 22.56% | 1.324% | 100%
Sites-Based | SCE | Refrigerated Warehouse | 0% | 0% | 0% | 0% | 0% | 0% | 0% | 0% | 0% | 0% | 1.977% | 56.04% | 17.97% | 19.75% | 4.258% | 100%
Sites-Based | SCE | Restaurant | 0% | 0% | 0.1732% | 0.2064% | 0.06213% | 0.2336% | 0% | 0.1257% | 0% | 0% | 1.941% | 59.74% | 10.34% | 25.63% | 1.548% | 100%
Sites-Based | SCE | Retail | 0% | 0.3145% | 0% | 0.04188% | 0.01673% | 0.4729% | 0.009461% | 0.03791% | 0.01673% | 0% | 1.066% | 66.34% | 9.601% | 20.68% | 1.395% | 100%
Sites-Based | SCE | School | 0.1082% | 0% | 0.2969% | 0.2551% | 0.4918% | 1.336% | 0.5165% | 0.6415% | 0.1419% | 0.7097% | 4.214% | 63.58% | 7.905% | 19.11% | 0.6939% | 100%
Sites-Based | SCE | Warehouse | 0.06614% | 0.2777% | 0.7198% | 0.08869% | 0.08869% | 0.5789% | 0.1032% | 0.1548% | 0.433% | 0% | 2.906% | 61.88% | 11.32% | 19.88% | 1.509% | 100%
Sites-Based | SCE | All Commercial | 0.01719% | 0.1556% | 0.1891% | 0.1291% | 0.1025% | 0.4496% | 0.06505% | 0.1202% | 0.05644% | 0.03095% | 2.275% | 64.61% | 9.679% | 20.82% | 1.306% | 100%
Sites-Based | SDG&E | College | 0% | 0% | 0% | 0% | 0% | 0% | 0% | 2.703% | 0% | 0% | 7.798% | 49.48% | 13.03% | 26.2% | 0.7876% | 100%
Sites-Based | SDG&E | Food Stores | 0% | 0% | 0.3383% | 0% | 0% | 0% | 0% | 0% | 0% | 0% | 2.278% | 62.92% | 7.67% | 26.19% | 0.6016% | 100%
Sites-Based | SDG&E | Health Care | 0% | 0% | 0% | 0% | 0% | 0.681% | 0% | 0% | 0% | 0% | 7.316% | 68.53% | 3.317% | 15.1% | 5.049% | 100%
Sites-Based | SDG&E | Lodging | 0% | 4.565% | 1.969% | 0% | 0% | 0.993% | 0% | 0% | 0% | 0% | 4.846% | 61.64% | 3.847% | 18.3% | 3.846% | 100%
Sites-Based | SDG&E | Miscellaneous | 0% | 0.1487% | 0.2024% | 0.4971% | 0.2936% | 0.4538% | 0.2024% | 0.0537% | 0.09204% | 0% | 4.293% | 64.2% | 12.85% | 15.9% | 0.8097% | 100%
Sites-Based | SDG&E | Office, Large | 0% | 0% | 0% | 0% | 0% | 2.338% | 0% | 0.2762% | 0% | 0.4363% | 8.915% | 52.87% | 1.824% | 31.41% | 1.927% | 100%
Sites-Based | SDG&E | Office, Small | 0% | 0.3998% | 0.143% | 0.1188% | 0% | 0.4261% | 0.561% | 0.6135% | 0.202% | 0% | 5.472% | 64.82% | 9.531% | 17.4% | 0.3089% | 100%
Sites-Based | SDG&E | Refrigerated Warehouse | 0% | 0% | 0% | 0% | 0% | 0% | 0% | 0% | 0% | 0% | 0% | 31.14% | 0% | 63.23% | 5.624% | 100%
Sites-Based | SDG&E | Restaurant | 0% | 0.1995% | 0.5269% | 0% | 0% | 0.3799% | 0% | 0% | 0% | 0% | 2.979% | 61.64% | 7.68% | 23.25% | 3.348% | 100%
Sites-Based | SDG&E | Retail | 0% | 0% | 0% | 0% | 0% | 0.192% | 0% | 0% | 0% | 0% | 3.594% | 51.55% | 24.59% | 19.8% | 0.2748% | 100%
Sites-Based | SDG&E | School | 0% | 0% | 0% | 0% | 0% | 0% | 4.499% | 0% | 0% | 0.4367% | 11.72% | 45.63% | 6.505% | 31.21% | 0% | 100%
Sites-Based | SDG&E | Warehouse | 0.6011% | 0% | 0.4184% | 0% | 0% | 0.1825% | 0% | 0% | 0% | 0% | 2.62% | 60.7% | 8.519% | 26.61% | 0.3525% | 100%
Sites-Based | SDG&E | All Commercial | 0.02672% | 0.2555% | 0.2064% | 0.1145% | 0.04272% | 0.3933% | 0.331% | 0.2629% | 0.08504% | 0.02065% | 4.633% | 60.56% | 12.1% | 20.02% | 0.9541% | 100%
Sites-Based | LADWP | College | 0% | 0% | 0% | 16.85% | 0% | 0% | 0% | 0% | 0% | 0% | 2.76% | 73.86% | 0% | 6.531% | 0% | 100%
Sites-Based | LADWP | Food Stores | 0% | 0% | 0% | 0% | 0% | 0% | 0% | 0% | 0% | 0% | 0.4645% | 79.85% | 8.704% | 9.336% | 1.647% | 100%
Sites-Based | LADWP | Health Care | 0% | 0% | 0% | 0% | 0% | 0% | 0% | 0% | 1.437% | 0% | 0% | 53.54% | 44.73% | 0.3011% | 0% | 100%
Sites-Based | LADWP | Lodging | 0% | 0% | 0% | 0% | 0% | 0% | 1.988% | 0% | 0% | 0% | 6.911% | 57.87% | 2.264% | 24.65% | 6.316% | 100%
Sites-Based | LADWP | Miscellaneous | 0% | 0% | 0% | 0% | 0% | 0.236% | 0% | 0% | 0% | 0% | 1.584% | 80.76% | 7.298% | 10.12% | 0% | 100%
Sites-Based | LADWP | Office, Large | 0% | 0% | 0% | 0% | 0% | 1.31% | 0% | 0% | 0% | 0% | 18.59% | 62.4% | 1.882% | 15.18% | 0.6318% | 100%
Sites-Based | LADWP | Office, Small | 0% | 0% | 0% | 0% | 0% | 0% | 0% | 0% | 0% | 0% | 0% | 88.66% | 3.382% | 7.96% | 0% | 100%
Sites-Based | LADWP | Refrigerated Warehouse | 0% | 0% | 0% | 0% | 0% | 0% | 0% | 0% | 0% | 0% | 0% | 66.96% | 7.336% | 25.7% | 0% | 100%
Sites-Based | LADWP | Restaurant | 0% | 0% | 0% | 0% | 0% | 0% | 0% | 0% | 0% | 0% | 0% | 73.27% | 12.51% | 14.02% | 0.2007% | 100%
Sites-Based | LADWP | Retail | 0% | 0% | 0.07337% | 0% | 0% | 0% | 0% | 0% | 0% | 0% | 0.5754% | 70.09% | 10.79% | 17.57% | 0.9023% | 100%
Sites-Based | LADWP | School | 0% | 0% | 0% | 0% | 0% | 0.4529% | 0% | 0% | 0% | 0% | 4.86% | 60.82% | 14.31% | 19.55% | 0% | 100%
Sites-Based | LADWP | Warehouse | 0% | 0% | 0% | 0% | 0% | 0% | 0% | 0% | 0% | 0% | 0% | 91.53% | 5.636% | 2.832% | 0% | 100%
Sites-Based | LADWP | All Commercial | 0% | 0% | 0.02315% | 0.06879% | 0% | 0.07019% | 0.01292% | 0% | 0.02846% | 0% | 0.9271% | 76.73% | 9.169% | 12.53% | 0.4437% | 100%
Sites-Based | SMUD | College | 0% | 0% | 0% | 0% | 0% | 0% | 0% | 0% | 0% | 0% | 7.684% | 50.81% | 0% | 39.86% | 1.644% | 100%
Sites-Based | SMUD | Food Stores | 0% | 0% | 0.4893% | 0% | 0% | 1.58% | 0% | 0% | 0% | 0% | 4.679% | 63.06% | 1.697% | 27.82% | 0.6671% | 100%
Sites-Based | SMUD | Health Care | 0% | 0% | 0.8125% | 0% | 0% | 0% | 0% | 0.8125% | 0% | 0% | 3.365% | 53.46% | 0.6798% | 39.39% | 1.486% | 100%
Sites-Based | SMUD | Lodging | 0% | 3.055% | 0% | 0% | 0% | 0% | 0% | 8.967% | 0% | 0% | 17.93% | 26.09% | 0% | 39.18% | 4.779% | 100%
Sites-Based | SMUD | Miscellaneous | 0.2206% | 0% | 0.4598% | 0% | 0% | 1.129% | 1.418% | 0.2206% | 0.6272% | 0% | 6.01% | 67.77% | 1.781% | 20.06% | 0.2974% | 100%
Sites-Based | SMUD | Office, Large | 0% | 0% | 0% | 0% | 0% | 1.904% | 0% | 0% | 0% | 3.339% | 26.47% | 40.9% | 0% | 27.38% | 0% | 100%
Sites-Based | SMUD | Office, Small | 0% | 0% | 0.7451% | 0% | 0% | 0.4988% | 0% | 0.2781% | 0% | 0.2207% | 8.743% | 64.16% | 1.9% | 22.38% | 1.075% | 100%
Sites-Based | SMUD | Refrigerated Warehouse | 0% | 0% | 0% | 0% | 0% | 0% | 0% | 0% | 0% | 0% | 0% | 51.77% | 0% | 39.4% | 8.826% | 100%
Sites-Based | SMUD | Restaurant | 0% | 0% | 0.2804% | 0.4171% | 0% | 1.608% | 0.4171% | 0% | 0% | 0% | 4.53% | 49.21% | 3.406% | 37.27% | 2.866% | 100%
Sites-Based | SMUD | Retail | 0% | 0% | 0.2613% | 0% | 0% | 0.09387% | 0% | 0% | 0% | 0% | 5.352% | 64.07% | 2.378% | 26.89% | 0.9542% | 100%
Sites-Based | SMUD | School | 0% | 0% | 0% | 0% | 0% | 0% | 0% | 0% | 1.253% | 0% | 13.18% | 65.79% | 1.731% | 17.84% | 0.212% | 100%
Sites-Based | SMUD | Warehouse | 1.064% | 0% | 0% | 0% | 0% | 0% | 0% | 1.046% | 0% | 0% | 4.923% | 55.24% | 2.679% | 35.04% | 0% | 100%
Sites-Based | SMUD | All Commercial | 0.0831% | 0.01594% | 0.4287% | 0.0499% | 0% | 0.6521% | 0.2773% | 0.2282% | 0.1346% | 0.121% | 6.911% | 61.38% | 2.085% | 26.55% | 1.078% | 100%
Sites-Based | FCZ01 | College | 0% | 0% | 0% | 0% | 0% | 0% | 0% | 0% | 0% | 0% | 2.58% | 86.31% | 6.969% | 4.088% | 0.05708% | 100%
Sites-Based | FCZ01 | Food Stores | 0% | 0% | 0% | 0% | 0% | 0% | 0% | 0% | 0% | 0% | 1.774% | 75.57% | 8.141% | 14.23% | 0.2846% | 100%
Sites-Based | FCZ01 | Health Care | 0% | 0% | 0% | 0.4009% | 0% | 0% | 0.8151% | 0.1871% | 0% | 0% | 6.064% | 60.73% | 4.661% | 24.29% | 2.844% | 100%
Sites-Based | FCZ01 | Lodging | 0% | 0% | 0.7237% | 0% | 0% | 0.7389% | 0% | 0% | 0% | 0.7389% | 6.074% | 61.04% | 7.226% | 21.91% | 1.551% | 100%
Sites-Based | FCZ01 | Miscellaneous | 0.124% | 0% | 0% | 0.2528% | 0.4391% | 0.4986% | 0.5884% | 0.1067% | 0.03558% | 0% | 2.83% | 71.41% | 8.778% | 13.12% | 1.82% | 100%
Sites-Based | FCZ01 | Office, Large | 0% | 0% | 0% | 0% | 0.4064% | 4.358% | 1.455% | 0% | 0.1818% | 0% | 11.23% | 52.68% | 2.334% | 26.11% | 1.24% | 100%
Sites-Based | FCZ01 | Office, Small | 0% | 0% | 0.142% | 0.04359% | 0% | 0.1989% | 0% | 0% | 0.08347% | 0% | 3.602% | 67.45% | 5.867% | 20.11% | 2.497% | 100%
Sites-Based | FCZ01 | Refrigerated Warehouse | 1.875% | 0% | 0% | 0% | 0% | 0% | 0% | 0% | 0% | 0% | 1.879% | 83.74% | 7.998% | 3.714% | 0.7901% | 100%
Sites-Based | FCZ01 | Restaurant | 0.1272% | 0% | 0.4942% | 0.04046% | 0% | 0.1677% | 0% | 0% | 0% | 0% | 2.261% | 62.73% | 12.11% | 20.03% | 2.035% | 100%
Sites-Based | FCZ01 | Retail | 0% | 0% | 0.03063% | 0.3578% | 0% | 0.06441% | 0% | 0% | 0% | 0.06441% | 1.547% | 72.64% | 10.43% | 13.88% | 0.9835% | 100%
Sites-Based | FCZ01 | School | 0% | 0.2662% | 0.8556% | 0% | 0% | 2.585% | 1.225% | 0% | 0% | 1.225% | 3.726% | 65.26% | 13.36% | 10.01% | 1.486% | 100%
Sites-Based | FCZ01 | Warehouse | 0% | 0.3083% | 1.004% | 0% | 0% | 0% | 0% | 0.5337% | 0% | 0% | 6.498% | 73.41% | 7.985% | 10.04% | 0.22% | 100%
Sites-Based | FCZ01 | All Commercial | 0.04499% | 0.01669% | 0.1852% | 0.1449% | 0.07467% | 0.3474% | 0.1651% | 0.03903% | 0.0324% | 0.0476% | 3.07% | 68.99% | 8.607% | 16.59% | 1.639% | 100%
Sites-Based | FCZ02 | College | 0% | 0% | 0% | 0% | 0% | 0% | 0% | 0% | 0% | 0% | 0% | 46.14% | 43.45% | 10.41% | 0% | 100%
Sites-Based | FCZ02 | Food Stores | 0% | 0% | 0% | 0% | 0% | 1.053% | 0% | 0% | 0% | 0% | 7.193% | 56.61% | 16.59% | 18.35% | 0.2041% | 100%
Sites-Based | FCZ02 | Health Care | 0.8821% | 0% | 0.4612% | 0% | 0% | 1.764% | 0% | 0% | 0.4612% | 0.4612% | 7.436% | 53.93% | 2.646% | 28.01% | 3.949% | 100%
Sites-Based | FCZ02 | Lodging | 0% | 0% | 0% | 1.532% | 0% | 2.857% | 0% | 0% | 0% | 0.6964% | 2.243% | 61.45% | 1.128% | 29.33% | 0.7635% | 100%
Sites-Based | FCZ02 | Miscellaneous | 1.096% | 0% | 0.1159% | 0.2497% | 0% | 1.461% | 0.2497% | 1.096% | 0.3655% | 0% | 5.778% | 56.39% | 11% | 19.91% | 2.289% | 100%
Sites-Based | FCZ02 | Office, Large | 0% | 0% | 0% | 4.794% | 0% | 8.162% | 3.827% | 0% | 0% | 8.162% | 11.33% | 31.03% | 0% | 32.69% | 0% | 100%
Sites-Based | FCZ02 | Office, Small | 0% | 0% | 0.2238% | 0% | 0% | 0.7302% | 0.5891% | 0% | 0% | 0.5891% | 6.656% | 68.61% | 4.92% | 17.08% | 0.6014% | 100%
Sites-Based | FCZ02 | Refrigerated Warehouse | 0% | 7.756% | 0% | 0% | 0% | 0% | 0% | 0% | 0% | 0% | 0% | 60.43% | 3.302% | 28.51% | 0% | 100%
Sites-Based | FCZ02 | Restaurant | 0% | 0% | 0.5316% | 0% | 0% | 0.9525% | 0% | 0.5316% | 0% | 0% | 4.815% | 59.38% | 12.44% | 19.2% | 2.144% | 100%
Sites-Based | FCZ02 | Retail | 0% | 0% | 0% | 0.2944% | 0% | 0.2566% | 0% | 0% | 0.9199% | 0% | 4.949% | 61.75% | 10.37% | 20.77% | 0.6923% | 100%
Sites-Based | FCZ02 | School | 0% | 0% | 4.087% | 0% | 4.087% | 1.9% | 6.458% | 0% | 4.087% | 0% | 16.53% | 52.02% | 1.9% | 8.925% | 0% | 100%
Sites-Based | FCZ02 | Warehouse | 0% | 0% | 0.5844% | 0% | 0% | 1.151% | 0% | 0% | 0% | 0% | 3.559% | 68.74% | 5.873% | 19.07% | 1.02% | 100%
Sites-Based | FCZ02 | All Commercial | 0.2156% | 0.03516% | 0.2628% | 0.1728% | 0.07828% | 0.9768% | 0.4023% | 0.2464% | 0.324% | 0.2967% | 5.958% | 62.09% | 8.685% | 19.14% | 1.122% | 100%
Sites-Based | FCZ03 | College | 0% | 0% | 0% | 0% | 0% | 0% | 0% | 0% | 0% | 0% | 1.392% | 18.16% | 79.52% | 0.9312% | 0% | 100%
Sites-Based | FCZ03 | Food Stores | 0% | 0% | 0% | 0% | 0% | 0% | 0% | 0% | 0% | 0% | 4.367% | 50.72% | 18.46% | 24.38% | 2.075% | 100%
Sites-Based | FCZ03 | Health Care | 0% | 5.016% | 4.536% | 2.508% | 0% | 2.508% | 0% | 0% | 2.028% | 0% | 8.508% | 54.85% | 2.508% | 13.81% | 3.729% | 100%
Sites-Based | FCZ03 | Lodging | 0% | 0% | 0% | 0% | 0% | 0% | 0% | 0% | 0% | 0% | 4.778% | 57.9% | 7.765% | 29.56% | 0% | 100%
Sites-Based | FCZ03 | Miscellaneous | 0% | 0% | 0% | 0% | 1.966% | 0.1893% | 0% | 0% | 0% | 0.342% | 6.425% | 60.36% | 20.36% | 10.16% | 0.1893% | 100%
Sites-Based | FCZ03 | Office, Large | 0% | 0% | 0% | 39.8% | 0% | 0% | 0% | 0% | 0% | 0% | 0% | 34.46% | 0% | 25.74% | 0% | 100%
Sites-Based | FCZ03 | Office, Small | 0% | 0% | 0% | 0% | 0% | 0.341% | 0% | 0% | 0% | 0% | 12.75% | 43.62% | 13.53% | 28.52% | 1.253% | 100%
Sites-Based | FCZ03 | Refrigerated Warehouse | 0% | 0% | 0% | 0% | 0% | 0% | 0% | 0% | 0% | 0% | 0% | 65.52% | 0% | 34.48% | 0% | 100%
Sites-Based | FCZ03 | Restaurant | 0% | 0% | 0% | 0% | 0% | 1.962% | 0% | 0% | 0% | 0% | 1.979% | 63.11% | 2.597% | 30.35% | 0% | 100%
Sites-Based | FCZ03 | Retail | 0% | 0.6646% | 0.4299% | 0% | 0% | 1.329% | 0% | 0% | 0% | 0% | 6.128% | 47.23% | 23.58% | 20.13% | 0.5124% | 100%
Sites-Based | FCZ03 | School | 0% | 1.756% | 0% | 0% | 9.118% | 5.306% | 6.899% | 0% | 10.35% | 0% | 3.911% | 46.46% | 10.48% | 5.71% | 0% | 100%
Sites-Based | FCZ03 | Warehouse | 0% | 0% | 0% | 0% | 0% | 0% | 0% | 0% | 0% | 0% | 4.271% | 43.95% | 27.7% | 23.67% | 0.407% | 100%
Sites-Based | FCZ03 | All Commercial | 0% | 0.2712% | 0.1609% | 0.1557% | 0.8479% | 0.7764% | 0.2502% | 0% | 0.4173% | 0.08998% | 7.145% | 50.85% | 18.16% | 20.18% | 0.6898% | 100%
Sites-Based | FCZ04 | College | 0% | 0% | 0% | 0% | 0% | 0% | 0% | 0% | 0% | 0% | 0% | 29.74% | 9.152% | 58.85% | 2.263% | 100%
Sites-Based | FCZ04 | Food Stores | 0% | 0% | 0.2554% | 0.2554% | 0% | 0.9789% | 0% | 0% | 0% | 0% | 6.115% | 46.06% | 12.91% | 28.24% | 5.185% | 100%
Sites-Based | FCZ04 | Health Care | 0.3883% | 3.197% | 7.02% | 0% | 0.3883% | 8.485% | 0% | 1.653% | 0.3883% | 1.653% | 5.346% | 42.2% | 2.429% | 25.68% | 1.17% | 100%
Sites-Based | FCZ04 | Lodging | 1.017% | 0% | 0% | 3.985% | 0% | 1.017% | 0% | 0.7591% | 0% | 4.491% | 6.197% | 56.78% | 5.934% | 16.85% | 2.967% | 100%
Sites-Based | FCZ04 | Miscellaneous | 0.1788% | 0.1788% | 1.559% | 0.1005% | 1.022% | 1.737% | 0.1005% | 0.1788% | 0.3577% | 0% | 4.701% | 42.62% | 9.706% | 34.32% | 3.233% | 100%
Sites-Based | FCZ04 | Office, Large | 0% | 3.405% | 0% | 0% | 0% | 0% | 0% | 3.137% | 0% | 0% | 0% | 28.47% | 11.03% | 51.9% | 2.054% | 100%
Sites-Based | FCZ04 | Office, Small | 0% | 1.423% | 0.8171% | 0.08116% | 0% | 1.045% | 0.2418% | 0.5735% | 0% | 0% | 4.718% | 26.36% | 7.151% | 56.4% | 1.186% | 100%
Sites-Based | FCZ04 | Refrigerated Warehouse | 0% | 0% | 0% | 0% | 0% | 0% | 0% | 0% | 0% | 0% | 0% | 42.08% | 8.143% | 47.32% | 2.453% | 100%
Sites-Based | FCZ04 | Restaurant | 0% | 0.1804% | 0.1804% | 0% | 0% | 0% | 0% | 0% | 0% | 0% | 12.37% | 23.62% | 13.91% | 45.42% | 4.311% | 100%
Sites-Based | FCZ04 | Retail | 0.1146% | 1.275% | 1.342% | 0.2306% | 1.404% | 2.321% | 0.4612% | 1.16% | 0.1146% | 0% | 3.761% | 37.34% | 13.1% | 35.83% | 1.544% | 100%
Sites-Based | FCZ04 | School | 2.609% | 7.396% | 4.787% | 0% | 0% | 1.324% | 0% | 2.224% | 0% | 2.224% | 5.642% | 31.1% | 5.218% | 34.91% | 2.563% | 100%
Sites-Based | FCZ04 | Warehouse | 0.9006% | 0% | 1.421% | 0.3574% | 0.3916% | 1.421% | 0.3916% | 0.3916% | 0% | 0% | 4.603% | 35.54% | 11.62% | 42.3% | 0.662% | 100%
Sites-Based | FCZ04 | All Commercial | 0.2076% | 1.025% | 1.252% | 0.1814% | 0.4986% | 1.531% | 0.199% | 0.5946% | 0.1028% | 0.1742% | 5.335% | 34.28% | 9.993% | 42.33% | 2.293% | 100%
Sites-Based | FCZ05 | College | 0% | 0% | 0% | 0.6591% | 0% | 0.6591% | 0% | 0% | 0% | 0% | 0.8361% | 57.85% | 31.5% | 8.492% | 0% | 100%
Sites-Based | FCZ05 | Food Stores | 0% | 0% | 0% | 0% | 0% | 0% | 0.972% | 0% | 0% | 0% | 0.1886% | 49.66% | 20.38% | 27.94% | 0.8545% | 100%
Sites-Based | FCZ05 | Health Care | 0% | 0% | 0.585% | 0.585% | 0% | 1.183% | 0% | 0% | 1.066% | 0% | 7.611% | 33.46% | 20.49% | 24.1% | 10.92% | 100%
Sites-Based | FCZ05 | Lodging | 0% | 0% | 0% | 0% | 0% | 0% | 0% | 0% | 0.9597% | 0% | 0.9597% | 63.14% | 9.322% | 25.36% | 0.2511% | 100%
Sites-Based | FCZ05 | Miscellaneous | 0% | 3.033% | 0.6025% | 0.1423% | 0.5918% | 0.8427% | 0.5918% | 0% | 0.5918% | 0% | 2.562% | 51.92% | 12.36% | 23.36% | 3.403% | 100%
Sites-Based | FCZ05 | Office, Large | 0% | 0% | 0% | 0% | 0% | 6.402% | 0% | 3.201% | 0% | 0% | 22.92% | 49.32% | 0% | 18.15% | 0% | 100%
Sites-Based | FCZ05 | Office, Small | 0% | 0% | 0% | 0.0608% | 0% | 0.3499% | 0% | 0% | 0% | 0% | 2.549% | 52.6% | 9.483% | 32.94% | 2.017% | 100%
Sites-Based | FCZ05 | Refrigerated Warehouse | 0% | 0% | 0% | 0% | 0% | 0% | 0% | 0% | 0% | 0% | 0% | 51.05% | 14.74% | 26.37% | 7.84% | 100%
Sites-Based | FCZ05 | Restaurant | 0% | 0% | 0% | 0% | 0% | 0.3818% | 0% | 0% | 0% | 0.9775% | 2.831% | 40.63% | 13.38% | 36.74% | 5.058% | 100%
Sites-Based | FCZ05 | Retail | 0% | 0% | 0.0842% | 0% | 0% | 1.006% | 0.0842% | 0% | 0% | 0.4573% | 1.894% | 54.12% | 20.36% | 19.22% | 2.778% | 100%
Sites-Based | FCZ05 | School | 2.667% | 0% | 1.407% | 0% | 0% | 3.309% | 0.6746% | 1.227% | 0.6746% | 0% | 0.6746% | 51.61% | 10.66% | 27.1% | 0% | 100%
Sites-Based | FCZ05 | Warehouse | 0% | 0% | 0% | 0% | 0% | 0.8414% | 0% | 0% | 0% | 0% | 8.626% | 46.01% | 9.742% | 30.46% | 4.323% | 100%
Sites-Based | FCZ05 | All Commercial | 0.06893% | 0.5467% | 0.1804% | 0.06594% | 0.1067% | 0.7226% | 0.21% | 0.05233% | 0.1675% | 0.2077% | 2.779% | 50.49% | 14.07% | 27.34% | 2.989% | 100%
Sites-Based | FCZ06 | College | 0% | 0% | 0% | 0% | 0% | 0% | 0% | 0% | 0% | 0% | 12.94% | 3.017% | 53.16% | 30.89% | 0% | 100%
Sites-Based | FCZ06 | Food Stores | 0% | 0% | 0% | 0% | 0% | 0% | 0% | 0% | 0% | 0% | 1.847% | 53.43% | 24.49% | 19.25% | 0.9849% | 100%
Sites-Based | FCZ06 | Health Care | 0% | 0% | 0% | 0% | 0% | 0% | 0% | 0% | 0% | 0% | 0% | 68.46% | 1.037% | 28.08% | 2.424% | 100%
Sites-Based | FCZ06 | Lodging | 0% | 0% | 0.482% | 0% | 0% | 0% | 0.482% | 1.665% | 0% | 0% | 1.665% | 70.71% | 6.661% | 16.73% | 1.606% | 100%
Sites-Based | FCZ06 | Miscellaneous | 0.2011% | 1.219% | 0% | 0% | 0.2826% | 0% | 0.4837% | 0% | 1.219% | 0% | 1.703% | 57.52% | 11.97% | 14.38% | 11.02% | 100%
Sites-Based | FCZ06 | Office, Large | 0% | 0% | 0% | 0% | 0% | 0% | 0% | 0% | 0% | 0% | 19.49% | 38.98% | 0% | 41.53% | 0% | 100%
Sites-Based | FCZ06 | Office, Small | 0% | 0% | 0.09006% | 0% | 0.183% | 0.8752% | 0% | 0% | 0% | 0% | 1.577% | 63.88% | 11.43% | 21.96% | 0% | 100%
Sites-Based | FCZ06 | Refrigerated Warehouse | 0% | 0% | 0% | 0% | 0% | 0% | 0% | 0% | 0% | 0% | 0% | 12.42% | 36.01% | 12.42% | 39.15% | 100%
Sites-Based | FCZ06 | Restaurant | 0% | 0% | 0% | 0% | 0% | 0% | 0% | 0% | 0% | 0% | 3.683% | 55.16% | 14.34% | 24.73% | 2.085% | 100%
Sites-Based | FCZ06 | Retail | 0% | 0.6775% | 0% | 0% | 0% | 0% | 0.2806% | 0% | 0% | 0% | 1.686% | 53.13% | 23.89% | 17.94% | 2.397% | 100%
Sites-Based | FCZ06 | School | 0% | 0% | 0% | 0% | 0% | 0% | 0% | 0% | 1.86% | 0% | 0% | 81.16% | 10.08% | 6.9% | 0% | 100%
Sites-Based | FCZ06 | Warehouse | 0% | 0% | 0% | 0% | 0% | 0% | 0% | 0% | 0% | 0% | 6.518% | 34.82% | 14.46% | 39.67% | 4.536% | 100%
Sites-Based | FCZ06 | All Commercial | 0.0337% | 0.318% | 0.04886% | 0% | 0.1104% | 0.3013% | 0.146% | 0.06168% | 0.2367% | 0% | 2.384% | 57.2% | 15.28% | 20.94% | 2.942% | 100%
Sites-Based | FCZ07 | College | 0% | 0.04591% | 0.2478% | 0% | 0% | 0% | 0% | 0.1228% | 0% | 0.04591% | 1.683% | 73.19% | 4.214% | 20.46% | 0% | 100%
Sites-Based | FCZ07 | Food Stores | 0% | 0% | 0% | 0% | 0% | 0% | 0% | 0% | 0% | 0% | 1.255% | 81.79% | 6.906% | 9.748% | 0.3% | 100%
Sites-Based | FCZ07 | Health Care | 0% | 0.3774% | 0% | 0% | 0% | 0.9851% | 0.2307% | 0.461% | 0% | 0% | 3.417% | 63.7% | 7.871% | 21.83% | 1.132% | 100%
Sites-Based | FCZ07 | Lodging | 1.48% | 0.3572% | 0.3572% | 0% | 0% | 0.3572% | 0% | 0% | 0% | 0% | 1.902% | 72.33% | 9.715% | 11.37% | 2.131% | 100%
Sites-Based | FCZ07 | Miscellaneous | 0% | 0% | 0.2713% | 0.2416% | 0.7212% | 0.3599% | 0.08259% | 0.02819% | 0% | 0% | 1.873% | 77.75% | 9.245% | 8.867% | 0.5601% | 100%
Sites-Based | FCZ07 | Office, Large | 0% | 1.811% | 0.6619% | 2.348% | 0% | 1.404% | 0% | 0% | 0% | 0% | 12.81% | 52.41% | 9.169% | 18.8% | 0.584% | 100%
Sites-Based | FCZ07 | Office, Small | 0% | 0% | 0.07226% | 0% | 0% | 0.05511% | 0.07226% | 0% | 0% | 0% | 2.789% | 73.81% | 8.609% | 13.02% | 1.564% | 100%
Sites-Based | FCZ07 | Refrigerated Warehouse | 0% | 0% | 0% | 0% | 0% | 0% | 0% | 0% | 0% | 0% | 0% | 62.65% | 23.97% | 13.38% | 0% | 100%
Sites-Based | FCZ07 | Restaurant | 0% | 0% | 0% | 0.09708% | 0.09708% | 0.1942% | 0% | 0% | 0% | 0% | 2.192% | 65.75% | 10.52% | 19.86% | 1.295% | 100%
Sites-Based | FCZ07 | Retail | 0% | 0.02913% | 0% | 0.04662% | 0% | 0.3868% | 0.01456% | 0% | 0% | 0% | 0.838% | 75.14% | 10.1% | 11.86% | 1.583% | 100%
Sites-Based | FCZ07 | School | 0% | 0% | 0% | 0% | 0.5115% | 1.636% | 0.8182% | 0.9201% | 0% | 0.6134% | 3.12% | 73.84% | 8.18% | 10.09% | 0.2751% | 100%
Sites-Based | FCZ07 | Warehouse | 0% | 0.4324% | 0.4575% | 0.1381% | 0.1381% | 0.834% | 0% | 0.1381% | 0.06084% | 0% | 2.915% | 69.7% | 13.39% | 11.01% | 0.7884% | 100%
Sites-Based | FCZ07 | All Commercial | 0.01341% | 0.07072% | 0.1062% | 0.1039% | 0.1483% | 0.3363% | 0.06306% | 0.05057% | 0.003822% | 0.01934% | 2.111% | 73.39% | 9.512% | 12.9% | 1.175% | 100%
Sites-Based | FCZ08 | College | 0% | 0% | 0% | 0% | 0.4279% | 7.042% | 0% | 0% | 0% | 0% | 1.444% | 53.08% | 1.516% | 36.49% | 0% | 100%
Sites-Based | FCZ08 | Food Stores | 0% | 0% | 0% | 0% | 0% | 0% | 0% | 0% | 0% | 0% | 0.7418% | 67.06% | 8.825% | 18.24% | 5.13% | 100%
Sites-Based | FCZ08 | Health Care | 0% | 0% | 0% | 0% | 0% | 0% | 0.7433% | 0% | 0% | 0% | 5.738% | 75.43% | 0% | 18.09% | 0% | 100%
Sites-Based | FCZ08 | Lodging | 1.523% | 0% | 0% | 0% | 0% | 0% | 0% | 0% | 0% | 0% | 2.422% | 79.84% | 13.26% | 2.953% | 0% | 100%
Sites-Based | FCZ08 | Miscellaneous | 0% | 0% | 0% | 0% | 0% | 0% | 0% | 0% | 0% | 0% | 0.6084% | 67.95% | 8.145% | 22.78% | 0.5198% | 100%
Sites-Based | FCZ08 | Office, Large | 0% | 0% | 4.085% | 0% | 0% | 0.9379% | 0% | 0% | 0% | 0% | 9.067% | 27.74% | 0% | 51.48% | 6.691% | 100%
Sites-Based | FCZ08 | Office, Small | 0% | 0% | 0% | 0.2583% | 0% | 0% | 0% | 0% | 0% | 0% | 1.389% | 77.22% | 4.811% | 16.06% | 0.2616% | 100%
Sites-Based | FCZ08 | Refrigerated Warehouse | 0% | 0% | 0% | 0% | 0% | 0% | 0% | 0% | 0% | 0% | 0% | 83.17% | 16.83% | 0% | 0% | 100%
Sites-Based | FCZ08 | Restaurant | 0% | 0% | 1.919% | 0% | 0% | 0% | 0% | 0% | 0% | 0% | 0.4347% | 70.08% | 2.986% | 24.58% | 0% | 100%
Sites-Based | FCZ08 | Retail | 0% | 1.26% | 0% | 0% | 0% | 0% | 0% | 0% | 0% | 0% | 0.5555% | 72.1% | 10.44% | 15.01% | 0.6334% | 100%
Sites-Based | FCZ08 | School | 0% | 0% | 0% | 0% | 0% | 0% | 0% | 0% | 2.766% | 0% | 0% | 71.89% | 0% | 24.73% | 0.6176% | 100%
Sites-Based | FCZ08 | Warehouse | 0% | 0% | 0% | 0% | 0% | 0% | 0% | 0% | 0% | 0% | 2.469% | 59.91% | 9.092% | 28.53% | 0% | 100%
Sites-Based | FCZ08 | All Commercial | 0.02029% | 0.2744% | 0.3211% | 0.07344% | 0.005709% | 0.1108% | 0.03883% | 0% | 0.05684% | 0% | 1.323% | 71.12% | 6.365% | 19.59% | 0.6998% | 100%
Sites-Based | FCZ09 | College | 0% | 0% | 0% | 0% | 0% | 49.08% | 0% | 0% | 1.306% | 0% | 1.306% | 43.04% | 0% | 5.268% | 0% | 100%
Sites-Based | FCZ09 | Food Stores | 0% | 0% | 0% | 0% | 0% | 0% | 0% | 0% | 0.7239% | 0% | 0% | 67.6% | 18.43% | 12.99% | 0.2518% | 100%
Sites-Based | FCZ09 | Health Care | 0% | 5.374% | 1.791% | 15.04% | 0% | 0% | 0% | 0% | 0% | 1.791% | 3.111% | 18.18% | 12.77% | 38.73% | 3.217% | 100%
Sites-Based | FCZ09 | Lodging | 0% | 0% | 0% | 0% | 0% | 0% | 0% | 0% | 0% | 0% | 0% | 75.17% | 6.117% | 18.72% | 0% | 100%
Sites-Based | FCZ09 | Miscellaneous | 0% | 0% | 0% | 0% | 0% | 0.7157% | 0% | 0% | 0.7157% | 0% | 7.064% | 58.17% | 12.82% | 19.95% | 0.567% | 100%
Sites-Based | FCZ09 | Office, Large | 0% | 0% | 0% | 0% | 0% | 0% | 0% | 0% | 0% | 0% | 0% | 79.8% | 0% | 20.2% | 0% | 100%
Sites-Based | FCZ09 | Office, Small | 0% | 0% | 1.144% | 0% | 0% | 0% | 0% | 1.144% | 0% | 0% | 3.001% | 36.87% | 19.97% | 37.87% | 0% | 100%
Sites-Based | FCZ09 | Refrigerated Warehouse | 0% | 0% | 0% | 0% | 0% | 0% | 0% | 0% | 0% | 0% | 0% | 21.45% | 0% | 78.55% | 0% | 100%
Sites-Based | FCZ09 | Restaurant | 0% | 0% | 0.6061% | 0% | 0% | 1.212% | 0% | 0% | 0% | 0% | 1.333% | 47.28% | 17.55% | 27.62% | 4.398% | 100%
Sites-Based | FCZ09 | Retail | 0% | 0% | 0% | 0% | 0% | 0% | 0% | 0% | 0% | 0% | 5.4% | 42.06% | 6.655% | 44.11% | 1.776% | 100%
Sites-Based | FCZ09 | School | 0% | 0% | 2.063% | 0% | 0% | 0.522% | 0% | 0.6643% | 0% | 0% | 0% | 49.52% | 11.87% | 35.36% | 0% | 100%
Sites-Based | FCZ09 | Warehouse | 1.816% | 0% | 0% | 0% | 0% | 0% | 0% | 1.816% | 0% | 0% | 0% | 44.16% | 20.45% | 31.76% | 0% | 100%
Sites-Based | FCZ09 | All Commercial | 0.09368% | 0.1112% | 0.5429% | 0.3111% | 0% | 1.022% | 0% | 0.4467% | 0.202% | 0.03706% | 3.477% | 46.71% | 14.35% | 31.7% | 1% | 100%
Sites-Based | FCZ10 | College | 0% | 0% | 0% | 0% | 0% | 0% | 0% | 0% | 0% | 0% | 0.2137% | 20.44% | 12.16% | 50.88% | 16.31% | 100%
Sites-Based | FCZ10 | Food Stores | 0% | 0% | 0% | 0% | 0% | 1.275% | 0% | 0% | 0% | 0% | 2.775% | 45.62% | 12.75% | 33.21% | 4.37% | 100%
Sites-Based | FCZ10 | Health Care | 0% | 0% | 0% | 1.976% | 0% | 0% | 0% | 0% | 0% | 0% | 0.4726% | 46.03% | 28.7% | 20.95% | 1.877% | 100%
Sites-Based | FCZ10 | Lodging | 0% | 2.074% | 0% | 0% | 0% | 0% | 0% | 2.841% | 0% | 0% | 9.49% | 50.03% | 10.98% | 20.52% | 4.068% | 100%
Sites-Based | FCZ10 | Miscellaneous | 0% | 0.151% | 0% | 0.1726% | 0% | 0.7814% | 0% | 0% | 0% | 0% | 1.562% | 61.07% | 7.973% | 28.23% | 0.06412% | 100%
Sites-Based | FCZ10 | Office, Large | 0% | 0% | 0% | 0% | 0% | 0% | 0% | 0% | 5.026% | 0% | 2.656% | 18.98% | 3.829% | 67.59% | 1.918% | 100%
Sites-Based | FCZ10 | Office, Small | 0% | 0% | 0.9572% | 0% | 0% | 1.712% | 0% | 0.9816% | 0% | 0% | 2.933% | 42.56% | 10.89% | 39.26% | 0.7069% | 100%
Sites-Based | FCZ10 | Refrigerated Warehouse | 0% | 0% | 0% | 0% | 0% | 0% | 0% | 0% | 0% | 0% | 12.8% | 0% | 0% | 36.62% | 50.58% | 100%
Sites-Based | FCZ10 | Restaurant | 0% | 0% | 0% | 0.5692% | 0% | 0.1981% | 0% | 0% | 0% | 0% | 1.848% | 46.75% | 7.905% | 41.76% | 0.9655% | 100%
Sites-Based | FCZ10 | Retail | 0% | 0% | 0% | 0.07647% | 0% | 0.3121% | 0% | 0.2502% | 0% | 0% | 1.357% | 49.01% | 5.723% | 42.18% | 1.092% | 100%
Sites-Based | FCZ10 | School | 0.9547% | 0% | 0.9547% | 2.252% | 0% | 2.252% | 0% | 0% | 0% | 2.846% | 19.82% | 40.95% | 0% | 29.98% | 0% | 100%
Sites-Based | FCZ10 | Warehouse | 0% | 0% | 0% | 0% | 0% | 0% | 0.5444% | 0% | 2.079% | 0% | 4.565% | 45.99% | 4.431% | 37.58% | 4.807% | 100%
Sites-Based | FCZ10 | All Commercial | 0.02146% | 0.04868% | 0.248% | 0.2232% | 0% | 0.7584% | 0.04196% | 0.3251% | 0.2195% | 0.06397% | 2.628% | 47.93% | 8.457% | 37.46% | 1.565% | 100%
Sites-Based | FCZ11 | College | 0% | 0% | 0% | 2.518% | 0% | 0% | 0% | 0% | 0% | 0% | 1.927% | 59.24% | 0% | 36.03% | 0.286% | 100%
Sites-Based | FCZ11 | Food Stores | 0% | 0% | 0.8384% | 0% | 0% | 0% | 0% | 0% | 0% | 0% | 0% | 50.29% | 17.08% | 24.49% | 7.307% | 100%
Sites-Based | FCZ11 | Health Care | 0% | 2.125% | 0% | 0% | 0% | 3.483% | 0% | 0% | 0% | 2.125% | 1.067% | 30.8% | 22.59% | 24.38% | 13.43% | 100%
Sites-Based | FCZ11 | Lodging | 0% | 1.755% | 0% | 0% | 0% | 0% | 0% | 1.755% | 0% | 1.755% | 16.01% | 39.6% | 16.39% | 21.35% | 1.391% | 100%
Sites-Based | FCZ11 | Miscellaneous | 0% | 0.8829% | 0.4208% | 0% | 0% | 0.6357% | 0.1994% | 0.1526% | 0.1994% | 0% | 4.073% | 48.53% | 14.13% | 30.27% | 0.5046% | 100%
Sites-Based | FCZ11 | Office, Large | 0% | 0% | 0% | 0% | 0% | 0% | 0% | 0% | 0% | 0% | 20.82% | 5.968% | 14.85% | 58.36% | 0% | 100%
Sites-Based | FCZ11 | Office, Small | 0% | 0% | 0% | 0% | 0% | 0% | 0.4256% | 0% | 0% | 0% | 4.792% | 30.65% | 10.65% | 51.39% | 2.089% | 100%
Sites-Based | FCZ11 | Refrigerated Warehouse | 0% | 0% | 0% | 0% | 0% | 0% | 0% | 0% | 0% | 0% | 7.239% | 51.91% | 0% | 40.85% | 0% | 100%
Sites-Based | FCZ11 | Restaurant | 0% | 0% | 0% | 0.6221% | 0% | 0.3521% | 0% | 1.244% | 0% | 0% | 1.88% | 36.68% | 15.73% | 39.37% | 4.121% | 100%
Sites-Based | FCZ11 | Retail | 0% | 2.105% | 0% | 0% | 0.164% | 1.709% | 0% | 0% | 0.164% | 0% | 1.023% | 40.24% | 12.58% | 41% | 1.006% | 100%
Sites-Based | FCZ11 | School | 0% | 0% | 0% | 0% | 1.499% | 0% | 0% | 0% | 0% | 0% | 0% | 36.52% | 14.7% | 42.95% | 4.334% | 100%
Sites-Based | FCZ11 | Warehouse | 0% | 0% | 5.239% | 0% | 0% | 0.5339% | 0% | 0% | 0% | 0% | 0.5339% | 46.35% | 8.287% | 37.93% | 1.13% | 100%
Sites-Based | FCZ11 | All Commercial | 0% | 0.7435% | 0.3581% | 0.1087% | 0.08755% | 0.6846% | 0.1546% | 0.1916% | 0.07589% | 0.07193% | 2.925% | 39.13% | 12.83% | 40.38% | 2.261% | 100%
Sites-Based | FCZ12c | College | 0% | 0% | 0% | 0% | 0% | 0% | 0% | 0% | 0% | 0% | 12.22% | 54.46% | 9.326% | 22.76% | 1.234% | 100%
Sites-Based | FCZ12c | Food Stores | 0% | 0% | 0% | 0% | 0% | 0% | 0% | 0% | 0% | 0% | 3.114% | 62.18% | 10.25% | 23.48% | 0.966% | 100%
Sites-Based | FCZ12c | Health Care | 0% | 0% | 0% | 0% | 0% | 0% | 0% | 0% | 0% | 0% | 11.29% | 67.31% | 0% | 13.49% | 7.907% | 100%
Sites-Based | FCZ12c | Lodging | 0% | 0% | 0% | 0% | 0% | 1.436% | 0% | 0% | 0% | 0% | 5.277% | 63.72% | 5.562% | 20.12% | 3.89% | 100%
Sites-Based | FCZ12c | Miscellaneous | 0% | 0.2551% | 0.3472% | 0.5101% | 0% | 0.5563% | 0.3472% | 0.0921% | 0.1579% | 0% | 5.339% | 64.8% | 9.909% | 16.66% | 1.029% | 100%
Sites-Based | FCZ12c | Office, Large | 0% | 0% | 0% | 0% | 0% | 2.801% | 0% | 0.331% | 0% | 0.5227% | 10.02% | 51.66% | 2.186% | 31.31% | 1.17% | 100%
Sites-Based | FCZ12c | Office, Small | 0% | 0.5678% | 0.08666% | 0.1687% | 0% | 0.03129% | 0% | 0.07448% | 0% | 0% | 3.437% | 72.38% | 5.229% | 17.68% | 0.3454% | 100%
Sites-Based | FCZ12c | Refrigerated Warehouse | 0% | 0% | 0% | 0% | 0% | 0% | 0% | 0% | 0% | 0% | 0% | 31.16% | 0% | 68.84% | 0% | 100%
Sites-Based | FCZ12c | Restaurant | 0% | 0.297% | 0.5975% | 0% | 0% | 0.5655% | 0% | 0% | 0% | 0% | 0.8625% | 63.53% | 5.904% | 24.26% | 3.982% | 100%
Sites-Based | FCZ12c | Retail | 0% | 0% | 0% | 0% | 0% | 0.1549% | 0% | 0% | 0% | 0% | 1.888% | 55.47% | 20.05% | 22.44% | 0% | 100%
Sites-Based | FCZ12c | School | 0% | 0% | 0% | 0% | 0% | 0% | 0% | 0% | 0% | 0% | 9.371% | 33.35% | 8.278% | 49% | 0% | 100%
Sites-Based | FCZ12c | Warehouse | 0% | 0% | 0.6415% | 0% | 0% | 0% | 0% | 0% | 0% | 0% | 4.017% | 57.43% | 5.697% | 31.67% | 0.5405% | 100%
Sites-Based | FCZ12c | All Commercial | 0% | 0.2839% | 0.1774% | 0.1298% | 0% | 0.2893% | 0.04475% | 0.05041% | 0.02035% | 0.01625% | 3.679% | 64.11% | 8.768% | 21.37% | 1.061% | 100%
Sites-Based | FCZ12i | College | 0% | 0% | 0% | 0% | 0% | 0% | 0% | 7.474% | 0% | 0% | 0% | 40.69% | 19.56% | 32.28% | 0% | 100%
Sites-Based | FCZ12i | Food Stores | 0% | 0% | 0.8967% | 0% | 0% | 0% | 0% | 0% | 0% | 0% | 0.8967% | 64.14% | 3.407% | 30.66% | 0% | 100%
Sites-Based | FCZ12i | Health Care | 0% | 0% | 0% | 0% | 0% | 1.536% | 0% | 0% | 0% | 0% | 2.33% | 70.07% | 7.482% | 17.13% | 1.46% | 100%
Sites-Based | FCZ12i | Lodging | 0% | 14.81% | 6.386% | 0% | 0% | 0% | 0% | 0% | 0% | 0% | 3.878% | 56.97% | 0% | 14.21% | 3.748% | 100%
Sites-Based | FCZ12i | Miscellaneous | 0% | 0% | 0% | 0.479% | 0.7042% | 0.3104% | 0% | 0% | 0% | 0% | 2.832% | 63.36% | 16.97% | 14.84% | 0.5036% | 100%
Sites-Based | FCZ12i | Office, Large | 0% | 0% | 0% | 0% | 0% | 0% | 0% | 0% | 0% | 0% | 3.362% | 58.99% | 0% | 31.91% | 5.744% | 100%
Sites-Based | FCZ12i | Office, Small | 0% | 0% | 0.2769% | 0% | 0% | 1.366% | 1.896% | 1.896% | 0.6828% | 0% | 10.31% | 46.83% | 19.77% | 16.74% | 0.2219% | 100%
Sites-Based | FCZ12i | Refrigerated Warehouse | 0% | 0% | 0% | 0% | 0% | 0% | 0% | 0% | 0% | 0% | 0% | 30.93% | 0% | 0% | 69.07% | 100%
Sites-Based | FCZ12i | Restaurant | 0% | 0% | 0.3824% | 0% | 0% | 0% | 0% | 0% | 0% | 0% | 7.312% | 57.76% | 11.32% | 21.18% | 2.051% | 100%
Sites-Based | FCZ12i | Retail | 0% | 0% | 0% | 0% | 0% | 0.2536% | 0% | 0% | 0% | 0% | 6.427% | 45.04% | 32.14% | 15.4% | 0.7314% | 100%
Sites-Based | FCZ12i | School | 0% | 0% | 0% | 0% | 0% | 0% | 10.84% | 0% | 0% | 1.053% | 15.03% | 62.96% | 4.003% | 6.109% | 0% | 100%
Sites-Based | FCZ12i | Warehouse | 1.728% | 0% | 0% | 0% | 0% | 0.5246% | 0% | 0% | 0% | 0% | 0% | 66.84% | 13.81% | 17.1% | 0% | 100%
Sites-Based | FCZ12i | All Commercial | 0.07816% | 0.2008% | 0.2623% | 0.08501% | 0.125% | 0.5936% | 0.8821% | 0.6722% | 0.2096% | 0.02914% | 6.471% | 53.72% | 18.51% | 17.41% | 0.7493% | 100%
Sites-Based | FCZ13 | College | 0% | 0% | 0% | 0% | 0% | 0% | 0% | 0% | 0% | 0% | 7.684% | 50.81% | 0% | 39.86% | 1.644% | 100%
Sites-Based | FCZ13 | Food Stores | 0% | 0% | 0.4893% | 0% | 0% | 1.58% | 0% | 0% | 0% | 0% | 4.679% | 63.06% | 1.697% | 27.82% | 0.6671% | 100%
Sites-Based | FCZ13 | Health Care | 0% | 0% | 0.8125% | 0% | 0% | 0% | 0% | 0.8125% | 0% | 0% | 3.365% | 53.46% | 0.6798% | 39.39% | 1.486% | 100%
Sites-Based | FCZ13 | Lodging | 0% | 3.055% | 0% | 0% | 0% | 0% | 0% | 8.967% | 0% | 0% | 17.93% | 26.09% | 0% | 39.18% | 4.779% | 100%
Sites-Based | FCZ13 | Miscellaneous | 0.2206% | 0% | 0.4598% | 0% | 0% | 1.129% | 1.418% | 0.2206% | 0.6272% | 0% | 6.01% | 67.77% | 1.781% | 20.06% | 0.2974% | 100%
Sites-Based | FCZ13 | Office, Large | 0% | 0% | 0% | 0% | 0% | 1.904% | 0% | 0% | 0% | 3.339% | 26.47% | 40.9% | 0% | 27.38% | 0% | 100%
Sites-Based | FCZ13 | Office, Small | 0% | 0% | 0.7451% | 0% | 0% | 0.4988% | 0% | 0.2781% | 0% | 0.2207% | 8.743% | 64.16% | 1.9% | 22.38% | 1.075% | 100%
Sites-Based | FCZ13 | Refrigerated Warehouse | 0% | 0% | 0% | 0% | 0% | 0% | 0% | 0% | 0% | 0% | 0% | 51.77% | 0% | 39.4% | 8.826% | 100%
Sites-Based | FCZ13 | Restaurant | 0% | 0% | 0.2804% | 0.4171% | 0% | 1.608% | 0.4171% | 0% | 0% | 0% | 4.53% | 49.21% | 3.406% | 37.27% | 2.866% | 100%
Sites-Based | FCZ13 | Retail | 0% | 0% | 0.2613% | 0% | 0% | 0.09387% | 0% | 0% | 0% | 0% | 5.352% | 64.07% | 2.378% | 26.89% | 0.9542% | 100%
Sites-Based | FCZ13 | School | 0% | 0% | 0% | 0% | 0% | 0% | 0% | 0% | 1.253% | 0% | 13.18% | 65.79% | 1.731% | 17.84% | 0.212% | 100%
Sites-Based | FCZ13 | Warehouse | 1.064% | 0% | 0% | 0% | 0% | 0% | 0% | 1.046% | 0% | 0% | 4.923% | 55.24% | 2.679% | 35.04% | 0% | 100%
Sites-Based | FCZ13 | All Commercial | 0.0831% | 0.01594% | 0.4287% | 0.0499% | 0% | 0.6521% | 0.2773% | 0.2282% | 0.1346% | 0.121% | 6.911% | 61.38% | 2.085% | 26.55% | 1.078% | 100%
Sites-Based | FCZ16 | College | 0% | 0% | 0% | 0% | 0% | 0% | 0% | 0% | 0% | 0% | 6.677% | 19.82% | 0% | 73.5% | 0% | 100%
Sites-Based | FCZ16 | Food Stores | 0% | 0% | 0% | 0% | 0% | 0% | 0% | 0% | 0% | 0% | 0.633% | 86.24% | 3.945% | 7.492% | 1.691% | 100%
Sites-Based | FCZ16 | Health Care | 0% | 0% | 0% | 0% | 0% | 0% | 0% | 0% | 0% | 0% | 0% | 36.1% | 63.9% | 0% | 0% | 100%
Sites-Based | FCZ16 | Lodging | 0% | 0% | 0% | 0% | 0% | 0% | 2.179% | 0% | 0% | 0% | 7.575% | 57.59% | 0.8342% | 24.9% | 6.923% | 100%
Sites-Based | FCZ16 | Miscellaneous | 0% | 0% | 0% | 0% | 0% | 0.3525% | 0% | 0% | 0% | 0% | 2.249% | 85.12% | 2.436% | 9.841% | 0% | 100%
Sites-Based | FCZ16 | Office, Large | 0% | 0% | 0% | 0% | 0% | 1.164% | 0% | 0% | 0% | 0% | 13.79% | 70.96% | 0% | 13.3% | 0.7849% | 100%
Sites-Based | FCZ16 | Office, Small | 0% | 0% | 0% | 0% | 0% | 0% | 0% | 0% | 0% | 0% | 0% | 96.31% | 1.357% | 2.33% | 0% | 100%
Sites-Based | FCZ16 | Refrigerated Warehouse | 0% | 0% | 0% | 0% | 0% | 0% | 0% | 0% | 0% | 0% | 0% | 76.74% | 10.85% | 12.41% | 0% | 100%
Sites-Based | FCZ16 | Restaurant | 0% | 0% | 0% | 0% | 0% | 0% | 0% | 0% | 0% | 0% | 0% | 74.34% | 12.45% | 13.21% | 0% | 100%
Sites-Based | FCZ16 | Retail | 0% | 0% | 0.09621% | 0% | 0% | 0% | 0% | 0% | 0% | 0% | 0.7076% | 68.66% | 10.16% | 20.19% | 0.1914% | 100%
Sites-Based | FCZ16 | School | 0% | 0% | 0% | 0% | 0% | 0.6044% | 0% | 0% | 0% | 0% | 6.485% | 63.25% | 6.564% | 23.1% | 0% | 100%
Sites-Based | FCZ16 | Warehouse | 0% | 0% | 0% | 0% | 0% | 0% | 0% | 0% | 0% | 0% | 0% | 88.99% | 7.542% | 3.47% | 0% | 100%
Sites-Based | FCZ16 | All Commercial | 0% | 0% | 0.0329% | 0% | 0% | 0.09165% | 0.01836% | 0% | 0% | 0% | 1.108% | 77.99% | 7.94% | 12.6% | 0.221% | 100%
Sites-Based | FCZ17 | College | 0% | 0% | 0% | 18.13% | 0% | 0% | 0% | 0% | 0% | 0% | 2.462% | 77.97% | 0% | 1.437% | 0% | 100%
Sites-Based | FCZ17 | Food Stores | 0% | 0% | 0% | 0% | 0% | 0% | 0% | 0% | 0% | 0% | 0% | 62.24% | 21.82% | 14.42% | 1.526% | 100%
Sites-Based | FCZ17 | Health Care | 0% | 0% | 0% | 0% | 0% | 0% | 0% | 0% | 4.196% | 0% | 0% | 87.02% | 7.905% | 0.8793% | 0% | 100%
Sites-Based | FCZ17 | Lodging | 0% | 0% | 0% | 0% | 0% | 0% | 0% | 0% | 0% | 0% | 0% | 60.72% | 17.15% | 22.13% | 0% | 100%
Sites-Based | FCZ17 | Miscellaneous | 0% | 0% | 0% | 0% | 0% | 0% | 0% | 0% | 0% | 0% | 0.2342% | 71.92% | 17.15% | 10.7% | 0% | 100%
Sites-Based | FCZ17 | Office, Large | 0% | 0% | 0% | 0% | 0% | 1.914% | 0% | 0% | 0% | 0% | 38.39% | 27.08% | 9.652% | 22.96% | 0% | 100%
Sites-Based | FCZ17 | Office, Small | 0% | 0% | 0% | 0% | 0% | 0% | 0% | 0% | 0% | 0% | 0% | 74.37% | 7.161% | 18.47% | 0% | 100%
Sites-Based | FCZ17 | Refrigerated Warehouse | 0% | 0% | 0% | 0% | 0% | 0% | 0% | 0% | 0% | 0% | 0% | 46.52% | 0% | 53.48% | 0% | 100%
Sites-Based | FCZ17 | Restaurant | 0% | 0% | 0% | 0% | 0% | 0% | 0% | 0% | 0% | 0% | 0% | 70.28% | 12.67% | 16.29% | 0.76% | 100%
Sites-Based | FCZ17 | Retail | 0% | 0% | 0% | 0% | 0% | 0% | 0% | 0% | 0% | 0% | 0.151% | 74.68% | 12.82% | 9.168% | 3.186% | 100%
Sites-Based | FCZ17 | School | 0% | 0% | 0% | 0% | 0% | 0% | 0% | 0% | 0% | 0% | 0% | 53.57% | 37.47% | 8.958% | 0% | 100%
Sites-Based | FCZ17 | Warehouse | 0% | 0% | 0% | 0% | 0% | 0% | 0% | 0% | 0% | 0% | 0% | 94.15% | 3.672% | 2.175% | 0% | 100%
Sites-Based | FCZ17 | All Commercial | 0% | 0% | 0% | 0.2322% | 0% | 0.01924% | 0% | 0% | 0.09604% | 0% | 0.4983% | 73.72% | 12.09% | 12.37% | 0.9725% | 100%

## Cooling Upgrade Vintage
Cooling Equipment Upgrade Vintage By Planning Area, Utility & Forecast Zone
Statewide - Participating Utilities1 + Nonparticipating Utilities2 + Non-Surveyed Forecast Zones3 (FCZ)
Utility xxx Tot - Utility xxx Planning Area (Participating Utility xxx + Nonparticipating Utilities within the planning area of Utility xxx)
Utility xxx - Participating Utility xxx
FCZ xx Tot - Participating Utility Forecast Zone Total (FZC xx + Nonparticipating Utilities within the planning area of the corresponding Utility)
FCZ xx - Participating Utility Forecast zone
1- Participating Utilities: PG&E, SCE, SDG&E, LADWP, SMUD
2- Non-Participating Utilities: Other utilities operating within the areas covered by CEUS survey
3- Forecast Zones (FCZ): Climate zones defined for the Energy Commission's Forecast (FCZ01-FCZ17)
Notes
Year Unknown- Indicates there have been upgrades but specific information was not available
Not Available - Indicates no data was available to determine if there have been any upagrades
No Upgrades Reported- Indicates there have not been any upgrades
New Construction- At the time of the survey, sites up to four-years old were considered as "New Construction" (cooling equipment installed at the time of construction is at least up to the code, however, but not considered as upgrade)
Floorspace-Based data is listed on rows 24-582, and Site-Based data on rows 583-1141
Calculation Method | Statewide/ Utility/ FCZ | Building Type | Pre-1985 | 1985<=X<1990 | 1990<=X<1995 | 1995<=X<2000 | 2000<=X<2005 | 2005<=X<2010 | 2010<=X<2015 | 2015<=X<2021 | Year Unknown | Not Available | No Upgrades | New Construction | Total | ← Cooling equipment upgrade vintage
Floorspace-Based | Statewide | College | 0% | 9.524% | 0% | 0% | 0.2227% | 5.25% | 1.256% | 13.02% | 54.11% | 1.28% | 14.65% | 0.6937% | 100% | ↓ % of Commercial floorspace
Floorspace-Based | Statewide | Food Stores | 0.06636% | 0% | 0% | 0% | 0.2148% | 0.1175% | 0.2883% | 1.897% | 58.98% | 11.5% | 24.69% | 2.253% | 100%
Floorspace-Based | Statewide | Health Care | 0% | 0% | 0% | 0.02294% | 0% | 0.3519% | 3.481% | 9.523% | 52.68% | 4.755% | 25.17% | 4.016% | 100%
Floorspace-Based | Statewide | Lodging | 0% | 0% | 0.04681% | 0.03764% | 1.839% | 0.1981% | 1.595% | 8.633% | 49.75% | 7.764% | 24.72% | 5.418% | 100%
Floorspace-Based | Statewide | Miscellaneous | 0% | 0.07588% | 0% | 0.1028% | 0.3527% | 0.2514% | 1.251% | 6.253% | 59.79% | 7.965% | 21.71% | 2.253% | 100%
Floorspace-Based | Statewide | Office, Large | 0% | 0% | 0.4235% | 0.1112% | 1.098% | 1.432% | 4.255% | 11.27% | 49.57% | 3.434% | 26.81% | 1.6% | 100%
Floorspace-Based | Statewide | Office, Small | 0.1239% | 0% | 0.005066% | 0.1348% | 0.1092% | 0.2779% | 0.9442% | 5.264% | 62.59% | 7.44% | 22.09% | 1.018% | 100%
Floorspace-Based | Statewide | Refrigerated Warehouse | 0% | 0% | 0% | 0% | 0% | 0.5342% | 0% | 0.4546% | 40.78% | 15.78% | 29.4% | 13.05% | 100%
Floorspace-Based | Statewide | Restaurant | 0% | 0% | 0.02792% | 0.09058% | 0.09842% | 0.2028% | 0.6301% | 3.765% | 59.21% | 10.4% | 23.72% | 1.861% | 100%
Floorspace-Based | Statewide | Retail | 0% | 0% | 0.007419% | 0% | 0.08812% | 0.1853% | 0.8269% | 5.823% | 48.14% | 11.09% | 30.92% | 2.925% | 100%
Floorspace-Based | Statewide | School | 0% | 0.03023% | 0.3002% | 0% | 0.8368% | 0.3277% | 1.472% | 7.582% | 62.94% | 5.894% | 20.36% | 0.2523% | 100%
Floorspace-Based | Statewide | Warehouse | 0% | 0% | 0% | 0% | 0% | 0.4169% | 1.109% | 5.4% | 38.92% | 11.62% | 38.92% | 3.615% | 100%
Floorspace-Based | Statewide | All Commercial | 0.01266% | 0.4326% | 0.09154% | 0.05394% | 0.4355% | 0.6724% | 1.695% | 7.169% | 52.77% | 7.807% | 26.33% | 2.537% | 100%
Floorspace-Based | PG&E Tot | College | 0% | 0% | 0% | 0% | 0.6876% | 10.04% | 3.603% | 5.757% | 71.84% | 2.165% | 5.046% | 0.8681% | 100%
Floorspace-Based | PG&E Tot | Food Stores | 0.1899% | 0% | 0% | 0% | 0.1265% | 0.0318% | 0.7863% | 2.041% | 54.35% | 12.03% | 28.51% | 1.937% | 100%
Floorspace-Based | PG&E Tot | Health Care | 0% | 0% | 0% | 0.05894% | 0% | 0.1025% | 3.076% | 12.31% | 41.69% | 1.907% | 36.3% | 4.552% | 100%
Floorspace-Based | PG&E Tot | Lodging | 0% | 0% | 0.1068% | 0.08584% | 4.194% | 0% | 2.524% | 5.784% | 51.07% | 3.914% | 29.81% | 2.519% | 100%
Floorspace-Based | PG&E Tot | Miscellaneous | 0% | 0.06109% | 0% | 0.2022% | 0.7259% | 0.2899% | 1.334% | 4.707% | 59.48% | 6.318% | 23.64% | 3.237% | 100%
Floorspace-Based | PG&E Tot | Office, Large | 0% | 0% | 1.004% | 0.2636% | 1.326% | 1.263% | 5.143% | 8.415% | 50.76% | 3.212% | 25.75% | 2.861% | 100%
Floorspace-Based | PG&E Tot | Office, Small | 0.06196% | 0% | 0% | 0.0856% | 0.06134% | 0.486% | 0.8835% | 6.522% | 56.43% | 7.059% | 26.98% | 1.437% | 100%
Floorspace-Based | PG&E Tot | Refrigerated Warehouse | 0% | 0% | 0% | 0% | 0% | 1.436% | 0% | 0.8761% | 48.12% | 10.5% | 24.28% | 14.79% | 100%
Floorspace-Based | PG&E Tot | Restaurant | 0% | 0% | 0% | 0.2736% | 0.2973% | 0.3096% | 0.6443% | 5.579% | 54.55% | 12.31% | 23.64% | 2.394% | 100%
Floorspace-Based | PG&E Tot | Retail | 0% | 0% | 0% | 0% | 0.2287% | 0.5607% | 1.172% | 5.034% | 45.61% | 14.38% | 29.92% | 3.1% | 100%
Floorspace-Based | PG&E Tot | School | 0% | 0.112% | 0% | 0% | 1.912% | 0.03093% | 0.9627% | 12.95% | 63.33% | 7.984% | 12.56% | 0.1567% | 100%
Floorspace-Based | PG&E Tot | Warehouse | 0% | 0% | 0% | 0% | 0% | 0.07707% | 0.4579% | 8.036% | 35.31% | 9.634% | 40.01% | 6.478% | 100%
Floorspace-Based | PG&E Tot | All Commercial | 0.01078% | 0.02139% | 0.1804% | 0.1183% | 0.8516% | 0.8276% | 2.035% | 6.8% | 52.49% | 6.899% | 26.54% | 3.222% | 100%
Floorspace-Based | SCE Tot | College | 0% | 0% | 0% | 0% | 0% | 4.939% | 0% | 26.2% | 43.15% | 1.215% | 23.94% | 0.5565% | 100%
Floorspace-Based | SCE Tot | Food Stores | 0% | 0% | 0% | 0% | 0.3879% | 0.2294% | 0.02602% | 2.561% | 60.56% | 16.06% | 17.61% | 2.561% | 100%
Floorspace-Based | SCE Tot | Health Care | 0% | 0% | 0% | 0% | 0% | 0.8545% | 5.871% | 9.097% | 54.58% | 7.85% | 17.38% | 4.368% | 100%
Floorspace-Based | SCE Tot | Lodging | 0% | 0% | 0% | 0% | 0% | 0.2711% | 1.015% | 9.479% | 53.48% | 14.36% | 17.79% | 3.6% | 100%
Floorspace-Based | SCE Tot | Miscellaneous | 0% | 0.1177% | 0% | 0% | 0.004234% | 0.3283% | 0.7753% | 7.875% | 57.69% | 11.59% | 20.22% | 1.392% | 100%
Floorspace-Based | SCE Tot | Office, Large | 0% | 0% | 0% | 0% | 0% | 1.067% | 6.115% | 12.81% | 42.02% | 6.285% | 30.79% | 0.9194% | 100%
Floorspace-Based | SCE Tot | Office, Small | 0.2657% | 0% | 0% | 0.2701% | 0.1875% | 0.1581% | 0.5048% | 4.829% | 62.5% | 9.371% | 20.9% | 1.014% | 100%
Floorspace-Based | SCE Tot | Refrigerated Warehouse | 0% | 0% | 0% | 0% | 0% | 0% | 0% | 0.2685% | 31.1% | 21.21% | 33.43% | 13.99% | 100%
Floorspace-Based | SCE Tot | Restaurant | 0% | 0% | 0% | 0% | 0% | 0.0961% | 0.9097% | 2.889% | 58.64% | 11.07% | 24.77% | 1.629% | 100%
Floorspace-Based | SCE Tot | Retail | 0% | 0% | 0% | 0% | 0.04469% | 0.02012% | 0.9794% | 7.505% | 45.91% | 11.37% | 30.62% | 3.553% | 100%
Floorspace-Based | SCE Tot | School | 0% | 0% | 0.637% | 0% | 0.6803% | 0.6552% | 1.238% | 6.53% | 58.88% | 3.763% | 27.18% | 0.4401% | 100%
Floorspace-Based | SCE Tot | Warehouse | 0% | 0% | 0% | 0% | 0% | 0.6111% | 1.131% | 4.538% | 36.78% | 13.1% | 40.96% | 2.881% | 100%
Floorspace-Based | SCE Tot | All Commercial | 0.02119% | 0.01771% | 0.05685% | 0.02154% | 0.09355% | 0.6444% | 1.645% | 7.707% | 48.8% | 10.26% | 28.37% | 2.361% | 100%
Floorspace-Based | SDG&E Tot | College | 0% | 0% | 0% | 0% | 0% | 0% | 0% | 3.299% | 81.74% | 0.664% | 13.55% | 0.7417% | 100%
Floorspace-Based | SDG&E Tot | Food Stores | 0% | 0% | 0% | 0% | 0% | 0% | 0% | 0.8311% | 56.79% | 2.081% | 39.8% | 0.4948% | 100%
Floorspace-Based | SDG&E Tot | Health Care | 0% | 0% | 0% | 0% | 0% | 0% | 0% | 12.65% | 59.26% | 0.6848% | 23.43% | 3.972% | 100%
Floorspace-Based | SDG&E Tot | Lodging | 0% | 0% | 0% | 0% | 0% | 0.8085% | 0.3867% | 20.75% | 36.6% | 6.425% | 22.84% | 12.19% | 100%
Floorspace-Based | SDG&E Tot | Miscellaneous | 0% | 0% | 0% | 0.08763% | 0% | 0.09948% | 0.7978% | 7.835% | 58.24% | 6.953% | 23.06% | 2.932% | 100%
Floorspace-Based | SDG&E Tot | Office, Large | 0% | 0% | 0% | 0% | 0% | 0.3377% | 1.573% | 17.16% | 41.74% | 1.6% | 36.71% | 0.8797% | 100%
Floorspace-Based | SDG&E Tot | Office, Small | 0% | 0% | 0% | 0% | 0% | 0% | 2.397% | 5.586% | 67.3% | 6.221% | 18.15% | 0.3485% | 100%
Floorspace-Based | SDG&E Tot | Refrigerated Warehouse | 0% | 0% | 0% | 0% | 0% | 0% | 0% | 0% | 14.86% | 0% | 81.63% | 3.509% | 100%
Floorspace-Based | SDG&E Tot | Restaurant | 0% | 0% | 0.3234% | 0% | 0% | 0.3242% | 0.229% | 4.48% | 63.79% | 5.794% | 22.34% | 2.724% | 100%
Floorspace-Based | SDG&E Tot | Retail | 0% | 0% | 0.0782% | 0% | 0% | 0% | 0.03775% | 4.202% | 48.71% | 11.54% | 34.27% | 1.163% | 100%
Floorspace-Based | SDG&E Tot | School | 0% | 0% | 0% | 0% | 0% | 0% | 7.199% | 10.75% | 51.74% | 3.101% | 27.21% | 0% | 100%
Floorspace-Based | SDG&E Tot | Warehouse | 0% | 0% | 0% | 0% | 0% | 0% | 1.918% | 6.692% | 52.1% | 4.721% | 33.01% | 1.555% | 100%
Floorspace-Based | SDG&E Tot | All Commercial | 0% | 0% | 0.0179% | 0.01912% | 0% | 0.1451% | 1.344% | 9.452% | 54.36% | 5.201% | 27.08% | 2.384% | 100%
Floorspace-Based | LADWP Tot | College | 0% | 89.03% | 0% | 0% | 0% | 0% | 0.8359% | 0.8176% | 8.126% | 0% | 1.189% | 0% | 100%
Floorspace-Based | LADWP Tot | Food Stores | 0% | 0% | 0% | 0% | 0% | 0% | 0% | 0.1597% | 72.18% | 4.142% | 19.72% | 3.792% | 100%
Floorspace-Based | LADWP Tot | Health Care | 0% | 0% | 0% | 0% | 0% | 0% | 1.589% | 0% | 82.74% | 11.37% | 4.299% | 0% | 100%
Floorspace-Based | LADWP Tot | Lodging | 0% | 0% | 0% | 0% | 0% | 0% | 0% | 1.013% | 52.03% | 5.275% | 23.41% | 18.27% | 100%
Floorspace-Based | LADWP Tot | Miscellaneous | 0% | 0% | 0% | 0% | 0% | 0% | 1.33% | 4.37% | 74.93% | 7.174% | 12.19% | 0% | 100%
Floorspace-Based | LADWP Tot | Office, Large | 0% | 0% | 0% | 0% | 2.184% | 3.463% | 0% | 11.94% | 66.1% | 0.9195% | 15.09% | 0.2965% | 100%
Floorspace-Based | LADWP Tot | Office, Small | 0% | 0% | 0% | 0% | 0% | 0% | 0% | 0% | 89.67% | 4.896% | 5.431% | 0% | 100%
Floorspace-Based | LADWP Tot | Refrigerated Warehouse | 0% | 0% | 0% | 0% | 0% | 0% | 0% | 0% | 64.77% | 18.58% | 16.66% | 0% | 100%
Floorspace-Based | LADWP Tot | Restaurant | 0% | 0% | 0% | 0% | 0% | 0% | 0% | 0% | 75.48% | 8.877% | 15.41% | 0.2345% | 100%
Floorspace-Based | LADWP Tot | Retail | 0% | 0% | 0% | 0% | 0% | 0% | 0% | 1.353% | 65.98% | 4.234% | 27.72% | 0.7103% | 100%
Floorspace-Based | LADWP Tot | School | 0% | 0% | 0% | 0% | 0% | 0% | 0% | 0.4282% | 79.52% | 11.18% | 8.874% | 0% | 100%
Floorspace-Based | LADWP Tot | Warehouse | 0% | 0% | 0% | 0% | 0% | 0% | 0% | 0% | 84.9% | 6.348% | 8.756% | 0% | 100%
Floorspace-Based | LADWP Tot | All Commercial | 0% | 4.395% | 0% | 0% | 0.5651% | 0.8961% | 0.3321% | 4.096% | 69.4% | 5.327% | 13.91% | 1.077% | 100%
Floorspace-Based | SMUD Tot | College | 0% | 0% | 0% | 0% | 0% | 0% | 0% | 0.8153% | 54.17% | 0% | 42.32% | 2.693% | 100%
Floorspace-Based | SMUD Tot | Food Stores | 0% | 0% | 0% | 0% | 0.2203% | 0.2585% | 0.06321% | 0.5889% | 56.09% | 0.3861% | 40.16% | 2.235% | 100%
Floorspace-Based | SMUD Tot | Health Care | 0% | 0% | 0% | 0% | 0% | 0% | 0% | 0% | 56.85% | 1.455% | 37.2% | 4.492% | 100%
Floorspace-Based | SMUD Tot | Lodging | 0% | 0% | 0% | 0% | 0% | 0% | 5.354% | 5.135% | 36.48% | 0% | 48.07% | 4.959% | 100%
Floorspace-Based | SMUD Tot | Miscellaneous | 0% | 0.2826% | 0% | 0% | 0.4301% | 0.04678% | 5.661% | 11.31% | 54.23% | 1.388% | 26.61% | 0.04781% | 100%
Floorspace-Based | SMUD Tot | Office, Large | 0% | 0% | 0% | 0% | 5.162% | 0% | 5.861% | 13.72% | 40.98% | 0% | 34.28% | 0% | 100%
Floorspace-Based | SMUD Tot | Office, Small | 0% | 0% | 0.1269% | 0% | 0.3725% | 0.7029% | 3.026% | 5.664% | 60.29% | 1.376% | 27.63% | 0.8142% | 100%
Floorspace-Based | SMUD Tot | Refrigerated Warehouse | 0% | 0% | 0% | 0% | 0% | 0% | 0% | 0% | 61.7% | 0% | 9.74% | 28.56% | 100%
Floorspace-Based | SMUD Tot | Restaurant | 0% | 0% | 0% | 0% | 0% | 0.7337% | 0.1716% | 6.892% | 49.38% | 2.071% | 38.2% | 2.552% | 100%
Floorspace-Based | SMUD Tot | Retail | 0% | 0% | 0% | 0% | 0% | 0.2408% | 0.4582% | 6.655% | 47.81% | 0.868% | 40.19% | 3.784% | 100%
Floorspace-Based | SMUD Tot | School | 0% | 0% | 0% | 0% | 0% | 0.2629% | 0.203% | 0.5994% | 77.46% | 5.45% | 15.96% | 0.0629% | 100%
Floorspace-Based | SMUD Tot | Warehouse | 0% | 0% | 0% | 0% | 0% | 0% | 9.09% | 6.897% | 49.48% | 9.758% | 24.78% | 0% | 100%
Floorspace-Based | SMUD Tot | All Commercial | 0% | 0.05435% | 0.01256% | 0% | 0.9024% | 0.1729% | 3.316% | 6.969% | 53.1% | 2.066% | 31.62% | 1.784% | 100%
Floorspace-Based | FCZ01 Tot | College | 0% | 0% | 0% | 0% | 1.695% | 0% | 0.1082% | 1.042% | 94.45% | 1.107% | 0.7733% | 0.8204% | 100%
Floorspace-Based | FCZ01 Tot | Food Stores | 0.4768% | 0% | 0% | 0% | 0% | 0% | 0.02426% | 0.927% | 67.27% | 4.786% | 25.78% | 0.7335% | 100%
Floorspace-Based | FCZ01 Tot | Health Care | 0% | 0% | 0% | 0% | 0% | 0% | 4.798% | 10.57% | 39.01% | 1.744% | 41.71% | 2.168% | 100%
Floorspace-Based | FCZ01 Tot | Lodging | 0% | 0% | 0% | 0.2097% | 10.24% | 0% | 5.483% | 7.253% | 47.54% | 4.5% | 22.25% | 2.52% | 100%
Floorspace-Based | FCZ01 Tot | Miscellaneous | 0% | 0% | 0% | 0.07874% | 0.8777% | 0.09664% | 0.4839% | 4.122% | 66.27% | 5.613% | 19.81% | 2.647% | 100%
Floorspace-Based | FCZ01 Tot | Office, Large | 0% | 0% | 1.184% | 0.05194% | 1.564% | 1.031% | 5.743% | 7.572% | 53.56% | 1.998% | 23.98% | 3.312% | 100%
Floorspace-Based | FCZ01 Tot | Office, Small | 0% | 0% | 0% | 0.2047% | 0.1467% | 0.3625% | 1.174% | 5.61% | 68.39% | 5.753% | 16.79% | 1.569% | 100%
Floorspace-Based | FCZ01 Tot | Refrigerated Warehouse | 0% | 0% | 0% | 0% | 0% | 0% | 0% | 2.738% | 84.95% | 2.62% | 5.368% | 4.32% | 100%
Floorspace-Based | FCZ01 Tot | Restaurant | 0% | 0% | 0% | 0.5369% | 0.4644% | 0.2163% | 0.2333% | 3.817% | 61.93% | 12.26% | 18.85% | 1.694% | 100%
Floorspace-Based | FCZ01 Tot | Retail | 0% | 0% | 0% | 0% | 0% | 0% | 1.051% | 2.132% | 53.28% | 11.05% | 27.82% | 4.667% | 100%
Floorspace-Based | FCZ01 Tot | School | 0% | 0% | 0% | 0% | 3.189% | 0% | 1.471% | 4.106% | 69.91% | 13.64% | 7.456% | 0.2363% | 100%
Floorspace-Based | FCZ01 Tot | Warehouse | 0% | 0% | 0% | 0% | 0% | 0% | 0.7913% | 10.86% | 59% | 3.086% | 25.38% | 0.8846% | 100%
Floorspace-Based | FCZ01 Tot | All Commercial | 0.009447% | 0% | 0.3297% | 0.07351% | 1.389% | 0.3451% | 2.564% | 5.805% | 60.02% | 4.927% | 21.97% | 2.573% | 100%
Floorspace-Based | FCZ02 Tot | College | 0% | 0% | 0% | 0% | 0% | 0% | 0% | 0% | 88.37% | 6.049% | 5.581% | 0% | 100%
Floorspace-Based | FCZ02 Tot | Food Stores | 0% | 0% | 0% | 0% | 1.139% | 0% | 0.628% | 4.793% | 52.57% | 20.5% | 19.23% | 1.146% | 100%
Floorspace-Based | FCZ02 Tot | Health Care | 0% | 0% | 0% | 0.5773% | 0% | 0% | 1.464% | 9.424% | 54.67% | 2.969% | 26.73% | 4.168% | 100%
Floorspace-Based | FCZ02 Tot | Lodging | 0% | 0% | 0% | 0% | 0% | 0% | 0.3276% | 2.825% | 60.03% | 1.83% | 34.17% | 0.8158% | 100%
Floorspace-Based | FCZ02 Tot | Miscellaneous | 0% | 0% | 0% | 2.334% | 0.6985% | 3.376% | 0.8962% | 5.867% | 58.39% | 4.108% | 21.44% | 2.896% | 100%
Floorspace-Based | FCZ02 Tot | Office, Large | 0% | 0% | 0% | 7.477% | 0% | 4.058% | 5.376% | 9.96% | 52.27% | 0% | 20.86% | 0% | 100%
Floorspace-Based | FCZ02 Tot | Office, Small | 0.5271% | 0% | 0% | 0% | 0% | 2.845% | 0.9897% | 9.097% | 58.41% | 2.431% | 25.08% | 0.6262% | 100%
Floorspace-Based | FCZ02 Tot | Refrigerated Warehouse | 0% | 0% | 0% | 0% | 0% | 7.345% | 0% | 0% | 83.73% | 1.511% | 7.411% | 0% | 100%
Floorspace-Based | FCZ02 Tot | Restaurant | 0% | 0% | 0% | 0% | 0% | 0% | 0.7945% | 11.08% | 56.57% | 11.43% | 17.29% | 2.841% | 100%
Floorspace-Based | FCZ02 Tot | Retail | 0% | 0% | 0% | 0% | 0% | 0.8253% | 3.603% | 7.511% | 54.58% | 11.88% | 19.7% | 1.904% | 100%
Floorspace-Based | FCZ02 Tot | School | 0% | 0% | 0% | 0% | 8.636% | 0.3805% | 1.443% | 14.21% | 68.71% | 1.517% | 5.104% | 0% | 100%
Floorspace-Based | FCZ02 Tot | Warehouse | 0% | 0% | 0% | 0% | 0% | 1.256% | 0.6679% | 1.635% | 40.16% | 2.703% | 19.59% | 33.99% | 100%
Floorspace-Based | FCZ02 Tot | All Commercial | 0.0665% | 0% | 0% | 0.911% | 0.6302% | 1.711% | 1.357% | 6.199% | 58.4% | 4.472% | 22.43% | 3.824% | 100%
Floorspace-Based | FCZ03 Tot | College | 0% | 0% | 0% | 0% | 0% | 27.93% | 0% | 0% | 68.43% | 3.55% | 0.09123% | 0% | 100%
Floorspace-Based | FCZ03 Tot | Food Stores | 0% | 0% | 0% | 0% | 0% | 1.006% | 1.018% | 5.432% | 55.66% | 14.94% | 19.93% | 2.013% | 100%
Floorspace-Based | FCZ03 Tot | Health Care | 0% | 0% | 0% | 0% | 0% | 0% | 0% | 32.98% | 37.1% | 1.448% | 19.26% | 9.213% | 100%
Floorspace-Based | FCZ03 Tot | Lodging | 0% | 0% | 0% | 0% | 0% | 0% | 0.1867% | 5.715% | 22.44% | 12.76% | 58.9% | 0% | 100%
Floorspace-Based | FCZ03 Tot | Miscellaneous | 0% | 0% | 0% | 0% | 3.879% | 0.1756% | 0.1622% | 6.87% | 51.16% | 20.85% | 16.22% | 0.6766% | 100%
Floorspace-Based | FCZ03 Tot | Office, Large | 0% | 0% | 0% | 0% | 0% | 0% | 0% | 82.03% | 6.872% | 0% | 11.1% | 0% | 100%
Floorspace-Based | FCZ03 Tot | Office, Small | 0% | 0% | 0% | 0% | 0% | 0% | 0% | 10.52% | 45.52% | 12.78% | 29.72% | 1.465% | 100%
Floorspace-Based | FCZ03 Tot | Refrigerated Warehouse | 0% | 0% | 0% | 0% | 0% | 0% | 0% | 0% | 89.09% | 0% | 10.91% | 0% | 100%
Floorspace-Based | FCZ03 Tot | Restaurant | 0% | 0% | 0% | 0% | 1.881% | 1.846% | 2.26% | 4.131% | 67.13% | 2.234% | 20.51% | 0% | 100%
Floorspace-Based | FCZ03 Tot | Retail | 0% | 0% | 0% | 0% | 0% | 0% | 1.49% | 7.574% | 51.3% | 9.52% | 27.07% | 3.049% | 100%
Floorspace-Based | FCZ03 Tot | School | 0% | 1.277% | 0% | 0% | 0% | 0% | 0% | 33.67% | 52.2% | 4.942% | 7.911% | 0% | 100%
Floorspace-Based | FCZ03 Tot | Warehouse | 0% | 0% | 0% | 0% | 0% | 0% | 4.898% | 2.797% | 35.22% | 6.659% | 49.95% | 0.4799% | 100%
Floorspace-Based | FCZ03 Tot | All Commercial | 0% | 0.1963% | 0% | 0% | 1.285% | 2.116% | 0.6172% | 14.65% | 47.66% | 11.52% | 20.74% | 1.212% | 100%
Floorspace-Based | FCZ04 Tot | College | 0% | 0% | 0% | 0% | 0% | 0% | 0% | 0% | 76.43% | 1.334% | 19.41% | 2.818% | 100%
Floorspace-Based | FCZ04 Tot | Food Stores | 0% | 0% | 0% | 0% | 0% | 0% | 3.259% | 4.417% | 39.6% | 11.2% | 37.22% | 4.307% | 100%
Floorspace-Based | FCZ04 Tot | Health Care | 0% | 0% | 0% | 0% | 0% | 0% | 3.847% | 17.58% | 55.55% | 1.645% | 19.33% | 2.042% | 100%
Floorspace-Based | FCZ04 Tot | Lodging | 0% | 0% | 1.406% | 0% | 0% | 0% | 2.442% | 9.501% | 35.09% | 4.538% | 43.13% | 3.896% | 100%
Floorspace-Based | FCZ04 Tot | Miscellaneous | 0% | 0% | 0% | 0% | 0% | 0% | 5.783% | 5.22% | 37.85% | 6.112% | 40.22% | 4.813% | 100%
Floorspace-Based | FCZ04 Tot | Office, Large | 0% | 0% | 0% | 0% | 0% | 0% | 0% | 6.731% | 16.24% | 25.45% | 50.68% | 0.8985% | 100%
Floorspace-Based | FCZ04 Tot | Office, Small | 0% | 0% | 0% | 0% | 0% | 0% | 0.6751% | 9.864% | 23.58% | 7.013% | 57.36% | 1.511% | 100%
Floorspace-Based | FCZ04 Tot | Refrigerated Warehouse | 0% | 0% | 0% | 0% | 0% | 0% | 0% | 0% | 7.93% | 28.08% | 60.97% | 3.023% | 100%
Floorspace-Based | FCZ04 Tot | Restaurant | 0% | 0% | 0% | 0% | 0% | 0.6469% | 1.659% | 14.58% | 26.93% | 12.65% | 39.8% | 3.736% | 100%
Floorspace-Based | FCZ04 Tot | Retail | 0% | 0% | 0% | 0% | 1.287% | 2.376% | 1.33% | 11.29% | 28.57% | 18.08% | 35.47% | 1.597% | 100%
Floorspace-Based | FCZ04 Tot | School | 0% | 0% | 0% | 0% | 0% | 0% | 0% | 24.55% | 44.23% | 2.295% | 28.52% | 0.407% | 100%
Floorspace-Based | FCZ04 Tot | Warehouse | 0% | 0% | 0% | 0% | 0% | 0% | 0.1302% | 7.562% | 16.14% | 15.73% | 55.57% | 4.86% | 100%
Floorspace-Based | FCZ04 Tot | All Commercial | 0% | 0% | 0.04312% | 0% | 0.1479% | 0.285% | 1.937% | 8.704% | 30.85% | 11.24% | 43.49% | 3.299% | 100%
Floorspace-Based | FCZ05 Tot | College | 0% | 0% | 0% | 0% | 0% | 0% | 28.16% | 39.51% | 27.75% | 2.317% | 2.259% | 0% | 100%
Floorspace-Based | FCZ05 Tot | Food Stores | 0% | 0% | 0% | 0% | 0% | 0% | 0% | 0.3108% | 52.62% | 16.67% | 26.91% | 3.489% | 100%
Floorspace-Based | FCZ05 Tot | Health Care | 0% | 0% | 0% | 0% | 0% | 0.7015% | 0% | 19.11% | 24.57% | 3.034% | 38.26% | 14.32% | 100%
Floorspace-Based | FCZ05 Tot | Lodging | 0% | 0% | 0% | 0% | 0% | 0% | 0% | 3.793% | 44.68% | 8.054% | 38.63% | 4.848% | 100%
Floorspace-Based | FCZ05 Tot | Miscellaneous | 0% | 0% | 0% | 0% | 0% | 0% | 1.325% | 5.373% | 56.37% | 4.838% | 26.08% | 6.019% | 100%
Floorspace-Based | FCZ05 Tot | Office, Large | 0% | 0% | 0% | 0% | 0% | 6.344% | 0% | 18.79% | 64.5% | 0% | 10.37% | 0% | 100%
Floorspace-Based | FCZ05 Tot | Office, Small | 0% | 0% | 0% | 0% | 0% | 0% | 1.123% | 3.746% | 53.54% | 6.779% | 32.03% | 2.782% | 100%
Floorspace-Based | FCZ05 Tot | Refrigerated Warehouse | 0% | 0% | 0% | 0% | 0% | 0% | 0% | 0% | 5.735% | 14.3% | 32.42% | 47.55% | 100%
Floorspace-Based | FCZ05 Tot | Restaurant | 0% | 0% | 0% | 0% | 0% | 0% | 1.187% | 3.985% | 46.47% | 14.12% | 30.31% | 3.926% | 100%
Floorspace-Based | FCZ05 Tot | Retail | 0% | 0% | 0% | 0% | 0% | 0.1581% | 0.4815% | 4.806% | 42.47% | 15.68% | 34.22% | 2.176% | 100%
Floorspace-Based | FCZ05 Tot | School | 0% | 0% | 0% | 0% | 0% | 0% | 1.58% | 17.45% | 51.58% | 9.617% | 19.77% | 0% | 100%
Floorspace-Based | FCZ05 Tot | Warehouse | 0% | 0% | 0% | 0% | 0% | 0% | 0% | 8.067% | 27.85% | 10.16% | 39.59% | 14.34% | 100%
Floorspace-Based | FCZ05 Tot | All Commercial | 0% | 0% | 0% | 0% | 0% | 0.3842% | 1.83% | 9.07% | 44.53% | 8.397% | 29.06% | 6.726% | 100%
Floorspace-Based | FCZ06 Tot | College | 0% | 0% | 0% | 0% | 0% | 52.51% | 0% | 2.145% | 38.88% | 3.779% | 2.683% | 0% | 100%
Floorspace-Based | FCZ06 Tot | Food Stores | 0% | 0% | 0% | 0% | 0% | 0% | 0.5063% | 0.6916% | 35.46% | 24.45% | 38.47% | 0.4175% | 100%
Floorspace-Based | FCZ06 Tot | Health Care | 0% | 0% | 0% | 0% | 0% | 0% | 0% | 0% | 50.65% | 0.2817% | 44.28% | 4.786% | 100%
Floorspace-Based | FCZ06 Tot | Lodging | 0% | 0% | 0% | 0% | 0% | 0% | 0% | 6.168% | 60.73% | 2.258% | 26.59% | 4.253% | 100%
Floorspace-Based | FCZ06 Tot | Miscellaneous | 0% | 1.204% | 0% | 0% | 0% | 0% | 0% | 5.182% | 58.31% | 8.879% | 24.32% | 2.105% | 100%
Floorspace-Based | FCZ06 Tot | Office, Large | 0% | 0% | 0% | 0% | 0% | 2.503% | 5.255% | 2.994% | 28.06% | 0% | 61.19% | 0% | 100%
Floorspace-Based | FCZ06 Tot | Office, Small | 0% | 0% | 0% | 0% | 0% | 0% | 0% | 5.189% | 62.63% | 14.84% | 17.34% | 0% | 100%
Floorspace-Based | FCZ06 Tot | Refrigerated Warehouse | 0% | 0% | 0% | 0% | 0% | 0% | 0% | 0% | 27.75% | 7.413% | 24.28% | 40.56% | 100%
Floorspace-Based | FCZ06 Tot | Restaurant | 0% | 0% | 0% | 0% | 0% | 0.597% | 0% | 1.107% | 57.76% | 13.54% | 24.59% | 2.407% | 100%
Floorspace-Based | FCZ06 Tot | Retail | 0% | 0% | 0% | 0% | 0% | 0.2954% | 0% | 3.023% | 37.86% | 24.04% | 32.82% | 1.957% | 100%
Floorspace-Based | FCZ06 Tot | School | 0% | 0% | 0% | 0% | 0% | 0% | 0% | 0.6765% | 95% | 1.196% | 3.132% | 0% | 100%
Floorspace-Based | FCZ06 Tot | Warehouse | 0% | 0% | 0% | 0% | 0% | 0% | 0% | 2.818% | 38.98% | 14.78% | 40.99% | 2.435% | 100%
Floorspace-Based | FCZ06 Tot | All Commercial | 0% | 0.1979% | 0% | 0% | 0% | 4.448% | 0.2841% | 3.449% | 53.34% | 9.952% | 26.11% | 2.225% | 100%
Floorspace-Based | FCZ07 Tot | College | 0% | 0% | 0% | 0% | 0% | 5.479% | 0% | 31.68% | 52.63% | 1.81% | 8.395% | 0% | 100%
Floorspace-Based | FCZ07 Tot | Food Stores | 0% | 0% | 0% | 0% | 0.6567% | 0.3885% | 0.02149% | 0.7817% | 65.32% | 15.79% | 16.55% | 0.4908% | 100%
Floorspace-Based | FCZ07 Tot | Health Care | 0% | 0% | 0% | 0% | 0% | 0.2737% | 8.211% | 7.029% | 59.94% | 6.287% | 17.93% | 0.3328% | 100%
Floorspace-Based | FCZ07 Tot | Lodging | 0% | 0% | 0% | 0% | 0% | 0.4362% | 0.5223% | 4.749% | 57.14% | 16.63% | 16.49% | 4.03% | 100%
Floorspace-Based | FCZ07 Tot | Miscellaneous | 0% | 0.2045% | 0% | 0% | 0.007355% | 0.5704% | 0.8134% | 5.589% | 66.36% | 13.86% | 11.17% | 1.424% | 100%
Floorspace-Based | FCZ07 Tot | Office, Large | 0% | 0% | 0% | 0% | 0% | 0.6361% | 6.918% | 14.27% | 44.7% | 6.297% | 26.95% | 0.2215% | 100%
Floorspace-Based | FCZ07 Tot | Office, Small | 0.4319% | 0% | 0% | 0% | 0.1152% | 0.257% | 0.6322% | 2.687% | 73.81% | 8.993% | 12.12% | 0.9544% | 100%
Floorspace-Based | FCZ07 Tot | Refrigerated Warehouse | 0% | 0% | 0% | 0% | 0% | 0% | 0% | 0% | 43.48% | 33.85% | 22.67% | 0% | 100%
Floorspace-Based | FCZ07 Tot | Restaurant | 0% | 0% | 0% | 0% | 0% | 0.1574% | 0.3689% | 2.352% | 64.26% | 11.75% | 19.43% | 1.69% | 100%
Floorspace-Based | FCZ07 Tot | Retail | 0% | 0% | 0% | 0% | 0.07759% | 0.03494% | 0.9979% | 2.926% | 57.56% | 13.21% | 23.79% | 1.4% | 100%
Floorspace-Based | FCZ07 Tot | School | 0% | 0% | 1.162% | 0% | 0.9651% | 1.006% | 0.6698% | 5.987% | 69.97% | 5.369% | 14.78% | 0.08872% | 100%
Floorspace-Based | FCZ07 Tot | Warehouse | 0% | 0% | 0% | 0% | 0% | 0% | 2.053% | 3.832% | 62.22% | 10.93% | 19.44% | 1.522% | 100%
Floorspace-Based | FCZ07 Tot | All Commercial | 0.03668% | 0.03066% | 0.09842% | 0% | 0.1225% | 0.5591% | 2.153% | 6.644% | 60.35% | 10.72% | 18.2% | 1.079% | 100%
Floorspace-Based | FCZ08 Tot | College | 0% | 0% | 0% | 0% | 0% | 9.108% | 0% | 20.45% | 16.36% | 0.4995% | 53.58% | 0% | 100%
Floorspace-Based | FCZ08 Tot | Food Stores | 0% | 0% | 0% | 0% | 0% | 0% | 0% | 2.324% | 61.14% | 3.282% | 31.98% | 1.272% | 100%
Floorspace-Based | FCZ08 Tot | Health Care | 0% | 0% | 0% | 0% | 0% | 10.38% | 0% | 13.56% | 57.48% | 0% | 18.58% | 0% | 100%
Floorspace-Based | FCZ08 Tot | Lodging | 0% | 0% | 0% | 0% | 0% | 0% | 0% | 5.995% | 83.44% | 6.404% | 4.166% | 0% | 100%
Floorspace-Based | FCZ08 Tot | Miscellaneous | 0% | 0% | 0% | 0% | 0% | 0% | 0% | 3.686% | 57.11% | 7.383% | 31.05% | 0.7672% | 100%
Floorspace-Based | FCZ08 Tot | Office, Large | 0% | 0% | 0% | 0% | 0% | 7.013% | 0% | 13.99% | 26.15% | 0% | 45.08% | 7.77% | 100%
Floorspace-Based | FCZ08 Tot | Office, Small | 0% | 0% | 0% | 0% | 0% | 0% | 0% | 4.972% | 66.49% | 4.734% | 23.1% | 0.7034% | 100%
Floorspace-Based | FCZ08 Tot | Refrigerated Warehouse | 0% | 0% | 0% | 0% | 0% | 0% | 0% | 0% | 95.78% | 4.218% | 0% | 0% | 100%
Floorspace-Based | FCZ08 Tot | Restaurant | 0% | 0% | 0% | 0% | 0% | 0% | 6.944% | 0.4646% | 69.61% | 3.981% | 19% | 0% | 100%
Floorspace-Based | FCZ08 Tot | Retail | 0% | 0% | 0% | 0% | 0% | 0% | 0.5919% | 0.4938% | 60.15% | 11.94% | 22.83% | 4.001% | 100%
Floorspace-Based | FCZ08 Tot | School | 0% | 0% | 0% | 0% | 2.44% | 0% | 0% | 0% | 74.29% | 0% | 21.93% | 1.346% | 100%
Floorspace-Based | FCZ08 Tot | Warehouse | 0% | 0% | 0% | 0% | 0% | 0% | 0% | 6.791% | 57.35% | 5.836% | 30.02% | 0% | 100%
Floorspace-Based | FCZ08 Tot | All Commercial | 0% | 0% | 0% | 0% | 0.216% | 2.801% | 0.3469% | 7.446% | 52.45% | 4.322% | 30.44% | 1.976% | 100%
Floorspace-Based | FCZ09 Tot | College | 0% | 0% | 0% | 0% | 0% | 0% | 0% | 64.9% | 33.58% | 0% | 1.522% | 0% | 100%
Floorspace-Based | FCZ09 Tot | Food Stores | 0% | 0% | 0% | 0% | 0% | 0% | 0% | 1.867% | 70.6% | 15.09% | 11.23% | 1.209% | 100%
Floorspace-Based | FCZ09 Tot | Health Care | 0% | 0% | 0% | 0% | 0% | 0% | 0% | 22.14% | 13.77% | 40.29% | 19.94% | 3.856% | 100%
Floorspace-Based | FCZ09 Tot | Lodging | 0% | 0% | 0% | 0% | 0% | 0% | 0% | 0% | 58.69% | 5.052% | 36.26% | 0% | 100%
Floorspace-Based | FCZ09 Tot | Miscellaneous | 0% | 0% | 0% | 0% | 0% | 0% | 2.561% | 8.194% | 57.96% | 7.816% | 19.78% | 3.691% | 100%
Floorspace-Based | FCZ09 Tot | Office, Large | 0% | 0% | 0% | 0% | 0% | 0% | 0% | 0% | 92.02% | 0% | 7.983% | 0% | 100%
Floorspace-Based | FCZ09 Tot | Office, Small | 0% | 0% | 0% | 0% | 0% | 0% | 1.275% | 6.023% | 38.74% | 16.75% | 37.21% | 0% | 100%
Floorspace-Based | FCZ09 Tot | Refrigerated Warehouse | 0% | 0% | 0% | 0% | 0% | 0% | 0% | 0% | 7.844% | 0% | 92.16% | 0% | 100%
Floorspace-Based | FCZ09 Tot | Restaurant | 0% | 0% | 0% | 0% | 0% | 0% | 0% | 7.748% | 45.09% | 16.8% | 26.64% | 3.712% | 100%
Floorspace-Based | FCZ09 Tot | Retail | 0% | 0% | 0% | 0% | 0% | 0% | 0.6777% | 1.099% | 24.78% | 3.196% | 68.52% | 1.734% | 100%
Floorspace-Based | FCZ09 Tot | School | 0% | 0% | 0% | 0% | 0% | 0% | 0% | 7.826% | 52.85% | 5.147% | 34.18% | 0% | 100%
Floorspace-Based | FCZ09 Tot | Warehouse | 0% | 0% | 0% | 0% | 0% | 0% | 0% | 1.457% | 11.36% | 4.045% | 83.14% | 0% | 100%
Floorspace-Based | FCZ09 Tot | All Commercial | 0% | 0% | 0% | 0% | 0% | 0% | 0.7501% | 6.839% | 39.78% | 8.515% | 42.73% | 1.39% | 100%
Floorspace-Based | FCZ10 Tot | College | 0% | 0% | 0% | 0% | 0% | 0% | 0% | 31.02% | 49.54% | 1.711% | 10.98% | 6.74% | 100%
Floorspace-Based | FCZ10 Tot | Food Stores | 0% | 0% | 0% | 0% | 0% | 0% | 0.0895% | 12.07% | 32.59% | 26.05% | 23.29% | 5.912% | 100%
Floorspace-Based | FCZ10 Tot | Health Care | 0% | 0% | 0% | 0% | 0% | 0% | 2.603% | 3.108% | 54.92% | 8.978% | 21.07% | 9.32% | 100%
Floorspace-Based | FCZ10 Tot | Lodging | 0% | 0% | 0% | 0% | 0% | 0% | 0.2406% | 17.54% | 35.58% | 6.252% | 33.97% | 6.423% | 100%
Floorspace-Based | FCZ10 Tot | Miscellaneous | 0% | 0% | 0% | 0% | 0% | 0% | 0.5294% | 11.84% | 46.62% | 12.74% | 28.23% | 0.04765% | 100%
Floorspace-Based | FCZ10 Tot | Office, Large | 0% | 0% | 0% | 0% | 0% | 0% | 0% | 6.096% | 32.51% | 12.26% | 47.1% | 2.032% | 100%
Floorspace-Based | FCZ10 Tot | Office, Small | 0% | 0% | 0% | 2.193% | 0.9468% | 0% | 0.4974% | 7.791% | 44.9% | 8.403% | 34.78% | 0.4839% | 100%
Floorspace-Based | FCZ10 Tot | Refrigerated Warehouse | 0% | 0% | 0% | 0% | 0% | 0% | 0% | 0.6323% | 0% | 0% | 19.69% | 79.67% | 100%
Floorspace-Based | FCZ10 Tot | Restaurant | 0% | 0% | 0% | 0% | 0% | 0% | 0.5141% | 2.779% | 46.37% | 7.545% | 41.64% | 1.152% | 100%
Floorspace-Based | FCZ10 Tot | Retail | 0% | 0% | 0% | 0% | 0% | 0% | 1.772% | 24.3% | 24.48% | 6.983% | 31.31% | 11.17% | 100%
Floorspace-Based | FCZ10 Tot | School | 0% | 0% | 0% | 0% | 0% | 0.623% | 5.235% | 13.17% | 47.32% | 0% | 33.65% | 0% | 100%
Floorspace-Based | FCZ10 Tot | Warehouse | 0% | 0% | 0% | 0% | 0% | 2.221% | 0.5715% | 9.111% | 18.23% | 13.9% | 49% | 6.964% | 100%
Floorspace-Based | FCZ10 Tot | All Commercial | 0% | 0% | 0% | 0.1257% | 0.05429% | 0.8543% | 1.209% | 12.16% | 31.16% | 10.19% | 37.24% | 7.012% | 100%
Floorspace-Based | FCZ11 Tot | College | 0% | 0% | 0% | 0% | 0% | 0% | 0% | 7.482% | 44.86% | 0% | 47.06% | 0.5981% | 100%
Floorspace-Based | FCZ11 Tot | Food Stores | 0% | 0% | 0% | 0% | 0% | 0% | 0% | 0.174% | 66.87% | 14.29% | 9.281% | 9.392% | 100%
Floorspace-Based | FCZ11 Tot | Health Care | 0% | 0% | 0% | 0% | 0% | 0% | 5.733% | 20.96% | 42.79% | 5.735% | 7.37% | 17.42% | 100%
Floorspace-Based | FCZ11 Tot | Lodging | 0% | 0% | 0% | 0% | 0% | 0% | 4.685% | 26.77% | 35.95% | 18.21% | 12.53% | 1.848% | 100%
Floorspace-Based | FCZ11 Tot | Miscellaneous | 0% | 0% | 0% | 0% | 0% | 0% | 0.57% | 13.31% | 38.48% | 5.657% | 40.08% | 1.9% | 100%
Floorspace-Based | FCZ11 Tot | Office, Large | 0% | 0% | 0% | 0% | 0% | 0% | 11.17% | 0% | 26.88% | 10.05% | 51.9% | 0% | 100%
Floorspace-Based | FCZ11 Tot | Office, Small | 0% | 0% | 0% | 0% | 0% | 0% | 0% | 11.65% | 30.83% | 12.8% | 42.38% | 2.342% | 100%
Floorspace-Based | FCZ11 Tot | Refrigerated Warehouse | 0% | 0% | 0% | 0% | 0% | 0% | 0% | 1.225% | 11.64% | 0% | 87.14% | 0% | 100%
Floorspace-Based | FCZ11 Tot | Restaurant | 0% | 0% | 0% | 0% | 0% | 0% | 0% | 6.188% | 40.91% | 15.57% | 34.81% | 2.526% | 100%
Floorspace-Based | FCZ11 Tot | Retail | 0% | 0% | 0% | 0% | 0% | 0% | 0% | 8.79% | 24.75% | 12.03% | 52.17% | 2.261% | 100%
Floorspace-Based | FCZ11 Tot | School | 0% | 0% | 0% | 0% | 0% | 0% | 0% | 3.347% | 28.54% | 3.015% | 63.11% | 1.991% | 100%
Floorspace-Based | FCZ11 Tot | Warehouse | 0% | 0% | 0% | 0% | 0% | 0% | 0.03984% | 0.4429% | 6.512% | 18.35% | 73.49% | 1.159% | 100%
Floorspace-Based | FCZ11 Tot | All Commercial | 0% | 0% | 0% | 0% | 0% | 0% | 0.9567% | 7.05% | 25.36% | 11.49% | 52.75% | 2.393% | 100%
Floorspace-Based | FCZ12c Tot | College | 0% | 0% | 0% | 0% | 0% | 0% | 0% | 2.939% | 93.33% | 0.4739% | 2.291% | 0.963% | 100%
Floorspace-Based | FCZ12c Tot | Food Stores | 0% | 0% | 0% | 0% | 0% | 0% | 0% | 0.9412% | 64.6% | 2.617% | 31.12% | 0.7241% | 100%
Floorspace-Based | FCZ12c Tot | Health Care | 0% | 0% | 0% | 0% | 0% | 0% | 0% | 9.273% | 56.64% | 0% | 32.35% | 1.737% | 100%
Floorspace-Based | FCZ12c Tot | Lodging | 0% | 0% | 0% | 0% | 0% | 1.083% | 0.518% | 13.72% | 39.57% | 8.606% | 22.14% | 14.37% | 100%
Floorspace-Based | FCZ12c Tot | Miscellaneous | 0% | 0% | 0% | 0.06363% | 0% | 0.142% | 0.8656% | 9.964% | 56.19% | 7.139% | 23.99% | 1.652% | 100%
Floorspace-Based | FCZ12c Tot | Office, Large | 0% | 0% | 0% | 0% | 0% | 0.393% | 1.426% | 19.97% | 39.04% | 1.863% | 36.8% | 0.5096% | 100%
Floorspace-Based | FCZ12c Tot | Office, Small | 0% | 0% | 0% | 0% | 0% | 0% | 1.161% | 4.562% | 71.54% | 3.07% | 19.26% | 0.3991% | 100%
Floorspace-Based | FCZ12c Tot | Refrigerated Warehouse | 0% | 0% | 0% | 0% | 0% | 0% | 0% | 0% | 10.71% | 0% | 89.29% | 0% | 100%
Floorspace-Based | FCZ12c Tot | Restaurant | 0% | 0% | 0.4846% | 0% | 0% | 0% | 0.3431% | 2.532% | 65.3% | 4.567% | 23.4% | 3.376% | 100%
Floorspace-Based | FCZ12c Tot | Retail | 0% | 0% | 0.1284% | 0% | 0% | 0% | 0% | 3.946% | 53.33% | 5.4% | 37.19% | 0% | 100%
Floorspace-Based | FCZ12c Tot | School | 0% | 0% | 0% | 0% | 0% | 0% | 0.1172% | 15.97% | 37.75% | 2.874% | 43.29% | 0% | 100%
Floorspace-Based | FCZ12c Tot | Warehouse | 0% | 0% | 0% | 0% | 0% | 0% | 2.477% | 5.628% | 47.25% | 4.622% | 38.01% | 2.009% | 100%
Floorspace-Based | FCZ12c Tot | All Commercial | 0% | 0% | 0.02519% | 0.01369% | 0% | 0.1934% | 0.7773% | 9.984% | 54.26% | 4.155% | 28.58% | 2.012% | 100%
Floorspace-Based | FCZ12i Tot | College | 0% | 0% | 0% | 0% | 0% | 0% | 0% | 4.504% | 42.9% | 1.301% | 51.29% | 0% | 100%
Floorspace-Based | FCZ12i Tot | Food Stores | 0% | 0% | 0% | 0% | 0% | 0% | 0% | 0.5936% | 39.95% | 0.9237% | 58.54% | 0% | 100%
Floorspace-Based | FCZ12i Tot | Health Care | 0% | 0% | 0% | 0% | 0% | 0% | 0% | 17.05% | 62.67% | 1.575% | 11.84% | 6.874% | 100%
Floorspace-Based | FCZ12i Tot | Lodging | 0% | 0% | 0% | 0% | 0% | 0% | 0% | 41.45% | 27.86% | 0% | 24.91% | 5.77% | 100%
Floorspace-Based | FCZ12i Tot | Miscellaneous | 0% | 0% | 0% | 0.1438% | 0% | 0% | 0.6391% | 2.853% | 63.05% | 6.518% | 20.88% | 5.925% | 100%
Floorspace-Based | FCZ12i Tot | Office, Large | 0% | 0% | 0% | 0% | 0% | 0% | 2.471% | 0% | 58.19% | 0% | 36.2% | 3.14% | 100%
Floorspace-Based | FCZ12i Tot | Office, Small | 0% | 0% | 0% | 0% | 0% | 0% | 6.284% | 8.805% | 53.95% | 16.13% | 14.64% | 0.1895% | 100%
Floorspace-Based | FCZ12i Tot | Refrigerated Warehouse | 0% | 0% | 0% | 0% | 0% | 0% | 0% | 0% | 59.14% | 0% | 0% | 40.86% | 100%
Floorspace-Based | FCZ12i Tot | Restaurant | 0% | 0% | 0% | 0% | 0% | 0.9747% | 0% | 8.39% | 60.75% | 8.258% | 20.21% | 1.416% | 100%
Floorspace-Based | FCZ12i Tot | Retail | 0% | 0% | 0% | 0% | 0% | 0% | 0.09656% | 4.602% | 41.51% | 21.09% | 29.72% | 2.975% | 100%
Floorspace-Based | FCZ12i Tot | School | 0% | 0% | 0% | 0% | 0% | 0% | 15.42% | 4.707% | 67.98% | 3.364% | 8.534% | 0% | 100%
Floorspace-Based | FCZ12i Tot | Warehouse | 0% | 0% | 0% | 0% | 0% | 0% | 0% | 10.34% | 68.73% | 5.059% | 15.87% | 0% | 100%
Floorspace-Based | FCZ12i Tot | All Commercial | 0% | 0% | 0% | 0.03247% | 0% | 0.02652% | 2.735% | 8.143% | 54.6% | 7.77% | 23.4% | 3.297% | 100%
Floorspace-Based | FCZ13 Tot | College | 0% | 0% | 0% | 0% | 0% | 0% | 0% | 0.8153% | 54.17% | 0% | 42.32% | 2.693% | 100%
Floorspace-Based | FCZ13 Tot | Food Stores | 0% | 0% | 0% | 0% | 0.2203% | 0.2585% | 0.06321% | 0.5889% | 56.09% | 0.3861% | 40.16% | 2.235% | 100%
Floorspace-Based | FCZ13 Tot | Health Care | 0% | 0% | 0% | 0% | 0% | 0% | 0% | 0% | 56.85% | 1.455% | 37.2% | 4.492% | 100%
Floorspace-Based | FCZ13 Tot | Lodging | 0% | 0% | 0% | 0% | 0% | 0% | 5.354% | 5.135% | 36.48% | 0% | 48.07% | 4.959% | 100%
Floorspace-Based | FCZ13 Tot | Miscellaneous | 0% | 0.2826% | 0% | 0% | 0.4301% | 0.04678% | 5.661% | 11.31% | 54.23% | 1.388% | 26.61% | 0.04781% | 100%
Floorspace-Based | FCZ13 Tot | Office, Large | 0% | 0% | 0% | 0% | 5.162% | 0% | 5.861% | 13.72% | 40.98% | 0% | 34.28% | 0% | 100%
Floorspace-Based | FCZ13 Tot | Office, Small | 0% | 0% | 0.1269% | 0% | 0.3725% | 0.7029% | 3.026% | 5.664% | 60.29% | 1.376% | 27.63% | 0.8142% | 100%
Floorspace-Based | FCZ13 Tot | Refrigerated Warehouse | 0% | 0% | 0% | 0% | 0% | 0% | 0% | 0% | 61.7% | 0% | 9.74% | 28.56% | 100%
Floorspace-Based | FCZ13 Tot | Restaurant | 0% | 0% | 0% | 0% | 0% | 0.7337% | 0.1716% | 6.892% | 49.38% | 2.071% | 38.2% | 2.552% | 100%
Floorspace-Based | FCZ13 Tot | Retail | 0% | 0% | 0% | 0% | 0% | 0.2408% | 0.4582% | 6.655% | 47.81% | 0.868% | 40.19% | 3.784% | 100%
Floorspace-Based | FCZ13 Tot | School | 0% | 0% | 0% | 0% | 0% | 0.2629% | 0.203% | 0.5994% | 77.46% | 5.45% | 15.96% | 0.0629% | 100%
Floorspace-Based | FCZ13 Tot | Warehouse | 0% | 0% | 0% | 0% | 0% | 0% | 9.09% | 6.897% | 49.48% | 9.758% | 24.78% | 0% | 100%
Floorspace-Based | FCZ13 Tot | All Commercial | 0% | 0.05435% | 0.01256% | 0% | 0.9024% | 0.1729% | 3.316% | 6.969% | 53.1% | 2.066% | 31.62% | 1.784% | 100%
Floorspace-Based | FCZ16 Tot | College | 0% | 94.03% | 0% | 0% | 0% | 0% | 0% | 0% | 4.746% | 0% | 1.223% | 0% | 100%
Floorspace-Based | FCZ16 Tot | Food Stores | 0% | 0% | 0% | 0% | 0% | 0% | 0% | 0.2595% | 69.95% | 0.9168% | 23.03% | 5.841% | 100%
Floorspace-Based | FCZ16 Tot | Health Care | 0% | 0% | 0% | 0% | 0% | 0% | 0% | 0% | 88.88% | 11.12% | 0% | 0% | 100%
Floorspace-Based | FCZ16 Tot | Lodging | 0% | 0% | 0% | 0% | 0% | 0% | 0% | 1.097% | 49.92% | 5.599% | 23.6% | 19.79% | 100%
Floorspace-Based | FCZ16 Tot | Miscellaneous | 0% | 0% | 0% | 0% | 0% | 0% | 1.336% | 5.822% | 75.72% | 4.613% | 12.5% | 0% | 100%
Floorspace-Based | FCZ16 Tot | Office, Large | 0% | 0% | 0% | 0% | 2.406% | 3.816% | 0% | 9.905% | 68.94% | 0% | 14.61% | 0.3267% | 100%
Floorspace-Based | FCZ16 Tot | Office, Small | 0% | 0% | 0% | 0% | 0% | 0% | 0% | 0% | 95.1% | 1.406% | 3.495% | 0% | 100%
Floorspace-Based | FCZ16 Tot | Refrigerated Warehouse | 0% | 0% | 0% | 0% | 0% | 0% | 0% | 0% | 70.23% | 24.19% | 5.577% | 0% | 100%
Floorspace-Based | FCZ16 Tot | Restaurant | 0% | 0% | 0% | 0% | 0% | 0% | 0% | 0% | 74.71% | 9.032% | 16.26% | 0% | 100%
Floorspace-Based | FCZ16 Tot | Retail | 0% | 0% | 0% | 0% | 0% | 0% | 0% | 1.854% | 63.8% | 2.568% | 30.98% | 0.7997% | 100%
Floorspace-Based | FCZ16 Tot | School | 0% | 0% | 0% | 0% | 0% | 0% | 0% | 0.586% | 79.62% | 9.746% | 10.05% | 0% | 100%
Floorspace-Based | FCZ16 Tot | Warehouse | 0% | 0% | 0% | 0% | 0% | 0% | 0% | 0% | 87.38% | 10.01% | 2.608% | 0% | 100%
Floorspace-Based | FCZ16 Tot | All Commercial | 0% | 5.652% | 0% | 0% | 0.7268% | 1.152% | 0.2038% | 4.212% | 69.24% | 3.972% | 13.5% | 1.338% | 100%
Floorspace-Based | FCZ17 Tot | College | 0% | 0% | 0% | 0% | 0% | 0% | 15.72% | 15.38% | 68.31% | 0% | 0.5926% | 0% | 100%
Floorspace-Based | FCZ17 Tot | Food Stores | 0% | 0% | 0% | 0% | 0% | 0% | 0% | 0% | 75.77% | 9.308% | 14.42% | 0.5087% | 100%
Floorspace-Based | FCZ17 Tot | Health Care | 0% | 0% | 0% | 0% | 0% | 0% | 5.854% | 0% | 66.26% | 12.05% | 15.84% | 0% | 100%
Floorspace-Based | FCZ17 Tot | Lodging | 0% | 0% | 0% | 0% | 0% | 0% | 0% | 0% | 77.42% | 1.364% | 21.21% | 0% | 100%
Floorspace-Based | FCZ17 Tot | Miscellaneous | 0% | 0% | 0% | 0% | 0% | 0% | 1.311% | 0% | 72.56% | 14.88% | 11.25% | 0% | 100%
Floorspace-Based | FCZ17 Tot | Office, Large | 0% | 0% | 0% | 0% | 0% | 0% | 0% | 31.96% | 38.23% | 9.952% | 19.86% | 0% | 100%
Floorspace-Based | FCZ17 Tot | Office, Small | 0% | 0% | 0% | 0% | 0% | 0% | 0% | 0% | 75.35% | 14.11% | 10.54% | 0% | 100%
Floorspace-Based | FCZ17 Tot | Refrigerated Warehouse | 0% | 0% | 0% | 0% | 0% | 0% | 0% | 0% | 46.69% | 0% | 53.31% | 0% | 100%
Floorspace-Based | FCZ17 Tot | Restaurant | 0% | 0% | 0% | 0% | 0% | 0% | 0% | 0% | 77.06% | 8.554% | 13.66% | 0.7214% | 100%
Floorspace-Based | FCZ17 Tot | Retail | 0% | 0% | 0% | 0% | 0% | 0% | 0% | 0.3674% | 70.28% | 7.518% | 21.3% | 0.534% | 100%
Floorspace-Based | FCZ17 Tot | School | 0% | 0% | 0% | 0% | 0% | 0% | 0% | 0% | 79.26% | 15.06% | 5.685% | 0% | 100%
Floorspace-Based | FCZ17 Tot | Warehouse | 0% | 0% | 0% | 0% | 0% | 0% | 0% | 0% | 81.16% | 0.8525% | 17.99% | 0% | 100%
Floorspace-Based | FCZ17 Tot | All Commercial | 0% | 0% | 0% | 0% | 0% | 0% | 0.781% | 3.69% | 69.95% | 10.06% | 15.35% | 0.1635% | 100%
Floorspace-Based | PG&E | College | 0% | 0% | 0% | 0% | 0.6126% | 10.65% | 3.907% | 6.169% | 70.13% | 2.238% | 5.415% | 0.8782% | 100%
Floorspace-Based | PG&E | Food Stores | 0.1881% | 0% | 0% | 0% | 0.1251% | 0.032% | 0.7767% | 2.023% | 54.32% | 12.09% | 28.5% | 1.946% | 100%
Floorspace-Based | PG&E | Health Care | 0% | 0% | 0% | 0.06317% | 0% | 0.1141% | 2.921% | 12.47% | 41.76% | 1.926% | 35.95% | 4.801% | 100%
Floorspace-Based | PG&E | Lodging | 0% | 0% | 0.1098% | 0.08412% | 4.11% | 0% | 2.483% | 5.779% | 51.06% | 3.922% | 29.91% | 2.539% | 100%
Floorspace-Based | PG&E | Miscellaneous | 0% | 0.09698% | 0% | 0.2769% | 0.608% | 0.4024% | 1.655% | 4.961% | 56.76% | 6.422% | 25.26% | 3.553% | 100%
Floorspace-Based | PG&E | Office, Large | 0% | 0% | 0.9849% | 0.2901% | 1.301% | 1.313% | 5.091% | 8.568% | 50.65% | 3.196% | 25.8% | 2.808% | 100%
Floorspace-Based | PG&E | Office, Small | 0.06541% | 0% | 0% | 0.07884% | 0.05649% | 0.4927% | 0.8666% | 6.485% | 56.31% | 7.186% | 27.03% | 1.433% | 100%
Floorspace-Based | PG&E | Refrigerated Warehouse | 0% | 0% | 0% | 0% | 0% | 1.16% | 0% | 0.887% | 45.63% | 11.08% | 25.44% | 15.8% | 100%
Floorspace-Based | PG&E | Restaurant | 0% | 0% | 0% | 0.2714% | 0.2948% | 0.3084% | 0.6475% | 5.567% | 54.48% | 12.33% | 23.7% | 2.405% | 100%
Floorspace-Based | PG&E | Retail | 0% | 0% | 0% | 0% | 0.2327% | 0.5705% | 1.166% | 5.103% | 45.38% | 14.47% | 30.02% | 3.055% | 100%
Floorspace-Based | PG&E | School | 0% | 0.1209% | 0% | 0% | 1.847% | 0.03118% | 0.9574% | 13.22% | 63.23% | 7.867% | 12.58% | 0.1484% | 100%
Floorspace-Based | PG&E | Warehouse | 0% | 0% | 0% | 0% | 0% | 0.07907% | 0.4548% | 7.974% | 35.04% | 9.699% | 40.12% | 6.638% | 100%
Floorspace-Based | PG&E | All Commercial | 0.01217% | 0.02523% | 0.1778% | 0.1255% | 0.8211% | 0.9157% | 2.081% | 7.047% | 51.13% | 7.111% | 27.21% | 3.337% | 100%
Floorspace-Based | SCE | College | 0% | 0% | 0% | 0% | 0% | 5.673% | 0% | 28.81% | 42.62% | 1.378% | 20.97% | 0.5442% | 100%
Floorspace-Based | SCE | Food Stores | 0% | 0% | 0% | 0% | 0.3953% | 0.2339% | 0.02664% | 2.64% | 60.37% | 16.06% | 17.91% | 2.358% | 100%
Floorspace-Based | SCE | Health Care | 0% | 0% | 0% | 0% | 0% | 0.9332% | 5.877% | 8.927% | 54.78% | 7.956% | 17.61% | 3.917% | 100%
Floorspace-Based | SCE | Lodging | 0% | 0% | 0% | 0% | 0% | 0.2578% | 1.018% | 9.708% | 53.43% | 14.08% | 17.94% | 3.566% | 100%
Floorspace-Based | SCE | Miscellaneous | 0% | 0.1124% | 0% | 0% | 0.004044% | 0.3136% | 0.7784% | 7.947% | 57.35% | 11.5% | 20.61% | 1.385% | 100%
Floorspace-Based | SCE | Office, Large | 0% | 0% | 0% | 0% | 0% | 1.123% | 5.967% | 12.98% | 42.15% | 6.194% | 30.6% | 0.9859% | 100%
Floorspace-Based | SCE | Office, Small | 0.2703% | 0% | 0% | 0.2892% | 0.197% | 0.1609% | 0.5219% | 4.607% | 63.47% | 9.232% | 20.3% | 0.9561% | 100%
Floorspace-Based | SCE | Refrigerated Warehouse | 0% | 0% | 0% | 0% | 0% | 0% | 0% | 0.3489% | 27.71% | 16.9% | 38.53% | 16.51% | 100%
Floorspace-Based | SCE | Restaurant | 0% | 0% | 0% | 0% | 0% | 0.09783% | 0.9586% | 2.813% | 59.09% | 10.95% | 24.48% | 1.607% | 100%
Floorspace-Based | SCE | Retail | 0% | 0% | 0% | 0% | 0.04539% | 0.02044% | 1.008% | 7.496% | 46.41% | 11.31% | 30.09% | 3.623% | 100%
Floorspace-Based | SCE | School | 0% | 0% | 0.6333% | 0% | 0.6893% | 0.6595% | 1.299% | 6.648% | 59.33% | 3.716% | 26.61% | 0.4081% | 100%
Floorspace-Based | SCE | Warehouse | 0% | 0% | 0% | 0% | 0% | 0.7084% | 1.174% | 4.975% | 38.02% | 12.72% | 39.28% | 3.129% | 100%
Floorspace-Based | SCE | All Commercial | 0.02207% | 0.01685% | 0.05948% | 0.02361% | 0.09979% | 0.697% | 1.683% | 7.983% | 49.5% | 9.951% | 27.62% | 2.343% | 100%
Floorspace-Based | SDG&E | College | 0% | 0% | 0% | 0% | 0% | 0% | 0% | 3.299% | 81.74% | 0.664% | 13.55% | 0.7417% | 100%
Floorspace-Based | SDG&E | Food Stores | 0% | 0% | 0% | 0% | 0% | 0% | 0% | 0.8311% | 56.79% | 2.081% | 39.8% | 0.4948% | 100%
Floorspace-Based | SDG&E | Health Care | 0% | 0% | 0% | 0% | 0% | 0% | 0% | 12.65% | 59.26% | 0.6848% | 23.43% | 3.972% | 100%
Floorspace-Based | SDG&E | Lodging | 0% | 0% | 0% | 0% | 0% | 0.8085% | 0.3867% | 20.75% | 36.6% | 6.425% | 22.84% | 12.19% | 100%
Floorspace-Based | SDG&E | Miscellaneous | 0% | 0% | 0% | 0.08763% | 0% | 0.09948% | 0.7978% | 7.835% | 58.24% | 6.953% | 23.06% | 2.932% | 100%
Floorspace-Based | SDG&E | Office, Large | 0% | 0% | 0% | 0% | 0% | 0.3377% | 1.573% | 17.16% | 41.74% | 1.6% | 36.71% | 0.8797% | 100%
Floorspace-Based | SDG&E | Office, Small | 0% | 0% | 0% | 0% | 0% | 0% | 2.397% | 5.586% | 67.3% | 6.221% | 18.15% | 0.3485% | 100%
Floorspace-Based | SDG&E | Refrigerated Warehouse | 0% | 0% | 0% | 0% | 0% | 0% | 0% | 0% | 14.86% | 0% | 81.63% | 3.509% | 100%
Floorspace-Based | SDG&E | Restaurant | 0% | 0% | 0.3234% | 0% | 0% | 0.3242% | 0.229% | 4.48% | 63.79% | 5.794% | 22.34% | 2.724% | 100%
Floorspace-Based | SDG&E | Retail | 0% | 0% | 0.0782% | 0% | 0% | 0% | 0.03775% | 4.202% | 48.71% | 11.54% | 34.27% | 1.163% | 100%
Floorspace-Based | SDG&E | School | 0% | 0% | 0% | 0% | 0% | 0% | 7.199% | 10.75% | 51.74% | 3.101% | 27.21% | 0% | 100%
Floorspace-Based | SDG&E | Warehouse | 0% | 0% | 0% | 0% | 0% | 0% | 1.918% | 6.692% | 52.1% | 4.721% | 33.01% | 1.555% | 100%
Floorspace-Based | SDG&E | All Commercial | 0% | 0% | 0.0179% | 0.01912% | 0% | 0.1451% | 1.344% | 9.452% | 54.36% | 5.201% | 27.08% | 2.384% | 100%
Floorspace-Based | LADWP | College | 0% | 89.03% | 0% | 0% | 0% | 0% | 0.8359% | 0.8176% | 8.126% | 0% | 1.189% | 0% | 100%
Floorspace-Based | LADWP | Food Stores | 0% | 0% | 0% | 0% | 0% | 0% | 0% | 0.1597% | 72.18% | 4.142% | 19.72% | 3.792% | 100%
Floorspace-Based | LADWP | Health Care | 0% | 0% | 0% | 0% | 0% | 0% | 1.589% | 0% | 82.74% | 11.37% | 4.299% | 0% | 100%
Floorspace-Based | LADWP | Lodging | 0% | 0% | 0% | 0% | 0% | 0% | 0% | 1.013% | 52.03% | 5.275% | 23.41% | 18.27% | 100%
Floorspace-Based | LADWP | Miscellaneous | 0% | 0% | 0% | 0% | 0% | 0% | 1.33% | 4.37% | 74.93% | 7.174% | 12.19% | 0% | 100%
Floorspace-Based | LADWP | Office, Large | 0% | 0% | 0% | 0% | 2.184% | 3.463% | 0% | 11.94% | 66.1% | 0.9195% | 15.09% | 0.2965% | 100%
Floorspace-Based | LADWP | Office, Small | 0% | 0% | 0% | 0% | 0% | 0% | 0% | 0% | 89.67% | 4.896% | 5.431% | 0% | 100%
Floorspace-Based | LADWP | Refrigerated Warehouse | 0% | 0% | 0% | 0% | 0% | 0% | 0% | 0% | 64.77% | 18.58% | 16.66% | 0% | 100%
Floorspace-Based | LADWP | Restaurant | 0% | 0% | 0% | 0% | 0% | 0% | 0% | 0% | 75.48% | 8.877% | 15.41% | 0.2345% | 100%
Floorspace-Based | LADWP | Retail | 0% | 0% | 0% | 0% | 0% | 0% | 0% | 1.353% | 65.98% | 4.234% | 27.72% | 0.7103% | 100%
Floorspace-Based | LADWP | School | 0% | 0% | 0% | 0% | 0% | 0% | 0% | 0.4282% | 79.52% | 11.18% | 8.874% | 0% | 100%
Floorspace-Based | LADWP | Warehouse | 0% | 0% | 0% | 0% | 0% | 0% | 0% | 0% | 84.9% | 6.348% | 8.756% | 0% | 100%
Floorspace-Based | LADWP | All Commercial | 0% | 4.395% | 0% | 0% | 0.5651% | 0.8961% | 0.3321% | 4.096% | 69.4% | 5.327% | 13.91% | 1.077% | 100%
Floorspace-Based | SMUD | College | 0% | 0% | 0% | 0% | 0% | 0% | 0% | 0.8153% | 54.17% | 0% | 42.32% | 2.693% | 100%
Floorspace-Based | SMUD | Food Stores | 0% | 0% | 0% | 0% | 0.2203% | 0.2585% | 0.06321% | 0.5889% | 56.09% | 0.3861% | 40.16% | 2.235% | 100%
Floorspace-Based | SMUD | Health Care | 0% | 0% | 0% | 0% | 0% | 0% | 0% | 0% | 56.85% | 1.455% | 37.2% | 4.492% | 100%
Floorspace-Based | SMUD | Lodging | 0% | 0% | 0% | 0% | 0% | 0% | 5.354% | 5.135% | 36.48% | 0% | 48.07% | 4.959% | 100%
Floorspace-Based | SMUD | Miscellaneous | 0% | 0.2826% | 0% | 0% | 0.4301% | 0.04678% | 5.661% | 11.31% | 54.23% | 1.388% | 26.61% | 0.04781% | 100%
Floorspace-Based | SMUD | Office, Large | 0% | 0% | 0% | 0% | 5.162% | 0% | 5.861% | 13.72% | 40.98% | 0% | 34.28% | 0% | 100%
Floorspace-Based | SMUD | Office, Small | 0% | 0% | 0.1269% | 0% | 0.3725% | 0.7029% | 3.026% | 5.664% | 60.29% | 1.376% | 27.63% | 0.8142% | 100%
Floorspace-Based | SMUD | Refrigerated Warehouse | 0% | 0% | 0% | 0% | 0% | 0% | 0% | 0% | 61.7% | 0% | 9.74% | 28.56% | 100%
Floorspace-Based | SMUD | Restaurant | 0% | 0% | 0% | 0% | 0% | 0.7337% | 0.1716% | 6.892% | 49.38% | 2.071% | 38.2% | 2.552% | 100%
Floorspace-Based | SMUD | Retail | 0% | 0% | 0% | 0% | 0% | 0.2408% | 0.4582% | 6.655% | 47.81% | 0.868% | 40.19% | 3.784% | 100%
Floorspace-Based | SMUD | School | 0% | 0% | 0% | 0% | 0% | 0.2629% | 0.203% | 0.5994% | 77.46% | 5.45% | 15.96% | 0.0629% | 100%
Floorspace-Based | SMUD | Warehouse | 0% | 0% | 0% | 0% | 0% | 0% | 9.09% | 6.897% | 49.48% | 9.758% | 24.78% | 0% | 100%
Floorspace-Based | SMUD | All Commercial | 0% | 0.05435% | 0.01256% | 0% | 0.9024% | 0.1729% | 3.316% | 6.969% | 53.1% | 2.066% | 31.62% | 1.784% | 100%
Floorspace-Based | FCZ01 | College | 0% | 0% | 0% | 0% | 1.695% | 0% | 0.1082% | 1.042% | 94.45% | 1.107% | 0.7733% | 0.8204% | 100%
Floorspace-Based | FCZ01 | Food Stores | 0.4768% | 0% | 0% | 0% | 0% | 0% | 0.02426% | 0.927% | 67.27% | 4.786% | 25.78% | 0.7335% | 100%
Floorspace-Based | FCZ01 | Health Care | 0% | 0% | 0% | 0% | 0% | 0% | 4.798% | 10.57% | 39.01% | 1.744% | 41.71% | 2.168% | 100%
Floorspace-Based | FCZ01 | Lodging | 0% | 0% | 0% | 0.2097% | 10.24% | 0% | 5.483% | 7.253% | 47.54% | 4.5% | 22.25% | 2.52% | 100%
Floorspace-Based | FCZ01 | Miscellaneous | 0% | 0% | 0% | 0.07874% | 0.8777% | 0.09664% | 0.4839% | 4.122% | 66.27% | 5.613% | 19.81% | 2.647% | 100%
Floorspace-Based | FCZ01 | Office, Large | 0% | 0% | 1.184% | 0.05194% | 1.564% | 1.031% | 5.743% | 7.572% | 53.56% | 1.998% | 23.98% | 3.312% | 100%
Floorspace-Based | FCZ01 | Office, Small | 0% | 0% | 0% | 0.2047% | 0.1467% | 0.3625% | 1.174% | 5.61% | 68.39% | 5.753% | 16.79% | 1.569% | 100%
Floorspace-Based | FCZ01 | Refrigerated Warehouse | 0% | 0% | 0% | 0% | 0% | 0% | 0% | 2.738% | 84.95% | 2.62% | 5.368% | 4.32% | 100%
Floorspace-Based | FCZ01 | Restaurant | 0% | 0% | 0% | 0.5369% | 0.4644% | 0.2163% | 0.2333% | 3.817% | 61.93% | 12.26% | 18.85% | 1.694% | 100%
Floorspace-Based | FCZ01 | Retail | 0% | 0% | 0% | 0% | 0% | 0% | 1.051% | 2.132% | 53.28% | 11.05% | 27.82% | 4.667% | 100%
Floorspace-Based | FCZ01 | School | 0% | 0% | 0% | 0% | 3.189% | 0% | 1.471% | 4.106% | 69.91% | 13.64% | 7.456% | 0.2363% | 100%
Floorspace-Based | FCZ01 | Warehouse | 0% | 0% | 0% | 0% | 0% | 0% | 0.7913% | 10.86% | 59% | 3.086% | 25.38% | 0.8846% | 100%
Floorspace-Based | FCZ01 | All Commercial | 0.01218% | 0% | 0.366% | 0.07385% | 1.501% | 0.3697% | 2.841% | 6.043% | 59.01% | 4.907% | 22.32% | 2.553% | 100%
Floorspace-Based | FCZ02 | College | 0% | 0% | 0% | 0% | 0% | 0% | 0% | 0% | 88.37% | 6.049% | 5.581% | 0% | 100%
Floorspace-Based | FCZ02 | Food Stores | 0% | 0% | 0% | 0% | 1.139% | 0% | 0.628% | 4.793% | 52.57% | 20.5% | 19.23% | 1.146% | 100%
Floorspace-Based | FCZ02 | Health Care | 0% | 0% | 0% | 0.5773% | 0% | 0% | 1.464% | 9.424% | 54.67% | 2.969% | 26.73% | 4.168% | 100%
Floorspace-Based | FCZ02 | Lodging | 0% | 0% | 0% | 0% | 0% | 0% | 0.3276% | 2.825% | 60.03% | 1.83% | 34.17% | 0.8158% | 100%
Floorspace-Based | FCZ02 | Miscellaneous | 0% | 0% | 0% | 2.334% | 0.6985% | 3.376% | 0.8962% | 5.867% | 58.39% | 4.108% | 21.44% | 2.896% | 100%
Floorspace-Based | FCZ02 | Office, Large | 0% | 0% | 0% | 7.477% | 0% | 4.058% | 5.376% | 9.96% | 52.27% | 0% | 20.86% | 0% | 100%
Floorspace-Based | FCZ02 | Office, Small | 0.5271% | 0% | 0% | 0% | 0% | 2.845% | 0.9897% | 9.097% | 58.41% | 2.431% | 25.08% | 0.6262% | 100%
Floorspace-Based | FCZ02 | Refrigerated Warehouse | 0% | 0% | 0% | 0% | 0% | 7.345% | 0% | 0% | 83.73% | 1.511% | 7.411% | 0% | 100%
Floorspace-Based | FCZ02 | Restaurant | 0% | 0% | 0% | 0% | 0% | 0% | 0.7945% | 11.08% | 56.57% | 11.43% | 17.29% | 2.841% | 100%
Floorspace-Based | FCZ02 | Retail | 0% | 0% | 0% | 0% | 0% | 0.8253% | 3.603% | 7.511% | 54.58% | 11.88% | 19.7% | 1.904% | 100%
Floorspace-Based | FCZ02 | School | 0% | 0% | 0% | 0% | 8.636% | 0.3805% | 1.443% | 14.21% | 68.71% | 1.517% | 5.104% | 0% | 100%
Floorspace-Based | FCZ02 | Warehouse | 0% | 0% | 0% | 0% | 0% | 1.256% | 0.6679% | 1.635% | 40.16% | 2.703% | 19.59% | 33.99% | 100%
Floorspace-Based | FCZ02 | All Commercial | 0.06593% | 0% | 0% | 0.9228% | 0.6233% | 1.672% | 1.358% | 6.215% | 58.2% | 4.495% | 22.54% | 3.908% | 100%
Floorspace-Based | FCZ03 | College | 0% | 0% | 0% | 0% | 0% | 27.93% | 0% | 0% | 68.43% | 3.55% | 0.09123% | 0% | 100%
Floorspace-Based | FCZ03 | Food Stores | 0% | 0% | 0% | 0% | 0% | 1.006% | 1.018% | 5.432% | 55.66% | 14.94% | 19.93% | 2.013% | 100%
Floorspace-Based | FCZ03 | Health Care | 0% | 0% | 0% | 0% | 0% | 0% | 0% | 32.98% | 37.1% | 1.448% | 19.26% | 9.213% | 100%
Floorspace-Based | FCZ03 | Lodging | 0% | 0% | 0% | 0% | 0% | 0% | 0.1867% | 5.715% | 22.44% | 12.76% | 58.9% | 0% | 100%
Floorspace-Based | FCZ03 | Miscellaneous | 0% | 0% | 0% | 0% | 3.879% | 0.1756% | 0.1622% | 6.87% | 51.16% | 20.85% | 16.22% | 0.6766% | 100%
Floorspace-Based | FCZ03 | Office, Large | 0% | 0% | 0% | 0% | 0% | 0% | 0% | 82.03% | 6.872% | 0% | 11.1% | 0% | 100%
Floorspace-Based | FCZ03 | Office, Small | 0% | 0% | 0% | 0% | 0% | 0% | 0% | 10.52% | 45.52% | 12.78% | 29.72% | 1.465% | 100%
Floorspace-Based | FCZ03 | Refrigerated Warehouse | 0% | 0% | 0% | 0% | 0% | 0% | 0% | 0% | 89.09% | 0% | 10.91% | 0% | 100%
Floorspace-Based | FCZ03 | Restaurant | 0% | 0% | 0% | 0% | 1.881% | 1.846% | 2.26% | 4.131% | 67.13% | 2.234% | 20.51% | 0% | 100%
Floorspace-Based | FCZ03 | Retail | 0% | 0% | 0% | 0% | 0% | 0% | 1.49% | 7.574% | 51.3% | 9.52% | 27.07% | 3.049% | 100%
Floorspace-Based | FCZ03 | School | 0% | 1.277% | 0% | 0% | 0% | 0% | 0% | 33.67% | 52.2% | 4.942% | 7.911% | 0% | 100%
Floorspace-Based | FCZ03 | Warehouse | 0% | 0% | 0% | 0% | 0% | 0% | 4.898% | 2.797% | 35.22% | 6.659% | 49.95% | 0.4799% | 100%
Floorspace-Based | FCZ03 | All Commercial | 0% | 0.2186% | 0% | 0% | 1.036% | 2.197% | 0.6687% | 15.48% | 47.26% | 10.64% | 21.23% | 1.267% | 100%
Floorspace-Based | FCZ04 | College | 0% | 0% | 0% | 0% | 0% | 0% | 0% | 0% | 76.43% | 1.334% | 19.41% | 2.818% | 100%
Floorspace-Based | FCZ04 | Food Stores | 0% | 0% | 0% | 0% | 0% | 0% | 3.259% | 4.417% | 39.6% | 11.2% | 37.22% | 4.307% | 100%
Floorspace-Based | FCZ04 | Health Care | 0% | 0% | 0% | 0% | 0% | 0% | 3.847% | 17.58% | 55.55% | 1.645% | 19.33% | 2.042% | 100%
Floorspace-Based | FCZ04 | Lodging | 0% | 0% | 1.406% | 0% | 0% | 0% | 2.442% | 9.501% | 35.09% | 4.538% | 43.13% | 3.896% | 100%
Floorspace-Based | FCZ04 | Miscellaneous | 0% | 0% | 0% | 0% | 0% | 0% | 5.783% | 5.22% | 37.85% | 6.112% | 40.22% | 4.813% | 100%
Floorspace-Based | FCZ04 | Office, Large | 0% | 0% | 0% | 0% | 0% | 0% | 0% | 6.731% | 16.24% | 25.45% | 50.68% | 0.8985% | 100%
Floorspace-Based | FCZ04 | Office, Small | 0% | 0% | 0% | 0% | 0% | 0% | 0.6751% | 9.864% | 23.58% | 7.012% | 57.36% | 1.51% | 100%
Floorspace-Based | FCZ04 | Refrigerated Warehouse | 0% | 0% | 0% | 0% | 0% | 0% | 0% | 0% | 7.93% | 28.08% | 60.97% | 3.023% | 100%
Floorspace-Based | FCZ04 | Restaurant | 0% | 0% | 0% | 0% | 0% | 0.6469% | 1.659% | 14.58% | 26.93% | 12.65% | 39.8% | 3.736% | 100%
Floorspace-Based | FCZ04 | Retail | 0% | 0% | 0% | 0% | 1.287% | 2.376% | 1.33% | 11.29% | 28.57% | 18.08% | 35.47% | 1.597% | 100%
Floorspace-Based | FCZ04 | School | 0% | 0% | 0% | 0% | 0% | 0% | 0% | 24.55% | 44.23% | 2.295% | 28.52% | 0.407% | 100%
Floorspace-Based | FCZ04 | Warehouse | 0% | 0% | 0% | 0% | 0% | 0% | 0.1302% | 7.562% | 16.14% | 15.73% | 55.57% | 4.86% | 100%
Floorspace-Based | FCZ04 | All Commercial | 0% | 0% | 0.04671% | 0% | 0.1562% | 0.301% | 1.864% | 8.7% | 30.9% | 11.35% | 43.38% | 3.303% | 100%
Floorspace-Based | FCZ05 | College | 0% | 0% | 0% | 0% | 0% | 0% | 28.16% | 39.51% | 27.75% | 2.317% | 2.259% | 0% | 100%
Floorspace-Based | FCZ05 | Food Stores | 0% | 0% | 0% | 0% | 0% | 0% | 0% | 0.3108% | 52.62% | 16.67% | 26.91% | 3.489% | 100%
Floorspace-Based | FCZ05 | Health Care | 0% | 0% | 0% | 0% | 0% | 0.7015% | 0% | 19.11% | 24.57% | 3.034% | 38.26% | 14.32% | 100%
Floorspace-Based | FCZ05 | Lodging | 0% | 0% | 0% | 0% | 0% | 0% | 0% | 3.793% | 44.68% | 8.054% | 38.63% | 4.848% | 100%
Floorspace-Based | FCZ05 | Miscellaneous | 0% | 0% | 0% | 0% | 0% | 0% | 1.325% | 5.373% | 56.37% | 4.838% | 26.08% | 6.019% | 100%
Floorspace-Based | FCZ05 | Office, Large | 0% | 0% | 0% | 0% | 0% | 6.344% | 0% | 18.79% | 64.5% | 0% | 10.37% | 0% | 100%
Floorspace-Based | FCZ05 | Office, Small | 0% | 0% | 0% | 0% | 0% | 0% | 1.123% | 3.746% | 53.54% | 6.779% | 32.03% | 2.782% | 100%
Floorspace-Based | FCZ05 | Refrigerated Warehouse | 0% | 0% | 0% | 0% | 0% | 0% | 0% | 0% | 5.735% | 14.3% | 32.42% | 47.55% | 100%
Floorspace-Based | FCZ05 | Restaurant | 0% | 0% | 0% | 0% | 0% | 0% | 1.187% | 3.985% | 46.47% | 14.12% | 30.31% | 3.926% | 100%
Floorspace-Based | FCZ05 | Retail | 0% | 0% | 0% | 0% | 0% | 0.1581% | 0.4815% | 4.806% | 42.47% | 15.68% | 34.22% | 2.176% | 100%
Floorspace-Based | FCZ05 | School | 0% | 0% | 0% | 0% | 0% | 0% | 1.58% | 17.45% | 51.58% | 9.617% | 19.77% | 0% | 100%
Floorspace-Based | FCZ05 | Warehouse | 0% | 0% | 0% | 0% | 0% | 0% | 0% | 8.067% | 27.85% | 10.16% | 39.59% | 14.34% | 100%
Floorspace-Based | FCZ05 | All Commercial | 0% | 0% | 0% | 0% | 0% | 0.3837% | 1.83% | 9.07% | 44.53% | 8.398% | 29.06% | 6.728% | 100%
Floorspace-Based | FCZ06 | College | 0% | 0% | 0% | 0% | 0% | 52.51% | 0% | 2.145% | 38.88% | 3.779% | 2.683% | 0% | 100%
Floorspace-Based | FCZ06 | Food Stores | 0% | 0% | 0% | 0% | 0% | 0% | 0.5063% | 0.6916% | 35.46% | 24.45% | 38.47% | 0.4175% | 100%
Floorspace-Based | FCZ06 | Health Care | 0% | 0% | 0% | 0% | 0% | 0% | 0% | 0% | 50.65% | 0.2817% | 44.28% | 4.786% | 100%
Floorspace-Based | FCZ06 | Lodging | 0% | 0% | 0% | 0% | 0% | 0% | 0% | 6.168% | 60.73% | 2.258% | 26.59% | 4.253% | 100%
Floorspace-Based | FCZ06 | Miscellaneous | 0% | 1.204% | 0% | 0% | 0% | 0% | 0% | 5.182% | 58.31% | 8.879% | 24.32% | 2.105% | 100%
Floorspace-Based | FCZ06 | Office, Large | 0% | 0% | 0% | 0% | 0% | 2.503% | 5.255% | 2.994% | 28.06% | 0% | 61.19% | 0% | 100%
Floorspace-Based | FCZ06 | Office, Small | 0% | 0% | 0% | 0% | 0% | 0% | 0% | 5.189% | 62.63% | 14.84% | 17.34% | 0% | 100%
Floorspace-Based | FCZ06 | Refrigerated Warehouse | 0% | 0% | 0% | 0% | 0% | 0% | 0% | 0% | 27.75% | 7.413% | 24.28% | 40.56% | 100%
Floorspace-Based | FCZ06 | Restaurant | 0% | 0% | 0% | 0% | 0% | 0.597% | 0% | 1.107% | 57.76% | 13.54% | 24.59% | 2.407% | 100%
Floorspace-Based | FCZ06 | Retail | 0% | 0% | 0% | 0% | 0% | 0.2954% | 0% | 3.023% | 37.86% | 24.04% | 32.82% | 1.957% | 100%
Floorspace-Based | FCZ06 | School | 0% | 0% | 0% | 0% | 0% | 0% | 0% | 0.6765% | 95% | 1.196% | 3.132% | 0% | 100%
Floorspace-Based | FCZ06 | Warehouse | 0% | 0% | 0% | 0% | 0% | 0% | 0% | 2.818% | 38.98% | 14.78% | 40.99% | 2.435% | 100%
Floorspace-Based | FCZ06 | All Commercial | 0% | 0.1996% | 0% | 0% | 0% | 4.487% | 0.2855% | 3.458% | 53.31% | 9.92% | 26.11% | 2.235% | 100%
Floorspace-Based | FCZ07 | College | 0% | 0% | 0% | 0% | 0% | 5.479% | 0% | 31.68% | 52.63% | 1.81% | 8.395% | 0% | 100%
Floorspace-Based | FCZ07 | Food Stores | 0% | 0% | 0% | 0% | 0.6567% | 0.3885% | 0.02149% | 0.7817% | 65.32% | 15.79% | 16.55% | 0.4908% | 100%
Floorspace-Based | FCZ07 | Health Care | 0% | 0% | 0% | 0% | 0% | 0.2737% | 8.211% | 7.029% | 59.94% | 6.287% | 17.93% | 0.3328% | 100%
Floorspace-Based | FCZ07 | Lodging | 0% | 0% | 0% | 0% | 0% | 0.4362% | 0.5223% | 4.749% | 57.14% | 16.63% | 16.49% | 4.03% | 100%
Floorspace-Based | FCZ07 | Miscellaneous | 0% | 0.2045% | 0% | 0% | 0.007355% | 0.5704% | 0.8134% | 5.589% | 66.36% | 13.86% | 11.17% | 1.424% | 100%
Floorspace-Based | FCZ07 | Office, Large | 0% | 0% | 0% | 0% | 0% | 0.6361% | 6.918% | 14.27% | 44.7% | 6.297% | 26.95% | 0.2215% | 100%
Floorspace-Based | FCZ07 | Office, Small | 0.4319% | 0% | 0% | 0% | 0.1152% | 0.257% | 0.6322% | 2.687% | 73.81% | 8.993% | 12.12% | 0.9544% | 100%
Floorspace-Based | FCZ07 | Refrigerated Warehouse | 0% | 0% | 0% | 0% | 0% | 0% | 0% | 0% | 43.48% | 33.85% | 22.67% | 0% | 100%
Floorspace-Based | FCZ07 | Restaurant | 0% | 0% | 0% | 0% | 0% | 0.1574% | 0.3689% | 2.352% | 64.26% | 11.75% | 19.43% | 1.69% | 100%
Floorspace-Based | FCZ07 | Retail | 0% | 0% | 0% | 0% | 0.07759% | 0.03494% | 0.9979% | 2.926% | 57.56% | 13.21% | 23.79% | 1.4% | 100%
Floorspace-Based | FCZ07 | School | 0% | 0% | 1.162% | 0% | 0.9651% | 1.006% | 0.6698% | 5.987% | 69.97% | 5.369% | 14.78% | 0.08872% | 100%
Floorspace-Based | FCZ07 | Warehouse | 0% | 0% | 0% | 0% | 0% | 0% | 2.053% | 3.832% | 62.22% | 10.93% | 19.44% | 1.522% | 100%
Floorspace-Based | FCZ07 | All Commercial | 0.03794% | 0.02896% | 0.1023% | 0% | 0.1277% | 0.5806% | 2.197% | 6.805% | 60.42% | 10.4% | 18.23% | 1.065% | 100%
Floorspace-Based | FCZ08 | College | 0% | 0% | 0% | 0% | 0% | 9.108% | 0% | 20.45% | 16.36% | 0.4995% | 53.58% | 0% | 100%
Floorspace-Based | FCZ08 | Food Stores | 0% | 0% | 0% | 0% | 0% | 0% | 0% | 2.324% | 61.14% | 3.282% | 31.98% | 1.272% | 100%
Floorspace-Based | FCZ08 | Health Care | 0% | 0% | 0% | 0% | 0% | 10.38% | 0% | 13.56% | 57.48% | 0% | 18.58% | 0% | 100%
Floorspace-Based | FCZ08 | Lodging | 0% | 0% | 0% | 0% | 0% | 0% | 0% | 5.995% | 83.44% | 6.404% | 4.166% | 0% | 100%
Floorspace-Based | FCZ08 | Miscellaneous | 0% | 0% | 0% | 0% | 0% | 0% | 0% | 3.686% | 57.11% | 7.383% | 31.05% | 0.7672% | 100%
Floorspace-Based | FCZ08 | Office, Large | 0% | 0% | 0% | 0% | 0% | 7.013% | 0% | 13.99% | 26.15% | 0% | 45.08% | 7.77% | 100%
Floorspace-Based | FCZ08 | Office, Small | 0% | 0% | 0% | 0% | 0% | 0% | 0% | 4.972% | 66.49% | 4.734% | 23.1% | 0.7034% | 100%
Floorspace-Based | FCZ08 | Refrigerated Warehouse | 0% | 0% | 0% | 0% | 0% | 0% | 0% | 0% | 95.78% | 4.218% | 0% | 0% | 100%
Floorspace-Based | FCZ08 | Restaurant | 0% | 0% | 0% | 0% | 0% | 0% | 6.944% | 0.4646% | 69.61% | 3.981% | 19% | 0% | 100%
Floorspace-Based | FCZ08 | Retail | 0% | 0% | 0% | 0% | 0% | 0% | 0.5919% | 0.4938% | 60.15% | 11.94% | 22.83% | 4.001% | 100%
Floorspace-Based | FCZ08 | School | 0% | 0% | 0% | 0% | 2.44% | 0% | 0% | 0% | 74.29% | 0% | 21.93% | 1.346% | 100%
Floorspace-Based | FCZ08 | Warehouse | 0% | 0% | 0% | 0% | 0% | 0% | 0% | 6.791% | 57.35% | 5.836% | 30.02% | 0% | 100%
Floorspace-Based | FCZ08 | All Commercial | 0% | 0% | 0% | 0% | 0.216% | 2.801% | 0.3469% | 7.446% | 52.45% | 4.322% | 30.44% | 1.976% | 100%
Floorspace-Based | FCZ09 | College | 0% | 0% | 0% | 0% | 0% | 0% | 0% | 64.9% | 33.58% | 0% | 1.522% | 0% | 100%
Floorspace-Based | FCZ09 | Food Stores | 0% | 0% | 0% | 0% | 0% | 0% | 0% | 1.867% | 70.6% | 15.09% | 11.23% | 1.209% | 100%
Floorspace-Based | FCZ09 | Health Care | 0% | 0% | 0% | 0% | 0% | 0% | 0% | 22.14% | 13.77% | 40.29% | 19.94% | 3.856% | 100%
Floorspace-Based | FCZ09 | Lodging | 0% | 0% | 0% | 0% | 0% | 0% | 0% | 0% | 58.69% | 5.052% | 36.26% | 0% | 100%
Floorspace-Based | FCZ09 | Miscellaneous | 0% | 0% | 0% | 0% | 0% | 0% | 2.561% | 8.194% | 57.96% | 7.816% | 19.78% | 3.691% | 100%
Floorspace-Based | FCZ09 | Office, Large | 0% | 0% | 0% | 0% | 0% | 0% | 0% | 0% | 92.02% | 0% | 7.983% | 0% | 100%
Floorspace-Based | FCZ09 | Office, Small | 0% | 0% | 0% | 0% | 0% | 0% | 1.275% | 6.023% | 38.74% | 16.75% | 37.21% | 0% | 100%
Floorspace-Based | FCZ09 | Refrigerated Warehouse | 0% | 0% | 0% | 0% | 0% | 0% | 0% | 0% | 7.844% | 0% | 92.16% | 0% | 100%
Floorspace-Based | FCZ09 | Restaurant | 0% | 0% | 0% | 0% | 0% | 0% | 0% | 7.748% | 45.09% | 16.8% | 26.64% | 3.712% | 100%
Floorspace-Based | FCZ09 | Retail | 0% | 0% | 0% | 0% | 0% | 0% | 0.6777% | 1.099% | 24.78% | 3.196% | 68.52% | 1.734% | 100%
Floorspace-Based | FCZ09 | School | 0% | 0% | 0% | 0% | 0% | 0% | 0% | 7.826% | 52.85% | 5.147% | 34.18% | 0% | 100%
Floorspace-Based | FCZ09 | Warehouse | 0% | 0% | 0% | 0% | 0% | 0% | 0% | 1.457% | 11.36% | 4.045% | 83.14% | 0% | 100%
Floorspace-Based | FCZ09 | All Commercial | 0% | 0% | 0% | 0% | 0% | 0% | 0.7501% | 6.839% | 39.78% | 8.515% | 42.73% | 1.39% | 100%
Floorspace-Based | FCZ10 | College | 0% | 0% | 0% | 0% | 0% | 0% | 0% | 31.02% | 49.54% | 1.711% | 10.98% | 6.74% | 100%
Floorspace-Based | FCZ10 | Food Stores | 0% | 0% | 0% | 0% | 0% | 0% | 0.0895% | 12.07% | 32.59% | 26.05% | 23.29% | 5.912% | 100%
Floorspace-Based | FCZ10 | Health Care | 0% | 0% | 0% | 0% | 0% | 0% | 2.603% | 3.108% | 54.92% | 8.978% | 21.07% | 9.32% | 100%
Floorspace-Based | FCZ10 | Lodging | 0% | 0% | 0% | 0% | 0% | 0% | 0.2406% | 17.54% | 35.58% | 6.252% | 33.97% | 6.423% | 100%
Floorspace-Based | FCZ10 | Miscellaneous | 0% | 0% | 0% | 0% | 0% | 0% | 0.5294% | 11.84% | 46.62% | 12.74% | 28.23% | 0.04765% | 100%
Floorspace-Based | FCZ10 | Office, Large | 0% | 0% | 0% | 0% | 0% | 0% | 0% | 6.096% | 32.51% | 12.26% | 47.1% | 2.032% | 100%
Floorspace-Based | FCZ10 | Office, Small | 0% | 0% | 0% | 2.193% | 0.9468% | 0% | 0.4974% | 7.791% | 44.9% | 8.403% | 34.78% | 0.4839% | 100%
Floorspace-Based | FCZ10 | Refrigerated Warehouse | 0% | 0% | 0% | 0% | 0% | 0% | 0% | 0.6323% | 0% | 0% | 19.69% | 79.67% | 100%
Floorspace-Based | FCZ10 | Restaurant | 0% | 0% | 0% | 0% | 0% | 0% | 0.5141% | 2.779% | 46.37% | 7.545% | 41.64% | 1.152% | 100%
Floorspace-Based | FCZ10 | Retail | 0% | 0% | 0% | 0% | 0% | 0% | 1.772% | 24.3% | 24.48% | 6.983% | 31.31% | 11.17% | 100%
Floorspace-Based | FCZ10 | School | 0% | 0% | 0% | 0% | 0% | 0.623% | 5.235% | 13.17% | 47.32% | 0% | 33.65% | 0% | 100%
Floorspace-Based | FCZ10 | Warehouse | 0% | 0% | 0% | 0% | 0% | 2.221% | 0.5715% | 9.111% | 18.23% | 13.9% | 49% | 6.964% | 100%
Floorspace-Based | FCZ10 | All Commercial | 0% | 0% | 0% | 0.1274% | 0.05502% | 0.8661% | 1.219% | 12.26% | 31.21% | 10.22% | 37.43% | 6.6% | 100%
Floorspace-Based | FCZ11 | College | 0% | 0% | 0% | 0% | 0% | 0% | 0% | 7.482% | 44.86% | 0% | 47.06% | 0.5981% | 100%
Floorspace-Based | FCZ11 | Food Stores | 0% | 0% | 0% | 0% | 0% | 0% | 0% | 0.174% | 66.87% | 14.29% | 9.281% | 9.392% | 100%
Floorspace-Based | FCZ11 | Health Care | 0% | 0% | 0% | 0% | 0% | 0% | 5.733% | 20.96% | 42.79% | 5.735% | 7.37% | 17.42% | 100%
Floorspace-Based | FCZ11 | Lodging | 0% | 0% | 0% | 0% | 0% | 0% | 4.685% | 26.77% | 35.95% | 18.21% | 12.53% | 1.848% | 100%
Floorspace-Based | FCZ11 | Miscellaneous | 0% | 0% | 0% | 0% | 0% | 0% | 0.57% | 13.31% | 38.48% | 5.657% | 40.08% | 1.9% | 100%
Floorspace-Based | FCZ11 | Office, Large | 0% | 0% | 0% | 0% | 0% | 0% | 11.17% | 0% | 26.88% | 10.05% | 51.9% | 0% | 100%
Floorspace-Based | FCZ11 | Office, Small | 0% | 0% | 0% | 0% | 0% | 0% | 0% | 11.65% | 30.83% | 12.8% | 42.38% | 2.342% | 100%
Floorspace-Based | FCZ11 | Refrigerated Warehouse | 0% | 0% | 0% | 0% | 0% | 0% | 0% | 1.225% | 11.64% | 0% | 87.14% | 0% | 100%
Floorspace-Based | FCZ11 | Restaurant | 0% | 0% | 0% | 0% | 0% | 0% | 0% | 6.188% | 40.91% | 15.57% | 34.81% | 2.526% | 100%
Floorspace-Based | FCZ11 | Retail | 0% | 0% | 0% | 0% | 0% | 0% | 0% | 8.79% | 24.75% | 12.03% | 52.17% | 2.261% | 100%
Floorspace-Based | FCZ11 | School | 0% | 0% | 0% | 0% | 0% | 0% | 0% | 3.347% | 28.54% | 3.015% | 63.11% | 1.991% | 100%
Floorspace-Based | FCZ11 | Warehouse | 0% | 0% | 0% | 0% | 0% | 0% | 0.03984% | 0.4429% | 6.512% | 18.35% | 73.49% | 1.159% | 100%
Floorspace-Based | FCZ11 | All Commercial | 0% | 0% | 0% | 0% | 0% | 0% | 1.031% | 7.814% | 26.44% | 11.2% | 50.99% | 2.518% | 100%
Floorspace-Based | FCZ12c | College | 0% | 0% | 0% | 0% | 0% | 0% | 0% | 2.939% | 93.33% | 0.4739% | 2.291% | 0.963% | 100%
Floorspace-Based | FCZ12c | Food Stores | 0% | 0% | 0% | 0% | 0% | 0% | 0% | 0.9412% | 64.6% | 2.617% | 31.12% | 0.7241% | 100%
Floorspace-Based | FCZ12c | Health Care | 0% | 0% | 0% | 0% | 0% | 0% | 0% | 9.273% | 56.64% | 0% | 32.35% | 1.737% | 100%
Floorspace-Based | FCZ12c | Lodging | 0% | 0% | 0% | 0% | 0% | 1.083% | 0.518% | 13.72% | 39.57% | 8.606% | 22.14% | 14.37% | 100%
Floorspace-Based | FCZ12c | Miscellaneous | 0% | 0% | 0% | 0.06363% | 0% | 0.142% | 0.8656% | 9.964% | 56.19% | 7.139% | 23.99% | 1.652% | 100%
Floorspace-Based | FCZ12c | Office, Large | 0% | 0% | 0% | 0% | 0% | 0.393% | 1.426% | 19.97% | 39.04% | 1.863% | 36.8% | 0.5096% | 100%
Floorspace-Based | FCZ12c | Office, Small | 0% | 0% | 0% | 0% | 0% | 0% | 1.161% | 4.562% | 71.54% | 3.07% | 19.26% | 0.3991% | 100%
Floorspace-Based | FCZ12c | Refrigerated Warehouse | 0% | 0% | 0% | 0% | 0% | 0% | 0% | 0% | 10.71% | 0% | 89.29% | 0% | 100%
Floorspace-Based | FCZ12c | Restaurant | 0% | 0% | 0.4846% | 0% | 0% | 0% | 0.3431% | 2.532% | 65.3% | 4.567% | 23.4% | 3.376% | 100%
Floorspace-Based | FCZ12c | Retail | 0% | 0% | 0.1284% | 0% | 0% | 0% | 0% | 3.946% | 53.33% | 5.4% | 37.19% | 0% | 100%
Floorspace-Based | FCZ12c | School | 0% | 0% | 0% | 0% | 0% | 0% | 0.1172% | 15.97% | 37.75% | 2.874% | 43.29% | 0% | 100%
Floorspace-Based | FCZ12c | Warehouse | 0% | 0% | 0% | 0% | 0% | 0% | 2.477% | 5.628% | 47.25% | 4.622% | 38.01% | 2.009% | 100%
Floorspace-Based | FCZ12c | All Commercial | 0% | 0% | 0.02519% | 0.01369% | 0% | 0.1934% | 0.7773% | 9.984% | 54.26% | 4.155% | 28.58% | 2.012% | 100%
Floorspace-Based | FCZ12i | College | 0% | 0% | 0% | 0% | 0% | 0% | 0% | 4.504% | 42.9% | 1.301% | 51.29% | 0% | 100%
Floorspace-Based | FCZ12i | Food Stores | 0% | 0% | 0% | 0% | 0% | 0% | 0% | 0.5936% | 39.95% | 0.9237% | 58.54% | 0% | 100%
Floorspace-Based | FCZ12i | Health Care | 0% | 0% | 0% | 0% | 0% | 0% | 0% | 17.05% | 62.67% | 1.575% | 11.84% | 6.874% | 100%
Floorspace-Based | FCZ12i | Lodging | 0% | 0% | 0% | 0% | 0% | 0% | 0% | 41.45% | 27.86% | 0% | 24.91% | 5.77% | 100%
Floorspace-Based | FCZ12i | Miscellaneous | 0% | 0% | 0% | 0.1438% | 0% | 0% | 0.6391% | 2.853% | 63.05% | 6.518% | 20.88% | 5.925% | 100%
Floorspace-Based | FCZ12i | Office, Large | 0% | 0% | 0% | 0% | 0% | 0% | 2.471% | 0% | 58.19% | 0% | 36.2% | 3.14% | 100%
Floorspace-Based | FCZ12i | Office, Small | 0% | 0% | 0% | 0% | 0% | 0% | 6.284% | 8.805% | 53.95% | 16.13% | 14.64% | 0.1895% | 100%
Floorspace-Based | FCZ12i | Refrigerated Warehouse | 0% | 0% | 0% | 0% | 0% | 0% | 0% | 0% | 59.14% | 0% | 0% | 40.86% | 100%
Floorspace-Based | FCZ12i | Restaurant | 0% | 0% | 0% | 0% | 0% | 0.9747% | 0% | 8.39% | 60.75% | 8.258% | 20.21% | 1.416% | 100%
Floorspace-Based | FCZ12i | Retail | 0% | 0% | 0% | 0% | 0% | 0% | 0.09656% | 4.602% | 41.51% | 21.09% | 29.72% | 2.975% | 100%
Floorspace-Based | FCZ12i | School | 0% | 0% | 0% | 0% | 0% | 0% | 15.42% | 4.707% | 67.98% | 3.364% | 8.534% | 0% | 100%
Floorspace-Based | FCZ12i | Warehouse | 0% | 0% | 0% | 0% | 0% | 0% | 0% | 10.34% | 68.73% | 5.059% | 15.87% | 0% | 100%
Floorspace-Based | FCZ12i | All Commercial | 0% | 0% | 0% | 0.03247% | 0% | 0.02652% | 2.735% | 8.143% | 54.6% | 7.77% | 23.4% | 3.297% | 100%
Floorspace-Based | FCZ13 | College | 0% | 0% | 0% | 0% | 0% | 0% | 0% | 0.8153% | 54.17% | 0% | 42.32% | 2.693% | 100%
Floorspace-Based | FCZ13 | Food Stores | 0% | 0% | 0% | 0% | 0.2203% | 0.2585% | 0.06321% | 0.5889% | 56.09% | 0.3861% | 40.16% | 2.235% | 100%
Floorspace-Based | FCZ13 | Health Care | 0% | 0% | 0% | 0% | 0% | 0% | 0% | 0% | 56.85% | 1.455% | 37.2% | 4.492% | 100%
Floorspace-Based | FCZ13 | Lodging | 0% | 0% | 0% | 0% | 0% | 0% | 5.354% | 5.135% | 36.48% | 0% | 48.07% | 4.959% | 100%
Floorspace-Based | FCZ13 | Miscellaneous | 0% | 0.2826% | 0% | 0% | 0.4301% | 0.04678% | 5.661% | 11.31% | 54.23% | 1.388% | 26.61% | 0.04781% | 100%
Floorspace-Based | FCZ13 | Office, Large | 0% | 0% | 0% | 0% | 5.162% | 0% | 5.861% | 13.72% | 40.98% | 0% | 34.28% | 0% | 100%
Floorspace-Based | FCZ13 | Office, Small | 0% | 0% | 0.1269% | 0% | 0.3725% | 0.7029% | 3.026% | 5.664% | 60.29% | 1.376% | 27.63% | 0.8142% | 100%
Floorspace-Based | FCZ13 | Refrigerated Warehouse | 0% | 0% | 0% | 0% | 0% | 0% | 0% | 0% | 61.7% | 0% | 9.74% | 28.56% | 100%
Floorspace-Based | FCZ13 | Restaurant | 0% | 0% | 0% | 0% | 0% | 0.7337% | 0.1716% | 6.892% | 49.38% | 2.071% | 38.2% | 2.552% | 100%
Floorspace-Based | FCZ13 | Retail | 0% | 0% | 0% | 0% | 0% | 0.2408% | 0.4582% | 6.655% | 47.81% | 0.868% | 40.19% | 3.784% | 100%
Floorspace-Based | FCZ13 | School | 0% | 0% | 0% | 0% | 0% | 0.2629% | 0.203% | 0.5994% | 77.46% | 5.45% | 15.96% | 0.0629% | 100%
Floorspace-Based | FCZ13 | Warehouse | 0% | 0% | 0% | 0% | 0% | 0% | 9.09% | 6.897% | 49.48% | 9.758% | 24.78% | 0% | 100%
Floorspace-Based | FCZ13 | All Commercial | 0% | 0.05435% | 0.01256% | 0% | 0.9024% | 0.1729% | 3.316% | 6.969% | 53.1% | 2.066% | 31.62% | 1.784% | 100%
Floorspace-Based | FCZ16 | College | 0% | 94.03% | 0% | 0% | 0% | 0% | 0% | 0% | 4.746% | 0% | 1.223% | 0% | 100%
Floorspace-Based | FCZ16 | Food Stores | 0% | 0% | 0% | 0% | 0% | 0% | 0% | 0.2595% | 69.95% | 0.9168% | 23.03% | 5.841% | 100%
Floorspace-Based | FCZ16 | Health Care | 0% | 0% | 0% | 0% | 0% | 0% | 0% | 0% | 88.88% | 11.12% | 0% | 0% | 100%
Floorspace-Based | FCZ16 | Lodging | 0% | 0% | 0% | 0% | 0% | 0% | 0% | 1.097% | 49.92% | 5.599% | 23.6% | 19.79% | 100%
Floorspace-Based | FCZ16 | Miscellaneous | 0% | 0% | 0% | 0% | 0% | 0% | 1.336% | 5.822% | 75.72% | 4.613% | 12.5% | 0% | 100%
Floorspace-Based | FCZ16 | Office, Large | 0% | 0% | 0% | 0% | 2.406% | 3.816% | 0% | 9.905% | 68.94% | 0% | 14.61% | 0.3267% | 100%
Floorspace-Based | FCZ16 | Office, Small | 0% | 0% | 0% | 0% | 0% | 0% | 0% | 0% | 95.1% | 1.406% | 3.495% | 0% | 100%
Floorspace-Based | FCZ16 | Refrigerated Warehouse | 0% | 0% | 0% | 0% | 0% | 0% | 0% | 0% | 70.23% | 24.19% | 5.577% | 0% | 100%
Floorspace-Based | FCZ16 | Restaurant | 0% | 0% | 0% | 0% | 0% | 0% | 0% | 0% | 74.71% | 9.032% | 16.26% | 0% | 100%
Floorspace-Based | FCZ16 | Retail | 0% | 0% | 0% | 0% | 0% | 0% | 0% | 1.854% | 63.8% | 2.568% | 30.98% | 0.7997% | 100%
Floorspace-Based | FCZ16 | School | 0% | 0% | 0% | 0% | 0% | 0% | 0% | 0.586% | 79.62% | 9.746% | 10.05% | 0% | 100%
Floorspace-Based | FCZ16 | Warehouse | 0% | 0% | 0% | 0% | 0% | 0% | 0% | 0% | 87.38% | 10.01% | 2.608% | 0% | 100%
Floorspace-Based | FCZ16 | All Commercial | 0% | 5.652% | 0% | 0% | 0.7268% | 1.152% | 0.2038% | 4.212% | 69.24% | 3.972% | 13.5% | 1.338% | 100%
Floorspace-Based | FCZ17 | College | 0% | 0% | 0% | 0% | 0% | 0% | 15.72% | 15.38% | 68.31% | 0% | 0.5926% | 0% | 100%
Floorspace-Based | FCZ17 | Food Stores | 0% | 0% | 0% | 0% | 0% | 0% | 0% | 0% | 75.77% | 9.308% | 14.42% | 0.5087% | 100%
Floorspace-Based | FCZ17 | Health Care | 0% | 0% | 0% | 0% | 0% | 0% | 5.854% | 0% | 66.26% | 12.05% | 15.84% | 0% | 100%
Floorspace-Based | FCZ17 | Lodging | 0% | 0% | 0% | 0% | 0% | 0% | 0% | 0% | 77.42% | 1.364% | 21.21% | 0% | 100%
Floorspace-Based | FCZ17 | Miscellaneous | 0% | 0% | 0% | 0% | 0% | 0% | 1.311% | 0% | 72.56% | 14.88% | 11.25% | 0% | 100%
Floorspace-Based | FCZ17 | Office, Large | 0% | 0% | 0% | 0% | 0% | 0% | 0% | 31.96% | 38.23% | 9.952% | 19.86% | 0% | 100%
Floorspace-Based | FCZ17 | Office, Small | 0% | 0% | 0% | 0% | 0% | 0% | 0% | 0% | 75.35% | 14.11% | 10.54% | 0% | 100%
Floorspace-Based | FCZ17 | Refrigerated Warehouse | 0% | 0% | 0% | 0% | 0% | 0% | 0% | 0% | 46.69% | 0% | 53.31% | 0% | 100%
Floorspace-Based | FCZ17 | Restaurant | 0% | 0% | 0% | 0% | 0% | 0% | 0% | 0% | 77.06% | 8.554% | 13.66% | 0.7214% | 100%
Floorspace-Based | FCZ17 | Retail | 0% | 0% | 0% | 0% | 0% | 0% | 0% | 0.3674% | 70.28% | 7.518% | 21.3% | 0.534% | 100%
Floorspace-Based | FCZ17 | School | 0% | 0% | 0% | 0% | 0% | 0% | 0% | 0% | 79.26% | 15.06% | 5.685% | 0% | 100%
Floorspace-Based | FCZ17 | Warehouse | 0% | 0% | 0% | 0% | 0% | 0% | 0% | 0% | 81.16% | 0.8525% | 17.99% | 0% | 100%
Floorspace-Based | FCZ17 | All Commercial | 0% | 0% | 0% | 0% | 0% | 0% | 0.781% | 3.69% | 69.95% | 10.06% | 15.35% | 0.1635% | 100%
Sites-Based | Statewide | College | 0% | 0.01198% | 0% | 0% | 0.01026% | 0.1542% | 0.5218% | 3.723% | 60.43% | 9.799% | 24.3% | 1.052% | 100% | ↓ % of Commercial sites
Sites-Based | Statewide | Food Stores | 0.01868% | 0% | 0% | 0% | 0.06902% | 0.1144% | 0.4284% | 1.545% | 67.82% | 10.65% | 17.83% | 1.522% | 100%
Sites-Based | Statewide | Health Care | 0% | 0% | 0% | 0.03716% | 0% | 0.09142% | 1.056% | 5.65% | 56.25% | 12.57% | 21.16% | 3.188% | 100%
Sites-Based | Statewide | Lodging | 0% | 0% | 0.2566% | 0.1029% | 0.1008% | 0.1423% | 0.8242% | 6.311% | 63.82% | 7.226% | 19.01% | 2.204% | 100%
Sites-Based | Statewide | Miscellaneous | 0% | 0.08501% | 0% | 0.08328% | 0.2401% | 0.1396% | 1.015% | 3.195% | 67.99% | 9.681% | 16.13% | 1.438% | 100%
Sites-Based | Statewide | Office, Large | 0% | 0% | 0.2928% | 0.2155% | 0.9134% | 0.869% | 3.193% | 11.87% | 48.75% | 4.223% | 28.48% | 1.198% | 100%
Sites-Based | Statewide | Office, Small | 0.1371% | 0% | 0.01997% | 0.02163% | 0.07045% | 0.1929% | 0.6986% | 3.505% | 63.13% | 7.865% | 23.13% | 1.226% | 100%
Sites-Based | Statewide | Refrigerated Warehouse | 0% | 0% | 0% | 0% | 0% | 0.4033% | 0% | 1.182% | 58.92% | 13.9% | 22.2% | 3.393% | 100%
Sites-Based | Statewide | Restaurant | 0% | 0% | 0.0315% | 0.02162% | 0.05689% | 0.1889% | 0.3174% | 2.61% | 59.25% | 10.92% | 24.65% | 1.955% | 100%
Sites-Based | Statewide | Retail | 0% | 0% | 0.006499% | 0% | 0.04518% | 0.1434% | 0.5628% | 1.85% | 64.24% | 11.77% | 20.14% | 1.232% | 100%
Sites-Based | Statewide | School | 0% | 0.02753% | 0.1576% | 0% | 0.6596% | 0.5429% | 1.346% | 7.016% | 61.24% | 8.854% | 19.47% | 0.6855% | 100%
Sites-Based | Statewide | Warehouse | 0% | 0% | 0% | 0% | 0% | 0.1264% | 0.605% | 4.516% | 62.87% | 10.01% | 20.67% | 1.208% | 100%
Sites-Based | Statewide | All Commercial | 0.03748% | 0.01664% | 0.02206% | 0.02909% | 0.1158% | 0.1802% | 0.7191% | 3.201% | 63.57% | 9.843% | 20.85% | 1.414% | 100%
Sites-Based | PG&E Tot | College | 0% | 0% | 0% | 0% | 0.03023% | 0.2307% | 0.2774% | 2.405% | 58.86% | 21.78% | 16.06% | 0.356% | 100%
Sites-Based | PG&E Tot | Food Stores | 0.0493% | 0% | 0% | 0% | 0.04829% | 0.06087% | 0.9262% | 2.185% | 61.38% | 13.94% | 20.13% | 1.277% | 100%
Sites-Based | PG&E Tot | Health Care | 0% | 0% | 0% | 0.1036% | 0% | 0.1043% | 1.217% | 9.136% | 53.98% | 6.386% | 25% | 4.074% | 100%
Sites-Based | PG&E Tot | Lodging | 0% | 0% | 0.5641% | 0.2263% | 0.2217% | 0% | 0.608% | 5.276% | 63.51% | 6.172% | 22.03% | 1.388% | 100%
Sites-Based | PG&E Tot | Miscellaneous | 0% | 0.09019% | 0% | 0.157% | 0.5145% | 0.1413% | 1.168% | 4.096% | 63.11% | 10.35% | 17.57% | 2.809% | 100%
Sites-Based | PG&E Tot | Office, Large | 0% | 0% | 0.7813% | 0.575% | 0.7972% | 0.8701% | 3.52% | 11.05% | 49.08% | 2.931% | 29.24% | 1.152% | 100%
Sites-Based | PG&E Tot | Office, Small | 0.0788% | 0% | 0% | 0.02333% | 0.01811% | 0.3266% | 0.5984% | 4.369% | 57.9% | 7.375% | 27.69% | 1.622% | 100%
Sites-Based | PG&E Tot | Refrigerated Warehouse | 0% | 0% | 0% | 0% | 0% | 1.388% | 0% | 1.617% | 63.15% | 9.894% | 19.54% | 4.415% | 100%
Sites-Based | PG&E Tot | Restaurant | 0% | 0% | 0% | 0.06526% | 0.1717% | 0.3509% | 0.4622% | 3.556% | 54.02% | 12.5% | 26.2% | 2.679% | 100%
Sites-Based | PG&E Tot | Retail | 0% | 0% | 0% | 0% | 0.1275% | 0.4128% | 0.9597% | 2.55% | 61.64% | 13.91% | 18.98% | 1.421% | 100%
Sites-Based | PG&E Tot | School | 0% | 0.09622% | 0% | 0% | 1.421% | 0.4172% | 0.6415% | 13.12% | 56.48% | 9.713% | 17.05% | 1.071% | 100%
Sites-Based | PG&E Tot | Warehouse | 0% | 0% | 0% | 0% | 0% | 0.2894% | 0.3951% | 7.121% | 55.06% | 10.35% | 25.21% | 1.571% | 100%
Sites-Based | PG&E Tot | All Commercial | 0.02475% | 0.02235% | 0.02151% | 0.06465% | 0.2139% | 0.2904% | 0.8453% | 4.226% | 59.28% | 10.55% | 22.49% | 1.971% | 100%
Sites-Based | SCE Tot | College | 0% | 0% | 0% | 0% | 0% | 0.1409% | 0% | 4.149% | 62.14% | 3.201% | 28.86% | 1.518% | 100%
Sites-Based | SCE Tot | Food Stores | 0% | 0% | 0% | 0% | 0.07777% | 0.1297% | 0.1438% | 1.033% | 71.89% | 9.475% | 15.27% | 1.976% | 100%
Sites-Based | SCE Tot | Health Care | 0% | 0% | 0% | 0% | 0% | 0.1285% | 1.134% | 4.163% | 56.31% | 13.19% | 22.05% | 3.017% | 100%
Sites-Based | SCE Tot | Lodging | 0% | 0% | 0% | 0% | 0% | 0.2099% | 0.7218% | 5.852% | 67.05% | 10.63% | 13.57% | 1.966% | 100%
Sites-Based | SCE Tot | Miscellaneous | 0% | 0.09979% | 0% | 0% | 0.01752% | 0.1524% | 0.5695% | 2.58% | 70.67% | 9.721% | 15.72% | 0.4753% | 100%
Sites-Based | SCE Tot | Office, Large | 0% | 0% | 0% | 0% | 0% | 0.6864% | 3.125% | 12.98% | 43.14% | 7.844% | 30.92% | 1.312% | 100%
Sites-Based | SCE Tot | Office, Small | 0.2687% | 0% | 0% | 0.03249% | 0.135% | 0.1031% | 0.236% | 2.819% | 61.97% | 9.409% | 23.66% | 1.373% | 100%
Sites-Based | SCE Tot | Refrigerated Warehouse | 0% | 0% | 0% | 0% | 0% | 0% | 0% | 1.412% | 57.74% | 19.94% | 17.65% | 3.259% | 100%
Sites-Based | SCE Tot | Restaurant | 0% | 0% | 0% | 0% | 0% | 0.06097% | 0.3277% | 2.294% | 59.27% | 10.47% | 25.97% | 1.604% | 100%
Sites-Based | SCE Tot | Retail | 0% | 0% | 0% | 0% | 0.01857% | 0.009286% | 0.474% | 1.483% | 65.77% | 9.703% | 21.16% | 1.387% | 100%
Sites-Based | SCE Tot | School | 0% | 0% | 0.3242% | 0% | 0.5201% | 0.7185% | 1.249% | 4.452% | 64.65% | 8.079% | 19.25% | 0.7609% | 100%
Sites-Based | SCE Tot | Warehouse | 0% | 0% | 0% | 0% | 0% | 0.09091% | 0.6856% | 4.281% | 62.19% | 11.33% | 19.98% | 1.441% | 100%
Sites-Based | SCE Tot | All Commercial | 0.06834% | 0.01666% | 0.009358% | 0.008262% | 0.06067% | 0.1107% | 0.4687% | 2.65% | 64.3% | 9.735% | 21.25% | 1.323% | 100%
Sites-Based | SDG&E Tot | College | 0% | 0% | 0% | 0% | 0% | 0% | 0% | 8.473% | 51.51% | 13.03% | 26.2% | 0.7876% | 100%
Sites-Based | SDG&E Tot | Food Stores | 0% | 0% | 0% | 0% | 0% | 0% | 0% | 2.616% | 62.92% | 7.67% | 26.19% | 0.6016% | 100%
Sites-Based | SDG&E Tot | Health Care | 0% | 0% | 0% | 0% | 0% | 0% | 0% | 7.997% | 68.53% | 3.317% | 15.1% | 5.049% | 100%
Sites-Based | SDG&E Tot | Lodging | 0% | 0% | 0% | 0% | 0% | 0.6426% | 1.489% | 10.24% | 61.64% | 3.847% | 18.3% | 3.846% | 100%
Sites-Based | SDG&E Tot | Miscellaneous | 0% | 0% | 0% | 0.2599% | 0% | 0.2024% | 1.062% | 4.713% | 64.2% | 12.85% | 15.9% | 0.8097% | 100%
Sites-Based | SDG&E Tot | Office, Large | 0% | 0% | 0% | 0% | 0% | 0.9518% | 2.378% | 7.647% | 53.86% | 1.824% | 31.41% | 1.927% | 100%
Sites-Based | SDG&E Tot | Office, Small | 0% | 0% | 0% | 0% | 0% | 0% | 2.509% | 5.225% | 65.02% | 9.531% | 17.4% | 0.3089% | 100%
Sites-Based | SDG&E Tot | Refrigerated Warehouse | 0% | 0% | 0% | 0% | 0% | 0% | 0% | 0% | 31.14% | 0% | 63.23% | 5.624% | 100%
Sites-Based | SDG&E Tot | Restaurant | 0% | 0% | 0.4014% | 0% | 0% | 0.2289% | 0.1995% | 3.256% | 61.64% | 7.68% | 23.25% | 3.348% | 100%
Sites-Based | SDG&E Tot | Retail | 0% | 0% | 0.0967% | 0% | 0% | 0% | 0.4004% | 3.289% | 51.55% | 24.59% | 19.8% | 0.2748% | 100%
Sites-Based | SDG&E Tot | School | 0% | 0% | 0% | 0% | 0% | 0% | 6.579% | 5.578% | 50.13% | 6.505% | 31.21% | 0% | 100%
Sites-Based | SDG&E Tot | Warehouse | 0% | 0% | 0% | 0% | 0% | 0% | 1.472% | 2.349% | 60.7% | 8.519% | 26.61% | 0.3525% | 100%
Sites-Based | SDG&E Tot | All Commercial | 0% | 0% | 0.06568% | 0.03782% | 0% | 0.08929% | 1.441% | 4.517% | 60.78% | 12.1% | 20.02% | 0.9541% | 100%
Sites-Based | LADWP Tot | College | 0% | 0.4719% | 0% | 0% | 0% | 0% | 16.85% | 2.288% | 73.86% | 0% | 6.531% | 0% | 100%
Sites-Based | LADWP Tot | Food Stores | 0% | 0% | 0% | 0% | 0% | 0% | 0% | 0.4645% | 79.85% | 8.704% | 9.336% | 1.647% | 100%
Sites-Based | LADWP Tot | Health Care | 0% | 0% | 0% | 0% | 0% | 0% | 1.437% | 0% | 53.54% | 44.73% | 0.3011% | 0% | 100%
Sites-Based | LADWP Tot | Lodging | 0% | 0% | 0% | 0% | 0% | 0% | 0% | 6.911% | 59.85% | 2.264% | 24.65% | 6.316% | 100%
Sites-Based | LADWP Tot | Miscellaneous | 0% | 0% | 0% | 0% | 0% | 0% | 1.326% | 0.4935% | 80.76% | 7.298% | 10.12% | 0% | 100%
Sites-Based | LADWP Tot | Office, Large | 0% | 0% | 0% | 0% | 2.452% | 1.698% | 0% | 15.75% | 62.4% | 1.882% | 15.18% | 0.6318% | 100%
Sites-Based | LADWP Tot | Office, Small | 0% | 0% | 0% | 0% | 0% | 0% | 0% | 0% | 88.66% | 3.382% | 7.96% | 0% | 100%
Sites-Based | LADWP Tot | Refrigerated Warehouse | 0% | 0% | 0% | 0% | 0% | 0% | 0% | 0% | 66.96% | 7.336% | 25.7% | 0% | 100%
Sites-Based | LADWP Tot | Restaurant | 0% | 0% | 0% | 0% | 0% | 0% | 0% | 0% | 73.27% | 12.51% | 14.02% | 0.2007% | 100%
Sites-Based | LADWP Tot | Retail | 0% | 0% | 0% | 0% | 0% | 0% | 0% | 0.6488% | 70.09% | 10.79% | 17.57% | 0.9023% | 100%
Sites-Based | LADWP Tot | School | 0% | 0% | 0% | 0% | 0% | 0% | 0% | 4.86% | 61.28% | 14.31% | 19.55% | 0% | 100%
Sites-Based | LADWP Tot | Warehouse | 0% | 0% | 0% | 0% | 0% | 0% | 0% | 0% | 91.53% | 5.636% | 2.832% | 0% | 100%
Sites-Based | LADWP Tot | All Commercial | 0% | 0.001926% | 0% | 0% | 0.03745% | 0.02594% | 0.3139% | 0.7269% | 76.75% | 9.169% | 12.53% | 0.4437% | 100%
Sites-Based | SMUD Tot | College | 0% | 0% | 0% | 0% | 0% | 0% | 0% | 3.842% | 54.65% | 0% | 39.86% | 1.644% | 100%
Sites-Based | SMUD Tot | Food Stores | 0% | 0% | 0% | 0% | 0.4893% | 0.9869% | 0.4893% | 1.357% | 66.49% | 1.697% | 27.82% | 0.6671% | 100%
Sites-Based | SMUD Tot | Health Care | 0% | 0% | 0% | 0% | 0% | 0% | 0% | 0% | 58.45% | 0.6798% | 39.39% | 1.486% | 100%
Sites-Based | SMUD Tot | Lodging | 0% | 0% | 0% | 0% | 0% | 0% | 7.538% | 17.93% | 30.57% | 0% | 39.18% | 4.779% | 100%
Sites-Based | SMUD Tot | Miscellaneous | 0% | 0.2508% | 0% | 0% | 0.4182% | 0.2508% | 3.102% | 3.597% | 70.24% | 1.781% | 20.06% | 0.2974% | 100%
Sites-Based | SMUD Tot | Office, Large | 0% | 0% | 0% | 0% | 7.743% | 0% | 11.08% | 12.89% | 40.9% | 0% | 27.38% | 0% | 100%
Sites-Based | SMUD Tot | Office, Small | 0% | 0% | 0.467% | 0% | 0.2207% | 0.7451% | 2.716% | 4.948% | 65.55% | 1.9% | 22.38% | 1.075% | 100%
Sites-Based | SMUD Tot | Refrigerated Warehouse | 0% | 0% | 0% | 0% | 0% | 0% | 0% | 0% | 51.77% | 0% | 39.4% | 8.826% | 100%
Sites-Based | SMUD Tot | Restaurant | 0% | 0% | 0% | 0% | 0% | 0.7451% | 0.328% | 5.73% | 49.66% | 3.406% | 37.27% | 2.866% | 100%
Sites-Based | SMUD Tot | Retail | 0% | 0% | 0% | 0% | 0% | 0.4833% | 1.06% | 2.972% | 65.26% | 2.378% | 26.89% | 0.9542% | 100%
Sites-Based | SMUD Tot | School | 0% | 0% | 0% | 0% | 0% | 1.728% | 1.728% | 3.455% | 73.31% | 1.731% | 17.84% | 0.212% | 100%
Sites-Based | SMUD Tot | Warehouse | 0% | 0% | 0% | 0% | 0% | 0% | 1.046% | 4.923% | 56.31% | 2.679% | 35.04% | 0% | 100%
Sites-Based | SMUD Tot | All Commercial | 0% | 0.04022% | 0.1341% | 0% | 0.2888% | 0.5573% | 1.923% | 4.179% | 63.16% | 2.085% | 26.55% | 1.078% | 100%
Sites-Based | FCZ01 Tot | College | 0% | 0% | 0% | 0% | 0.05708% | 0% | 0.326% | 2.197% | 86.31% | 6.969% | 4.088% | 0.05708% | 100%
Sites-Based | FCZ01 Tot | Food Stores | 0.1179% | 0% | 0% | 0% | 0% | 0% | 0.08334% | 1.573% | 75.57% | 8.141% | 14.23% | 0.2846% | 100%
Sites-Based | FCZ01 Tot | Health Care | 0% | 0% | 0% | 0% | 0% | 0% | 0.8151% | 5.232% | 62.15% | 4.661% | 24.29% | 2.844% | 100%
Sites-Based | FCZ01 Tot | Lodging | 0% | 0% | 0% | 0.7389% | 0.7237% | 0% | 1.094% | 5.719% | 61.04% | 7.226% | 21.91% | 1.551% | 100%
Sites-Based | FCZ01 Tot | Miscellaneous | 0% | 0% | 0% | 0.08843% | 0.6813% | 0.03558% | 0.3595% | 3.26% | 71.86% | 8.778% | 13.12% | 1.82% | 100%
Sites-Based | FCZ01 Tot | Office, Large | 0% | 0% | 1.038% | 0.1818% | 1.059% | 0.4171% | 3.779% | 10.11% | 53.72% | 2.334% | 26.11% | 1.24% | 100%
Sites-Based | FCZ01 Tot | Office, Small | 0% | 0% | 0% | 0.05615% | 0.04359% | 0.2324% | 0.5734% | 3.117% | 67.5% | 5.867% | 20.11% | 2.497% | 100%
Sites-Based | FCZ01 Tot | Refrigerated Warehouse | 0% | 0% | 0% | 0% | 0% | 0% | 0% | 3.754% | 83.74% | 7.998% | 3.714% | 0.7901% | 100%
Sites-Based | FCZ01 Tot | Restaurant | 0% | 0% | 0% | 0.1272% | 0.2544% | 0.1677% | 0.4537% | 2.087% | 62.73% | 12.11% | 20.03% | 2.035% | 100%
Sites-Based | FCZ01 Tot | Retail | 0% | 0% | 0% | 0% | 0% | 0% | 0.8327% | 1.167% | 72.7% | 10.43% | 13.88% | 0.9835% | 100%
Sites-Based | FCZ01 Tot | School | 0% | 0% | 0% | 0% | 2.081% | 0% | 0.8556% | 5.722% | 66.49% | 13.36% | 10.01% | 1.486% | 100%
Sites-Based | FCZ01 Tot | Warehouse | 0% | 0% | 0% | 0% | 0% | 0% | 0.3083% | 8.036% | 73.41% | 7.985% | 10.04% | 0.22% | 100%
Sites-Based | FCZ01 Tot | All Commercial | 0.005783% | 0% | 0.0271% | 0.06486% | 0.2917% | 0.09814% | 0.6125% | 2.998% | 69.52% | 8.525% | 16.17% | 1.683% | 100%
Sites-Based | FCZ02 Tot | College | 0% | 0% | 0% | 0% | 0% | 0% | 0% | 0% | 46.14% | 43.45% | 10.41% | 0% | 100%
Sites-Based | FCZ02 Tot | Food Stores | 0% | 0% | 0% | 0% | 0.3973% | 0% | 3.6% | 3.552% | 57.31% | 16.59% | 18.35% | 0.2041% | 100%
Sites-Based | FCZ02 Tot | Health Care | 0% | 0% | 0% | 0.8821% | 0% | 0% | 0.9225% | 9.662% | 53.93% | 2.646% | 28.01% | 3.949% | 100%
Sites-Based | FCZ02 Tot | Lodging | 0% | 0% | 0% | 0% | 0% | 0% | 0.6964% | 5.782% | 62.3% | 1.128% | 29.33% | 0.7635% | 100%
Sites-Based | FCZ02 Tot | Miscellaneous | 0% | 0% | 0% | 1.345% | 0.4035% | 1.378% | 1.595% | 4.227% | 57.85% | 11% | 19.91% | 2.289% | 100%
Sites-Based | FCZ02 Tot | Office, Large | 0% | 0% | 0% | 8.523% | 0% | 3.827% | 8.876% | 15.05% | 31.03% | 0% | 32.69% | 0% | 100%
Sites-Based | FCZ02 Tot | Office, Small | 0.5891% | 0% | 0% | 0% | 0% | 1.719% | 1.123% | 5.357% | 68.61% | 4.92% | 17.08% | 0.6014% | 100%
Sites-Based | FCZ02 Tot | Refrigerated Warehouse | 0% | 0% | 0% | 0% | 0% | 7.756% | 0% | 0% | 60.43% | 3.302% | 28.51% | 0% | 100%
Sites-Based | FCZ02 Tot | Restaurant | 0% | 0% | 0% | 0% | 0% | 0% | 0.5316% | 5.457% | 60.23% | 12.44% | 19.2% | 2.144% | 100%
Sites-Based | FCZ02 Tot | Retail | 0% | 0% | 0% | 0% | 0% | 0.1283% | 2.188% | 2.264% | 63.59% | 10.37% | 20.77% | 0.6923% | 100%
Sites-Based | FCZ02 Tot | School | 0% | 0% | 0% | 0% | 5.988% | 4.087% | 1.9% | 19.19% | 58.01% | 1.9% | 8.925% | 0% | 100%
Sites-Based | FCZ02 Tot | Warehouse | 0% | 0% | 0% | 0% | 0% | 2.982% | 0.577% | 1.736% | 68.74% | 5.873% | 19.07% | 1.02% | 100%
Sites-Based | FCZ02 Tot | All Commercial | 0.2069% | 0% | 0% | 0.3197% | 0.2122% | 1.129% | 1.523% | 4.73% | 63% | 8.634% | 19.14% | 1.11% | 100%
Sites-Based | FCZ03 Tot | College | 0% | 0% | 0% | 0% | 0% | 1.392% | 0% | 0% | 18.16% | 79.52% | 0.9312% | 0% | 100%
Sites-Based | FCZ03 Tot | Food Stores | 0% | 0% | 0% | 0% | 0% | 1.503% | 2.075% | 0.7892% | 50.72% | 18.46% | 24.38% | 2.075% | 100%
Sites-Based | FCZ03 Tot | Health Care | 0% | 0% | 0% | 0% | 0% | 0% | 0% | 25.11% | 54.85% | 2.508% | 13.81% | 3.729% | 100%
Sites-Based | FCZ03 Tot | Lodging | 0% | 0% | 0% | 0% | 0% | 0% | 0.5681% | 4.21% | 57.9% | 7.765% | 29.56% | 0% | 100%
Sites-Based | FCZ03 Tot | Miscellaneous | 0% | 0% | 0% | 0% | 1.966% | 0.1893% | 0.8541% | 5.653% | 60.62% | 20.36% | 10.16% | 0.1893% | 100%
Sites-Based | FCZ03 Tot | Office, Large | 0% | 0% | 0% | 0% | 0% | 0% | 0% | 39.8% | 34.46% | 0% | 25.74% | 0% | 100%
Sites-Based | FCZ03 Tot | Office, Small | 0% | 0% | 0% | 0% | 0% | 0% | 0% | 13.09% | 43.62% | 13.53% | 28.52% | 1.253% | 100%
Sites-Based | FCZ03 Tot | Refrigerated Warehouse | 0% | 0% | 0% | 0% | 0% | 0% | 0% | 0% | 65.52% | 0% | 34.48% | 0% | 100%
Sites-Based | FCZ03 Tot | Restaurant | 0% | 0% | 0% | 0% | 1.413% | 0.5659% | 0.5659% | 1.396% | 63.11% | 2.597% | 30.35% | 0% | 100%
Sites-Based | FCZ03 Tot | Retail | 0% | 0% | 0% | 0% | 0% | 0% | 0.6646% | 7.222% | 47.9% | 23.58% | 20.13% | 0.5124% | 100%
Sites-Based | FCZ03 Tot | School | 0% | 1.593% | 0% | 0% | 0% | 0% | 0% | 35.75% | 46.46% | 10.48% | 5.71% | 0% | 100%
Sites-Based | FCZ03 Tot | Warehouse | 0% | 0% | 0% | 0% | 0% | 0% | 1.888% | 2.383% | 43.95% | 27.7% | 23.67% | 0.407% | 100%
Sites-Based | FCZ03 Tot | All Commercial | 0% | 0.05166% | 0% | 0% | 0.7691% | 0.2364% | 0.6367% | 8.105% | 51.87% | 18.4% | 19.29% | 0.6446% | 100%
Sites-Based | FCZ04 Tot | College | 0% | 0% | 0% | 0% | 0% | 0% | 0% | 0% | 29.74% | 9.152% | 58.85% | 2.263% | 100%
Sites-Based | FCZ04 Tot | Food Stores | 0% | 0% | 0% | 0% | 0% | 0% | 1.807% | 4.985% | 46.87% | 12.91% | 28.24% | 5.185% | 100%
Sites-Based | FCZ04 Tot | Health Care | 0% | 0% | 0% | 0% | 0% | 0% | 4.082% | 22.39% | 44.24% | 2.429% | 25.68% | 1.17% | 100%
Sites-Based | FCZ04 Tot | Lodging | 0% | 0% | 4.491% | 0% | 0% | 0% | 1.017% | 11.96% | 56.78% | 5.934% | 16.85% | 2.967% | 100%
Sites-Based | FCZ04 Tot | Miscellaneous | 0% | 0% | 0% | 0% | 0% | 0% | 3.472% | 5.799% | 43.47% | 9.706% | 34.32% | 3.233% | 100%
Sites-Based | FCZ04 Tot | Office, Large | 0% | 0% | 0% | 0% | 0% | 0% | 0% | 6.543% | 28.47% | 11.03% | 51.9% | 2.054% | 100%
Sites-Based | FCZ04 Tot | Office, Small | 0% | 0% | 0% | 0% | 0% | 0% | 0.5736% | 8.327% | 26.36% | 7.152% | 56.4% | 1.186% | 100%
Sites-Based | FCZ04 Tot | Refrigerated Warehouse | 0% | 0% | 0% | 0% | 0% | 0% | 0% | 0% | 42.08% | 8.143% | 47.32% | 2.453% | 100%
Sites-Based | FCZ04 Tot | Restaurant | 0% | 0% | 0% | 0% | 0% | 0.5222% | 0.7026% | 9.801% | 25.33% | 13.91% | 45.42% | 4.311% | 100%
Sites-Based | FCZ04 Tot | Retail | 0% | 0% | 0% | 0% | 0.9298% | 0.9298% | 1.736% | 8.127% | 37.8% | 13.1% | 35.83% | 1.544% | 100%
Sites-Based | FCZ04 Tot | School | 0% | 0% | 0% | 0% | 0% | 0% | 0% | 26.21% | 31.1% | 5.218% | 34.91% | 2.563% | 100%
Sites-Based | FCZ04 Tot | Warehouse | 0% | 0% | 0% | 0% | 0% | 0% | 0.6911% | 9.186% | 35.54% | 11.62% | 42.3% | 0.662% | 100%
Sites-Based | FCZ04 Tot | All Commercial | 0% | 0% | 0.059% | 0% | 0.1639% | 0.2154% | 1.546% | 8.521% | 34.76% | 9.876% | 42.58% | 2.277% | 100%
Sites-Based | FCZ05 Tot | College | 0% | 0% | 0% | 0% | 0% | 0% | 1.495% | 0.6591% | 57.85% | 31.5% | 8.492% | 0% | 100%
Sites-Based | FCZ05 Tot | Food Stores | 0% | 0% | 0% | 0% | 0% | 0% | 0% | 1.161% | 49.66% | 20.38% | 27.94% | 0.8545% | 100%
Sites-Based | FCZ05 Tot | Health Care | 0% | 0% | 0% | 0% | 0% | 0.585% | 0% | 4.589% | 39.32% | 20.49% | 24.1% | 10.92% | 100%
Sites-Based | FCZ05 Tot | Lodging | 0% | 0% | 0% | 0% | 0% | 0% | 0% | 1.919% | 63.14% | 9.322% | 25.36% | 0.2511% | 100%
Sites-Based | FCZ05 Tot | Miscellaneous | 0% | 0% | 0% | 0% | 0% | 0% | 3.026% | 5.444% | 52.41% | 12.36% | 23.36% | 3.403% | 100%
Sites-Based | FCZ05 Tot | Office, Large | 0% | 0% | 0% | 0% | 0% | 3.201% | 0% | 29.33% | 49.32% | 0% | 18.15% | 0% | 100%
Sites-Based | FCZ05 Tot | Office, Small | 0% | 0% | 0% | 0% | 0% | 0% | 0.8727% | 2.026% | 52.66% | 9.483% | 32.94% | 2.017% | 100%
Sites-Based | FCZ05 Tot | Refrigerated Warehouse | 0% | 0% | 0% | 0% | 0% | 0% | 0% | 0% | 51.05% | 14.74% | 26.37% | 7.84% | 100%
Sites-Based | FCZ05 Tot | Restaurant | 0% | 0% | 0% | 0% | 0% | 0% | 0.5623% | 3.628% | 40.63% | 13.38% | 36.74% | 5.058% | 100%
Sites-Based | FCZ05 Tot | Retail | 0% | 0% | 0% | 0% | 0% | 1.006% | 0.4573% | 1.979% | 54.2% | 20.36% | 19.22% | 2.778% | 100%
Sites-Based | FCZ05 Tot | School | 0% | 0% | 0% | 0% | 0% | 0% | 0.6746% | 9.284% | 52.28% | 10.66% | 27.1% | 0% | 100%
Sites-Based | FCZ05 Tot | Warehouse | 0% | 0% | 0% | 0% | 0% | 0% | 0% | 7.064% | 48.41% | 9.742% | 30.46% | 4.323% | 100%
Sites-Based | FCZ05 Tot | All Commercial | 0% | 0% | 0% | 0% | 0% | 0.2558% | 0.9849% | 3.428% | 50.93% | 14.07% | 27.34% | 2.988% | 100%
Sites-Based | FCZ06 Tot | College | 0% | 0% | 0% | 0% | 0% | 1.114% | 0% | 8.996% | 5.842% | 53.16% | 30.89% | 0% | 100%
Sites-Based | FCZ06 Tot | Food Stores | 0% | 0% | 0% | 0% | 0% | 0% | 0.9234% | 0.9234% | 53.43% | 24.49% | 19.25% | 0.9849% | 100%
Sites-Based | FCZ06 Tot | Health Care | 0% | 0% | 0% | 0% | 0% | 0% | 0% | 0% | 68.46% | 1.037% | 28.08% | 2.424% | 100%
Sites-Based | FCZ06 Tot | Lodging | 0% | 0% | 0% | 0% | 0% | 0% | 0% | 2.629% | 72.38% | 6.661% | 16.73% | 1.606% | 100%
Sites-Based | FCZ06 Tot | Miscellaneous | 0% | 1.219% | 0% | 0% | 0% | 0% | 0% | 3.889% | 57.52% | 11.97% | 14.38% | 11.02% | 100%
Sites-Based | FCZ06 Tot | Office, Large | 0% | 0% | 0% | 0% | 0% | 6.172% | 7.147% | 6.172% | 38.98% | 0% | 41.53% | 0% | 100%
Sites-Based | FCZ06 Tot | Office, Small | 0% | 0% | 0% | 0% | 0% | 0% | 0% | 2.725% | 63.88% | 11.43% | 21.96% | 0% | 100%
Sites-Based | FCZ06 Tot | Refrigerated Warehouse | 0% | 0% | 0% | 0% | 0% | 0% | 0% | 0% | 12.42% | 36.01% | 12.42% | 39.15% | 100%
Sites-Based | FCZ06 Tot | Restaurant | 0% | 0% | 0% | 0% | 0% | 1.71% | 0% | 1.973% | 55.16% | 14.34% | 24.73% | 2.085% | 100%
Sites-Based | FCZ06 Tot | Retail | 0% | 0% | 0% | 0% | 0% | 1.289% | 0% | 1.355% | 53.13% | 23.89% | 17.94% | 2.397% | 100%
Sites-Based | FCZ06 Tot | School | 0% | 0% | 0% | 0% | 0% | 0% | 0% | 1.86% | 81.16% | 10.08% | 6.9% | 0% | 100%
Sites-Based | FCZ06 Tot | Warehouse | 0% | 0% | 0% | 0% | 0% | 0% | 0% | 6.518% | 34.82% | 14.46% | 39.67% | 4.536% | 100%
Sites-Based | FCZ06 Tot | All Commercial | 0% | 0.2024% | 0% | 0% | 0% | 0.4827% | 0.08354% | 2.736% | 57.33% | 15.32% | 20.91% | 2.93% | 100%
Sites-Based | FCZ07 Tot | College | 0% | 0% | 0% | 0% | 0% | 0.1687% | 0% | 1.931% | 73.23% | 4.214% | 20.46% | 0% | 100%
Sites-Based | FCZ07 Tot | Food Stores | 0% | 0% | 0% | 0% | 0.1219% | 0.2033% | 0.08333% | 0.7628% | 81.87% | 6.906% | 9.748% | 0.3% | 100%
Sites-Based | FCZ07 Tot | Health Care | 0% | 0% | 0% | 0% | 0% | 0.2307% | 1.215% | 3.795% | 63.93% | 7.871% | 21.83% | 1.132% | 100%
Sites-Based | FCZ07 Tot | Lodging | 0% | 0% | 0% | 0% | 0% | 0.3572% | 0.3572% | 2.953% | 73.11% | 9.715% | 11.37% | 2.131% | 100%
Sites-Based | FCZ07 Tot | Miscellaneous | 0% | 0.1606% | 0% | 0% | 0.02819% | 0.2451% | 0.5427% | 2.17% | 78.18% | 9.245% | 8.867% | 0.5601% | 100%
Sites-Based | FCZ07 Tot | Office, Large | 0% | 0% | 0% | 0% | 0% | 0.4212% | 2.622% | 15.71% | 52.7% | 9.169% | 18.8% | 0.584% | 100%
Sites-Based | FCZ07 Tot | Office, Small | 0.4489% | 0% | 0% | 0% | 0.07226% | 0.1722% | 0.1274% | 2.041% | 73.94% | 8.609% | 13.02% | 1.564% | 100%
Sites-Based | FCZ07 Tot | Refrigerated Warehouse | 0% | 0% | 0% | 0% | 0% | 0% | 0% | 0% | 62.65% | 23.97% | 13.38% | 0% | 100%
Sites-Based | FCZ07 Tot | Restaurant | 0% | 0% | 0% | 0% | 0% | 0.09708% | 0.09708% | 2.242% | 65.89% | 10.52% | 19.86% | 1.295% | 100%
Sites-Based | FCZ07 Tot | Retail | 0% | 0% | 0% | 0% | 0.02913% | 0.01456% | 0.546% | 0.708% | 75.15% | 10.1% | 11.86% | 1.583% | 100%
Sites-Based | FCZ07 Tot | School | 0% | 0% | 0.5115% | 0% | 0.6134% | 0.7588% | 1.338% | 2.455% | 75.78% | 8.18% | 10.09% | 0.2751% | 100%
Sites-Based | FCZ07 Tot | Warehouse | 0% | 0% | 0% | 0% | 0% | 0% | 0.8288% | 3.69% | 70.3% | 13.39% | 11.01% | 0.7884% | 100%
Sites-Based | FCZ07 Tot | All Commercial | 0.1106% | 0.02696% | 0.01514% | 0% | 0.05428% | 0.1477% | 0.432% | 2.018% | 73.66% | 9.574% | 12.8% | 1.161% | 100%
Sites-Based | FCZ08 Tot | College | 0% | 0% | 0% | 0% | 0% | 1.444% | 0% | 7.469% | 53.08% | 1.516% | 36.49% | 0% | 100%
Sites-Based | FCZ08 Tot | Food Stores | 0% | 0% | 0% | 0% | 0% | 0% | 0% | 0.7418% | 67.06% | 8.825% | 18.24% | 5.13% | 100%
Sites-Based | FCZ08 Tot | Health Care | 0% | 0% | 0% | 0% | 0% | 0.1532% | 0% | 6.329% | 75.43% | 0% | 18.09% | 0% | 100%
Sites-Based | FCZ08 Tot | Lodging | 0% | 0% | 0% | 0% | 0% | 0% | 0% | 3.944% | 79.84% | 13.26% | 2.953% | 0% | 100%
Sites-Based | FCZ08 Tot | Miscellaneous | 0% | 0% | 0% | 0% | 0% | 0% | 0% | 0.6084% | 67.95% | 8.145% | 22.78% | 0.5198% | 100%
Sites-Based | FCZ08 Tot | Office, Large | 0% | 0% | 0% | 0% | 0% | 4.044% | 0% | 10.05% | 27.74% | 0% | 51.48% | 6.691% | 100%
Sites-Based | FCZ08 Tot | Office, Small | 0% | 0% | 0% | 0% | 0% | 0% | 0% | 1.648% | 77.22% | 4.811% | 16.06% | 0.2616% | 100%
Sites-Based | FCZ08 Tot | Refrigerated Warehouse | 0% | 0% | 0% | 0% | 0% | 0% | 0% | 0% | 83.17% | 16.83% | 0% | 0% | 100%
Sites-Based | FCZ08 Tot | Restaurant | 0% | 0% | 0% | 0% | 0% | 0% | 1.919% | 0.4347% | 70.08% | 2.986% | 24.58% | 0% | 100%
Sites-Based | FCZ08 Tot | Retail | 0% | 0% | 0% | 0% | 0% | 0% | 0.2231% | 1.592% | 72.1% | 10.44% | 15.01% | 0.6334% | 100%
Sites-Based | FCZ08 Tot | School | 0% | 0% | 0% | 0% | 2.766% | 0% | 0% | 0% | 71.89% | 0% | 24.73% | 0.6176% | 100%
Sites-Based | FCZ08 Tot | Warehouse | 0% | 0% | 0% | 0% | 0% | 0% | 0% | 2.469% | 59.91% | 9.092% | 28.53% | 0% | 100%
Sites-Based | FCZ08 Tot | All Commercial | 0% | 0% | 0% | 0% | 0.05684% | 0.09997% | 0.2963% | 1.771% | 71.12% | 6.365% | 19.59% | 0.6998% | 100%
Sites-Based | FCZ09 Tot | College | 0% | 0% | 0% | 0% | 0% | 0% | 0% | 51.69% | 43.04% | 0% | 5.268% | 0% | 100%
Sites-Based | FCZ09 Tot | Food Stores | 0% | 0% | 0% | 0% | 0% | 0% | 0% | 0.7239% | 67.6% | 18.43% | 12.99% | 0.2518% | 100%
Sites-Based | FCZ09 Tot | Health Care | 0% | 0% | 0% | 0% | 0% | 0% | 0% | 12.07% | 33.22% | 12.77% | 38.73% | 3.217% | 100%
Sites-Based | FCZ09 Tot | Lodging | 0% | 0% | 0% | 0% | 0% | 0% | 0% | 0% | 75.17% | 6.117% | 18.72% | 0% | 100%
Sites-Based | FCZ09 Tot | Miscellaneous | 0% | 0% | 0% | 0% | 0% | 0% | 3.504% | 4.991% | 58.17% | 12.82% | 19.95% | 0.567% | 100%
Sites-Based | FCZ09 Tot | Office, Large | 0% | 0% | 0% | 0% | 0% | 0% | 0% | 0% | 79.8% | 0% | 20.2% | 0% | 100%
Sites-Based | FCZ09 Tot | Office, Small | 0% | 0% | 0% | 0% | 0% | 0% | 3.001% | 2.288% | 36.87% | 19.97% | 37.87% | 0% | 100%
Sites-Based | FCZ09 Tot | Refrigerated Warehouse | 0% | 0% | 0% | 0% | 0% | 0% | 0% | 0% | 21.45% | 0% | 78.55% | 0% | 100%
Sites-Based | FCZ09 Tot | Restaurant | 0% | 0% | 0% | 0% | 0% | 0% | 0% | 3.151% | 47.28% | 17.55% | 27.62% | 4.398% | 100%
Sites-Based | FCZ09 Tot | Retail | 0% | 0% | 0% | 0% | 0% | 0% | 2.186% | 3.213% | 42.06% | 6.655% | 44.11% | 1.776% | 100%
Sites-Based | FCZ09 Tot | School | 0% | 0% | 0% | 0% | 0% | 0% | 0% | 3.249% | 49.52% | 11.87% | 35.36% | 0% | 100%
Sites-Based | FCZ09 Tot | Warehouse | 0% | 0% | 0% | 0% | 0% | 0% | 0% | 3.632% | 44.16% | 20.45% | 31.76% | 0% | 100%
Sites-Based | FCZ09 Tot | All Commercial | 0% | 0% | 0% | 0% | 0% | 0% | 1.93% | 4.002% | 47.02% | 14.35% | 31.7% | 1% | 100%
Sites-Based | FCZ10 Tot | College | 0% | 0% | 0% | 0% | 0% | 0% | 0% | 0.2137% | 20.44% | 12.16% | 50.88% | 16.31% | 100%
Sites-Based | FCZ10 Tot | Food Stores | 0% | 0% | 0% | 0% | 0% | 0% | 0.6852% | 2.765% | 46.22% | 12.75% | 33.21% | 4.37% | 100%
Sites-Based | FCZ10 Tot | Health Care | 0% | 0% | 0% | 0% | 0% | 0% | 1.504% | 0.9451% | 46.03% | 28.7% | 20.95% | 1.877% | 100%
Sites-Based | FCZ10 Tot | Lodging | 0% | 0% | 0% | 0% | 0% | 0% | 1.635% | 12.77% | 50.03% | 10.98% | 20.52% | 4.068% | 100%
Sites-Based | FCZ10 Tot | Miscellaneous | 0% | 0% | 0% | 0% | 0% | 0% | 0.3452% | 2.322% | 61.07% | 7.973% | 28.23% | 0.06412% | 100%
Sites-Based | FCZ10 Tot | Office, Large | 0% | 0% | 0% | 0% | 0% | 0% | 0% | 7.682% | 18.98% | 3.829% | 67.59% | 1.918% | 100%
Sites-Based | FCZ10 Tot | Office, Small | 0% | 0% | 0% | 0.2503% | 0.7069% | 0% | 0.2747% | 4.37% | 43.54% | 10.89% | 39.26% | 0.7069% | 100%
Sites-Based | FCZ10 Tot | Refrigerated Warehouse | 0% | 0% | 0% | 0% | 0% | 0% | 0% | 12.8% | 0% | 0% | 36.62% | 50.58% | 100%
Sites-Based | FCZ10 Tot | Restaurant | 0% | 0% | 0% | 0% | 0% | 0% | 0.8873% | 1.728% | 46.75% | 7.905% | 41.76% | 0.9655% | 100%
Sites-Based | FCZ10 Tot | Retail | 0% | 0% | 0% | 0% | 0% | 0% | 0.3267% | 1.516% | 49.16% | 5.723% | 42.18% | 1.092% | 100%
Sites-Based | FCZ10 Tot | School | 0% | 0% | 0% | 0% | 0% | 2.252% | 3.801% | 23.02% | 40.95% | 0% | 29.98% | 0% | 100%
Sites-Based | FCZ10 Tot | Warehouse | 0% | 0% | 0% | 0% | 0% | 0.5444% | 0.5444% | 6.1% | 45.99% | 4.431% | 37.58% | 4.807% | 100%
Sites-Based | FCZ10 Tot | All Commercial | 0% | 0% | 0% | 0.05848% | 0.1652% | 0.09003% | 0.5331% | 3.4% | 48.22% | 8.513% | 37.43% | 1.594% | 100%
Sites-Based | FCZ11 Tot | College | 0% | 0% | 0% | 0% | 0% | 0% | 0% | 4.444% | 59.24% | 0% | 36.03% | 0.286% | 100%
Sites-Based | FCZ11 Tot | Food Stores | 0% | 0% | 0% | 0% | 0% | 0% | 0% | 0.8384% | 50.29% | 17.08% | 24.49% | 7.307% | 100%
Sites-Based | FCZ11 Tot | Health Care | 0% | 0% | 0% | 0% | 0% | 0% | 1.895% | 5.316% | 32.39% | 22.59% | 24.38% | 13.43% | 100%
Sites-Based | FCZ11 Tot | Lodging | 0% | 0% | 0% | 0% | 0% | 0% | 2.648% | 18.63% | 39.6% | 16.39% | 21.35% | 1.391% | 100%
Sites-Based | FCZ11 Tot | Miscellaneous | 0% | 0% | 0% | 0% | 0% | 0% | 0.1526% | 5.176% | 49.77% | 14.13% | 30.27% | 0.5046% | 100%
Sites-Based | FCZ11 Tot | Office, Large | 0% | 0% | 0% | 0% | 0% | 0% | 20.82% | 0% | 5.968% | 14.85% | 58.36% | 0% | 100%
Sites-Based | FCZ11 Tot | Office, Small | 0% | 0% | 0% | 0% | 0% | 0% | 0% | 5.218% | 30.65% | 10.65% | 51.39% | 2.089% | 100%
Sites-Based | FCZ11 Tot | Refrigerated Warehouse | 0% | 0% | 0% | 0% | 0% | 0% | 0% | 7.239% | 51.91% | 0% | 40.85% | 0% | 100%
Sites-Based | FCZ11 Tot | Restaurant | 0% | 0% | 0% | 0% | 0% | 0% | 0% | 4.098% | 36.68% | 15.73% | 39.37% | 4.121% | 100%
Sites-Based | FCZ11 Tot | Retail | 0% | 0% | 0% | 0% | 0% | 0% | 0% | 4.837% | 40.57% | 12.58% | 41% | 1.006% | 100%
Sites-Based | FCZ11 Tot | School | 0% | 0% | 0% | 0% | 0% | 0% | 0% | 1.499% | 36.52% | 14.7% | 42.95% | 4.334% | 100%
Sites-Based | FCZ11 Tot | Warehouse | 0% | 0% | 0% | 0% | 0% | 0% | 0.5339% | 5.772% | 46.35% | 8.287% | 37.93% | 1.13% | 100%
Sites-Based | FCZ11 Tot | All Commercial | 0% | 0% | 0% | 0% | 0% | 0% | 0.2365% | 4.798% | 39.92% | 12.09% | 40.77% | 2.182% | 100%
Sites-Based | FCZ12c Tot | College | 0% | 0% | 0% | 0% | 0% | 0% | 0% | 9.04% | 57.64% | 9.326% | 22.76% | 1.234% | 100%
Sites-Based | FCZ12c Tot | Food Stores | 0% | 0% | 0% | 0% | 0% | 0% | 0% | 3.114% | 62.18% | 10.25% | 23.48% | 0.966% | 100%
Sites-Based | FCZ12c Tot | Health Care | 0% | 0% | 0% | 0% | 0% | 0% | 0% | 11.29% | 67.31% | 0% | 13.49% | 7.907% | 100%
Sites-Based | FCZ12c Tot | Lodging | 0% | 0% | 0% | 0% | 0% | 0.929% | 2.153% | 3.631% | 63.72% | 5.562% | 20.12% | 3.89% | 100%
Sites-Based | FCZ12c Tot | Miscellaneous | 0% | 0% | 0% | 0.2551% | 0% | 0.3472% | 0.3103% | 6.692% | 64.8% | 9.909% | 16.66% | 1.029% | 100%
Sites-Based | FCZ12c Tot | Office, Large | 0% | 0% | 0% | 0% | 0% | 1.14% | 2.183% | 9.162% | 52.85% | 2.186% | 31.31% | 1.17% | 100%
Sites-Based | FCZ12c Tot | Office, Small | 0% | 0% | 0% | 0% | 0% | 0% | 0.489% | 3.877% | 72.38% | 5.229% | 17.68% | 0.3454% | 100%
Sites-Based | FCZ12c Tot | Refrigerated Warehouse | 0% | 0% | 0% | 0% | 0% | 0% | 0% | 0% | 31.16% | 0% | 68.84% | 0% | 100%
Sites-Based | FCZ12c Tot | Restaurant | 0% | 0% | 0.5975% | 0% | 0% | 0% | 0.297% | 1.428% | 63.53% | 5.904% | 24.26% | 3.982% | 100%
Sites-Based | FCZ12c Tot | Retail | 0% | 0% | 0.1549% | 0% | 0% | 0% | 0% | 1.888% | 55.47% | 20.05% | 22.44% | 0% | 100%
Sites-Based | FCZ12c Tot | School | 0% | 0% | 0% | 0% | 0% | 0% | 0.5856% | 8.786% | 33.35% | 8.278% | 49% | 0% | 100%
Sites-Based | FCZ12c Tot | Warehouse | 0% | 0% | 0% | 0% | 0% | 0% | 2.258% | 2.401% | 57.43% | 5.697% | 31.67% | 0.5405% | 100%
Sites-Based | FCZ12c Tot | All Commercial | 0% | 0% | 0.0998% | 0.03288% | 0% | 0.09487% | 0.4743% | 3.917% | 64.18% | 8.768% | 21.37% | 1.061% | 100%
Sites-Based | FCZ12i Tot | College | 0% | 0% | 0% | 0% | 0% | 0% | 0% | 7.474% | 40.69% | 19.56% | 32.28% | 0% | 100%
Sites-Based | FCZ12i Tot | Food Stores | 0% | 0% | 0% | 0% | 0% | 0% | 0% | 1.793% | 64.14% | 3.407% | 30.66% | 0% | 100%
Sites-Based | FCZ12i Tot | Health Care | 0% | 0% | 0% | 0% | 0% | 0% | 0% | 3.866% | 70.07% | 7.482% | 17.13% | 1.46% | 100%
Sites-Based | FCZ12i Tot | Lodging | 0% | 0% | 0% | 0% | 0% | 0% | 0% | 25.07% | 56.97% | 0% | 14.21% | 3.748% | 100%
Sites-Based | FCZ12i Tot | Miscellaneous | 0% | 0% | 0% | 0.2667% | 0% | 0% | 2.113% | 1.946% | 63.36% | 16.97% | 14.84% | 0.5036% | 100%
Sites-Based | FCZ12i Tot | Office, Large | 0% | 0% | 0% | 0% | 0% | 0% | 3.362% | 0% | 58.99% | 0% | 31.91% | 5.744% | 100%
Sites-Based | FCZ12i Tot | Office, Small | 0% | 0% | 0% | 0% | 0% | 0% | 7.315% | 8.433% | 47.52% | 19.77% | 16.74% | 0.2219% | 100%
Sites-Based | FCZ12i Tot | Refrigerated Warehouse | 0% | 0% | 0% | 0% | 0% | 0% | 0% | 0% | 30.93% | 0% | 0% | 69.07% | 100%
Sites-Based | FCZ12i Tot | Restaurant | 0% | 0% | 0% | 0% | 0% | 0.6973% | 0% | 6.997% | 57.76% | 11.32% | 21.18% | 2.051% | 100%
Sites-Based | FCZ12i Tot | Retail | 0% | 0% | 0% | 0% | 0% | 0% | 1.066% | 5.615% | 45.04% | 32.14% | 15.4% | 0.7314% | 100%
Sites-Based | FCZ12i Tot | School | 0% | 0% | 0% | 0% | 0% | 0% | 15.03% | 1.053% | 73.8% | 4.003% | 6.109% | 0% | 100%
Sites-Based | FCZ12i Tot | Warehouse | 0% | 0% | 0% | 0% | 0% | 0% | 0% | 2.253% | 66.84% | 13.81% | 17.1% | 0% | 100%
Sites-Based | FCZ12i Tot | All Commercial | 0% | 0% | 0% | 0.04733% | 0% | 0.07855% | 3.302% | 5.671% | 54.23% | 18.51% | 17.41% | 0.7493% | 100%
Sites-Based | FCZ13 Tot | College | 0% | 0% | 0% | 0% | 0% | 0% | 0% | 3.842% | 54.65% | 0% | 39.86% | 1.644% | 100%
Sites-Based | FCZ13 Tot | Food Stores | 0% | 0% | 0% | 0% | 0.4893% | 0.9869% | 0.4893% | 1.357% | 66.49% | 1.697% | 27.82% | 0.6671% | 100%
Sites-Based | FCZ13 Tot | Health Care | 0% | 0% | 0% | 0% | 0% | 0% | 0% | 0% | 58.45% | 0.6798% | 39.39% | 1.486% | 100%
Sites-Based | FCZ13 Tot | Lodging | 0% | 0% | 0% | 0% | 0% | 0% | 7.538% | 17.93% | 30.57% | 0% | 39.18% | 4.779% | 100%
Sites-Based | FCZ13 Tot | Miscellaneous | 0% | 0.2508% | 0% | 0% | 0.4182% | 0.2508% | 3.102% | 3.597% | 70.24% | 1.781% | 20.06% | 0.2974% | 100%
Sites-Based | FCZ13 Tot | Office, Large | 0% | 0% | 0% | 0% | 7.743% | 0% | 11.08% | 12.89% | 40.9% | 0% | 27.38% | 0% | 100%
Sites-Based | FCZ13 Tot | Office, Small | 0% | 0% | 0.467% | 0% | 0.2207% | 0.7451% | 2.716% | 4.948% | 65.55% | 1.9% | 22.38% | 1.075% | 100%
Sites-Based | FCZ13 Tot | Refrigerated Warehouse | 0% | 0% | 0% | 0% | 0% | 0% | 0% | 0% | 51.77% | 0% | 39.4% | 8.826% | 100%
Sites-Based | FCZ13 Tot | Restaurant | 0% | 0% | 0% | 0% | 0% | 0.7451% | 0.328% | 5.73% | 49.66% | 3.406% | 37.27% | 2.866% | 100%
Sites-Based | FCZ13 Tot | Retail | 0% | 0% | 0% | 0% | 0% | 0.4833% | 1.06% | 2.972% | 65.26% | 2.378% | 26.89% | 0.9542% | 100%
Sites-Based | FCZ13 Tot | School | 0% | 0% | 0% | 0% | 0% | 1.728% | 1.728% | 3.455% | 73.31% | 1.731% | 17.84% | 0.212% | 100%
Sites-Based | FCZ13 Tot | Warehouse | 0% | 0% | 0% | 0% | 0% | 0% | 1.046% | 4.923% | 56.31% | 2.679% | 35.04% | 0% | 100%
Sites-Based | FCZ13 Tot | All Commercial | 0% | 0.04022% | 0.1341% | 0% | 0.2888% | 0.5573% | 1.923% | 4.179% | 63.16% | 2.085% | 26.55% | 1.078% | 100%
Sites-Based | FCZ16 Tot | College | 0% | 6.677% | 0% | 0% | 0% | 0% | 0% | 0% | 19.82% | 0% | 73.5% | 0% | 100%
Sites-Based | FCZ16 Tot | Food Stores | 0% | 0% | 0% | 0% | 0% | 0% | 0% | 0.633% | 86.24% | 3.945% | 7.492% | 1.691% | 100%
Sites-Based | FCZ16 Tot | Health Care | 0% | 0% | 0% | 0% | 0% | 0% | 0% | 0% | 36.1% | 63.9% | 0% | 0% | 100%
Sites-Based | FCZ16 Tot | Lodging | 0% | 0% | 0% | 0% | 0% | 0% | 0% | 7.575% | 59.77% | 0.8342% | 24.9% | 6.923% | 100%
Sites-Based | FCZ16 Tot | Miscellaneous | 0% | 0% | 0% | 0% | 0% | 0% | 1.865% | 0.737% | 85.12% | 2.436% | 9.841% | 0% | 100%
Sites-Based | FCZ16 Tot | Office, Large | 0% | 0% | 0% | 0% | 3.046% | 2.11% | 0% | 9.8% | 70.96% | 0% | 13.3% | 0.7849% | 100%
Sites-Based | FCZ16 Tot | Office, Small | 0% | 0% | 0% | 0% | 0% | 0% | 0% | 0% | 96.31% | 1.357% | 2.33% | 0% | 100%
Sites-Based | FCZ16 Tot | Refrigerated Warehouse | 0% | 0% | 0% | 0% | 0% | 0% | 0% | 0% | 76.74% | 10.85% | 12.41% | 0% | 100%
Sites-Based | FCZ16 Tot | Restaurant | 0% | 0% | 0% | 0% | 0% | 0% | 0% | 0% | 74.34% | 12.45% | 13.21% | 0% | 100%
Sites-Based | FCZ16 Tot | Retail | 0% | 0% | 0% | 0% | 0% | 0% | 0% | 0.8038% | 68.66% | 10.16% | 20.19% | 0.1914% | 100%
Sites-Based | FCZ16 Tot | School | 0% | 0% | 0% | 0% | 0% | 0% | 0% | 6.485% | 63.85% | 6.564% | 23.1% | 0% | 100%
Sites-Based | FCZ16 Tot | Warehouse | 0% | 0% | 0% | 0% | 0% | 0% | 0% | 0% | 88.99% | 7.542% | 3.47% | 0% | 100%
Sites-Based | FCZ16 Tot | All Commercial | 0% | 0.002738% | 0% | 0% | 0.05321% | 0.03686% | 0.2899% | 0.8331% | 78.03% | 7.94% | 12.6% | 0.221% | 100%
Sites-Based | FCZ17 Tot | College | 0% | 0% | 0% | 0% | 0% | 0% | 18.13% | 2.462% | 77.97% | 0% | 1.437% | 0% | 100%
Sites-Based | FCZ17 Tot | Food Stores | 0% | 0% | 0% | 0% | 0% | 0% | 0% | 0% | 62.24% | 21.82% | 14.42% | 1.526% | 100%
Sites-Based | FCZ17 Tot | Health Care | 0% | 0% | 0% | 0% | 0% | 0% | 4.196% | 0% | 87.02% | 7.905% | 0.8793% | 0% | 100%
Sites-Based | FCZ17 Tot | Lodging | 0% | 0% | 0% | 0% | 0% | 0% | 0% | 0% | 60.72% | 17.15% | 22.13% | 0% | 100%
Sites-Based | FCZ17 Tot | Miscellaneous | 0% | 0% | 0% | 0% | 0% | 0% | 0.2342% | 0% | 71.92% | 17.15% | 10.7% | 0% | 100%
Sites-Based | FCZ17 Tot | Office, Large | 0% | 0% | 0% | 0% | 0% | 0% | 0% | 40.31% | 27.08% | 9.652% | 22.96% | 0% | 100%
Sites-Based | FCZ17 Tot | Office, Small | 0% | 0% | 0% | 0% | 0% | 0% | 0% | 0% | 74.37% | 7.161% | 18.47% | 0% | 100%
Sites-Based | FCZ17 Tot | Refrigerated Warehouse | 0% | 0% | 0% | 0% | 0% | 0% | 0% | 0% | 46.52% | 0% | 53.48% | 0% | 100%
Sites-Based | FCZ17 Tot | Restaurant | 0% | 0% | 0% | 0% | 0% | 0% | 0% | 0% | 70.28% | 12.67% | 16.29% | 0.76% | 100%
Sites-Based | FCZ17 Tot | Retail | 0% | 0% | 0% | 0% | 0% | 0% | 0% | 0.151% | 74.68% | 12.82% | 9.168% | 3.186% | 100%
Sites-Based | FCZ17 Tot | School | 0% | 0% | 0% | 0% | 0% | 0% | 0% | 0% | 53.57% | 37.47% | 8.958% | 0% | 100%
Sites-Based | FCZ17 Tot | Warehouse | 0% | 0% | 0% | 0% | 0% | 0% | 0% | 0% | 94.15% | 3.672% | 2.175% | 0% | 100%
Sites-Based | FCZ17 Tot | All Commercial | 0% | 0% | 0% | 0% | 0% | 0% | 0.3708% | 0.4748% | 73.72% | 12.09% | 12.37% | 0.9725% | 100%
Sites-Based | PG&E | College | 0% | 0% | 0% | 0% | 0.02759% | 0.2479% | 0.2742% | 2.426% | 56.25% | 23.01% | 17.37% | 0.3902% | 100%
Sites-Based | PG&E | Food Stores | 0.04881% | 0% | 0% | 0% | 0.04776% | 0.06123% | 0.9178% | 2.171% | 61.27% | 14.02% | 20.19% | 1.27% | 100%
Sites-Based | PG&E | Health Care | 0% | 0% | 0% | 0.109% | 0% | 0.114% | 1.217% | 9.26% | 53.47% | 6.595% | 25.03% | 4.203% | 100%
Sites-Based | PG&E | Lodging | 0% | 0% | 0.5751% | 0.2199% | 0.2154% | 0% | 0.5992% | 5.261% | 63.56% | 6.19% | 21.99% | 1.389% | 100%
Sites-Based | PG&E | Miscellaneous | 0% | 0.1389% | 0% | 0.1976% | 0.4138% | 0.1945% | 1.499% | 4.413% | 59.53% | 10.89% | 19.38% | 3.341% | 100%
Sites-Based | PG&E | Office, Large | 0% | 0% | 0.7588% | 0.6208% | 0.7743% | 0.9463% | 3.527% | 11.27% | 48.81% | 2.881% | 29.28% | 1.126% | 100%
Sites-Based | PG&E | Office, Small | 0.08324% | 0% | 0% | 0.0215% | 0.01669% | 0.3319% | 0.5983% | 4.351% | 57.86% | 7.515% | 27.65% | 1.574% | 100%
Sites-Based | PG&E | Refrigerated Warehouse | 0% | 0% | 0% | 0% | 0% | 1.123% | 0% | 1.64% | 62.77% | 10.26% | 19.48% | 4.727% | 100%
Sites-Based | PG&E | Restaurant | 0% | 0% | 0% | 0.06476% | 0.1704% | 0.3514% | 0.4621% | 3.558% | 53.91% | 12.51% | 26.28% | 2.694% | 100%
Sites-Based | PG&E | Retail | 0% | 0% | 0% | 0% | 0.1304% | 0.4294% | 0.9574% | 2.59% | 61.24% | 14.08% | 19.13% | 1.444% | 100%
Sites-Based | PG&E | School | 0% | 0.1045% | 0% | 0% | 1.387% | 0.423% | 0.6378% | 13.17% | 56.47% | 9.682% | 17.1% | 1.02% | 100%
Sites-Based | PG&E | Warehouse | 0% | 0% | 0% | 0% | 0% | 0.2949% | 0.393% | 7.08% | 54.69% | 10.42% | 25.49% | 1.63% | 100%
Sites-Based | PG&E | All Commercial | 0.02711% | 0.02568% | 0.02216% | 0.06421% | 0.1732% | 0.3153% | 0.8721% | 4.274% | 58.21% | 10.83% | 23.18% | 2.003% | 100%
Sites-Based | SCE | College | 0% | 0% | 0% | 0% | 0% | 0.2012% | 0% | 4.11% | 63.27% | 4.495% | 25.92% | 2.013% | 100%
Sites-Based | SCE | Food Stores | 0% | 0% | 0% | 0% | 0.07902% | 0.1318% | 0.147% | 1.038% | 72.36% | 9.313% | 15.07% | 1.857% | 100%
Sites-Based | SCE | Health Care | 0% | 0% | 0% | 0% | 0% | 0.1346% | 1.088% | 4.22% | 57.41% | 12.49% | 21.99% | 2.66% | 100%
Sites-Based | SCE | Lodging | 0% | 0% | 0% | 0% | 0% | 0.1978% | 0.7333% | 5.976% | 66.81% | 10.66% | 13.68% | 1.945% | 100%
Sites-Based | SCE | Miscellaneous | 0% | 0.09534% | 0% | 0% | 0.01674% | 0.1456% | 0.5817% | 2.585% | 70.24% | 9.713% | 16.15% | 0.4684% | 100%
Sites-Based | SCE | Office, Large | 0% | 0% | 0% | 0% | 0% | 0.7221% | 2.774% | 13.13% | 43.49% | 7.622% | 30.88% | 1.384% | 100%
Sites-Based | SCE | Office, Small | 0.2757% | 0% | 0% | 0.03507% | 0.1434% | 0.1058% | 0.2555% | 2.715% | 63.21% | 9.374% | 22.56% | 1.324% | 100%
Sites-Based | SCE | Refrigerated Warehouse | 0% | 0% | 0% | 0% | 0% | 0% | 0% | 1.977% | 56.04% | 17.97% | 19.75% | 4.258% | 100%
Sites-Based | SCE | Restaurant | 0% | 0% | 0% | 0% | 0% | 0.06213% | 0.3396% | 2.248% | 59.83% | 10.34% | 25.63% | 1.548% | 100%
Sites-Based | SCE | Retail | 0% | 0% | 0% | 0% | 0.01892% | 0.009461% | 0.4899% | 1.39% | 66.41% | 9.601% | 20.68% | 1.395% | 100%
Sites-Based | SCE | School | 0% | 0% | 0.3229% | 0% | 0.5291% | 0.7341% | 1.275% | 4.624% | 64.81% | 7.905% | 19.11% | 0.6939% | 100%
Sites-Based | SCE | Warehouse | 0% | 0% | 0% | 0% | 0% | 0.1032% | 0.6787% | 4.252% | 62.26% | 11.32% | 19.88% | 1.509% | 100%
Sites-Based | SCE | All Commercial | 0.07009% | 0.0156% | 0.00964% | 0.008916% | 0.06379% | 0.1132% | 0.4792% | 2.587% | 64.85% | 9.679% | 20.82% | 1.306% | 100%
Sites-Based | SDG&E | College | 0% | 0% | 0% | 0% | 0% | 0% | 0% | 8.473% | 51.51% | 13.03% | 26.2% | 0.7876% | 100%
Sites-Based | SDG&E | Food Stores | 0% | 0% | 0% | 0% | 0% | 0% | 0% | 2.616% | 62.92% | 7.67% | 26.19% | 0.6016% | 100%
Sites-Based | SDG&E | Health Care | 0% | 0% | 0% | 0% | 0% | 0% | 0% | 7.997% | 68.53% | 3.317% | 15.1% | 5.049% | 100%
Sites-Based | SDG&E | Lodging | 0% | 0% | 0% | 0% | 0% | 0.6426% | 1.489% | 10.24% | 61.64% | 3.847% | 18.3% | 3.846% | 100%
Sites-Based | SDG&E | Miscellaneous | 0% | 0% | 0% | 0.2599% | 0% | 0.2024% | 1.062% | 4.713% | 64.2% | 12.85% | 15.9% | 0.8097% | 100%
Sites-Based | SDG&E | Office, Large | 0% | 0% | 0% | 0% | 0% | 0.9518% | 2.378% | 7.647% | 53.86% | 1.824% | 31.41% | 1.927% | 100%
Sites-Based | SDG&E | Office, Small | 0% | 0% | 0% | 0% | 0% | 0% | 2.509% | 5.225% | 65.02% | 9.531% | 17.4% | 0.3089% | 100%
Sites-Based | SDG&E | Refrigerated Warehouse | 0% | 0% | 0% | 0% | 0% | 0% | 0% | 0% | 31.14% | 0% | 63.23% | 5.624% | 100%
Sites-Based | SDG&E | Restaurant | 0% | 0% | 0.4014% | 0% | 0% | 0.2289% | 0.1995% | 3.256% | 61.64% | 7.68% | 23.25% | 3.348% | 100%
Sites-Based | SDG&E | Retail | 0% | 0% | 0.0967% | 0% | 0% | 0% | 0.4004% | 3.289% | 51.55% | 24.59% | 19.8% | 0.2748% | 100%
Sites-Based | SDG&E | School | 0% | 0% | 0% | 0% | 0% | 0% | 6.579% | 5.578% | 50.13% | 6.505% | 31.21% | 0% | 100%
Sites-Based | SDG&E | Warehouse | 0% | 0% | 0% | 0% | 0% | 0% | 1.472% | 2.349% | 60.7% | 8.519% | 26.61% | 0.3525% | 100%
Sites-Based | SDG&E | All Commercial | 0% | 0% | 0.06568% | 0.03782% | 0% | 0.08929% | 1.441% | 4.517% | 60.78% | 12.1% | 20.02% | 0.9541% | 100%
Sites-Based | LADWP | College | 0% | 0.4719% | 0% | 0% | 0% | 0% | 16.85% | 2.288% | 73.86% | 0% | 6.531% | 0% | 100%
Sites-Based | LADWP | Food Stores | 0% | 0% | 0% | 0% | 0% | 0% | 0% | 0.4645% | 79.85% | 8.704% | 9.336% | 1.647% | 100%
Sites-Based | LADWP | Health Care | 0% | 0% | 0% | 0% | 0% | 0% | 1.437% | 0% | 53.54% | 44.73% | 0.3011% | 0% | 100%
Sites-Based | LADWP | Lodging | 0% | 0% | 0% | 0% | 0% | 0% | 0% | 6.911% | 59.85% | 2.264% | 24.65% | 6.316% | 100%
Sites-Based | LADWP | Miscellaneous | 0% | 0% | 0% | 0% | 0% | 0% | 1.326% | 0.4935% | 80.76% | 7.298% | 10.12% | 0% | 100%
Sites-Based | LADWP | Office, Large | 0% | 0% | 0% | 0% | 2.452% | 1.698% | 0% | 15.75% | 62.4% | 1.882% | 15.18% | 0.6318% | 100%
Sites-Based | LADWP | Office, Small | 0% | 0% | 0% | 0% | 0% | 0% | 0% | 0% | 88.66% | 3.382% | 7.96% | 0% | 100%
Sites-Based | LADWP | Refrigerated Warehouse | 0% | 0% | 0% | 0% | 0% | 0% | 0% | 0% | 66.96% | 7.336% | 25.7% | 0% | 100%
Sites-Based | LADWP | Restaurant | 0% | 0% | 0% | 0% | 0% | 0% | 0% | 0% | 73.27% | 12.51% | 14.02% | 0.2007% | 100%
Sites-Based | LADWP | Retail | 0% | 0% | 0% | 0% | 0% | 0% | 0% | 0.6488% | 70.09% | 10.79% | 17.57% | 0.9023% | 100%
Sites-Based | LADWP | School | 0% | 0% | 0% | 0% | 0% | 0% | 0% | 4.86% | 61.28% | 14.31% | 19.55% | 0% | 100%
Sites-Based | LADWP | Warehouse | 0% | 0% | 0% | 0% | 0% | 0% | 0% | 0% | 91.53% | 5.636% | 2.832% | 0% | 100%
Sites-Based | LADWP | All Commercial | 0% | 0.001926% | 0% | 0% | 0.03745% | 0.02594% | 0.3139% | 0.7269% | 76.75% | 9.169% | 12.53% | 0.4437% | 100%
Sites-Based | SMUD | College | 0% | 0% | 0% | 0% | 0% | 0% | 0% | 3.842% | 54.65% | 0% | 39.86% | 1.644% | 100%
Sites-Based | SMUD | Food Stores | 0% | 0% | 0% | 0% | 0.4893% | 0.9869% | 0.4893% | 1.357% | 66.49% | 1.697% | 27.82% | 0.6671% | 100%
Sites-Based | SMUD | Health Care | 0% | 0% | 0% | 0% | 0% | 0% | 0% | 0% | 58.45% | 0.6798% | 39.39% | 1.486% | 100%
Sites-Based | SMUD | Lodging | 0% | 0% | 0% | 0% | 0% | 0% | 7.538% | 17.93% | 30.57% | 0% | 39.18% | 4.779% | 100%
Sites-Based | SMUD | Miscellaneous | 0% | 0.2508% | 0% | 0% | 0.4182% | 0.2508% | 3.102% | 3.597% | 70.24% | 1.781% | 20.06% | 0.2974% | 100%
Sites-Based | SMUD | Office, Large | 0% | 0% | 0% | 0% | 7.743% | 0% | 11.08% | 12.89% | 40.9% | 0% | 27.38% | 0% | 100%
Sites-Based | SMUD | Office, Small | 0% | 0% | 0.467% | 0% | 0.2207% | 0.7451% | 2.716% | 4.948% | 65.55% | 1.9% | 22.38% | 1.075% | 100%
Sites-Based | SMUD | Refrigerated Warehouse | 0% | 0% | 0% | 0% | 0% | 0% | 0% | 0% | 51.77% | 0% | 39.4% | 8.826% | 100%
Sites-Based | SMUD | Restaurant | 0% | 0% | 0% | 0% | 0% | 0.7451% | 0.328% | 5.73% | 49.66% | 3.406% | 37.27% | 2.866% | 100%
Sites-Based | SMUD | Retail | 0% | 0% | 0% | 0% | 0% | 0.4833% | 1.06% | 2.972% | 65.26% | 2.378% | 26.89% | 0.9542% | 100%
Sites-Based | SMUD | School | 0% | 0% | 0% | 0% | 0% | 1.728% | 1.728% | 3.455% | 73.31% | 1.731% | 17.84% | 0.212% | 100%
Sites-Based | SMUD | Warehouse | 0% | 0% | 0% | 0% | 0% | 0% | 1.046% | 4.923% | 56.31% | 2.679% | 35.04% | 0% | 100%
Sites-Based | SMUD | All Commercial | 0% | 0.04022% | 0.1341% | 0% | 0.2888% | 0.5573% | 1.923% | 4.179% | 63.16% | 2.085% | 26.55% | 1.078% | 100%
Sites-Based | FCZ01 | College | 0% | 0% | 0% | 0% | 0.05708% | 0% | 0.326% | 2.197% | 86.31% | 6.969% | 4.088% | 0.05708% | 100%
Sites-Based | FCZ01 | Food Stores | 0.1179% | 0% | 0% | 0% | 0% | 0% | 0.08334% | 1.573% | 75.57% | 8.141% | 14.23% | 0.2846% | 100%
Sites-Based | FCZ01 | Health Care | 0% | 0% | 0% | 0% | 0% | 0% | 0.8151% | 5.232% | 62.15% | 4.661% | 24.29% | 2.844% | 100%
Sites-Based | FCZ01 | Lodging | 0% | 0% | 0% | 0.7389% | 0.7237% | 0% | 1.094% | 5.719% | 61.04% | 7.226% | 21.91% | 1.551% | 100%
Sites-Based | FCZ01 | Miscellaneous | 0% | 0% | 0% | 0.08843% | 0.6813% | 0.03558% | 0.3595% | 3.26% | 71.86% | 8.778% | 13.12% | 1.82% | 100%
Sites-Based | FCZ01 | Office, Large | 0% | 0% | 1.038% | 0.1818% | 1.059% | 0.4171% | 3.779% | 10.11% | 53.72% | 2.334% | 26.11% | 1.24% | 100%
Sites-Based | FCZ01 | Office, Small | 0% | 0% | 0% | 0.05615% | 0.04359% | 0.2324% | 0.5734% | 3.117% | 67.5% | 5.867% | 20.11% | 2.497% | 100%
Sites-Based | FCZ01 | Refrigerated Warehouse | 0% | 0% | 0% | 0% | 0% | 0% | 0% | 3.754% | 83.74% | 7.998% | 3.714% | 0.7901% | 100%
Sites-Based | FCZ01 | Restaurant | 0% | 0% | 0% | 0.1272% | 0.2544% | 0.1677% | 0.4537% | 2.087% | 62.73% | 12.11% | 20.03% | 2.035% | 100%
Sites-Based | FCZ01 | Retail | 0% | 0% | 0% | 0% | 0% | 0% | 0.8327% | 1.167% | 72.7% | 10.43% | 13.88% | 0.9835% | 100%
Sites-Based | FCZ01 | School | 0% | 0% | 0% | 0% | 2.081% | 0% | 0.8556% | 5.722% | 66.49% | 13.36% | 10.01% | 1.486% | 100%
Sites-Based | FCZ01 | Warehouse | 0% | 0% | 0% | 0% | 0% | 0% | 0.3083% | 8.036% | 73.41% | 7.985% | 10.04% | 0.22% | 100%
Sites-Based | FCZ01 | All Commercial | 0.007249% | 0% | 0.02924% | 0.06178% | 0.2295% | 0.1048% | 0.6434% | 2.919% | 69.16% | 8.607% | 16.59% | 1.639% | 100%
Sites-Based | FCZ02 | College | 0% | 0% | 0% | 0% | 0% | 0% | 0% | 0% | 46.14% | 43.45% | 10.41% | 0% | 100%
Sites-Based | FCZ02 | Food Stores | 0% | 0% | 0% | 0% | 0.3973% | 0% | 3.6% | 3.552% | 57.31% | 16.59% | 18.35% | 0.2041% | 100%
Sites-Based | FCZ02 | Health Care | 0% | 0% | 0% | 0.8821% | 0% | 0% | 0.9225% | 9.662% | 53.93% | 2.646% | 28.01% | 3.949% | 100%
Sites-Based | FCZ02 | Lodging | 0% | 0% | 0% | 0% | 0% | 0% | 0.6964% | 5.782% | 62.3% | 1.128% | 29.33% | 0.7635% | 100%
Sites-Based | FCZ02 | Miscellaneous | 0% | 0% | 0% | 1.345% | 0.4035% | 1.378% | 1.595% | 4.227% | 57.85% | 11% | 19.91% | 2.289% | 100%
Sites-Based | FCZ02 | Office, Large | 0% | 0% | 0% | 8.523% | 0% | 3.827% | 8.876% | 15.05% | 31.03% | 0% | 32.69% | 0% | 100%
Sites-Based | FCZ02 | Office, Small | 0.5891% | 0% | 0% | 0% | 0% | 1.719% | 1.123% | 5.357% | 68.61% | 4.92% | 17.08% | 0.6014% | 100%
Sites-Based | FCZ02 | Refrigerated Warehouse | 0% | 0% | 0% | 0% | 0% | 7.756% | 0% | 0% | 60.43% | 3.302% | 28.51% | 0% | 100%
Sites-Based | FCZ02 | Restaurant | 0% | 0% | 0% | 0% | 0% | 0% | 0.5316% | 5.457% | 60.23% | 12.44% | 19.2% | 2.144% | 100%
Sites-Based | FCZ02 | Retail | 0% | 0% | 0% | 0% | 0% | 0.1283% | 2.188% | 2.264% | 63.59% | 10.37% | 20.77% | 0.6923% | 100%
Sites-Based | FCZ02 | School | 0% | 0% | 0% | 0% | 5.988% | 4.087% | 1.9% | 19.19% | 58.01% | 1.9% | 8.925% | 0% | 100%
Sites-Based | FCZ02 | Warehouse | 0% | 0% | 0% | 0% | 0% | 2.982% | 0.577% | 1.736% | 68.74% | 5.873% | 19.07% | 1.02% | 100%
Sites-Based | FCZ02 | All Commercial | 0.2046% | 0% | 0% | 0.3264% | 0.2111% | 1.12% | 1.523% | 4.723% | 62.95% | 8.685% | 19.14% | 1.122% | 100%
Sites-Based | FCZ03 | College | 0% | 0% | 0% | 0% | 0% | 1.392% | 0% | 0% | 18.16% | 79.52% | 0.9312% | 0% | 100%
Sites-Based | FCZ03 | Food Stores | 0% | 0% | 0% | 0% | 0% | 1.503% | 2.075% | 0.7892% | 50.72% | 18.46% | 24.38% | 2.075% | 100%
Sites-Based | FCZ03 | Health Care | 0% | 0% | 0% | 0% | 0% | 0% | 0% | 25.11% | 54.85% | 2.508% | 13.81% | 3.729% | 100%
Sites-Based | FCZ03 | Lodging | 0% | 0% | 0% | 0% | 0% | 0% | 0.5681% | 4.21% | 57.9% | 7.765% | 29.56% | 0% | 100%
Sites-Based | FCZ03 | Miscellaneous | 0% | 0% | 0% | 0% | 1.966% | 0.1893% | 0.8541% | 5.653% | 60.62% | 20.36% | 10.16% | 0.1893% | 100%
Sites-Based | FCZ03 | Office, Large | 0% | 0% | 0% | 0% | 0% | 0% | 0% | 39.8% | 34.46% | 0% | 25.74% | 0% | 100%
Sites-Based | FCZ03 | Office, Small | 0% | 0% | 0% | 0% | 0% | 0% | 0% | 13.09% | 43.62% | 13.53% | 28.52% | 1.253% | 100%
Sites-Based | FCZ03 | Refrigerated Warehouse | 0% | 0% | 0% | 0% | 0% | 0% | 0% | 0% | 65.52% | 0% | 34.48% | 0% | 100%
Sites-Based | FCZ03 | Restaurant | 0% | 0% | 0% | 0% | 1.413% | 0.5659% | 0.5659% | 1.396% | 63.11% | 2.597% | 30.35% | 0% | 100%
Sites-Based | FCZ03 | Retail | 0% | 0% | 0% | 0% | 0% | 0% | 0.6646% | 7.222% | 47.9% | 23.58% | 20.13% | 0.5124% | 100%
Sites-Based | FCZ03 | School | 0% | 1.593% | 0% | 0% | 0% | 0% | 0% | 35.75% | 46.46% | 10.48% | 5.71% | 0% | 100%
Sites-Based | FCZ03 | Warehouse | 0% | 0% | 0% | 0% | 0% | 0% | 1.888% | 2.383% | 43.95% | 27.7% | 23.67% | 0.407% | 100%
Sites-Based | FCZ03 | All Commercial | 0% | 0.05775% | 0% | 0% | 0.6502% | 0.2379% | 0.6171% | 8.379% | 51.02% | 18.16% | 20.18% | 0.6898% | 100%
Sites-Based | FCZ04 | College | 0% | 0% | 0% | 0% | 0% | 0% | 0% | 0% | 29.74% | 9.152% | 58.85% | 2.263% | 100%
Sites-Based | FCZ04 | Food Stores | 0% | 0% | 0% | 0% | 0% | 0% | 1.807% | 4.985% | 46.87% | 12.91% | 28.24% | 5.185% | 100%
Sites-Based | FCZ04 | Health Care | 0% | 0% | 0% | 0% | 0% | 0% | 4.082% | 22.39% | 44.24% | 2.429% | 25.68% | 1.17% | 100%
Sites-Based | FCZ04 | Lodging | 0% | 0% | 4.491% | 0% | 0% | 0% | 1.017% | 11.96% | 56.78% | 5.934% | 16.85% | 2.967% | 100%
Sites-Based | FCZ04 | Miscellaneous | 0% | 0% | 0% | 0% | 0% | 0% | 3.472% | 5.799% | 43.47% | 9.706% | 34.32% | 3.233% | 100%
Sites-Based | FCZ04 | Office, Large | 0% | 0% | 0% | 0% | 0% | 0% | 0% | 6.543% | 28.47% | 11.03% | 51.9% | 2.054% | 100%
Sites-Based | FCZ04 | Office, Small | 0% | 0% | 0% | 0% | 0% | 0% | 0.5735% | 8.326% | 26.36% | 7.151% | 56.4% | 1.186% | 100%
Sites-Based | FCZ04 | Refrigerated Warehouse | 0% | 0% | 0% | 0% | 0% | 0% | 0% | 0% | 42.08% | 8.143% | 47.32% | 2.453% | 100%
Sites-Based | FCZ04 | Restaurant | 0% | 0% | 0% | 0% | 0% | 0.5222% | 0.7026% | 9.801% | 25.33% | 13.91% | 45.42% | 4.311% | 100%
Sites-Based | FCZ04 | Retail | 0% | 0% | 0% | 0% | 0.9298% | 0.9298% | 1.736% | 8.127% | 37.8% | 13.1% | 35.83% | 1.544% | 100%
Sites-Based | FCZ04 | School | 0% | 0% | 0% | 0% | 0% | 0% | 0% | 26.21% | 31.1% | 5.218% | 34.91% | 2.563% | 100%
Sites-Based | FCZ04 | Warehouse | 0% | 0% | 0% | 0% | 0% | 0% | 0.6911% | 9.186% | 35.54% | 11.62% | 42.3% | 0.662% | 100%
Sites-Based | FCZ04 | All Commercial | 0% | 0% | 0.0647% | 0% | 0.1751% | 0.2308% | 1.532% | 8.553% | 34.83% | 9.993% | 42.33% | 2.293% | 100%
Sites-Based | FCZ05 | College | 0% | 0% | 0% | 0% | 0% | 0% | 1.495% | 0.6591% | 57.85% | 31.5% | 8.492% | 0% | 100%
Sites-Based | FCZ05 | Food Stores | 0% | 0% | 0% | 0% | 0% | 0% | 0% | 1.161% | 49.66% | 20.38% | 27.94% | 0.8545% | 100%
Sites-Based | FCZ05 | Health Care | 0% | 0% | 0% | 0% | 0% | 0.585% | 0% | 4.589% | 39.32% | 20.49% | 24.1% | 10.92% | 100%
Sites-Based | FCZ05 | Lodging | 0% | 0% | 0% | 0% | 0% | 0% | 0% | 1.919% | 63.14% | 9.322% | 25.36% | 0.2511% | 100%
Sites-Based | FCZ05 | Miscellaneous | 0% | 0% | 0% | 0% | 0% | 0% | 3.026% | 5.444% | 52.41% | 12.36% | 23.36% | 3.403% | 100%
Sites-Based | FCZ05 | Office, Large | 0% | 0% | 0% | 0% | 0% | 3.201% | 0% | 29.33% | 49.32% | 0% | 18.15% | 0% | 100%
Sites-Based | FCZ05 | Office, Small | 0% | 0% | 0% | 0% | 0% | 0% | 0.8727% | 2.026% | 52.66% | 9.483% | 32.94% | 2.017% | 100%
Sites-Based | FCZ05 | Refrigerated Warehouse | 0% | 0% | 0% | 0% | 0% | 0% | 0% | 0% | 51.05% | 14.74% | 26.37% | 7.84% | 100%
Sites-Based | FCZ05 | Restaurant | 0% | 0% | 0% | 0% | 0% | 0% | 0.5623% | 3.628% | 40.63% | 13.38% | 36.74% | 5.058% | 100%
Sites-Based | FCZ05 | Retail | 0% | 0% | 0% | 0% | 0% | 1.006% | 0.4573% | 1.979% | 54.2% | 20.36% | 19.22% | 2.778% | 100%
Sites-Based | FCZ05 | School | 0% | 0% | 0% | 0% | 0% | 0% | 0.6746% | 9.284% | 52.28% | 10.66% | 27.1% | 0% | 100%
Sites-Based | FCZ05 | Warehouse | 0% | 0% | 0% | 0% | 0% | 0% | 0% | 7.064% | 48.41% | 9.742% | 30.46% | 4.323% | 100%
Sites-Based | FCZ05 | All Commercial | 0% | 0% | 0% | 0% | 0% | 0.2559% | 0.985% | 3.428% | 50.93% | 14.07% | 27.34% | 2.989% | 100%
Sites-Based | FCZ06 | College | 0% | 0% | 0% | 0% | 0% | 1.114% | 0% | 8.996% | 5.842% | 53.16% | 30.89% | 0% | 100%
Sites-Based | FCZ06 | Food Stores | 0% | 0% | 0% | 0% | 0% | 0% | 0.9234% | 0.9234% | 53.43% | 24.49% | 19.25% | 0.9849% | 100%
Sites-Based | FCZ06 | Health Care | 0% | 0% | 0% | 0% | 0% | 0% | 0% | 0% | 68.46% | 1.037% | 28.08% | 2.424% | 100%
Sites-Based | FCZ06 | Lodging | 0% | 0% | 0% | 0% | 0% | 0% | 0% | 2.629% | 72.38% | 6.661% | 16.73% | 1.606% | 100%
Sites-Based | FCZ06 | Miscellaneous | 0% | 1.219% | 0% | 0% | 0% | 0% | 0% | 3.889% | 57.52% | 11.97% | 14.38% | 11.02% | 100%
Sites-Based | FCZ06 | Office, Large | 0% | 0% | 0% | 0% | 0% | 6.172% | 7.147% | 6.172% | 38.98% | 0% | 41.53% | 0% | 100%
Sites-Based | FCZ06 | Office, Small | 0% | 0% | 0% | 0% | 0% | 0% | 0% | 2.725% | 63.88% | 11.43% | 21.96% | 0% | 100%
Sites-Based | FCZ06 | Refrigerated Warehouse | 0% | 0% | 0% | 0% | 0% | 0% | 0% | 0% | 12.42% | 36.01% | 12.42% | 39.15% | 100%
Sites-Based | FCZ06 | Restaurant | 0% | 0% | 0% | 0% | 0% | 1.71% | 0% | 1.973% | 55.16% | 14.34% | 24.73% | 2.085% | 100%
Sites-Based | FCZ06 | Retail | 0% | 0% | 0% | 0% | 0% | 1.289% | 0% | 1.355% | 53.13% | 23.89% | 17.94% | 2.397% | 100%
Sites-Based | FCZ06 | School | 0% | 0% | 0% | 0% | 0% | 0% | 0% | 1.86% | 81.16% | 10.08% | 6.9% | 0% | 100%
Sites-Based | FCZ06 | Warehouse | 0% | 0% | 0% | 0% | 0% | 0% | 0% | 6.518% | 34.82% | 14.46% | 39.67% | 4.536% | 100%
Sites-Based | FCZ06 | All Commercial | 0% | 0.2043% | 0% | 0% | 0% | 0.4774% | 0.08326% | 2.75% | 57.32% | 15.28% | 20.94% | 2.942% | 100%
Sites-Based | FCZ07 | College | 0% | 0% | 0% | 0% | 0% | 0.1687% | 0% | 1.931% | 73.23% | 4.214% | 20.46% | 0% | 100%
Sites-Based | FCZ07 | Food Stores | 0% | 0% | 0% | 0% | 0.1219% | 0.2033% | 0.08333% | 0.7628% | 81.87% | 6.906% | 9.748% | 0.3% | 100%
Sites-Based | FCZ07 | Health Care | 0% | 0% | 0% | 0% | 0% | 0.2307% | 1.215% | 3.795% | 63.93% | 7.871% | 21.83% | 1.132% | 100%
Sites-Based | FCZ07 | Lodging | 0% | 0% | 0% | 0% | 0% | 0.3572% | 0.3572% | 2.953% | 73.11% | 9.715% | 11.37% | 2.131% | 100%
Sites-Based | FCZ07 | Miscellaneous | 0% | 0.1606% | 0% | 0% | 0.02819% | 0.2451% | 0.5427% | 2.17% | 78.18% | 9.245% | 8.867% | 0.5601% | 100%
Sites-Based | FCZ07 | Office, Large | 0% | 0% | 0% | 0% | 0% | 0.4212% | 2.622% | 15.71% | 52.7% | 9.169% | 18.8% | 0.584% | 100%
Sites-Based | FCZ07 | Office, Small | 0.4489% | 0% | 0% | 0% | 0.07226% | 0.1722% | 0.1274% | 2.041% | 73.94% | 8.609% | 13.02% | 1.564% | 100%
Sites-Based | FCZ07 | Refrigerated Warehouse | 0% | 0% | 0% | 0% | 0% | 0% | 0% | 0% | 62.65% | 23.97% | 13.38% | 0% | 100%
Sites-Based | FCZ07 | Restaurant | 0% | 0% | 0% | 0% | 0% | 0.09708% | 0.09708% | 2.242% | 65.89% | 10.52% | 19.86% | 1.295% | 100%
Sites-Based | FCZ07 | Retail | 0% | 0% | 0% | 0% | 0.02913% | 0.01456% | 0.546% | 0.708% | 75.15% | 10.1% | 11.86% | 1.583% | 100%
Sites-Based | FCZ07 | School | 0% | 0% | 0.5115% | 0% | 0.6134% | 0.7588% | 1.338% | 2.455% | 75.78% | 8.18% | 10.09% | 0.2751% | 100%
Sites-Based | FCZ07 | Warehouse | 0% | 0% | 0% | 0% | 0% | 0% | 0.8288% | 3.69% | 70.3% | 13.39% | 11.01% | 0.7884% | 100%
Sites-Based | FCZ07 | All Commercial | 0.112% | 0.02494% | 0.0154% | 0% | 0.05493% | 0.1467% | 0.4284% | 2.007% | 73.63% | 9.512% | 12.9% | 1.175% | 100%
Sites-Based | FCZ08 | College | 0% | 0% | 0% | 0% | 0% | 1.444% | 0% | 7.469% | 53.08% | 1.516% | 36.49% | 0% | 100%
Sites-Based | FCZ08 | Food Stores | 0% | 0% | 0% | 0% | 0% | 0% | 0% | 0.7418% | 67.06% | 8.825% | 18.24% | 5.13% | 100%
Sites-Based | FCZ08 | Health Care | 0% | 0% | 0% | 0% | 0% | 0.1532% | 0% | 6.329% | 75.43% | 0% | 18.09% | 0% | 100%
Sites-Based | FCZ08 | Lodging | 0% | 0% | 0% | 0% | 0% | 0% | 0% | 3.944% | 79.84% | 13.26% | 2.953% | 0% | 100%
Sites-Based | FCZ08 | Miscellaneous | 0% | 0% | 0% | 0% | 0% | 0% | 0% | 0.6084% | 67.95% | 8.145% | 22.78% | 0.5198% | 100%
Sites-Based | FCZ08 | Office, Large | 0% | 0% | 0% | 0% | 0% | 4.044% | 0% | 10.05% | 27.74% | 0% | 51.48% | 6.691% | 100%
Sites-Based | FCZ08 | Office, Small | 0% | 0% | 0% | 0% | 0% | 0% | 0% | 1.648% | 77.22% | 4.811% | 16.06% | 0.2616% | 100%
Sites-Based | FCZ08 | Refrigerated Warehouse | 0% | 0% | 0% | 0% | 0% | 0% | 0% | 0% | 83.17% | 16.83% | 0% | 0% | 100%
Sites-Based | FCZ08 | Restaurant | 0% | 0% | 0% | 0% | 0% | 0% | 1.919% | 0.4347% | 70.08% | 2.986% | 24.58% | 0% | 100%
Sites-Based | FCZ08 | Retail | 0% | 0% | 0% | 0% | 0% | 0% | 0.2231% | 1.592% | 72.1% | 10.44% | 15.01% | 0.6334% | 100%
Sites-Based | FCZ08 | School | 0% | 0% | 0% | 0% | 2.766% | 0% | 0% | 0% | 71.89% | 0% | 24.73% | 0.6176% | 100%
Sites-Based | FCZ08 | Warehouse | 0% | 0% | 0% | 0% | 0% | 0% | 0% | 2.469% | 59.91% | 9.092% | 28.53% | 0% | 100%
Sites-Based | FCZ08 | All Commercial | 0% | 0% | 0% | 0% | 0.05684% | 0.09997% | 0.2963% | 1.771% | 71.12% | 6.365% | 19.59% | 0.6998% | 100%
Sites-Based | FCZ09 | College | 0% | 0% | 0% | 0% | 0% | 0% | 0% | 51.69% | 43.04% | 0% | 5.268% | 0% | 100%
Sites-Based | FCZ09 | Food Stores | 0% | 0% | 0% | 0% | 0% | 0% | 0% | 0.7239% | 67.6% | 18.43% | 12.99% | 0.2518% | 100%
Sites-Based | FCZ09 | Health Care | 0% | 0% | 0% | 0% | 0% | 0% | 0% | 12.07% | 33.22% | 12.77% | 38.73% | 3.217% | 100%
Sites-Based | FCZ09 | Lodging | 0% | 0% | 0% | 0% | 0% | 0% | 0% | 0% | 75.17% | 6.117% | 18.72% | 0% | 100%
Sites-Based | FCZ09 | Miscellaneous | 0% | 0% | 0% | 0% | 0% | 0% | 3.504% | 4.991% | 58.17% | 12.82% | 19.95% | 0.567% | 100%
Sites-Based | FCZ09 | Office, Large | 0% | 0% | 0% | 0% | 0% | 0% | 0% | 0% | 79.8% | 0% | 20.2% | 0% | 100%
Sites-Based | FCZ09 | Office, Small | 0% | 0% | 0% | 0% | 0% | 0% | 3.001% | 2.288% | 36.87% | 19.97% | 37.87% | 0% | 100%
Sites-Based | FCZ09 | Refrigerated Warehouse | 0% | 0% | 0% | 0% | 0% | 0% | 0% | 0% | 21.45% | 0% | 78.55% | 0% | 100%
Sites-Based | FCZ09 | Restaurant | 0% | 0% | 0% | 0% | 0% | 0% | 0% | 3.151% | 47.28% | 17.55% | 27.62% | 4.398% | 100%
Sites-Based | FCZ09 | Retail | 0% | 0% | 0% | 0% | 0% | 0% | 2.186% | 3.213% | 42.06% | 6.655% | 44.11% | 1.776% | 100%
Sites-Based | FCZ09 | School | 0% | 0% | 0% | 0% | 0% | 0% | 0% | 3.249% | 49.52% | 11.87% | 35.36% | 0% | 100%
Sites-Based | FCZ09 | Warehouse | 0% | 0% | 0% | 0% | 0% | 0% | 0% | 3.632% | 44.16% | 20.45% | 31.76% | 0% | 100%
Sites-Based | FCZ09 | All Commercial | 0% | 0% | 0% | 0% | 0% | 0% | 1.93% | 4.002% | 47.02% | 14.35% | 31.7% | 1% | 100%
Sites-Based | FCZ10 | College | 0% | 0% | 0% | 0% | 0% | 0% | 0% | 0.2137% | 20.44% | 12.16% | 50.88% | 16.31% | 100%
Sites-Based | FCZ10 | Food Stores | 0% | 0% | 0% | 0% | 0% | 0% | 0.6852% | 2.765% | 46.22% | 12.75% | 33.21% | 4.37% | 100%
Sites-Based | FCZ10 | Health Care | 0% | 0% | 0% | 0% | 0% | 0% | 1.504% | 0.9451% | 46.03% | 28.7% | 20.95% | 1.877% | 100%
Sites-Based | FCZ10 | Lodging | 0% | 0% | 0% | 0% | 0% | 0% | 1.635% | 12.77% | 50.03% | 10.98% | 20.52% | 4.068% | 100%
Sites-Based | FCZ10 | Miscellaneous | 0% | 0% | 0% | 0% | 0% | 0% | 0.3452% | 2.322% | 61.07% | 7.973% | 28.23% | 0.06412% | 100%
Sites-Based | FCZ10 | Office, Large | 0% | 0% | 0% | 0% | 0% | 0% | 0% | 7.682% | 18.98% | 3.829% | 67.59% | 1.918% | 100%
Sites-Based | FCZ10 | Office, Small | 0% | 0% | 0% | 0.2503% | 0.7069% | 0% | 0.2747% | 4.37% | 43.54% | 10.89% | 39.26% | 0.7069% | 100%
Sites-Based | FCZ10 | Refrigerated Warehouse | 0% | 0% | 0% | 0% | 0% | 0% | 0% | 12.8% | 0% | 0% | 36.62% | 50.58% | 100%
Sites-Based | FCZ10 | Restaurant | 0% | 0% | 0% | 0% | 0% | 0% | 0.8873% | 1.728% | 46.75% | 7.905% | 41.76% | 0.9655% | 100%
Sites-Based | FCZ10 | Retail | 0% | 0% | 0% | 0% | 0% | 0% | 0.3267% | 1.516% | 49.16% | 5.723% | 42.18% | 1.092% | 100%
Sites-Based | FCZ10 | School | 0% | 0% | 0% | 0% | 0% | 2.252% | 3.801% | 23.02% | 40.95% | 0% | 29.98% | 0% | 100%
Sites-Based | FCZ10 | Warehouse | 0% | 0% | 0% | 0% | 0% | 0.5444% | 0.5444% | 6.1% | 45.99% | 4.431% | 37.58% | 4.807% | 100%
Sites-Based | FCZ10 | All Commercial | 0% | 0% | 0% | 0.05924% | 0.1673% | 0.09257% | 0.5319% | 3.429% | 48.23% | 8.457% | 37.46% | 1.565% | 100%
Sites-Based | FCZ11 | College | 0% | 0% | 0% | 0% | 0% | 0% | 0% | 4.444% | 59.24% | 0% | 36.03% | 0.286% | 100%
Sites-Based | FCZ11 | Food Stores | 0% | 0% | 0% | 0% | 0% | 0% | 0% | 0.8384% | 50.29% | 17.08% | 24.49% | 7.307% | 100%
Sites-Based | FCZ11 | Health Care | 0% | 0% | 0% | 0% | 0% | 0% | 1.895% | 5.316% | 32.39% | 22.59% | 24.38% | 13.43% | 100%
Sites-Based | FCZ11 | Lodging | 0% | 0% | 0% | 0% | 0% | 0% | 2.648% | 18.63% | 39.6% | 16.39% | 21.35% | 1.391% | 100%
Sites-Based | FCZ11 | Miscellaneous | 0% | 0% | 0% | 0% | 0% | 0% | 0.1526% | 5.176% | 49.77% | 14.13% | 30.27% | 0.5046% | 100%
Sites-Based | FCZ11 | Office, Large | 0% | 0% | 0% | 0% | 0% | 0% | 20.82% | 0% | 5.968% | 14.85% | 58.36% | 0% | 100%
Sites-Based | FCZ11 | Office, Small | 0% | 0% | 0% | 0% | 0% | 0% | 0% | 5.218% | 30.65% | 10.65% | 51.39% | 2.089% | 100%
Sites-Based | FCZ11 | Refrigerated Warehouse | 0% | 0% | 0% | 0% | 0% | 0% | 0% | 7.239% | 51.91% | 0% | 40.85% | 0% | 100%
Sites-Based | FCZ11 | Restaurant | 0% | 0% | 0% | 0% | 0% | 0% | 0% | 4.098% | 36.68% | 15.73% | 39.37% | 4.121% | 100%
Sites-Based | FCZ11 | Retail | 0% | 0% | 0% | 0% | 0% | 0% | 0% | 4.837% | 40.57% | 12.58% | 41% | 1.006% | 100%
Sites-Based | FCZ11 | School | 0% | 0% | 0% | 0% | 0% | 0% | 0% | 1.499% | 36.52% | 14.7% | 42.95% | 4.334% | 100%
Sites-Based | FCZ11 | Warehouse | 0% | 0% | 0% | 0% | 0% | 0% | 0.5339% | 5.772% | 46.35% | 8.287% | 37.93% | 1.13% | 100%
Sites-Based | FCZ11 | All Commercial | 0% | 0% | 0% | 0% | 0% | 0% | 0.2406% | 4.819% | 39.47% | 12.83% | 40.38% | 2.261% | 100%
Sites-Based | FCZ12c | College | 0% | 0% | 0% | 0% | 0% | 0% | 0% | 9.04% | 57.64% | 9.326% | 22.76% | 1.234% | 100%
Sites-Based | FCZ12c | Food Stores | 0% | 0% | 0% | 0% | 0% | 0% | 0% | 3.114% | 62.18% | 10.25% | 23.48% | 0.966% | 100%
Sites-Based | FCZ12c | Health Care | 0% | 0% | 0% | 0% | 0% | 0% | 0% | 11.29% | 67.31% | 0% | 13.49% | 7.907% | 100%
Sites-Based | FCZ12c | Lodging | 0% | 0% | 0% | 0% | 0% | 0.929% | 2.153% | 3.631% | 63.72% | 5.562% | 20.12% | 3.89% | 100%
Sites-Based | FCZ12c | Miscellaneous | 0% | 0% | 0% | 0.2551% | 0% | 0.3472% | 0.3103% | 6.692% | 64.8% | 9.909% | 16.66% | 1.029% | 100%
Sites-Based | FCZ12c | Office, Large | 0% | 0% | 0% | 0% | 0% | 1.14% | 2.183% | 9.162% | 52.85% | 2.186% | 31.31% | 1.17% | 100%
Sites-Based | FCZ12c | Office, Small | 0% | 0% | 0% | 0% | 0% | 0% | 0.489% | 3.877% | 72.38% | 5.229% | 17.68% | 0.3454% | 100%
Sites-Based | FCZ12c | Refrigerated Warehouse | 0% | 0% | 0% | 0% | 0% | 0% | 0% | 0% | 31.16% | 0% | 68.84% | 0% | 100%
Sites-Based | FCZ12c | Restaurant | 0% | 0% | 0.5975% | 0% | 0% | 0% | 0.297% | 1.428% | 63.53% | 5.904% | 24.26% | 3.982% | 100%
Sites-Based | FCZ12c | Retail | 0% | 0% | 0.1549% | 0% | 0% | 0% | 0% | 1.888% | 55.47% | 20.05% | 22.44% | 0% | 100%
Sites-Based | FCZ12c | School | 0% | 0% | 0% | 0% | 0% | 0% | 0.5856% | 8.786% | 33.35% | 8.278% | 49% | 0% | 100%
Sites-Based | FCZ12c | Warehouse | 0% | 0% | 0% | 0% | 0% | 0% | 2.258% | 2.401% | 57.43% | 5.697% | 31.67% | 0.5405% | 100%
Sites-Based | FCZ12c | All Commercial | 0% | 0% | 0.0998% | 0.03288% | 0% | 0.09487% | 0.4743% | 3.917% | 64.18% | 8.768% | 21.37% | 1.061% | 100%
Sites-Based | FCZ12i | College | 0% | 0% | 0% | 0% | 0% | 0% | 0% | 7.474% | 40.69% | 19.56% | 32.28% | 0% | 100%
Sites-Based | FCZ12i | Food Stores | 0% | 0% | 0% | 0% | 0% | 0% | 0% | 1.793% | 64.14% | 3.407% | 30.66% | 0% | 100%
Sites-Based | FCZ12i | Health Care | 0% | 0% | 0% | 0% | 0% | 0% | 0% | 3.866% | 70.07% | 7.482% | 17.13% | 1.46% | 100%
Sites-Based | FCZ12i | Lodging | 0% | 0% | 0% | 0% | 0% | 0% | 0% | 25.07% | 56.97% | 0% | 14.21% | 3.748% | 100%
Sites-Based | FCZ12i | Miscellaneous | 0% | 0% | 0% | 0.2667% | 0% | 0% | 2.113% | 1.946% | 63.36% | 16.97% | 14.84% | 0.5036% | 100%
Sites-Based | FCZ12i | Office, Large | 0% | 0% | 0% | 0% | 0% | 0% | 3.362% | 0% | 58.99% | 0% | 31.91% | 5.744% | 100%
Sites-Based | FCZ12i | Office, Small | 0% | 0% | 0% | 0% | 0% | 0% | 7.315% | 8.433% | 47.52% | 19.77% | 16.74% | 0.2219% | 100%
Sites-Based | FCZ12i | Refrigerated Warehouse | 0% | 0% | 0% | 0% | 0% | 0% | 0% | 0% | 30.93% | 0% | 0% | 69.07% | 100%
Sites-Based | FCZ12i | Restaurant | 0% | 0% | 0% | 0% | 0% | 0.6973% | 0% | 6.997% | 57.76% | 11.32% | 21.18% | 2.051% | 100%
Sites-Based | FCZ12i | Retail | 0% | 0% | 0% | 0% | 0% | 0% | 1.066% | 5.615% | 45.04% | 32.14% | 15.4% | 0.7314% | 100%
Sites-Based | FCZ12i | School | 0% | 0% | 0% | 0% | 0% | 0% | 15.03% | 1.053% | 73.8% | 4.003% | 6.109% | 0% | 100%
Sites-Based | FCZ12i | Warehouse | 0% | 0% | 0% | 0% | 0% | 0% | 0% | 2.253% | 66.84% | 13.81% | 17.1% | 0% | 100%
Sites-Based | FCZ12i | All Commercial | 0% | 0% | 0% | 0.04733% | 0% | 0.07855% | 3.302% | 5.671% | 54.23% | 18.51% | 17.41% | 0.7493% | 100%
Sites-Based | FCZ13 | College | 0% | 0% | 0% | 0% | 0% | 0% | 0% | 3.842% | 54.65% | 0% | 39.86% | 1.644% | 100%
Sites-Based | FCZ13 | Food Stores | 0% | 0% | 0% | 0% | 0.4893% | 0.9869% | 0.4893% | 1.357% | 66.49% | 1.697% | 27.82% | 0.6671% | 100%
Sites-Based | FCZ13 | Health Care | 0% | 0% | 0% | 0% | 0% | 0% | 0% | 0% | 58.45% | 0.6798% | 39.39% | 1.486% | 100%
Sites-Based | FCZ13 | Lodging | 0% | 0% | 0% | 0% | 0% | 0% | 7.538% | 17.93% | 30.57% | 0% | 39.18% | 4.779% | 100%
Sites-Based | FCZ13 | Miscellaneous | 0% | 0.2508% | 0% | 0% | 0.4182% | 0.2508% | 3.102% | 3.597% | 70.24% | 1.781% | 20.06% | 0.2974% | 100%
Sites-Based | FCZ13 | Office, Large | 0% | 0% | 0% | 0% | 7.743% | 0% | 11.08% | 12.89% | 40.9% | 0% | 27.38% | 0% | 100%
Sites-Based | FCZ13 | Office, Small | 0% | 0% | 0.467% | 0% | 0.2207% | 0.7451% | 2.716% | 4.948% | 65.55% | 1.9% | 22.38% | 1.075% | 100%
Sites-Based | FCZ13 | Refrigerated Warehouse | 0% | 0% | 0% | 0% | 0% | 0% | 0% | 0% | 51.77% | 0% | 39.4% | 8.826% | 100%
Sites-Based | FCZ13 | Restaurant | 0% | 0% | 0% | 0% | 0% | 0.7451% | 0.328% | 5.73% | 49.66% | 3.406% | 37.27% | 2.866% | 100%
Sites-Based | FCZ13 | Retail | 0% | 0% | 0% | 0% | 0% | 0.4833% | 1.06% | 2.972% | 65.26% | 2.378% | 26.89% | 0.9542% | 100%
Sites-Based | FCZ13 | School | 0% | 0% | 0% | 0% | 0% | 1.728% | 1.728% | 3.455% | 73.31% | 1.731% | 17.84% | 0.212% | 100%
Sites-Based | FCZ13 | Warehouse | 0% | 0% | 0% | 0% | 0% | 0% | 1.046% | 4.923% | 56.31% | 2.679% | 35.04% | 0% | 100%
Sites-Based | FCZ13 | All Commercial | 0% | 0.04022% | 0.1341% | 0% | 0.2888% | 0.5573% | 1.923% | 4.179% | 63.16% | 2.085% | 26.55% | 1.078% | 100%
Sites-Based | FCZ16 | College | 0% | 6.677% | 0% | 0% | 0% | 0% | 0% | 0% | 19.82% | 0% | 73.5% | 0% | 100%
Sites-Based | FCZ16 | Food Stores | 0% | 0% | 0% | 0% | 0% | 0% | 0% | 0.633% | 86.24% | 3.945% | 7.492% | 1.691% | 100%
Sites-Based | FCZ16 | Health Care | 0% | 0% | 0% | 0% | 0% | 0% | 0% | 0% | 36.1% | 63.9% | 0% | 0% | 100%
Sites-Based | FCZ16 | Lodging | 0% | 0% | 0% | 0% | 0% | 0% | 0% | 7.575% | 59.77% | 0.8342% | 24.9% | 6.923% | 100%
Sites-Based | FCZ16 | Miscellaneous | 0% | 0% | 0% | 0% | 0% | 0% | 1.865% | 0.737% | 85.12% | 2.436% | 9.841% | 0% | 100%
Sites-Based | FCZ16 | Office, Large | 0% | 0% | 0% | 0% | 3.046% | 2.11% | 0% | 9.8% | 70.96% | 0% | 13.3% | 0.7849% | 100%
Sites-Based | FCZ16 | Office, Small | 0% | 0% | 0% | 0% | 0% | 0% | 0% | 0% | 96.31% | 1.357% | 2.33% | 0% | 100%
Sites-Based | FCZ16 | Refrigerated Warehouse | 0% | 0% | 0% | 0% | 0% | 0% | 0% | 0% | 76.74% | 10.85% | 12.41% | 0% | 100%
Sites-Based | FCZ16 | Restaurant | 0% | 0% | 0% | 0% | 0% | 0% | 0% | 0% | 74.34% | 12.45% | 13.21% | 0% | 100%
Sites-Based | FCZ16 | Retail | 0% | 0% | 0% | 0% | 0% | 0% | 0% | 0.8038% | 68.66% | 10.16% | 20.19% | 0.1914% | 100%
Sites-Based | FCZ16 | School | 0% | 0% | 0% | 0% | 0% | 0% | 0% | 6.485% | 63.85% | 6.564% | 23.1% | 0% | 100%
Sites-Based | FCZ16 | Warehouse | 0% | 0% | 0% | 0% | 0% | 0% | 0% | 0% | 88.99% | 7.542% | 3.47% | 0% | 100%
Sites-Based | FCZ16 | All Commercial | 0% | 0.002738% | 0% | 0% | 0.05321% | 0.03686% | 0.2899% | 0.8331% | 78.03% | 7.94% | 12.6% | 0.221% | 100%
Sites-Based | FCZ17 | College | 0% | 0% | 0% | 0% | 0% | 0% | 18.13% | 2.462% | 77.97% | 0% | 1.437% | 0% | 100%
Sites-Based | FCZ17 | Food Stores | 0% | 0% | 0% | 0% | 0% | 0% | 0% | 0% | 62.24% | 21.82% | 14.42% | 1.526% | 100%
Sites-Based | FCZ17 | Health Care | 0% | 0% | 0% | 0% | 0% | 0% | 4.196% | 0% | 87.02% | 7.905% | 0.8793% | 0% | 100%
Sites-Based | FCZ17 | Lodging | 0% | 0% | 0% | 0% | 0% | 0% | 0% | 0% | 60.72% | 17.15% | 22.13% | 0% | 100%
Sites-Based | FCZ17 | Miscellaneous | 0% | 0% | 0% | 0% | 0% | 0% | 0.2342% | 0% | 71.92% | 17.15% | 10.7% | 0% | 100%
Sites-Based | FCZ17 | Office, Large | 0% | 0% | 0% | 0% | 0% | 0% | 0% | 40.31% | 27.08% | 9.652% | 22.96% | 0% | 100%
Sites-Based | FCZ17 | Office, Small | 0% | 0% | 0% | 0% | 0% | 0% | 0% | 0% | 74.37% | 7.161% | 18.47% | 0% | 100%
Sites-Based | FCZ17 | Refrigerated Warehouse | 0% | 0% | 0% | 0% | 0% | 0% | 0% | 0% | 46.52% | 0% | 53.48% | 0% | 100%
Sites-Based | FCZ17 | Restaurant | 0% | 0% | 0% | 0% | 0% | 0% | 0% | 0% | 70.28% | 12.67% | 16.29% | 0.76% | 100%
Sites-Based | FCZ17 | Retail | 0% | 0% | 0% | 0% | 0% | 0% | 0% | 0.151% | 74.68% | 12.82% | 9.168% | 3.186% | 100%
Sites-Based | FCZ17 | School | 0% | 0% | 0% | 0% | 0% | 0% | 0% | 0% | 53.57% | 37.47% | 8.958% | 0% | 100%
Sites-Based | FCZ17 | Warehouse | 0% | 0% | 0% | 0% | 0% | 0% | 0% | 0% | 94.15% | 3.672% | 2.175% | 0% | 100%
Sites-Based | FCZ17 | All Commercial | 0% | 0% | 0% | 0% | 0% | 0% | 0.3708% | 0.4748% | 73.72% | 12.09% | 12.37% | 0.9725% | 100%

## Heatinging Equipment Upgrade
Heating Equipment Upgraded By Planning Area, Utility & Forecast Zone
Statewide - Participating Utilities1 + Nonparticipating Utilities2 + Non-Surveyed Forecast Zones3 (FCZ)
Utility xxx Tot - Utility xxx Planning Area (Participating Utility xxx + Nonparticipating Utilities within the planning area of Utility xxx)
Utility xxx - Participating Utility xxx
FCZ xx Tot - Participating Utility Forecast Zone Total (FZC xx + Nonparticipating Utilities within the planning area of the corresponding Utility)
FCZ xx - Participating Utility Forecast zone
1- Participating Utilities: PG&E, SCE, SDG&E, LADWP, SMUD
2- Non-Participating Utilities: Other utilities operating within the areas covered by CEUS survey
3- Forecast Zones (FCZ): Climate zones defined for the Energy Commission's Forecast (FCZ01-FCZ17)
Notes
Year Unknown- Indicates there have been upgrades but specific information was not available
Not Available - Indicates no data was available to determine if there have been any upgrades
No Upgrades Reported- Indicates there have not been any upgrades
New Construction- At the time of the survey, sites up to four-years old were considered as "New Construction" (heating equipment installed at the time of construction is at least up to the code, but not considered as upgrade)
A Note on how to read the data:
Reading the first row - Statewide, of all Colleges that reported heating equipment upgrades, 0.00% of them (as weighted by floorspace), upgraded heating equipment in only 0%-10% of their floorspace; 0.00% of Colleges upgraded heating equipment in 10%-20% of their floorspace, and so on ….
Column O shows the percentage of floorspace of Collages where 100% of Heating equipment was upgraded
The Sites-Based data (rows 585-1143) is read in a similar manner, but the percentages represent % of the number of Commercial sites
Calculation Method | Statewide/ Utility/ FCZ | Building Type | 0%< X <10% | 10%<= X <20% | 20%<= X <30% | 30%<= X <40% | 40%<= X <50% | 50%<= X <60% | 60%<= X <70% | 70%<= X <80% | 80%<= X <90% | 90%<= X <100% | 100% | % Unknown | Not Available | No Upgrades | New Construction | Total | ← % of floorspace heating equipment Upgraded
Floorspace-Based | Statewide | College | 0% | 0% | 0.3716% | 0.4438% | 1.679% | 0.1717% | 0.1738% | 0.1495% | 0.1403% | 0.3989% | 23.38% | 54.89% | 1.369% | 16.14% | 0.6937% | 100% | ↓ % of Commercial floorspace
Floorspace-Based | Statewide | Food Stores | 0% | 0% | 0.1019% | 0.07594% | 0% | 0.6597% | 0% | 0% | 0.03711% | 0% | 1.974% | 58.72% | 11.49% | 24.7% | 2.24% | 100%
Floorspace-Based | Statewide | Health Care | 0.2656% | 0.634% | 0.6103% | 0.6529% | 0.2129% | 1.918% | 0.3547% | 0.7073% | 0.4939% | 0.3025% | 5.678% | 52.71% | 4.755% | 26.69% | 4.016% | 100%
Floorspace-Based | Statewide | Lodging | 0.9452% | 1.234% | 0.475% | 0.315% | 0% | 1.077% | 0.1015% | 0.579% | 0.044% | 0.229% | 6.366% | 50.46% | 7.764% | 24.99% | 5.418% | 100%
Floorspace-Based | Statewide | Miscellaneous | 0.04839% | 0.3076% | 0.3755% | 0.3159% | 0.2887% | 1.615% | 0.4312% | 0.3732% | 0.2824% | 0.0534% | 4.82% | 58.66% | 7.984% | 22.19% | 2.253% | 100%
Floorspace-Based | Statewide | Office, Large | 0.2278% | 0.3125% | 0.1294% | 0.524% | 0.02661% | 3.004% | 0.3183% | 0.3165% | 0.08969% | 0.1584% | 10.83% | 51.76% | 3.721% | 26.97% | 1.6% | 100%
Floorspace-Based | Statewide | Office, Small | 0% | 0.06177% | 0.4309% | 0.1465% | 0.01137% | 0.6739% | 0.2128% | 0.3401% | 0.1047% | 0.08588% | 5.136% | 62.24% | 7.457% | 22.08% | 1.018% | 100%
Floorspace-Based | Statewide | Refrigerated Warehouse | 0.07943% | 0.5342% | 0% | 0% | 0% | 0% | 0% | 0% | 0% | 0% | 0.3752% | 40.78% | 15.78% | 29.4% | 13.05% | 100%
Floorspace-Based | Statewide | Restaurant | 0.1309% | 0.06642% | 0.558% | 0.2782% | 0.09654% | 0.5716% | 0.03493% | 0.1153% | 0% | 0.01946% | 3.15% | 59.03% | 10.37% | 23.72% | 1.861% | 100%
Floorspace-Based | Statewide | Retail | 0.02568% | 0.3139% | 0.1932% | 0.1982% | 0.1127% | 0.7806% | 0.06194% | 0.1889% | 0.06139% | 0.02519% | 4.919% | 48.03% | 11.11% | 31.05% | 2.925% | 100%
Floorspace-Based | Statewide | School | 0.3094% | 0.4324% | 0.665% | 0.03445% | 1.001% | 1.741% | 0.9944% | 0.7164% | 0.4129% | 0.9742% | 7.135% | 58.78% | 6.175% | 20.38% | 0.2523% | 100%
Floorspace-Based | Statewide | Warehouse | 0.06833% | 0.252% | 0.2911% | 0.0769% | 0.03603% | 0.6419% | 0.1372% | 0.3538% | 1.001% | 0% | 4.015% | 38.76% | 11.62% | 39.13% | 3.615% | 100%
Floorspace-Based | Statewide | All Commercial | 0.1504% | 0.3326% | 0.3395% | 0.2725% | 0.2457% | 1.351% | 0.2879% | 0.3587% | 0.296% | 0.1674% | 6.574% | 52.55% | 7.883% | 26.66% | 2.536% | 100%
Floorspace-Based | PG&E Tot | College | 0% | 0% | 0% | 0% | 0% | 0% | 0% | 0.04386% | 0% | 0% | 15.92% | 70.96% | 2.165% | 10.04% | 0.8681% | 100%
Floorspace-Based | PG&E Tot | Food Stores | 0% | 0% | 0.2382% | 0.2173% | 0% | 0.1007% | 0% | 0% | 0% | 0% | 3.132% | 53.86% | 12.01% | 28.55% | 1.9% | 100%
Floorspace-Based | PG&E Tot | Health Care | 0.6824% | 0.3887% | 1.08% | 0.877% | 0.5471% | 1.197% | 0.5773% | 1.508% | 0.909% | 0.06819% | 5.57% | 41.99% | 1.907% | 38.14% | 4.552% | 100%
Floorspace-Based | PG&E Tot | Lodging | 0.2135% | 0% | 0.169% | 0.7185% | 0% | 2.205% | 0% | 0.1637% | 0.1004% | 0.3229% | 6.421% | 53.74% | 3.914% | 29.51% | 2.519% | 100%
Floorspace-Based | PG&E Tot | Miscellaneous | 0.1001% | 0.4988% | 0.4442% | 0.2099% | 0.4529% | 1.321% | 0.4758% | 0.6379% | 0.4788% | 0.1153% | 4.236% | 57.33% | 6.318% | 24.14% | 3.237% | 100%
Floorspace-Based | PG&E Tot | Office, Large | 0% | 0.1379% | 0% | 0.7101% | 0.06309% | 3.617% | 0.7547% | 0.3954% | 0.06781% | 0.114% | 13.71% | 48.83% | 3.212% | 25.52% | 2.861% | 100%
Floorspace-Based | PG&E Tot | Office, Small | 0% | 0.08584% | 0.3417% | 0.2085% | 0.029% | 0.8839% | 0.1555% | 0.2877% | 0.2081% | 0.1332% | 5.902% | 56.29% | 7.059% | 26.98% | 1.437% | 100%
Floorspace-Based | PG&E Tot | Refrigerated Warehouse | 0.2136% | 1.436% | 0% | 0% | 0% | 0% | 0% | 0% | 0% | 0% | 0.6625% | 48.12% | 10.5% | 24.28% | 14.79% | 100%
Floorspace-Based | PG&E Tot | Restaurant | 0.3956% | 0.1409% | 0.6132% | 0.08453% | 0% | 0.7052% | 0% | 0.05445% | 0% | 0.05877% | 5.562% | 54.11% | 12.24% | 23.64% | 2.394% | 100%
Floorspace-Based | PG&E Tot | Retail | 0.08736% | 0.849% | 0.4974% | 0.1334% | 0.3369% | 1.001% | 0.1024% | 0.1574% | 0.1215% | 0.0857% | 3.511% | 45.17% | 14.46% | 30.38% | 3.1% | 100%
Floorspace-Based | PG&E Tot | School | 0.5749% | 1.602% | 1.727% | 0% | 1.738% | 2.343% | 0.7028% | 1.085% | 1.035% | 1.141% | 5.395% | 60.84% | 9.024% | 12.63% | 0.1567% | 100%
Floorspace-Based | PG&E Tot | Warehouse | 0.02861% | 0.07413% | 0.2981% | 0.2546% | 0.07412% | 1.138% | 0.1339% | 0.4608% | 0% | 0% | 6.049% | 35.37% | 9.634% | 40.01% | 6.478% | 100%
Floorspace-Based | PG&E Tot | All Commercial | 0.1353% | 0.3906% | 0.4151% | 0.3379% | 0.2981% | 1.615% | 0.3595% | 0.4777% | 0.2795% | 0.1607% | 6.817% | 51.57% | 6.965% | 26.96% | 3.221% | 100%
Floorspace-Based | SCE Tot | College | 0% | 0% | 0.9177% | 1.096% | 4.147% | 0.4241% | 0.4291% | 0% | 0.3465% | 0.9851% | 17.05% | 48.9% | 1.215% | 23.94% | 0.5565% | 100%
Floorspace-Based | SCE Tot | Food Stores | 0% | 0% | 0.02278% | 0% | 0% | 1.404% | 0% | 0% | 0.08926% | 0% | 1.738% | 60.51% | 16.06% | 17.61% | 2.561% | 100%
Floorspace-Based | SCE Tot | Health Care | 0% | 1.322% | 0.3319% | 0.8534% | 0% | 3.867% | 0.3562% | 0.245% | 0% | 0.7559% | 5.008% | 54.67% | 7.85% | 20.37% | 4.368% | 100%
Floorspace-Based | SCE Tot | Lodging | 2.554% | 0.5009% | 0.417% | 0% | 0% | 0.1836% | 0% | 1.4% | 0% | 0.2623% | 5.263% | 52.45% | 14.36% | 19.01% | 3.6% | 100%
Floorspace-Based | SCE Tot | Miscellaneous | 0% | 0.2282% | 0.3489% | 0.5904% | 0.2203% | 0.9995% | 0.5222% | 0.1191% | 0% | 0% | 5.5% | 57.44% | 11.67% | 20.97% | 1.392% | 100%
Floorspace-Based | SCE Tot | Office, Large | 0.8077% | 0.9018% | 0.4587% | 0.7959% | 0% | 2.811% | 0% | 0.0888% | 0.2166% | 0% | 8.862% | 46.13% | 7.304% | 30.7% | 0.9194% | 100%
Floorspace-Based | SCE Tot | Office, Small | 0% | 0% | 0.6154% | 0.1414% | 0% | 0.4206% | 0.3056% | 0.3706% | 0% | 0% | 5.018% | 61.86% | 9.371% | 20.89% | 1.014% | 100%
Floorspace-Based | SCE Tot | Refrigerated Warehouse | 0% | 0% | 0% | 0% | 0% | 0% | 0% | 0% | 0% | 0% | 0.2685% | 31.1% | 21.21% | 33.43% | 13.99% | 100%
Floorspace-Based | SCE Tot | Restaurant | 0% | 0% | 0.641% | 0.5402% | 0.2253% | 0.3796% | 0% | 0.2271% | 0% | 0% | 1.989% | 58.53% | 11.07% | 24.77% | 1.629% | 100%
Floorspace-Based | SCE Tot | Retail | 0% | 0.1375% | 0% | 0.3403% | 0.02925% | 0.9709% | 0.06815% | 0.3054% | 0.05494% | 0% | 6.538% | 46.01% | 11.37% | 30.62% | 3.553% | 100%
Floorspace-Based | SCE Tot | School | 0.3274% | 0% | 0.422% | 0.07309% | 1.129% | 2.351% | 0.8727% | 0.8988% | 0.1513% | 1.015% | 4.625% | 56.75% | 3.763% | 27.18% | 0.4401% | 100%
Floorspace-Based | SCE Tot | Warehouse | 0.02476% | 0.3581% | 0.276% | 0.0156% | 0.02556% | 0.4381% | 0.1572% | 0.0539% | 1.542% | 0% | 3.277% | 36.56% | 13.1% | 41.29% | 2.881% | 100%
Floorspace-Based | SCE Tot | All Commercial | 0.2287% | 0.3131% | 0.3395% | 0.344% | 0.328% | 1.184% | 0.2617% | 0.2719% | 0.4071% | 0.1809% | 5.545% | 49.11% | 10.38% | 28.74% | 2.361% | 100%
Floorspace-Based | SDG&E Tot | College | 0% | 0% | 0% | 0% | 0% | 0% | 0% | 1.035% | 0% | 0% | 7.827% | 76.18% | 0.664% | 13.55% | 0.7417% | 100%
Floorspace-Based | SDG&E Tot | Food Stores | 0% | 0% | 0.09692% | 0% | 0% | 0% | 0% | 0% | 0% | 0% | 0.7342% | 56.79% | 2.081% | 39.8% | 0.4948% | 100%
Floorspace-Based | SDG&E Tot | Health Care | 0% | 0% | 0% | 0% | 0% | 0.3597% | 0% | 0% | 0% | 0% | 12.29% | 59.26% | 0.6848% | 23.43% | 3.972% | 100%
Floorspace-Based | SDG&E Tot | Lodging | 0% | 8.004% | 1.367% | 0% | 0% | 0.3681% | 0% | 0% | 0% | 0% | 12.2% | 36.6% | 6.425% | 22.84% | 12.19% | 100%
Floorspace-Based | SDG&E Tot | Miscellaneous | 0% | 0.03414% | 0.3741% | 0.2846% | 0.08013% | 3.854% | 0.1815% | 0.06234% | 0.239% | 0% | 3.97% | 57.88% | 6.905% | 23.2% | 2.932% | 100%
Floorspace-Based | SDG&E Tot | Office, Large | 0% | 0% | 0% | 0% | 0% | 1.502% | 0% | 1.275% | 0% | 0.405% | 7.612% | 47.73% | 1.6% | 39% | 0.8797% | 100%
Floorspace-Based | SDG&E Tot | Office, Small | 0% | 0.234% | 0.4232% | 0.09735% | 0% | 1.106% | 0.3103% | 0.4192% | 0.1928% | 0% | 5.203% | 67.23% | 6.365% | 18.07% | 0.3485% | 100%
Floorspace-Based | SDG&E Tot | Refrigerated Warehouse | 0% | 0% | 0% | 0% | 0% | 0% | 0% | 0% | 0% | 0% | 0% | 14.86% | 0% | 81.63% | 3.509% | 100%
Floorspace-Based | SDG&E Tot | Restaurant | 0% | 0.229% | 0.9309% | 0% | 0% | 0.7026% | 0% | 0% | 0% | 0% | 3.171% | 64.11% | 5.794% | 22.34% | 2.724% | 100%
Floorspace-Based | SDG&E Tot | Retail | 0% | 0% | 0% | 0% | 0% | 0.2436% | 0% | 0% | 0% | 0% | 4.024% | 48.76% | 11.54% | 34.27% | 1.163% | 100%
Floorspace-Based | SDG&E Tot | School | 0% | 0% | 0% | 0% | 0% | 0% | 4.562% | 0% | 0% | 2.179% | 20.2% | 42.75% | 3.101% | 27.21% | 0% | 100%
Floorspace-Based | SDG&E Tot | Warehouse | 0.323% | 0% | 1.149% | 0% | 0% | 2.011% | 0% | 0% | 0% | 0% | 5.126% | 52.1% | 4.721% | 33.01% | 1.555% | 100%
Floorspace-Based | SDG&E Tot | All Commercial | 0.01454% | 0.656% | 0.3115% | 0.07317% | 0.01749% | 1.395% | 0.4057% | 0.3268% | 0.07404% | 0.2221% | 7.208% | 54.24% | 5.207% | 27.47% | 2.384% | 100%
Floorspace-Based | LADWP Tot | College | 0% | 0% | 0% | 0% | 0% | 0% | 0% | 0% | 0% | 0% | 95.47% | 3.632% | 0.8359% | 0.06543% | 0% | 100%
Floorspace-Based | LADWP Tot | Food Stores | 0% | 0% | 0% | 0% | 0% | 0% | 0% | 0% | 0% | 0% | 0.1597% | 72.18% | 4.142% | 19.72% | 3.792% | 100%
Floorspace-Based | LADWP Tot | Health Care | 0% | 0% | 0% | 0% | 0% | 0% | 0% | 0% | 1.589% | 0% | 0% | 82.74% | 11.37% | 4.299% | 0% | 100%
Floorspace-Based | LADWP Tot | Lodging | 0% | 0% | 0% | 0% | 0% | 0% | 1.326% | 0% | 0% | 0% | 1.013% | 50.7% | 5.275% | 23.41% | 18.27% | 100%
Floorspace-Based | LADWP Tot | Miscellaneous | 0% | 0% | 0% | 0% | 0% | 2.177% | 0% | 0% | 0% | 0% | 3.522% | 74.93% | 7.174% | 12.19% | 0% | 100%
Floorspace-Based | LADWP Tot | Office, Large | 0% | 0% | 0% | 0% | 0% | 2.751% | 0% | 0% | 0% | 0% | 6.702% | 73.84% | 0.9195% | 15.49% | 0.2965% | 100%
Floorspace-Based | LADWP Tot | Office, Small | 0% | 0% | 0% | 0% | 0% | 0% | 0% | 0% | 0% | 0% | 0% | 89.67% | 4.896% | 5.431% | 0% | 100%
Floorspace-Based | LADWP Tot | Refrigerated Warehouse | 0% | 0% | 0% | 0% | 0% | 0% | 0% | 0% | 0% | 0% | 0% | 64.77% | 18.58% | 16.66% | 0% | 100%
Floorspace-Based | LADWP Tot | Restaurant | 0% | 0% | 0% | 0% | 0% | 0% | 0% | 0% | 0% | 0% | 0% | 75.48% | 8.877% | 15.41% | 0.2345% | 100%
Floorspace-Based | LADWP Tot | Retail | 0% | 0% | 0.2354% | 0% | 0% | 0% | 0% | 0% | 0% | 0% | 1.118% | 65.98% | 4.234% | 27.72% | 0.7103% | 100%
Floorspace-Based | LADWP Tot | School | 0% | 0% | 0% | 0% | 0% | 0% | 0% | 0% | 0% | 0% | 10.72% | 69.23% | 11.18% | 8.874% | 0% | 100%
Floorspace-Based | LADWP Tot | Warehouse | 0% | 0% | 0% | 0% | 0% | 0% | 0% | 0% | 0% | 0% | 0% | 84.9% | 6.348% | 8.756% | 0% | 100%
Floorspace-Based | LADWP Tot | All Commercial | 0% | 0% | 0.03119% | 0% | 0% | 1.056% | 0.05746% | 0% | 0.08076% | 0% | 8.369% | 70% | 5.368% | 13.96% | 1.077% | 100%
Floorspace-Based | SMUD Tot | College | 0% | 0% | 0% | 0% | 0% | 0% | 0% | 0% | 0% | 0% | 2.551% | 52.44% | 0% | 42.32% | 2.693% | 100%
Floorspace-Based | SMUD Tot | Food Stores | 0% | 0% | 0% | 0% | 0% | 0.9583% | 0% | 0% | 0% | 0% | 1.673% | 54.59% | 0.3861% | 40.16% | 2.235% | 100%
Floorspace-Based | SMUD Tot | Health Care | 0% | 0% | 1.492% | 0% | 0% | 0% | 0% | 0.6759% | 0% | 0% | 6.784% | 54.38% | 1.455% | 30.72% | 4.492% | 100%
Floorspace-Based | SMUD Tot | Lodging | 0% | 0% | 4.337% | 0% | 0% | 0% | 0% | 2.213% | 0% | 0% | 5.055% | 35.36% | 0% | 48.07% | 4.959% | 100%
Floorspace-Based | SMUD Tot | Miscellaneous | 0.05797% | 0% | 0.542% | 0% | 0% | 3.205% | 0.705% | 0.9414% | 1.015% | 0% | 11.7% | 53.79% | 1.388% | 26.61% | 0.04781% | 100%
Floorspace-Based | SMUD Tot | Office, Large | 0% | 0% | 0% | 0% | 0% | 2.553% | 0% | 0% | 0% | 2% | 20.19% | 40.98% | 0% | 34.28% | 0% | 100%
Floorspace-Based | SMUD Tot | Office, Small | 0% | 0% | 0.3872% | 0% | 0% | 0.9225% | 0% | 0.954% | 0% | 0.8429% | 7.926% | 59.15% | 1.376% | 27.63% | 0.8142% | 100%
Floorspace-Based | SMUD Tot | Refrigerated Warehouse | 0% | 0% | 0% | 0% | 0% | 0% | 0% | 0% | 0% | 0% | 0% | 61.7% | 0% | 9.74% | 28.56% | 100%
Floorspace-Based | SMUD Tot | Restaurant | 0% | 0% | 0% | 0.4407% | 0% | 2.701% | 0.8212% | 0% | 0% | 0% | 4.287% | 48.92% | 2.071% | 38.2% | 2.552% | 100%
Floorspace-Based | SMUD Tot | Retail | 0% | 0% | 0.5203% | 0% | 0% | 0.2099% | 0% | 0% | 0% | 0% | 7.412% | 47.02% | 0.868% | 40.19% | 3.784% | 100%
Floorspace-Based | SMUD Tot | School | 0% | 0% | 0% | 0% | 0% | 0% | 0% | 0% | 1.55% | 0% | 8.426% | 68.55% | 5.45% | 15.96% | 0.0629% | 100%
Floorspace-Based | SMUD Tot | Warehouse | 1.62% | 0% | 0% | 0% | 0% | 0% | 0% | 9.09% | 0% | 0% | 6.897% | 47.86% | 9.758% | 24.78% | 0% | 100%
Floorspace-Based | SMUD Tot | All Commercial | 0.1532% | 0% | 0.4558% | 0.01349% | 0% | 1.241% | 0.1607% | 1.182% | 0.3325% | 0.3839% | 9.568% | 51.5% | 2.066% | 31.16% | 1.784% | 100%
Floorspace-Based | FCZ01 Tot | College | 0% | 0% | 0% | 0% | 0% | 0% | 0% | 0.1081% | 0% | 0% | 2.845% | 94.35% | 1.107% | 0.7733% | 0.8204% | 100%
Floorspace-Based | FCZ01 Tot | Food Stores | 0% | 0% | 0% | 0% | 0% | 0% | 0% | 0% | 0% | 0% | 1.428% | 67.27% | 4.786% | 25.78% | 0.7335% | 100%
Floorspace-Based | FCZ01 Tot | Health Care | 0% | 0% | 0% | 0.2425% | 0% | 0% | 0.9014% | 2.888% | 0% | 0% | 9.245% | 36.53% | 1.744% | 46.28% | 2.168% | 100%
Floorspace-Based | FCZ01 Tot | Lodging | 0% | 0% | 0% | 0.7743% | 0% | 2.473% | 0% | 0% | 0% | 0.3118% | 12.25% | 52.91% | 4.5% | 24.26% | 2.52% | 100%
Floorspace-Based | FCZ01 Tot | Miscellaneous | 0% | 0.2265% | 0% | 0.1005% | 0.1743% | 1.191% | 0.5721% | 0.763% | 0.1684% | 0% | 4.445% | 63.67% | 5.613% | 20.43% | 2.647% | 100%
Floorspace-Based | FCZ01 Tot | Office, Large | 0% | 0% | 0% | 0% | 0.07443% | 4.076% | 0.7498% | 0% | 0.07999% | 0% | 14.49% | 51.51% | 1.998% | 23.71% | 3.312% | 100%
Floorspace-Based | FCZ01 Tot | Office, Small | 0% | 0% | 0.1037% | 0.2267% | 0% | 0.8355% | 0% | 0% | 0.4975% | 0% | 6.421% | 67.8% | 5.753% | 16.79% | 1.569% | 100%
Floorspace-Based | FCZ01 Tot | Refrigerated Warehouse | 0.6674% | 0% | 0% | 0% | 0% | 0% | 0% | 0% | 0% | 0% | 2.07% | 84.95% | 2.62% | 5.368% | 4.32% | 100%
Floorspace-Based | FCZ01 Tot | Restaurant | 0.7762% | 0% | 0.6675% | 0.1659% | 0% | 0.283% | 0% | 0% | 0% | 0% | 3.559% | 61.75% | 12.26% | 18.85% | 1.694% | 100%
Floorspace-Based | FCZ01 Tot | Retail | 0% | 0% | 0.05176% | 0.0757% | 0% | 0.1136% | 0% | 0% | 0% | 0.2044% | 2.902% | 53.12% | 11.05% | 27.82% | 4.667% | 100%
Floorspace-Based | FCZ01 Tot | School | 0% | 0.6822% | 1.471% | 0% | 0% | 2.207% | 0.518% | 0% | 0% | 1.649% | 4.256% | 67.89% | 13.64% | 7.456% | 0.2363% | 100%
Floorspace-Based | FCZ01 Tot | Warehouse | 0% | 0.2207% | 0.551% | 0% | 0% | 0% | 0% | 1.216% | 0% | 0% | 9.882% | 58.78% | 3.086% | 25.38% | 0.8846% | 100%
Floorspace-Based | FCZ01 Tot | All Commercial | 0.02408% | 0.1041% | 0.1235% | 0.1061% | 0.0681% | 1.751% | 0.4355% | 0.4492% | 0.1051% | 0.1006% | 8.112% | 58.71% | 4.927% | 22.41% | 2.573% | 100%
Floorspace-Based | FCZ02 Tot | College | 0% | 0% | 0% | 0% | 0% | 0% | 0% | 0% | 0% | 0% | 0% | 88.37% | 6.049% | 5.581% | 0% | 100%
Floorspace-Based | FCZ02 Tot | Food Stores | 0% | 0% | 0% | 0% | 0% | 0.4859% | 0% | 0% | 0% | 0% | 7.399% | 51.43% | 20.31% | 19.23% | 1.146% | 100%
Floorspace-Based | FCZ02 Tot | Health Care | 2.843% | 0% | 0.4576% | 0% | 0% | 2.992% | 1.219% | 0% | 0.5839% | 0% | 2.785% | 55.26% | 2.969% | 26.73% | 4.168% | 100%
Floorspace-Based | FCZ02 Tot | Lodging | 0% | 0% | 0% | 0.1859% | 0% | 3.731% | 0% | 0% | 0% | 0.3276% | 2.17% | 59.5% | 1.83% | 31.44% | 0.8158% | 100%
Floorspace-Based | FCZ02 Tot | Miscellaneous | 0% | 0% | 0.5761% | 1.359% | 0% | 3.951% | 0% | 2.513% | 3.683% | 0.7257% | 7.622% | 51.21% | 4.108% | 21.36% | 2.896% | 100%
Floorspace-Based | FCZ02 Tot | Office, Large | 0% | 0% | 0% | 3.701% | 0% | 5.517% | 4.058% | 0% | 0% | 3.882% | 27.94% | 34.05% | 0% | 20.86% | 0% | 100%
Floorspace-Based | FCZ02 Tot | Office, Small | 0% | 0% | 0.9576% | 0% | 0% | 0.781% | 0.5271% | 0% | 0% | 1.133% | 10.71% | 57.76% | 2.431% | 25.08% | 0.6262% | 100%
Floorspace-Based | FCZ02 Tot | Refrigerated Warehouse | 0% | 7.345% | 0% | 0% | 0% | 0% | 0% | 0% | 0% | 0% | 0% | 83.73% | 1.511% | 7.411% | 0% | 100%
Floorspace-Based | FCZ02 Tot | Restaurant | 0% | 0% | 2.404% | 0% | 0% | 1.744% | 0% | 0.6191% | 0% | 0% | 8.277% | 55.4% | 11.43% | 17.29% | 2.841% | 100%
Floorspace-Based | FCZ02 Tot | Retail | 0% | 0% | 0% | 0.5066% | 0% | 2.533% | 0% | 0% | 0.1021% | 0% | 10.22% | 53.16% | 11.88% | 19.7% | 1.904% | 100%
Floorspace-Based | FCZ02 Tot | School | 0% | 0% | 1.813% | 0% | 4.873% | 3.763% | 1.443% | 0% | 3.291% | 0% | 15.69% | 62.51% | 1.517% | 5.104% | 0% | 100%
Floorspace-Based | FCZ02 Tot | Warehouse | 0% | 0% | 0.8693% | 0% | 0% | 0.7654% | 0% | 0% | 0% | 0% | 1.924% | 40.16% | 2.703% | 19.59% | 33.99% | 100%
Floorspace-Based | FCZ02 Tot | All Commercial | 0.1925% | 0.2761% | 0.4744% | 0.5662% | 0.2603% | 2.712% | 0.4619% | 0.4855% | 0.9178% | 0.5695% | 7.637% | 55.28% | 4.466% | 21.87% | 3.824% | 100%
Floorspace-Based | FCZ03 Tot | College | 0% | 0% | 0% | 0% | 0% | 0% | 0% | 0% | 0% | 0% | 73.93% | 22.43% | 3.55% | 0.09123% | 0% | 100%
Floorspace-Based | FCZ03 Tot | Food Stores | 0% | 0% | 0% | 0% | 0% | 0% | 0% | 0% | 0% | 0% | 7.455% | 55.66% | 14.94% | 19.93% | 2.013% | 100%
Floorspace-Based | FCZ03 Tot | Health Care | 0% | 6.551% | 5.008% | 0.915% | 0% | 1.248% | 0% | 0% | 12.83% | 0% | 6.419% | 37.1% | 1.448% | 19.26% | 9.213% | 100%
Floorspace-Based | FCZ03 Tot | Lodging | 0% | 0% | 0% | 0% | 0% | 0% | 0% | 0% | 0% | 0% | 5.902% | 22.44% | 12.76% | 58.9% | 0% | 100%
Floorspace-Based | FCZ03 Tot | Miscellaneous | 0% | 0% | 0% | 0% | 3.879% | 0.304% | 0% | 0% | 0% | 1.556% | 4.789% | 49.81% | 20.85% | 18.14% | 0.6766% | 100%
Floorspace-Based | FCZ03 Tot | Office, Large | 0% | 0% | 0% | 82.03% | 0% | 0% | 0% | 0% | 0% | 0% | 0% | 6.872% | 0% | 11.1% | 0% | 100%
Floorspace-Based | FCZ03 Tot | Office, Small | 0% | 0% | 0% | 0% | 0% | 2.457% | 0% | 0% | 0% | 0% | 8.059% | 45.52% | 12.78% | 29.72% | 1.465% | 100%
Floorspace-Based | FCZ03 Tot | Refrigerated Warehouse | 0% | 0% | 0% | 0% | 0% | 0% | 0% | 0% | 0% | 0% | 0% | 89.09% | 0% | 10.91% | 0% | 100%
Floorspace-Based | FCZ03 Tot | Restaurant | 0% | 0% | 0% | 0% | 0% | 6.392% | 0% | 0% | 0% | 0% | 3.727% | 67.13% | 2.234% | 20.51% | 0% | 100%
Floorspace-Based | FCZ03 Tot | Retail | 0% | 0.895% | 0.7134% | 0% | 0% | 1.392% | 0% | 0% | 0% | 0% | 6.688% | 50.67% | 9.52% | 27.07% | 3.049% | 100%
Floorspace-Based | FCZ03 Tot | School | 0% | 2.148% | 0% | 0% | 15.3% | 3.09% | 4.431% | 0% | 5.533% | 0% | 6.233% | 52.2% | 4.942% | 6.126% | 0% | 100%
Floorspace-Based | FCZ03 Tot | Warehouse | 0% | 0% | 0% | 0% | 0% | 0% | 0% | 0% | 0% | 0% | 7.695% | 35.22% | 6.659% | 49.95% | 0.4799% | 100%
Floorspace-Based | FCZ03 Tot | All Commercial | 0% | 0.741% | 0.3172% | 3.216% | 3.594% | 1.162% | 0.6814% | 0% | 1.461% | 0.4984% | 10.64% | 43.88% | 11.52% | 21.08% | 1.212% | 100%
Floorspace-Based | FCZ04 Tot | College | 0% | 0% | 0% | 0% | 0% | 0% | 0% | 0% | 0% | 0% | 0% | 76.43% | 1.334% | 19.41% | 2.818% | 100%
Floorspace-Based | FCZ04 Tot | Food Stores | 0% | 0% | 1.243% | 1.134% | 0% | 0.244% | 0% | 0% | 0% | 0% | 7.239% | 37.61% | 11.2% | 37.22% | 4.112% | 100%
Floorspace-Based | FCZ04 Tot | Health Care | 2.924% | 1.584% | 6.099% | 4.5% | 0.7028% | 4.344% | 0% | 0.4229% | 0.7553% | 0.5085% | 1.075% | 54.07% | 1.645% | 19.33% | 2.042% | 100%
Floorspace-Based | FCZ04 Tot | Lodging | 2.811% | 0% | 0% | 4.626% | 0% | 2.442% | 0% | 1.289% | 0% | 1.406% | 0.7752% | 35.09% | 4.538% | 43.13% | 3.896% | 100%
Floorspace-Based | FCZ04 Tot | Miscellaneous | 0.246% | 0.2314% | 1.553% | 0.2098% | 0.5543% | 2.118% | 0.27% | 0.1644% | 0.4356% | 0% | 5.436% | 37.23% | 6.112% | 40.63% | 4.813% | 100%
Floorspace-Based | FCZ04 Tot | Office, Large | 0% | 2.312% | 0% | 0% | 0% | 0% | 0% | 4.419% | 0% | 0% | 0% | 16.24% | 25.45% | 50.68% | 0.8985% | 100%
Floorspace-Based | FCZ04 Tot | Office, Small | 0% | 0.5425% | 0.8687% | 0.3914% | 0% | 1.151% | 0.5914% | 1.818% | 0% | 0% | 4.076% | 24.68% | 7.013% | 57.36% | 1.511% | 100%
Floorspace-Based | FCZ04 Tot | Refrigerated Warehouse | 0% | 0% | 0% | 0% | 0% | 0% | 0% | 0% | 0% | 0% | 0% | 7.93% | 28.08% | 60.97% | 3.023% | 100%
Floorspace-Based | FCZ04 Tot | Restaurant | 0% | 1.12% | 0.4897% | 0% | 0% | 0% | 0% | 0% | 0% | 0% | 17.77% | 25% | 12.09% | 39.8% | 3.736% | 100%
Floorspace-Based | FCZ04 Tot | Retail | 0.4914% | 3.677% | 2.164% | 0.2869% | 1.895% | 2.346% | 0.1859% | 0.8853% | 0.6258% | 0% | 3.526% | 27.8% | 18.08% | 36.43% | 1.597% | 100%
Floorspace-Based | FCZ04 Tot | School | 3.49% | 7.012% | 3.706% | 0% | 0% | 1.027% | 0% | 3.453% | 0% | 3.124% | 2.737% | 44.23% | 2.295% | 28.52% | 0.407% | 100%
Floorspace-Based | FCZ04 Tot | Warehouse | 0.07453% | 0% | 0.1555% | 0.6634% | 0.1931% | 0.854% | 0.3489% | 0.1367% | 0% | 0% | 4.783% | 16.62% | 15.73% | 55.57% | 4.86% | 100%
Floorspace-Based | FCZ04 Tot | All Commercial | 0.567% | 1.191% | 1.283% | 0.6776% | 0.4237% | 1.417% | 0.2229% | 0.895% | 0.2063% | 0.2541% | 3.97% | 30.67% | 11.23% | 43.7% | 3.293% | 100%
Floorspace-Based | FCZ05 Tot | College | 0% | 0% | 0% | 0% | 0% | 0% | 0% | 0% | 0% | 0% | 10.55% | 45.36% | 2.317% | 41.77% | 0% | 100%
Floorspace-Based | FCZ05 Tot | Food Stores | 0% | 0% | 0% | 0% | 0% | 0% | 0% | 0% | 0% | 0% | 0% | 52.7% | 16.67% | 27.14% | 3.489% | 100%
Floorspace-Based | FCZ05 Tot | Health Care | 0% | 0% | 0.5529% | 0.87% | 0% | 1.886% | 0% | 0% | 2.755% | 0% | 2.218% | 36.1% | 3.034% | 38.26% | 14.32% | 100%
Floorspace-Based | FCZ05 Tot | Lodging | 0% | 0% | 0% | 0% | 0% | 0% | 0% | 0% | 1.431% | 0% | 2.361% | 44.68% | 8.054% | 38.63% | 4.848% | 100%
Floorspace-Based | FCZ05 Tot | Miscellaneous | 0% | 2.197% | 1.639% | 0.2714% | 0.8513% | 0.3669% | 0.3683% | 0% | 0.08781% | 0% | 0.9187% | 56.36% | 4.838% | 26.08% | 6.019% | 100%
Floorspace-Based | FCZ05 Tot | Office, Large | 0% | 0% | 0% | 0% | 0% | 0% | 0% | 3.902% | 0% | 0% | 10.9% | 74.83% | 0% | 10.37% | 0% | 100%
Floorspace-Based | FCZ05 Tot | Office, Small | 0% | 0% | 0% | 0.3433% | 0% | 0.8763% | 0% | 0% | 0% | 0% | 3.992% | 53.2% | 6.779% | 32.03% | 2.782% | 100%
Floorspace-Based | FCZ05 Tot | Refrigerated Warehouse | 0% | 0% | 0% | 0% | 0% | 0% | 0% | 0% | 0% | 0% | 0% | 5.735% | 14.3% | 32.42% | 47.55% | 100%
Floorspace-Based | FCZ05 Tot | Restaurant | 0% | 0% | 0% | 0% | 0% | 1.376% | 0% | 0% | 0% | 0.4011% | 3.395% | 46.47% | 14.12% | 30.31% | 3.926% | 100%
Floorspace-Based | FCZ05 Tot | Retail | 0% | 0% | 0.3852% | 0% | 0% | 1.366% | 0.4056% | 0% | 0% | 0% | 1.547% | 42.01% | 16.16% | 35.95% | 2.176% | 100%
Floorspace-Based | FCZ05 Tot | School | 0% | 0% | 2.263% | 0% | 0% | 4.181% | 0% | 2.841% | 1.163% | 0% | 8.291% | 44.87% | 15.34% | 21.05% | 0% | 100%
Floorspace-Based | FCZ05 Tot | Warehouse | 0% | 0% | 0% | 0% | 0% | 5.231% | 0% | 0% | 0% | 0% | 3.211% | 27.47% | 10.16% | 39.59% | 14.34% | 100%
Floorspace-Based | FCZ05 Tot | All Commercial | 0% | 0.4969% | 0.665% | 0.164% | 0.1926% | 1.58% | 0.1431% | 0.4402% | 0.3716% | 0.01134% | 3.346% | 45.84% | 8.969% | 31.05% | 6.726% | 100%
Floorspace-Based | FCZ06 Tot | College | 0% | 0% | 0% | 0% | 0% | 0% | 0% | 0% | 0% | 0% | 56.35% | 37.19% | 3.779% | 2.683% | 0% | 100%
Floorspace-Based | FCZ06 Tot | Food Stores | 0% | 0% | 0% | 0% | 0% | 0% | 0% | 0% | 0% | 0% | 1.198% | 35.46% | 24.45% | 38.47% | 0.4175% | 100%
Floorspace-Based | FCZ06 Tot | Health Care | 0% | 0% | 0% | 0% | 5.126% | 0% | 0% | 0% | 0% | 0% | 0% | 50.65% | 0.2817% | 39.16% | 4.786% | 100%
Floorspace-Based | FCZ06 Tot | Lodging | 0% | 0% | 1.139% | 0% | 0% | 0% | 0% | 0.4436% | 0% | 0% | 2.982% | 64.89% | 2.258% | 24.03% | 4.253% | 100%
Floorspace-Based | FCZ06 Tot | Miscellaneous | 1.269% | 1.794% | 0% | 0% | 0.2108% | 0% | 1.219% | 0% | 1.204% | 0% | 0.6737% | 58.32% | 8.879% | 24.32% | 2.105% | 100%
Floorspace-Based | FCZ06 Tot | Office, Large | 0% | 0% | 0% | 0% | 0% | 0% | 0% | 0% | 0% | 0% | 10.75% | 28.06% | 0% | 61.19% | 0% | 100%
Floorspace-Based | FCZ06 Tot | Office, Small | 0% | 0% | 0.3951% | 0% | 0.2373% | 0.3894% | 0% | 0% | 0% | 0% | 3.642% | 63.15% | 14.84% | 17.34% | 0% | 100%
Floorspace-Based | FCZ06 Tot | Refrigerated Warehouse | 0% | 0% | 0% | 0% | 0% | 0% | 0% | 0% | 0% | 0% | 0% | 27.75% | 7.413% | 24.28% | 40.56% | 100%
Floorspace-Based | FCZ06 Tot | Restaurant | 0% | 0% | 0% | 0% | 0% | 0% | 0% | 0% | 0% | 0% | 1.704% | 57.76% | 13.54% | 24.59% | 2.407% | 100%
Floorspace-Based | FCZ06 Tot | Retail | 0% | 1.693% | 0% | 0% | 0% | 0% | 0% | 0% | 0% | 0% | 1.49% | 37.99% | 24.04% | 32.82% | 1.957% | 100%
Floorspace-Based | FCZ06 Tot | School | 0% | 0% | 0% | 0% | 0% | 0% | 0% | 0% | 0.6765% | 0% | 0% | 95% | 1.196% | 3.132% | 0% | 100%
Floorspace-Based | FCZ06 Tot | Warehouse | 0% | 0% | 0% | 0% | 0% | 0% | 0% | 0% | 0% | 0% | 2.818% | 38.98% | 14.78% | 40.99% | 2.435% | 100%
Floorspace-Based | FCZ06 Tot | All Commercial | 0.2087% | 0.5175% | 0.2034% | 0% | 0.4179% | 0.05907% | 0.2004% | 0.0559% | 0.2519% | 0% | 6.648% | 53.82% | 9.952% | 25.44% | 2.225% | 100%
Floorspace-Based | FCZ07 Tot | College | 0% | 0% | 1.677% | 0% | 0% | 0% | 0% | 0% | 0% | 1.801% | 26.63% | 59.69% | 1.81% | 8.395% | 0% | 100%
Floorspace-Based | FCZ07 Tot | Food Stores | 0% | 0% | 0% | 0% | 0% | 0% | 0% | 0% | 0% | 0% | 1.861% | 65.31% | 15.79% | 16.55% | 0.4908% | 100%
Floorspace-Based | FCZ07 Tot | Health Care | 0% | 0.5844% | 0% | 0% | 0% | 4.945% | 0.187% | 0.4331% | 0% | 0.439% | 3.843% | 59.72% | 6.287% | 23.23% | 0.3328% | 100%
Floorspace-Based | FCZ07 Tot | Lodging | 3.598% | 0.296% | 0.6711% | 0% | 0% | 0.2954% | 0% | 0% | 0% | 0% | 1.611% | 54.42% | 16.63% | 18.45% | 4.03% | 100%
Floorspace-Based | FCZ07 Tot | Miscellaneous | 0% | 0% | 0.404% | 0.9226% | 0.3828% | 0.8859% | 0.8301% | 0.04233% | 0% | 0% | 4.154% | 65.93% | 13.86% | 11.17% | 1.424% | 100%
Floorspace-Based | FCZ07 Tot | Office, Large | 0% | 1.137% | 0% | 1.003% | 0% | 3.543% | 0% | 0% | 0% | 0% | 9.564% | 50% | 7.581% | 26.95% | 0.2215% | 100%
Floorspace-Based | FCZ07 Tot | Office, Small | 0% | 0% | 0.05244% | 0% | 0% | 0.3265% | 0.2697% | 0% | 0% | 0% | 4.093% | 73.19% | 8.993% | 12.12% | 0.9544% | 100%
Floorspace-Based | FCZ07 Tot | Refrigerated Warehouse | 0% | 0% | 0% | 0% | 0% | 0% | 0% | 0% | 0% | 0% | 0% | 43.48% | 33.85% | 22.67% | 0% | 100%
Floorspace-Based | FCZ07 Tot | Restaurant | 0% | 0% | 0% | 0.1965% | 0.3689% | 0.354% | 0% | 0% | 0% | 0% | 2.135% | 64.08% | 11.75% | 19.43% | 1.69% | 100%
Floorspace-Based | FCZ07 Tot | Retail | 0% | 0.1215% | 0% | 0.4941% | 0% | 0.5781% | 0.1183% | 0% | 0% | 0% | 2.131% | 58.16% | 13.21% | 23.79% | 1.4% | 100%
Floorspace-Based | FCZ07 Tot | School | 0% | 0% | 0% | 0% | 1.116% | 4.186% | 1.592% | 1.132% | 0% | 1.02% | 4.622% | 66.09% | 5.369% | 14.78% | 0.08872% | 100%
Floorspace-Based | FCZ07 Tot | Warehouse | 0% | 0.7619% | 0.4218% | 0.03319% | 0.05437% | 0.8946% | 0% | 0.1147% | 0.1211% | 0% | 3.967% | 61.74% | 10.93% | 19.44% | 1.522% | 100%
Floorspace-Based | FCZ07 Tot | All Commercial | 0.168% | 0.3587% | 0.2416% | 0.3631% | 0.1721% | 1.521% | 0.3082% | 0.1436% | 0.0221% | 0.1804% | 5.199% | 60.8% | 10.9% | 18.54% | 1.079% | 100%
Floorspace-Based | FCZ08 Tot | College | 0% | 0% | 0% | 0% | 19.45% | 1.002% | 0% | 0% | 0% | 0% | 0% | 25.47% | 0.4995% | 53.58% | 0% | 100%
Floorspace-Based | FCZ08 Tot | Food Stores | 0% | 0% | 0% | 0% | 0% | 0% | 0% | 0% | 0% | 0% | 2.324% | 61.14% | 3.282% | 31.98% | 1.272% | 100%
Floorspace-Based | FCZ08 Tot | Health Care | 0% | 0% | 0% | 0% | 0% | 0% | 3.715% | 0% | 0% | 0% | 9.846% | 67.86% | 0% | 18.58% | 0% | 100%
Floorspace-Based | FCZ08 Tot | Lodging | 4.008% | 0% | 0% | 0% | 0% | 0% | 0% | 0% | 0% | 0% | 1.987% | 83.44% | 6.404% | 4.166% | 0% | 100%
Floorspace-Based | FCZ08 Tot | Miscellaneous | 0% | 0% | 0% | 0% | 0% | 0% | 0% | 0% | 0% | 0% | 3.686% | 57.11% | 7.383% | 31.05% | 0.7672% | 100%
Floorspace-Based | FCZ08 Tot | Office, Large | 0% | 0% | 5.717% | 0% | 0% | 0% | 0% | 1.107% | 0% | 0% | 6.281% | 35.15% | 0% | 43.98% | 7.77% | 100%
Floorspace-Based | FCZ08 Tot | Office, Small | 0% | 0% | 0% | 1.595% | 0% | 0% | 0% | 0% | 0% | 0% | 3.378% | 66.49% | 4.734% | 23.1% | 0.7034% | 100%
Floorspace-Based | FCZ08 Tot | Refrigerated Warehouse | 0% | 0% | 0% | 0% | 0% | 0% | 0% | 0% | 0% | 0% | 0% | 95.78% | 4.218% | 0% | 0% | 100%
Floorspace-Based | FCZ08 Tot | Restaurant | 0% | 0% | 6.944% | 0% | 0% | 0% | 0% | 0% | 0% | 0% | 0.4646% | 69.61% | 3.981% | 19% | 0% | 100%
Floorspace-Based | FCZ08 Tot | Retail | 0% | 0.1601% | 0% | 0% | 0% | 0% | 0% | 0% | 0% | 0% | 0.9256% | 60.15% | 11.94% | 22.83% | 4.001% | 100%
Floorspace-Based | FCZ08 Tot | School | 0% | 0% | 0% | 0% | 0% | 0% | 0% | 0% | 2.44% | 0% | 0% | 74.29% | 0% | 21.93% | 1.346% | 100%
Floorspace-Based | FCZ08 Tot | Warehouse | 0% | 0% | 0% | 0% | 0% | 0% | 0% | 0% | 0% | 0% | 6.791% | 57.35% | 5.836% | 30.02% | 0% | 100%
Floorspace-Based | FCZ08 Tot | All Commercial | 0.2209% | 0.02425% | 1.012% | 0.1803% | 2.848% | 0.1468% | 0.1936% | 0.1461% | 0.216% | 0% | 2.904% | 55.51% | 4.322% | 30.3% | 1.976% | 100%
Floorspace-Based | FCZ09 Tot | College | 0% | 0% | 0% | 0% | 0% | 11.1% | 0% | 0% | 18.28% | 0% | 15.58% | 53.52% | 0% | 1.522% | 0% | 100%
Floorspace-Based | FCZ09 Tot | Food Stores | 0% | 0% | 0% | 0% | 0% | 0% | 0% | 0% | 1.867% | 0% | 0% | 70.6% | 15.09% | 11.23% | 1.209% | 100%
Floorspace-Based | FCZ09 Tot | Health Care | 0% | 4.259% | 7.412% | 2.952% | 0% | 0% | 0% | 0% | 0% | 3.541% | 6.929% | 10.82% | 40.29% | 19.94% | 3.856% | 100%
Floorspace-Based | FCZ09 Tot | Lodging | 0% | 0% | 0% | 0% | 0% | 0% | 0% | 0% | 0% | 0% | 0% | 58.69% | 5.052% | 36.26% | 0% | 100%
Floorspace-Based | FCZ09 Tot | Miscellaneous | 0% | 0% | 0% | 0% | 0% | 1.028% | 0% | 0% | 0% | 0% | 7.282% | 58.96% | 9.252% | 19.78% | 3.691% | 100%
Floorspace-Based | FCZ09 Tot | Office, Large | 72.65% | 0% | 0% | 0% | 0% | 0% | 0% | 0% | 0% | 0% | 0% | 19.37% | 0% | 7.983% | 0% | 100%
Floorspace-Based | FCZ09 Tot | Office, Small | 0% | 0% | 3.972% | 0% | 0% | 0% | 0% | 2.051% | 0% | 0% | 1.275% | 38.74% | 16.75% | 37.21% | 0% | 100%
Floorspace-Based | FCZ09 Tot | Refrigerated Warehouse | 0% | 0% | 0% | 0% | 0% | 0% | 0% | 0% | 0% | 0% | 0% | 7.844% | 0% | 92.16% | 0% | 100%
Floorspace-Based | FCZ09 Tot | Restaurant | 0% | 0% | 0.9903% | 0% | 0% | 1.51% | 0% | 0% | 0% | 0% | 5.247% | 45.09% | 16.8% | 26.64% | 3.712% | 100%
Floorspace-Based | FCZ09 Tot | Retail | 0% | 0% | 0% | 0% | 0% | 0% | 0% | 0% | 0% | 0% | 1.777% | 24.78% | 3.196% | 68.52% | 1.734% | 100%
Floorspace-Based | FCZ09 Tot | School | 0% | 0% | 3.598% | 0% | 0% | 0.1767% | 0% | 4.052% | 0% | 0% | 0% | 52.85% | 5.147% | 34.18% | 0% | 100%
Floorspace-Based | FCZ09 Tot | Warehouse | 0.979% | 0% | 0% | 0% | 0% | 0% | 0% | 0% | 0% | 0% | 0% | 11.84% | 4.045% | 83.14% | 0% | 100%
Floorspace-Based | FCZ09 Tot | All Commercial | 2.362% | 0.2457% | 1.401% | 0.1703% | 0% | 0.5159% | 0% | 0.8492% | 0.4625% | 0.2043% | 2.757% | 38.1% | 8.809% | 42.73% | 1.39% | 100%
Floorspace-Based | FCZ10 Tot | College | 0% | 0% | 0% | 0% | 0% | 0% | 6.21% | 0% | 0% | 0% | 31.02% | 43.33% | 1.711% | 10.98% | 6.74% | 100%
Floorspace-Based | FCZ10 Tot | Food Stores | 0% | 0% | 0% | 0% | 0% | 9.429% | 0% | 0% | 0% | 0% | 3.017% | 32.31% | 26.05% | 23.29% | 5.912% | 100%
Floorspace-Based | FCZ10 Tot | Health Care | 0% | 0% | 0% | 3.64% | 0% | 0% | 0% | 0% | 0% | 0% | 2.071% | 54.92% | 8.978% | 21.07% | 9.32% | 100%
Floorspace-Based | FCZ10 Tot | Lodging | 0% | 0.6493% | 0% | 0% | 0% | 0% | 0% | 9.536% | 0% | 0% | 7.59% | 35.58% | 6.252% | 33.97% | 6.423% | 100%
Floorspace-Based | FCZ10 Tot | Miscellaneous | 0% | 1.273% | 0% | 0.4157% | 0% | 0.8935% | 0% | 0% | 0% | 0% | 4.853% | 46.62% | 12.74% | 33.16% | 0.04765% | 100%
Floorspace-Based | FCZ10 Tot | Office, Large | 0% | 0% | 0% | 0% | 0% | 0% | 0% | 0% | 3.659% | 0% | 2.436% | 32.51% | 12.26% | 47.1% | 2.032% | 100%
Floorspace-Based | FCZ10 Tot | Office, Small | 0% | 0% | 3.355% | 0% | 0% | 1.784% | 0% | 2.296% | 0% | 0% | 6.127% | 42.77% | 8.403% | 34.78% | 0.4839% | 100%
Floorspace-Based | FCZ10 Tot | Refrigerated Warehouse | 0% | 0% | 0% | 0% | 0% | 0% | 0% | 0% | 0% | 0% | 0.6323% | 0% | 0% | 19.69% | 79.67% | 100%
Floorspace-Based | FCZ10 Tot | Restaurant | 0% | 0% | 0% | 1.63% | 0% | 0.1819% | 0% | 0% | 0% | 0% | 1.481% | 46.37% | 7.545% | 41.64% | 1.152% | 100%
Floorspace-Based | FCZ10 Tot | Retail | 0% | 0% | 0% | 0.2927% | 0% | 1.691% | 0% | 1.602% | 0% | 0% | 23.11% | 23.85% | 6.983% | 31.31% | 11.17% | 100%
Floorspace-Based | FCZ10 Tot | School | 1.967% | 0% | 1.049% | 0.4392% | 0% | 0.2684% | 0% | 0% | 0% | 2.742% | 12.57% | 47.32% | 0% | 33.65% | 0% | 100%
Floorspace-Based | FCZ10 Tot | Warehouse | 0% | 0% | 0% | 0% | 0% | 0% | 0.5715% | 0% | 5.399% | 0% | 4.748% | 18.23% | 13.9% | 50.18% | 6.964% | 100%
Floorspace-Based | FCZ10 Tot | All Commercial | 0.1706% | 0.1811% | 0.2833% | 0.3786% | 0% | 0.7422% | 0.3135% | 0.7051% | 2.075% | 0.2377% | 8.604% | 30.82% | 10.19% | 38.28% | 7.012% | 100%
Floorspace-Based | FCZ11 Tot | College | 0% | 0% | 0% | 7.228% | 0% | 0% | 0% | 0% | 0% | 0% | 0.2533% | 44.86% | 0% | 47.06% | 0.5981% | 100%
Floorspace-Based | FCZ11 Tot | Food Stores | 0% | 0% | 0.174% | 0% | 0% | 0% | 0% | 0% | 0% | 0% | 0% | 66.87% | 14.29% | 9.281% | 9.392% | 100%
Floorspace-Based | FCZ11 Tot | Health Care | 0% | 6.456% | 0% | 0% | 0% | 8.623% | 0% | 0% | 0% | 2.814% | 11.69% | 39.9% | 5.735% | 7.37% | 17.42% | 100%
Floorspace-Based | FCZ11 Tot | Lodging | 0% | 1.652% | 0% | 0% | 0% | 0% | 0% | 1.121% | 0% | 1.864% | 22.14% | 40.63% | 18.21% | 12.53% | 1.848% | 100%
Floorspace-Based | FCZ11 Tot | Miscellaneous | 0% | 0.2628% | 0.6583% | 0% | 0% | 1.752% | 0.2514% | 0.5365% | 0% | 0% | 10.44% | 38.21% | 5.657% | 40.33% | 1.9% | 100%
Floorspace-Based | FCZ11 Tot | Office, Large | 0% | 0% | 0% | 0% | 0% | 0% | 0% | 0% | 0% | 0% | 11.17% | 26.88% | 10.05% | 51.9% | 0% | 100%
Floorspace-Based | FCZ11 Tot | Office, Small | 0% | 0% | 0% | 0% | 0% | 0% | 1.072% | 0% | 0% | 0% | 10.69% | 30.83% | 12.8% | 42.27% | 2.342% | 100%
Floorspace-Based | FCZ11 Tot | Refrigerated Warehouse | 0% | 0% | 0% | 0% | 0% | 0% | 0% | 0% | 0% | 0% | 1.225% | 11.64% | 0% | 87.14% | 0% | 100%
Floorspace-Based | FCZ11 Tot | Restaurant | 0% | 0% | 0% | 1.487% | 0% | 0.7181% | 0% | 1.904% | 0% | 0% | 2.079% | 40.91% | 15.57% | 34.81% | 2.526% | 100%
Floorspace-Based | FCZ11 Tot | Retail | 0% | 0.4521% | 0% | 0% | 0.2315% | 2.499% | 0% | 0% | 0.4348% | 0% | 6.107% | 23.82% | 12.03% | 52.17% | 2.261% | 100%
Floorspace-Based | FCZ11 Tot | School | 0% | 0% | 0% | 0% | 3.347% | 0% | 0% | 0% | 0% | 0% | 0% | 28.54% | 3.015% | 63.11% | 1.991% | 100%
Floorspace-Based | FCZ11 Tot | Warehouse | 0% | 0% | 0.3613% | 0% | 0% | 0.08158% | 0% | 0% | 0% | 0% | 0.03984% | 6.512% | 18.35% | 73.49% | 1.159% | 100%
Floorspace-Based | FCZ11 Tot | All Commercial | 0% | 0.4244% | 0.2355% | 0.3428% | 0.3341% | 0.9954% | 0.118% | 0.1795% | 0.05282% | 0.1871% | 5.188% | 25.27% | 11.49% | 52.79% | 2.393% | 100%
Floorspace-Based | FCZ12c Tot | College | 0% | 0% | 0% | 0% | 0% | 0% | 0% | 0% | 0% | 0% | 10.16% | 86.11% | 0.4739% | 2.291% | 0.963% | 100%
Floorspace-Based | FCZ12c Tot | Food Stores | 0% | 0% | 0% | 0% | 0% | 0% | 0% | 0% | 0% | 0% | 0.9412% | 64.6% | 2.617% | 31.12% | 0.7241% | 100%
Floorspace-Based | FCZ12c Tot | Health Care | 0% | 0% | 0% | 0% | 0% | 0% | 0% | 0% | 0% | 0% | 9.273% | 56.64% | 0% | 32.35% | 1.737% | 100%
Floorspace-Based | FCZ12c Tot | Lodging | 0% | 0% | 0% | 0% | 0% | 0.4931% | 0% | 0% | 0% | 0% | 14.83% | 39.57% | 8.606% | 22.14% | 14.37% | 100%
Floorspace-Based | FCZ12c Tot | Miscellaneous | 0% | 0.04873% | 0.534% | 0.2955% | 0% | 5.03% | 0.259% | 0.08899% | 0.3412% | 0% | 5.02% | 55.67% | 7.07% | 23.99% | 1.652% | 100%
Floorspace-Based | FCZ12c Tot | Office, Large | 0% | 0% | 0% | 0% | 0% | 1.748% | 0% | 1.484% | 0% | 0.4713% | 8.455% | 46.02% | 1.863% | 39.45% | 0.5096% | 100%
Floorspace-Based | FCZ12c Tot | Office, Small | 0% | 0.3084% | 0.3766% | 0.1283% | 0% | 0.6559% | 0% | 0.4472% | 0% | 0% | 4.27% | 71.54% | 3.07% | 18.8% | 0.3991% | 100%
Floorspace-Based | FCZ12c Tot | Refrigerated Warehouse | 0% | 0% | 0% | 0% | 0% | 0% | 0% | 0% | 0% | 0% | 0% | 10.71% | 0% | 89.29% | 0% | 100%
Floorspace-Based | FCZ12c Tot | Restaurant | 0% | 0.3431% | 0% | 0% | 0% | 1.053% | 0% | 0% | 0% | 0% | 1.479% | 65.78% | 4.567% | 23.4% | 3.376% | 100%
Floorspace-Based | FCZ12c Tot | Retail | 0% | 0% | 0% | 0% | 0% | 0.09126% | 0% | 0% | 0% | 0% | 3.9% | 53.42% | 5.4% | 37.19% | 0% | 100%
Floorspace-Based | FCZ12c Tot | School | 0% | 0% | 0% | 0% | 0% | 0% | 0% | 0% | 0% | 0% | 16.08% | 37.75% | 2.874% | 43.29% | 0% | 100%
Floorspace-Based | FCZ12c Tot | Warehouse | 0% | 0% | 1.485% | 0% | 0% | 0% | 0% | 0% | 0% | 0% | 6.621% | 47.25% | 4.622% | 38.01% | 2.009% | 100%
Floorspace-Based | FCZ12c Tot | All Commercial | 0% | 0.05548% | 0.2333% | 0.07911% | 0% | 1.57% | 0.05572% | 0.3574% | 0.0734% | 0.0902% | 7.279% | 55.02% | 4.14% | 29.03% | 2.012% | 100%
Floorspace-Based | FCZ12i Tot | College | 0% | 0% | 0% | 0% | 0% | 0% | 0% | 4.504% | 0% | 0% | 0% | 42.9% | 1.301% | 51.29% | 0% | 100%
Floorspace-Based | FCZ12i Tot | Food Stores | 0% | 0% | 0.3061% | 0% | 0% | 0% | 0% | 0% | 0% | 0% | 0.2875% | 39.95% | 0.9237% | 58.54% | 0% | 100%
Floorspace-Based | FCZ12i Tot | Health Care | 0% | 0% | 0% | 0% | 0% | 0.827% | 0% | 0% | 0% | 0% | 16.22% | 62.67% | 1.575% | 11.84% | 6.874% | 100%
Floorspace-Based | FCZ12i Tot | Lodging | 0% | 31.59% | 5.396% | 0% | 0% | 0% | 0% | 0% | 0% | 0% | 4.471% | 27.86% | 0% | 24.91% | 5.77% | 100%
Floorspace-Based | FCZ12i Tot | Miscellaneous | 0% | 0% | 0% | 0.2593% | 0.2676% | 1.104% | 0% | 0% | 0% | 0% | 1.515% | 63.05% | 6.518% | 21.37% | 5.925% | 100%
Floorspace-Based | FCZ12i Tot | Office, Large | 0% | 0% | 0% | 0% | 0% | 0% | 0% | 0% | 0% | 0% | 2.471% | 58.19% | 0% | 36.2% | 3.14% | 100%
Floorspace-Based | FCZ12i Tot | Office, Small | 0% | 0% | 0.5698% | 0% | 0% | 2.522% | 1.286% | 0.3311% | 0.7991% | 0% | 8.139% | 53.66% | 16.73% | 15.78% | 0.1895% | 100%
Floorspace-Based | FCZ12i Tot | Refrigerated Warehouse | 0% | 0% | 0% | 0% | 0% | 0% | 0% | 0% | 0% | 0% | 0% | 59.14% | 0% | 0% | 40.86% | 100%
Floorspace-Based | FCZ12i Tot | Restaurant | 0% | 0% | 2.799% | 0% | 0% | 0% | 0% | 0% | 0% | 0% | 6.565% | 60.75% | 8.258% | 20.21% | 1.416% | 100%
Floorspace-Based | FCZ12i Tot | Retail | 0% | 0% | 0% | 0% | 0% | 0.4809% | 0% | 0% | 0% | 0% | 4.217% | 41.51% | 21.09% | 29.72% | 2.975% | 100%
Floorspace-Based | FCZ12i Tot | School | 0% | 0% | 0% | 0% | 0% | 0% | 9.857% | 0% | 0% | 4.707% | 24.98% | 48.56% | 3.364% | 8.534% | 0% | 100%
Floorspace-Based | FCZ12i Tot | Warehouse | 1.43% | 0% | 0% | 0% | 0% | 8.906% | 0% | 0% | 0% | 0% | 0% | 68.73% | 5.059% | 15.87% | 0% | 100%
Floorspace-Based | FCZ12i Tot | All Commercial | 0.05025% | 2.131% | 0.5035% | 0.05856% | 0.06043% | 0.9674% | 1.265% | 0.2517% | 0.07562% | 0.5461% | 7.033% | 52.32% | 7.827% | 23.62% | 3.297% | 100%
Floorspace-Based | FCZ13 Tot | College | 0% | 0% | 0% | 0% | 0% | 0% | 0% | 0% | 0% | 0% | 2.551% | 52.44% | 0% | 42.32% | 2.693% | 100%
Floorspace-Based | FCZ13 Tot | Food Stores | 0% | 0% | 0% | 0% | 0% | 0.9583% | 0% | 0% | 0% | 0% | 1.673% | 54.59% | 0.3861% | 40.16% | 2.235% | 100%
Floorspace-Based | FCZ13 Tot | Health Care | 0% | 0% | 1.492% | 0% | 0% | 0% | 0% | 0.6759% | 0% | 0% | 6.784% | 54.38% | 1.455% | 30.72% | 4.492% | 100%
Floorspace-Based | FCZ13 Tot | Lodging | 0% | 0% | 4.337% | 0% | 0% | 0% | 0% | 2.213% | 0% | 0% | 5.055% | 35.36% | 0% | 48.07% | 4.959% | 100%
Floorspace-Based | FCZ13 Tot | Miscellaneous | 0.05797% | 0% | 0.542% | 0% | 0% | 3.205% | 0.705% | 0.9414% | 1.015% | 0% | 11.7% | 53.79% | 1.388% | 26.61% | 0.04781% | 100%
Floorspace-Based | FCZ13 Tot | Office, Large | 0% | 0% | 0% | 0% | 0% | 2.553% | 0% | 0% | 0% | 2% | 20.19% | 40.98% | 0% | 34.28% | 0% | 100%
Floorspace-Based | FCZ13 Tot | Office, Small | 0% | 0% | 0.3872% | 0% | 0% | 0.9225% | 0% | 0.954% | 0% | 0.8429% | 7.926% | 59.15% | 1.376% | 27.63% | 0.8142% | 100%
Floorspace-Based | FCZ13 Tot | Refrigerated Warehouse | 0% | 0% | 0% | 0% | 0% | 0% | 0% | 0% | 0% | 0% | 0% | 61.7% | 0% | 9.74% | 28.56% | 100%
Floorspace-Based | FCZ13 Tot | Restaurant | 0% | 0% | 0% | 0.4407% | 0% | 2.701% | 0.8212% | 0% | 0% | 0% | 4.287% | 48.92% | 2.071% | 38.2% | 2.552% | 100%
Floorspace-Based | FCZ13 Tot | Retail | 0% | 0% | 0.5203% | 0% | 0% | 0.2099% | 0% | 0% | 0% | 0% | 7.412% | 47.02% | 0.868% | 40.19% | 3.784% | 100%
Floorspace-Based | FCZ13 Tot | School | 0% | 0% | 0% | 0% | 0% | 0% | 0% | 0% | 1.55% | 0% | 8.426% | 68.55% | 5.45% | 15.96% | 0.0629% | 100%
Floorspace-Based | FCZ13 Tot | Warehouse | 1.62% | 0% | 0% | 0% | 0% | 0% | 0% | 9.09% | 0% | 0% | 6.897% | 47.86% | 9.758% | 24.78% | 0% | 100%
Floorspace-Based | FCZ13 Tot | All Commercial | 0.1532% | 0% | 0.4558% | 0.01349% | 0% | 1.241% | 0.1607% | 1.182% | 0.3325% | 0.3839% | 9.568% | 51.5% | 2.066% | 31.16% | 1.784% | 100%
Floorspace-Based | FCZ16 Tot | College | 0% | 0% | 0% | 0% | 0% | 0% | 0% | 0% | 0% | 0% | 99.96% | 0% | 0% | 0.03582% | 0% | 100%
Floorspace-Based | FCZ16 Tot | Food Stores | 0% | 0% | 0% | 0% | 0% | 0% | 0% | 0% | 0% | 0% | 0.2595% | 69.95% | 0.9168% | 23.03% | 5.841% | 100%
Floorspace-Based | FCZ16 Tot | Health Care | 0% | 0% | 0% | 0% | 0% | 0% | 0% | 0% | 0% | 0% | 0% | 88.88% | 11.12% | 0% | 0% | 100%
Floorspace-Based | FCZ16 Tot | Lodging | 0% | 0% | 0% | 0% | 0% | 0% | 1.436% | 0% | 0% | 0% | 1.097% | 48.49% | 5.599% | 23.6% | 19.79% | 100%
Floorspace-Based | FCZ16 Tot | Miscellaneous | 0% | 0% | 0% | 0% | 0% | 2.901% | 0% | 0% | 0% | 0% | 4.257% | 75.72% | 4.613% | 12.5% | 0% | 100%
Floorspace-Based | FCZ16 Tot | Office, Large | 0% | 0% | 0% | 0% | 0% | 3.031% | 0% | 0% | 0% | 0% | 6.635% | 74.96% | 0% | 15.05% | 0.3267% | 100%
Floorspace-Based | FCZ16 Tot | Office, Small | 0% | 0% | 0% | 0% | 0% | 0% | 0% | 0% | 0% | 0% | 0% | 95.1% | 1.406% | 3.495% | 0% | 100%
Floorspace-Based | FCZ16 Tot | Refrigerated Warehouse | 0% | 0% | 0% | 0% | 0% | 0% | 0% | 0% | 0% | 0% | 0% | 70.23% | 24.19% | 5.577% | 0% | 100%
Floorspace-Based | FCZ16 Tot | Restaurant | 0% | 0% | 0% | 0% | 0% | 0% | 0% | 0% | 0% | 0% | 0% | 74.71% | 9.032% | 16.26% | 0% | 100%
Floorspace-Based | FCZ16 Tot | Retail | 0% | 0% | 0.3549% | 0% | 0% | 0% | 0% | 0% | 0% | 0% | 1.499% | 63.8% | 2.568% | 30.98% | 0.7997% | 100%
Floorspace-Based | FCZ16 Tot | School | 0% | 0% | 0% | 0% | 0% | 0% | 0% | 0% | 0% | 0% | 14.67% | 65.53% | 9.746% | 10.05% | 0% | 100%
Floorspace-Based | FCZ16 Tot | Warehouse | 0% | 0% | 0% | 0% | 0% | 0% | 0% | 0% | 0% | 0% | 0% | 87.38% | 10.01% | 2.608% | 0% | 100%
Floorspace-Based | FCZ16 Tot | All Commercial | 0% | 0% | 0.04011% | 0% | 0% | 1.358% | 0.0739% | 0% | 0% | 0% | 10.4% | 69.26% | 3.972% | 13.56% | 1.338% | 100%
Floorspace-Based | FCZ17 Tot | College | 0% | 0% | 0% | 0% | 0% | 0% | 0% | 0% | 0% | 0% | 15.38% | 68.31% | 15.72% | 0.5926% | 0% | 100%
Floorspace-Based | FCZ17 Tot | Food Stores | 0% | 0% | 0% | 0% | 0% | 0% | 0% | 0% | 0% | 0% | 0% | 75.77% | 9.308% | 14.42% | 0.5087% | 100%
Floorspace-Based | FCZ17 Tot | Health Care | 0% | 0% | 0% | 0% | 0% | 0% | 0% | 0% | 5.854% | 0% | 0% | 66.26% | 12.05% | 15.84% | 0% | 100%
Floorspace-Based | FCZ17 Tot | Lodging | 0% | 0% | 0% | 0% | 0% | 0% | 0% | 0% | 0% | 0% | 0% | 77.42% | 1.364% | 21.21% | 0% | 100%
Floorspace-Based | FCZ17 Tot | Miscellaneous | 0% | 0% | 0% | 0% | 0% | 0% | 0% | 0% | 0% | 0% | 1.311% | 72.56% | 14.88% | 11.25% | 0% | 100%
Floorspace-Based | FCZ17 Tot | Office, Large | 0% | 0% | 0% | 0% | 0% | 0% | 0% | 0% | 0% | 0% | 7.359% | 62.83% | 9.952% | 19.86% | 0% | 100%
Floorspace-Based | FCZ17 Tot | Office, Small | 0% | 0% | 0% | 0% | 0% | 0% | 0% | 0% | 0% | 0% | 0% | 75.35% | 14.11% | 10.54% | 0% | 100%
Floorspace-Based | FCZ17 Tot | Refrigerated Warehouse | 0% | 0% | 0% | 0% | 0% | 0% | 0% | 0% | 0% | 0% | 0% | 46.69% | 0% | 53.31% | 0% | 100%
Floorspace-Based | FCZ17 Tot | Restaurant | 0% | 0% | 0% | 0% | 0% | 0% | 0% | 0% | 0% | 0% | 0% | 77.06% | 8.554% | 13.66% | 0.7214% | 100%
Floorspace-Based | FCZ17 Tot | Retail | 0% | 0% | 0% | 0% | 0% | 0% | 0% | 0% | 0% | 0% | 0.3674% | 70.28% | 7.518% | 21.3% | 0.534% | 100%
Floorspace-Based | FCZ17 Tot | School | 0% | 0% | 0% | 0% | 0% | 0% | 0% | 0% | 0% | 0% | 0% | 79.26% | 15.06% | 5.685% | 0% | 100%
Floorspace-Based | FCZ17 Tot | Warehouse | 0% | 0% | 0% | 0% | 0% | 0% | 0% | 0% | 0% | 0% | 0% | 81.16% | 0.8525% | 17.99% | 0% | 100%
Floorspace-Based | FCZ17 Tot | All Commercial | 0% | 0% | 0% | 0% | 0% | 0% | 0% | 0% | 0.3631% | 0% | 1.278% | 72.6% | 10.25% | 15.35% | 0.1635% | 100%
Floorspace-Based | PG&E | College | 0% | 0% | 0% | 0% | 0% | 0% | 0% | 0.03907% | 0% | 0% | 16.59% | 69.42% | 2.238% | 10.84% | 0.8782% | 100%
Floorspace-Based | PG&E | Food Stores | 0% | 0% | 0.2347% | 0.2141% | 0% | 0.09946% | 0% | 0% | 0% | 0% | 3.1% | 53.84% | 12.07% | 28.54% | 1.909% | 100%
Floorspace-Based | PG&E | Health Care | 0.7223% | 0.4137% | 1.144% | 0.913% | 0.5883% | 1.281% | 0.5504% | 1.396% | 0.9923% | 0.0715% | 5.281% | 42.34% | 1.926% | 37.58% | 4.801% | 100%
Floorspace-Based | PG&E | Lodging | 0.2195% | 0% | 0.1736% | 0.7218% | 0% | 2.184% | 0% | 0.1683% | 0.1053% | 0.3228% | 6.34% | 53.71% | 3.922% | 29.59% | 2.539% | 100%
Floorspace-Based | PG&E | Miscellaneous | 0.1502% | 0.668% | 0.6541% | 0.2717% | 0.534% | 1.378% | 0.4409% | 0.5968% | 0.6519% | 0.1525% | 4.061% | 54.8% | 6.422% | 25.67% | 3.553% | 100%
Floorspace-Based | PG&E | Office, Large | 0% | 0.1394% | 0% | 0.8216% | 0.0619% | 3.572% | 0.7575% | 0.4241% | 0.06652% | 0.1282% | 13.7% | 48.75% | 3.196% | 25.58% | 2.808% | 100%
Floorspace-Based | PG&E | Office, Small | 0% | 0.08144% | 0.3426% | 0.2042% | 0.0321% | 0.8808% | 0.1542% | 0.2729% | 0.1916% | 0.1406% | 5.873% | 56.18% | 7.186% | 27.03% | 1.433% | 100%
Floorspace-Based | PG&E | Refrigerated Warehouse | 0.2162% | 1.16% | 0% | 0% | 0% | 0% | 0% | 0% | 0% | 0% | 0.6708% | 45.63% | 11.08% | 25.44% | 15.8% | 100%
Floorspace-Based | PG&E | Restaurant | 0.3923% | 0.1407% | 0.6074% | 0.08384% | 0% | 0.707% | 0% | 0.05368% | 0% | 0.06086% | 5.551% | 54.04% | 12.26% | 23.7% | 2.405% | 100%
Floorspace-Based | PG&E | Retail | 0.08888% | 0.8648% | 0.5086% | 0.1331% | 0.3428% | 1.024% | 0.1075% | 0.1602% | 0.1235% | 0.08207% | 3.503% | 44.94% | 14.56% | 30.51% | 3.055% | 100%
Floorspace-Based | PG&E | School | 0.5487% | 1.55% | 1.706% | 0% | 1.848% | 2.381% | 0.7232% | 1.107% | 1.099% | 1.08% | 5.472% | 60.67% | 9.002% | 12.67% | 0.1484% | 100%
Floorspace-Based | PG&E | Warehouse | 0.02842% | 0.0716% | 0.2928% | 0.253% | 0.07364% | 1.181% | 0.133% | 0.4466% | 0% | 0% | 5.97% | 35.1% | 9.699% | 40.12% | 6.638% | 100%
Floorspace-Based | PG&E | All Commercial | 0.1507% | 0.41% | 0.4595% | 0.3741% | 0.3117% | 1.619% | 0.3335% | 0.4504% | 0.3018% | 0.1708% | 6.869% | 50.4% | 7.19% | 27.62% | 3.336% | 100%
Floorspace-Based | SCE | College | 0% | 0% | 1.037% | 0.2213% | 4.884% | 0.4995% | 0.4845% | 0% | 0.4081% | 1.113% | 19.23% | 49.23% | 1.378% | 20.97% | 0.5442% | 100%
Floorspace-Based | SCE | Food Stores | 0% | 0% | 0.0182% | 0% | 0% | 1.444% | 0% | 0% | 0.09666% | 0% | 1.788% | 60.32% | 16.06% | 17.91% | 2.358% | 100%
Floorspace-Based | SCE | Health Care | 0% | 1.206% | 0.3667% | 0.8374% | 0% | 3.765% | 0.386% | 0.2533% | 0% | 0.7166% | 4.9% | 54.99% | 7.956% | 20.7% | 3.917% | 100%
Floorspace-Based | SCE | Lodging | 2.487% | 0.5056% | 0.3966% | 0% | 0% | 0.1746% | 0% | 1.525% | 0% | 0.2683% | 5.403% | 52.49% | 14.08% | 19.1% | 3.566% | 100%
Floorspace-Based | SCE | Miscellaneous | 0% | 0.2438% | 0.3375% | 0.5718% | 0.2104% | 0.9927% | 0.5004% | 0.1173% | 0% | 0% | 5.518% | 57.12% | 11.58% | 21.42% | 1.385% | 100%
Floorspace-Based | SCE | Office, Large | 0.8841% | 0.9054% | 0.5021% | 0.7991% | 0% | 2.822% | 0% | 0.0972% | 0.2288% | 0% | 8.779% | 46.28% | 7.217% | 30.5% | 0.9859% | 100%
Floorspace-Based | SCE | Office, Small | 0% | 0% | 0.6638% | 0.1568% | 0% | 0.4396% | 0.2722% | 0.4002% | 0% | 0% | 4.793% | 62.8% | 9.232% | 20.29% | 0.9561% | 100%
Floorspace-Based | SCE | Refrigerated Warehouse | 0% | 0% | 0% | 0% | 0% | 0% | 0% | 0% | 0% | 0% | 0.3489% | 27.71% | 16.9% | 38.53% | 16.51% | 100%
Floorspace-Based | SCE | Restaurant | 0% | 0% | 0.6883% | 0.5127% | 0.2294% | 0.3729% | 0% | 0.189% | 0% | 0% | 1.987% | 58.98% | 10.95% | 24.48% | 1.607% | 100%
Floorspace-Based | SCE | Retail | 0% | 0.1276% | 0% | 0.3471% | 0.02312% | 0.9232% | 0.06922% | 0.3179% | 0.04343% | 0% | 6.589% | 46.54% | 11.31% | 30.09% | 3.623% | 100%
Floorspace-Based | SCE | School | 0.3511% | 0% | 0.4542% | 0.07838% | 1.061% | 2.342% | 0.8677% | 0.9174% | 0.1633% | 1.045% | 4.761% | 57.22% | 3.716% | 26.61% | 0.4081% | 100%
Floorspace-Based | SCE | Warehouse | 0.02979% | 0.3657% | 0.2579% | 0.01593% | 0.0261% | 0.4419% | 0.1823% | 0.05503% | 1.78% | 0% | 3.542% | 37.8% | 12.72% | 39.65% | 3.129% | 100%
Floorspace-Based | SCE | All Commercial | 0.2417% | 0.3118% | 0.3538% | 0.3122% | 0.3489% | 1.207% | 0.267% | 0.2907% | 0.443% | 0.1915% | 5.737% | 49.87% | 10.07% | 28.01% | 2.343% | 100%
Floorspace-Based | SDG&E | College | 0% | 0% | 0% | 0% | 0% | 0% | 0% | 1.035% | 0% | 0% | 7.827% | 76.18% | 0.664% | 13.55% | 0.7417% | 100%
Floorspace-Based | SDG&E | Food Stores | 0% | 0% | 0.09692% | 0% | 0% | 0% | 0% | 0% | 0% | 0% | 0.7342% | 56.79% | 2.081% | 39.8% | 0.4948% | 100%
Floorspace-Based | SDG&E | Health Care | 0% | 0% | 0% | 0% | 0% | 0.3597% | 0% | 0% | 0% | 0% | 12.29% | 59.26% | 0.6848% | 23.43% | 3.972% | 100%
Floorspace-Based | SDG&E | Lodging | 0% | 8.004% | 1.367% | 0% | 0% | 0.3681% | 0% | 0% | 0% | 0% | 12.2% | 36.6% | 6.425% | 22.84% | 12.19% | 100%
Floorspace-Based | SDG&E | Miscellaneous | 0% | 0.03414% | 0.3741% | 0.2846% | 0.08013% | 3.854% | 0.1815% | 0.06234% | 0.239% | 0% | 3.97% | 57.88% | 6.905% | 23.2% | 2.932% | 100%
Floorspace-Based | SDG&E | Office, Large | 0% | 0% | 0% | 0% | 0% | 1.502% | 0% | 1.275% | 0% | 0.405% | 7.612% | 47.73% | 1.6% | 39% | 0.8797% | 100%
Floorspace-Based | SDG&E | Office, Small | 0% | 0.234% | 0.4232% | 0.09735% | 0% | 1.106% | 0.3103% | 0.4192% | 0.1928% | 0% | 5.203% | 67.23% | 6.365% | 18.07% | 0.3485% | 100%
Floorspace-Based | SDG&E | Refrigerated Warehouse | 0% | 0% | 0% | 0% | 0% | 0% | 0% | 0% | 0% | 0% | 0% | 14.86% | 0% | 81.63% | 3.509% | 100%
Floorspace-Based | SDG&E | Restaurant | 0% | 0.229% | 0.9309% | 0% | 0% | 0.7026% | 0% | 0% | 0% | 0% | 3.171% | 64.11% | 5.794% | 22.34% | 2.724% | 100%
Floorspace-Based | SDG&E | Retail | 0% | 0% | 0% | 0% | 0% | 0.2436% | 0% | 0% | 0% | 0% | 4.024% | 48.76% | 11.54% | 34.27% | 1.163% | 100%
Floorspace-Based | SDG&E | School | 0% | 0% | 0% | 0% | 0% | 0% | 4.562% | 0% | 0% | 2.179% | 20.2% | 42.75% | 3.101% | 27.21% | 0% | 100%
Floorspace-Based | SDG&E | Warehouse | 0.323% | 0% | 1.149% | 0% | 0% | 2.011% | 0% | 0% | 0% | 0% | 5.126% | 52.1% | 4.721% | 33.01% | 1.555% | 100%
Floorspace-Based | SDG&E | All Commercial | 0.01454% | 0.656% | 0.3115% | 0.07317% | 0.01749% | 1.395% | 0.4057% | 0.3268% | 0.07404% | 0.2221% | 7.208% | 54.24% | 5.207% | 27.47% | 2.384% | 100%
Floorspace-Based | LADWP | College | 0% | 0% | 0% | 0% | 0% | 0% | 0% | 0% | 0% | 0% | 95.47% | 3.632% | 0.8359% | 0.06543% | 0% | 100%
Floorspace-Based | LADWP | Food Stores | 0% | 0% | 0% | 0% | 0% | 0% | 0% | 0% | 0% | 0% | 0.1597% | 72.18% | 4.142% | 19.72% | 3.792% | 100%
Floorspace-Based | LADWP | Health Care | 0% | 0% | 0% | 0% | 0% | 0% | 0% | 0% | 1.589% | 0% | 0% | 82.74% | 11.37% | 4.299% | 0% | 100%
Floorspace-Based | LADWP | Lodging | 0% | 0% | 0% | 0% | 0% | 0% | 1.326% | 0% | 0% | 0% | 1.013% | 50.7% | 5.275% | 23.41% | 18.27% | 100%
Floorspace-Based | LADWP | Miscellaneous | 0% | 0% | 0% | 0% | 0% | 2.177% | 0% | 0% | 0% | 0% | 3.522% | 74.93% | 7.174% | 12.19% | 0% | 100%
Floorspace-Based | LADWP | Office, Large | 0% | 0% | 0% | 0% | 0% | 2.751% | 0% | 0% | 0% | 0% | 6.702% | 73.84% | 0.9195% | 15.49% | 0.2965% | 100%
Floorspace-Based | LADWP | Office, Small | 0% | 0% | 0% | 0% | 0% | 0% | 0% | 0% | 0% | 0% | 0% | 89.67% | 4.896% | 5.431% | 0% | 100%
Floorspace-Based | LADWP | Refrigerated Warehouse | 0% | 0% | 0% | 0% | 0% | 0% | 0% | 0% | 0% | 0% | 0% | 64.77% | 18.58% | 16.66% | 0% | 100%
Floorspace-Based | LADWP | Restaurant | 0% | 0% | 0% | 0% | 0% | 0% | 0% | 0% | 0% | 0% | 0% | 75.48% | 8.877% | 15.41% | 0.2345% | 100%
Floorspace-Based | LADWP | Retail | 0% | 0% | 0.2354% | 0% | 0% | 0% | 0% | 0% | 0% | 0% | 1.118% | 65.98% | 4.234% | 27.72% | 0.7103% | 100%
Floorspace-Based | LADWP | School | 0% | 0% | 0% | 0% | 0% | 0% | 0% | 0% | 0% | 0% | 10.72% | 69.23% | 11.18% | 8.874% | 0% | 100%
Floorspace-Based | LADWP | Warehouse | 0% | 0% | 0% | 0% | 0% | 0% | 0% | 0% | 0% | 0% | 0% | 84.9% | 6.348% | 8.756% | 0% | 100%
Floorspace-Based | LADWP | All Commercial | 0% | 0% | 0.03119% | 0% | 0% | 1.056% | 0.05746% | 0% | 0.08076% | 0% | 8.369% | 70% | 5.368% | 13.96% | 1.077% | 100%
Floorspace-Based | SMUD | College | 0% | 0% | 0% | 0% | 0% | 0% | 0% | 0% | 0% | 0% | 2.551% | 52.44% | 0% | 42.32% | 2.693% | 100%
Floorspace-Based | SMUD | Food Stores | 0% | 0% | 0% | 0% | 0% | 0.9583% | 0% | 0% | 0% | 0% | 1.673% | 54.59% | 0.3861% | 40.16% | 2.235% | 100%
Floorspace-Based | SMUD | Health Care | 0% | 0% | 1.492% | 0% | 0% | 0% | 0% | 0.6759% | 0% | 0% | 6.784% | 54.38% | 1.455% | 30.72% | 4.492% | 100%
Floorspace-Based | SMUD | Lodging | 0% | 0% | 4.337% | 0% | 0% | 0% | 0% | 2.213% | 0% | 0% | 5.055% | 35.36% | 0% | 48.07% | 4.959% | 100%
Floorspace-Based | SMUD | Miscellaneous | 0.05797% | 0% | 0.542% | 0% | 0% | 3.205% | 0.705% | 0.9414% | 1.015% | 0% | 11.7% | 53.79% | 1.388% | 26.61% | 0.04781% | 100%
Floorspace-Based | SMUD | Office, Large | 0% | 0% | 0% | 0% | 0% | 2.553% | 0% | 0% | 0% | 2% | 20.19% | 40.98% | 0% | 34.28% | 0% | 100%
Floorspace-Based | SMUD | Office, Small | 0% | 0% | 0.3872% | 0% | 0% | 0.9225% | 0% | 0.954% | 0% | 0.8429% | 7.926% | 59.15% | 1.376% | 27.63% | 0.8142% | 100%
Floorspace-Based | SMUD | Refrigerated Warehouse | 0% | 0% | 0% | 0% | 0% | 0% | 0% | 0% | 0% | 0% | 0% | 61.7% | 0% | 9.74% | 28.56% | 100%
Floorspace-Based | SMUD | Restaurant | 0% | 0% | 0% | 0.4407% | 0% | 2.701% | 0.8212% | 0% | 0% | 0% | 4.287% | 48.92% | 2.071% | 38.2% | 2.552% | 100%
Floorspace-Based | SMUD | Retail | 0% | 0% | 0.5203% | 0% | 0% | 0.2099% | 0% | 0% | 0% | 0% | 7.412% | 47.02% | 0.868% | 40.19% | 3.784% | 100%
Floorspace-Based | SMUD | School | 0% | 0% | 0% | 0% | 0% | 0% | 0% | 0% | 1.55% | 0% | 8.426% | 68.55% | 5.45% | 15.96% | 0.0629% | 100%
Floorspace-Based | SMUD | Warehouse | 1.62% | 0% | 0% | 0% | 0% | 0% | 0% | 9.09% | 0% | 0% | 6.897% | 47.86% | 9.758% | 24.78% | 0% | 100%
Floorspace-Based | SMUD | All Commercial | 0.1532% | 0% | 0.4558% | 0.01349% | 0% | 1.241% | 0.1607% | 1.182% | 0.3325% | 0.3839% | 9.568% | 51.5% | 2.066% | 31.16% | 1.784% | 100%
Floorspace-Based | FCZ01 | College | 0% | 0% | 0% | 0% | 0% | 0% | 0% | 0.1081% | 0% | 0% | 2.845% | 94.35% | 1.107% | 0.7733% | 0.8204% | 100%
Floorspace-Based | FCZ01 | Food Stores | 0% | 0% | 0% | 0% | 0% | 0% | 0% | 0% | 0% | 0% | 1.428% | 67.27% | 4.786% | 25.78% | 0.7335% | 100%
Floorspace-Based | FCZ01 | Health Care | 0% | 0% | 0% | 0.2425% | 0% | 0% | 0.9014% | 2.888% | 0% | 0% | 9.245% | 36.53% | 1.744% | 46.28% | 2.168% | 100%
Floorspace-Based | FCZ01 | Lodging | 0% | 0% | 0% | 0.7743% | 0% | 2.473% | 0% | 0% | 0% | 0.3118% | 12.25% | 52.91% | 4.5% | 24.26% | 2.52% | 100%
Floorspace-Based | FCZ01 | Miscellaneous | 0% | 0.2265% | 0% | 0.1005% | 0.1743% | 1.191% | 0.5721% | 0.763% | 0.1684% | 0% | 4.445% | 63.67% | 5.613% | 20.43% | 2.647% | 100%
Floorspace-Based | FCZ01 | Office, Large | 0% | 0% | 0% | 0% | 0.07443% | 4.076% | 0.7498% | 0% | 0.07999% | 0% | 14.49% | 51.51% | 1.998% | 23.71% | 3.312% | 100%
Floorspace-Based | FCZ01 | Office, Small | 0% | 0% | 0.1037% | 0.2267% | 0% | 0.8355% | 0% | 0% | 0.4975% | 0% | 6.421% | 67.8% | 5.753% | 16.79% | 1.569% | 100%
Floorspace-Based | FCZ01 | Refrigerated Warehouse | 0.6674% | 0% | 0% | 0% | 0% | 0% | 0% | 0% | 0% | 0% | 2.07% | 84.95% | 2.62% | 5.368% | 4.32% | 100%
Floorspace-Based | FCZ01 | Restaurant | 0.7762% | 0% | 0.6675% | 0.1659% | 0% | 0.283% | 0% | 0% | 0% | 0% | 3.559% | 61.75% | 12.26% | 18.85% | 1.694% | 100%
Floorspace-Based | FCZ01 | Retail | 0% | 0% | 0.05176% | 0.0757% | 0% | 0.1136% | 0% | 0% | 0% | 0.2044% | 2.902% | 53.12% | 11.05% | 27.82% | 4.667% | 100%
Floorspace-Based | FCZ01 | School | 0% | 0.6822% | 1.471% | 0% | 0% | 2.207% | 0.518% | 0% | 0% | 1.649% | 4.256% | 67.89% | 13.64% | 7.456% | 0.2363% | 100%
Floorspace-Based | FCZ01 | Warehouse | 0% | 0.2207% | 0.551% | 0% | 0% | 0% | 0% | 1.216% | 0% | 0% | 9.882% | 58.78% | 3.086% | 25.38% | 0.8846% | 100%
Floorspace-Based | FCZ01 | All Commercial | 0.03113% | 0.08564% | 0.1486% | 0.1105% | 0.04983% | 1.795% | 0.4007% | 0.3981% | 0.09178% | 0.1199% | 8.592% | 57.98% | 4.907% | 22.74% | 2.553% | 100%
Floorspace-Based | FCZ02 | College | 0% | 0% | 0% | 0% | 0% | 0% | 0% | 0% | 0% | 0% | 0% | 88.37% | 6.049% | 5.581% | 0% | 100%
Floorspace-Based | FCZ02 | Food Stores | 0% | 0% | 0% | 0% | 0% | 0.4859% | 0% | 0% | 0% | 0% | 7.399% | 51.43% | 20.31% | 19.23% | 1.146% | 100%
Floorspace-Based | FCZ02 | Health Care | 2.843% | 0% | 0.4576% | 0% | 0% | 2.992% | 1.219% | 0% | 0.5839% | 0% | 2.785% | 55.26% | 2.969% | 26.73% | 4.168% | 100%
Floorspace-Based | FCZ02 | Lodging | 0% | 0% | 0% | 0.1859% | 0% | 3.731% | 0% | 0% | 0% | 0.3276% | 2.17% | 59.5% | 1.83% | 31.44% | 0.8158% | 100%
Floorspace-Based | FCZ02 | Miscellaneous | 0% | 0% | 0.5761% | 1.359% | 0% | 3.951% | 0% | 2.513% | 3.683% | 0.7257% | 7.622% | 51.21% | 4.108% | 21.36% | 2.896% | 100%
Floorspace-Based | FCZ02 | Office, Large | 0% | 0% | 0% | 3.701% | 0% | 5.517% | 4.058% | 0% | 0% | 3.882% | 27.94% | 34.05% | 0% | 20.86% | 0% | 100%
Floorspace-Based | FCZ02 | Office, Small | 0% | 0% | 0.9576% | 0% | 0% | 0.781% | 0.5271% | 0% | 0% | 1.133% | 10.71% | 57.76% | 2.431% | 25.08% | 0.6262% | 100%
Floorspace-Based | FCZ02 | Refrigerated Warehouse | 0% | 7.345% | 0% | 0% | 0% | 0% | 0% | 0% | 0% | 0% | 0% | 83.73% | 1.511% | 7.411% | 0% | 100%
Floorspace-Based | FCZ02 | Restaurant | 0% | 0% | 2.404% | 0% | 0% | 1.744% | 0% | 0.6191% | 0% | 0% | 8.277% | 55.4% | 11.43% | 17.29% | 2.841% | 100%
Floorspace-Based | FCZ02 | Retail | 0% | 0% | 0% | 0.5066% | 0% | 2.533% | 0% | 0% | 0.1021% | 0% | 10.22% | 53.16% | 11.88% | 19.7% | 1.904% | 100%
Floorspace-Based | FCZ02 | School | 0% | 0% | 1.813% | 0% | 4.873% | 3.763% | 1.443% | 0% | 3.291% | 0% | 15.69% | 62.51% | 1.517% | 5.104% | 0% | 100%
Floorspace-Based | FCZ02 | Warehouse | 0% | 0% | 0.8693% | 0% | 0% | 0.7654% | 0% | 0% | 0% | 0% | 1.924% | 40.16% | 2.703% | 19.59% | 33.99% | 100%
Floorspace-Based | FCZ02 | All Commercial | 0.1959% | 0.2193% | 0.4771% | 0.5727% | 0.2538% | 2.733% | 0.4589% | 0.5015% | 0.9374% | 0.571% | 7.642% | 55.06% | 4.489% | 21.98% | 3.908% | 100%
Floorspace-Based | FCZ03 | College | 0% | 0% | 0% | 0% | 0% | 0% | 0% | 0% | 0% | 0% | 73.93% | 22.43% | 3.55% | 0.09123% | 0% | 100%
Floorspace-Based | FCZ03 | Food Stores | 0% | 0% | 0% | 0% | 0% | 0% | 0% | 0% | 0% | 0% | 7.455% | 55.66% | 14.94% | 19.93% | 2.013% | 100%
Floorspace-Based | FCZ03 | Health Care | 0% | 6.551% | 5.008% | 0.915% | 0% | 1.248% | 0% | 0% | 12.83% | 0% | 6.419% | 37.1% | 1.448% | 19.26% | 9.213% | 100%
Floorspace-Based | FCZ03 | Lodging | 0% | 0% | 0% | 0% | 0% | 0% | 0% | 0% | 0% | 0% | 5.902% | 22.44% | 12.76% | 58.9% | 0% | 100%
Floorspace-Based | FCZ03 | Miscellaneous | 0% | 0% | 0% | 0% | 3.879% | 0.304% | 0% | 0% | 0% | 1.556% | 4.789% | 49.81% | 20.85% | 18.14% | 0.6766% | 100%
Floorspace-Based | FCZ03 | Office, Large | 0% | 0% | 0% | 82.03% | 0% | 0% | 0% | 0% | 0% | 0% | 0% | 6.872% | 0% | 11.1% | 0% | 100%
Floorspace-Based | FCZ03 | Office, Small | 0% | 0% | 0% | 0% | 0% | 2.457% | 0% | 0% | 0% | 0% | 8.059% | 45.52% | 12.78% | 29.72% | 1.465% | 100%
Floorspace-Based | FCZ03 | Refrigerated Warehouse | 0% | 0% | 0% | 0% | 0% | 0% | 0% | 0% | 0% | 0% | 0% | 89.09% | 0% | 10.91% | 0% | 100%
Floorspace-Based | FCZ03 | Restaurant | 0% | 0% | 0% | 0% | 0% | 6.392% | 0% | 0% | 0% | 0% | 3.727% | 67.13% | 2.234% | 20.51% | 0% | 100%
Floorspace-Based | FCZ03 | Retail | 0% | 0.895% | 0.7134% | 0% | 0% | 1.392% | 0% | 0% | 0% | 0% | 6.688% | 50.67% | 9.52% | 27.07% | 3.049% | 100%
Floorspace-Based | FCZ03 | School | 0% | 2.148% | 0% | 0% | 15.3% | 3.09% | 4.431% | 0% | 5.533% | 0% | 6.233% | 52.2% | 4.942% | 6.126% | 0% | 100%
Floorspace-Based | FCZ03 | Warehouse | 0% | 0% | 0% | 0% | 0% | 0% | 0% | 0% | 0% | 0% | 7.695% | 35.22% | 6.659% | 49.95% | 0.4799% | 100%
Floorspace-Based | FCZ03 | All Commercial | 0% | 0.8191% | 0.3485% | 3.516% | 3.61% | 1.25% | 0.7588% | 0% | 1.617% | 0.3975% | 10.95% | 43.42% | 10.64% | 21.41% | 1.267% | 100%
Floorspace-Based | FCZ04 | College | 0% | 0% | 0% | 0% | 0% | 0% | 0% | 0% | 0% | 0% | 0% | 76.43% | 1.334% | 19.41% | 2.818% | 100%
Floorspace-Based | FCZ04 | Food Stores | 0% | 0% | 1.243% | 1.134% | 0% | 0.244% | 0% | 0% | 0% | 0% | 7.239% | 37.61% | 11.2% | 37.22% | 4.112% | 100%
Floorspace-Based | FCZ04 | Health Care | 2.924% | 1.584% | 6.099% | 4.5% | 0.7028% | 4.344% | 0% | 0.4229% | 0.7553% | 0.5085% | 1.075% | 54.07% | 1.645% | 19.33% | 2.042% | 100%
Floorspace-Based | FCZ04 | Lodging | 2.811% | 0% | 0% | 4.626% | 0% | 2.442% | 0% | 1.289% | 0% | 1.406% | 0.7752% | 35.09% | 4.538% | 43.13% | 3.896% | 100%
Floorspace-Based | FCZ04 | Miscellaneous | 0.246% | 0.2314% | 1.553% | 0.2098% | 0.5543% | 2.118% | 0.27% | 0.1644% | 0.4356% | 0% | 5.436% | 37.23% | 6.112% | 40.63% | 4.813% | 100%
Floorspace-Based | FCZ04 | Office, Large | 0% | 2.312% | 0% | 0% | 0% | 0% | 0% | 4.419% | 0% | 0% | 0% | 16.24% | 25.45% | 50.68% | 0.8985% | 100%
Floorspace-Based | FCZ04 | Office, Small | 0% | 0.5425% | 0.8686% | 0.3914% | 0% | 1.151% | 0.5914% | 1.818% | 0% | 0% | 4.076% | 24.68% | 7.012% | 57.36% | 1.51% | 100%
Floorspace-Based | FCZ04 | Refrigerated Warehouse | 0% | 0% | 0% | 0% | 0% | 0% | 0% | 0% | 0% | 0% | 0% | 7.93% | 28.08% | 60.97% | 3.023% | 100%
Floorspace-Based | FCZ04 | Restaurant | 0% | 1.12% | 0.4897% | 0% | 0% | 0% | 0% | 0% | 0% | 0% | 17.77% | 25% | 12.09% | 39.8% | 3.736% | 100%
Floorspace-Based | FCZ04 | Retail | 0.4914% | 3.677% | 2.164% | 0.2869% | 1.895% | 2.346% | 0.1859% | 0.8853% | 0.6258% | 0% | 3.526% | 27.8% | 18.08% | 36.43% | 1.597% | 100%
Floorspace-Based | FCZ04 | School | 3.49% | 7.012% | 3.706% | 0% | 0% | 1.027% | 0% | 3.453% | 0% | 3.124% | 2.737% | 44.23% | 2.295% | 28.52% | 0.407% | 100%
Floorspace-Based | FCZ04 | Warehouse | 0.07453% | 0% | 0.1555% | 0.6634% | 0.1931% | 0.854% | 0.3489% | 0.1367% | 0% | 0% | 4.783% | 16.62% | 15.73% | 55.57% | 4.86% | 100%
Floorspace-Based | FCZ04 | All Commercial | 0.5726% | 1.187% | 1.273% | 0.7022% | 0.4295% | 1.41% | 0.219% | 0.8651% | 0.2043% | 0.2523% | 3.949% | 30.72% | 11.34% | 43.58% | 3.297% | 100%
Floorspace-Based | FCZ05 | College | 0% | 0% | 0% | 0% | 0% | 0% | 0% | 0% | 0% | 0% | 10.55% | 45.36% | 2.317% | 41.77% | 0% | 100%
Floorspace-Based | FCZ05 | Food Stores | 0% | 0% | 0% | 0% | 0% | 0% | 0% | 0% | 0% | 0% | 0% | 52.7% | 16.67% | 27.14% | 3.489% | 100%
Floorspace-Based | FCZ05 | Health Care | 0% | 0% | 0.5529% | 0.87% | 0% | 1.886% | 0% | 0% | 2.755% | 0% | 2.218% | 36.1% | 3.034% | 38.26% | 14.32% | 100%
Floorspace-Based | FCZ05 | Lodging | 0% | 0% | 0% | 0% | 0% | 0% | 0% | 0% | 1.431% | 0% | 2.361% | 44.68% | 8.054% | 38.63% | 4.848% | 100%
Floorspace-Based | FCZ05 | Miscellaneous | 0% | 2.197% | 1.639% | 0.2714% | 0.8513% | 0.3669% | 0.3683% | 0% | 0.08781% | 0% | 0.9187% | 56.36% | 4.838% | 26.08% | 6.019% | 100%
Floorspace-Based | FCZ05 | Office, Large | 0% | 0% | 0% | 0% | 0% | 0% | 0% | 3.902% | 0% | 0% | 10.9% | 74.83% | 0% | 10.37% | 0% | 100%
Floorspace-Based | FCZ05 | Office, Small | 0% | 0% | 0% | 0.3433% | 0% | 0.8763% | 0% | 0% | 0% | 0% | 3.992% | 53.2% | 6.779% | 32.03% | 2.782% | 100%
Floorspace-Based | FCZ05 | Refrigerated Warehouse | 0% | 0% | 0% | 0% | 0% | 0% | 0% | 0% | 0% | 0% | 0% | 5.735% | 14.3% | 32.42% | 47.55% | 100%
Floorspace-Based | FCZ05 | Restaurant | 0% | 0% | 0% | 0% | 0% | 1.376% | 0% | 0% | 0% | 0.4011% | 3.395% | 46.47% | 14.12% | 30.31% | 3.926% | 100%
Floorspace-Based | FCZ05 | Retail | 0% | 0% | 0.3852% | 0% | 0% | 1.366% | 0.4056% | 0% | 0% | 0% | 1.547% | 42.01% | 16.16% | 35.95% | 2.176% | 100%
Floorspace-Based | FCZ05 | School | 0% | 0% | 2.263% | 0% | 0% | 4.181% | 0% | 2.841% | 1.163% | 0% | 8.291% | 44.87% | 15.34% | 21.05% | 0% | 100%
Floorspace-Based | FCZ05 | Warehouse | 0% | 0% | 0% | 0% | 0% | 5.231% | 0% | 0% | 0% | 0% | 3.211% | 27.47% | 10.16% | 39.59% | 14.34% | 100%
Floorspace-Based | FCZ05 | All Commercial | 0% | 0.4971% | 0.6652% | 0.164% | 0.1926% | 1.581% | 0.1431% | 0.4399% | 0.3717% | 0.01134% | 3.345% | 45.84% | 8.97% | 31.06% | 6.728% | 100%
Floorspace-Based | FCZ06 | College | 0% | 0% | 0% | 0% | 0% | 0% | 0% | 0% | 0% | 0% | 56.35% | 37.19% | 3.779% | 2.683% | 0% | 100%
Floorspace-Based | FCZ06 | Food Stores | 0% | 0% | 0% | 0% | 0% | 0% | 0% | 0% | 0% | 0% | 1.198% | 35.46% | 24.45% | 38.47% | 0.4175% | 100%
Floorspace-Based | FCZ06 | Health Care | 0% | 0% | 0% | 0% | 5.126% | 0% | 0% | 0% | 0% | 0% | 0% | 50.65% | 0.2817% | 39.16% | 4.786% | 100%
Floorspace-Based | FCZ06 | Lodging | 0% | 0% | 1.139% | 0% | 0% | 0% | 0% | 0.4436% | 0% | 0% | 2.982% | 64.89% | 2.258% | 24.03% | 4.253% | 100%
Floorspace-Based | FCZ06 | Miscellaneous | 1.269% | 1.794% | 0% | 0% | 0.2108% | 0% | 1.219% | 0% | 1.204% | 0% | 0.6737% | 58.32% | 8.879% | 24.32% | 2.105% | 100%
Floorspace-Based | FCZ06 | Office, Large | 0% | 0% | 0% | 0% | 0% | 0% | 0% | 0% | 0% | 0% | 10.75% | 28.06% | 0% | 61.19% | 0% | 100%
Floorspace-Based | FCZ06 | Office, Small | 0% | 0% | 0.3951% | 0% | 0.2373% | 0.3894% | 0% | 0% | 0% | 0% | 3.642% | 63.15% | 14.84% | 17.34% | 0% | 100%
Floorspace-Based | FCZ06 | Refrigerated Warehouse | 0% | 0% | 0% | 0% | 0% | 0% | 0% | 0% | 0% | 0% | 0% | 27.75% | 7.413% | 24.28% | 40.56% | 100%
Floorspace-Based | FCZ06 | Restaurant | 0% | 0% | 0% | 0% | 0% | 0% | 0% | 0% | 0% | 0% | 1.704% | 57.76% | 13.54% | 24.59% | 2.407% | 100%
Floorspace-Based | FCZ06 | Retail | 0% | 1.693% | 0% | 0% | 0% | 0% | 0% | 0% | 0% | 0% | 1.49% | 37.99% | 24.04% | 32.82% | 1.957% | 100%
Floorspace-Based | FCZ06 | School | 0% | 0% | 0% | 0% | 0% | 0% | 0% | 0% | 0.6765% | 0% | 0% | 95% | 1.196% | 3.132% | 0% | 100%
Floorspace-Based | FCZ06 | Warehouse | 0% | 0% | 0% | 0% | 0% | 0% | 0% | 0% | 0% | 0% | 2.818% | 38.98% | 14.78% | 40.99% | 2.435% | 100%
Floorspace-Based | FCZ06 | All Commercial | 0.2104% | 0.5149% | 0.2039% | 0% | 0.4161% | 0.05942% | 0.202% | 0.05597% | 0.2527% | 0% | 6.696% | 53.79% | 9.92% | 25.44% | 2.235% | 100%
Floorspace-Based | FCZ07 | College | 0% | 0% | 1.677% | 0% | 0% | 0% | 0% | 0% | 0% | 1.801% | 26.63% | 59.69% | 1.81% | 8.395% | 0% | 100%
Floorspace-Based | FCZ07 | Food Stores | 0% | 0% | 0% | 0% | 0% | 0% | 0% | 0% | 0% | 0% | 1.861% | 65.31% | 15.79% | 16.55% | 0.4908% | 100%
Floorspace-Based | FCZ07 | Health Care | 0% | 0.5844% | 0% | 0% | 0% | 4.945% | 0.187% | 0.4331% | 0% | 0.439% | 3.843% | 59.72% | 6.287% | 23.23% | 0.3328% | 100%
Floorspace-Based | FCZ07 | Lodging | 3.598% | 0.296% | 0.6711% | 0% | 0% | 0.2954% | 0% | 0% | 0% | 0% | 1.611% | 54.42% | 16.63% | 18.45% | 4.03% | 100%
Floorspace-Based | FCZ07 | Miscellaneous | 0% | 0% | 0.404% | 0.9226% | 0.3828% | 0.8859% | 0.8301% | 0.04233% | 0% | 0% | 4.154% | 65.93% | 13.86% | 11.17% | 1.424% | 100%
Floorspace-Based | FCZ07 | Office, Large | 0% | 1.137% | 0% | 1.003% | 0% | 3.543% | 0% | 0% | 0% | 0% | 9.564% | 50% | 7.581% | 26.95% | 0.2215% | 100%
Floorspace-Based | FCZ07 | Office, Small | 0% | 0% | 0.05244% | 0% | 0% | 0.3265% | 0.2697% | 0% | 0% | 0% | 4.093% | 73.19% | 8.993% | 12.12% | 0.9544% | 100%
Floorspace-Based | FCZ07 | Refrigerated Warehouse | 0% | 0% | 0% | 0% | 0% | 0% | 0% | 0% | 0% | 0% | 0% | 43.48% | 33.85% | 22.67% | 0% | 100%
Floorspace-Based | FCZ07 | Restaurant | 0% | 0% | 0% | 0.1965% | 0.3689% | 0.354% | 0% | 0% | 0% | 0% | 2.135% | 64.08% | 11.75% | 19.43% | 1.69% | 100%
Floorspace-Based | FCZ07 | Retail | 0% | 0.1215% | 0% | 0.4941% | 0% | 0.5781% | 0.1183% | 0% | 0% | 0% | 2.131% | 58.16% | 13.21% | 23.79% | 1.4% | 100%
Floorspace-Based | FCZ07 | School | 0% | 0% | 0% | 0% | 1.116% | 4.186% | 1.592% | 1.132% | 0% | 1.02% | 4.622% | 66.09% | 5.369% | 14.78% | 0.08872% | 100%
Floorspace-Based | FCZ07 | Warehouse | 0% | 0.7619% | 0.4218% | 0.03319% | 0.05437% | 0.8946% | 0% | 0.1147% | 0.1211% | 0% | 3.967% | 61.74% | 10.93% | 19.44% | 1.522% | 100%
Floorspace-Based | FCZ07 | All Commercial | 0.1589% | 0.3601% | 0.239% | 0.3642% | 0.173% | 1.556% | 0.3087% | 0.1473% | 0.02116% | 0.1909% | 5.325% | 60.92% | 10.59% | 18.58% | 1.065% | 100%
Floorspace-Based | FCZ08 | College | 0% | 0% | 0% | 0% | 19.45% | 1.002% | 0% | 0% | 0% | 0% | 0% | 25.47% | 0.4995% | 53.58% | 0% | 100%
Floorspace-Based | FCZ08 | Food Stores | 0% | 0% | 0% | 0% | 0% | 0% | 0% | 0% | 0% | 0% | 2.324% | 61.14% | 3.282% | 31.98% | 1.272% | 100%
Floorspace-Based | FCZ08 | Health Care | 0% | 0% | 0% | 0% | 0% | 0% | 3.715% | 0% | 0% | 0% | 9.846% | 67.86% | 0% | 18.58% | 0% | 100%
Floorspace-Based | FCZ08 | Lodging | 4.008% | 0% | 0% | 0% | 0% | 0% | 0% | 0% | 0% | 0% | 1.987% | 83.44% | 6.404% | 4.166% | 0% | 100%
Floorspace-Based | FCZ08 | Miscellaneous | 0% | 0% | 0% | 0% | 0% | 0% | 0% | 0% | 0% | 0% | 3.686% | 57.11% | 7.383% | 31.05% | 0.7672% | 100%
Floorspace-Based | FCZ08 | Office, Large | 0% | 0% | 5.717% | 0% | 0% | 0% | 0% | 1.107% | 0% | 0% | 6.281% | 35.15% | 0% | 43.98% | 7.77% | 100%
Floorspace-Based | FCZ08 | Office, Small | 0% | 0% | 0% | 1.595% | 0% | 0% | 0% | 0% | 0% | 0% | 3.378% | 66.49% | 4.734% | 23.1% | 0.7034% | 100%
Floorspace-Based | FCZ08 | Refrigerated Warehouse | 0% | 0% | 0% | 0% | 0% | 0% | 0% | 0% | 0% | 0% | 0% | 95.78% | 4.218% | 0% | 0% | 100%
Floorspace-Based | FCZ08 | Restaurant | 0% | 0% | 6.944% | 0% | 0% | 0% | 0% | 0% | 0% | 0% | 0.4646% | 69.61% | 3.981% | 19% | 0% | 100%
Floorspace-Based | FCZ08 | Retail | 0% | 0.1601% | 0% | 0% | 0% | 0% | 0% | 0% | 0% | 0% | 0.9256% | 60.15% | 11.94% | 22.83% | 4.001% | 100%
Floorspace-Based | FCZ08 | School | 0% | 0% | 0% | 0% | 0% | 0% | 0% | 0% | 2.44% | 0% | 0% | 74.29% | 0% | 21.93% | 1.346% | 100%
Floorspace-Based | FCZ08 | Warehouse | 0% | 0% | 0% | 0% | 0% | 0% | 0% | 0% | 0% | 0% | 6.791% | 57.35% | 5.836% | 30.02% | 0% | 100%
Floorspace-Based | FCZ08 | All Commercial | 0.2209% | 0.02425% | 1.012% | 0.1803% | 2.848% | 0.1468% | 0.1936% | 0.1461% | 0.216% | 0% | 2.904% | 55.51% | 4.322% | 30.3% | 1.976% | 100%
Floorspace-Based | FCZ09 | College | 0% | 0% | 0% | 0% | 0% | 11.1% | 0% | 0% | 18.28% | 0% | 15.58% | 53.52% | 0% | 1.522% | 0% | 100%
Floorspace-Based | FCZ09 | Food Stores | 0% | 0% | 0% | 0% | 0% | 0% | 0% | 0% | 1.867% | 0% | 0% | 70.6% | 15.09% | 11.23% | 1.209% | 100%
Floorspace-Based | FCZ09 | Health Care | 0% | 4.259% | 7.412% | 2.952% | 0% | 0% | 0% | 0% | 0% | 3.541% | 6.929% | 10.82% | 40.29% | 19.94% | 3.856% | 100%
Floorspace-Based | FCZ09 | Lodging | 0% | 0% | 0% | 0% | 0% | 0% | 0% | 0% | 0% | 0% | 0% | 58.69% | 5.052% | 36.26% | 0% | 100%
Floorspace-Based | FCZ09 | Miscellaneous | 0% | 0% | 0% | 0% | 0% | 1.028% | 0% | 0% | 0% | 0% | 7.282% | 58.96% | 9.252% | 19.78% | 3.691% | 100%
Floorspace-Based | FCZ09 | Office, Large | 72.65% | 0% | 0% | 0% | 0% | 0% | 0% | 0% | 0% | 0% | 0% | 19.37% | 0% | 7.983% | 0% | 100%
Floorspace-Based | FCZ09 | Office, Small | 0% | 0% | 3.972% | 0% | 0% | 0% | 0% | 2.051% | 0% | 0% | 1.275% | 38.74% | 16.75% | 37.21% | 0% | 100%
Floorspace-Based | FCZ09 | Refrigerated Warehouse | 0% | 0% | 0% | 0% | 0% | 0% | 0% | 0% | 0% | 0% | 0% | 7.844% | 0% | 92.16% | 0% | 100%
Floorspace-Based | FCZ09 | Restaurant | 0% | 0% | 0.9903% | 0% | 0% | 1.51% | 0% | 0% | 0% | 0% | 5.247% | 45.09% | 16.8% | 26.64% | 3.712% | 100%
Floorspace-Based | FCZ09 | Retail | 0% | 0% | 0% | 0% | 0% | 0% | 0% | 0% | 0% | 0% | 1.777% | 24.78% | 3.196% | 68.52% | 1.734% | 100%
Floorspace-Based | FCZ09 | School | 0% | 0% | 3.598% | 0% | 0% | 0.1767% | 0% | 4.052% | 0% | 0% | 0% | 52.85% | 5.147% | 34.18% | 0% | 100%
Floorspace-Based | FCZ09 | Warehouse | 0.979% | 0% | 0% | 0% | 0% | 0% | 0% | 0% | 0% | 0% | 0% | 11.84% | 4.045% | 83.14% | 0% | 100%
Floorspace-Based | FCZ09 | All Commercial | 2.362% | 0.2457% | 1.401% | 0.1703% | 0% | 0.5159% | 0% | 0.8492% | 0.4625% | 0.2043% | 2.757% | 38.1% | 8.809% | 42.73% | 1.39% | 100%
Floorspace-Based | FCZ10 | College | 0% | 0% | 0% | 0% | 0% | 0% | 6.21% | 0% | 0% | 0% | 31.02% | 43.33% | 1.711% | 10.98% | 6.74% | 100%
Floorspace-Based | FCZ10 | Food Stores | 0% | 0% | 0% | 0% | 0% | 9.429% | 0% | 0% | 0% | 0% | 3.017% | 32.31% | 26.05% | 23.29% | 5.912% | 100%
Floorspace-Based | FCZ10 | Health Care | 0% | 0% | 0% | 3.64% | 0% | 0% | 0% | 0% | 0% | 0% | 2.071% | 54.92% | 8.978% | 21.07% | 9.32% | 100%
Floorspace-Based | FCZ10 | Lodging | 0% | 0.6493% | 0% | 0% | 0% | 0% | 0% | 9.536% | 0% | 0% | 7.59% | 35.58% | 6.252% | 33.97% | 6.423% | 100%
Floorspace-Based | FCZ10 | Miscellaneous | 0% | 1.273% | 0% | 0.4157% | 0% | 0.8935% | 0% | 0% | 0% | 0% | 4.853% | 46.62% | 12.74% | 33.16% | 0.04765% | 100%
Floorspace-Based | FCZ10 | Office, Large | 0% | 0% | 0% | 0% | 0% | 0% | 0% | 0% | 3.659% | 0% | 2.436% | 32.51% | 12.26% | 47.1% | 2.032% | 100%
Floorspace-Based | FCZ10 | Office, Small | 0% | 0% | 3.355% | 0% | 0% | 1.784% | 0% | 2.296% | 0% | 0% | 6.127% | 42.77% | 8.403% | 34.78% | 0.4839% | 100%
Floorspace-Based | FCZ10 | Refrigerated Warehouse | 0% | 0% | 0% | 0% | 0% | 0% | 0% | 0% | 0% | 0% | 0.6323% | 0% | 0% | 19.69% | 79.67% | 100%
Floorspace-Based | FCZ10 | Restaurant | 0% | 0% | 0% | 1.63% | 0% | 0.1819% | 0% | 0% | 0% | 0% | 1.481% | 46.37% | 7.545% | 41.64% | 1.152% | 100%
Floorspace-Based | FCZ10 | Retail | 0% | 0% | 0% | 0.2927% | 0% | 1.691% | 0% | 1.602% | 0% | 0% | 23.11% | 23.85% | 6.983% | 31.31% | 11.17% | 100%
Floorspace-Based | FCZ10 | School | 1.967% | 0% | 1.049% | 0.4392% | 0% | 0.2684% | 0% | 0% | 0% | 2.742% | 12.57% | 47.32% | 0% | 33.65% | 0% | 100%
Floorspace-Based | FCZ10 | Warehouse | 0% | 0% | 0% | 0% | 0% | 0% | 0.5715% | 0% | 5.399% | 0% | 4.748% | 18.23% | 13.9% | 50.18% | 6.964% | 100%
Floorspace-Based | FCZ10 | All Commercial | 0.178% | 0.1817% | 0.2898% | 0.3616% | 0% | 0.745% | 0.3166% | 0.713% | 2.1% | 0.248% | 8.684% | 30.87% | 10.22% | 38.49% | 6.6% | 100%
Floorspace-Based | FCZ11 | College | 0% | 0% | 0% | 7.228% | 0% | 0% | 0% | 0% | 0% | 0% | 0.2533% | 44.86% | 0% | 47.06% | 0.5981% | 100%
Floorspace-Based | FCZ11 | Food Stores | 0% | 0% | 0.174% | 0% | 0% | 0% | 0% | 0% | 0% | 0% | 0% | 66.87% | 14.29% | 9.281% | 9.392% | 100%
Floorspace-Based | FCZ11 | Health Care | 0% | 6.456% | 0% | 0% | 0% | 8.623% | 0% | 0% | 0% | 2.814% | 11.69% | 39.9% | 5.735% | 7.37% | 17.42% | 100%
Floorspace-Based | FCZ11 | Lodging | 0% | 1.652% | 0% | 0% | 0% | 0% | 0% | 1.121% | 0% | 1.864% | 22.14% | 40.63% | 18.21% | 12.53% | 1.848% | 100%
Floorspace-Based | FCZ11 | Miscellaneous | 0% | 0.2628% | 0.6583% | 0% | 0% | 1.752% | 0.2514% | 0.5365% | 0% | 0% | 10.44% | 38.21% | 5.657% | 40.33% | 1.9% | 100%
Floorspace-Based | FCZ11 | Office, Large | 0% | 0% | 0% | 0% | 0% | 0% | 0% | 0% | 0% | 0% | 11.17% | 26.88% | 10.05% | 51.9% | 0% | 100%
Floorspace-Based | FCZ11 | Office, Small | 0% | 0% | 0% | 0% | 0% | 0% | 1.072% | 0% | 0% | 0% | 10.69% | 30.83% | 12.8% | 42.27% | 2.342% | 100%
Floorspace-Based | FCZ11 | Refrigerated Warehouse | 0% | 0% | 0% | 0% | 0% | 0% | 0% | 0% | 0% | 0% | 1.225% | 11.64% | 0% | 87.14% | 0% | 100%
Floorspace-Based | FCZ11 | Restaurant | 0% | 0% | 0% | 1.487% | 0% | 0.7181% | 0% | 1.904% | 0% | 0% | 2.079% | 40.91% | 15.57% | 34.81% | 2.526% | 100%
Floorspace-Based | FCZ11 | Retail | 0% | 0.4521% | 0% | 0% | 0.2315% | 2.499% | 0% | 0% | 0.4348% | 0% | 6.107% | 23.82% | 12.03% | 52.17% | 2.261% | 100%
Floorspace-Based | FCZ11 | School | 0% | 0% | 0% | 0% | 3.347% | 0% | 0% | 0% | 0% | 0% | 0% | 28.54% | 3.015% | 63.11% | 1.991% | 100%
Floorspace-Based | FCZ11 | Warehouse | 0% | 0% | 0.3613% | 0% | 0% | 0.08158% | 0% | 0% | 0% | 0% | 0.03984% | 6.512% | 18.35% | 73.49% | 1.159% | 100%
Floorspace-Based | FCZ11 | All Commercial | 0% | 0.473% | 0.2472% | 0.1113% | 0.3855% | 1.103% | 0.1258% | 0.2208% | 0.05501% | 0.216% | 5.916% | 26.39% | 11.2% | 51.04% | 2.518% | 100%
Floorspace-Based | FCZ12c | College | 0% | 0% | 0% | 0% | 0% | 0% | 0% | 0% | 0% | 0% | 10.16% | 86.11% | 0.4739% | 2.291% | 0.963% | 100%
Floorspace-Based | FCZ12c | Food Stores | 0% | 0% | 0% | 0% | 0% | 0% | 0% | 0% | 0% | 0% | 0.9412% | 64.6% | 2.617% | 31.12% | 0.7241% | 100%
Floorspace-Based | FCZ12c | Health Care | 0% | 0% | 0% | 0% | 0% | 0% | 0% | 0% | 0% | 0% | 9.273% | 56.64% | 0% | 32.35% | 1.737% | 100%
Floorspace-Based | FCZ12c | Lodging | 0% | 0% | 0% | 0% | 0% | 0.4931% | 0% | 0% | 0% | 0% | 14.83% | 39.57% | 8.606% | 22.14% | 14.37% | 100%
Floorspace-Based | FCZ12c | Miscellaneous | 0% | 0.04873% | 0.534% | 0.2955% | 0% | 5.03% | 0.259% | 0.08899% | 0.3412% | 0% | 5.02% | 55.67% | 7.07% | 23.99% | 1.652% | 100%
Floorspace-Based | FCZ12c | Office, Large | 0% | 0% | 0% | 0% | 0% | 1.748% | 0% | 1.484% | 0% | 0.4713% | 8.455% | 46.02% | 1.863% | 39.45% | 0.5096% | 100%
Floorspace-Based | FCZ12c | Office, Small | 0% | 0.3084% | 0.3766% | 0.1283% | 0% | 0.6559% | 0% | 0.4472% | 0% | 0% | 4.27% | 71.54% | 3.07% | 18.8% | 0.3991% | 100%
Floorspace-Based | FCZ12c | Refrigerated Warehouse | 0% | 0% | 0% | 0% | 0% | 0% | 0% | 0% | 0% | 0% | 0% | 10.71% | 0% | 89.29% | 0% | 100%
Floorspace-Based | FCZ12c | Restaurant | 0% | 0.3431% | 0% | 0% | 0% | 1.053% | 0% | 0% | 0% | 0% | 1.479% | 65.78% | 4.567% | 23.4% | 3.376% | 100%
Floorspace-Based | FCZ12c | Retail | 0% | 0% | 0% | 0% | 0% | 0.09126% | 0% | 0% | 0% | 0% | 3.9% | 53.42% | 5.4% | 37.19% | 0% | 100%
Floorspace-Based | FCZ12c | School | 0% | 0% | 0% | 0% | 0% | 0% | 0% | 0% | 0% | 0% | 16.08% | 37.75% | 2.874% | 43.29% | 0% | 100%
Floorspace-Based | FCZ12c | Warehouse | 0% | 0% | 1.485% | 0% | 0% | 0% | 0% | 0% | 0% | 0% | 6.621% | 47.25% | 4.622% | 38.01% | 2.009% | 100%
Floorspace-Based | FCZ12c | All Commercial | 0% | 0.05548% | 0.2333% | 0.07911% | 0% | 1.57% | 0.05572% | 0.3574% | 0.0734% | 0.0902% | 7.279% | 55.02% | 4.14% | 29.03% | 2.012% | 100%
Floorspace-Based | FCZ12i | College | 0% | 0% | 0% | 0% | 0% | 0% | 0% | 4.504% | 0% | 0% | 0% | 42.9% | 1.301% | 51.29% | 0% | 100%
Floorspace-Based | FCZ12i | Food Stores | 0% | 0% | 0.3061% | 0% | 0% | 0% | 0% | 0% | 0% | 0% | 0.2875% | 39.95% | 0.9237% | 58.54% | 0% | 100%
Floorspace-Based | FCZ12i | Health Care | 0% | 0% | 0% | 0% | 0% | 0.827% | 0% | 0% | 0% | 0% | 16.22% | 62.67% | 1.575% | 11.84% | 6.874% | 100%
Floorspace-Based | FCZ12i | Lodging | 0% | 31.59% | 5.396% | 0% | 0% | 0% | 0% | 0% | 0% | 0% | 4.471% | 27.86% | 0% | 24.91% | 5.77% | 100%
Floorspace-Based | FCZ12i | Miscellaneous | 0% | 0% | 0% | 0.2593% | 0.2676% | 1.104% | 0% | 0% | 0% | 0% | 1.515% | 63.05% | 6.518% | 21.37% | 5.925% | 100%
Floorspace-Based | FCZ12i | Office, Large | 0% | 0% | 0% | 0% | 0% | 0% | 0% | 0% | 0% | 0% | 2.471% | 58.19% | 0% | 36.2% | 3.14% | 100%
Floorspace-Based | FCZ12i | Office, Small | 0% | 0% | 0.5698% | 0% | 0% | 2.522% | 1.286% | 0.3311% | 0.7991% | 0% | 8.139% | 53.66% | 16.73% | 15.78% | 0.1895% | 100%
Floorspace-Based | FCZ12i | Refrigerated Warehouse | 0% | 0% | 0% | 0% | 0% | 0% | 0% | 0% | 0% | 0% | 0% | 59.14% | 0% | 0% | 40.86% | 100%
Floorspace-Based | FCZ12i | Restaurant | 0% | 0% | 2.799% | 0% | 0% | 0% | 0% | 0% | 0% | 0% | 6.565% | 60.75% | 8.258% | 20.21% | 1.416% | 100%
Floorspace-Based | FCZ12i | Retail | 0% | 0% | 0% | 0% | 0% | 0.4809% | 0% | 0% | 0% | 0% | 4.217% | 41.51% | 21.09% | 29.72% | 2.975% | 100%
Floorspace-Based | FCZ12i | School | 0% | 0% | 0% | 0% | 0% | 0% | 9.857% | 0% | 0% | 4.707% | 24.98% | 48.56% | 3.364% | 8.534% | 0% | 100%
Floorspace-Based | FCZ12i | Warehouse | 1.43% | 0% | 0% | 0% | 0% | 8.906% | 0% | 0% | 0% | 0% | 0% | 68.73% | 5.059% | 15.87% | 0% | 100%
Floorspace-Based | FCZ12i | All Commercial | 0.05025% | 2.131% | 0.5035% | 0.05856% | 0.06043% | 0.9674% | 1.265% | 0.2517% | 0.07562% | 0.5461% | 7.033% | 52.32% | 7.827% | 23.62% | 3.297% | 100%
Floorspace-Based | FCZ13 | College | 0% | 0% | 0% | 0% | 0% | 0% | 0% | 0% | 0% | 0% | 2.551% | 52.44% | 0% | 42.32% | 2.693% | 100%
Floorspace-Based | FCZ13 | Food Stores | 0% | 0% | 0% | 0% | 0% | 0.9583% | 0% | 0% | 0% | 0% | 1.673% | 54.59% | 0.3861% | 40.16% | 2.235% | 100%
Floorspace-Based | FCZ13 | Health Care | 0% | 0% | 1.492% | 0% | 0% | 0% | 0% | 0.6759% | 0% | 0% | 6.784% | 54.38% | 1.455% | 30.72% | 4.492% | 100%
Floorspace-Based | FCZ13 | Lodging | 0% | 0% | 4.337% | 0% | 0% | 0% | 0% | 2.213% | 0% | 0% | 5.055% | 35.36% | 0% | 48.07% | 4.959% | 100%
Floorspace-Based | FCZ13 | Miscellaneous | 0.05797% | 0% | 0.542% | 0% | 0% | 3.205% | 0.705% | 0.9414% | 1.015% | 0% | 11.7% | 53.79% | 1.388% | 26.61% | 0.04781% | 100%
Floorspace-Based | FCZ13 | Office, Large | 0% | 0% | 0% | 0% | 0% | 2.553% | 0% | 0% | 0% | 2% | 20.19% | 40.98% | 0% | 34.28% | 0% | 100%
Floorspace-Based | FCZ13 | Office, Small | 0% | 0% | 0.3872% | 0% | 0% | 0.9225% | 0% | 0.954% | 0% | 0.8429% | 7.926% | 59.15% | 1.376% | 27.63% | 0.8142% | 100%
Floorspace-Based | FCZ13 | Refrigerated Warehouse | 0% | 0% | 0% | 0% | 0% | 0% | 0% | 0% | 0% | 0% | 0% | 61.7% | 0% | 9.74% | 28.56% | 100%
Floorspace-Based | FCZ13 | Restaurant | 0% | 0% | 0% | 0.4407% | 0% | 2.701% | 0.8212% | 0% | 0% | 0% | 4.287% | 48.92% | 2.071% | 38.2% | 2.552% | 100%
Floorspace-Based | FCZ13 | Retail | 0% | 0% | 0.5203% | 0% | 0% | 0.2099% | 0% | 0% | 0% | 0% | 7.412% | 47.02% | 0.868% | 40.19% | 3.784% | 100%
Floorspace-Based | FCZ13 | School | 0% | 0% | 0% | 0% | 0% | 0% | 0% | 0% | 1.55% | 0% | 8.426% | 68.55% | 5.45% | 15.96% | 0.0629% | 100%
Floorspace-Based | FCZ13 | Warehouse | 1.62% | 0% | 0% | 0% | 0% | 0% | 0% | 9.09% | 0% | 0% | 6.897% | 47.86% | 9.758% | 24.78% | 0% | 100%
Floorspace-Based | FCZ13 | All Commercial | 0.1532% | 0% | 0.4558% | 0.01349% | 0% | 1.241% | 0.1607% | 1.182% | 0.3325% | 0.3839% | 9.568% | 51.5% | 2.066% | 31.16% | 1.784% | 100%
Floorspace-Based | FCZ16 | College | 0% | 0% | 0% | 0% | 0% | 0% | 0% | 0% | 0% | 0% | 99.96% | 0% | 0% | 0.03582% | 0% | 100%
Floorspace-Based | FCZ16 | Food Stores | 0% | 0% | 0% | 0% | 0% | 0% | 0% | 0% | 0% | 0% | 0.2595% | 69.95% | 0.9168% | 23.03% | 5.841% | 100%
Floorspace-Based | FCZ16 | Health Care | 0% | 0% | 0% | 0% | 0% | 0% | 0% | 0% | 0% | 0% | 0% | 88.88% | 11.12% | 0% | 0% | 100%
Floorspace-Based | FCZ16 | Lodging | 0% | 0% | 0% | 0% | 0% | 0% | 1.436% | 0% | 0% | 0% | 1.097% | 48.49% | 5.599% | 23.6% | 19.79% | 100%
Floorspace-Based | FCZ16 | Miscellaneous | 0% | 0% | 0% | 0% | 0% | 2.901% | 0% | 0% | 0% | 0% | 4.257% | 75.72% | 4.613% | 12.5% | 0% | 100%
Floorspace-Based | FCZ16 | Office, Large | 0% | 0% | 0% | 0% | 0% | 3.031% | 0% | 0% | 0% | 0% | 6.635% | 74.96% | 0% | 15.05% | 0.3267% | 100%
Floorspace-Based | FCZ16 | Office, Small | 0% | 0% | 0% | 0% | 0% | 0% | 0% | 0% | 0% | 0% | 0% | 95.1% | 1.406% | 3.495% | 0% | 100%
Floorspace-Based | FCZ16 | Refrigerated Warehouse | 0% | 0% | 0% | 0% | 0% | 0% | 0% | 0% | 0% | 0% | 0% | 70.23% | 24.19% | 5.577% | 0% | 100%
Floorspace-Based | FCZ16 | Restaurant | 0% | 0% | 0% | 0% | 0% | 0% | 0% | 0% | 0% | 0% | 0% | 74.71% | 9.032% | 16.26% | 0% | 100%
Floorspace-Based | FCZ16 | Retail | 0% | 0% | 0.3549% | 0% | 0% | 0% | 0% | 0% | 0% | 0% | 1.499% | 63.8% | 2.568% | 30.98% | 0.7997% | 100%
Floorspace-Based | FCZ16 | School | 0% | 0% | 0% | 0% | 0% | 0% | 0% | 0% | 0% | 0% | 14.67% | 65.53% | 9.746% | 10.05% | 0% | 100%
Floorspace-Based | FCZ16 | Warehouse | 0% | 0% | 0% | 0% | 0% | 0% | 0% | 0% | 0% | 0% | 0% | 87.38% | 10.01% | 2.608% | 0% | 100%
Floorspace-Based | FCZ16 | All Commercial | 0% | 0% | 0.04011% | 0% | 0% | 1.358% | 0.0739% | 0% | 0% | 0% | 10.4% | 69.26% | 3.972% | 13.56% | 1.338% | 100%
Floorspace-Based | FCZ17 | College | 0% | 0% | 0% | 0% | 0% | 0% | 0% | 0% | 0% | 0% | 15.38% | 68.31% | 15.72% | 0.5926% | 0% | 100%
Floorspace-Based | FCZ17 | Food Stores | 0% | 0% | 0% | 0% | 0% | 0% | 0% | 0% | 0% | 0% | 0% | 75.77% | 9.308% | 14.42% | 0.5087% | 100%
Floorspace-Based | FCZ17 | Health Care | 0% | 0% | 0% | 0% | 0% | 0% | 0% | 0% | 5.854% | 0% | 0% | 66.26% | 12.05% | 15.84% | 0% | 100%
Floorspace-Based | FCZ17 | Lodging | 0% | 0% | 0% | 0% | 0% | 0% | 0% | 0% | 0% | 0% | 0% | 77.42% | 1.364% | 21.21% | 0% | 100%
Floorspace-Based | FCZ17 | Miscellaneous | 0% | 0% | 0% | 0% | 0% | 0% | 0% | 0% | 0% | 0% | 1.311% | 72.56% | 14.88% | 11.25% | 0% | 100%
Floorspace-Based | FCZ17 | Office, Large | 0% | 0% | 0% | 0% | 0% | 0% | 0% | 0% | 0% | 0% | 7.359% | 62.83% | 9.952% | 19.86% | 0% | 100%
Floorspace-Based | FCZ17 | Office, Small | 0% | 0% | 0% | 0% | 0% | 0% | 0% | 0% | 0% | 0% | 0% | 75.35% | 14.11% | 10.54% | 0% | 100%
Floorspace-Based | FCZ17 | Refrigerated Warehouse | 0% | 0% | 0% | 0% | 0% | 0% | 0% | 0% | 0% | 0% | 0% | 46.69% | 0% | 53.31% | 0% | 100%
Floorspace-Based | FCZ17 | Restaurant | 0% | 0% | 0% | 0% | 0% | 0% | 0% | 0% | 0% | 0% | 0% | 77.06% | 8.554% | 13.66% | 0.7214% | 100%
Floorspace-Based | FCZ17 | Retail | 0% | 0% | 0% | 0% | 0% | 0% | 0% | 0% | 0% | 0% | 0.3674% | 70.28% | 7.518% | 21.3% | 0.534% | 100%
Floorspace-Based | FCZ17 | School | 0% | 0% | 0% | 0% | 0% | 0% | 0% | 0% | 0% | 0% | 0% | 79.26% | 15.06% | 5.685% | 0% | 100%
Floorspace-Based | FCZ17 | Warehouse | 0% | 0% | 0% | 0% | 0% | 0% | 0% | 0% | 0% | 0% | 0% | 81.16% | 0.8525% | 17.99% | 0% | 100%
Floorspace-Based | FCZ17 | All Commercial | 0% | 0% | 0% | 0% | 0% | 0% | 0% | 0% | 0.3631% | 0% | 1.278% | 72.6% | 10.25% | 15.35% | 0.1635% | 100%
Sites-Based | Statewide | College | 0% | 0% | 0.06597% | 0.4787% | 0.00917% | 0.8102% | 0.02033% | 0.3691% | 0.01779% | 0.01222% | 2.806% | 59.85% | 10.23% | 24.28% | 1.052% | 100% | ↓ % of number of Comm. sites
Sites-Based | Statewide | Food Stores | 0% | 0% | 0.07899% | 0.01514% | 0% | 0.2369% | 0% | 0% | 0.013% | 0% | 2.11% | 67.57% | 10.61% | 17.9% | 1.468% | 100%
Sites-Based | Statewide | Health Care | 0.06446% | 0.5179% | 0.6663% | 0.5765% | 0.1058% | 1.196% | 0.2582% | 0.2206% | 0.2814% | 0.3213% | 4.288% | 54.65% | 12.57% | 21.1% | 3.188% | 100%
Sites-Based | Statewide | Lodging | 0.4246% | 0.7165% | 0.3836% | 0.4093% | 0% | 0.7924% | 0.1186% | 0.5957% | 0.04778% | 0.4814% | 4.567% | 62.99% | 7.226% | 19.04% | 2.204% | 100%
Sites-Based | Statewide | Miscellaneous | 0.02526% | 0.2536% | 0.2951% | 0.1361% | 0.397% | 0.6056% | 0.2493% | 0.1139% | 0.206% | 0.01669% | 2.955% | 67.36% | 9.688% | 16.26% | 1.438% | 100%
Sites-Based | Statewide | Office, Large | 0.111% | 0.5692% | 0.1354% | 0.5361% | 0.06337% | 2.436% | 0.3665% | 0.312% | 0.2799% | 0.3635% | 10.24% | 50.63% | 4.425% | 28.34% | 1.198% | 100%
Sites-Based | Statewide | Office, Small | 0% | 0.125% | 0.1975% | 0.03483% | 0.00825% | 0.3768% | 0.1469% | 0.1426% | 0.03431% | 0.03829% | 3.716% | 62.92% | 7.904% | 23.13% | 1.226% | 100%
Sites-Based | Statewide | Refrigerated Warehouse | 0.2347% | 0.4033% | 0% | 0% | 0% | 0% | 0% | 0% | 0% | 0% | 0.947% | 58.92% | 13.9% | 22.2% | 3.393% | 100%
Sites-Based | Statewide | Restaurant | 0.02162% | 0.02331% | 0.2616% | 0.1135% | 0.02525% | 0.284% | 0.01648% | 0.07874% | 0% | 0.04251% | 2.591% | 59.06% | 10.88% | 24.65% | 1.955% | 100%
Sites-Based | Statewide | Retail | 0.004529% | 0.2383% | 0.08651% | 0.08653% | 0.06506% | 0.4077% | 0.01706% | 0.06233% | 0.04173% | 0.009012% | 1.676% | 64.12% | 11.79% | 20.16% | 1.232% | 100%
Sites-Based | Statewide | School | 0.1923% | 0.4665% | 0.6799% | 0.1155% | 0.5283% | 1.277% | 0.8925% | 0.4927% | 0.4948% | 0.6257% | 5.463% | 59.63% | 8.983% | 19.47% | 0.6855% | 100%
Sites-Based | Statewide | Warehouse | 0.1611% | 0.1765% | 0.7035% | 0.06789% | 0.06992% | 0.4813% | 0.07106% | 0.1893% | 0.2029% | 0% | 3.419% | 62.56% | 10.01% | 20.68% | 1.208% | 100%
Sites-Based | Statewide | All Commercial | 0.03057% | 0.1887% | 0.2383% | 0.1091% | 0.114% | 0.4961% | 0.1302% | 0.1281% | 0.0917% | 0.05458% | 3.012% | 63.26% | 9.866% | 20.87% | 1.412% | 100%
Sites-Based | PG&E Tot | College | 0% | 0% | 0% | 0% | 0% | 0% | 0% | 0.6709% | 0% | 0% | 3.242% | 57.84% | 21.78% | 16.1% | 0.356% | 100%
Sites-Based | PG&E Tot | Food Stores | 0% | 0% | 0.03997% | 0.03997% | 0% | 0.2812% | 0% | 0% | 0% | 0% | 3.2% | 61.15% | 13.86% | 20.29% | 1.134% | 100%
Sites-Based | PG&E Tot | Health Care | 0.1798% | 0.6394% | 1.682% | 0.4864% | 0.295% | 2.057% | 0.4578% | 0.395% | 0.3859% | 0.3242% | 6.677% | 51.02% | 6.386% | 24.94% | 4.074% | 100%
Sites-Based | PG&E Tot | Lodging | 0.1278% | 0% | 0.116% | 0.8998% | 0% | 1.351% | 0% | 0.4961% | 0.105% | 0.9061% | 4.298% | 62.26% | 6.172% | 21.88% | 1.388% | 100%
Sites-Based | PG&E Tot | Miscellaneous | 0.03908% | 0.46% | 0.3855% | 0.08797% | 0.4882% | 0.8349% | 0.4347% | 0.21% | 0.4196% | 0.0392% | 3.515% | 62.16% | 10.35% | 17.77% | 2.809% | 100%
Sites-Based | PG&E Tot | Office, Large | 0% | 0.3624% | 0% | 0.4677% | 0.1691% | 3.806% | 0.978% | 0.5039% | 0.1369% | 0.4196% | 11.2% | 48.91% | 2.931% | 28.97% | 1.152% | 100%
Sites-Based | PG&E Tot | Office, Small | 0% | 0.2245% | 0.229% | 0.03924% | 0.02253% | 0.5463% | 0.117% | 0.09051% | 0.03469% | 0.0788% | 4.129% | 57.8% | 7.375% | 27.69% | 1.622% | 100%
Sites-Based | PG&E Tot | Refrigerated Warehouse | 0.8077% | 1.388% | 0% | 0% | 0% | 0% | 0% | 0% | 0% | 0% | 0.8094% | 63.15% | 9.894% | 19.54% | 4.415% | 100%
Sites-Based | PG&E Tot | Restaurant | 0.06526% | 0.0231% | 0.5585% | 0.02076% | 0% | 0.2814% | 0% | 0.04911% | 0% | 0.1283% | 4.142% | 53.49% | 12.37% | 26.2% | 2.679% | 100%
Sites-Based | PG&E Tot | Retail | 0.01571% | 0.2554% | 0.2242% | 0.236% | 0.1926% | 0.5688% | 0.04458% | 0.1592% | 0.1116% | 0.03127% | 2.42% | 61.31% | 13.98% | 19.02% | 1.421% | 100%
Sites-Based | PG&E Tot | School | 0.5011% | 1.63% | 1.908% | 0% | 0.968% | 2.222% | 1.088% | 0.6352% | 1.318% | 0.9043% | 5.134% | 55.39% | 10.16% | 17.07% | 1.071% | 100%
Sites-Based | PG&E Tot | Warehouse | 0.1972% | 0.1124% | 0.7339% | 0.07825% | 0.08573% | 0.5687% | 0.08573% | 0.3927% | 0% | 0% | 5.909% | 54.7% | 10.35% | 25.21% | 1.571% | 100%
Sites-Based | PG&E Tot | All Commercial | 0.04622% | 0.2807% | 0.3675% | 0.1158% | 0.1858% | 0.6944% | 0.1913% | 0.1736% | 0.1652% | 0.0981% | 3.857% | 58.76% | 10.55% | 22.55% | 1.963% | 100%
Sites-Based | SCE Tot | College | 0% | 0% | 0.1226% | 0.8895% | 0.01704% | 1.505% | 0.03777% | 0% | 0.03305% | 0.02271% | 1.504% | 62.29% | 3.201% | 28.86% | 1.518% | 100%
Sites-Based | SCE Tot | Food Stores | 0% | 0% | 0.09434% | 0% | 0% | 0.1685% | 0% | 0% | 0.0321% | 0% | 1.221% | 71.76% | 9.475% | 15.27% | 1.976% | 100%
Sites-Based | SCE Tot | Health Care | 0% | 0.6869% | 0.06644% | 0.9569% | 0% | 0.9643% | 0.2238% | 0.1038% | 0% | 0.4881% | 2.706% | 55.54% | 13.19% | 22.05% | 3.017% | 100%
Sites-Based | SCE Tot | Lodging | 1.001% | 0.6865% | 0.2099% | 0% | 0% | 0.2099% | 0% | 0.583% | 0% | 0.1891% | 3.804% | 66.87% | 10.63% | 13.85% | 1.966% | 100%
Sites-Based | SCE Tot | Miscellaneous | 0% | 0.127% | 0.2181% | 0.1766% | 0.4482% | 0.4156% | 0.07479% | 0.03547% | 0% | 0% | 2.104% | 70.33% | 9.766% | 15.83% | 0.4753% | 100%
Sites-Based | SCE Tot | Office, Large | 0.3245% | 1.266% | 0.3958% | 1.055% | 0% | 0.9823% | 0% | 0.09086% | 0.668% | 0% | 9.156% | 45.49% | 8.433% | 30.83% | 1.312% | 100%
Sites-Based | SCE Tot | Office, Small | 0% | 0% | 0.2148% | 0.01925% | 0% | 0.2553% | 0.1095% | 0.1747% | 0% | 0% | 3.059% | 61.73% | 9.409% | 23.65% | 1.373% | 100%
Sites-Based | SCE Tot | Refrigerated Warehouse | 0% | 0% | 0% | 0% | 0% | 0% | 0% | 0% | 0% | 0% | 1.412% | 57.74% | 19.94% | 17.65% | 3.259% | 100%
Sites-Based | SCE Tot | Restaurant | 0% | 0% | 0.1611% | 0.2177% | 0.06097% | 0.2352% | 0% | 0.1508% | 0% | 0% | 1.947% | 59.18% | 10.47% | 25.97% | 1.604% | 100%
Sites-Based | SCE Tot | Retail | 0% | 0.3633% | 0% | 0.04082% | 0.0211% | 0.5007% | 0.009286% | 0.0363% | 0.0211% | 0% | 1.01% | 65.75% | 9.703% | 21.16% | 1.387% | 100%
Sites-Based | SCE Tot | School | 0.1007% | 0% | 0.2753% | 0.2376% | 0.5169% | 1.319% | 0.5186% | 0.6394% | 0.1313% | 0.6891% | 4.068% | 63.42% | 8.079% | 19.25% | 0.7609% | 100%
Sites-Based | SCE Tot | Warehouse | 0.05617% | 0.2778% | 0.9046% | 0.08875% | 0.08875% | 0.5981% | 0.09091% | 0.08875% | 0.3862% | 0% | 2.784% | 61.86% | 11.33% | 20% | 1.441% | 100%
Sites-Based | SCE Tot | All Commercial | 0.02084% | 0.1664% | 0.1922% | 0.1363% | 0.1083% | 0.4393% | 0.06913% | 0.1106% | 0.04448% | 0.03287% | 2.216% | 64.12% | 9.75% | 21.27% | 1.323% | 100%
Sites-Based | SDG&E Tot | College | 0% | 0% | 0% | 0% | 0% | 0% | 0% | 2.703% | 0% | 0% | 7.96% | 49.32% | 13.03% | 26.2% | 0.7876% | 100%
Sites-Based | SDG&E Tot | Food Stores | 0% | 0% | 0.3383% | 0% | 0% | 0% | 0% | 0% | 0% | 0% | 2.278% | 62.92% | 7.67% | 26.19% | 0.6016% | 100%
Sites-Based | SDG&E Tot | Health Care | 0% | 0% | 0% | 0% | 0% | 0.681% | 0% | 0% | 0% | 0% | 7.316% | 68.53% | 3.317% | 15.1% | 5.049% | 100%
Sites-Based | SDG&E Tot | Lodging | 0% | 4.565% | 1.969% | 0% | 0% | 0.993% | 0% | 0% | 0% | 0% | 4.846% | 61.64% | 3.847% | 18.3% | 3.846% | 100%
Sites-Based | SDG&E Tot | Miscellaneous | 0% | 0.1487% | 0.5076% | 0.4971% | 0.2936% | 0.4815% | 0.2024% | 0.0537% | 0.09204% | 0% | 4.442% | 63.84% | 12.71% | 15.92% | 0.8097% | 100%
Sites-Based | SDG&E Tot | Office, Large | 0% | 0% | 0% | 0% | 0% | 2.338% | 0% | 0.7125% | 0% | 0.4363% | 8.119% | 52.63% | 1.824% | 32.01% | 1.927% | 100%
Sites-Based | SDG&E Tot | Office, Small | 0% | 0.3998% | 0.143% | 0.1188% | 0% | 0.4919% | 0.561% | 0.2545% | 0.202% | 0% | 5.409% | 64.82% | 9.89% | 17.4% | 0.3089% | 100%
Sites-Based | SDG&E Tot | Refrigerated Warehouse | 0% | 0% | 0% | 0% | 0% | 0% | 0% | 0% | 0% | 0% | 0% | 31.14% | 0% | 63.23% | 5.624% | 100%
Sites-Based | SDG&E Tot | Restaurant | 0% | 0.1995% | 0.1255% | 0% | 0% | 0.3799% | 0% | 0% | 0% | 0% | 2.979% | 62.04% | 7.68% | 23.25% | 3.348% | 100%
Sites-Based | SDG&E Tot | Retail | 0% | 0% | 0% | 0% | 0% | 0.192% | 0% | 0% | 0% | 0% | 3.19% | 51.96% | 24.59% | 19.8% | 0.2748% | 100%
Sites-Based | SDG&E Tot | School | 0% | 0% | 0% | 0% | 0% | 0% | 4.499% | 0% | 0% | 0.4367% | 11.72% | 45.63% | 6.505% | 31.21% | 0% | 100%
Sites-Based | SDG&E Tot | Warehouse | 0.6011% | 0% | 0.4184% | 0% | 0% | 0.1825% | 0% | 0% | 0% | 0% | 2.62% | 60.7% | 8.519% | 26.61% | 0.3525% | 100%
Sites-Based | SDG&E Tot | All Commercial | 0.02672% | 0.2555% | 0.2038% | 0.1145% | 0.04272% | 0.4207% | 0.331% | 0.1463% | 0.08504% | 0.02065% | 4.537% | 60.62% | 12.2% | 20.03% | 0.9541% | 100%
Sites-Based | LADWP Tot | College | 0% | 0% | 0% | 0% | 0% | 0% | 0% | 0% | 0% | 0% | 5.381% | 72.46% | 16.85% | 5.31% | 0% | 100%
Sites-Based | LADWP Tot | Food Stores | 0% | 0% | 0% | 0% | 0% | 0% | 0% | 0% | 0% | 0% | 0.4645% | 79.85% | 8.704% | 9.336% | 1.647% | 100%
Sites-Based | LADWP Tot | Health Care | 0% | 0% | 0% | 0% | 0% | 0% | 0% | 0% | 1.437% | 0% | 0% | 53.54% | 44.73% | 0.3011% | 0% | 100%
Sites-Based | LADWP Tot | Lodging | 0% | 0% | 0% | 0% | 0% | 0% | 1.988% | 0% | 0% | 0% | 6.911% | 57.87% | 2.264% | 24.65% | 6.316% | 100%
Sites-Based | LADWP Tot | Miscellaneous | 0% | 0% | 0% | 0% | 0% | 0.236% | 0% | 0% | 0% | 0% | 1.584% | 80.76% | 7.298% | 10.12% | 0% | 100%
Sites-Based | LADWP Tot | Office, Large | 0% | 0% | 0% | 0% | 0% | 2.627% | 0% | 0% | 0% | 0% | 6.141% | 74.29% | 1.882% | 14.43% | 0.6318% | 100%
Sites-Based | LADWP Tot | Office, Small | 0% | 0% | 0% | 0% | 0% | 0% | 0% | 0% | 0% | 0% | 0% | 88.66% | 3.382% | 7.96% | 0% | 100%
Sites-Based | LADWP Tot | Refrigerated Warehouse | 0% | 0% | 0% | 0% | 0% | 0% | 0% | 0% | 0% | 0% | 0% | 66.96% | 7.336% | 25.7% | 0% | 100%
Sites-Based | LADWP Tot | Restaurant | 0% | 0% | 0% | 0% | 0% | 0% | 0% | 0% | 0% | 0% | 0% | 73.27% | 12.51% | 14.02% | 0.2007% | 100%
Sites-Based | LADWP Tot | Retail | 0% | 0% | 0.07337% | 0% | 0% | 0% | 0% | 0% | 0% | 0% | 0.5754% | 70.09% | 10.79% | 17.57% | 0.9023% | 100%
Sites-Based | LADWP Tot | School | 0% | 0% | 0% | 0% | 0% | 0% | 0% | 0% | 0% | 0% | 5.313% | 60.82% | 14.31% | 19.55% | 0% | 100%
Sites-Based | LADWP Tot | Warehouse | 0% | 0% | 0% | 0% | 0% | 0% | 0% | 0% | 0% | 0% | 0% | 91.53% | 5.636% | 2.832% | 0% | 100%
Sites-Based | LADWP Tot | All Commercial | 0% | 0% | 0.02315% | 0% | 0% | 0.07868% | 0.01292% | 0% | 0.02846% | 0% | 0.7594% | 76.9% | 9.238% | 12.51% | 0.4437% | 100%
Sites-Based | SMUD Tot | College | 0% | 0% | 0% | 0% | 0% | 0% | 0% | 0% | 0% | 0% | 7.684% | 50.81% | 0% | 39.86% | 1.644% | 100%
Sites-Based | SMUD Tot | Food Stores | 0% | 0% | 0% | 0% | 0% | 1.58% | 0% | 0% | 0% | 0% | 4.679% | 63.55% | 1.697% | 27.82% | 0.6671% | 100%
Sites-Based | SMUD Tot | Health Care | 0% | 0% | 0.8125% | 0% | 0% | 0% | 0% | 0.8125% | 0% | 0% | 4.246% | 53.46% | 0.6798% | 38.51% | 1.486% | 100%
Sites-Based | SMUD Tot | Lodging | 0% | 0% | 3.055% | 0% | 0% | 0% | 0% | 8.967% | 0% | 0% | 17.93% | 26.09% | 0% | 39.18% | 4.779% | 100%
Sites-Based | SMUD Tot | Miscellaneous | 0.2508% | 0% | 0.4598% | 0% | 0% | 1.129% | 0.6689% | 0.2206% | 0.6272% | 0% | 6.549% | 67.95% | 1.781% | 20.06% | 0.2974% | 100%
Sites-Based | SMUD Tot | Office, Large | 0% | 0% | 0% | 0% | 0% | 1.904% | 0% | 0% | 0% | 3.339% | 26.47% | 40.9% | 0% | 27.38% | 0% | 100%
Sites-Based | SMUD Tot | Office, Small | 0% | 0% | 0.2781% | 0% | 0% | 0.4988% | 0% | 0.2781% | 0% | 0.2207% | 9.21% | 64.16% | 1.9% | 22.38% | 1.075% | 100%
Sites-Based | SMUD Tot | Refrigerated Warehouse | 0% | 0% | 0% | 0% | 0% | 0% | 0% | 0% | 0% | 0% | 0% | 51.77% | 0% | 39.4% | 8.826% | 100%
Sites-Based | SMUD Tot | Restaurant | 0% | 0% | 0% | 0.4171% | 0% | 1.608% | 0.4171% | 0% | 0% | 0% | 4.53% | 49.49% | 3.406% | 37.27% | 2.866% | 100%
Sites-Based | SMUD Tot | Retail | 0% | 0% | 0.2613% | 0% | 0% | 0.09387% | 0% | 0% | 0% | 0% | 5.262% | 64.16% | 2.378% | 26.89% | 0.9542% | 100%
Sites-Based | SMUD Tot | School | 0% | 0% | 0% | 0% | 0% | 0% | 0% | 0% | 1.253% | 0% | 13.18% | 65.79% | 1.731% | 17.84% | 0.212% | 100%
Sites-Based | SMUD Tot | Warehouse | 1.064% | 0% | 0% | 0% | 0% | 0% | 0% | 1.046% | 0% | 0% | 4.923% | 55.24% | 2.679% | 35.04% | 0% | 100%
Sites-Based | SMUD Tot | All Commercial | 0.08793% | 0% | 0.2523% | 0.0499% | 0% | 0.6521% | 0.1572% | 0.2282% | 0.1346% | 0.121% | 7.131% | 61.49% | 2.085% | 26.53% | 1.078% | 100%
Sites-Based | FCZ01 Tot | College | 0% | 0% | 0% | 0% | 0% | 0% | 0% | 1.267% | 0% | 0% | 2.58% | 85.04% | 6.969% | 4.088% | 0.05708% | 100%
Sites-Based | FCZ01 Tot | Food Stores | 0% | 0% | 0% | 0% | 0% | 0% | 0% | 0% | 0% | 0% | 1.774% | 75.57% | 8.141% | 14.23% | 0.2846% | 100%
Sites-Based | FCZ01 Tot | Health Care | 0% | 0% | 0% | 0.4009% | 0% | 0% | 0.4009% | 0.1871% | 0% | 0% | 8.125% | 58.67% | 4.661% | 24.71% | 2.844% | 100%
Sites-Based | FCZ01 Tot | Lodging | 0% | 0% | 0% | 0.4725% | 0% | 1.831% | 0% | 0% | 0% | 0.7389% | 7.552% | 58.35% | 7.226% | 22.28% | 1.551% | 100%
Sites-Based | FCZ01 Tot | Miscellaneous | 0% | 0.03558% | 0% | 0.07116% | 0.2852% | 0.5342% | 0.5884% | 0.1779% | 0.1817% | 0% | 3.417% | 70.81% | 8.778% | 13.3% | 1.82% | 100%
Sites-Based | FCZ01 Tot | Office, Large | 0% | 0% | 0% | 0% | 0.2246% | 4.499% | 1.038% | 0% | 0.1818% | 0% | 11.92% | 52.82% | 2.334% | 25.74% | 1.24% | 100%
Sites-Based | FCZ01 Tot | Office, Small | 0% | 0% | 0.142% | 0.04359% | 0% | 0.2812% | 0% | 0% | 0.08347% | 0% | 3.734% | 67.24% | 5.867% | 20.11% | 2.497% | 100%
Sites-Based | FCZ01 Tot | Refrigerated Warehouse | 1.875% | 0% | 0% | 0% | 0% | 0% | 0% | 0% | 0% | 0% | 1.879% | 83.74% | 7.998% | 3.714% | 0.7901% | 100%
Sites-Based | FCZ01 Tot | Restaurant | 0.1272% | 0% | 0.9479% | 0.04046% | 0% | 0.1677% | 0% | 0% | 0% | 0% | 2.261% | 62.28% | 12.11% | 20.03% | 2.035% | 100%
Sites-Based | FCZ01 Tot | Retail | 0% | 0% | 0.03063% | 0.3578% | 0% | 0.06441% | 0% | 0% | 0% | 0.06441% | 1.611% | 72.58% | 10.43% | 13.88% | 0.9835% | 100%
Sites-Based | FCZ01 Tot | School | 0% | 0.2662% | 0.8556% | 0% | 0% | 2.585% | 1.225% | 0% | 0% | 1.225% | 3.726% | 65.26% | 13.36% | 10.01% | 1.486% | 100%
Sites-Based | FCZ01 Tot | Warehouse | 0% | 0.3083% | 1.004% | 0% | 0% | 0% | 0% | 0.8421% | 0% | 0% | 6.498% | 73.11% | 7.985% | 10.04% | 0.22% | 100%
Sites-Based | FCZ01 Tot | All Commercial | 0.02158% | 0.02342% | 0.2041% | 0.1161% | 0.08046% | 0.4219% | 0.2089% | 0.1003% | 0.07279% | 0.04074% | 3.346% | 68.93% | 8.525% | 16.22% | 1.683% | 100%
Sites-Based | FCZ02 Tot | College | 0% | 0% | 0% | 0% | 0% | 0% | 0% | 0% | 0% | 0% | 0% | 46.14% | 43.45% | 10.41% | 0% | 100%
Sites-Based | FCZ02 Tot | Food Stores | 0% | 0% | 0% | 0% | 0% | 1.053% | 0% | 0% | 0% | 0% | 8.287% | 56.22% | 15.89% | 18.35% | 0.2041% | 100%
Sites-Based | FCZ02 Tot | Health Care | 0.8821% | 0% | 0.4612% | 0% | 0% | 1.764% | 2.606% | 0% | 0.4612% | 0% | 7.857% | 51.36% | 2.646% | 28.01% | 3.949% | 100%
Sites-Based | FCZ02 Tot | Lodging | 0% | 0% | 0% | 1.532% | 0% | 3.986% | 0% | 0% | 0% | 0.6964% | 2.243% | 61.45% | 1.128% | 28.2% | 0.7635% | 100%
Sites-Based | FCZ02 Tot | Miscellaneous | 0% | 0% | 0.1159% | 0.2497% | 0% | 2.557% | 0% | 1.096% | 1.461% | 0.2497% | 6.411% | 54.91% | 11% | 19.66% | 2.289% | 100%
Sites-Based | FCZ02 Tot | Office, Large | 0% | 0% | 0% | 4.794% | 0% | 8.162% | 3.827% | 0% | 0% | 8.162% | 7.908% | 34.46% | 0% | 32.69% | 0% | 100%
Sites-Based | FCZ02 Tot | Office, Small | 0% | 0% | 0.2238% | 0% | 0% | 0.7302% | 0.5891% | 0% | 0% | 0.5891% | 6.88% | 68.39% | 4.92% | 17.08% | 0.6014% | 100%
Sites-Based | FCZ02 Tot | Refrigerated Warehouse | 0% | 7.756% | 0% | 0% | 0% | 0% | 0% | 0% | 0% | 0% | 0% | 60.43% | 3.302% | 28.51% | 0% | 100%
Sites-Based | FCZ02 Tot | Restaurant | 0% | 0% | 0.5316% | 0% | 0% | 0.9525% | 0% | 0.5316% | 0% | 0% | 4.815% | 59.38% | 12.44% | 19.2% | 2.144% | 100%
Sites-Based | FCZ02 Tot | Retail | 0% | 0% | 0% | 0.2944% | 0% | 0.2566% | 0% | 0% | 0.9199% | 0% | 4.949% | 61.75% | 10.37% | 20.77% | 0.6923% | 100%
Sites-Based | FCZ02 Tot | School | 0% | 0% | 4.087% | 0% | 4.087% | 1.9% | 1.9% | 0% | 4.087% | 0% | 21.09% | 52.02% | 1.9% | 8.925% | 0% | 100%
Sites-Based | FCZ02 Tot | Warehouse | 0% | 0% | 0.5844% | 0% | 0% | 1.151% | 0% | 0% | 0% | 0% | 3.559% | 68.74% | 5.873% | 19.07% | 1.02% | 100%
Sites-Based | FCZ02 Tot | All Commercial | 0.02166% | 0.0444% | 0.2644% | 0.1725% | 0.0805% | 1.187% | 0.3386% | 0.2405% | 0.5134% | 0.3311% | 6.293% | 61.74% | 8.59% | 19.07% | 1.11% | 100%
Sites-Based | FCZ03 Tot | College | 0% | 0% | 0% | 0% | 0% | 0% | 0% | 0% | 0% | 0% | 1.858% | 17.7% | 79.52% | 0.9312% | 0% | 100%
Sites-Based | FCZ03 Tot | Food Stores | 0% | 0% | 0% | 0% | 0% | 0% | 0% | 0% | 0% | 0% | 4.367% | 50.72% | 18.46% | 24.38% | 2.075% | 100%
Sites-Based | FCZ03 Tot | Health Care | 0% | 5.016% | 4.536% | 2.508% | 0% | 2.508% | 0% | 0% | 2.028% | 0% | 8.508% | 54.85% | 2.508% | 13.81% | 3.729% | 100%
Sites-Based | FCZ03 Tot | Lodging | 0% | 0% | 0% | 0% | 0% | 0% | 0% | 0% | 0% | 0% | 4.778% | 57.9% | 7.765% | 29.56% | 0% | 100%
Sites-Based | FCZ03 Tot | Miscellaneous | 0% | 0% | 0% | 0% | 1.966% | 0.1893% | 0% | 0% | 0% | 0.342% | 4.459% | 60.36% | 20.36% | 12.13% | 0.1893% | 100%
Sites-Based | FCZ03 Tot | Office, Large | 0% | 0% | 0% | 39.8% | 0% | 0% | 0% | 0% | 0% | 0% | 0% | 34.46% | 0% | 25.74% | 0% | 100%
Sites-Based | FCZ03 Tot | Office, Small | 0% | 0% | 0% | 0% | 0% | 0.341% | 0% | 0% | 0% | 0% | 12.75% | 43.62% | 13.53% | 28.52% | 1.253% | 100%
Sites-Based | FCZ03 Tot | Refrigerated Warehouse | 0% | 0% | 0% | 0% | 0% | 0% | 0% | 0% | 0% | 0% | 0% | 65.52% | 0% | 34.48% | 0% | 100%
Sites-Based | FCZ03 Tot | Restaurant | 0% | 0% | 0% | 0% | 0% | 1.962% | 0% | 0% | 0% | 0% | 1.979% | 63.11% | 2.597% | 30.35% | 0% | 100%
Sites-Based | FCZ03 Tot | Retail | 0% | 0.6646% | 0.4299% | 0% | 0% | 1.329% | 0% | 0% | 0% | 0% | 6.128% | 47.23% | 23.58% | 20.13% | 0.5124% | 100%
Sites-Based | FCZ03 Tot | School | 0% | 1.756% | 0% | 0% | 9.118% | 5.306% | 6.899% | 0% | 10.35% | 0% | 5.503% | 46.46% | 10.48% | 4.118% | 0% | 100%
Sites-Based | FCZ03 Tot | Warehouse | 0% | 0% | 0% | 0% | 0% | 0% | 0% | 0% | 0% | 0% | 4.271% | 43.95% | 27.7% | 23.67% | 0.407% | 100%
Sites-Based | FCZ03 Tot | All Commercial | 0% | 0.2448% | 0.1457% | 0.1417% | 0.9419% | 0.7215% | 0.2238% | 0% | 0.3739% | 0.1124% | 6.49% | 51.68% | 18.4% | 19.89% | 0.6446% | 100%
Sites-Based | FCZ04 Tot | College | 0% | 0% | 0% | 0% | 0% | 0% | 0% | 0% | 0% | 0% | 0% | 29.74% | 9.152% | 58.85% | 2.263% | 100%
Sites-Based | FCZ04 Tot | Food Stores | 0% | 0% | 0.2554% | 0.2554% | 0% | 0.9789% | 0% | 0% | 0% | 0% | 7.027% | 46.06% | 12.91% | 28.24% | 4.273% | 100%
Sites-Based | FCZ04 Tot | Health Care | 0.3883% | 2.434% | 7.02% | 0.7622% | 0.3883% | 8.485% | 0% | 1.653% | 0.3883% | 1.653% | 5.346% | 42.2% | 2.429% | 25.68% | 1.17% | 100%
Sites-Based | FCZ04 Tot | Lodging | 1.017% | 0% | 0% | 3.985% | 0% | 1.017% | 0% | 0.7591% | 0% | 4.491% | 6.197% | 56.78% | 5.934% | 16.85% | 2.967% | 100%
Sites-Based | FCZ04 Tot | Miscellaneous | 0.1788% | 0.1788% | 2.301% | 0.1005% | 1.022% | 1.737% | 0.1005% | 0.1788% | 0.3577% | 0% | 4.6% | 41.88% | 9.706% | 34.42% | 3.233% | 100%
Sites-Based | FCZ04 Tot | Office, Large | 0% | 3.405% | 0% | 0% | 0% | 0% | 0% | 3.137% | 0% | 0% | 0% | 28.47% | 11.03% | 51.9% | 2.054% | 100%
Sites-Based | FCZ04 Tot | Office, Small | 0% | 1.423% | 0.8173% | 0.08118% | 0% | 1.045% | 0.2418% | 0.5736% | 0% | 0% | 4.475% | 26.61% | 7.152% | 56.4% | 1.186% | 100%
Sites-Based | FCZ04 Tot | Refrigerated Warehouse | 0% | 0% | 0% | 0% | 0% | 0% | 0% | 0% | 0% | 0% | 0% | 42.08% | 8.143% | 47.32% | 2.453% | 100%
Sites-Based | FCZ04 Tot | Restaurant | 0% | 0.1804% | 0.1804% | 0% | 0% | 0% | 0% | 0% | 0% | 0% | 13.42% | 23.62% | 12.87% | 45.42% | 4.311% | 100%
Sites-Based | FCZ04 Tot | Retail | 0.1146% | 1.275% | 1.342% | 0.2306% | 1.404% | 2.321% | 0.2306% | 1.16% | 0.1146% | 0% | 3.761% | 37.34% | 13.1% | 36.06% | 1.544% | 100%
Sites-Based | FCZ04 Tot | School | 2.609% | 7.396% | 4.787% | 0% | 0% | 1.324% | 0% | 2.224% | 0% | 2.224% | 5.642% | 31.1% | 5.218% | 34.91% | 2.563% | 100%
Sites-Based | FCZ04 Tot | Warehouse | 0.9006% | 0% | 1.421% | 0.3574% | 0.3916% | 1.421% | 0.3916% | 0.3916% | 0% | 0% | 4.212% | 35.93% | 11.62% | 42.3% | 0.662% | 100%
Sites-Based | FCZ04 Tot | All Commercial | 0.2055% | 1.014% | 1.409% | 0.1968% | 0.4936% | 1.522% | 0.157% | 0.5912% | 0.1056% | 0.1672% | 5.328% | 34.17% | 9.773% | 42.65% | 2.223% | 100%
Sites-Based | FCZ05 Tot | College | 0% | 0% | 0% | 0% | 0% | 0% | 0% | 0% | 0% | 0% | 0.6591% | 58.69% | 31.5% | 9.151% | 0% | 100%
Sites-Based | FCZ05 Tot | Food Stores | 0% | 0% | 0% | 0% | 0% | 0% | 0% | 0% | 0% | 0% | 0% | 49.85% | 20.38% | 28.92% | 0.8545% | 100%
Sites-Based | FCZ05 Tot | Health Care | 0% | 0% | 0.585% | 0.585% | 0% | 0.585% | 0% | 0% | 1.066% | 0% | 7.611% | 34.06% | 20.49% | 24.1% | 10.92% | 100%
Sites-Based | FCZ05 Tot | Lodging | 0% | 0% | 0% | 0% | 0% | 0% | 0% | 0% | 0.9597% | 0% | 0.9597% | 63.14% | 9.322% | 25.36% | 0.2511% | 100%
Sites-Based | FCZ05 Tot | Miscellaneous | 0% | 3.033% | 0.6025% | 0.1423% | 0.5918% | 0.8427% | 0.5918% | 0% | 0.5918% | 0% | 1.229% | 53.25% | 12.36% | 23.36% | 3.403% | 100%
Sites-Based | FCZ05 Tot | Office, Large | 0% | 0% | 0% | 0% | 0% | 0% | 0% | 3.201% | 0% | 0% | 22.92% | 55.72% | 0% | 18.15% | 0% | 100%
Sites-Based | FCZ05 Tot | Office, Small | 0% | 0% | 0% | 0.0608% | 0% | 0.3499% | 0% | 0% | 0% | 0% | 2.549% | 52.6% | 9.483% | 32.94% | 2.017% | 100%
Sites-Based | FCZ05 Tot | Refrigerated Warehouse | 0% | 0% | 0% | 0% | 0% | 0% | 0% | 0% | 0% | 0% | 0% | 51.05% | 14.74% | 26.37% | 7.84% | 100%
Sites-Based | FCZ05 Tot | Restaurant | 0% | 0% | 0% | 0% | 0% | 0.3818% | 0% | 0% | 0% | 0.9775% | 2.831% | 40.63% | 13.38% | 36.74% | 5.058% | 100%
Sites-Based | FCZ05 Tot | Retail | 0% | 0% | 0.0842% | 0% | 0% | 1.006% | 0.0842% | 0% | 0% | 0% | 1.811% | 54.12% | 20.82% | 19.3% | 2.778% | 100%
Sites-Based | FCZ05 Tot | School | 0% | 0% | 1.407% | 0% | 0% | 2.634% | 0% | 1.227% | 0.6746% | 0% | 0.6746% | 52.28% | 13.33% | 27.78% | 0% | 100%
Sites-Based | FCZ05 Tot | Warehouse | 0% | 0% | 0% | 0% | 0% | 0.8414% | 0% | 0% | 0% | 0% | 8.132% | 46.5% | 9.742% | 30.46% | 4.323% | 100%
Sites-Based | FCZ05 Tot | All Commercial | 0% | 0.5464% | 0.1803% | 0.0601% | 0.1066% | 0.6403% | 0.1248% | 0.05234% | 0.1674% | 0.1085% | 2.48% | 50.85% | 14.24% | 27.45% | 2.988% | 100%
Sites-Based | FCZ06 Tot | College | 0% | 0% | 0% | 0% | 0% | 0% | 0% | 0% | 0% | 0% | 12.94% | 3.017% | 53.16% | 30.89% | 0% | 100%
Sites-Based | FCZ06 Tot | Food Stores | 0% | 0% | 0% | 0% | 0% | 0% | 0% | 0% | 0% | 0% | 1.847% | 53.43% | 24.49% | 19.25% | 0.9849% | 100%
Sites-Based | FCZ06 Tot | Health Care | 0% | 0% | 0% | 0% | 2.246% | 0% | 0% | 0% | 0% | 0% | 0% | 68.46% | 1.037% | 25.83% | 2.424% | 100%
Sites-Based | FCZ06 Tot | Lodging | 0% | 0% | 0.482% | 0% | 0% | 0% | 0% | 1.665% | 0% | 0% | 1.998% | 71.19% | 6.661% | 16.39% | 1.606% | 100%
Sites-Based | FCZ06 Tot | Miscellaneous | 0.2011% | 1.219% | 0% | 0% | 0.2826% | 0% | 0.4837% | 0% | 1.219% | 0% | 1.703% | 57.52% | 11.97% | 14.38% | 11.02% | 100%
Sites-Based | FCZ06 Tot | Office, Large | 0% | 0% | 0% | 0% | 0% | 0% | 0% | 0% | 0% | 0% | 19.49% | 38.98% | 0% | 41.53% | 0% | 100%
Sites-Based | FCZ06 Tot | Office, Small | 0% | 0% | 0.09006% | 0% | 0.183% | 0.8752% | 0% | 0% | 0% | 0% | 1.486% | 63.97% | 11.43% | 21.96% | 0% | 100%
Sites-Based | FCZ06 Tot | Refrigerated Warehouse | 0% | 0% | 0% | 0% | 0% | 0% | 0% | 0% | 0% | 0% | 0% | 12.42% | 36.01% | 12.42% | 39.15% | 100%
Sites-Based | FCZ06 Tot | Restaurant | 0% | 0% | 0% | 0% | 0% | 0% | 0% | 0% | 0% | 0% | 3.683% | 55.16% | 14.34% | 24.73% | 2.085% | 100%
Sites-Based | FCZ06 Tot | Retail | 0% | 0.6775% | 0% | 0% | 0% | 0% | 0% | 0% | 0% | 0% | 1.686% | 53.41% | 23.89% | 17.94% | 2.397% | 100%
Sites-Based | FCZ06 Tot | School | 0% | 0% | 0% | 0% | 0% | 0% | 0% | 0% | 1.86% | 0% | 0% | 81.16% | 10.08% | 6.9% | 0% | 100%
Sites-Based | FCZ06 Tot | Warehouse | 0% | 0% | 0% | 0% | 0% | 0% | 0% | 0% | 0% | 0% | 6.518% | 34.82% | 14.46% | 39.67% | 4.536% | 100%
Sites-Based | FCZ06 Tot | All Commercial | 0.03339% | 0.3187% | 0.04861% | 0% | 0.1579% | 0.2993% | 0.08031% | 0.06155% | 0.2353% | 0% | 2.358% | 57.3% | 15.32% | 20.85% | 2.93% | 100%
Sites-Based | FCZ07 Tot | College | 0% | 0% | 0.2478% | 0% | 0% | 0% | 0% | 0% | 0% | 0.04591% | 1.56% | 73.48% | 4.214% | 20.46% | 0% | 100%
Sites-Based | FCZ07 Tot | Food Stores | 0% | 0% | 0% | 0% | 0% | 0% | 0% | 0% | 0% | 0% | 1.255% | 81.79% | 6.906% | 9.748% | 0.3% | 100%
Sites-Based | FCZ07 Tot | Health Care | 0% | 0.3774% | 0% | 0% | 0% | 0.9851% | 0.2307% | 0.2307% | 0% | 0.2307% | 3.187% | 63.93% | 7.871% | 21.83% | 1.132% | 100%
Sites-Based | FCZ07 Tot | Lodging | 1.48% | 0.3572% | 0.3572% | 0% | 0% | 0.3572% | 0% | 0% | 0% | 0% | 1.429% | 72.33% | 9.715% | 11.84% | 2.131% | 100%
Sites-Based | FCZ07 Tot | Miscellaneous | 0% | 0% | 0.2713% | 0.2416% | 0.7212% | 0.3599% | 0.08259% | 0.02819% | 0% | 0% | 1.847% | 77.78% | 9.245% | 8.867% | 0.5601% | 100%
Sites-Based | FCZ07 Tot | Office, Large | 0% | 1.811% | 0% | 1.508% | 0% | 1.404% | 0% | 0% | 0% | 0% | 10.04% | 55.84% | 10.01% | 18.8% | 0.584% | 100%
Sites-Based | FCZ07 Tot | Office, Small | 0% | 0% | 0.07226% | 0% | 0% | 0.05511% | 0.07226% | 0% | 0% | 0% | 2.844% | 73.76% | 8.609% | 13.02% | 1.564% | 100%
Sites-Based | FCZ07 Tot | Refrigerated Warehouse | 0% | 0% | 0% | 0% | 0% | 0% | 0% | 0% | 0% | 0% | 0% | 62.65% | 23.97% | 13.38% | 0% | 100%
Sites-Based | FCZ07 Tot | Restaurant | 0% | 0% | 0% | 0.09708% | 0.09708% | 0.1942% | 0% | 0% | 0% | 0% | 2.192% | 65.75% | 10.52% | 19.86% | 1.295% | 100%
Sites-Based | FCZ07 Tot | Retail | 0% | 0.02913% | 0% | 0.04662% | 0% | 0.3693% | 0.01456% | 0% | 0% | 0% | 0.7643% | 75.23% | 10.1% | 11.86% | 1.583% | 100%
Sites-Based | FCZ07 Tot | School | 0% | 0% | 0% | 0% | 0.5115% | 1.636% | 0.8182% | 0.9201% | 0% | 0.6134% | 3.12% | 73.84% | 8.18% | 10.09% | 0.2751% | 100%
Sites-Based | FCZ07 Tot | Warehouse | 0% | 0.4324% | 0.4575% | 0.1381% | 0.1381% | 0.834% | 0% | 0.1381% | 0.06084% | 0% | 2.915% | 69.7% | 13.39% | 11.01% | 0.7884% | 100%
Sites-Based | FCZ07 Tot | All Commercial | 0.01448% | 0.07118% | 0.102% | 0.09445% | 0.1572% | 0.3344% | 0.06323% | 0.04485% | 0.004078% | 0.0226% | 2.052% | 73.49% | 9.586% | 12.8% | 1.161% | 100%
Sites-Based | FCZ08 Tot | College | 0% | 0% | 0% | 0% | 0.4279% | 7.042% | 0% | 0% | 0% | 0% | 0% | 54.52% | 1.516% | 36.49% | 0% | 100%
Sites-Based | FCZ08 Tot | Food Stores | 0% | 0% | 0% | 0% | 0% | 0% | 0% | 0% | 0% | 0% | 0.7418% | 67.06% | 8.825% | 18.24% | 5.13% | 100%
Sites-Based | FCZ08 Tot | Health Care | 0% | 0% | 0% | 0% | 0% | 0% | 0.7433% | 0% | 0% | 0% | 5.585% | 75.58% | 0% | 18.09% | 0% | 100%
Sites-Based | FCZ08 Tot | Lodging | 1.523% | 0% | 0% | 0% | 0% | 0% | 0% | 0% | 0% | 0% | 2.422% | 79.84% | 13.26% | 2.953% | 0% | 100%
Sites-Based | FCZ08 Tot | Miscellaneous | 0% | 0% | 0% | 0% | 0% | 0% | 0% | 0% | 0% | 0% | 0.6084% | 67.95% | 8.145% | 22.78% | 0.5198% | 100%
Sites-Based | FCZ08 Tot | Office, Large | 0% | 0% | 4.085% | 0% | 0% | 0% | 0% | 0.9379% | 0% | 0% | 5.023% | 32.73% | 0% | 50.54% | 6.691% | 100%
Sites-Based | FCZ08 Tot | Office, Small | 0% | 0% | 0% | 0.2583% | 0% | 0% | 0% | 0% | 0% | 0% | 1.389% | 77.22% | 4.811% | 16.06% | 0.2616% | 100%
Sites-Based | FCZ08 Tot | Refrigerated Warehouse | 0% | 0% | 0% | 0% | 0% | 0% | 0% | 0% | 0% | 0% | 0% | 83.17% | 16.83% | 0% | 0% | 100%
Sites-Based | FCZ08 Tot | Restaurant | 0% | 0% | 1.919% | 0% | 0% | 0% | 0% | 0% | 0% | 0% | 0.4347% | 70.08% | 2.986% | 24.58% | 0% | 100%
Sites-Based | FCZ08 Tot | Retail | 0% | 1.26% | 0% | 0% | 0% | 0% | 0% | 0% | 0% | 0% | 0.5555% | 72.1% | 10.44% | 15.01% | 0.6334% | 100%
Sites-Based | FCZ08 Tot | School | 0% | 0% | 0% | 0% | 0% | 0% | 0% | 0% | 2.766% | 0% | 0% | 71.89% | 0% | 24.73% | 0.6176% | 100%
Sites-Based | FCZ08 Tot | Warehouse | 0% | 0% | 0% | 0% | 0% | 0% | 0% | 0% | 0% | 0% | 2.469% | 59.91% | 9.092% | 28.53% | 0% | 100%
Sites-Based | FCZ08 Tot | All Commercial | 0.02029% | 0.2744% | 0.3211% | 0.07344% | 0.005709% | 0.09396% | 0.03883% | 0.01686% | 0.05684% | 0% | 1.223% | 71.24% | 6.365% | 19.57% | 0.6998% | 100%
Sites-Based | FCZ09 Tot | College | 0% | 0% | 0% | 0% | 0% | 48.4% | 0% | 0% | 1.306% | 0% | 1.306% | 43.72% | 0% | 5.268% | 0% | 100%
Sites-Based | FCZ09 Tot | Food Stores | 0% | 0% | 0% | 0% | 0% | 0% | 0% | 0% | 0.7239% | 0% | 0% | 67.6% | 18.43% | 12.99% | 0.2518% | 100%
Sites-Based | FCZ09 Tot | Health Care | 0% | 5.374% | 1.791% | 15.04% | 0% | 0% | 0% | 0% | 0% | 1.791% | 3.111% | 18.18% | 12.77% | 38.73% | 3.217% | 100%
Sites-Based | FCZ09 Tot | Lodging | 0% | 0% | 0% | 0% | 0% | 0% | 0% | 0% | 0% | 0% | 0% | 75.17% | 6.117% | 18.72% | 0% | 100%
Sites-Based | FCZ09 Tot | Miscellaneous | 0% | 0% | 0% | 0% | 0% | 0.7157% | 0% | 0% | 0% | 0% | 6.293% | 58.69% | 13.79% | 19.95% | 0.567% | 100%
Sites-Based | FCZ09 Tot | Office, Large | 37.33% | 0% | 0% | 0% | 0% | 0% | 0% | 0% | 0% | 0% | 0% | 42.47% | 0% | 20.2% | 0% | 100%
Sites-Based | FCZ09 Tot | Office, Small | 0% | 0% | 1.144% | 0% | 0% | 0% | 0% | 1.144% | 0% | 0% | 3.001% | 36.87% | 19.97% | 37.87% | 0% | 100%
Sites-Based | FCZ09 Tot | Refrigerated Warehouse | 0% | 0% | 0% | 0% | 0% | 0% | 0% | 0% | 0% | 0% | 0% | 21.45% | 0% | 78.55% | 0% | 100%
Sites-Based | FCZ09 Tot | Restaurant | 0% | 0% | 0.6061% | 0% | 0% | 1.212% | 0% | 0% | 0% | 0% | 1.333% | 47.28% | 17.55% | 27.62% | 4.398% | 100%
Sites-Based | FCZ09 Tot | Retail | 0% | 0% | 0% | 0% | 0% | 0% | 0% | 0% | 0% | 0% | 5.4% | 42.06% | 6.655% | 44.11% | 1.776% | 100%
Sites-Based | FCZ09 Tot | School | 0% | 0% | 2.063% | 0% | 0% | 0.522% | 0% | 0.6643% | 0% | 0% | 0% | 49.52% | 11.87% | 35.36% | 0% | 100%
Sites-Based | FCZ09 Tot | Warehouse | 1.816% | 0% | 0% | 0% | 0% | 0% | 0% | 0% | 0% | 0% | 0% | 45.97% | 20.45% | 31.76% | 0% | 100%
Sites-Based | FCZ09 Tot | All Commercial | 0.1975% | 0.1112% | 0.5429% | 0.3111% | 0% | 1.012% | 0% | 0.3531% | 0.05973% | 0.03706% | 3.323% | 46.81% | 14.54% | 31.7% | 1% | 100%
Sites-Based | FCZ10 Tot | College | 0% | 0% | 0% | 0% | 0% | 0% | 0.4347% | 0% | 0% | 0% | 0.2137% | 20.01% | 12.16% | 50.88% | 16.31% | 100%
Sites-Based | FCZ10 Tot | Food Stores | 0% | 0% | 0% | 0% | 0% | 1.275% | 0% | 0% | 0% | 0% | 2.775% | 45.62% | 12.75% | 33.21% | 4.37% | 100%
Sites-Based | FCZ10 Tot | Health Care | 0% | 0% | 0% | 1.976% | 0% | 0% | 0% | 0% | 0% | 0% | 0.4726% | 46.03% | 28.7% | 20.95% | 1.877% | 100%
Sites-Based | FCZ10 Tot | Lodging | 0% | 2.074% | 0% | 0% | 0% | 0% | 0% | 2.841% | 0% | 0% | 9.49% | 50.03% | 10.98% | 20.52% | 4.068% | 100%
Sites-Based | FCZ10 Tot | Miscellaneous | 0% | 0.151% | 0% | 0.1726% | 0% | 0.6304% | 0% | 0% | 0% | 0% | 1.165% | 61.07% | 7.973% | 28.78% | 0.06412% | 100%
Sites-Based | FCZ10 Tot | Office, Large | 0% | 0% | 0% | 0% | 0% | 0% | 0% | 0% | 5.026% | 0% | 2.656% | 18.98% | 3.829% | 67.59% | 1.918% | 100%
Sites-Based | FCZ10 Tot | Office, Small | 0% | 0% | 0.9572% | 0% | 0% | 1.712% | 0% | 0.9816% | 0% | 0% | 2.933% | 42.56% | 10.89% | 39.26% | 0.7069% | 100%
Sites-Based | FCZ10 Tot | Refrigerated Warehouse | 0% | 0% | 0% | 0% | 0% | 0% | 0% | 0% | 0% | 0% | 12.8% | 0% | 0% | 36.62% | 50.58% | 100%
Sites-Based | FCZ10 Tot | Restaurant | 0% | 0% | 0% | 0.5692% | 0% | 0.1981% | 0% | 0% | 0% | 0% | 1.848% | 46.75% | 7.905% | 41.76% | 0.9655% | 100%
Sites-Based | FCZ10 Tot | Retail | 0% | 0% | 0% | 0.07647% | 0% | 0.3121% | 0% | 0.2502% | 0% | 0% | 1.357% | 49.01% | 5.723% | 42.18% | 1.092% | 100%
Sites-Based | FCZ10 Tot | School | 0.9547% | 0% | 0.9547% | 2.252% | 0% | 2.252% | 0% | 0% | 0% | 2.846% | 19.82% | 40.95% | 0% | 29.98% | 0% | 100%
Sites-Based | FCZ10 Tot | Warehouse | 0% | 0% | 0% | 0% | 0% | 0% | 0.5444% | 0% | 2.079% | 0% | 4.448% | 45.99% | 4.431% | 37.7% | 4.807% | 100%
Sites-Based | FCZ10 Tot | All Commercial | 0.02058% | 0.04831% | 0.2442% | 0.228% | 0% | 0.7241% | 0.04747% | 0.3215% | 0.2169% | 0.06135% | 2.527% | 47.92% | 8.513% | 37.53% | 1.594% | 100%
Sites-Based | FCZ11 Tot | College | 0% | 0% | 0% | 2.518% | 0% | 0% | 0% | 0% | 0% | 0% | 1.927% | 59.24% | 0% | 36.03% | 0.286% | 100%
Sites-Based | FCZ11 Tot | Food Stores | 0% | 0% | 0.8384% | 0% | 0% | 0% | 0% | 0% | 0% | 0% | 0% | 50.29% | 17.08% | 24.49% | 7.307% | 100%
Sites-Based | FCZ11 Tot | Health Care | 0% | 2.125% | 0% | 0% | 0% | 3.483% | 0% | 0% | 0% | 2.125% | 1.067% | 30.8% | 22.59% | 24.38% | 13.43% | 100%
Sites-Based | FCZ11 Tot | Lodging | 0% | 1.755% | 0% | 0% | 0% | 0% | 0% | 1.755% | 0% | 1.755% | 13.36% | 42.25% | 16.39% | 21.35% | 1.391% | 100%
Sites-Based | FCZ11 Tot | Miscellaneous | 0% | 0.8829% | 0.4208% | 0% | 0% | 0.5299% | 0.1994% | 0.1526% | 0% | 0% | 3.827% | 48.89% | 14.13% | 30.47% | 0.5046% | 100%
Sites-Based | FCZ11 Tot | Office, Large | 0% | 0% | 0% | 0% | 0% | 0% | 0% | 0% | 0% | 0% | 20.82% | 5.968% | 14.85% | 58.36% | 0% | 100%
Sites-Based | FCZ11 Tot | Office, Small | 0% | 0% | 0% | 0% | 0% | 0% | 0.4256% | 0% | 0% | 0% | 4.807% | 30.65% | 10.65% | 51.38% | 2.089% | 100%
Sites-Based | FCZ11 Tot | Refrigerated Warehouse | 0% | 0% | 0% | 0% | 0% | 0% | 0% | 0% | 0% | 0% | 7.239% | 51.91% | 0% | 40.85% | 0% | 100%
Sites-Based | FCZ11 Tot | Restaurant | 0% | 0% | 0% | 0.6221% | 0% | 0.3521% | 0% | 1.244% | 0% | 0% | 1.88% | 36.68% | 15.73% | 39.37% | 4.121% | 100%
Sites-Based | FCZ11 Tot | Retail | 0% | 2.105% | 0% | 0% | 0.164% | 1.709% | 0% | 0% | 0.164% | 0% | 1.023% | 40.24% | 12.58% | 41% | 1.006% | 100%
Sites-Based | FCZ11 Tot | School | 0% | 0% | 0% | 0% | 1.499% | 0% | 0% | 0% | 0% | 0% | 0% | 36.52% | 14.7% | 42.95% | 4.334% | 100%
Sites-Based | FCZ11 Tot | Warehouse | 0% | 0% | 5.239% | 0% | 0% | 0.5339% | 0% | 0% | 0% | 0% | 0.5339% | 46.35% | 8.287% | 37.93% | 1.13% | 100%
Sites-Based | FCZ11 Tot | All Commercial | 0% | 0.687% | 0.3859% | 0.2124% | 0.07955% | 0.6278% | 0.1533% | 0.1678% | 0.03849% | 0.06498% | 2.814% | 39.7% | 12.09% | 40.8% | 2.182% | 100%
Sites-Based | FCZ12c Tot | College | 0% | 0% | 0% | 0% | 0% | 0% | 0% | 0% | 0% | 0% | 12.47% | 54.21% | 9.326% | 22.76% | 1.234% | 100%
Sites-Based | FCZ12c Tot | Food Stores | 0% | 0% | 0% | 0% | 0% | 0% | 0% | 0% | 0% | 0% | 3.114% | 62.18% | 10.25% | 23.48% | 0.966% | 100%
Sites-Based | FCZ12c Tot | Health Care | 0% | 0% | 0% | 0% | 0% | 0% | 0% | 0% | 0% | 0% | 11.29% | 67.31% | 0% | 13.49% | 7.907% | 100%
Sites-Based | FCZ12c Tot | Lodging | 0% | 0% | 0% | 0% | 0% | 1.436% | 0% | 0% | 0% | 0% | 5.277% | 63.72% | 5.562% | 20.12% | 3.89% | 100%
Sites-Based | FCZ12c Tot | Miscellaneous | 0% | 0.2551% | 0.8706% | 0.5101% | 0% | 0.6484% | 0.3472% | 0.0921% | 0.1579% | 0% | 5.594% | 64.19% | 9.654% | 16.66% | 1.029% | 100%
Sites-Based | FCZ12c Tot | Office, Large | 0% | 0% | 0% | 0% | 0% | 2.801% | 0% | 0.8537% | 0% | 0.5227% | 9.062% | 51.38% | 2.186% | 32.03% | 1.17% | 100%
Sites-Based | FCZ12c Tot | Office, Small | 0% | 0.5678% | 0.08666% | 0.1687% | 0% | 0.1247% | 0% | 0.07448% | 0% | 0% | 3.437% | 72.38% | 5.229% | 17.59% | 0.3454% | 100%
Sites-Based | FCZ12c Tot | Refrigerated Warehouse | 0% | 0% | 0% | 0% | 0% | 0% | 0% | 0% | 0% | 0% | 0% | 31.16% | 0% | 68.84% | 0% | 100%
Sites-Based | FCZ12c Tot | Restaurant | 0% | 0.297% | 0% | 0% | 0% | 0.5655% | 0% | 0% | 0% | 0% | 0.8625% | 64.13% | 5.904% | 24.26% | 3.982% | 100%
Sites-Based | FCZ12c Tot | Retail | 0% | 0% | 0% | 0% | 0% | 0.1549% | 0% | 0% | 0% | 0% | 1.24% | 56.12% | 20.05% | 22.44% | 0% | 100%
Sites-Based | FCZ12c Tot | School | 0% | 0% | 0% | 0% | 0% | 0% | 0% | 0% | 0% | 0% | 9.371% | 33.35% | 8.278% | 49% | 0% | 100%
Sites-Based | FCZ12c Tot | Warehouse | 0% | 0% | 0.6415% | 0% | 0% | 0% | 0% | 0% | 0% | 0% | 4.017% | 57.43% | 5.697% | 31.67% | 0.5405% | 100%
Sites-Based | FCZ12c Tot | All Commercial | 0% | 0.2839% | 0.1733% | 0.1298% | 0% | 0.3366% | 0.04475% | 0.06666% | 0.02035% | 0.01625% | 3.567% | 64.21% | 8.735% | 21.36% | 1.061% | 100%
Sites-Based | FCZ12i Tot | College | 0% | 0% | 0% | 0% | 0% | 0% | 0% | 7.474% | 0% | 0% | 0% | 40.69% | 19.56% | 32.28% | 0% | 100%
Sites-Based | FCZ12i Tot | Food Stores | 0% | 0% | 0.8967% | 0% | 0% | 0% | 0% | 0% | 0% | 0% | 0.8967% | 64.14% | 3.407% | 30.66% | 0% | 100%
Sites-Based | FCZ12i Tot | Health Care | 0% | 0% | 0% | 0% | 0% | 1.536% | 0% | 0% | 0% | 0% | 2.33% | 70.07% | 7.482% | 17.13% | 1.46% | 100%
Sites-Based | FCZ12i Tot | Lodging | 0% | 14.81% | 6.386% | 0% | 0% | 0% | 0% | 0% | 0% | 0% | 3.878% | 56.97% | 0% | 14.21% | 3.748% | 100%
Sites-Based | FCZ12i Tot | Miscellaneous | 0% | 0% | 0% | 0.479% | 0.7042% | 0.248% | 0% | 0% | 0% | 0% | 2.832% | 63.36% | 16.97% | 14.9% | 0.5036% | 100%
Sites-Based | FCZ12i Tot | Office, Large | 0% | 0% | 0% | 0% | 0% | 0% | 0% | 0% | 0% | 0% | 3.362% | 58.99% | 0% | 31.91% | 5.744% | 100%
Sites-Based | FCZ12i Tot | Office, Small | 0% | 0% | 0.2769% | 0% | 0% | 1.366% | 1.896% | 0.6828% | 0.6828% | 0% | 10.1% | 46.83% | 20.98% | 16.95% | 0.2219% | 100%
Sites-Based | FCZ12i Tot | Refrigerated Warehouse | 0% | 0% | 0% | 0% | 0% | 0% | 0% | 0% | 0% | 0% | 0% | 30.93% | 0% | 0% | 69.07% | 100%
Sites-Based | FCZ12i Tot | Restaurant | 0% | 0% | 0.3824% | 0% | 0% | 0% | 0% | 0% | 0% | 0% | 7.312% | 57.76% | 11.32% | 21.18% | 2.051% | 100%
Sites-Based | FCZ12i Tot | Retail | 0% | 0% | 0% | 0% | 0% | 0.2536% | 0% | 0% | 0% | 0% | 6.427% | 45.04% | 32.14% | 15.4% | 0.7314% | 100%
Sites-Based | FCZ12i Tot | School | 0% | 0% | 0% | 0% | 0% | 0% | 10.84% | 0% | 0% | 1.053% | 15.03% | 62.96% | 4.003% | 6.109% | 0% | 100%
Sites-Based | FCZ12i Tot | Warehouse | 1.728% | 0% | 0% | 0% | 0% | 0.5246% | 0% | 0% | 0% | 0% | 0% | 66.84% | 13.81% | 17.1% | 0% | 100%
Sites-Based | FCZ12i Tot | All Commercial | 0.07816% | 0.2008% | 0.2623% | 0.08501% | 0.125% | 0.5825% | 0.8821% | 0.2997% | 0.2096% | 0.02914% | 6.406% | 53.72% | 18.88% | 17.49% | 0.7493% | 100%
Sites-Based | FCZ13 Tot | College | 0% | 0% | 0% | 0% | 0% | 0% | 0% | 0% | 0% | 0% | 7.684% | 50.81% | 0% | 39.86% | 1.644% | 100%
Sites-Based | FCZ13 Tot | Food Stores | 0% | 0% | 0% | 0% | 0% | 1.58% | 0% | 0% | 0% | 0% | 4.679% | 63.55% | 1.697% | 27.82% | 0.6671% | 100%
Sites-Based | FCZ13 Tot | Health Care | 0% | 0% | 0.8125% | 0% | 0% | 0% | 0% | 0.8125% | 0% | 0% | 4.246% | 53.46% | 0.6798% | 38.51% | 1.486% | 100%
Sites-Based | FCZ13 Tot | Lodging | 0% | 0% | 3.055% | 0% | 0% | 0% | 0% | 8.967% | 0% | 0% | 17.93% | 26.09% | 0% | 39.18% | 4.779% | 100%
Sites-Based | FCZ13 Tot | Miscellaneous | 0.2508% | 0% | 0.4598% | 0% | 0% | 1.129% | 0.6689% | 0.2206% | 0.6272% | 0% | 6.549% | 67.95% | 1.781% | 20.06% | 0.2974% | 100%
Sites-Based | FCZ13 Tot | Office, Large | 0% | 0% | 0% | 0% | 0% | 1.904% | 0% | 0% | 0% | 3.339% | 26.47% | 40.9% | 0% | 27.38% | 0% | 100%
Sites-Based | FCZ13 Tot | Office, Small | 0% | 0% | 0.2781% | 0% | 0% | 0.4988% | 0% | 0.2781% | 0% | 0.2207% | 9.21% | 64.16% | 1.9% | 22.38% | 1.075% | 100%
Sites-Based | FCZ13 Tot | Refrigerated Warehouse | 0% | 0% | 0% | 0% | 0% | 0% | 0% | 0% | 0% | 0% | 0% | 51.77% | 0% | 39.4% | 8.826% | 100%
Sites-Based | FCZ13 Tot | Restaurant | 0% | 0% | 0% | 0.4171% | 0% | 1.608% | 0.4171% | 0% | 0% | 0% | 4.53% | 49.49% | 3.406% | 37.27% | 2.866% | 100%
Sites-Based | FCZ13 Tot | Retail | 0% | 0% | 0.2613% | 0% | 0% | 0.09387% | 0% | 0% | 0% | 0% | 5.262% | 64.16% | 2.378% | 26.89% | 0.9542% | 100%
Sites-Based | FCZ13 Tot | School | 0% | 0% | 0% | 0% | 0% | 0% | 0% | 0% | 1.253% | 0% | 13.18% | 65.79% | 1.731% | 17.84% | 0.212% | 100%
Sites-Based | FCZ13 Tot | Warehouse | 1.064% | 0% | 0% | 0% | 0% | 0% | 0% | 1.046% | 0% | 0% | 4.923% | 55.24% | 2.679% | 35.04% | 0% | 100%
Sites-Based | FCZ13 Tot | All Commercial | 0.08793% | 0% | 0.2523% | 0.0499% | 0% | 0.6521% | 0.1572% | 0.2282% | 0.1346% | 0.121% | 7.131% | 61.49% | 2.085% | 26.53% | 1.078% | 100%
Sites-Based | FCZ16 Tot | College | 0% | 0% | 0% | 0% | 0% | 0% | 0% | 0% | 0% | 0% | 43.76% | 0% | 0% | 56.24% | 0% | 100%
Sites-Based | FCZ16 Tot | Food Stores | 0% | 0% | 0% | 0% | 0% | 0% | 0% | 0% | 0% | 0% | 0.633% | 86.24% | 3.945% | 7.492% | 1.691% | 100%
Sites-Based | FCZ16 Tot | Health Care | 0% | 0% | 0% | 0% | 0% | 0% | 0% | 0% | 0% | 0% | 0% | 36.1% | 63.9% | 0% | 0% | 100%
Sites-Based | FCZ16 Tot | Lodging | 0% | 0% | 0% | 0% | 0% | 0% | 2.179% | 0% | 0% | 0% | 7.575% | 57.59% | 0.8342% | 24.9% | 6.923% | 100%
Sites-Based | FCZ16 Tot | Miscellaneous | 0% | 0% | 0% | 0% | 0% | 0.3525% | 0% | 0% | 0% | 0% | 2.249% | 85.12% | 2.436% | 9.841% | 0% | 100%
Sites-Based | FCZ16 Tot | Office, Large | 0% | 0% | 0% | 0% | 0% | 3.263% | 0% | 0% | 0% | 0% | 7.473% | 76.12% | 0% | 12.36% | 0.7849% | 100%
Sites-Based | FCZ16 Tot | Office, Small | 0% | 0% | 0% | 0% | 0% | 0% | 0% | 0% | 0% | 0% | 0% | 96.31% | 1.357% | 2.33% | 0% | 100%
Sites-Based | FCZ16 Tot | Refrigerated Warehouse | 0% | 0% | 0% | 0% | 0% | 0% | 0% | 0% | 0% | 0% | 0% | 76.74% | 10.85% | 12.41% | 0% | 100%
Sites-Based | FCZ16 Tot | Restaurant | 0% | 0% | 0% | 0% | 0% | 0% | 0% | 0% | 0% | 0% | 0% | 74.34% | 12.45% | 13.21% | 0% | 100%
Sites-Based | FCZ16 Tot | Retail | 0% | 0% | 0.09621% | 0% | 0% | 0% | 0% | 0% | 0% | 0% | 0.7076% | 68.66% | 10.16% | 20.19% | 0.1914% | 100%
Sites-Based | FCZ16 Tot | School | 0% | 0% | 0% | 0% | 0% | 0% | 0% | 0% | 0% | 0% | 7.09% | 63.25% | 6.564% | 23.1% | 0% | 100%
Sites-Based | FCZ16 Tot | Warehouse | 0% | 0% | 0% | 0% | 0% | 0% | 0% | 0% | 0% | 0% | 0% | 88.99% | 7.542% | 3.47% | 0% | 100%
Sites-Based | FCZ16 Tot | All Commercial | 0% | 0% | 0.0329% | 0% | 0% | 0.1118% | 0.01836% | 0% | 0% | 0% | 1.029% | 78.07% | 7.94% | 12.57% | 0.221% | 100%
Sites-Based | FCZ17 Tot | College | 0% | 0% | 0% | 0% | 0% | 0% | 0% | 0% | 0% | 0% | 2.462% | 77.97% | 18.13% | 1.437% | 0% | 100%
Sites-Based | FCZ17 Tot | Food Stores | 0% | 0% | 0% | 0% | 0% | 0% | 0% | 0% | 0% | 0% | 0% | 62.24% | 21.82% | 14.42% | 1.526% | 100%
Sites-Based | FCZ17 Tot | Health Care | 0% | 0% | 0% | 0% | 0% | 0% | 0% | 0% | 4.196% | 0% | 0% | 87.02% | 7.905% | 0.8793% | 0% | 100%
Sites-Based | FCZ17 Tot | Lodging | 0% | 0% | 0% | 0% | 0% | 0% | 0% | 0% | 0% | 0% | 0% | 60.72% | 17.15% | 22.13% | 0% | 100%
Sites-Based | FCZ17 Tot | Miscellaneous | 0% | 0% | 0% | 0% | 0% | 0% | 0% | 0% | 0% | 0% | 0.2342% | 71.92% | 17.15% | 10.7% | 0% | 100%
Sites-Based | FCZ17 Tot | Office, Large | 0% | 0% | 0% | 0% | 0% | 0% | 0% | 0% | 0% | 0% | 0.6449% | 66.74% | 9.652% | 22.96% | 0% | 100%
Sites-Based | FCZ17 Tot | Office, Small | 0% | 0% | 0% | 0% | 0% | 0% | 0% | 0% | 0% | 0% | 0% | 74.37% | 7.161% | 18.47% | 0% | 100%
Sites-Based | FCZ17 Tot | Refrigerated Warehouse | 0% | 0% | 0% | 0% | 0% | 0% | 0% | 0% | 0% | 0% | 0% | 46.52% | 0% | 53.48% | 0% | 100%
Sites-Based | FCZ17 Tot | Restaurant | 0% | 0% | 0% | 0% | 0% | 0% | 0% | 0% | 0% | 0% | 0% | 70.28% | 12.67% | 16.29% | 0.76% | 100%
Sites-Based | FCZ17 Tot | Retail | 0% | 0% | 0% | 0% | 0% | 0% | 0% | 0% | 0% | 0% | 0.151% | 74.68% | 12.82% | 9.168% | 3.186% | 100%
Sites-Based | FCZ17 Tot | School | 0% | 0% | 0% | 0% | 0% | 0% | 0% | 0% | 0% | 0% | 0% | 53.57% | 37.47% | 8.958% | 0% | 100%
Sites-Based | FCZ17 Tot | Warehouse | 0% | 0% | 0% | 0% | 0% | 0% | 0% | 0% | 0% | 0% | 0% | 94.15% | 3.672% | 2.175% | 0% | 100%
Sites-Based | FCZ17 Tot | All Commercial | 0% | 0% | 0% | 0% | 0% | 0% | 0% | 0% | 0.09604% | 0% | 0.1188% | 74.12% | 12.32% | 12.37% | 0.9725% | 100%
Sites-Based | PG&E | College | 0% | 0% | 0% | 0% | 0% | 0% | 0% | 0.6123% | 0% | 0% | 3.3% | 55.26% | 23.01% | 17.43% | 0.3902% | 100%
Sites-Based | PG&E | Food Stores | 0% | 0% | 0.03936% | 0.03936% | 0% | 0.2775% | 0% | 0% | 0% | 0% | 3.167% | 61.05% | 13.93% | 20.36% | 1.129% | 100%
Sites-Based | PG&E | Health Care | 0.1874% | 0.6636% | 1.744% | 0.491% | 0.3106% | 2.131% | 0.4592% | 0.3977% | 0.4127% | 0.3337% | 6.604% | 50.53% | 6.595% | 24.94% | 4.203% | 100%
Sites-Based | PG&E | Lodging | 0.1303% | 0% | 0.1181% | 0.9018% | 0% | 1.328% | 0% | 0.5053% | 0.1093% | 0.9091% | 4.254% | 62.33% | 6.19% | 21.84% | 1.389% | 100%
Sites-Based | PG&E | Miscellaneous | 0.05448% | 0.6926% | 0.5217% | 0.09783% | 0.5347% | 0.966% | 0.382% | 0.2303% | 0.5466% | 0.05187% | 3.497% | 58.64% | 10.89% | 19.55% | 3.341% | 100%
Sites-Based | PG&E | Office, Large | 0% | 0.3626% | 0% | 0.5291% | 0.1642% | 3.757% | 0.9779% | 0.5354% | 0.1329% | 0.4672% | 11.31% | 48.74% | 2.881% | 29.01% | 1.126% | 100%
Sites-Based | PG&E | Office, Small | 0% | 0.2131% | 0.2207% | 0.03819% | 0.02495% | 0.5527% | 0.1195% | 0.0859% | 0.03196% | 0.08324% | 4.125% | 57.77% | 7.515% | 27.65% | 1.574% | 100%
Sites-Based | PG&E | Refrigerated Warehouse | 0.8193% | 1.123% | 0% | 0% | 0% | 0% | 0% | 0% | 0% | 0% | 0.821% | 62.77% | 10.26% | 19.48% | 4.727% | 100%
Sites-Based | PG&E | Restaurant | 0.06476% | 0.02308% | 0.5541% | 0.0206% | 0% | 0.2808% | 0% | 0.04844% | 0% | 0.133% | 4.142% | 53.39% | 12.38% | 26.28% | 2.694% | 100%
Sites-Based | PG&E | Retail | 0.01607% | 0.2617% | 0.2293% | 0.2304% | 0.1969% | 0.5878% | 0.04621% | 0.1628% | 0.1127% | 0.03009% | 2.438% | 60.92% | 14.15% | 19.17% | 1.444% | 100%
Sites-Based | PG&E | School | 0.4811% | 1.577% | 1.883% | 0% | 1.021% | 2.233% | 1.101% | 0.6387% | 1.398% | 0.8619% | 5.084% | 55.4% | 10.18% | 17.13% | 1.02% | 100%
Sites-Based | PG&E | Warehouse | 0.1946% | 0.1079% | 0.7161% | 0.07724% | 0.08462% | 0.5741% | 0.08462% | 0.3792% | 0% | 0% | 5.92% | 54.32% | 10.42% | 25.49% | 1.63% | 100%
Sites-Based | PG&E | All Commercial | 0.04972% | 0.3003% | 0.3892% | 0.1195% | 0.1741% | 0.7058% | 0.1629% | 0.1721% | 0.1689% | 0.106% | 3.864% | 57.74% | 10.83% | 23.22% | 1.994% | 100%
Sites-Based | SCE | College | 0% | 0% | 0.172% | 0.2232% | 0.02493% | 2.203% | 0.05298% | 0% | 0.04836% | 0.03187% | 1.328% | 63.49% | 4.495% | 25.92% | 2.013% | 100%
Sites-Based | SCE | Food Stores | 0% | 0% | 0.07511% | 0% | 0% | 0.1729% | 0% | 0% | 0.03465% | 0% | 1.248% | 72.23% | 9.313% | 15.07% | 1.857% | 100%
Sites-Based | SCE | Health Care | 0% | 0.6548% | 0.07339% | 0.9986% | 0% | 0.8831% | 0.2399% | 0.1073% | 0% | 0.4398% | 2.828% | 56.63% | 12.49% | 21.99% | 2.66% | 100%
Sites-Based | SCE | Lodging | 0.9668% | 0.7021% | 0.1978% | 0% | 0% | 0.1978% | 0% | 0.62% | 0% | 0.1916% | 3.915% | 66.66% | 10.66% | 13.94% | 1.945% | 100%
Sites-Based | SCE | Miscellaneous | 0% | 0.1282% | 0.2102% | 0.1722% | 0.4282% | 0.4183% | 0.07231% | 0.03455% | 0% | 0% | 2.111% | 69.92% | 9.764% | 16.27% | 0.4684% | 100%
Sites-Based | SCE | Office, Large | 0.3539% | 1.267% | 0.4317% | 1.055% | 0% | 0.9827% | 0% | 0.0991% | 0.7032% | 0% | 8.87% | 45.86% | 8.212% | 30.78% | 1.384% | 100%
Sites-Based | SCE | Office, Small | 0% | 0% | 0.2314% | 0.02153% | 0% | 0.2738% | 0.0938% | 0.1904% | 0% | 0% | 2.971% | 62.96% | 9.374% | 22.56% | 1.324% | 100%
Sites-Based | SCE | Refrigerated Warehouse | 0% | 0% | 0% | 0% | 0% | 0% | 0% | 0% | 0% | 0% | 1.977% | 56.04% | 17.97% | 19.75% | 4.258% | 100%
Sites-Based | SCE | Restaurant | 0% | 0% | 0.1732% | 0.2064% | 0.06213% | 0.2336% | 0% | 0.1257% | 0% | 0% | 1.941% | 59.74% | 10.34% | 25.63% | 1.548% | 100%
Sites-Based | SCE | Retail | 0% | 0.3145% | 0% | 0.04188% | 0.01673% | 0.4615% | 0.009461% | 0.03791% | 0.01673% | 0% | 1.018% | 66.4% | 9.601% | 20.68% | 1.395% | 100%
Sites-Based | SCE | School | 0.1082% | 0% | 0.2969% | 0.2551% | 0.4918% | 1.336% | 0.5165% | 0.6415% | 0.1419% | 0.7097% | 4.214% | 63.58% | 7.905% | 19.11% | 0.6939% | 100%
Sites-Based | SCE | Warehouse | 0.06614% | 0.2777% | 0.7198% | 0.08869% | 0.08869% | 0.5789% | 0.1032% | 0.08869% | 0.433% | 0% | 2.883% | 61.95% | 11.32% | 19.9% | 1.509% | 100%
Sites-Based | SCE | All Commercial | 0.02167% | 0.1551% | 0.1833% | 0.1216% | 0.1025% | 0.4389% | 0.06595% | 0.1136% | 0.04648% | 0.0333% | 2.205% | 64.67% | 9.695% | 20.84% | 1.306% | 100%
Sites-Based | SDG&E | College | 0% | 0% | 0% | 0% | 0% | 0% | 0% | 2.703% | 0% | 0% | 7.96% | 49.32% | 13.03% | 26.2% | 0.7876% | 100%
Sites-Based | SDG&E | Food Stores | 0% | 0% | 0.3383% | 0% | 0% | 0% | 0% | 0% | 0% | 0% | 2.278% | 62.92% | 7.67% | 26.19% | 0.6016% | 100%
Sites-Based | SDG&E | Health Care | 0% | 0% | 0% | 0% | 0% | 0.681% | 0% | 0% | 0% | 0% | 7.316% | 68.53% | 3.317% | 15.1% | 5.049% | 100%
Sites-Based | SDG&E | Lodging | 0% | 4.565% | 1.969% | 0% | 0% | 0.993% | 0% | 0% | 0% | 0% | 4.846% | 61.64% | 3.847% | 18.3% | 3.846% | 100%
Sites-Based | SDG&E | Miscellaneous | 0% | 0.1487% | 0.5076% | 0.4971% | 0.2936% | 0.4815% | 0.2024% | 0.0537% | 0.09204% | 0% | 4.442% | 63.84% | 12.71% | 15.92% | 0.8097% | 100%
Sites-Based | SDG&E | Office, Large | 0% | 0% | 0% | 0% | 0% | 2.338% | 0% | 0.7125% | 0% | 0.4363% | 8.119% | 52.63% | 1.824% | 32.01% | 1.927% | 100%
Sites-Based | SDG&E | Office, Small | 0% | 0.3998% | 0.143% | 0.1188% | 0% | 0.4919% | 0.561% | 0.2545% | 0.202% | 0% | 5.409% | 64.82% | 9.89% | 17.4% | 0.3089% | 100%
Sites-Based | SDG&E | Refrigerated Warehouse | 0% | 0% | 0% | 0% | 0% | 0% | 0% | 0% | 0% | 0% | 0% | 31.14% | 0% | 63.23% | 5.624% | 100%
Sites-Based | SDG&E | Restaurant | 0% | 0.1995% | 0.1255% | 0% | 0% | 0.3799% | 0% | 0% | 0% | 0% | 2.979% | 62.04% | 7.68% | 23.25% | 3.348% | 100%
Sites-Based | SDG&E | Retail | 0% | 0% | 0% | 0% | 0% | 0.192% | 0% | 0% | 0% | 0% | 3.19% | 51.96% | 24.59% | 19.8% | 0.2748% | 100%
Sites-Based | SDG&E | School | 0% | 0% | 0% | 0% | 0% | 0% | 4.499% | 0% | 0% | 0.4367% | 11.72% | 45.63% | 6.505% | 31.21% | 0% | 100%
Sites-Based | SDG&E | Warehouse | 0.6011% | 0% | 0.4184% | 0% | 0% | 0.1825% | 0% | 0% | 0% | 0% | 2.62% | 60.7% | 8.519% | 26.61% | 0.3525% | 100%
Sites-Based | SDG&E | All Commercial | 0.02672% | 0.2555% | 0.2038% | 0.1145% | 0.04272% | 0.4207% | 0.331% | 0.1463% | 0.08504% | 0.02065% | 4.537% | 60.62% | 12.2% | 20.03% | 0.9541% | 100%
Sites-Based | LADWP | College | 0% | 0% | 0% | 0% | 0% | 0% | 0% | 0% | 0% | 0% | 5.381% | 72.46% | 16.85% | 5.31% | 0% | 100%
Sites-Based | LADWP | Food Stores | 0% | 0% | 0% | 0% | 0% | 0% | 0% | 0% | 0% | 0% | 0.4645% | 79.85% | 8.704% | 9.336% | 1.647% | 100%
Sites-Based | LADWP | Health Care | 0% | 0% | 0% | 0% | 0% | 0% | 0% | 0% | 1.437% | 0% | 0% | 53.54% | 44.73% | 0.3011% | 0% | 100%
Sites-Based | LADWP | Lodging | 0% | 0% | 0% | 0% | 0% | 0% | 1.988% | 0% | 0% | 0% | 6.911% | 57.87% | 2.264% | 24.65% | 6.316% | 100%
Sites-Based | LADWP | Miscellaneous | 0% | 0% | 0% | 0% | 0% | 0.236% | 0% | 0% | 0% | 0% | 1.584% | 80.76% | 7.298% | 10.12% | 0% | 100%
Sites-Based | LADWP | Office, Large | 0% | 0% | 0% | 0% | 0% | 2.627% | 0% | 0% | 0% | 0% | 6.141% | 74.29% | 1.882% | 14.43% | 0.6318% | 100%
Sites-Based | LADWP | Office, Small | 0% | 0% | 0% | 0% | 0% | 0% | 0% | 0% | 0% | 0% | 0% | 88.66% | 3.382% | 7.96% | 0% | 100%
Sites-Based | LADWP | Refrigerated Warehouse | 0% | 0% | 0% | 0% | 0% | 0% | 0% | 0% | 0% | 0% | 0% | 66.96% | 7.336% | 25.7% | 0% | 100%
Sites-Based | LADWP | Restaurant | 0% | 0% | 0% | 0% | 0% | 0% | 0% | 0% | 0% | 0% | 0% | 73.27% | 12.51% | 14.02% | 0.2007% | 100%
Sites-Based | LADWP | Retail | 0% | 0% | 0.07337% | 0% | 0% | 0% | 0% | 0% | 0% | 0% | 0.5754% | 70.09% | 10.79% | 17.57% | 0.9023% | 100%
Sites-Based | LADWP | School | 0% | 0% | 0% | 0% | 0% | 0% | 0% | 0% | 0% | 0% | 5.313% | 60.82% | 14.31% | 19.55% | 0% | 100%
Sites-Based | LADWP | Warehouse | 0% | 0% | 0% | 0% | 0% | 0% | 0% | 0% | 0% | 0% | 0% | 91.53% | 5.636% | 2.832% | 0% | 100%
Sites-Based | LADWP | All Commercial | 0% | 0% | 0.02315% | 0% | 0% | 0.07868% | 0.01292% | 0% | 0.02846% | 0% | 0.7594% | 76.9% | 9.238% | 12.51% | 0.4437% | 100%
Sites-Based | SMUD | College | 0% | 0% | 0% | 0% | 0% | 0% | 0% | 0% | 0% | 0% | 7.684% | 50.81% | 0% | 39.86% | 1.644% | 100%
Sites-Based | SMUD | Food Stores | 0% | 0% | 0% | 0% | 0% | 1.58% | 0% | 0% | 0% | 0% | 4.679% | 63.55% | 1.697% | 27.82% | 0.6671% | 100%
Sites-Based | SMUD | Health Care | 0% | 0% | 0.8125% | 0% | 0% | 0% | 0% | 0.8125% | 0% | 0% | 4.246% | 53.46% | 0.6798% | 38.51% | 1.486% | 100%
Sites-Based | SMUD | Lodging | 0% | 0% | 3.055% | 0% | 0% | 0% | 0% | 8.967% | 0% | 0% | 17.93% | 26.09% | 0% | 39.18% | 4.779% | 100%
Sites-Based | SMUD | Miscellaneous | 0.2508% | 0% | 0.4598% | 0% | 0% | 1.129% | 0.6689% | 0.2206% | 0.6272% | 0% | 6.549% | 67.95% | 1.781% | 20.06% | 0.2974% | 100%
Sites-Based | SMUD | Office, Large | 0% | 0% | 0% | 0% | 0% | 1.904% | 0% | 0% | 0% | 3.339% | 26.47% | 40.9% | 0% | 27.38% | 0% | 100%
Sites-Based | SMUD | Office, Small | 0% | 0% | 0.2781% | 0% | 0% | 0.4988% | 0% | 0.2781% | 0% | 0.2207% | 9.21% | 64.16% | 1.9% | 22.38% | 1.075% | 100%
Sites-Based | SMUD | Refrigerated Warehouse | 0% | 0% | 0% | 0% | 0% | 0% | 0% | 0% | 0% | 0% | 0% | 51.77% | 0% | 39.4% | 8.826% | 100%
Sites-Based | SMUD | Restaurant | 0% | 0% | 0% | 0.4171% | 0% | 1.608% | 0.4171% | 0% | 0% | 0% | 4.53% | 49.49% | 3.406% | 37.27% | 2.866% | 100%
Sites-Based | SMUD | Retail | 0% | 0% | 0.2613% | 0% | 0% | 0.09387% | 0% | 0% | 0% | 0% | 5.262% | 64.16% | 2.378% | 26.89% | 0.9542% | 100%
Sites-Based | SMUD | School | 0% | 0% | 0% | 0% | 0% | 0% | 0% | 0% | 1.253% | 0% | 13.18% | 65.79% | 1.731% | 17.84% | 0.212% | 100%
Sites-Based | SMUD | Warehouse | 1.064% | 0% | 0% | 0% | 0% | 0% | 0% | 1.046% | 0% | 0% | 4.923% | 55.24% | 2.679% | 35.04% | 0% | 100%
Sites-Based | SMUD | All Commercial | 0.08793% | 0% | 0.2523% | 0.0499% | 0% | 0.6521% | 0.1572% | 0.2282% | 0.1346% | 0.121% | 7.131% | 61.49% | 2.085% | 26.53% | 1.078% | 100%
Sites-Based | FCZ01 | College | 0% | 0% | 0% | 0% | 0% | 0% | 0% | 1.267% | 0% | 0% | 2.58% | 85.04% | 6.969% | 4.088% | 0.05708% | 100%
Sites-Based | FCZ01 | Food Stores | 0% | 0% | 0% | 0% | 0% | 0% | 0% | 0% | 0% | 0% | 1.774% | 75.57% | 8.141% | 14.23% | 0.2846% | 100%
Sites-Based | FCZ01 | Health Care | 0% | 0% | 0% | 0.4009% | 0% | 0% | 0.4009% | 0.1871% | 0% | 0% | 8.125% | 58.67% | 4.661% | 24.71% | 2.844% | 100%
Sites-Based | FCZ01 | Lodging | 0% | 0% | 0% | 0.4725% | 0% | 1.831% | 0% | 0% | 0% | 0.7389% | 7.552% | 58.35% | 7.226% | 22.28% | 1.551% | 100%
Sites-Based | FCZ01 | Miscellaneous | 0% | 0.03558% | 0% | 0.07116% | 0.2852% | 0.5342% | 0.5884% | 0.1779% | 0.1817% | 0% | 3.417% | 70.81% | 8.778% | 13.3% | 1.82% | 100%
Sites-Based | FCZ01 | Office, Large | 0% | 0% | 0% | 0% | 0.2246% | 4.499% | 1.038% | 0% | 0.1818% | 0% | 11.92% | 52.82% | 2.334% | 25.74% | 1.24% | 100%
Sites-Based | FCZ01 | Office, Small | 0% | 0% | 0.142% | 0.04359% | 0% | 0.2812% | 0% | 0% | 0.08347% | 0% | 3.734% | 67.24% | 5.867% | 20.11% | 2.497% | 100%
Sites-Based | FCZ01 | Refrigerated Warehouse | 1.875% | 0% | 0% | 0% | 0% | 0% | 0% | 0% | 0% | 0% | 1.879% | 83.74% | 7.998% | 3.714% | 0.7901% | 100%
Sites-Based | FCZ01 | Restaurant | 0.1272% | 0% | 0.9479% | 0.04046% | 0% | 0.1677% | 0% | 0% | 0% | 0% | 2.261% | 62.28% | 12.11% | 20.03% | 2.035% | 100%
Sites-Based | FCZ01 | Retail | 0% | 0% | 0.03063% | 0.3578% | 0% | 0.06441% | 0% | 0% | 0% | 0.06441% | 1.611% | 72.58% | 10.43% | 13.88% | 0.9835% | 100%
Sites-Based | FCZ01 | School | 0% | 0.2662% | 0.8556% | 0% | 0% | 2.585% | 1.225% | 0% | 0% | 1.225% | 3.726% | 65.26% | 13.36% | 10.01% | 1.486% | 100%
Sites-Based | FCZ01 | Warehouse | 0% | 0.3083% | 1.004% | 0% | 0% | 0% | 0% | 0.8421% | 0% | 0% | 6.498% | 73.11% | 7.985% | 10.04% | 0.22% | 100%
Sites-Based | FCZ01 | All Commercial | 0.02713% | 0.02182% | 0.2472% | 0.1246% | 0.04739% | 0.3918% | 0.1453% | 0.087% | 0.05344% | 0.0476% | 3.282% | 68.66% | 8.607% | 16.62% | 1.639% | 100%
Sites-Based | FCZ02 | College | 0% | 0% | 0% | 0% | 0% | 0% | 0% | 0% | 0% | 0% | 0% | 46.14% | 43.45% | 10.41% | 0% | 100%
Sites-Based | FCZ02 | Food Stores | 0% | 0% | 0% | 0% | 0% | 1.053% | 0% | 0% | 0% | 0% | 8.287% | 56.22% | 15.89% | 18.35% | 0.2041% | 100%
Sites-Based | FCZ02 | Health Care | 0.8821% | 0% | 0.4612% | 0% | 0% | 1.764% | 2.606% | 0% | 0.4612% | 0% | 7.857% | 51.36% | 2.646% | 28.01% | 3.949% | 100%
Sites-Based | FCZ02 | Lodging | 0% | 0% | 0% | 1.532% | 0% | 3.986% | 0% | 0% | 0% | 0.6964% | 2.243% | 61.45% | 1.128% | 28.2% | 0.7635% | 100%
Sites-Based | FCZ02 | Miscellaneous | 0% | 0% | 0.1159% | 0.2497% | 0% | 2.557% | 0% | 1.096% | 1.461% | 0.2497% | 6.411% | 54.91% | 11% | 19.66% | 2.289% | 100%
Sites-Based | FCZ02 | Office, Large | 0% | 0% | 0% | 4.794% | 0% | 8.162% | 3.827% | 0% | 0% | 8.162% | 7.908% | 34.46% | 0% | 32.69% | 0% | 100%
Sites-Based | FCZ02 | Office, Small | 0% | 0% | 0.2238% | 0% | 0% | 0.7302% | 0.5891% | 0% | 0% | 0.5891% | 6.88% | 68.39% | 4.92% | 17.08% | 0.6014% | 100%
Sites-Based | FCZ02 | Refrigerated Warehouse | 0% | 7.756% | 0% | 0% | 0% | 0% | 0% | 0% | 0% | 0% | 0% | 60.43% | 3.302% | 28.51% | 0% | 100%
Sites-Based | FCZ02 | Restaurant | 0% | 0% | 0.5316% | 0% | 0% | 0.9525% | 0% | 0.5316% | 0% | 0% | 4.815% | 59.38% | 12.44% | 19.2% | 2.144% | 100%
Sites-Based | FCZ02 | Retail | 0% | 0% | 0% | 0.2944% | 0% | 0.2566% | 0% | 0% | 0.9199% | 0% | 4.949% | 61.75% | 10.37% | 20.77% | 0.6923% | 100%
Sites-Based | FCZ02 | School | 0% | 0% | 4.087% | 0% | 4.087% | 1.9% | 1.9% | 0% | 4.087% | 0% | 21.09% | 52.02% | 1.9% | 8.925% | 0% | 100%
Sites-Based | FCZ02 | Warehouse | 0% | 0% | 0.5844% | 0% | 0% | 1.151% | 0% | 0% | 0% | 0% | 3.559% | 68.74% | 5.873% | 19.07% | 1.02% | 100%
Sites-Based | FCZ02 | All Commercial | 0.02198% | 0.03516% | 0.2628% | 0.1728% | 0.07828% | 1.198% | 0.3359% | 0.2464% | 0.5177% | 0.3294% | 6.288% | 61.68% | 8.641% | 19.07% | 1.122% | 100%
Sites-Based | FCZ03 | College | 0% | 0% | 0% | 0% | 0% | 0% | 0% | 0% | 0% | 0% | 1.858% | 17.7% | 79.52% | 0.9312% | 0% | 100%
Sites-Based | FCZ03 | Food Stores | 0% | 0% | 0% | 0% | 0% | 0% | 0% | 0% | 0% | 0% | 4.367% | 50.72% | 18.46% | 24.38% | 2.075% | 100%
Sites-Based | FCZ03 | Health Care | 0% | 5.016% | 4.536% | 2.508% | 0% | 2.508% | 0% | 0% | 2.028% | 0% | 8.508% | 54.85% | 2.508% | 13.81% | 3.729% | 100%
Sites-Based | FCZ03 | Lodging | 0% | 0% | 0% | 0% | 0% | 0% | 0% | 0% | 0% | 0% | 4.778% | 57.9% | 7.765% | 29.56% | 0% | 100%
Sites-Based | FCZ03 | Miscellaneous | 0% | 0% | 0% | 0% | 1.966% | 0.1893% | 0% | 0% | 0% | 0.342% | 4.459% | 60.36% | 20.36% | 12.13% | 0.1893% | 100%
Sites-Based | FCZ03 | Office, Large | 0% | 0% | 0% | 39.8% | 0% | 0% | 0% | 0% | 0% | 0% | 0% | 34.46% | 0% | 25.74% | 0% | 100%
Sites-Based | FCZ03 | Office, Small | 0% | 0% | 0% | 0% | 0% | 0.341% | 0% | 0% | 0% | 0% | 12.75% | 43.62% | 13.53% | 28.52% | 1.253% | 100%
Sites-Based | FCZ03 | Refrigerated Warehouse | 0% | 0% | 0% | 0% | 0% | 0% | 0% | 0% | 0% | 0% | 0% | 65.52% | 0% | 34.48% | 0% | 100%
Sites-Based | FCZ03 | Restaurant | 0% | 0% | 0% | 0% | 0% | 1.962% | 0% | 0% | 0% | 0% | 1.979% | 63.11% | 2.597% | 30.35% | 0% | 100%
Sites-Based | FCZ03 | Retail | 0% | 0.6646% | 0.4299% | 0% | 0% | 1.329% | 0% | 0% | 0% | 0% | 6.128% | 47.23% | 23.58% | 20.13% | 0.5124% | 100%
Sites-Based | FCZ03 | School | 0% | 1.756% | 0% | 0% | 9.118% | 5.306% | 6.899% | 0% | 10.35% | 0% | 5.503% | 46.46% | 10.48% | 4.118% | 0% | 100%
Sites-Based | FCZ03 | Warehouse | 0% | 0% | 0% | 0% | 0% | 0% | 0% | 0% | 0% | 0% | 4.271% | 43.95% | 27.7% | 23.67% | 0.407% | 100%
Sites-Based | FCZ03 | All Commercial | 0% | 0.2712% | 0.1609% | 0.1557% | 0.8479% | 0.7764% | 0.2502% | 0% | 0.4173% | 0.08998% | 6.698% | 50.84% | 18.16% | 20.64% | 0.6898% | 100%
Sites-Based | FCZ04 | College | 0% | 0% | 0% | 0% | 0% | 0% | 0% | 0% | 0% | 0% | 0% | 29.74% | 9.152% | 58.85% | 2.263% | 100%
Sites-Based | FCZ04 | Food Stores | 0% | 0% | 0.2554% | 0.2554% | 0% | 0.9789% | 0% | 0% | 0% | 0% | 7.027% | 46.06% | 12.91% | 28.24% | 4.273% | 100%
Sites-Based | FCZ04 | Health Care | 0.3883% | 2.434% | 7.02% | 0.7622% | 0.3883% | 8.485% | 0% | 1.653% | 0.3883% | 1.653% | 5.346% | 42.2% | 2.429% | 25.68% | 1.17% | 100%
Sites-Based | FCZ04 | Lodging | 1.017% | 0% | 0% | 3.985% | 0% | 1.017% | 0% | 0.7591% | 0% | 4.491% | 6.197% | 56.78% | 5.934% | 16.85% | 2.967% | 100%
Sites-Based | FCZ04 | Miscellaneous | 0.1788% | 0.1788% | 2.301% | 0.1005% | 1.022% | 1.737% | 0.1005% | 0.1788% | 0.3577% | 0% | 4.6% | 41.88% | 9.706% | 34.42% | 3.233% | 100%
Sites-Based | FCZ04 | Office, Large | 0% | 3.405% | 0% | 0% | 0% | 0% | 0% | 3.137% | 0% | 0% | 0% | 28.47% | 11.03% | 51.9% | 2.054% | 100%
Sites-Based | FCZ04 | Office, Small | 0% | 1.423% | 0.8171% | 0.08116% | 0% | 1.045% | 0.2418% | 0.5735% | 0% | 0% | 4.474% | 26.6% | 7.151% | 56.4% | 1.186% | 100%
Sites-Based | FCZ04 | Refrigerated Warehouse | 0% | 0% | 0% | 0% | 0% | 0% | 0% | 0% | 0% | 0% | 0% | 42.08% | 8.143% | 47.32% | 2.453% | 100%
Sites-Based | FCZ04 | Restaurant | 0% | 0.1804% | 0.1804% | 0% | 0% | 0% | 0% | 0% | 0% | 0% | 13.42% | 23.62% | 12.87% | 45.42% | 4.311% | 100%
Sites-Based | FCZ04 | Retail | 0.1146% | 1.275% | 1.342% | 0.2306% | 1.404% | 2.321% | 0.2306% | 1.16% | 0.1146% | 0% | 3.761% | 37.34% | 13.1% | 36.06% | 1.544% | 100%
Sites-Based | FCZ04 | School | 2.609% | 7.396% | 4.787% | 0% | 0% | 1.324% | 0% | 2.224% | 0% | 2.224% | 5.642% | 31.1% | 5.218% | 34.91% | 2.563% | 100%
Sites-Based | FCZ04 | Warehouse | 0.9006% | 0% | 1.421% | 0.3574% | 0.3916% | 1.421% | 0.3916% | 0.3916% | 0% | 0% | 4.212% | 35.93% | 11.62% | 42.3% | 0.662% | 100%
Sites-Based | FCZ04 | All Commercial | 0.2076% | 1.001% | 1.395% | 0.2052% | 0.4986% | 1.531% | 0.1555% | 0.5946% | 0.1028% | 0.1742% | 5.39% | 34.23% | 9.882% | 42.39% | 2.237% | 100%
Sites-Based | FCZ05 | College | 0% | 0% | 0% | 0% | 0% | 0% | 0% | 0% | 0% | 0% | 0.6591% | 58.69% | 31.5% | 9.151% | 0% | 100%
Sites-Based | FCZ05 | Food Stores | 0% | 0% | 0% | 0% | 0% | 0% | 0% | 0% | 0% | 0% | 0% | 49.85% | 20.38% | 28.92% | 0.8545% | 100%
Sites-Based | FCZ05 | Health Care | 0% | 0% | 0.585% | 0.585% | 0% | 0.585% | 0% | 0% | 1.066% | 0% | 7.611% | 34.06% | 20.49% | 24.1% | 10.92% | 100%
Sites-Based | FCZ05 | Lodging | 0% | 0% | 0% | 0% | 0% | 0% | 0% | 0% | 0.9597% | 0% | 0.9597% | 63.14% | 9.322% | 25.36% | 0.2511% | 100%
Sites-Based | FCZ05 | Miscellaneous | 0% | 3.033% | 0.6025% | 0.1423% | 0.5918% | 0.8427% | 0.5918% | 0% | 0.5918% | 0% | 1.229% | 53.25% | 12.36% | 23.36% | 3.403% | 100%
Sites-Based | FCZ05 | Office, Large | 0% | 0% | 0% | 0% | 0% | 0% | 0% | 3.201% | 0% | 0% | 22.92% | 55.72% | 0% | 18.15% | 0% | 100%
Sites-Based | FCZ05 | Office, Small | 0% | 0% | 0% | 0.0608% | 0% | 0.3499% | 0% | 0% | 0% | 0% | 2.549% | 52.6% | 9.483% | 32.94% | 2.017% | 100%
Sites-Based | FCZ05 | Refrigerated Warehouse | 0% | 0% | 0% | 0% | 0% | 0% | 0% | 0% | 0% | 0% | 0% | 51.05% | 14.74% | 26.37% | 7.84% | 100%
Sites-Based | FCZ05 | Restaurant | 0% | 0% | 0% | 0% | 0% | 0.3818% | 0% | 0% | 0% | 0.9775% | 2.831% | 40.63% | 13.38% | 36.74% | 5.058% | 100%
Sites-Based | FCZ05 | Retail | 0% | 0% | 0.0842% | 0% | 0% | 1.006% | 0.0842% | 0% | 0% | 0% | 1.811% | 54.12% | 20.82% | 19.3% | 2.778% | 100%
Sites-Based | FCZ05 | School | 0% | 0% | 1.407% | 0% | 0% | 2.634% | 0% | 1.227% | 0.6746% | 0% | 0.6746% | 52.28% | 13.33% | 27.78% | 0% | 100%
Sites-Based | FCZ05 | Warehouse | 0% | 0% | 0% | 0% | 0% | 0.8414% | 0% | 0% | 0% | 0% | 8.132% | 46.5% | 9.742% | 30.46% | 4.323% | 100%
Sites-Based | FCZ05 | All Commercial | 0% | 0.5467% | 0.1804% | 0.0601% | 0.1067% | 0.6404% | 0.1249% | 0.05233% | 0.1675% | 0.1086% | 2.48% | 50.85% | 14.24% | 27.45% | 2.989% | 100%
Sites-Based | FCZ06 | College | 0% | 0% | 0% | 0% | 0% | 0% | 0% | 0% | 0% | 0% | 12.94% | 3.017% | 53.16% | 30.89% | 0% | 100%
Sites-Based | FCZ06 | Food Stores | 0% | 0% | 0% | 0% | 0% | 0% | 0% | 0% | 0% | 0% | 1.847% | 53.43% | 24.49% | 19.25% | 0.9849% | 100%
Sites-Based | FCZ06 | Health Care | 0% | 0% | 0% | 0% | 2.246% | 0% | 0% | 0% | 0% | 0% | 0% | 68.46% | 1.037% | 25.83% | 2.424% | 100%
Sites-Based | FCZ06 | Lodging | 0% | 0% | 0.482% | 0% | 0% | 0% | 0% | 1.665% | 0% | 0% | 1.998% | 71.19% | 6.661% | 16.39% | 1.606% | 100%
Sites-Based | FCZ06 | Miscellaneous | 0.2011% | 1.219% | 0% | 0% | 0.2826% | 0% | 0.4837% | 0% | 1.219% | 0% | 1.703% | 57.52% | 11.97% | 14.38% | 11.02% | 100%
Sites-Based | FCZ06 | Office, Large | 0% | 0% | 0% | 0% | 0% | 0% | 0% | 0% | 0% | 0% | 19.49% | 38.98% | 0% | 41.53% | 0% | 100%
Sites-Based | FCZ06 | Office, Small | 0% | 0% | 0.09006% | 0% | 0.183% | 0.8752% | 0% | 0% | 0% | 0% | 1.486% | 63.97% | 11.43% | 21.96% | 0% | 100%
Sites-Based | FCZ06 | Refrigerated Warehouse | 0% | 0% | 0% | 0% | 0% | 0% | 0% | 0% | 0% | 0% | 0% | 12.42% | 36.01% | 12.42% | 39.15% | 100%
Sites-Based | FCZ06 | Restaurant | 0% | 0% | 0% | 0% | 0% | 0% | 0% | 0% | 0% | 0% | 3.683% | 55.16% | 14.34% | 24.73% | 2.085% | 100%
Sites-Based | FCZ06 | Retail | 0% | 0.6775% | 0% | 0% | 0% | 0% | 0% | 0% | 0% | 0% | 1.686% | 53.41% | 23.89% | 17.94% | 2.397% | 100%
Sites-Based | FCZ06 | School | 0% | 0% | 0% | 0% | 0% | 0% | 0% | 0% | 1.86% | 0% | 0% | 81.16% | 10.08% | 6.9% | 0% | 100%
Sites-Based | FCZ06 | Warehouse | 0% | 0% | 0% | 0% | 0% | 0% | 0% | 0% | 0% | 0% | 6.518% | 34.82% | 14.46% | 39.67% | 4.536% | 100%
Sites-Based | FCZ06 | All Commercial | 0.0337% | 0.318% | 0.04886% | 0% | 0.1585% | 0.3013% | 0.08105% | 0.06168% | 0.2367% | 0% | 2.365% | 57.29% | 15.28% | 20.87% | 2.942% | 100%
Sites-Based | FCZ07 | College | 0% | 0% | 0.2478% | 0% | 0% | 0% | 0% | 0% | 0% | 0.04591% | 1.56% | 73.48% | 4.214% | 20.46% | 0% | 100%
Sites-Based | FCZ07 | Food Stores | 0% | 0% | 0% | 0% | 0% | 0% | 0% | 0% | 0% | 0% | 1.255% | 81.79% | 6.906% | 9.748% | 0.3% | 100%
Sites-Based | FCZ07 | Health Care | 0% | 0.3774% | 0% | 0% | 0% | 0.9851% | 0.2307% | 0.2307% | 0% | 0.2307% | 3.187% | 63.93% | 7.871% | 21.83% | 1.132% | 100%
Sites-Based | FCZ07 | Lodging | 1.48% | 0.3572% | 0.3572% | 0% | 0% | 0.3572% | 0% | 0% | 0% | 0% | 1.429% | 72.33% | 9.715% | 11.84% | 2.131% | 100%
Sites-Based | FCZ07 | Miscellaneous | 0% | 0% | 0.2713% | 0.2416% | 0.7212% | 0.3599% | 0.08259% | 0.02819% | 0% | 0% | 1.847% | 77.78% | 9.245% | 8.867% | 0.5601% | 100%
Sites-Based | FCZ07 | Office, Large | 0% | 1.811% | 0% | 1.508% | 0% | 1.404% | 0% | 0% | 0% | 0% | 10.04% | 55.84% | 10.01% | 18.8% | 0.584% | 100%
Sites-Based | FCZ07 | Office, Small | 0% | 0% | 0.07226% | 0% | 0% | 0.05511% | 0.07226% | 0% | 0% | 0% | 2.844% | 73.76% | 8.609% | 13.02% | 1.564% | 100%
Sites-Based | FCZ07 | Refrigerated Warehouse | 0% | 0% | 0% | 0% | 0% | 0% | 0% | 0% | 0% | 0% | 0% | 62.65% | 23.97% | 13.38% | 0% | 100%
Sites-Based | FCZ07 | Restaurant | 0% | 0% | 0% | 0.09708% | 0.09708% | 0.1942% | 0% | 0% | 0% | 0% | 2.192% | 65.75% | 10.52% | 19.86% | 1.295% | 100%
Sites-Based | FCZ07 | Retail | 0% | 0.02913% | 0% | 0.04662% | 0% | 0.3693% | 0.01456% | 0% | 0% | 0% | 0.7643% | 75.23% | 10.1% | 11.86% | 1.583% | 100%
Sites-Based | FCZ07 | School | 0% | 0% | 0% | 0% | 0.5115% | 1.636% | 0.8182% | 0.9201% | 0% | 0.6134% | 3.12% | 73.84% | 8.18% | 10.09% | 0.2751% | 100%
Sites-Based | FCZ07 | Warehouse | 0% | 0.4324% | 0.4575% | 0.1381% | 0.1381% | 0.834% | 0% | 0.1381% | 0.06084% | 0% | 2.915% | 69.7% | 13.39% | 11.01% | 0.7884% | 100%
Sites-Based | FCZ07 | All Commercial | 0.01341% | 0.06985% | 0.09684% | 0.09199% | 0.1483% | 0.3318% | 0.06306% | 0.04451% | 0.003822% | 0.02308% | 2.052% | 73.46% | 9.524% | 12.9% | 1.175% | 100%
Sites-Based | FCZ08 | College | 0% | 0% | 0% | 0% | 0.4279% | 7.042% | 0% | 0% | 0% | 0% | 0% | 54.52% | 1.516% | 36.49% | 0% | 100%
Sites-Based | FCZ08 | Food Stores | 0% | 0% | 0% | 0% | 0% | 0% | 0% | 0% | 0% | 0% | 0.7418% | 67.06% | 8.825% | 18.24% | 5.13% | 100%
Sites-Based | FCZ08 | Health Care | 0% | 0% | 0% | 0% | 0% | 0% | 0.7433% | 0% | 0% | 0% | 5.585% | 75.58% | 0% | 18.09% | 0% | 100%
Sites-Based | FCZ08 | Lodging | 1.523% | 0% | 0% | 0% | 0% | 0% | 0% | 0% | 0% | 0% | 2.422% | 79.84% | 13.26% | 2.953% | 0% | 100%
Sites-Based | FCZ08 | Miscellaneous | 0% | 0% | 0% | 0% | 0% | 0% | 0% | 0% | 0% | 0% | 0.6084% | 67.95% | 8.145% | 22.78% | 0.5198% | 100%
Sites-Based | FCZ08 | Office, Large | 0% | 0% | 4.085% | 0% | 0% | 0% | 0% | 0.9379% | 0% | 0% | 5.023% | 32.73% | 0% | 50.54% | 6.691% | 100%
Sites-Based | FCZ08 | Office, Small | 0% | 0% | 0% | 0.2583% | 0% | 0% | 0% | 0% | 0% | 0% | 1.389% | 77.22% | 4.811% | 16.06% | 0.2616% | 100%
Sites-Based | FCZ08 | Refrigerated Warehouse | 0% | 0% | 0% | 0% | 0% | 0% | 0% | 0% | 0% | 0% | 0% | 83.17% | 16.83% | 0% | 0% | 100%
Sites-Based | FCZ08 | Restaurant | 0% | 0% | 1.919% | 0% | 0% | 0% | 0% | 0% | 0% | 0% | 0.4347% | 70.08% | 2.986% | 24.58% | 0% | 100%
Sites-Based | FCZ08 | Retail | 0% | 1.26% | 0% | 0% | 0% | 0% | 0% | 0% | 0% | 0% | 0.5555% | 72.1% | 10.44% | 15.01% | 0.6334% | 100%
Sites-Based | FCZ08 | School | 0% | 0% | 0% | 0% | 0% | 0% | 0% | 0% | 2.766% | 0% | 0% | 71.89% | 0% | 24.73% | 0.6176% | 100%
Sites-Based | FCZ08 | Warehouse | 0% | 0% | 0% | 0% | 0% | 0% | 0% | 0% | 0% | 0% | 2.469% | 59.91% | 9.092% | 28.53% | 0% | 100%
Sites-Based | FCZ08 | All Commercial | 0.02029% | 0.2744% | 0.3211% | 0.07344% | 0.005709% | 0.09396% | 0.03883% | 0.01686% | 0.05684% | 0% | 1.223% | 71.24% | 6.365% | 19.57% | 0.6998% | 100%
Sites-Based | FCZ09 | College | 0% | 0% | 0% | 0% | 0% | 48.4% | 0% | 0% | 1.306% | 0% | 1.306% | 43.72% | 0% | 5.268% | 0% | 100%
Sites-Based | FCZ09 | Food Stores | 0% | 0% | 0% | 0% | 0% | 0% | 0% | 0% | 0.7239% | 0% | 0% | 67.6% | 18.43% | 12.99% | 0.2518% | 100%
Sites-Based | FCZ09 | Health Care | 0% | 5.374% | 1.791% | 15.04% | 0% | 0% | 0% | 0% | 0% | 1.791% | 3.111% | 18.18% | 12.77% | 38.73% | 3.217% | 100%
Sites-Based | FCZ09 | Lodging | 0% | 0% | 0% | 0% | 0% | 0% | 0% | 0% | 0% | 0% | 0% | 75.17% | 6.117% | 18.72% | 0% | 100%
Sites-Based | FCZ09 | Miscellaneous | 0% | 0% | 0% | 0% | 0% | 0.7157% | 0% | 0% | 0% | 0% | 6.293% | 58.69% | 13.79% | 19.95% | 0.567% | 100%
Sites-Based | FCZ09 | Office, Large | 37.33% | 0% | 0% | 0% | 0% | 0% | 0% | 0% | 0% | 0% | 0% | 42.47% | 0% | 20.2% | 0% | 100%
Sites-Based | FCZ09 | Office, Small | 0% | 0% | 1.144% | 0% | 0% | 0% | 0% | 1.144% | 0% | 0% | 3.001% | 36.87% | 19.97% | 37.87% | 0% | 100%
Sites-Based | FCZ09 | Refrigerated Warehouse | 0% | 0% | 0% | 0% | 0% | 0% | 0% | 0% | 0% | 0% | 0% | 21.45% | 0% | 78.55% | 0% | 100%
Sites-Based | FCZ09 | Restaurant | 0% | 0% | 0.6061% | 0% | 0% | 1.212% | 0% | 0% | 0% | 0% | 1.333% | 47.28% | 17.55% | 27.62% | 4.398% | 100%
Sites-Based | FCZ09 | Retail | 0% | 0% | 0% | 0% | 0% | 0% | 0% | 0% | 0% | 0% | 5.4% | 42.06% | 6.655% | 44.11% | 1.776% | 100%
Sites-Based | FCZ09 | School | 0% | 0% | 2.063% | 0% | 0% | 0.522% | 0% | 0.6643% | 0% | 0% | 0% | 49.52% | 11.87% | 35.36% | 0% | 100%
Sites-Based | FCZ09 | Warehouse | 1.816% | 0% | 0% | 0% | 0% | 0% | 0% | 0% | 0% | 0% | 0% | 45.97% | 20.45% | 31.76% | 0% | 100%
Sites-Based | FCZ09 | All Commercial | 0.1975% | 0.1112% | 0.5429% | 0.3111% | 0% | 1.012% | 0% | 0.3531% | 0.05973% | 0.03706% | 3.323% | 46.81% | 14.54% | 31.7% | 1% | 100%
Sites-Based | FCZ10 | College | 0% | 0% | 0% | 0% | 0% | 0% | 0.4347% | 0% | 0% | 0% | 0.2137% | 20.01% | 12.16% | 50.88% | 16.31% | 100%
Sites-Based | FCZ10 | Food Stores | 0% | 0% | 0% | 0% | 0% | 1.275% | 0% | 0% | 0% | 0% | 2.775% | 45.62% | 12.75% | 33.21% | 4.37% | 100%
Sites-Based | FCZ10 | Health Care | 0% | 0% | 0% | 1.976% | 0% | 0% | 0% | 0% | 0% | 0% | 0.4726% | 46.03% | 28.7% | 20.95% | 1.877% | 100%
Sites-Based | FCZ10 | Lodging | 0% | 2.074% | 0% | 0% | 0% | 0% | 0% | 2.841% | 0% | 0% | 9.49% | 50.03% | 10.98% | 20.52% | 4.068% | 100%
Sites-Based | FCZ10 | Miscellaneous | 0% | 0.151% | 0% | 0.1726% | 0% | 0.6304% | 0% | 0% | 0% | 0% | 1.165% | 61.07% | 7.973% | 28.78% | 0.06412% | 100%
Sites-Based | FCZ10 | Office, Large | 0% | 0% | 0% | 0% | 0% | 0% | 0% | 0% | 5.026% | 0% | 2.656% | 18.98% | 3.829% | 67.59% | 1.918% | 100%
Sites-Based | FCZ10 | Office, Small | 0% | 0% | 0.9572% | 0% | 0% | 1.712% | 0% | 0.9816% | 0% | 0% | 2.933% | 42.56% | 10.89% | 39.26% | 0.7069% | 100%
Sites-Based | FCZ10 | Refrigerated Warehouse | 0% | 0% | 0% | 0% | 0% | 0% | 0% | 0% | 0% | 0% | 12.8% | 0% | 0% | 36.62% | 50.58% | 100%
Sites-Based | FCZ10 | Restaurant | 0% | 0% | 0% | 0.5692% | 0% | 0.1981% | 0% | 0% | 0% | 0% | 1.848% | 46.75% | 7.905% | 41.76% | 0.9655% | 100%
Sites-Based | FCZ10 | Retail | 0% | 0% | 0% | 0.07647% | 0% | 0.3121% | 0% | 0.2502% | 0% | 0% | 1.357% | 49.01% | 5.723% | 42.18% | 1.092% | 100%
Sites-Based | FCZ10 | School | 0.9547% | 0% | 0.9547% | 2.252% | 0% | 2.252% | 0% | 0% | 0% | 2.846% | 19.82% | 40.95% | 0% | 29.98% | 0% | 100%
Sites-Based | FCZ10 | Warehouse | 0% | 0% | 0% | 0% | 0% | 0% | 0.5444% | 0% | 2.079% | 0% | 4.448% | 45.99% | 4.431% | 37.7% | 4.807% | 100%
Sites-Based | FCZ10 | All Commercial | 0.02146% | 0.04868% | 0.248% | 0.2232% | 0% | 0.731% | 0.04797% | 0.3251% | 0.2195% | 0.06397% | 2.547% | 47.93% | 8.457% | 37.57% | 1.565% | 100%
Sites-Based | FCZ11 | College | 0% | 0% | 0% | 2.518% | 0% | 0% | 0% | 0% | 0% | 0% | 1.927% | 59.24% | 0% | 36.03% | 0.286% | 100%
Sites-Based | FCZ11 | Food Stores | 0% | 0% | 0.8384% | 0% | 0% | 0% | 0% | 0% | 0% | 0% | 0% | 50.29% | 17.08% | 24.49% | 7.307% | 100%
Sites-Based | FCZ11 | Health Care | 0% | 2.125% | 0% | 0% | 0% | 3.483% | 0% | 0% | 0% | 2.125% | 1.067% | 30.8% | 22.59% | 24.38% | 13.43% | 100%
Sites-Based | FCZ11 | Lodging | 0% | 1.755% | 0% | 0% | 0% | 0% | 0% | 1.755% | 0% | 1.755% | 13.36% | 42.25% | 16.39% | 21.35% | 1.391% | 100%
Sites-Based | FCZ11 | Miscellaneous | 0% | 0.8829% | 0.4208% | 0% | 0% | 0.5299% | 0.1994% | 0.1526% | 0% | 0% | 3.827% | 48.89% | 14.13% | 30.47% | 0.5046% | 100%
Sites-Based | FCZ11 | Office, Large | 0% | 0% | 0% | 0% | 0% | 0% | 0% | 0% | 0% | 0% | 20.82% | 5.968% | 14.85% | 58.36% | 0% | 100%
Sites-Based | FCZ11 | Office, Small | 0% | 0% | 0% | 0% | 0% | 0% | 0.4256% | 0% | 0% | 0% | 4.807% | 30.65% | 10.65% | 51.38% | 2.089% | 100%
Sites-Based | FCZ11 | Refrigerated Warehouse | 0% | 0% | 0% | 0% | 0% | 0% | 0% | 0% | 0% | 0% | 7.239% | 51.91% | 0% | 40.85% | 0% | 100%
Sites-Based | FCZ11 | Restaurant | 0% | 0% | 0% | 0.6221% | 0% | 0.3521% | 0% | 1.244% | 0% | 0% | 1.88% | 36.68% | 15.73% | 39.37% | 4.121% | 100%
Sites-Based | FCZ11 | Retail | 0% | 2.105% | 0% | 0% | 0.164% | 1.709% | 0% | 0% | 0.164% | 0% | 1.023% | 40.24% | 12.58% | 41% | 1.006% | 100%
Sites-Based | FCZ11 | School | 0% | 0% | 0% | 0% | 1.499% | 0% | 0% | 0% | 0% | 0% | 0% | 36.52% | 14.7% | 42.95% | 4.334% | 100%
Sites-Based | FCZ11 | Warehouse | 0% | 0% | 5.239% | 0% | 0% | 0.5339% | 0% | 0% | 0% | 0% | 0.5339% | 46.35% | 8.287% | 37.93% | 1.13% | 100%
Sites-Based | FCZ11 | All Commercial | 0% | 0.7435% | 0.3581% | 0.1087% | 0.08755% | 0.6655% | 0.1546% | 0.1916% | 0.03993% | 0.07193% | 2.857% | 39.22% | 12.83% | 40.41% | 2.261% | 100%
Sites-Based | FCZ12c | College | 0% | 0% | 0% | 0% | 0% | 0% | 0% | 0% | 0% | 0% | 12.47% | 54.21% | 9.326% | 22.76% | 1.234% | 100%
Sites-Based | FCZ12c | Food Stores | 0% | 0% | 0% | 0% | 0% | 0% | 0% | 0% | 0% | 0% | 3.114% | 62.18% | 10.25% | 23.48% | 0.966% | 100%
Sites-Based | FCZ12c | Health Care | 0% | 0% | 0% | 0% | 0% | 0% | 0% | 0% | 0% | 0% | 11.29% | 67.31% | 0% | 13.49% | 7.907% | 100%
Sites-Based | FCZ12c | Lodging | 0% | 0% | 0% | 0% | 0% | 1.436% | 0% | 0% | 0% | 0% | 5.277% | 63.72% | 5.562% | 20.12% | 3.89% | 100%
Sites-Based | FCZ12c | Miscellaneous | 0% | 0.2551% | 0.8706% | 0.5101% | 0% | 0.6484% | 0.3472% | 0.0921% | 0.1579% | 0% | 5.594% | 64.19% | 9.654% | 16.66% | 1.029% | 100%
Sites-Based | FCZ12c | Office, Large | 0% | 0% | 0% | 0% | 0% | 2.801% | 0% | 0.8537% | 0% | 0.5227% | 9.062% | 51.38% | 2.186% | 32.03% | 1.17% | 100%
Sites-Based | FCZ12c | Office, Small | 0% | 0.5678% | 0.08666% | 0.1687% | 0% | 0.1247% | 0% | 0.07448% | 0% | 0% | 3.437% | 72.38% | 5.229% | 17.59% | 0.3454% | 100%
Sites-Based | FCZ12c | Refrigerated Warehouse | 0% | 0% | 0% | 0% | 0% | 0% | 0% | 0% | 0% | 0% | 0% | 31.16% | 0% | 68.84% | 0% | 100%
Sites-Based | FCZ12c | Restaurant | 0% | 0.297% | 0% | 0% | 0% | 0.5655% | 0% | 0% | 0% | 0% | 0.8625% | 64.13% | 5.904% | 24.26% | 3.982% | 100%
Sites-Based | FCZ12c | Retail | 0% | 0% | 0% | 0% | 0% | 0.1549% | 0% | 0% | 0% | 0% | 1.24% | 56.12% | 20.05% | 22.44% | 0% | 100%
Sites-Based | FCZ12c | School | 0% | 0% | 0% | 0% | 0% | 0% | 0% | 0% | 0% | 0% | 9.371% | 33.35% | 8.278% | 49% | 0% | 100%
Sites-Based | FCZ12c | Warehouse | 0% | 0% | 0.6415% | 0% | 0% | 0% | 0% | 0% | 0% | 0% | 4.017% | 57.43% | 5.697% | 31.67% | 0.5405% | 100%
Sites-Based | FCZ12c | All Commercial | 0% | 0.2839% | 0.1733% | 0.1298% | 0% | 0.3366% | 0.04475% | 0.06666% | 0.02035% | 0.01625% | 3.567% | 64.21% | 8.735% | 21.36% | 1.061% | 100%
Sites-Based | FCZ12i | College | 0% | 0% | 0% | 0% | 0% | 0% | 0% | 7.474% | 0% | 0% | 0% | 40.69% | 19.56% | 32.28% | 0% | 100%
Sites-Based | FCZ12i | Food Stores | 0% | 0% | 0.8967% | 0% | 0% | 0% | 0% | 0% | 0% | 0% | 0.8967% | 64.14% | 3.407% | 30.66% | 0% | 100%
Sites-Based | FCZ12i | Health Care | 0% | 0% | 0% | 0% | 0% | 1.536% | 0% | 0% | 0% | 0% | 2.33% | 70.07% | 7.482% | 17.13% | 1.46% | 100%
Sites-Based | FCZ12i | Lodging | 0% | 14.81% | 6.386% | 0% | 0% | 0% | 0% | 0% | 0% | 0% | 3.878% | 56.97% | 0% | 14.21% | 3.748% | 100%
Sites-Based | FCZ12i | Miscellaneous | 0% | 0% | 0% | 0.479% | 0.7042% | 0.248% | 0% | 0% | 0% | 0% | 2.832% | 63.36% | 16.97% | 14.9% | 0.5036% | 100%
Sites-Based | FCZ12i | Office, Large | 0% | 0% | 0% | 0% | 0% | 0% | 0% | 0% | 0% | 0% | 3.362% | 58.99% | 0% | 31.91% | 5.744% | 100%
Sites-Based | FCZ12i | Office, Small | 0% | 0% | 0.2769% | 0% | 0% | 1.366% | 1.896% | 0.6828% | 0.6828% | 0% | 10.1% | 46.83% | 20.98% | 16.95% | 0.2219% | 100%
Sites-Based | FCZ12i | Refrigerated Warehouse | 0% | 0% | 0% | 0% | 0% | 0% | 0% | 0% | 0% | 0% | 0% | 30.93% | 0% | 0% | 69.07% | 100%
Sites-Based | FCZ12i | Restaurant | 0% | 0% | 0.3824% | 0% | 0% | 0% | 0% | 0% | 0% | 0% | 7.312% | 57.76% | 11.32% | 21.18% | 2.051% | 100%
Sites-Based | FCZ12i | Retail | 0% | 0% | 0% | 0% | 0% | 0.2536% | 0% | 0% | 0% | 0% | 6.427% | 45.04% | 32.14% | 15.4% | 0.7314% | 100%
Sites-Based | FCZ12i | School | 0% | 0% | 0% | 0% | 0% | 0% | 10.84% | 0% | 0% | 1.053% | 15.03% | 62.96% | 4.003% | 6.109% | 0% | 100%
Sites-Based | FCZ12i | Warehouse | 1.728% | 0% | 0% | 0% | 0% | 0.5246% | 0% | 0% | 0% | 0% | 0% | 66.84% | 13.81% | 17.1% | 0% | 100%
Sites-Based | FCZ12i | All Commercial | 0.07816% | 0.2008% | 0.2623% | 0.08501% | 0.125% | 0.5825% | 0.8821% | 0.2997% | 0.2096% | 0.02914% | 6.406% | 53.72% | 18.88% | 17.49% | 0.7493% | 100%
Sites-Based | FCZ13 | College | 0% | 0% | 0% | 0% | 0% | 0% | 0% | 0% | 0% | 0% | 7.684% | 50.81% | 0% | 39.86% | 1.644% | 100%
Sites-Based | FCZ13 | Food Stores | 0% | 0% | 0% | 0% | 0% | 1.58% | 0% | 0% | 0% | 0% | 4.679% | 63.55% | 1.697% | 27.82% | 0.6671% | 100%
Sites-Based | FCZ13 | Health Care | 0% | 0% | 0.8125% | 0% | 0% | 0% | 0% | 0.8125% | 0% | 0% | 4.246% | 53.46% | 0.6798% | 38.51% | 1.486% | 100%
Sites-Based | FCZ13 | Lodging | 0% | 0% | 3.055% | 0% | 0% | 0% | 0% | 8.967% | 0% | 0% | 17.93% | 26.09% | 0% | 39.18% | 4.779% | 100%
Sites-Based | FCZ13 | Miscellaneous | 0.2508% | 0% | 0.4598% | 0% | 0% | 1.129% | 0.6689% | 0.2206% | 0.6272% | 0% | 6.549% | 67.95% | 1.781% | 20.06% | 0.2974% | 100%
Sites-Based | FCZ13 | Office, Large | 0% | 0% | 0% | 0% | 0% | 1.904% | 0% | 0% | 0% | 3.339% | 26.47% | 40.9% | 0% | 27.38% | 0% | 100%
Sites-Based | FCZ13 | Office, Small | 0% | 0% | 0.2781% | 0% | 0% | 0.4988% | 0% | 0.2781% | 0% | 0.2207% | 9.21% | 64.16% | 1.9% | 22.38% | 1.075% | 100%
Sites-Based | FCZ13 | Refrigerated Warehouse | 0% | 0% | 0% | 0% | 0% | 0% | 0% | 0% | 0% | 0% | 0% | 51.77% | 0% | 39.4% | 8.826% | 100%
Sites-Based | FCZ13 | Restaurant | 0% | 0% | 0% | 0.4171% | 0% | 1.608% | 0.4171% | 0% | 0% | 0% | 4.53% | 49.49% | 3.406% | 37.27% | 2.866% | 100%
Sites-Based | FCZ13 | Retail | 0% | 0% | 0.2613% | 0% | 0% | 0.09387% | 0% | 0% | 0% | 0% | 5.262% | 64.16% | 2.378% | 26.89% | 0.9542% | 100%
Sites-Based | FCZ13 | School | 0% | 0% | 0% | 0% | 0% | 0% | 0% | 0% | 1.253% | 0% | 13.18% | 65.79% | 1.731% | 17.84% | 0.212% | 100%
Sites-Based | FCZ13 | Warehouse | 1.064% | 0% | 0% | 0% | 0% | 0% | 0% | 1.046% | 0% | 0% | 4.923% | 55.24% | 2.679% | 35.04% | 0% | 100%
Sites-Based | FCZ13 | All Commercial | 0.08793% | 0% | 0.2523% | 0.0499% | 0% | 0.6521% | 0.1572% | 0.2282% | 0.1346% | 0.121% | 7.131% | 61.49% | 2.085% | 26.53% | 1.078% | 100%
Sites-Based | FCZ16 | College | 0% | 0% | 0% | 0% | 0% | 0% | 0% | 0% | 0% | 0% | 43.76% | 0% | 0% | 56.24% | 0% | 100%
Sites-Based | FCZ16 | Food Stores | 0% | 0% | 0% | 0% | 0% | 0% | 0% | 0% | 0% | 0% | 0.633% | 86.24% | 3.945% | 7.492% | 1.691% | 100%
Sites-Based | FCZ16 | Health Care | 0% | 0% | 0% | 0% | 0% | 0% | 0% | 0% | 0% | 0% | 0% | 36.1% | 63.9% | 0% | 0% | 100%
Sites-Based | FCZ16 | Lodging | 0% | 0% | 0% | 0% | 0% | 0% | 2.179% | 0% | 0% | 0% | 7.575% | 57.59% | 0.8342% | 24.9% | 6.923% | 100%
Sites-Based | FCZ16 | Miscellaneous | 0% | 0% | 0% | 0% | 0% | 0.3525% | 0% | 0% | 0% | 0% | 2.249% | 85.12% | 2.436% | 9.841% | 0% | 100%
Sites-Based | FCZ16 | Office, Large | 0% | 0% | 0% | 0% | 0% | 3.263% | 0% | 0% | 0% | 0% | 7.473% | 76.12% | 0% | 12.36% | 0.7849% | 100%
Sites-Based | FCZ16 | Office, Small | 0% | 0% | 0% | 0% | 0% | 0% | 0% | 0% | 0% | 0% | 0% | 96.31% | 1.357% | 2.33% | 0% | 100%
Sites-Based | FCZ16 | Refrigerated Warehouse | 0% | 0% | 0% | 0% | 0% | 0% | 0% | 0% | 0% | 0% | 0% | 76.74% | 10.85% | 12.41% | 0% | 100%
Sites-Based | FCZ16 | Restaurant | 0% | 0% | 0% | 0% | 0% | 0% | 0% | 0% | 0% | 0% | 0% | 74.34% | 12.45% | 13.21% | 0% | 100%
Sites-Based | FCZ16 | Retail | 0% | 0% | 0.09621% | 0% | 0% | 0% | 0% | 0% | 0% | 0% | 0.7076% | 68.66% | 10.16% | 20.19% | 0.1914% | 100%
Sites-Based | FCZ16 | School | 0% | 0% | 0% | 0% | 0% | 0% | 0% | 0% | 0% | 0% | 7.09% | 63.25% | 6.564% | 23.1% | 0% | 100%
Sites-Based | FCZ16 | Warehouse | 0% | 0% | 0% | 0% | 0% | 0% | 0% | 0% | 0% | 0% | 0% | 88.99% | 7.542% | 3.47% | 0% | 100%
Sites-Based | FCZ16 | All Commercial | 0% | 0% | 0.0329% | 0% | 0% | 0.1118% | 0.01836% | 0% | 0% | 0% | 1.029% | 78.07% | 7.94% | 12.57% | 0.221% | 100%
Sites-Based | FCZ17 | College | 0% | 0% | 0% | 0% | 0% | 0% | 0% | 0% | 0% | 0% | 2.462% | 77.97% | 18.13% | 1.437% | 0% | 100%
Sites-Based | FCZ17 | Food Stores | 0% | 0% | 0% | 0% | 0% | 0% | 0% | 0% | 0% | 0% | 0% | 62.24% | 21.82% | 14.42% | 1.526% | 100%
Sites-Based | FCZ17 | Health Care | 0% | 0% | 0% | 0% | 0% | 0% | 0% | 0% | 4.196% | 0% | 0% | 87.02% | 7.905% | 0.8793% | 0% | 100%
Sites-Based | FCZ17 | Lodging | 0% | 0% | 0% | 0% | 0% | 0% | 0% | 0% | 0% | 0% | 0% | 60.72% | 17.15% | 22.13% | 0% | 100%
Sites-Based | FCZ17 | Miscellaneous | 0% | 0% | 0% | 0% | 0% | 0% | 0% | 0% | 0% | 0% | 0.2342% | 71.92% | 17.15% | 10.7% | 0% | 100%
Sites-Based | FCZ17 | Office, Large | 0% | 0% | 0% | 0% | 0% | 0% | 0% | 0% | 0% | 0% | 0.6449% | 66.74% | 9.652% | 22.96% | 0% | 100%
Sites-Based | FCZ17 | Office, Small | 0% | 0% | 0% | 0% | 0% | 0% | 0% | 0% | 0% | 0% | 0% | 74.37% | 7.161% | 18.47% | 0% | 100%
Sites-Based | FCZ17 | Refrigerated Warehouse | 0% | 0% | 0% | 0% | 0% | 0% | 0% | 0% | 0% | 0% | 0% | 46.52% | 0% | 53.48% | 0% | 100%
Sites-Based | FCZ17 | Restaurant | 0% | 0% | 0% | 0% | 0% | 0% | 0% | 0% | 0% | 0% | 0% | 70.28% | 12.67% | 16.29% | 0.76% | 100%
Sites-Based | FCZ17 | Retail | 0% | 0% | 0% | 0% | 0% | 0% | 0% | 0% | 0% | 0% | 0.151% | 74.68% | 12.82% | 9.168% | 3.186% | 100%
Sites-Based | FCZ17 | School | 0% | 0% | 0% | 0% | 0% | 0% | 0% | 0% | 0% | 0% | 0% | 53.57% | 37.47% | 8.958% | 0% | 100%
Sites-Based | FCZ17 | Warehouse | 0% | 0% | 0% | 0% | 0% | 0% | 0% | 0% | 0% | 0% | 0% | 94.15% | 3.672% | 2.175% | 0% | 100%
Sites-Based | FCZ17 | All Commercial | 0% | 0% | 0% | 0% | 0% | 0% | 0% | 0% | 0.09604% | 0% | 0.1188% | 74.12% | 12.32% | 12.37% | 0.9725% | 100%

## Heating Eq. Upgrade Vintage
Heating Equipment Upgrade Vintage By Planning Area, Utility & Forecast Zone
Statewide - Participating Utilities1 + Nonparticipating Utilities2 + Non-Surveyed Forecast Zones3 (FCZ)
Utility xxx Tot - Utility xxx Planning Area (Participating Utility xxx + Nonparticipating Utilities within the planning area of Utility xxx)
Utility xxx - Participating Utility xxx
FCZ xx Tot - Participating Utility Forecast Zone Total (FZC xx + Nonparticipating Utilities within the planning area of the corresponding Utility)
FCZ xx - Participating Utility Forecast zone
1- Participating Utilities: PG&E, SCE, SDG&E, LADWP, SMUD
2- Non-Participating Utilities: Other utilities operating within the areas covered by CEUS survey
3- Forecast Zones (FCZ): Climate zones defined for the Energy Commission's Forecast (FCZ01-FCZ17)
Notes
Year Unknown- Indicates there have been upgrades but specific information was not available
Not Available - Indicates no data was available to determine if there have been any upgrades
No Upgrades Reported- Indicates there have not been any upgrades
New Construction- At the time of the survey, sites up to four-years old were considered as "New Construction" (heating equipment installed at the time of construction is at least up to the code, but not considered as upgrade)
Floorspace-Based data is listed on rows 24-582, and Site-Based data on rows 583-1141
Calculation Method | Statewide/ Utility/ FCZ | Building Type | Pre-1985 | 1985<=X<1990 | 1990<=X<1995 | 1995<=X<2000 | 2000<=X<2005 | 2005<=X<2010 | 2010<=X<2015 | 2015<=X<2021 | Year Unknown | Not Available | No Upgrades | New Construction | Total | ← Heating equipment upgrade vintage
Floorspace-Based | Statewide | College | 0% | 9.524% | 0% | 0% | 0.2227% | 3.664% | 1.32% | 11.88% | 55.18% | 1.369% | 16.14% | 0.6937% | 100% | ↓ % of Commercial floorspace
Floorspace-Based | Statewide | Food Stores | 0.06636% | 0% | 0% | 0% | 0.2148% | 0.1569% | 0.2883% | 1.878% | 58.96% | 11.49% | 24.7% | 2.24% | 100%
Floorspace-Based | Statewide | Health Care | 0% | 0% | 0% | 0.02294% | 0% | 0.5286% | 1.362% | 9.282% | 53.35% | 4.755% | 26.69% | 4.016% | 100%
Floorspace-Based | Statewide | Lodging | 0% | 0% | 0.04681% | 0.03764% | 0.2384% | 0.1981% | 1.353% | 8.715% | 51.23% | 7.764% | 24.99% | 5.418% | 100%
Floorspace-Based | Statewide | Miscellaneous | 0% | 0.07588% | 0.02249% | 0.1693% | 0.2321% | 0.2551% | 1.474% | 6.176% | 59.17% | 7.984% | 22.19% | 2.253% | 100%
Floorspace-Based | Statewide | Office, Large | 0% | 0% | 0.4235% | 0.01857% | 0.59% | 0.6984% | 4.159% | 9.498% | 52.32% | 3.721% | 26.97% | 1.6% | 100%
Floorspace-Based | Statewide | Office, Small | 0.1239% | 0% | 0.005066% | 0.1012% | 0.1092% | 0.2908% | 0.927% | 5.341% | 62.55% | 7.457% | 22.08% | 1.018% | 100%
Floorspace-Based | Statewide | Refrigerated Warehouse | 0% | 0% | 0% | 0% | 0% | 0.5342% | 0% | 0.4546% | 40.78% | 15.78% | 29.4% | 13.05% | 100%
Floorspace-Based | Statewide | Restaurant | 0% | 0% | 0% | 0.09058% | 0.09842% | 0.2028% | 0.661% | 3.776% | 59.22% | 10.37% | 23.72% | 1.861% | 100%
Floorspace-Based | Statewide | Retail | 0% | 0% | 0.007419% | 0% | 0.08812% | 0.1785% | 0.6801% | 5.603% | 48.35% | 11.11% | 31.05% | 2.925% | 100%
Floorspace-Based | Statewide | School | 0% | 0.03023% | 0.3002% | 0% | 0.8368% | 0.4216% | 1.395% | 7.144% | 63.06% | 6.175% | 20.38% | 0.2523% | 100%
Floorspace-Based | Statewide | Warehouse | 0% | 0% | 0% | 0% | 0% | 0.4169% | 1.109% | 5.121% | 38.99% | 11.62% | 39.13% | 3.615% | 100%
Floorspace-Based | Statewide | All Commercial | 0.01266% | 0.4326% | 0.09518% | 0.04996% | 0.2503% | 0.5121% | 1.572% | 6.734% | 53.26% | 7.883% | 26.66% | 2.536% | 100%
Floorspace-Based | PG&E Tot | College | 0% | 0% | 0% | 0% | 0.6876% | 10.08% | 1.377% | 3.55% | 71.23% | 2.165% | 10.04% | 0.8681% | 100%
Floorspace-Based | PG&E Tot | Food Stores | 0.1899% | 0% | 0% | 0% | 0.1265% | 0.1445% | 0.7863% | 2.009% | 54.29% | 12.01% | 28.55% | 1.9% | 100%
Floorspace-Based | PG&E Tot | Health Care | 0% | 0% | 0% | 0.05894% | 0% | 1.213% | 0.6752% | 10.81% | 42.64% | 1.907% | 38.14% | 4.552% | 100%
Floorspace-Based | PG&E Tot | Lodging | 0% | 0% | 0.1068% | 0.08584% | 0.5438% | 0% | 2.473% | 6.896% | 53.95% | 3.914% | 29.51% | 2.519% | 100%
Floorspace-Based | PG&E Tot | Miscellaneous | 0% | 0.06109% | 0.04856% | 0.3456% | 0.4655% | 0.298% | 1.646% | 5.487% | 57.95% | 6.318% | 24.14% | 3.237% | 100%
Floorspace-Based | PG&E Tot | Office, Large | 0% | 0% | 1.004% | 0.04403% | 0.764% | 0.2277% | 5.874% | 11.18% | 49.31% | 3.212% | 25.52% | 2.861% | 100%
Floorspace-Based | PG&E Tot | Office, Small | 0.06196% | 0% | 0% | 0% | 0.06134% | 0.519% | 0.8835% | 6.504% | 56.5% | 7.059% | 26.98% | 1.437% | 100%
Floorspace-Based | PG&E Tot | Refrigerated Warehouse | 0% | 0% | 0% | 0% | 0% | 1.436% | 0% | 0.8761% | 48.12% | 10.5% | 24.28% | 14.79% | 100%
Floorspace-Based | PG&E Tot | Restaurant | 0% | 0% | 0% | 0.2736% | 0.2973% | 0.3096% | 0.7375% | 5.649% | 54.46% | 12.24% | 23.64% | 2.394% | 100%
Floorspace-Based | PG&E Tot | Retail | 0% | 0% | 0% | 0% | 0.2287% | 0.5696% | 1.09% | 4.553% | 45.61% | 14.46% | 30.38% | 3.1% | 100%
Floorspace-Based | PG&E Tot | School | 0% | 0.112% | 0% | 0% | 1.912% | 0.3787% | 0.6757% | 11.33% | 63.77% | 9.024% | 12.63% | 0.1567% | 100%
Floorspace-Based | PG&E Tot | Warehouse | 0% | 0% | 0% | 0% | 0% | 0.07707% | 0.4579% | 7.807% | 35.54% | 9.634% | 40.01% | 6.478% | 100%
Floorspace-Based | PG&E Tot | All Commercial | 0.01078% | 0.02139% | 0.1923% | 0.1074% | 0.4567% | 0.7435% | 1.987% | 7.201% | 52.13% | 6.965% | 26.96% | 3.221% | 100%
Floorspace-Based | SCE Tot | College | 0% | 0% | 0% | 0% | 0% | 0.9851% | 0.4291% | 23.98% | 48.9% | 1.215% | 23.94% | 0.5565% | 100%
Floorspace-Based | SCE Tot | Food Stores | 0% | 0% | 0% | 0% | 0.3879% | 0.2294% | 0.02602% | 2.561% | 60.56% | 16.06% | 17.61% | 2.561% | 100%
Floorspace-Based | SCE Tot | Health Care | 0% | 0% | 0% | 0% | 0% | 0.1548% | 2.627% | 9.222% | 55.41% | 7.85% | 20.37% | 4.368% | 100%
Floorspace-Based | SCE Tot | Lodging | 0% | 0% | 0% | 0% | 0% | 0.2711% | 0.3559% | 8.263% | 54.14% | 14.36% | 19.01% | 3.6% | 100%
Floorspace-Based | SCE Tot | Miscellaneous | 0% | 0.1177% | 0% | 0% | 0.004234% | 0.3283% | 1.191% | 6.432% | 57.9% | 11.67% | 20.97% | 1.392% | 100%
Floorspace-Based | SCE Tot | Office, Large | 0% | 0% | 0% | 0% | 0% | 0.5046% | 4.457% | 9.643% | 46.47% | 7.304% | 30.7% | 0.9194% | 100%
Floorspace-Based | SCE Tot | Office, Small | 0.2657% | 0% | 0% | 0.2701% | 0.1875% | 0.1581% | 0.5048% | 5.027% | 62.32% | 9.371% | 20.89% | 1.014% | 100%
Floorspace-Based | SCE Tot | Refrigerated Warehouse | 0% | 0% | 0% | 0% | 0% | 0% | 0% | 0.2685% | 31.1% | 21.21% | 33.43% | 13.99% | 100%
Floorspace-Based | SCE Tot | Restaurant | 0% | 0% | 0% | 0% | 0% | 0.0961% | 0.9097% | 2.889% | 58.64% | 11.07% | 24.77% | 1.629% | 100%
Floorspace-Based | SCE Tot | Retail | 0% | 0% | 0% | 0% | 0.04469% | 0% | 0.7171% | 7.356% | 46.34% | 11.37% | 30.62% | 3.553% | 100%
Floorspace-Based | SCE Tot | School | 0% | 0% | 0.637% | 0% | 0.6803% | 0.6552% | 1.238% | 6.53% | 58.88% | 3.763% | 27.18% | 0.4401% | 100%
Floorspace-Based | SCE Tot | Warehouse | 0% | 0% | 0% | 0% | 0% | 0.6111% | 1.131% | 4.2% | 36.79% | 13.1% | 41.29% | 2.881% | 100%
Floorspace-Based | SCE Tot | All Commercial | 0.02119% | 0.01771% | 0.05685% | 0.02154% | 0.09355% | 0.3799% | 1.332% | 6.94% | 49.66% | 10.38% | 28.74% | 2.361% | 100%
Floorspace-Based | SDG&E Tot | College | 0% | 0% | 0% | 0% | 0% | 0% | 5.352% | 3.299% | 76.39% | 0.664% | 13.55% | 0.7417% | 100%
Floorspace-Based | SDG&E Tot | Food Stores | 0% | 0% | 0% | 0% | 0% | 0% | 0% | 0.8311% | 56.79% | 2.081% | 39.8% | 0.4948% | 100%
Floorspace-Based | SDG&E Tot | Health Care | 0% | 0% | 0% | 0% | 0% | 0% | 0% | 12.65% | 59.26% | 0.6848% | 23.43% | 3.972% | 100%
Floorspace-Based | SDG&E Tot | Lodging | 0% | 0% | 0% | 0% | 0% | 0.8085% | 0.3867% | 20.75% | 36.6% | 6.425% | 22.84% | 12.19% | 100%
Floorspace-Based | SDG&E Tot | Miscellaneous | 0% | 0% | 0% | 0.08763% | 0% | 0.09948% | 0.7978% | 8.095% | 57.88% | 6.905% | 23.2% | 2.932% | 100%
Floorspace-Based | SDG&E Tot | Office, Large | 0% | 0% | 0% | 0% | 0% | 0.3377% | 1.573% | 6.271% | 50.34% | 1.6% | 39% | 0.8797% | 100%
Floorspace-Based | SDG&E Tot | Office, Small | 0% | 0% | 0% | 0% | 0% | 0% | 2.253% | 5.662% | 67.3% | 6.365% | 18.07% | 0.3485% | 100%
Floorspace-Based | SDG&E Tot | Refrigerated Warehouse | 0% | 0% | 0% | 0% | 0% | 0% | 0% | 0% | 14.86% | 0% | 81.63% | 3.509% | 100%
Floorspace-Based | SDG&E Tot | Restaurant | 0% | 0% | 0% | 0% | 0% | 0.3242% | 0.229% | 4.48% | 64.11% | 5.794% | 22.34% | 2.724% | 100%
Floorspace-Based | SDG&E Tot | Retail | 0% | 0% | 0.0782% | 0% | 0% | 0% | 0.03775% | 4.151% | 48.76% | 11.54% | 34.27% | 1.163% | 100%
Floorspace-Based | SDG&E Tot | School | 0% | 0% | 0% | 0% | 0% | 0% | 7.199% | 10.75% | 51.74% | 3.101% | 27.21% | 0% | 100%
Floorspace-Based | SDG&E Tot | Warehouse | 0% | 0% | 0% | 0% | 0% | 0% | 1.918% | 6.692% | 52.1% | 4.721% | 33.01% | 1.555% | 100%
Floorspace-Based | SDG&E Tot | All Commercial | 0% | 0% | 0.01024% | 0.01912% | 0% | 0.1451% | 1.657% | 7.787% | 55.32% | 5.207% | 27.47% | 2.384% | 100%
Floorspace-Based | LADWP Tot | College | 0% | 89.03% | 0% | 0% | 0% | 0% | 0% | 5.311% | 4.756% | 0.8359% | 0.06543% | 0% | 100%
Floorspace-Based | LADWP Tot | Food Stores | 0% | 0% | 0% | 0% | 0% | 0% | 0% | 0.1597% | 72.18% | 4.142% | 19.72% | 3.792% | 100%
Floorspace-Based | LADWP Tot | Health Care | 0% | 0% | 0% | 0% | 0% | 0% | 1.589% | 0% | 82.74% | 11.37% | 4.299% | 0% | 100%
Floorspace-Based | LADWP Tot | Lodging | 0% | 0% | 0% | 0% | 0% | 0% | 0% | 1.013% | 52.03% | 5.275% | 23.41% | 18.27% | 100%
Floorspace-Based | LADWP Tot | Miscellaneous | 0% | 0% | 0% | 0% | 0% | 0% | 1.33% | 4.37% | 74.93% | 7.174% | 12.19% | 0% | 100%
Floorspace-Based | LADWP Tot | Office, Large | 0% | 0% | 0% | 0% | 0.5225% | 2.618% | 0.3885% | 5.923% | 73.84% | 0.9195% | 15.49% | 0.2965% | 100%
Floorspace-Based | LADWP Tot | Office, Small | 0% | 0% | 0% | 0% | 0% | 0% | 0% | 0% | 89.67% | 4.896% | 5.431% | 0% | 100%
Floorspace-Based | LADWP Tot | Refrigerated Warehouse | 0% | 0% | 0% | 0% | 0% | 0% | 0% | 0% | 64.77% | 18.58% | 16.66% | 0% | 100%
Floorspace-Based | LADWP Tot | Restaurant | 0% | 0% | 0% | 0% | 0% | 0% | 0% | 0% | 75.48% | 8.877% | 15.41% | 0.2345% | 100%
Floorspace-Based | LADWP Tot | Retail | 0% | 0% | 0% | 0% | 0% | 0% | 0% | 1.353% | 65.98% | 4.234% | 27.72% | 0.7103% | 100%
Floorspace-Based | LADWP Tot | School | 0% | 0% | 0% | 0% | 0% | 0% | 0% | 0.4282% | 79.52% | 11.18% | 8.874% | 0% | 100%
Floorspace-Based | LADWP Tot | Warehouse | 0% | 0% | 0% | 0% | 0% | 0% | 0% | 0% | 84.9% | 6.348% | 8.756% | 0% | 100%
Floorspace-Based | LADWP Tot | All Commercial | 0% | 4.395% | 0% | 0% | 0.1352% | 0.6775% | 0.3914% | 2.76% | 71.24% | 5.368% | 13.96% | 1.077% | 100%
Floorspace-Based | SMUD Tot | College | 0% | 0% | 0% | 0% | 0% | 0% | 0% | 0.8153% | 54.17% | 0% | 42.32% | 2.693% | 100%
Floorspace-Based | SMUD Tot | Food Stores | 0% | 0% | 0% | 0% | 0.2203% | 0.2585% | 0.06321% | 0.4137% | 56.27% | 0.3861% | 40.16% | 2.235% | 100%
Floorspace-Based | SMUD Tot | Health Care | 0% | 0% | 0% | 0% | 0% | 0% | 0% | 6.481% | 56.85% | 1.455% | 30.72% | 4.492% | 100%
Floorspace-Based | SMUD Tot | Lodging | 0% | 0% | 0% | 0% | 0% | 0% | 5.354% | 5.135% | 36.48% | 0% | 48.07% | 4.959% | 100%
Floorspace-Based | SMUD Tot | Miscellaneous | 0% | 0.2826% | 0% | 0% | 0.4301% | 0.04678% | 4.111% | 11.2% | 55.88% | 1.388% | 26.61% | 0.04781% | 100%
Floorspace-Based | SMUD Tot | Office, Large | 0% | 0% | 0% | 0% | 5.162% | 0% | 5.861% | 13.72% | 40.98% | 0% | 34.28% | 0% | 100%
Floorspace-Based | SMUD Tot | Office, Small | 0% | 0% | 0.1269% | 0% | 0.3725% | 0.7029% | 3.026% | 5.664% | 60.29% | 1.376% | 27.63% | 0.8142% | 100%
Floorspace-Based | SMUD Tot | Refrigerated Warehouse | 0% | 0% | 0% | 0% | 0% | 0% | 0% | 0% | 61.7% | 0% | 9.74% | 28.56% | 100%
Floorspace-Based | SMUD Tot | Restaurant | 0% | 0% | 0% | 0% | 0% | 0.7337% | 0.1716% | 6.602% | 49.67% | 2.071% | 38.2% | 2.552% | 100%
Floorspace-Based | SMUD Tot | Retail | 0% | 0% | 0% | 0% | 0% | 0.2408% | 0.4582% | 6.55% | 47.91% | 0.868% | 40.19% | 3.784% | 100%
Floorspace-Based | SMUD Tot | School | 0% | 0% | 0% | 0% | 0% | 0.2629% | 0.203% | 0.5994% | 77.46% | 5.45% | 15.96% | 0.0629% | 100%
Floorspace-Based | SMUD Tot | Warehouse | 0% | 0% | 0% | 0% | 0% | 0% | 9.09% | 6.897% | 49.48% | 9.758% | 24.78% | 0% | 100%
Floorspace-Based | SMUD Tot | All Commercial | 0% | 0.05435% | 0.01256% | 0% | 0.9024% | 0.1729% | 3.018% | 7.376% | 53.45% | 2.066% | 31.16% | 1.784% | 100%
Floorspace-Based | FCZ01 Tot | College | 0% | 0% | 0% | 0% | 1.695% | 0.1081% | 0.1082% | 1.042% | 94.35% | 1.107% | 0.7733% | 0.8204% | 100%
Floorspace-Based | FCZ01 Tot | Food Stores | 0.4768% | 0% | 0% | 0% | 0% | 0% | 0.02426% | 0.927% | 67.27% | 4.786% | 25.78% | 0.7335% | 100%
Floorspace-Based | FCZ01 Tot | Health Care | 0% | 0% | 0% | 0% | 0% | 2.21% | 0.2243% | 10.11% | 37.26% | 1.744% | 46.28% | 2.168% | 100%
Floorspace-Based | FCZ01 Tot | Lodging | 0% | 0% | 0% | 0.2097% | 1.328% | 0% | 5.36% | 8.908% | 52.91% | 4.5% | 24.26% | 2.52% | 100%
Floorspace-Based | FCZ01 Tot | Miscellaneous | 0% | 0% | 0% | 0.3242% | 0.4321% | 0.09664% | 0.7391% | 5.583% | 64.13% | 5.613% | 20.43% | 2.647% | 100%
Floorspace-Based | FCZ01 Tot | Office, Large | 0% | 0% | 1.184% | 0.05194% | 0.9013% | 0% | 5.7% | 11.07% | 52.07% | 1.998% | 23.71% | 3.312% | 100%
Floorspace-Based | FCZ01 Tot | Office, Small | 0% | 0% | 0% | 0% | 0.1467% | 0.4413% | 1.174% | 5.956% | 68.17% | 5.753% | 16.79% | 1.569% | 100%
Floorspace-Based | FCZ01 Tot | Refrigerated Warehouse | 0% | 0% | 0% | 0% | 0% | 0% | 0% | 2.738% | 84.95% | 2.62% | 5.368% | 4.32% | 100%
Floorspace-Based | FCZ01 Tot | Restaurant | 0% | 0% | 0% | 0.5369% | 0.4644% | 0.2163% | 0.4161% | 3.817% | 61.75% | 12.26% | 18.85% | 1.694% | 100%
Floorspace-Based | FCZ01 Tot | Retail | 0% | 0% | 0% | 0% | 0% | 0.02133% | 1.051% | 2.132% | 53.26% | 11.05% | 27.82% | 4.667% | 100%
Floorspace-Based | FCZ01 Tot | School | 0% | 0% | 0% | 0% | 3.189% | 0% | 1.471% | 4.106% | 69.91% | 13.64% | 7.456% | 0.2363% | 100%
Floorspace-Based | FCZ01 Tot | Warehouse | 0% | 0% | 0% | 0% | 0% | 0% | 0.7913% | 11.08% | 58.78% | 3.086% | 25.38% | 0.8846% | 100%
Floorspace-Based | FCZ01 Tot | All Commercial | 0.009447% | 0% | 0.3297% | 0.125% | 0.6383% | 0.1911% | 2.366% | 7.272% | 59.15% | 4.927% | 22.41% | 2.573% | 100%
Floorspace-Based | FCZ02 Tot | College | 0% | 0% | 0% | 0% | 0% | 0% | 0% | 0% | 88.37% | 6.049% | 5.581% | 0% | 100%
Floorspace-Based | FCZ02 Tot | Food Stores | 0% | 0% | 0% | 0% | 1.139% | 1.015% | 0.628% | 4.976% | 51.55% | 20.31% | 19.23% | 1.146% | 100%
Floorspace-Based | FCZ02 Tot | Health Care | 0% | 0% | 0% | 0.5773% | 0% | 0% | 0.4576% | 9.845% | 55.26% | 2.969% | 26.73% | 4.168% | 100%
Floorspace-Based | FCZ02 Tot | Lodging | 0% | 0% | 0% | 0% | 0% | 0% | 0.3276% | 5.557% | 60.03% | 1.83% | 31.44% | 0.8158% | 100%
Floorspace-Based | FCZ02 Tot | Miscellaneous | 0% | 0% | 0.7257% | 2.334% | 0.6985% | 3.497% | 3.321% | 6.641% | 54.42% | 4.108% | 21.36% | 2.896% | 100%
Floorspace-Based | FCZ02 Tot | Office, Large | 0% | 0% | 0% | 0% | 0% | 5.866% | 31.51% | 7.724% | 34.05% | 0% | 20.86% | 0% | 100%
Floorspace-Based | FCZ02 Tot | Office, Small | 0.5271% | 0% | 0% | 0% | 0% | 2.845% | 0.9897% | 9.746% | 57.76% | 2.431% | 25.08% | 0.6262% | 100%
Floorspace-Based | FCZ02 Tot | Refrigerated Warehouse | 0% | 0% | 0% | 0% | 0% | 7.345% | 0% | 0% | 83.73% | 1.511% | 7.411% | 0% | 100%
Floorspace-Based | FCZ02 Tot | Restaurant | 0% | 0% | 0% | 0% | 0% | 0% | 0.7945% | 11.08% | 56.57% | 11.43% | 17.29% | 2.841% | 100%
Floorspace-Based | FCZ02 Tot | Retail | 0% | 0% | 0% | 0% | 0% | 0.8253% | 3.603% | 7.511% | 54.58% | 11.88% | 19.7% | 1.904% | 100%
Floorspace-Based | FCZ02 Tot | School | 0% | 0% | 0% | 0% | 8.636% | 4.659% | 1.443% | 9.929% | 68.71% | 1.517% | 5.104% | 0% | 100%
Floorspace-Based | FCZ02 Tot | Warehouse | 0% | 0% | 0% | 0% | 0% | 1.256% | 0.6679% | 1.635% | 40.16% | 2.703% | 19.59% | 33.99% | 100%
Floorspace-Based | FCZ02 Tot | All Commercial | 0.0665% | 0% | 0.136% | 0.4766% | 0.6302% | 2.101% | 3.262% | 6.644% | 56.52% | 4.466% | 21.87% | 3.824% | 100%
Floorspace-Based | FCZ03 Tot | College | 0% | 0% | 0% | 0% | 0% | 27.93% | 0% | 46% | 22.43% | 3.55% | 0.09123% | 0% | 100%
Floorspace-Based | FCZ03 Tot | Food Stores | 0% | 0% | 0% | 0% | 0% | 1.006% | 1.018% | 5.432% | 55.66% | 14.94% | 19.93% | 2.013% | 100%
Floorspace-Based | FCZ03 Tot | Health Care | 0% | 0% | 0% | 0% | 0% | 0% | 0% | 32.98% | 37.1% | 1.448% | 19.26% | 9.213% | 100%
Floorspace-Based | FCZ03 Tot | Lodging | 0% | 0% | 0% | 0% | 0% | 0% | 0.1867% | 5.715% | 22.44% | 12.76% | 58.9% | 0% | 100%
Floorspace-Based | FCZ03 Tot | Miscellaneous | 0% | 0% | 0% | 0% | 3.879% | 0.1756% | 0.1622% | 4.956% | 51.16% | 20.85% | 18.14% | 0.6766% | 100%
Floorspace-Based | FCZ03 Tot | Office, Large | 0% | 0% | 0% | 0% | 0% | 0% | 0% | 82.03% | 6.872% | 0% | 11.1% | 0% | 100%
Floorspace-Based | FCZ03 Tot | Office, Small | 0% | 0% | 0% | 0% | 0% | 0% | 0% | 10.52% | 45.52% | 12.78% | 29.72% | 1.465% | 100%
Floorspace-Based | FCZ03 Tot | Refrigerated Warehouse | 0% | 0% | 0% | 0% | 0% | 0% | 0% | 0% | 89.09% | 0% | 10.91% | 0% | 100%
Floorspace-Based | FCZ03 Tot | Restaurant | 0% | 0% | 0% | 0% | 1.881% | 1.846% | 2.26% | 4.131% | 67.13% | 2.234% | 20.51% | 0% | 100%
Floorspace-Based | FCZ03 Tot | Retail | 0% | 0% | 0% | 0% | 0% | 0% | 1.49% | 7.574% | 51.3% | 9.52% | 27.07% | 3.049% | 100%
Floorspace-Based | FCZ03 Tot | School | 0% | 1.277% | 0% | 0% | 0% | 0% | 0% | 33.67% | 53.99% | 4.942% | 6.126% | 0% | 100%
Floorspace-Based | FCZ03 Tot | Warehouse | 0% | 0% | 0% | 0% | 0% | 0% | 4.898% | 2.797% | 35.22% | 6.659% | 49.95% | 0.4799% | 100%
Floorspace-Based | FCZ03 Tot | All Commercial | 0% | 0.1963% | 0% | 0% | 1.285% | 2.116% | 0.6172% | 17.32% | 44.65% | 11.52% | 21.08% | 1.212% | 100%
Floorspace-Based | FCZ04 Tot | College | 0% | 0% | 0% | 0% | 0% | 0% | 0% | 0% | 76.43% | 1.334% | 19.41% | 2.818% | 100%
Floorspace-Based | FCZ04 Tot | Food Stores | 0% | 0% | 0% | 0% | 0% | 0% | 3.259% | 4.417% | 39.79% | 11.2% | 37.22% | 4.112% | 100%
Floorspace-Based | FCZ04 Tot | Health Care | 0% | 0% | 0% | 0% | 0% | 0% | 3.847% | 17.58% | 55.55% | 1.645% | 19.33% | 2.042% | 100%
Floorspace-Based | FCZ04 Tot | Lodging | 0% | 0% | 1.406% | 0% | 0% | 0% | 2.442% | 9.501% | 35.09% | 4.538% | 43.13% | 3.896% | 100%
Floorspace-Based | FCZ04 Tot | Miscellaneous | 0% | 0% | 0% | 0% | 0% | 0% | 5.783% | 5.09% | 37.58% | 6.112% | 40.63% | 4.813% | 100%
Floorspace-Based | FCZ04 Tot | Office, Large | 0% | 0% | 0% | 0% | 0% | 0% | 0% | 6.731% | 16.24% | 25.45% | 50.68% | 0.8985% | 100%
Floorspace-Based | FCZ04 Tot | Office, Small | 0% | 0% | 0% | 0% | 0% | 0% | 0.6751% | 8.764% | 24.68% | 7.013% | 57.36% | 1.511% | 100%
Floorspace-Based | FCZ04 Tot | Refrigerated Warehouse | 0% | 0% | 0% | 0% | 0% | 0% | 0% | 0% | 7.93% | 28.08% | 60.97% | 3.023% | 100%
Floorspace-Based | FCZ04 Tot | Restaurant | 0% | 0% | 0% | 0% | 0% | 0.6469% | 1.659% | 15.14% | 26.93% | 12.09% | 39.8% | 3.736% | 100%
Floorspace-Based | FCZ04 Tot | Retail | 0% | 0% | 0% | 0% | 1.287% | 2.376% | 1.33% | 10.32% | 28.57% | 18.08% | 36.43% | 1.597% | 100%
Floorspace-Based | FCZ04 Tot | School | 0% | 0% | 0% | 0% | 0% | 0% | 0% | 24.55% | 44.23% | 2.295% | 28.52% | 0.407% | 100%
Floorspace-Based | FCZ04 Tot | Warehouse | 0% | 0% | 0% | 0% | 0% | 0% | 0.1302% | 7.079% | 16.62% | 15.73% | 55.57% | 4.86% | 100%
Floorspace-Based | FCZ04 Tot | All Commercial | 0% | 0% | 0.04312% | 0% | 0.1479% | 0.285% | 1.937% | 8.352% | 31.02% | 11.23% | 43.7% | 3.293% | 100%
Floorspace-Based | FCZ05 Tot | College | 0% | 0% | 0% | 0% | 0% | 0% | 10.55% | 0% | 45.36% | 2.317% | 41.77% | 0% | 100%
Floorspace-Based | FCZ05 Tot | Food Stores | 0% | 0% | 0% | 0% | 0% | 0% | 0% | 0% | 52.7% | 16.67% | 27.14% | 3.489% | 100%
Floorspace-Based | FCZ05 Tot | Health Care | 0% | 0% | 0% | 0% | 0% | 0.7015% | 0% | 7.015% | 36.67% | 3.034% | 38.26% | 14.32% | 100%
Floorspace-Based | FCZ05 Tot | Lodging | 0% | 0% | 0% | 0% | 0% | 0% | 0% | 3.793% | 44.68% | 8.054% | 38.63% | 4.848% | 100%
Floorspace-Based | FCZ05 Tot | Miscellaneous | 0% | 0% | 0% | 0% | 0% | 0% | 1.325% | 5.148% | 56.59% | 4.838% | 26.08% | 6.019% | 100%
Floorspace-Based | FCZ05 Tot | Office, Large | 0% | 0% | 0% | 0% | 0% | 0% | 0% | 14.8% | 74.83% | 0% | 10.37% | 0% | 100%
Floorspace-Based | FCZ05 Tot | Office, Small | 0% | 0% | 0% | 0% | 0% | 0% | 1.123% | 3.746% | 53.54% | 6.779% | 32.03% | 2.782% | 100%
Floorspace-Based | FCZ05 Tot | Refrigerated Warehouse | 0% | 0% | 0% | 0% | 0% | 0% | 0% | 0% | 5.735% | 14.3% | 32.42% | 47.55% | 100%
Floorspace-Based | FCZ05 Tot | Restaurant | 0% | 0% | 0% | 0% | 0% | 0% | 1.187% | 3.985% | 46.47% | 14.12% | 30.31% | 3.926% | 100%
Floorspace-Based | FCZ05 Tot | Retail | 0% | 0% | 0% | 0% | 0% | 0.1581% | 0% | 3.079% | 42.47% | 16.16% | 35.95% | 2.176% | 100%
Floorspace-Based | FCZ05 Tot | School | 0% | 0% | 0% | 0% | 0% | 0% | 0% | 10.45% | 53.16% | 15.34% | 21.05% | 0% | 100%
Floorspace-Based | FCZ05 Tot | Warehouse | 0% | 0% | 0% | 0% | 0% | 0% | 0% | 7.282% | 28.63% | 10.16% | 39.59% | 14.34% | 100%
Floorspace-Based | FCZ05 Tot | All Commercial | 0% | 0% | 0% | 0% | 0% | 0.07317% | 0.8988% | 5.367% | 46.91% | 8.969% | 31.05% | 6.726% | 100%
Floorspace-Based | FCZ06 Tot | College | 0% | 0% | 0% | 0% | 0% | 52.51% | 0% | 2.145% | 38.88% | 3.779% | 2.683% | 0% | 100%
Floorspace-Based | FCZ06 Tot | Food Stores | 0% | 0% | 0% | 0% | 0% | 0% | 0.5063% | 0.6916% | 35.46% | 24.45% | 38.47% | 0.4175% | 100%
Floorspace-Based | FCZ06 Tot | Health Care | 0% | 0% | 0% | 0% | 0% | 0% | 0% | 5.126% | 50.65% | 0.2817% | 39.16% | 4.786% | 100%
Floorspace-Based | FCZ06 Tot | Lodging | 0% | 0% | 0% | 0% | 0% | 0% | 0% | 4.12% | 65.33% | 2.258% | 24.03% | 4.253% | 100%
Floorspace-Based | FCZ06 Tot | Miscellaneous | 0% | 1.204% | 0% | 0% | 0% | 0% | 0% | 5.167% | 58.32% | 8.879% | 24.32% | 2.105% | 100%
Floorspace-Based | FCZ06 Tot | Office, Large | 0% | 0% | 0% | 0% | 0% | 2.503% | 5.255% | 2.994% | 28.06% | 0% | 61.19% | 0% | 100%
Floorspace-Based | FCZ06 Tot | Office, Small | 0% | 0% | 0% | 0% | 0% | 0% | 0% | 4.664% | 63.15% | 14.84% | 17.34% | 0% | 100%
Floorspace-Based | FCZ06 Tot | Refrigerated Warehouse | 0% | 0% | 0% | 0% | 0% | 0% | 0% | 0% | 27.75% | 7.413% | 24.28% | 40.56% | 100%
Floorspace-Based | FCZ06 Tot | Restaurant | 0% | 0% | 0% | 0% | 0% | 0.597% | 0% | 1.107% | 57.76% | 13.54% | 24.59% | 2.407% | 100%
Floorspace-Based | FCZ06 Tot | Retail | 0% | 0% | 0% | 0% | 0% | 0.2954% | 0% | 2.888% | 37.99% | 24.04% | 32.82% | 1.957% | 100%
Floorspace-Based | FCZ06 Tot | School | 0% | 0% | 0% | 0% | 0% | 0% | 0% | 0.6765% | 95% | 1.196% | 3.132% | 0% | 100%
Floorspace-Based | FCZ06 Tot | Warehouse | 0% | 0% | 0% | 0% | 0% | 0% | 0% | 2.818% | 38.98% | 14.78% | 40.99% | 2.435% | 100%
Floorspace-Based | FCZ06 Tot | All Commercial | 0% | 0.1979% | 0% | 0% | 0% | 4.448% | 0.2841% | 3.438% | 54.02% | 9.952% | 25.44% | 2.225% | 100%
Floorspace-Based | FCZ07 Tot | College | 0% | 0% | 0% | 0% | 0% | 1.801% | 0% | 28.31% | 59.69% | 1.81% | 8.395% | 0% | 100%
Floorspace-Based | FCZ07 Tot | Food Stores | 0% | 0% | 0% | 0% | 0.6567% | 0.3885% | 0.02149% | 0.7817% | 65.32% | 15.79% | 16.55% | 0.4908% | 100%
Floorspace-Based | FCZ07 Tot | Health Care | 0% | 0% | 0% | 0% | 0% | 0.2737% | 2.475% | 7.25% | 60.16% | 6.287% | 23.23% | 0.3328% | 100%
Floorspace-Based | FCZ07 Tot | Lodging | 0% | 0% | 0% | 0% | 0% | 0.4362% | 0.5223% | 2.793% | 57.14% | 16.63% | 18.45% | 4.03% | 100%
Floorspace-Based | FCZ07 Tot | Miscellaneous | 0% | 0.2045% | 0% | 0% | 0.007355% | 0.5704% | 1.71% | 4.596% | 66.46% | 13.86% | 11.17% | 1.424% | 100%
Floorspace-Based | FCZ07 Tot | Office, Large | 0% | 0% | 0% | 0% | 0% | 0.6361% | 4.828% | 9.356% | 50.42% | 7.581% | 26.95% | 0.2215% | 100%
Floorspace-Based | FCZ07 Tot | Office, Small | 0.4319% | 0% | 0% | 0% | 0.1152% | 0.257% | 0.6322% | 2.987% | 73.51% | 8.993% | 12.12% | 0.9544% | 100%
Floorspace-Based | FCZ07 Tot | Refrigerated Warehouse | 0% | 0% | 0% | 0% | 0% | 0% | 0% | 0% | 43.48% | 33.85% | 22.67% | 0% | 100%
Floorspace-Based | FCZ07 Tot | Restaurant | 0% | 0% | 0% | 0% | 0% | 0.1574% | 0.3689% | 2.352% | 64.26% | 11.75% | 19.43% | 1.69% | 100%
Floorspace-Based | FCZ07 Tot | Retail | 0% | 0% | 0% | 0% | 0.07759% | 0% | 0.8523% | 2.358% | 58.31% | 13.21% | 23.79% | 1.4% | 100%
Floorspace-Based | FCZ07 Tot | School | 0% | 0% | 1.162% | 0% | 0.9651% | 1.006% | 0.6698% | 5.987% | 69.97% | 5.369% | 14.78% | 0.08872% | 100%
Floorspace-Based | FCZ07 Tot | Warehouse | 0% | 0% | 0% | 0% | 0% | 0% | 2.053% | 3.832% | 62.22% | 10.93% | 19.44% | 1.522% | 100%
Floorspace-Based | FCZ07 Tot | All Commercial | 0.03668% | 0.03066% | 0.09842% | 0% | 0.1225% | 0.4044% | 1.7% | 5.526% | 61.56% | 10.9% | 18.54% | 1.079% | 100%
Floorspace-Based | FCZ08 Tot | College | 0% | 0% | 0% | 0% | 0% | 0% | 0% | 20.45% | 25.47% | 0.4995% | 53.58% | 0% | 100%
Floorspace-Based | FCZ08 Tot | Food Stores | 0% | 0% | 0% | 0% | 0% | 0% | 0% | 2.324% | 61.14% | 3.282% | 31.98% | 1.272% | 100%
Floorspace-Based | FCZ08 Tot | Health Care | 0% | 0% | 0% | 0% | 0% | 0% | 0% | 13.56% | 67.86% | 0% | 18.58% | 0% | 100%
Floorspace-Based | FCZ08 Tot | Lodging | 0% | 0% | 0% | 0% | 0% | 0% | 0% | 5.995% | 83.44% | 6.404% | 4.166% | 0% | 100%
Floorspace-Based | FCZ08 Tot | Miscellaneous | 0% | 0% | 0% | 0% | 0% | 0% | 0% | 3.686% | 57.11% | 7.383% | 31.05% | 0.7672% | 100%
Floorspace-Based | FCZ08 Tot | Office, Large | 0% | 0% | 0% | 0% | 0% | 0% | 0% | 13.1% | 35.15% | 0% | 43.98% | 7.77% | 100%
Floorspace-Based | FCZ08 Tot | Office, Small | 0% | 0% | 0% | 0% | 0% | 0% | 0% | 4.972% | 66.49% | 4.734% | 23.1% | 0.7034% | 100%
Floorspace-Based | FCZ08 Tot | Refrigerated Warehouse | 0% | 0% | 0% | 0% | 0% | 0% | 0% | 0% | 95.78% | 4.218% | 0% | 0% | 100%
Floorspace-Based | FCZ08 Tot | Restaurant | 0% | 0% | 0% | 0% | 0% | 0% | 6.944% | 0.4646% | 69.61% | 3.981% | 19% | 0% | 100%
Floorspace-Based | FCZ08 Tot | Retail | 0% | 0% | 0% | 0% | 0% | 0% | 0.5919% | 0.4938% | 60.15% | 11.94% | 22.83% | 4.001% | 100%
Floorspace-Based | FCZ08 Tot | School | 0% | 0% | 0% | 0% | 2.44% | 0% | 0% | 0% | 74.29% | 0% | 21.93% | 1.346% | 100%
Floorspace-Based | FCZ08 Tot | Warehouse | 0% | 0% | 0% | 0% | 0% | 0% | 0% | 6.791% | 57.35% | 5.836% | 30.02% | 0% | 100%
Floorspace-Based | FCZ08 Tot | All Commercial | 0% | 0% | 0% | 0% | 0.216% | 0% | 0.3469% | 7.33% | 55.51% | 4.322% | 30.3% | 1.976% | 100%
Floorspace-Based | FCZ09 Tot | College | 0% | 0% | 0% | 0% | 0% | 0% | 0% | 44.96% | 53.52% | 0% | 1.522% | 0% | 100%
Floorspace-Based | FCZ09 Tot | Food Stores | 0% | 0% | 0% | 0% | 0% | 0% | 0% | 1.867% | 70.6% | 15.09% | 11.23% | 1.209% | 100%
Floorspace-Based | FCZ09 Tot | Health Care | 0% | 0% | 0% | 0% | 0% | 0% | 0% | 22.14% | 13.77% | 40.29% | 19.94% | 3.856% | 100%
Floorspace-Based | FCZ09 Tot | Lodging | 0% | 0% | 0% | 0% | 0% | 0% | 0% | 0% | 58.69% | 5.052% | 36.26% | 0% | 100%
Floorspace-Based | FCZ09 Tot | Miscellaneous | 0% | 0% | 0% | 0% | 0% | 0% | 2.561% | 5.75% | 58.96% | 9.252% | 19.78% | 3.691% | 100%
Floorspace-Based | FCZ09 Tot | Office, Large | 0% | 0% | 0% | 0% | 0% | 0% | 0% | 72.65% | 19.37% | 0% | 7.983% | 0% | 100%
Floorspace-Based | FCZ09 Tot | Office, Small | 0% | 0% | 0% | 0% | 0% | 0% | 1.275% | 6.023% | 38.74% | 16.75% | 37.21% | 0% | 100%
Floorspace-Based | FCZ09 Tot | Refrigerated Warehouse | 0% | 0% | 0% | 0% | 0% | 0% | 0% | 0% | 7.844% | 0% | 92.16% | 0% | 100%
Floorspace-Based | FCZ09 Tot | Restaurant | 0% | 0% | 0% | 0% | 0% | 0% | 0% | 7.748% | 45.09% | 16.8% | 26.64% | 3.712% | 100%
Floorspace-Based | FCZ09 Tot | Retail | 0% | 0% | 0% | 0% | 0% | 0% | 0.6777% | 1.099% | 24.78% | 3.196% | 68.52% | 1.734% | 100%
Floorspace-Based | FCZ09 Tot | School | 0% | 0% | 0% | 0% | 0% | 0% | 0% | 7.826% | 52.85% | 5.147% | 34.18% | 0% | 100%
Floorspace-Based | FCZ09 Tot | Warehouse | 0% | 0% | 0% | 0% | 0% | 0% | 0% | 0.979% | 11.84% | 4.045% | 83.14% | 0% | 100%
Floorspace-Based | FCZ09 Tot | All Commercial | 0% | 0% | 0% | 0% | 0% | 0% | 0.7501% | 8.047% | 38.27% | 8.809% | 42.73% | 1.39% | 100%
Floorspace-Based | FCZ10 Tot | College | 0% | 0% | 0% | 0% | 0% | 0% | 6.21% | 31.02% | 43.33% | 1.711% | 10.98% | 6.74% | 100%
Floorspace-Based | FCZ10 Tot | Food Stores | 0% | 0% | 0% | 0% | 0% | 0% | 0.0895% | 12.07% | 32.59% | 26.05% | 23.29% | 5.912% | 100%
Floorspace-Based | FCZ10 Tot | Health Care | 0% | 0% | 0% | 0% | 0% | 0% | 2.603% | 3.108% | 54.92% | 8.978% | 21.07% | 9.32% | 100%
Floorspace-Based | FCZ10 Tot | Lodging | 0% | 0% | 0% | 0% | 0% | 0% | 0.2406% | 17.54% | 35.58% | 6.252% | 33.97% | 6.423% | 100%
Floorspace-Based | FCZ10 Tot | Miscellaneous | 0% | 0% | 0% | 0% | 0% | 0% | 0.5294% | 6.906% | 46.62% | 12.74% | 33.16% | 0.04765% | 100%
Floorspace-Based | FCZ10 Tot | Office, Large | 0% | 0% | 0% | 0% | 0% | 0% | 0% | 6.096% | 32.51% | 12.26% | 47.1% | 2.032% | 100%
Floorspace-Based | FCZ10 Tot | Office, Small | 0% | 0% | 0% | 2.193% | 0.9468% | 0% | 0.4974% | 7.791% | 44.9% | 8.403% | 34.78% | 0.4839% | 100%
Floorspace-Based | FCZ10 Tot | Refrigerated Warehouse | 0% | 0% | 0% | 0% | 0% | 0% | 0% | 0.6323% | 0% | 0% | 19.69% | 79.67% | 100%
Floorspace-Based | FCZ10 Tot | Restaurant | 0% | 0% | 0% | 0% | 0% | 0% | 0.5141% | 2.779% | 46.37% | 7.545% | 41.64% | 1.152% | 100%
Floorspace-Based | FCZ10 Tot | Retail | 0% | 0% | 0% | 0% | 0% | 0% | 0.8354% | 25.23% | 24.48% | 6.983% | 31.31% | 11.17% | 100%
Floorspace-Based | FCZ10 Tot | School | 0% | 0% | 0% | 0% | 0% | 0.623% | 5.235% | 13.17% | 47.32% | 0% | 33.65% | 0% | 100%
Floorspace-Based | FCZ10 Tot | Warehouse | 0% | 0% | 0% | 0% | 0% | 2.221% | 0.5715% | 7.925% | 18.23% | 13.9% | 50.18% | 6.964% | 100%
Floorspace-Based | FCZ10 Tot | All Commercial | 0% | 0% | 0% | 0.1257% | 0.05429% | 0.8543% | 1.165% | 11.26% | 31.05% | 10.19% | 38.28% | 7.012% | 100%
Floorspace-Based | FCZ11 Tot | College | 0% | 0% | 0% | 0% | 0% | 0% | 0% | 7.482% | 44.86% | 0% | 47.06% | 0.5981% | 100%
Floorspace-Based | FCZ11 Tot | Food Stores | 0% | 0% | 0% | 0% | 0% | 0% | 0% | 0.174% | 66.87% | 14.29% | 9.281% | 9.392% | 100%
Floorspace-Based | FCZ11 Tot | Health Care | 0% | 0% | 0% | 0% | 0% | 0% | 5.733% | 20.96% | 42.79% | 5.735% | 7.37% | 17.42% | 100%
Floorspace-Based | FCZ11 Tot | Lodging | 0% | 0% | 0% | 0% | 0% | 0% | 0% | 26.77% | 40.63% | 18.21% | 12.53% | 1.848% | 100%
Floorspace-Based | FCZ11 Tot | Miscellaneous | 0% | 0% | 0% | 0% | 0% | 0% | 0% | 13.06% | 39.05% | 5.657% | 40.33% | 1.9% | 100%
Floorspace-Based | FCZ11 Tot | Office, Large | 0% | 0% | 0% | 0% | 0% | 0% | 11.17% | 0% | 26.88% | 10.05% | 51.9% | 0% | 100%
Floorspace-Based | FCZ11 Tot | Office, Small | 0% | 0% | 0% | 0% | 0% | 0% | 0% | 11.76% | 30.83% | 12.8% | 42.27% | 2.342% | 100%
Floorspace-Based | FCZ11 Tot | Refrigerated Warehouse | 0% | 0% | 0% | 0% | 0% | 0% | 0% | 1.225% | 11.64% | 0% | 87.14% | 0% | 100%
Floorspace-Based | FCZ11 Tot | Restaurant | 0% | 0% | 0% | 0% | 0% | 0% | 0% | 6.188% | 40.91% | 15.57% | 34.81% | 2.526% | 100%
Floorspace-Based | FCZ11 Tot | Retail | 0% | 0% | 0% | 0% | 0% | 0% | 0% | 8.79% | 24.75% | 12.03% | 52.17% | 2.261% | 100%
Floorspace-Based | FCZ11 Tot | School | 0% | 0% | 0% | 0% | 0% | 0% | 0% | 3.347% | 28.54% | 3.015% | 63.11% | 1.991% | 100%
Floorspace-Based | FCZ11 Tot | Warehouse | 0% | 0% | 0% | 0% | 0% | 0% | 0.03984% | 0.4429% | 6.512% | 18.35% | 73.49% | 1.159% | 100%
Floorspace-Based | FCZ11 Tot | All Commercial | 0% | 0% | 0% | 0% | 0% | 0% | 0.6669% | 7.014% | 25.65% | 11.49% | 52.79% | 2.393% | 100%
Floorspace-Based | FCZ12c Tot | College | 0% | 0% | 0% | 0% | 0% | 0% | 6.949% | 2.939% | 86.38% | 0.4739% | 2.291% | 0.963% | 100%
Floorspace-Based | FCZ12c Tot | Food Stores | 0% | 0% | 0% | 0% | 0% | 0% | 0% | 0.9412% | 64.6% | 2.617% | 31.12% | 0.7241% | 100%
Floorspace-Based | FCZ12c Tot | Health Care | 0% | 0% | 0% | 0% | 0% | 0% | 0% | 9.273% | 56.64% | 0% | 32.35% | 1.737% | 100%
Floorspace-Based | FCZ12c Tot | Lodging | 0% | 0% | 0% | 0% | 0% | 1.083% | 0.518% | 13.72% | 39.57% | 8.606% | 22.14% | 14.37% | 100%
Floorspace-Based | FCZ12c Tot | Miscellaneous | 0% | 0% | 0% | 0.06363% | 0% | 0.142% | 0.8656% | 10.55% | 55.67% | 7.07% | 23.99% | 1.652% | 100%
Floorspace-Based | FCZ12c Tot | Office, Large | 0% | 0% | 0% | 0% | 0% | 0.393% | 1.426% | 7.298% | 49.06% | 1.863% | 39.45% | 0.5096% | 100%
Floorspace-Based | FCZ12c Tot | Office, Small | 0% | 0% | 0% | 0% | 0% | 0% | 1.161% | 5.025% | 71.54% | 3.07% | 18.8% | 0.3991% | 100%
Floorspace-Based | FCZ12c Tot | Refrigerated Warehouse | 0% | 0% | 0% | 0% | 0% | 0% | 0% | 0% | 10.71% | 0% | 89.29% | 0% | 100%
Floorspace-Based | FCZ12c Tot | Restaurant | 0% | 0% | 0% | 0% | 0% | 0% | 0.3431% | 2.532% | 65.78% | 4.567% | 23.4% | 3.376% | 100%
Floorspace-Based | FCZ12c Tot | Retail | 0% | 0% | 0.1284% | 0% | 0% | 0% | 0% | 3.862% | 53.42% | 5.4% | 37.19% | 0% | 100%
Floorspace-Based | FCZ12c Tot | School | 0% | 0% | 0% | 0% | 0% | 0% | 0.1172% | 15.97% | 37.75% | 2.874% | 43.29% | 0% | 100%
Floorspace-Based | FCZ12c Tot | Warehouse | 0% | 0% | 0% | 0% | 0% | 0% | 2.477% | 5.628% | 47.25% | 4.622% | 38.01% | 2.009% | 100%
Floorspace-Based | FCZ12c Tot | All Commercial | 0% | 0% | 0.01441% | 0.01369% | 0% | 0.1934% | 1.241% | 7.731% | 55.62% | 4.14% | 29.03% | 2.012% | 100%
Floorspace-Based | FCZ12i Tot | College | 0% | 0% | 0% | 0% | 0% | 0% | 0% | 4.504% | 42.9% | 1.301% | 51.29% | 0% | 100%
Floorspace-Based | FCZ12i Tot | Food Stores | 0% | 0% | 0% | 0% | 0% | 0% | 0% | 0.5936% | 39.95% | 0.9237% | 58.54% | 0% | 100%
Floorspace-Based | FCZ12i Tot | Health Care | 0% | 0% | 0% | 0% | 0% | 0% | 0% | 17.05% | 62.67% | 1.575% | 11.84% | 6.874% | 100%
Floorspace-Based | FCZ12i Tot | Lodging | 0% | 0% | 0% | 0% | 0% | 0% | 0% | 41.45% | 27.86% | 0% | 24.91% | 5.77% | 100%
Floorspace-Based | FCZ12i Tot | Miscellaneous | 0% | 0% | 0% | 0.1438% | 0% | 0% | 0.6391% | 2.363% | 63.05% | 6.518% | 21.37% | 5.925% | 100%
Floorspace-Based | FCZ12i Tot | Office, Large | 0% | 0% | 0% | 0% | 0% | 0% | 2.471% | 0% | 58.19% | 0% | 36.2% | 3.14% | 100%
Floorspace-Based | FCZ12i Tot | Office, Small | 0% | 0% | 0% | 0% | 0% | 0% | 5.688% | 7.664% | 53.95% | 16.73% | 15.78% | 0.1895% | 100%
Floorspace-Based | FCZ12i Tot | Refrigerated Warehouse | 0% | 0% | 0% | 0% | 0% | 0% | 0% | 0% | 59.14% | 0% | 0% | 40.86% | 100%
Floorspace-Based | FCZ12i Tot | Restaurant | 0% | 0% | 0% | 0% | 0% | 0.9747% | 0% | 8.39% | 60.75% | 8.258% | 20.21% | 1.416% | 100%
Floorspace-Based | FCZ12i Tot | Retail | 0% | 0% | 0% | 0% | 0% | 0% | 0.09656% | 4.602% | 41.51% | 21.09% | 29.72% | 2.975% | 100%
Floorspace-Based | FCZ12i Tot | School | 0% | 0% | 0% | 0% | 0% | 0% | 15.42% | 4.707% | 67.98% | 3.364% | 8.534% | 0% | 100%
Floorspace-Based | FCZ12i Tot | Warehouse | 0% | 0% | 0% | 0% | 0% | 0% | 0% | 10.34% | 68.73% | 5.059% | 15.87% | 0% | 100%
Floorspace-Based | FCZ12i Tot | All Commercial | 0% | 0% | 0% | 0.03247% | 0% | 0.02652% | 2.678% | 7.925% | 54.6% | 7.827% | 23.62% | 3.297% | 100%
Floorspace-Based | FCZ13 Tot | College | 0% | 0% | 0% | 0% | 0% | 0% | 0% | 0.8153% | 54.17% | 0% | 42.32% | 2.693% | 100%
Floorspace-Based | FCZ13 Tot | Food Stores | 0% | 0% | 0% | 0% | 0.2203% | 0.2585% | 0.06321% | 0.4137% | 56.27% | 0.3861% | 40.16% | 2.235% | 100%
Floorspace-Based | FCZ13 Tot | Health Care | 0% | 0% | 0% | 0% | 0% | 0% | 0% | 6.481% | 56.85% | 1.455% | 30.72% | 4.492% | 100%
Floorspace-Based | FCZ13 Tot | Lodging | 0% | 0% | 0% | 0% | 0% | 0% | 5.354% | 5.135% | 36.48% | 0% | 48.07% | 4.959% | 100%
Floorspace-Based | FCZ13 Tot | Miscellaneous | 0% | 0.2826% | 0% | 0% | 0.4301% | 0.04678% | 4.111% | 11.2% | 55.88% | 1.388% | 26.61% | 0.04781% | 100%
Floorspace-Based | FCZ13 Tot | Office, Large | 0% | 0% | 0% | 0% | 5.162% | 0% | 5.861% | 13.72% | 40.98% | 0% | 34.28% | 0% | 100%
Floorspace-Based | FCZ13 Tot | Office, Small | 0% | 0% | 0.1269% | 0% | 0.3725% | 0.7029% | 3.026% | 5.664% | 60.29% | 1.376% | 27.63% | 0.8142% | 100%
Floorspace-Based | FCZ13 Tot | Refrigerated Warehouse | 0% | 0% | 0% | 0% | 0% | 0% | 0% | 0% | 61.7% | 0% | 9.74% | 28.56% | 100%
Floorspace-Based | FCZ13 Tot | Restaurant | 0% | 0% | 0% | 0% | 0% | 0.7337% | 0.1716% | 6.602% | 49.67% | 2.071% | 38.2% | 2.552% | 100%
Floorspace-Based | FCZ13 Tot | Retail | 0% | 0% | 0% | 0% | 0% | 0.2408% | 0.4582% | 6.55% | 47.91% | 0.868% | 40.19% | 3.784% | 100%
Floorspace-Based | FCZ13 Tot | School | 0% | 0% | 0% | 0% | 0% | 0.2629% | 0.203% | 0.5994% | 77.46% | 5.45% | 15.96% | 0.0629% | 100%
Floorspace-Based | FCZ13 Tot | Warehouse | 0% | 0% | 0% | 0% | 0% | 0% | 9.09% | 6.897% | 49.48% | 9.758% | 24.78% | 0% | 100%
Floorspace-Based | FCZ13 Tot | All Commercial | 0% | 0.05435% | 0.01256% | 0% | 0.9024% | 0.1729% | 3.018% | 7.376% | 53.45% | 2.066% | 31.16% | 1.784% | 100%
Floorspace-Based | FCZ16 Tot | College | 0% | 94.03% | 0% | 0% | 0% | 0% | 0% | 4.746% | 1.187% | 0% | 0.03582% | 0% | 100%
Floorspace-Based | FCZ16 Tot | Food Stores | 0% | 0% | 0% | 0% | 0% | 0% | 0% | 0.2595% | 69.95% | 0.9168% | 23.03% | 5.841% | 100%
Floorspace-Based | FCZ16 Tot | Health Care | 0% | 0% | 0% | 0% | 0% | 0% | 0% | 0% | 88.88% | 11.12% | 0% | 0% | 100%
Floorspace-Based | FCZ16 Tot | Lodging | 0% | 0% | 0% | 0% | 0% | 0% | 0% | 1.097% | 49.92% | 5.599% | 23.6% | 19.79% | 100%
Floorspace-Based | FCZ16 Tot | Miscellaneous | 0% | 0% | 0% | 0% | 0% | 0% | 1.336% | 5.822% | 75.72% | 4.613% | 12.5% | 0% | 100%
Floorspace-Based | FCZ16 Tot | Office, Large | 0% | 0% | 0% | 0% | 0.5757% | 2.885% | 0.4281% | 5.777% | 74.96% | 0% | 15.05% | 0.3267% | 100%
Floorspace-Based | FCZ16 Tot | Office, Small | 0% | 0% | 0% | 0% | 0% | 0% | 0% | 0% | 95.1% | 1.406% | 3.495% | 0% | 100%
Floorspace-Based | FCZ16 Tot | Refrigerated Warehouse | 0% | 0% | 0% | 0% | 0% | 0% | 0% | 0% | 70.23% | 24.19% | 5.577% | 0% | 100%
Floorspace-Based | FCZ16 Tot | Restaurant | 0% | 0% | 0% | 0% | 0% | 0% | 0% | 0% | 74.71% | 9.032% | 16.26% | 0% | 100%
Floorspace-Based | FCZ16 Tot | Retail | 0% | 0% | 0% | 0% | 0% | 0% | 0% | 1.854% | 63.8% | 2.568% | 30.98% | 0.7997% | 100%
Floorspace-Based | FCZ16 Tot | School | 0% | 0% | 0% | 0% | 0% | 0% | 0% | 0.586% | 79.62% | 9.746% | 10.05% | 0% | 100%
Floorspace-Based | FCZ16 Tot | Warehouse | 0% | 0% | 0% | 0% | 0% | 0% | 0% | 0% | 87.38% | 10.01% | 2.608% | 0% | 100%
Floorspace-Based | FCZ16 Tot | All Commercial | 0% | 5.652% | 0% | 0% | 0.1739% | 0.8713% | 0.3331% | 3.25% | 70.85% | 3.972% | 13.56% | 1.338% | 100%
Floorspace-Based | FCZ17 Tot | College | 0% | 0% | 0% | 0% | 0% | 0% | 0% | 15.38% | 68.31% | 15.72% | 0.5926% | 0% | 100%
Floorspace-Based | FCZ17 Tot | Food Stores | 0% | 0% | 0% | 0% | 0% | 0% | 0% | 0% | 75.77% | 9.308% | 14.42% | 0.5087% | 100%
Floorspace-Based | FCZ17 Tot | Health Care | 0% | 0% | 0% | 0% | 0% | 0% | 5.854% | 0% | 66.26% | 12.05% | 15.84% | 0% | 100%
Floorspace-Based | FCZ17 Tot | Lodging | 0% | 0% | 0% | 0% | 0% | 0% | 0% | 0% | 77.42% | 1.364% | 21.21% | 0% | 100%
Floorspace-Based | FCZ17 Tot | Miscellaneous | 0% | 0% | 0% | 0% | 0% | 0% | 1.311% | 0% | 72.56% | 14.88% | 11.25% | 0% | 100%
Floorspace-Based | FCZ17 Tot | Office, Large | 0% | 0% | 0% | 0% | 0% | 0% | 0% | 7.359% | 62.83% | 9.952% | 19.86% | 0% | 100%
Floorspace-Based | FCZ17 Tot | Office, Small | 0% | 0% | 0% | 0% | 0% | 0% | 0% | 0% | 75.35% | 14.11% | 10.54% | 0% | 100%
Floorspace-Based | FCZ17 Tot | Refrigerated Warehouse | 0% | 0% | 0% | 0% | 0% | 0% | 0% | 0% | 46.69% | 0% | 53.31% | 0% | 100%
Floorspace-Based | FCZ17 Tot | Restaurant | 0% | 0% | 0% | 0% | 0% | 0% | 0% | 0% | 77.06% | 8.554% | 13.66% | 0.7214% | 100%
Floorspace-Based | FCZ17 Tot | Retail | 0% | 0% | 0% | 0% | 0% | 0% | 0% | 0.3674% | 70.28% | 7.518% | 21.3% | 0.534% | 100%
Floorspace-Based | FCZ17 Tot | School | 0% | 0% | 0% | 0% | 0% | 0% | 0% | 0% | 79.26% | 15.06% | 5.685% | 0% | 100%
Floorspace-Based | FCZ17 Tot | Warehouse | 0% | 0% | 0% | 0% | 0% | 0% | 0% | 0% | 81.16% | 0.8525% | 17.99% | 0% | 100%
Floorspace-Based | FCZ17 Tot | All Commercial | 0% | 0% | 0% | 0% | 0% | 0% | 0.5955% | 1.046% | 72.6% | 10.25% | 15.35% | 0.1635% | 100%
Floorspace-Based | PG&E | College | 0% | 0% | 0% | 0% | 0.6126% | 10.69% | 1.488% | 3.547% | 69.7% | 2.238% | 10.84% | 0.8782% | 100%
Floorspace-Based | PG&E | Food Stores | 0.1881% | 0% | 0% | 0% | 0.1251% | 0.1435% | 0.7767% | 1.988% | 54.26% | 12.07% | 28.54% | 1.909% | 100%
Floorspace-Based | PG&E | Health Care | 0% | 0% | 0% | 0.06317% | 0% | 1.137% | 0.6947% | 10.82% | 42.98% | 1.926% | 37.58% | 4.801% | 100%
Floorspace-Based | PG&E | Lodging | 0% | 0% | 0.1098% | 0.08412% | 0.5329% | 0% | 2.434% | 6.865% | 53.92% | 3.922% | 29.59% | 2.539% | 100%
Floorspace-Based | PG&E | Miscellaneous | 0% | 0.09698% | 0.07649% | 0.3734% | 0.4329% | 0.4151% | 2.011% | 5.457% | 55.49% | 6.422% | 25.67% | 3.553% | 100%
Floorspace-Based | PG&E | Office, Large | 0% | 0% | 0.9849% | 0.04319% | 0.7495% | 0.2591% | 5.918% | 11.24% | 49.22% | 3.196% | 25.58% | 2.808% | 100%
Floorspace-Based | PG&E | Office, Small | 0.06541% | 0% | 0% | 0% | 0.05649% | 0.523% | 0.8666% | 6.462% | 56.38% | 7.186% | 27.03% | 1.433% | 100%
Floorspace-Based | PG&E | Refrigerated Warehouse | 0% | 0% | 0% | 0% | 0% | 1.16% | 0% | 0.887% | 45.63% | 11.08% | 25.44% | 15.8% | 100%
Floorspace-Based | PG&E | Restaurant | 0% | 0% | 0% | 0.2714% | 0.2948% | 0.3084% | 0.74% | 5.637% | 54.39% | 12.26% | 23.7% | 2.405% | 100%
Floorspace-Based | PG&E | Retail | 0% | 0% | 0% | 0% | 0.2327% | 0.579% | 1.079% | 4.6% | 45.39% | 14.56% | 30.51% | 3.055% | 100%
Floorspace-Based | PG&E | School | 0% | 0.1209% | 0% | 0% | 1.847% | 0.3817% | 0.6439% | 11.48% | 63.71% | 9.002% | 12.67% | 0.1484% | 100%
Floorspace-Based | PG&E | Warehouse | 0% | 0% | 0% | 0% | 0% | 0.07907% | 0.4548% | 7.737% | 35.28% | 9.699% | 40.12% | 6.638% | 100%
Floorspace-Based | PG&E | All Commercial | 0.01217% | 0.02523% | 0.1917% | 0.09258% | 0.433% | 0.8309% | 2.017% | 7.267% | 50.98% | 7.19% | 27.62% | 3.336% | 100%
Floorspace-Based | SCE | College | 0% | 0% | 0% | 0% | 0% | 1.113% | 0.4845% | 26.28% | 49.23% | 1.378% | 20.97% | 0.5442% | 100%
Floorspace-Based | SCE | Food Stores | 0% | 0% | 0% | 0% | 0.3953% | 0.2339% | 0.02664% | 2.64% | 60.37% | 16.06% | 17.91% | 2.358% | 100%
Floorspace-Based | SCE | Health Care | 0% | 0% | 0% | 0% | 0% | 0.1601% | 2.522% | 9.056% | 55.68% | 7.956% | 20.7% | 3.917% | 100%
Floorspace-Based | SCE | Lodging | 0% | 0% | 0% | 0% | 0% | 0.2578% | 0.3431% | 8.552% | 54.1% | 14.08% | 19.1% | 3.566% | 100%
Floorspace-Based | SCE | Miscellaneous | 0% | 0.1124% | 0% | 0% | 0.004044% | 0.3136% | 1.172% | 6.45% | 57.56% | 11.58% | 21.42% | 1.385% | 100%
Floorspace-Based | SCE | Office, Large | 0% | 0% | 0% | 0% | 0% | 0.5066% | 4.303% | 9.869% | 46.62% | 7.217% | 30.5% | 0.9859% | 100%
Floorspace-Based | SCE | Office, Small | 0.2703% | 0% | 0% | 0.2892% | 0.197% | 0.1609% | 0.5219% | 4.805% | 63.28% | 9.232% | 20.29% | 0.9561% | 100%
Floorspace-Based | SCE | Refrigerated Warehouse | 0% | 0% | 0% | 0% | 0% | 0% | 0% | 0.3489% | 27.71% | 16.9% | 38.53% | 16.51% | 100%
Floorspace-Based | SCE | Restaurant | 0% | 0% | 0% | 0% | 0% | 0.09783% | 0.9586% | 2.813% | 59.09% | 10.95% | 24.48% | 1.607% | 100%
Floorspace-Based | SCE | Retail | 0% | 0% | 0% | 0% | 0.04539% | 0% | 0.7374% | 7.349% | 46.85% | 11.31% | 30.09% | 3.623% | 100%
Floorspace-Based | SCE | School | 0% | 0% | 0.6333% | 0% | 0.6893% | 0.6595% | 1.299% | 6.648% | 59.33% | 3.716% | 26.61% | 0.4081% | 100%
Floorspace-Based | SCE | Warehouse | 0% | 0% | 0% | 0% | 0% | 0.7084% | 1.174% | 4.582% | 38.03% | 12.72% | 39.65% | 3.129% | 100%
Floorspace-Based | SCE | All Commercial | 0.02207% | 0.01685% | 0.05948% | 0.02361% | 0.09979% | 0.4009% | 1.348% | 7.189% | 50.41% | 10.07% | 28.01% | 2.343% | 100%
Floorspace-Based | SDG&E | College | 0% | 0% | 0% | 0% | 0% | 0% | 5.352% | 3.299% | 76.39% | 0.664% | 13.55% | 0.7417% | 100%
Floorspace-Based | SDG&E | Food Stores | 0% | 0% | 0% | 0% | 0% | 0% | 0% | 0.8311% | 56.79% | 2.081% | 39.8% | 0.4948% | 100%
Floorspace-Based | SDG&E | Health Care | 0% | 0% | 0% | 0% | 0% | 0% | 0% | 12.65% | 59.26% | 0.6848% | 23.43% | 3.972% | 100%
Floorspace-Based | SDG&E | Lodging | 0% | 0% | 0% | 0% | 0% | 0.8085% | 0.3867% | 20.75% | 36.6% | 6.425% | 22.84% | 12.19% | 100%
Floorspace-Based | SDG&E | Miscellaneous | 0% | 0% | 0% | 0.08763% | 0% | 0.09948% | 0.7978% | 8.095% | 57.88% | 6.905% | 23.2% | 2.932% | 100%
Floorspace-Based | SDG&E | Office, Large | 0% | 0% | 0% | 0% | 0% | 0.3377% | 1.573% | 6.271% | 50.34% | 1.6% | 39% | 0.8797% | 100%
Floorspace-Based | SDG&E | Office, Small | 0% | 0% | 0% | 0% | 0% | 0% | 2.253% | 5.662% | 67.3% | 6.365% | 18.07% | 0.3485% | 100%
Floorspace-Based | SDG&E | Refrigerated Warehouse | 0% | 0% | 0% | 0% | 0% | 0% | 0% | 0% | 14.86% | 0% | 81.63% | 3.509% | 100%
Floorspace-Based | SDG&E | Restaurant | 0% | 0% | 0% | 0% | 0% | 0.3242% | 0.229% | 4.48% | 64.11% | 5.794% | 22.34% | 2.724% | 100%
Floorspace-Based | SDG&E | Retail | 0% | 0% | 0.0782% | 0% | 0% | 0% | 0.03775% | 4.151% | 48.76% | 11.54% | 34.27% | 1.163% | 100%
Floorspace-Based | SDG&E | School | 0% | 0% | 0% | 0% | 0% | 0% | 7.199% | 10.75% | 51.74% | 3.101% | 27.21% | 0% | 100%
Floorspace-Based | SDG&E | Warehouse | 0% | 0% | 0% | 0% | 0% | 0% | 1.918% | 6.692% | 52.1% | 4.721% | 33.01% | 1.555% | 100%
Floorspace-Based | SDG&E | All Commercial | 0% | 0% | 0.01024% | 0.01912% | 0% | 0.1451% | 1.657% | 7.787% | 55.32% | 5.207% | 27.47% | 2.384% | 100%
Floorspace-Based | LADWP | College | 0% | 89.03% | 0% | 0% | 0% | 0% | 0% | 5.311% | 4.756% | 0.8359% | 0.06543% | 0% | 100%
Floorspace-Based | LADWP | Food Stores | 0% | 0% | 0% | 0% | 0% | 0% | 0% | 0.1597% | 72.18% | 4.142% | 19.72% | 3.792% | 100%
Floorspace-Based | LADWP | Health Care | 0% | 0% | 0% | 0% | 0% | 0% | 1.589% | 0% | 82.74% | 11.37% | 4.299% | 0% | 100%
Floorspace-Based | LADWP | Lodging | 0% | 0% | 0% | 0% | 0% | 0% | 0% | 1.013% | 52.03% | 5.275% | 23.41% | 18.27% | 100%
Floorspace-Based | LADWP | Miscellaneous | 0% | 0% | 0% | 0% | 0% | 0% | 1.33% | 4.37% | 74.93% | 7.174% | 12.19% | 0% | 100%
Floorspace-Based | LADWP | Office, Large | 0% | 0% | 0% | 0% | 0.5225% | 2.618% | 0.3885% | 5.923% | 73.84% | 0.9195% | 15.49% | 0.2965% | 100%
Floorspace-Based | LADWP | Office, Small | 0% | 0% | 0% | 0% | 0% | 0% | 0% | 0% | 89.67% | 4.896% | 5.431% | 0% | 100%
Floorspace-Based | LADWP | Refrigerated Warehouse | 0% | 0% | 0% | 0% | 0% | 0% | 0% | 0% | 64.77% | 18.58% | 16.66% | 0% | 100%
Floorspace-Based | LADWP | Restaurant | 0% | 0% | 0% | 0% | 0% | 0% | 0% | 0% | 75.48% | 8.877% | 15.41% | 0.2345% | 100%
Floorspace-Based | LADWP | Retail | 0% | 0% | 0% | 0% | 0% | 0% | 0% | 1.353% | 65.98% | 4.234% | 27.72% | 0.7103% | 100%
Floorspace-Based | LADWP | School | 0% | 0% | 0% | 0% | 0% | 0% | 0% | 0.4282% | 79.52% | 11.18% | 8.874% | 0% | 100%
Floorspace-Based | LADWP | Warehouse | 0% | 0% | 0% | 0% | 0% | 0% | 0% | 0% | 84.9% | 6.348% | 8.756% | 0% | 100%
Floorspace-Based | LADWP | All Commercial | 0% | 4.395% | 0% | 0% | 0.1352% | 0.6775% | 0.3914% | 2.76% | 71.24% | 5.368% | 13.96% | 1.077% | 100%
Floorspace-Based | SMUD | College | 0% | 0% | 0% | 0% | 0% | 0% | 0% | 0.8153% | 54.17% | 0% | 42.32% | 2.693% | 100%
Floorspace-Based | SMUD | Food Stores | 0% | 0% | 0% | 0% | 0.2203% | 0.2585% | 0.06321% | 0.4137% | 56.27% | 0.3861% | 40.16% | 2.235% | 100%
Floorspace-Based | SMUD | Health Care | 0% | 0% | 0% | 0% | 0% | 0% | 0% | 6.481% | 56.85% | 1.455% | 30.72% | 4.492% | 100%
Floorspace-Based | SMUD | Lodging | 0% | 0% | 0% | 0% | 0% | 0% | 5.354% | 5.135% | 36.48% | 0% | 48.07% | 4.959% | 100%
Floorspace-Based | SMUD | Miscellaneous | 0% | 0.2826% | 0% | 0% | 0.4301% | 0.04678% | 4.111% | 11.2% | 55.88% | 1.388% | 26.61% | 0.04781% | 100%
Floorspace-Based | SMUD | Office, Large | 0% | 0% | 0% | 0% | 5.162% | 0% | 5.861% | 13.72% | 40.98% | 0% | 34.28% | 0% | 100%
Floorspace-Based | SMUD | Office, Small | 0% | 0% | 0.1269% | 0% | 0.3725% | 0.7029% | 3.026% | 5.664% | 60.29% | 1.376% | 27.63% | 0.8142% | 100%
Floorspace-Based | SMUD | Refrigerated Warehouse | 0% | 0% | 0% | 0% | 0% | 0% | 0% | 0% | 61.7% | 0% | 9.74% | 28.56% | 100%
Floorspace-Based | SMUD | Restaurant | 0% | 0% | 0% | 0% | 0% | 0.7337% | 0.1716% | 6.602% | 49.67% | 2.071% | 38.2% | 2.552% | 100%
Floorspace-Based | SMUD | Retail | 0% | 0% | 0% | 0% | 0% | 0.2408% | 0.4582% | 6.55% | 47.91% | 0.868% | 40.19% | 3.784% | 100%
Floorspace-Based | SMUD | School | 0% | 0% | 0% | 0% | 0% | 0.2629% | 0.203% | 0.5994% | 77.46% | 5.45% | 15.96% | 0.0629% | 100%
Floorspace-Based | SMUD | Warehouse | 0% | 0% | 0% | 0% | 0% | 0% | 9.09% | 6.897% | 49.48% | 9.758% | 24.78% | 0% | 100%
Floorspace-Based | SMUD | All Commercial | 0% | 0.05435% | 0.01256% | 0% | 0.9024% | 0.1729% | 3.018% | 7.376% | 53.45% | 2.066% | 31.16% | 1.784% | 100%
Floorspace-Based | FCZ01 | College | 0% | 0% | 0% | 0% | 1.695% | 0.1081% | 0.1082% | 1.042% | 94.35% | 1.107% | 0.7733% | 0.8204% | 100%
Floorspace-Based | FCZ01 | Food Stores | 0.4768% | 0% | 0% | 0% | 0% | 0% | 0.02426% | 0.927% | 67.27% | 4.786% | 25.78% | 0.7335% | 100%
Floorspace-Based | FCZ01 | Health Care | 0% | 0% | 0% | 0% | 0% | 2.21% | 0.2243% | 10.11% | 37.26% | 1.744% | 46.28% | 2.168% | 100%
Floorspace-Based | FCZ01 | Lodging | 0% | 0% | 0% | 0.2097% | 1.328% | 0% | 5.36% | 8.908% | 52.91% | 4.5% | 24.26% | 2.52% | 100%
Floorspace-Based | FCZ01 | Miscellaneous | 0% | 0% | 0% | 0.3242% | 0.4321% | 0.09664% | 0.7391% | 5.583% | 64.13% | 5.613% | 20.43% | 2.647% | 100%
Floorspace-Based | FCZ01 | Office, Large | 0% | 0% | 1.184% | 0.05194% | 0.9013% | 0% | 5.7% | 11.07% | 52.07% | 1.998% | 23.71% | 3.312% | 100%
Floorspace-Based | FCZ01 | Office, Small | 0% | 0% | 0% | 0% | 0.1467% | 0.4413% | 1.174% | 5.956% | 68.17% | 5.753% | 16.79% | 1.569% | 100%
Floorspace-Based | FCZ01 | Refrigerated Warehouse | 0% | 0% | 0% | 0% | 0% | 0% | 0% | 2.738% | 84.95% | 2.62% | 5.368% | 4.32% | 100%
Floorspace-Based | FCZ01 | Restaurant | 0% | 0% | 0% | 0.5369% | 0.4644% | 0.2163% | 0.4161% | 3.817% | 61.75% | 12.26% | 18.85% | 1.694% | 100%
Floorspace-Based | FCZ01 | Retail | 0% | 0% | 0% | 0% | 0% | 0.02133% | 1.051% | 2.132% | 53.26% | 11.05% | 27.82% | 4.667% | 100%
Floorspace-Based | FCZ01 | School | 0% | 0% | 0% | 0% | 3.189% | 0% | 1.471% | 4.106% | 69.91% | 13.64% | 7.456% | 0.2363% | 100%
Floorspace-Based | FCZ01 | Warehouse | 0% | 0% | 0% | 0% | 0% | 0% | 0.7913% | 11.08% | 58.78% | 3.086% | 25.38% | 0.8846% | 100%
Floorspace-Based | FCZ01 | All Commercial | 0.01218% | 0% | 0.366% | 0.0947% | 0.6649% | 0.2005% | 2.581% | 7.469% | 58.41% | 4.907% | 22.74% | 2.553% | 100%
Floorspace-Based | FCZ02 | College | 0% | 0% | 0% | 0% | 0% | 0% | 0% | 0% | 88.37% | 6.049% | 5.581% | 0% | 100%
Floorspace-Based | FCZ02 | Food Stores | 0% | 0% | 0% | 0% | 1.139% | 1.015% | 0.628% | 4.976% | 51.55% | 20.31% | 19.23% | 1.146% | 100%
Floorspace-Based | FCZ02 | Health Care | 0% | 0% | 0% | 0.5773% | 0% | 0% | 0.4576% | 9.845% | 55.26% | 2.969% | 26.73% | 4.168% | 100%
Floorspace-Based | FCZ02 | Lodging | 0% | 0% | 0% | 0% | 0% | 0% | 0.3276% | 5.557% | 60.03% | 1.83% | 31.44% | 0.8158% | 100%
Floorspace-Based | FCZ02 | Miscellaneous | 0% | 0% | 0.7257% | 2.334% | 0.6985% | 3.497% | 3.321% | 6.641% | 54.42% | 4.108% | 21.36% | 2.896% | 100%
Floorspace-Based | FCZ02 | Office, Large | 0% | 0% | 0% | 0% | 0% | 5.866% | 31.51% | 7.724% | 34.05% | 0% | 20.86% | 0% | 100%
Floorspace-Based | FCZ02 | Office, Small | 0.5271% | 0% | 0% | 0% | 0% | 2.845% | 0.9897% | 9.746% | 57.76% | 2.431% | 25.08% | 0.6262% | 100%
Floorspace-Based | FCZ02 | Refrigerated Warehouse | 0% | 0% | 0% | 0% | 0% | 7.345% | 0% | 0% | 83.73% | 1.511% | 7.411% | 0% | 100%
Floorspace-Based | FCZ02 | Restaurant | 0% | 0% | 0% | 0% | 0% | 0% | 0.7945% | 11.08% | 56.57% | 11.43% | 17.29% | 2.841% | 100%
Floorspace-Based | FCZ02 | Retail | 0% | 0% | 0% | 0% | 0% | 0.8253% | 3.603% | 7.511% | 54.58% | 11.88% | 19.7% | 1.904% | 100%
Floorspace-Based | FCZ02 | School | 0% | 0% | 0% | 0% | 8.636% | 4.659% | 1.443% | 9.929% | 68.71% | 1.517% | 5.104% | 0% | 100%
Floorspace-Based | FCZ02 | Warehouse | 0% | 0% | 0% | 0% | 0% | 1.256% | 0.6679% | 1.635% | 40.16% | 2.703% | 19.59% | 33.99% | 100%
Floorspace-Based | FCZ02 | All Commercial | 0.06593% | 0% | 0.1406% | 0.4921% | 0.6233% | 2.056% | 3.264% | 6.672% | 56.31% | 4.489% | 21.98% | 3.908% | 100%
Floorspace-Based | FCZ03 | College | 0% | 0% | 0% | 0% | 0% | 27.93% | 0% | 46% | 22.43% | 3.55% | 0.09123% | 0% | 100%
Floorspace-Based | FCZ03 | Food Stores | 0% | 0% | 0% | 0% | 0% | 1.006% | 1.018% | 5.432% | 55.66% | 14.94% | 19.93% | 2.013% | 100%
Floorspace-Based | FCZ03 | Health Care | 0% | 0% | 0% | 0% | 0% | 0% | 0% | 32.98% | 37.1% | 1.448% | 19.26% | 9.213% | 100%
Floorspace-Based | FCZ03 | Lodging | 0% | 0% | 0% | 0% | 0% | 0% | 0.1867% | 5.715% | 22.44% | 12.76% | 58.9% | 0% | 100%
Floorspace-Based | FCZ03 | Miscellaneous | 0% | 0% | 0% | 0% | 3.879% | 0.1756% | 0.1622% | 4.956% | 51.16% | 20.85% | 18.14% | 0.6766% | 100%
Floorspace-Based | FCZ03 | Office, Large | 0% | 0% | 0% | 0% | 0% | 0% | 0% | 82.03% | 6.872% | 0% | 11.1% | 0% | 100%
Floorspace-Based | FCZ03 | Office, Small | 0% | 0% | 0% | 0% | 0% | 0% | 0% | 10.52% | 45.52% | 12.78% | 29.72% | 1.465% | 100%
Floorspace-Based | FCZ03 | Refrigerated Warehouse | 0% | 0% | 0% | 0% | 0% | 0% | 0% | 0% | 89.09% | 0% | 10.91% | 0% | 100%
Floorspace-Based | FCZ03 | Restaurant | 0% | 0% | 0% | 0% | 1.881% | 1.846% | 2.26% | 4.131% | 67.13% | 2.234% | 20.51% | 0% | 100%
Floorspace-Based | FCZ03 | Retail | 0% | 0% | 0% | 0% | 0% | 0% | 1.49% | 7.574% | 51.3% | 9.52% | 27.07% | 3.049% | 100%
Floorspace-Based | FCZ03 | School | 0% | 1.277% | 0% | 0% | 0% | 0% | 0% | 33.67% | 53.99% | 4.942% | 6.126% | 0% | 100%
Floorspace-Based | FCZ03 | Warehouse | 0% | 0% | 0% | 0% | 0% | 0% | 4.898% | 2.797% | 35.22% | 6.659% | 49.95% | 0.4799% | 100%
Floorspace-Based | FCZ03 | All Commercial | 0% | 0.2186% | 0% | 0% | 1.036% | 2.197% | 0.6687% | 18.42% | 44.14% | 10.64% | 21.41% | 1.267% | 100%
Floorspace-Based | FCZ04 | College | 0% | 0% | 0% | 0% | 0% | 0% | 0% | 0% | 76.43% | 1.334% | 19.41% | 2.818% | 100%
Floorspace-Based | FCZ04 | Food Stores | 0% | 0% | 0% | 0% | 0% | 0% | 3.259% | 4.417% | 39.79% | 11.2% | 37.22% | 4.112% | 100%
Floorspace-Based | FCZ04 | Health Care | 0% | 0% | 0% | 0% | 0% | 0% | 3.847% | 17.58% | 55.55% | 1.645% | 19.33% | 2.042% | 100%
Floorspace-Based | FCZ04 | Lodging | 0% | 0% | 1.406% | 0% | 0% | 0% | 2.442% | 9.501% | 35.09% | 4.538% | 43.13% | 3.896% | 100%
Floorspace-Based | FCZ04 | Miscellaneous | 0% | 0% | 0% | 0% | 0% | 0% | 5.783% | 5.09% | 37.58% | 6.112% | 40.63% | 4.813% | 100%
Floorspace-Based | FCZ04 | Office, Large | 0% | 0% | 0% | 0% | 0% | 0% | 0% | 6.731% | 16.24% | 25.45% | 50.68% | 0.8985% | 100%
Floorspace-Based | FCZ04 | Office, Small | 0% | 0% | 0% | 0% | 0% | 0% | 0.6751% | 8.764% | 24.68% | 7.012% | 57.36% | 1.51% | 100%
Floorspace-Based | FCZ04 | Refrigerated Warehouse | 0% | 0% | 0% | 0% | 0% | 0% | 0% | 0% | 7.93% | 28.08% | 60.97% | 3.023% | 100%
Floorspace-Based | FCZ04 | Restaurant | 0% | 0% | 0% | 0% | 0% | 0.6469% | 1.659% | 15.14% | 26.93% | 12.09% | 39.8% | 3.736% | 100%
Floorspace-Based | FCZ04 | Retail | 0% | 0% | 0% | 0% | 1.287% | 2.376% | 1.33% | 10.32% | 28.57% | 18.08% | 36.43% | 1.597% | 100%
Floorspace-Based | FCZ04 | School | 0% | 0% | 0% | 0% | 0% | 0% | 0% | 24.55% | 44.23% | 2.295% | 28.52% | 0.407% | 100%
Floorspace-Based | FCZ04 | Warehouse | 0% | 0% | 0% | 0% | 0% | 0% | 0.1302% | 7.079% | 16.62% | 15.73% | 55.57% | 4.86% | 100%
Floorspace-Based | FCZ04 | All Commercial | 0% | 0% | 0.04671% | 0% | 0.1562% | 0.301% | 1.864% | 8.347% | 31.07% | 11.34% | 43.58% | 3.297% | 100%
Floorspace-Based | FCZ05 | College | 0% | 0% | 0% | 0% | 0% | 0% | 10.55% | 0% | 45.36% | 2.317% | 41.77% | 0% | 100%
Floorspace-Based | FCZ05 | Food Stores | 0% | 0% | 0% | 0% | 0% | 0% | 0% | 0% | 52.7% | 16.67% | 27.14% | 3.489% | 100%
Floorspace-Based | FCZ05 | Health Care | 0% | 0% | 0% | 0% | 0% | 0.7015% | 0% | 7.015% | 36.67% | 3.034% | 38.26% | 14.32% | 100%
Floorspace-Based | FCZ05 | Lodging | 0% | 0% | 0% | 0% | 0% | 0% | 0% | 3.793% | 44.68% | 8.054% | 38.63% | 4.848% | 100%
Floorspace-Based | FCZ05 | Miscellaneous | 0% | 0% | 0% | 0% | 0% | 0% | 1.325% | 5.148% | 56.59% | 4.838% | 26.08% | 6.019% | 100%
Floorspace-Based | FCZ05 | Office, Large | 0% | 0% | 0% | 0% | 0% | 0% | 0% | 14.8% | 74.83% | 0% | 10.37% | 0% | 100%
Floorspace-Based | FCZ05 | Office, Small | 0% | 0% | 0% | 0% | 0% | 0% | 1.123% | 3.746% | 53.54% | 6.779% | 32.03% | 2.782% | 100%
Floorspace-Based | FCZ05 | Refrigerated Warehouse | 0% | 0% | 0% | 0% | 0% | 0% | 0% | 0% | 5.735% | 14.3% | 32.42% | 47.55% | 100%
Floorspace-Based | FCZ05 | Restaurant | 0% | 0% | 0% | 0% | 0% | 0% | 1.187% | 3.985% | 46.47% | 14.12% | 30.31% | 3.926% | 100%
Floorspace-Based | FCZ05 | Retail | 0% | 0% | 0% | 0% | 0% | 0.1581% | 0% | 3.079% | 42.47% | 16.16% | 35.95% | 2.176% | 100%
Floorspace-Based | FCZ05 | School | 0% | 0% | 0% | 0% | 0% | 0% | 0% | 10.45% | 53.16% | 15.34% | 21.05% | 0% | 100%
Floorspace-Based | FCZ05 | Warehouse | 0% | 0% | 0% | 0% | 0% | 0% | 0% | 7.282% | 28.63% | 10.16% | 39.59% | 14.34% | 100%
Floorspace-Based | FCZ05 | All Commercial | 0% | 0% | 0% | 0% | 0% | 0.07319% | 0.8988% | 5.367% | 46.91% | 8.97% | 31.06% | 6.728% | 100%
Floorspace-Based | FCZ06 | College | 0% | 0% | 0% | 0% | 0% | 52.51% | 0% | 2.145% | 38.88% | 3.779% | 2.683% | 0% | 100%
Floorspace-Based | FCZ06 | Food Stores | 0% | 0% | 0% | 0% | 0% | 0% | 0.5063% | 0.6916% | 35.46% | 24.45% | 38.47% | 0.4175% | 100%
Floorspace-Based | FCZ06 | Health Care | 0% | 0% | 0% | 0% | 0% | 0% | 0% | 5.126% | 50.65% | 0.2817% | 39.16% | 4.786% | 100%
Floorspace-Based | FCZ06 | Lodging | 0% | 0% | 0% | 0% | 0% | 0% | 0% | 4.12% | 65.33% | 2.258% | 24.03% | 4.253% | 100%
Floorspace-Based | FCZ06 | Miscellaneous | 0% | 1.204% | 0% | 0% | 0% | 0% | 0% | 5.167% | 58.32% | 8.879% | 24.32% | 2.105% | 100%
Floorspace-Based | FCZ06 | Office, Large | 0% | 0% | 0% | 0% | 0% | 2.503% | 5.255% | 2.994% | 28.06% | 0% | 61.19% | 0% | 100%
Floorspace-Based | FCZ06 | Office, Small | 0% | 0% | 0% | 0% | 0% | 0% | 0% | 4.664% | 63.15% | 14.84% | 17.34% | 0% | 100%
Floorspace-Based | FCZ06 | Refrigerated Warehouse | 0% | 0% | 0% | 0% | 0% | 0% | 0% | 0% | 27.75% | 7.413% | 24.28% | 40.56% | 100%
Floorspace-Based | FCZ06 | Restaurant | 0% | 0% | 0% | 0% | 0% | 0.597% | 0% | 1.107% | 57.76% | 13.54% | 24.59% | 2.407% | 100%
Floorspace-Based | FCZ06 | Retail | 0% | 0% | 0% | 0% | 0% | 0.2954% | 0% | 2.888% | 37.99% | 24.04% | 32.82% | 1.957% | 100%
Floorspace-Based | FCZ06 | School | 0% | 0% | 0% | 0% | 0% | 0% | 0% | 0.6765% | 95% | 1.196% | 3.132% | 0% | 100%
Floorspace-Based | FCZ06 | Warehouse | 0% | 0% | 0% | 0% | 0% | 0% | 0% | 2.818% | 38.98% | 14.78% | 40.99% | 2.435% | 100%
Floorspace-Based | FCZ06 | All Commercial | 0% | 0.1996% | 0% | 0% | 0% | 4.487% | 0.2855% | 3.445% | 53.99% | 9.92% | 25.44% | 2.235% | 100%
Floorspace-Based | FCZ07 | College | 0% | 0% | 0% | 0% | 0% | 1.801% | 0% | 28.31% | 59.69% | 1.81% | 8.395% | 0% | 100%
Floorspace-Based | FCZ07 | Food Stores | 0% | 0% | 0% | 0% | 0.6567% | 0.3885% | 0.02149% | 0.7817% | 65.32% | 15.79% | 16.55% | 0.4908% | 100%
Floorspace-Based | FCZ07 | Health Care | 0% | 0% | 0% | 0% | 0% | 0.2737% | 2.475% | 7.25% | 60.16% | 6.287% | 23.23% | 0.3328% | 100%
Floorspace-Based | FCZ07 | Lodging | 0% | 0% | 0% | 0% | 0% | 0.4362% | 0.5223% | 2.793% | 57.14% | 16.63% | 18.45% | 4.03% | 100%
Floorspace-Based | FCZ07 | Miscellaneous | 0% | 0.2045% | 0% | 0% | 0.007355% | 0.5704% | 1.71% | 4.596% | 66.46% | 13.86% | 11.17% | 1.424% | 100%
Floorspace-Based | FCZ07 | Office, Large | 0% | 0% | 0% | 0% | 0% | 0.6361% | 4.828% | 9.356% | 50.42% | 7.581% | 26.95% | 0.2215% | 100%
Floorspace-Based | FCZ07 | Office, Small | 0.4319% | 0% | 0% | 0% | 0.1152% | 0.257% | 0.6322% | 2.987% | 73.51% | 8.993% | 12.12% | 0.9544% | 100%
Floorspace-Based | FCZ07 | Refrigerated Warehouse | 0% | 0% | 0% | 0% | 0% | 0% | 0% | 0% | 43.48% | 33.85% | 22.67% | 0% | 100%
Floorspace-Based | FCZ07 | Restaurant | 0% | 0% | 0% | 0% | 0% | 0.1574% | 0.3689% | 2.352% | 64.26% | 11.75% | 19.43% | 1.69% | 100%
Floorspace-Based | FCZ07 | Retail | 0% | 0% | 0% | 0% | 0.07759% | 0% | 0.8523% | 2.358% | 58.31% | 13.21% | 23.79% | 1.4% | 100%
Floorspace-Based | FCZ07 | School | 0% | 0% | 1.162% | 0% | 0.9651% | 1.006% | 0.6698% | 5.987% | 69.97% | 5.369% | 14.78% | 0.08872% | 100%
Floorspace-Based | FCZ07 | Warehouse | 0% | 0% | 0% | 0% | 0% | 0% | 2.053% | 3.832% | 62.22% | 10.93% | 19.44% | 1.522% | 100%
Floorspace-Based | FCZ07 | All Commercial | 0.03794% | 0.02896% | 0.1023% | 0% | 0.1277% | 0.4134% | 1.71% | 5.662% | 61.68% | 10.59% | 18.58% | 1.065% | 100%
Floorspace-Based | FCZ08 | College | 0% | 0% | 0% | 0% | 0% | 0% | 0% | 20.45% | 25.47% | 0.4995% | 53.58% | 0% | 100%
Floorspace-Based | FCZ08 | Food Stores | 0% | 0% | 0% | 0% | 0% | 0% | 0% | 2.324% | 61.14% | 3.282% | 31.98% | 1.272% | 100%
Floorspace-Based | FCZ08 | Health Care | 0% | 0% | 0% | 0% | 0% | 0% | 0% | 13.56% | 67.86% | 0% | 18.58% | 0% | 100%
Floorspace-Based | FCZ08 | Lodging | 0% | 0% | 0% | 0% | 0% | 0% | 0% | 5.995% | 83.44% | 6.404% | 4.166% | 0% | 100%
Floorspace-Based | FCZ08 | Miscellaneous | 0% | 0% | 0% | 0% | 0% | 0% | 0% | 3.686% | 57.11% | 7.383% | 31.05% | 0.7672% | 100%
Floorspace-Based | FCZ08 | Office, Large | 0% | 0% | 0% | 0% | 0% | 0% | 0% | 13.1% | 35.15% | 0% | 43.98% | 7.77% | 100%
Floorspace-Based | FCZ08 | Office, Small | 0% | 0% | 0% | 0% | 0% | 0% | 0% | 4.972% | 66.49% | 4.734% | 23.1% | 0.7034% | 100%
Floorspace-Based | FCZ08 | Refrigerated Warehouse | 0% | 0% | 0% | 0% | 0% | 0% | 0% | 0% | 95.78% | 4.218% | 0% | 0% | 100%
Floorspace-Based | FCZ08 | Restaurant | 0% | 0% | 0% | 0% | 0% | 0% | 6.944% | 0.4646% | 69.61% | 3.981% | 19% | 0% | 100%
Floorspace-Based | FCZ08 | Retail | 0% | 0% | 0% | 0% | 0% | 0% | 0.5919% | 0.4938% | 60.15% | 11.94% | 22.83% | 4.001% | 100%
Floorspace-Based | FCZ08 | School | 0% | 0% | 0% | 0% | 2.44% | 0% | 0% | 0% | 74.29% | 0% | 21.93% | 1.346% | 100%
Floorspace-Based | FCZ08 | Warehouse | 0% | 0% | 0% | 0% | 0% | 0% | 0% | 6.791% | 57.35% | 5.836% | 30.02% | 0% | 100%
Floorspace-Based | FCZ08 | All Commercial | 0% | 0% | 0% | 0% | 0.216% | 0% | 0.3469% | 7.33% | 55.51% | 4.322% | 30.3% | 1.976% | 100%
Floorspace-Based | FCZ09 | College | 0% | 0% | 0% | 0% | 0% | 0% | 0% | 44.96% | 53.52% | 0% | 1.522% | 0% | 100%
Floorspace-Based | FCZ09 | Food Stores | 0% | 0% | 0% | 0% | 0% | 0% | 0% | 1.867% | 70.6% | 15.09% | 11.23% | 1.209% | 100%
Floorspace-Based | FCZ09 | Health Care | 0% | 0% | 0% | 0% | 0% | 0% | 0% | 22.14% | 13.77% | 40.29% | 19.94% | 3.856% | 100%
Floorspace-Based | FCZ09 | Lodging | 0% | 0% | 0% | 0% | 0% | 0% | 0% | 0% | 58.69% | 5.052% | 36.26% | 0% | 100%
Floorspace-Based | FCZ09 | Miscellaneous | 0% | 0% | 0% | 0% | 0% | 0% | 2.561% | 5.75% | 58.96% | 9.252% | 19.78% | 3.691% | 100%
Floorspace-Based | FCZ09 | Office, Large | 0% | 0% | 0% | 0% | 0% | 0% | 0% | 72.65% | 19.37% | 0% | 7.983% | 0% | 100%
Floorspace-Based | FCZ09 | Office, Small | 0% | 0% | 0% | 0% | 0% | 0% | 1.275% | 6.023% | 38.74% | 16.75% | 37.21% | 0% | 100%
Floorspace-Based | FCZ09 | Refrigerated Warehouse | 0% | 0% | 0% | 0% | 0% | 0% | 0% | 0% | 7.844% | 0% | 92.16% | 0% | 100%
Floorspace-Based | FCZ09 | Restaurant | 0% | 0% | 0% | 0% | 0% | 0% | 0% | 7.748% | 45.09% | 16.8% | 26.64% | 3.712% | 100%
Floorspace-Based | FCZ09 | Retail | 0% | 0% | 0% | 0% | 0% | 0% | 0.6777% | 1.099% | 24.78% | 3.196% | 68.52% | 1.734% | 100%
Floorspace-Based | FCZ09 | School | 0% | 0% | 0% | 0% | 0% | 0% | 0% | 7.826% | 52.85% | 5.147% | 34.18% | 0% | 100%
Floorspace-Based | FCZ09 | Warehouse | 0% | 0% | 0% | 0% | 0% | 0% | 0% | 0.979% | 11.84% | 4.045% | 83.14% | 0% | 100%
Floorspace-Based | FCZ09 | All Commercial | 0% | 0% | 0% | 0% | 0% | 0% | 0.7501% | 8.047% | 38.27% | 8.809% | 42.73% | 1.39% | 100%
Floorspace-Based | FCZ10 | College | 0% | 0% | 0% | 0% | 0% | 0% | 6.21% | 31.02% | 43.33% | 1.711% | 10.98% | 6.74% | 100%
Floorspace-Based | FCZ10 | Food Stores | 0% | 0% | 0% | 0% | 0% | 0% | 0.0895% | 12.07% | 32.59% | 26.05% | 23.29% | 5.912% | 100%
Floorspace-Based | FCZ10 | Health Care | 0% | 0% | 0% | 0% | 0% | 0% | 2.603% | 3.108% | 54.92% | 8.978% | 21.07% | 9.32% | 100%
Floorspace-Based | FCZ10 | Lodging | 0% | 0% | 0% | 0% | 0% | 0% | 0.2406% | 17.54% | 35.58% | 6.252% | 33.97% | 6.423% | 100%
Floorspace-Based | FCZ10 | Miscellaneous | 0% | 0% | 0% | 0% | 0% | 0% | 0.5294% | 6.906% | 46.62% | 12.74% | 33.16% | 0.04765% | 100%
Floorspace-Based | FCZ10 | Office, Large | 0% | 0% | 0% | 0% | 0% | 0% | 0% | 6.096% | 32.51% | 12.26% | 47.1% | 2.032% | 100%
Floorspace-Based | FCZ10 | Office, Small | 0% | 0% | 0% | 2.193% | 0.9468% | 0% | 0.4974% | 7.791% | 44.9% | 8.403% | 34.78% | 0.4839% | 100%
Floorspace-Based | FCZ10 | Refrigerated Warehouse | 0% | 0% | 0% | 0% | 0% | 0% | 0% | 0.6323% | 0% | 0% | 19.69% | 79.67% | 100%
Floorspace-Based | FCZ10 | Restaurant | 0% | 0% | 0% | 0% | 0% | 0% | 0.5141% | 2.779% | 46.37% | 7.545% | 41.64% | 1.152% | 100%
Floorspace-Based | FCZ10 | Retail | 0% | 0% | 0% | 0% | 0% | 0% | 0.8354% | 25.23% | 24.48% | 6.983% | 31.31% | 11.17% | 100%
Floorspace-Based | FCZ10 | School | 0% | 0% | 0% | 0% | 0% | 0.623% | 5.235% | 13.17% | 47.32% | 0% | 33.65% | 0% | 100%
Floorspace-Based | FCZ10 | Warehouse | 0% | 0% | 0% | 0% | 0% | 2.221% | 0.5715% | 7.925% | 18.23% | 13.9% | 50.18% | 6.964% | 100%
Floorspace-Based | FCZ10 | All Commercial | 0% | 0% | 0% | 0.1274% | 0.05502% | 0.8661% | 1.175% | 11.36% | 31.11% | 10.22% | 38.49% | 6.6% | 100%
Floorspace-Based | FCZ11 | College | 0% | 0% | 0% | 0% | 0% | 0% | 0% | 7.482% | 44.86% | 0% | 47.06% | 0.5981% | 100%
Floorspace-Based | FCZ11 | Food Stores | 0% | 0% | 0% | 0% | 0% | 0% | 0% | 0.174% | 66.87% | 14.29% | 9.281% | 9.392% | 100%
Floorspace-Based | FCZ11 | Health Care | 0% | 0% | 0% | 0% | 0% | 0% | 5.733% | 20.96% | 42.79% | 5.735% | 7.37% | 17.42% | 100%
Floorspace-Based | FCZ11 | Lodging | 0% | 0% | 0% | 0% | 0% | 0% | 0% | 26.77% | 40.63% | 18.21% | 12.53% | 1.848% | 100%
Floorspace-Based | FCZ11 | Miscellaneous | 0% | 0% | 0% | 0% | 0% | 0% | 0% | 13.06% | 39.05% | 5.657% | 40.33% | 1.9% | 100%
Floorspace-Based | FCZ11 | Office, Large | 0% | 0% | 0% | 0% | 0% | 0% | 11.17% | 0% | 26.88% | 10.05% | 51.9% | 0% | 100%
Floorspace-Based | FCZ11 | Office, Small | 0% | 0% | 0% | 0% | 0% | 0% | 0% | 11.76% | 30.83% | 12.8% | 42.27% | 2.342% | 100%
Floorspace-Based | FCZ11 | Refrigerated Warehouse | 0% | 0% | 0% | 0% | 0% | 0% | 0% | 1.225% | 11.64% | 0% | 87.14% | 0% | 100%
Floorspace-Based | FCZ11 | Restaurant | 0% | 0% | 0% | 0% | 0% | 0% | 0% | 6.188% | 40.91% | 15.57% | 34.81% | 2.526% | 100%
Floorspace-Based | FCZ11 | Retail | 0% | 0% | 0% | 0% | 0% | 0% | 0% | 8.79% | 24.75% | 12.03% | 52.17% | 2.261% | 100%
Floorspace-Based | FCZ11 | School | 0% | 0% | 0% | 0% | 0% | 0% | 0% | 3.347% | 28.54% | 3.015% | 63.11% | 1.991% | 100%
Floorspace-Based | FCZ11 | Warehouse | 0% | 0% | 0% | 0% | 0% | 0% | 0.03984% | 0.4429% | 6.512% | 18.35% | 73.49% | 1.159% | 100%
Floorspace-Based | FCZ11 | All Commercial | 0% | 0% | 0% | 0% | 0% | 0% | 0.6603% | 7.768% | 26.81% | 11.2% | 51.04% | 2.518% | 100%
Floorspace-Based | FCZ12c | College | 0% | 0% | 0% | 0% | 0% | 0% | 6.949% | 2.939% | 86.38% | 0.4739% | 2.291% | 0.963% | 100%
Floorspace-Based | FCZ12c | Food Stores | 0% | 0% | 0% | 0% | 0% | 0% | 0% | 0.9412% | 64.6% | 2.617% | 31.12% | 0.7241% | 100%
Floorspace-Based | FCZ12c | Health Care | 0% | 0% | 0% | 0% | 0% | 0% | 0% | 9.273% | 56.64% | 0% | 32.35% | 1.737% | 100%
Floorspace-Based | FCZ12c | Lodging | 0% | 0% | 0% | 0% | 0% | 1.083% | 0.518% | 13.72% | 39.57% | 8.606% | 22.14% | 14.37% | 100%
Floorspace-Based | FCZ12c | Miscellaneous | 0% | 0% | 0% | 0.06363% | 0% | 0.142% | 0.8656% | 10.55% | 55.67% | 7.07% | 23.99% | 1.652% | 100%
Floorspace-Based | FCZ12c | Office, Large | 0% | 0% | 0% | 0% | 0% | 0.393% | 1.426% | 7.298% | 49.06% | 1.863% | 39.45% | 0.5096% | 100%
Floorspace-Based | FCZ12c | Office, Small | 0% | 0% | 0% | 0% | 0% | 0% | 1.161% | 5.025% | 71.54% | 3.07% | 18.8% | 0.3991% | 100%
Floorspace-Based | FCZ12c | Refrigerated Warehouse | 0% | 0% | 0% | 0% | 0% | 0% | 0% | 0% | 10.71% | 0% | 89.29% | 0% | 100%
Floorspace-Based | FCZ12c | Restaurant | 0% | 0% | 0% | 0% | 0% | 0% | 0.3431% | 2.532% | 65.78% | 4.567% | 23.4% | 3.376% | 100%
Floorspace-Based | FCZ12c | Retail | 0% | 0% | 0.1284% | 0% | 0% | 0% | 0% | 3.862% | 53.42% | 5.4% | 37.19% | 0% | 100%
Floorspace-Based | FCZ12c | School | 0% | 0% | 0% | 0% | 0% | 0% | 0.1172% | 15.97% | 37.75% | 2.874% | 43.29% | 0% | 100%
Floorspace-Based | FCZ12c | Warehouse | 0% | 0% | 0% | 0% | 0% | 0% | 2.477% | 5.628% | 47.25% | 4.622% | 38.01% | 2.009% | 100%
Floorspace-Based | FCZ12c | All Commercial | 0% | 0% | 0.01441% | 0.01369% | 0% | 0.1934% | 1.241% | 7.731% | 55.62% | 4.14% | 29.03% | 2.012% | 100%
Floorspace-Based | FCZ12i | College | 0% | 0% | 0% | 0% | 0% | 0% | 0% | 4.504% | 42.9% | 1.301% | 51.29% | 0% | 100%
Floorspace-Based | FCZ12i | Food Stores | 0% | 0% | 0% | 0% | 0% | 0% | 0% | 0.5936% | 39.95% | 0.9237% | 58.54% | 0% | 100%
Floorspace-Based | FCZ12i | Health Care | 0% | 0% | 0% | 0% | 0% | 0% | 0% | 17.05% | 62.67% | 1.575% | 11.84% | 6.874% | 100%
Floorspace-Based | FCZ12i | Lodging | 0% | 0% | 0% | 0% | 0% | 0% | 0% | 41.45% | 27.86% | 0% | 24.91% | 5.77% | 100%
Floorspace-Based | FCZ12i | Miscellaneous | 0% | 0% | 0% | 0.1438% | 0% | 0% | 0.6391% | 2.363% | 63.05% | 6.518% | 21.37% | 5.925% | 100%
Floorspace-Based | FCZ12i | Office, Large | 0% | 0% | 0% | 0% | 0% | 0% | 2.471% | 0% | 58.19% | 0% | 36.2% | 3.14% | 100%
Floorspace-Based | FCZ12i | Office, Small | 0% | 0% | 0% | 0% | 0% | 0% | 5.688% | 7.664% | 53.95% | 16.73% | 15.78% | 0.1895% | 100%
Floorspace-Based | FCZ12i | Refrigerated Warehouse | 0% | 0% | 0% | 0% | 0% | 0% | 0% | 0% | 59.14% | 0% | 0% | 40.86% | 100%
Floorspace-Based | FCZ12i | Restaurant | 0% | 0% | 0% | 0% | 0% | 0.9747% | 0% | 8.39% | 60.75% | 8.258% | 20.21% | 1.416% | 100%
Floorspace-Based | FCZ12i | Retail | 0% | 0% | 0% | 0% | 0% | 0% | 0.09656% | 4.602% | 41.51% | 21.09% | 29.72% | 2.975% | 100%
Floorspace-Based | FCZ12i | School | 0% | 0% | 0% | 0% | 0% | 0% | 15.42% | 4.707% | 67.98% | 3.364% | 8.534% | 0% | 100%
Floorspace-Based | FCZ12i | Warehouse | 0% | 0% | 0% | 0% | 0% | 0% | 0% | 10.34% | 68.73% | 5.059% | 15.87% | 0% | 100%
Floorspace-Based | FCZ12i | All Commercial | 0% | 0% | 0% | 0.03247% | 0% | 0.02652% | 2.678% | 7.925% | 54.6% | 7.827% | 23.62% | 3.297% | 100%
Floorspace-Based | FCZ13 | College | 0% | 0% | 0% | 0% | 0% | 0% | 0% | 0.8153% | 54.17% | 0% | 42.32% | 2.693% | 100%
Floorspace-Based | FCZ13 | Food Stores | 0% | 0% | 0% | 0% | 0.2203% | 0.2585% | 0.06321% | 0.4137% | 56.27% | 0.3861% | 40.16% | 2.235% | 100%
Floorspace-Based | FCZ13 | Health Care | 0% | 0% | 0% | 0% | 0% | 0% | 0% | 6.481% | 56.85% | 1.455% | 30.72% | 4.492% | 100%
Floorspace-Based | FCZ13 | Lodging | 0% | 0% | 0% | 0% | 0% | 0% | 5.354% | 5.135% | 36.48% | 0% | 48.07% | 4.959% | 100%
Floorspace-Based | FCZ13 | Miscellaneous | 0% | 0.2826% | 0% | 0% | 0.4301% | 0.04678% | 4.111% | 11.2% | 55.88% | 1.388% | 26.61% | 0.04781% | 100%
Floorspace-Based | FCZ13 | Office, Large | 0% | 0% | 0% | 0% | 5.162% | 0% | 5.861% | 13.72% | 40.98% | 0% | 34.28% | 0% | 100%
Floorspace-Based | FCZ13 | Office, Small | 0% | 0% | 0.1269% | 0% | 0.3725% | 0.7029% | 3.026% | 5.664% | 60.29% | 1.376% | 27.63% | 0.8142% | 100%
Floorspace-Based | FCZ13 | Refrigerated Warehouse | 0% | 0% | 0% | 0% | 0% | 0% | 0% | 0% | 61.7% | 0% | 9.74% | 28.56% | 100%
Floorspace-Based | FCZ13 | Restaurant | 0% | 0% | 0% | 0% | 0% | 0.7337% | 0.1716% | 6.602% | 49.67% | 2.071% | 38.2% | 2.552% | 100%
Floorspace-Based | FCZ13 | Retail | 0% | 0% | 0% | 0% | 0% | 0.2408% | 0.4582% | 6.55% | 47.91% | 0.868% | 40.19% | 3.784% | 100%
Floorspace-Based | FCZ13 | School | 0% | 0% | 0% | 0% | 0% | 0.2629% | 0.203% | 0.5994% | 77.46% | 5.45% | 15.96% | 0.0629% | 100%
Floorspace-Based | FCZ13 | Warehouse | 0% | 0% | 0% | 0% | 0% | 0% | 9.09% | 6.897% | 49.48% | 9.758% | 24.78% | 0% | 100%
Floorspace-Based | FCZ13 | All Commercial | 0% | 0.05435% | 0.01256% | 0% | 0.9024% | 0.1729% | 3.018% | 7.376% | 53.45% | 2.066% | 31.16% | 1.784% | 100%
Floorspace-Based | FCZ16 | College | 0% | 94.03% | 0% | 0% | 0% | 0% | 0% | 4.746% | 1.187% | 0% | 0.03582% | 0% | 100%
Floorspace-Based | FCZ16 | Food Stores | 0% | 0% | 0% | 0% | 0% | 0% | 0% | 0.2595% | 69.95% | 0.9168% | 23.03% | 5.841% | 100%
Floorspace-Based | FCZ16 | Health Care | 0% | 0% | 0% | 0% | 0% | 0% | 0% | 0% | 88.88% | 11.12% | 0% | 0% | 100%
Floorspace-Based | FCZ16 | Lodging | 0% | 0% | 0% | 0% | 0% | 0% | 0% | 1.097% | 49.92% | 5.599% | 23.6% | 19.79% | 100%
Floorspace-Based | FCZ16 | Miscellaneous | 0% | 0% | 0% | 0% | 0% | 0% | 1.336% | 5.822% | 75.72% | 4.613% | 12.5% | 0% | 100%
Floorspace-Based | FCZ16 | Office, Large | 0% | 0% | 0% | 0% | 0.5757% | 2.885% | 0.4281% | 5.777% | 74.96% | 0% | 15.05% | 0.3267% | 100%
Floorspace-Based | FCZ16 | Office, Small | 0% | 0% | 0% | 0% | 0% | 0% | 0% | 0% | 95.1% | 1.406% | 3.495% | 0% | 100%
Floorspace-Based | FCZ16 | Refrigerated Warehouse | 0% | 0% | 0% | 0% | 0% | 0% | 0% | 0% | 70.23% | 24.19% | 5.577% | 0% | 100%
Floorspace-Based | FCZ16 | Restaurant | 0% | 0% | 0% | 0% | 0% | 0% | 0% | 0% | 74.71% | 9.032% | 16.26% | 0% | 100%
Floorspace-Based | FCZ16 | Retail | 0% | 0% | 0% | 0% | 0% | 0% | 0% | 1.854% | 63.8% | 2.568% | 30.98% | 0.7997% | 100%
Floorspace-Based | FCZ16 | School | 0% | 0% | 0% | 0% | 0% | 0% | 0% | 0.586% | 79.62% | 9.746% | 10.05% | 0% | 100%
Floorspace-Based | FCZ16 | Warehouse | 0% | 0% | 0% | 0% | 0% | 0% | 0% | 0% | 87.38% | 10.01% | 2.608% | 0% | 100%
Floorspace-Based | FCZ16 | All Commercial | 0% | 5.652% | 0% | 0% | 0.1739% | 0.8713% | 0.3331% | 3.25% | 70.85% | 3.972% | 13.56% | 1.338% | 100%
Floorspace-Based | FCZ17 | College | 0% | 0% | 0% | 0% | 0% | 0% | 0% | 15.38% | 68.31% | 15.72% | 0.5926% | 0% | 100%
Floorspace-Based | FCZ17 | Food Stores | 0% | 0% | 0% | 0% | 0% | 0% | 0% | 0% | 75.77% | 9.308% | 14.42% | 0.5087% | 100%
Floorspace-Based | FCZ17 | Health Care | 0% | 0% | 0% | 0% | 0% | 0% | 5.854% | 0% | 66.26% | 12.05% | 15.84% | 0% | 100%
Floorspace-Based | FCZ17 | Lodging | 0% | 0% | 0% | 0% | 0% | 0% | 0% | 0% | 77.42% | 1.364% | 21.21% | 0% | 100%
Floorspace-Based | FCZ17 | Miscellaneous | 0% | 0% | 0% | 0% | 0% | 0% | 1.311% | 0% | 72.56% | 14.88% | 11.25% | 0% | 100%
Floorspace-Based | FCZ17 | Office, Large | 0% | 0% | 0% | 0% | 0% | 0% | 0% | 7.359% | 62.83% | 9.952% | 19.86% | 0% | 100%
Floorspace-Based | FCZ17 | Office, Small | 0% | 0% | 0% | 0% | 0% | 0% | 0% | 0% | 75.35% | 14.11% | 10.54% | 0% | 100%
Floorspace-Based | FCZ17 | Refrigerated Warehouse | 0% | 0% | 0% | 0% | 0% | 0% | 0% | 0% | 46.69% | 0% | 53.31% | 0% | 100%
Floorspace-Based | FCZ17 | Restaurant | 0% | 0% | 0% | 0% | 0% | 0% | 0% | 0% | 77.06% | 8.554% | 13.66% | 0.7214% | 100%
Floorspace-Based | FCZ17 | Retail | 0% | 0% | 0% | 0% | 0% | 0% | 0% | 0.3674% | 70.28% | 7.518% | 21.3% | 0.534% | 100%
Floorspace-Based | FCZ17 | School | 0% | 0% | 0% | 0% | 0% | 0% | 0% | 0% | 79.26% | 15.06% | 5.685% | 0% | 100%
Floorspace-Based | FCZ17 | Warehouse | 0% | 0% | 0% | 0% | 0% | 0% | 0% | 0% | 81.16% | 0.8525% | 17.99% | 0% | 100%
Floorspace-Based | FCZ17 | All Commercial | 0% | 0% | 0% | 0% | 0% | 0% | 0.5955% | 1.046% | 72.6% | 10.25% | 15.35% | 0.1635% | 100%
Sites-Based | Statewide | College | 0% | 0.01198% | 0% | 0% | 0.01026% | 0.3183% | 0.1031% | 3.71% | 60.29% | 10.23% | 24.28% | 1.052% | 100% | ↓ % of Commercial sites
Sites-Based | Statewide | Food Stores | 0.01868% | 0% | 0% | 0% | 0.06902% | 0.1327% | 0.4284% | 1.483% | 67.89% | 10.61% | 17.9% | 1.468% | 100%
Sites-Based | Statewide | Health Care | 0% | 0% | 0% | 0.03716% | 0% | 0.1698% | 0.937% | 6.047% | 55.95% | 12.57% | 21.1% | 3.188% | 100%
Sites-Based | Statewide | Lodging | 0% | 0% | 0.2566% | 0.1029% | 0.05157% | 0.1423% | 0.7175% | 6.653% | 63.6% | 7.226% | 19.04% | 2.204% | 100%
Sites-Based | Statewide | Miscellaneous | 0% | 0.08501% | 0.008588% | 0.1421% | 0.2319% | 0.1482% | 1.026% | 3.151% | 67.82% | 9.688% | 16.26% | 1.438% | 100%
Sites-Based | Statewide | Office, Large | 0% | 0% | 0.2928% | 0.05129% | 0.7127% | 0.5491% | 3.385% | 9.929% | 51.12% | 4.425% | 28.34% | 1.198% | 100%
Sites-Based | Statewide | Office, Small | 0.1371% | 0% | 0.01997% | 0.01308% | 0.07045% | 0.1982% | 0.6602% | 3.533% | 63.11% | 7.904% | 23.13% | 1.226% | 100%
Sites-Based | Statewide | Refrigerated Warehouse | 0% | 0% | 0% | 0% | 0% | 0.4033% | 0% | 1.182% | 58.92% | 13.9% | 22.2% | 3.393% | 100%
Sites-Based | Statewide | Restaurant | 0% | 0% | 0% | 0.02162% | 0.05689% | 0.1889% | 0.3945% | 2.643% | 59.21% | 10.88% | 24.65% | 1.955% | 100%
Sites-Based | Statewide | Retail | 0% | 0% | 0.006499% | 0% | 0.04518% | 0.1482% | 0.5139% | 1.805% | 64.3% | 11.79% | 20.16% | 1.232% | 100%
Sites-Based | Statewide | School | 0% | 0.02753% | 0.1576% | 0% | 0.6596% | 0.676% | 1.313% | 6.721% | 61.3% | 8.983% | 19.47% | 0.6855% | 100%
Sites-Based | Statewide | Warehouse | 0% | 0% | 0% | 0% | 0% | 0.1264% | 0.605% | 4.46% | 62.91% | 10.01% | 20.68% | 1.208% | 100%
Sites-Based | Statewide | All Commercial | 0.03748% | 0.01664% | 0.01987% | 0.03521% | 0.1106% | 0.1882% | 0.6999% | 3.164% | 63.58% | 9.866% | 20.87% | 1.412% | 100%
Sites-Based | PG&E Tot | College | 0% | 0% | 0% | 0% | 0.03023% | 0.9016% | 0.2188% | 2.386% | 58.22% | 21.78% | 16.1% | 0.356% | 100%
Sites-Based | PG&E Tot | Food Stores | 0.0493% | 0% | 0% | 0% | 0.04829% | 0.1092% | 0.9262% | 2.073% | 61.51% | 13.86% | 20.29% | 1.134% | 100%
Sites-Based | PG&E Tot | Health Care | 0% | 0% | 0% | 0.1036% | 0% | 0.352% | 1.007% | 10.14% | 53% | 6.386% | 24.94% | 4.074% | 100%
Sites-Based | PG&E Tot | Lodging | 0% | 0% | 0.5641% | 0.2263% | 0.1134% | 0% | 0.6029% | 6.251% | 62.8% | 6.172% | 21.88% | 1.388% | 100%
Sites-Based | PG&E Tot | Miscellaneous | 0% | 0.09019% | 0.02017% | 0.2953% | 0.4951% | 0.1615% | 1.208% | 4.131% | 62.67% | 10.35% | 17.77% | 2.809% | 100%
Sites-Based | PG&E Tot | Office, Large | 0% | 0% | 0.7813% | 0.1369% | 0.4831% | 0.5958% | 3.964% | 11.3% | 49.69% | 2.931% | 28.97% | 1.152% | 100%
Sites-Based | PG&E Tot | Office, Small | 0.0788% | 0% | 0% | 0% | 0.01811% | 0.3408% | 0.5984% | 4.404% | 57.87% | 7.375% | 27.69% | 1.622% | 100%
Sites-Based | PG&E Tot | Refrigerated Warehouse | 0% | 0% | 0% | 0% | 0% | 1.388% | 0% | 1.617% | 63.15% | 9.894% | 19.54% | 4.415% | 100%
Sites-Based | PG&E Tot | Restaurant | 0% | 0% | 0% | 0.06526% | 0.1717% | 0.3509% | 0.6949% | 3.689% | 53.78% | 12.37% | 26.2% | 2.679% | 100%
Sites-Based | PG&E Tot | Retail | 0% | 0% | 0% | 0% | 0.1275% | 0.444% | 0.8894% | 2.48% | 61.63% | 13.98% | 19.02% | 1.421% | 100%
Sites-Based | PG&E Tot | School | 0% | 0.09622% | 0% | 0% | 1.421% | 0.8823% | 0.5271% | 12.08% | 56.69% | 10.16% | 17.07% | 1.071% | 100%
Sites-Based | PG&E Tot | Warehouse | 0% | 0% | 0% | 0% | 0% | 0.2894% | 0.3951% | 7.062% | 55.12% | 10.35% | 25.21% | 1.571% | 100%
Sites-Based | PG&E Tot | All Commercial | 0.02475% | 0.02235% | 0.02607% | 0.08217% | 0.2027% | 0.3296% | 0.8665% | 4.256% | 59.13% | 10.55% | 22.55% | 1.963% | 100%
Sites-Based | SCE Tot | College | 0% | 0% | 0% | 0% | 0% | 0.02271% | 0.03777% | 4.072% | 62.29% | 3.201% | 28.86% | 1.518% | 100%
Sites-Based | SCE Tot | Food Stores | 0% | 0% | 0% | 0% | 0.07777% | 0.1297% | 0.1438% | 1.033% | 71.89% | 9.475% | 15.27% | 1.976% | 100%
Sites-Based | SCE Tot | Health Care | 0% | 0% | 0% | 0% | 0% | 0.1038% | 1.03% | 4.163% | 56.44% | 13.19% | 22.05% | 3.017% | 100%
Sites-Based | SCE Tot | Lodging | 0% | 0% | 0% | 0% | 0% | 0.2099% | 0.4366% | 5.575% | 67.33% | 10.63% | 13.85% | 1.966% | 100%
Sites-Based | SCE Tot | Miscellaneous | 0% | 0.09979% | 0% | 0% | 0.01752% | 0.1524% | 0.5743% | 2.365% | 70.72% | 9.766% | 15.83% | 0.4753% | 100%
Sites-Based | SCE Tot | Office, Large | 0% | 0% | 0% | 0% | 0% | 0.2946% | 2.662% | 10.78% | 45.69% | 8.433% | 30.83% | 1.312% | 100%
Sites-Based | SCE Tot | Office, Small | 0.2687% | 0% | 0% | 0.03249% | 0.135% | 0.1031% | 0.236% | 2.854% | 61.94% | 9.409% | 23.65% | 1.373% | 100%
Sites-Based | SCE Tot | Refrigerated Warehouse | 0% | 0% | 0% | 0% | 0% | 0% | 0% | 1.412% | 57.74% | 19.94% | 17.65% | 3.259% | 100%
Sites-Based | SCE Tot | Restaurant | 0% | 0% | 0% | 0% | 0% | 0.06097% | 0.3277% | 2.294% | 59.27% | 10.47% | 25.97% | 1.604% | 100%
Sites-Based | SCE Tot | Retail | 0% | 0% | 0% | 0% | 0.01857% | 0% | 0.411% | 1.497% | 65.82% | 9.703% | 21.16% | 1.387% | 100%
Sites-Based | SCE Tot | School | 0% | 0% | 0.3242% | 0% | 0.5201% | 0.7185% | 1.249% | 4.452% | 64.65% | 8.079% | 19.25% | 0.7609% | 100%
Sites-Based | SCE Tot | Warehouse | 0% | 0% | 0% | 0% | 0% | 0.09091% | 0.6856% | 4.205% | 62.25% | 11.33% | 20% | 1.441% | 100%
Sites-Based | SCE Tot | All Commercial | 0.06834% | 0.01666% | 0.009358% | 0.008262% | 0.06067% | 0.1003% | 0.4439% | 2.59% | 64.36% | 9.75% | 21.27% | 1.323% | 100%
Sites-Based | SDG&E Tot | College | 0% | 0% | 0% | 0% | 0% | 0% | 0.1625% | 8.473% | 51.35% | 13.03% | 26.2% | 0.7876% | 100%
Sites-Based | SDG&E Tot | Food Stores | 0% | 0% | 0% | 0% | 0% | 0% | 0% | 2.616% | 62.92% | 7.67% | 26.19% | 0.6016% | 100%
Sites-Based | SDG&E Tot | Health Care | 0% | 0% | 0% | 0% | 0% | 0% | 0% | 7.997% | 68.53% | 3.317% | 15.1% | 5.049% | 100%
Sites-Based | SDG&E Tot | Lodging | 0% | 0% | 0% | 0% | 0% | 0.6426% | 1.489% | 10.24% | 61.64% | 3.847% | 18.3% | 3.846% | 100%
Sites-Based | SDG&E Tot | Miscellaneous | 0% | 0% | 0% | 0.2599% | 0% | 0.2024% | 1.062% | 5.195% | 63.84% | 12.71% | 15.92% | 0.8097% | 100%
Sites-Based | SDG&E Tot | Office, Large | 0% | 0% | 0% | 0% | 0% | 0.9518% | 2.378% | 7.287% | 53.62% | 1.824% | 32.01% | 1.927% | 100%
Sites-Based | SDG&E Tot | Office, Small | 0% | 0% | 0% | 0% | 0% | 0% | 2.15% | 5.229% | 65.02% | 9.89% | 17.4% | 0.3089% | 100%
Sites-Based | SDG&E Tot | Refrigerated Warehouse | 0% | 0% | 0% | 0% | 0% | 0% | 0% | 0% | 31.14% | 0% | 63.23% | 5.624% | 100%
Sites-Based | SDG&E Tot | Restaurant | 0% | 0% | 0% | 0% | 0% | 0.2289% | 0.1995% | 3.256% | 62.04% | 7.68% | 23.25% | 3.348% | 100%
Sites-Based | SDG&E Tot | Retail | 0% | 0% | 0.0967% | 0% | 0% | 0% | 0.4004% | 2.884% | 51.96% | 24.59% | 19.8% | 0.2748% | 100%
Sites-Based | SDG&E Tot | School | 0% | 0% | 0% | 0% | 0% | 0% | 6.579% | 5.578% | 50.13% | 6.505% | 31.21% | 0% | 100%
Sites-Based | SDG&E Tot | Warehouse | 0% | 0% | 0% | 0% | 0% | 0% | 1.472% | 2.349% | 60.7% | 8.519% | 26.61% | 0.3525% | 100%
Sites-Based | SDG&E Tot | All Commercial | 0% | 0% | 0.0186% | 0.03782% | 0% | 0.08929% | 1.315% | 4.502% | 60.85% | 12.2% | 20.03% | 0.9541% | 100%
Sites-Based | LADWP Tot | College | 0% | 0.4719% | 0% | 0% | 0% | 0% | 0% | 3.689% | 73.68% | 16.85% | 5.31% | 0% | 100%
Sites-Based | LADWP Tot | Food Stores | 0% | 0% | 0% | 0% | 0% | 0% | 0% | 0.4645% | 79.85% | 8.704% | 9.336% | 1.647% | 100%
Sites-Based | LADWP Tot | Health Care | 0% | 0% | 0% | 0% | 0% | 0% | 1.437% | 0% | 53.54% | 44.73% | 0.3011% | 0% | 100%
Sites-Based | LADWP Tot | Lodging | 0% | 0% | 0% | 0% | 0% | 0% | 0% | 6.911% | 59.85% | 2.264% | 24.65% | 6.316% | 100%
Sites-Based | LADWP Tot | Miscellaneous | 0% | 0% | 0% | 0% | 0% | 0% | 1.326% | 0.4935% | 80.76% | 7.298% | 10.12% | 0% | 100%
Sites-Based | LADWP Tot | Office, Large | 0% | 0% | 0% | 0% | 1.69% | 0.9368% | 1.69% | 4.451% | 74.29% | 1.882% | 14.43% | 0.6318% | 100%
Sites-Based | LADWP Tot | Office, Small | 0% | 0% | 0% | 0% | 0% | 0% | 0% | 0% | 88.66% | 3.382% | 7.96% | 0% | 100%
Sites-Based | LADWP Tot | Refrigerated Warehouse | 0% | 0% | 0% | 0% | 0% | 0% | 0% | 0% | 66.96% | 7.336% | 25.7% | 0% | 100%
Sites-Based | LADWP Tot | Restaurant | 0% | 0% | 0% | 0% | 0% | 0% | 0% | 0% | 73.27% | 12.51% | 14.02% | 0.2007% | 100%
Sites-Based | LADWP Tot | Retail | 0% | 0% | 0% | 0% | 0% | 0% | 0% | 0.6488% | 70.09% | 10.79% | 17.57% | 0.9023% | 100%
Sites-Based | LADWP Tot | School | 0% | 0% | 0% | 0% | 0% | 0% | 0% | 4.86% | 61.28% | 14.31% | 19.55% | 0% | 100%
Sites-Based | LADWP Tot | Warehouse | 0% | 0% | 0% | 0% | 0% | 0% | 0% | 0% | 91.53% | 5.636% | 2.832% | 0% | 100%
Sites-Based | LADWP Tot | All Commercial | 0% | 0.001926% | 0% | 0% | 0.02582% | 0.01431% | 0.2709% | 0.5601% | 76.93% | 9.238% | 12.51% | 0.4437% | 100%
Sites-Based | SMUD Tot | College | 0% | 0% | 0% | 0% | 0% | 0% | 0% | 3.842% | 54.65% | 0% | 39.86% | 1.644% | 100%
Sites-Based | SMUD Tot | Food Stores | 0% | 0% | 0% | 0% | 0.4893% | 0.9869% | 0.4893% | 0.8673% | 66.98% | 1.697% | 27.82% | 0.6671% | 100%
Sites-Based | SMUD Tot | Health Care | 0% | 0% | 0% | 0% | 0% | 0% | 0% | 0.8816% | 58.45% | 0.6798% | 38.51% | 1.486% | 100%
Sites-Based | SMUD Tot | Lodging | 0% | 0% | 0% | 0% | 0% | 0% | 7.538% | 17.93% | 30.57% | 0% | 39.18% | 4.779% | 100%
Sites-Based | SMUD Tot | Miscellaneous | 0% | 0.2508% | 0% | 0% | 0.4182% | 0.2508% | 2.881% | 3.388% | 70.67% | 1.781% | 20.06% | 0.2974% | 100%
Sites-Based | SMUD Tot | Office, Large | 0% | 0% | 0% | 0% | 7.743% | 0% | 11.08% | 12.89% | 40.9% | 0% | 27.38% | 0% | 100%
Sites-Based | SMUD Tot | Office, Small | 0% | 0% | 0.467% | 0% | 0.2207% | 0.7451% | 2.716% | 4.948% | 65.55% | 1.9% | 22.38% | 1.075% | 100%
Sites-Based | SMUD Tot | Refrigerated Warehouse | 0% | 0% | 0% | 0% | 0% | 0% | 0% | 0% | 51.77% | 0% | 39.4% | 8.826% | 100%
Sites-Based | SMUD Tot | Restaurant | 0% | 0% | 0% | 0% | 0% | 0.7451% | 0.328% | 5.449% | 49.94% | 3.406% | 37.27% | 2.866% | 100%
Sites-Based | SMUD Tot | Retail | 0% | 0% | 0% | 0% | 0% | 0.4833% | 1.06% | 2.882% | 65.35% | 2.378% | 26.89% | 0.9542% | 100%
Sites-Based | SMUD Tot | School | 0% | 0% | 0% | 0% | 0% | 1.728% | 1.728% | 3.455% | 73.31% | 1.731% | 17.84% | 0.212% | 100%
Sites-Based | SMUD Tot | Warehouse | 0% | 0% | 0% | 0% | 0% | 0% | 1.046% | 4.923% | 56.31% | 2.679% | 35.04% | 0% | 100%
Sites-Based | SMUD Tot | All Commercial | 0% | 0.04022% | 0.1341% | 0% | 0.2888% | 0.5573% | 1.887% | 4.086% | 63.31% | 2.085% | 26.53% | 1.078% | 100%
Sites-Based | FCZ01 Tot | College | 0% | 0% | 0% | 0% | 0.05708% | 1.267% | 0.326% | 2.197% | 85.04% | 6.969% | 4.088% | 0.05708% | 100%
Sites-Based | FCZ01 Tot | Food Stores | 0.1179% | 0% | 0% | 0% | 0% | 0% | 0.08334% | 1.573% | 75.57% | 8.141% | 14.23% | 0.2846% | 100%
Sites-Based | FCZ01 Tot | Health Care | 0% | 0% | 0% | 0% | 0% | 0.6547% | 0.4009% | 6.638% | 60.09% | 4.661% | 24.71% | 2.844% | 100%
Sites-Based | FCZ01 Tot | Lodging | 0% | 0% | 0% | 0.7389% | 0.3701% | 0% | 1.077% | 8.408% | 58.35% | 7.226% | 22.28% | 1.551% | 100%
Sites-Based | FCZ01 Tot | Miscellaneous | 0% | 0% | 0% | 0.3412% | 0.6457% | 0.03558% | 0.3951% | 3.481% | 71.2% | 8.778% | 13.3% | 1.82% | 100%
Sites-Based | FCZ01 Tot | Office, Large | 0% | 0% | 1.038% | 0.1818% | 0.6418% | 0% | 4.107% | 10.86% | 53.85% | 2.334% | 25.74% | 1.24% | 100%
Sites-Based | FCZ01 Tot | Office, Small | 0% | 0% | 0% | 0% | 0.04359% | 0.2668% | 0.5734% | 3.248% | 67.39% | 5.867% | 20.11% | 2.497% | 100%
Sites-Based | FCZ01 Tot | Refrigerated Warehouse | 0% | 0% | 0% | 0% | 0% | 0% | 0% | 3.754% | 83.74% | 7.998% | 3.714% | 0.7901% | 100%
Sites-Based | FCZ01 Tot | Restaurant | 0% | 0% | 0% | 0.1272% | 0.2544% | 0.1677% | 0.9075% | 2.087% | 62.28% | 12.11% | 20.03% | 2.035% | 100%
Sites-Based | FCZ01 Tot | Retail | 0% | 0% | 0% | 0% | 0% | 0.06441% | 0.8327% | 1.167% | 72.64% | 10.43% | 13.88% | 0.9835% | 100%
Sites-Based | FCZ01 Tot | School | 0% | 0% | 0% | 0% | 2.081% | 0% | 0.8556% | 5.722% | 66.49% | 13.36% | 10.01% | 1.486% | 100%
Sites-Based | FCZ01 Tot | Warehouse | 0% | 0% | 0% | 0% | 0% | 0% | 0.3083% | 8.344% | 73.11% | 7.985% | 10.04% | 0.22% | 100%
Sites-Based | FCZ01 Tot | All Commercial | 0.005783% | 0% | 0.0271% | 0.1172% | 0.2679% | 0.1441% | 0.679% | 3.17% | 69.16% | 8.525% | 16.22% | 1.683% | 100%
Sites-Based | FCZ02 Tot | College | 0% | 0% | 0% | 0% | 0% | 0% | 0% | 0% | 46.14% | 43.45% | 10.41% | 0% | 100%
Sites-Based | FCZ02 Tot | Food Stores | 0% | 0% | 0% | 0% | 0.3973% | 0.3973% | 3.6% | 4.249% | 56.91% | 15.89% | 18.35% | 0.2041% | 100%
Sites-Based | FCZ02 Tot | Health Care | 0% | 0% | 0% | 0.8821% | 0% | 0% | 0.4612% | 12.69% | 51.36% | 2.646% | 28.01% | 3.949% | 100%
Sites-Based | FCZ02 Tot | Lodging | 0% | 0% | 0% | 0% | 0% | 0% | 0.6964% | 6.911% | 62.3% | 1.128% | 28.2% | 0.7635% | 100%
Sites-Based | FCZ02 Tot | Miscellaneous | 0% | 0% | 0.2497% | 1.345% | 0.4035% | 1.628% | 1.845% | 5.207% | 56.37% | 11% | 19.66% | 2.289% | 100%
Sites-Based | FCZ02 Tot | Office, Large | 0% | 0% | 0% | 0% | 0% | 7.908% | 12.7% | 12.24% | 34.46% | 0% | 32.69% | 0% | 100%
Sites-Based | FCZ02 Tot | Office, Small | 0.5891% | 0% | 0% | 0% | 0% | 1.719% | 1.123% | 5.581% | 68.39% | 4.92% | 17.08% | 0.6014% | 100%
Sites-Based | FCZ02 Tot | Refrigerated Warehouse | 0% | 0% | 0% | 0% | 0% | 7.756% | 0% | 0% | 60.43% | 3.302% | 28.51% | 0% | 100%
Sites-Based | FCZ02 Tot | Restaurant | 0% | 0% | 0% | 0% | 0% | 0% | 0.5316% | 5.457% | 60.23% | 12.44% | 19.2% | 2.144% | 100%
Sites-Based | FCZ02 Tot | Retail | 0% | 0% | 0% | 0% | 0% | 0.1283% | 2.188% | 2.264% | 63.59% | 10.37% | 20.77% | 0.6923% | 100%
Sites-Based | FCZ02 Tot | School | 0% | 0% | 0% | 0% | 5.988% | 8.645% | 1.9% | 14.63% | 58.01% | 1.9% | 8.925% | 0% | 100%
Sites-Based | FCZ02 Tot | Warehouse | 0% | 0% | 0% | 0% | 0% | 2.982% | 0.577% | 1.736% | 68.74% | 5.873% | 19.07% | 1.02% | 100%
Sites-Based | FCZ02 Tot | All Commercial | 0.2069% | 0% | 0.0428% | 0.2523% | 0.2122% | 1.319% | 1.585% | 5.01% | 62.6% | 8.59% | 19.07% | 1.11% | 100%
Sites-Based | FCZ03 Tot | College | 0% | 0% | 0% | 0% | 0% | 1.392% | 0% | 0.4656% | 17.7% | 79.52% | 0.9312% | 0% | 100%
Sites-Based | FCZ03 Tot | Food Stores | 0% | 0% | 0% | 0% | 0% | 1.503% | 2.075% | 0.7892% | 50.72% | 18.46% | 24.38% | 2.075% | 100%
Sites-Based | FCZ03 Tot | Health Care | 0% | 0% | 0% | 0% | 0% | 0% | 0% | 25.11% | 54.85% | 2.508% | 13.81% | 3.729% | 100%
Sites-Based | FCZ03 Tot | Lodging | 0% | 0% | 0% | 0% | 0% | 0% | 0.5681% | 4.21% | 57.9% | 7.765% | 29.56% | 0% | 100%
Sites-Based | FCZ03 Tot | Miscellaneous | 0% | 0% | 0% | 0% | 1.966% | 0.1893% | 0.8541% | 3.687% | 60.62% | 20.36% | 12.13% | 0.1893% | 100%
Sites-Based | FCZ03 Tot | Office, Large | 0% | 0% | 0% | 0% | 0% | 0% | 0% | 39.8% | 34.46% | 0% | 25.74% | 0% | 100%
Sites-Based | FCZ03 Tot | Office, Small | 0% | 0% | 0% | 0% | 0% | 0% | 0% | 13.09% | 43.62% | 13.53% | 28.52% | 1.253% | 100%
Sites-Based | FCZ03 Tot | Refrigerated Warehouse | 0% | 0% | 0% | 0% | 0% | 0% | 0% | 0% | 65.52% | 0% | 34.48% | 0% | 100%
Sites-Based | FCZ03 Tot | Restaurant | 0% | 0% | 0% | 0% | 1.413% | 0.5659% | 0.5659% | 1.396% | 63.11% | 2.597% | 30.35% | 0% | 100%
Sites-Based | FCZ03 Tot | Retail | 0% | 0% | 0% | 0% | 0% | 0% | 0.6646% | 7.222% | 47.9% | 23.58% | 20.13% | 0.5124% | 100%
Sites-Based | FCZ03 Tot | School | 0% | 1.593% | 0% | 0% | 0% | 0% | 0% | 35.75% | 48.06% | 10.48% | 4.118% | 0% | 100%
Sites-Based | FCZ03 Tot | Warehouse | 0% | 0% | 0% | 0% | 0% | 0% | 1.888% | 2.383% | 43.95% | 27.7% | 23.67% | 0.407% | 100%
Sites-Based | FCZ03 Tot | All Commercial | 0% | 0.05166% | 0% | 0% | 0.7691% | 0.2364% | 0.6367% | 7.472% | 51.91% | 18.4% | 19.89% | 0.6446% | 100%
Sites-Based | FCZ04 Tot | College | 0% | 0% | 0% | 0% | 0% | 0% | 0% | 0% | 29.74% | 9.152% | 58.85% | 2.263% | 100%
Sites-Based | FCZ04 Tot | Food Stores | 0% | 0% | 0% | 0% | 0% | 0% | 1.807% | 4.985% | 47.78% | 12.91% | 28.24% | 4.273% | 100%
Sites-Based | FCZ04 Tot | Health Care | 0% | 0% | 0% | 0% | 0% | 0% | 4.082% | 22.39% | 44.24% | 2.429% | 25.68% | 1.17% | 100%
Sites-Based | FCZ04 Tot | Lodging | 0% | 0% | 4.491% | 0% | 0% | 0% | 1.017% | 11.96% | 56.78% | 5.934% | 16.85% | 2.967% | 100%
Sites-Based | FCZ04 Tot | Miscellaneous | 0% | 0% | 0% | 0% | 0% | 0% | 3.472% | 6.441% | 42.72% | 9.706% | 34.42% | 3.233% | 100%
Sites-Based | FCZ04 Tot | Office, Large | 0% | 0% | 0% | 0% | 0% | 0% | 0% | 6.543% | 28.47% | 11.03% | 51.9% | 2.054% | 100%
Sites-Based | FCZ04 Tot | Office, Small | 0% | 0% | 0% | 0% | 0% | 0% | 0.5736% | 8.084% | 26.61% | 7.152% | 56.4% | 1.186% | 100%
Sites-Based | FCZ04 Tot | Refrigerated Warehouse | 0% | 0% | 0% | 0% | 0% | 0% | 0% | 0% | 42.08% | 8.143% | 47.32% | 2.453% | 100%
Sites-Based | FCZ04 Tot | Restaurant | 0% | 0% | 0% | 0% | 0% | 0.5222% | 0.7026% | 10.84% | 25.33% | 12.87% | 45.42% | 4.311% | 100%
Sites-Based | FCZ04 Tot | Retail | 0% | 0% | 0% | 0% | 0.9298% | 0.9298% | 1.736% | 7.896% | 37.8% | 13.1% | 36.06% | 1.544% | 100%
Sites-Based | FCZ04 Tot | School | 0% | 0% | 0% | 0% | 0% | 0% | 0% | 26.21% | 31.1% | 5.218% | 34.91% | 2.563% | 100%
Sites-Based | FCZ04 Tot | Warehouse | 0% | 0% | 0% | 0% | 0% | 0% | 0.6911% | 8.795% | 35.93% | 11.62% | 42.3% | 0.662% | 100%
Sites-Based | FCZ04 Tot | All Commercial | 0% | 0% | 0.059% | 0% | 0.1639% | 0.2154% | 1.546% | 8.62% | 34.75% | 9.773% | 42.65% | 2.223% | 100%
Sites-Based | FCZ05 Tot | College | 0% | 0% | 0% | 0% | 0% | 0% | 0.6591% | 0% | 58.69% | 31.5% | 9.151% | 0% | 100%
Sites-Based | FCZ05 Tot | Food Stores | 0% | 0% | 0% | 0% | 0% | 0% | 0% | 0% | 49.85% | 20.38% | 28.92% | 0.8545% | 100%
Sites-Based | FCZ05 Tot | Health Care | 0% | 0% | 0% | 0% | 0% | 0.585% | 0% | 3.991% | 39.91% | 20.49% | 24.1% | 10.92% | 100%
Sites-Based | FCZ05 Tot | Lodging | 0% | 0% | 0% | 0% | 0% | 0% | 0% | 1.919% | 63.14% | 9.322% | 25.36% | 0.2511% | 100%
Sites-Based | FCZ05 Tot | Miscellaneous | 0% | 0% | 0% | 0% | 0% | 0% | 3.026% | 4.111% | 53.74% | 12.36% | 23.36% | 3.403% | 100%
Sites-Based | FCZ05 Tot | Office, Large | 0% | 0% | 0% | 0% | 0% | 0% | 0% | 26.13% | 55.72% | 0% | 18.15% | 0% | 100%
Sites-Based | FCZ05 Tot | Office, Small | 0% | 0% | 0% | 0% | 0% | 0% | 0.8727% | 2.026% | 52.66% | 9.483% | 32.94% | 2.017% | 100%
Sites-Based | FCZ05 Tot | Refrigerated Warehouse | 0% | 0% | 0% | 0% | 0% | 0% | 0% | 0% | 51.05% | 14.74% | 26.37% | 7.84% | 100%
Sites-Based | FCZ05 Tot | Restaurant | 0% | 0% | 0% | 0% | 0% | 0% | 0.5623% | 3.628% | 40.63% | 13.38% | 36.74% | 5.058% | 100%
Sites-Based | FCZ05 Tot | Retail | 0% | 0% | 0% | 0% | 0% | 1.006% | 0% | 1.895% | 54.2% | 20.82% | 19.3% | 2.778% | 100%
Sites-Based | FCZ05 Tot | School | 0% | 0% | 0% | 0% | 0% | 0% | 0% | 5.943% | 52.96% | 13.33% | 27.78% | 0% | 100%
Sites-Based | FCZ05 Tot | Warehouse | 0% | 0% | 0% | 0% | 0% | 0% | 0% | 6.57% | 48.91% | 9.742% | 30.46% | 4.323% | 100%
Sites-Based | FCZ05 Tot | All Commercial | 0% | 0% | 0% | 0% | 0% | 0.2351% | 0.861% | 2.933% | 51.29% | 14.24% | 27.45% | 2.988% | 100%
Sites-Based | FCZ06 Tot | College | 0% | 0% | 0% | 0% | 0% | 1.114% | 0% | 8.996% | 5.842% | 53.16% | 30.89% | 0% | 100%
Sites-Based | FCZ06 Tot | Food Stores | 0% | 0% | 0% | 0% | 0% | 0% | 0.9234% | 0.9234% | 53.43% | 24.49% | 19.25% | 0.9849% | 100%
Sites-Based | FCZ06 Tot | Health Care | 0% | 0% | 0% | 0% | 0% | 0% | 0% | 2.246% | 68.46% | 1.037% | 25.83% | 2.424% | 100%
Sites-Based | FCZ06 Tot | Lodging | 0% | 0% | 0% | 0% | 0% | 0% | 0% | 2.48% | 72.86% | 6.661% | 16.39% | 1.606% | 100%
Sites-Based | FCZ06 Tot | Miscellaneous | 0% | 1.219% | 0% | 0% | 0% | 0% | 0% | 3.889% | 57.52% | 11.97% | 14.38% | 11.02% | 100%
Sites-Based | FCZ06 Tot | Office, Large | 0% | 0% | 0% | 0% | 0% | 6.172% | 7.147% | 6.172% | 38.98% | 0% | 41.53% | 0% | 100%
Sites-Based | FCZ06 Tot | Office, Small | 0% | 0% | 0% | 0% | 0% | 0% | 0% | 2.635% | 63.97% | 11.43% | 21.96% | 0% | 100%
Sites-Based | FCZ06 Tot | Refrigerated Warehouse | 0% | 0% | 0% | 0% | 0% | 0% | 0% | 0% | 12.42% | 36.01% | 12.42% | 39.15% | 100%
Sites-Based | FCZ06 Tot | Restaurant | 0% | 0% | 0% | 0% | 0% | 1.71% | 0% | 1.973% | 55.16% | 14.34% | 24.73% | 2.085% | 100%
Sites-Based | FCZ06 Tot | Retail | 0% | 0% | 0% | 0% | 0% | 1.289% | 0% | 1.074% | 53.41% | 23.89% | 17.94% | 2.397% | 100%
Sites-Based | FCZ06 Tot | School | 0% | 0% | 0% | 0% | 0% | 0% | 0% | 1.86% | 81.16% | 10.08% | 6.9% | 0% | 100%
Sites-Based | FCZ06 Tot | Warehouse | 0% | 0% | 0% | 0% | 0% | 0% | 0% | 6.518% | 34.82% | 14.46% | 39.67% | 4.536% | 100%
Sites-Based | FCZ06 Tot | All Commercial | 0% | 0.2024% | 0% | 0% | 0% | 0.4827% | 0.08354% | 2.7% | 57.43% | 15.32% | 20.85% | 2.93% | 100%
Sites-Based | FCZ07 Tot | College | 0% | 0% | 0% | 0% | 0% | 0.04591% | 0% | 1.808% | 73.48% | 4.214% | 20.46% | 0% | 100%
Sites-Based | FCZ07 Tot | Food Stores | 0% | 0% | 0% | 0% | 0.1219% | 0.2033% | 0.08333% | 0.7628% | 81.87% | 6.906% | 9.748% | 0.3% | 100%
Sites-Based | FCZ07 Tot | Health Care | 0% | 0% | 0% | 0% | 0% | 0.2307% | 0.9851% | 3.795% | 64.16% | 7.871% | 21.83% | 1.132% | 100%
Sites-Based | FCZ07 Tot | Lodging | 0% | 0% | 0% | 0% | 0% | 0.3572% | 0.3572% | 2.48% | 73.11% | 9.715% | 11.84% | 2.131% | 100%
Sites-Based | FCZ07 Tot | Miscellaneous | 0% | 0.1606% | 0% | 0% | 0.02819% | 0.2451% | 0.5793% | 2.107% | 78.21% | 9.245% | 8.867% | 0.5601% | 100%
Sites-Based | FCZ07 Tot | Office, Large | 0% | 0% | 0% | 0% | 0% | 0.4212% | 1.96% | 12.1% | 56.12% | 10.01% | 18.8% | 0.584% | 100%
Sites-Based | FCZ07 Tot | Office, Small | 0.4489% | 0% | 0% | 0% | 0.07226% | 0.1722% | 0.1274% | 2.096% | 73.89% | 8.609% | 13.02% | 1.564% | 100%
Sites-Based | FCZ07 Tot | Refrigerated Warehouse | 0% | 0% | 0% | 0% | 0% | 0% | 0% | 0% | 62.65% | 23.97% | 13.38% | 0% | 100%
Sites-Based | FCZ07 Tot | Restaurant | 0% | 0% | 0% | 0% | 0% | 0.09708% | 0.09708% | 2.242% | 65.89% | 10.52% | 19.86% | 1.295% | 100%
Sites-Based | FCZ07 Tot | Retail | 0% | 0% | 0% | 0% | 0.02913% | 0% | 0.4868% | 0.6905% | 75.24% | 10.1% | 11.86% | 1.583% | 100%
Sites-Based | FCZ07 Tot | School | 0% | 0% | 0.5115% | 0% | 0.6134% | 0.7588% | 1.338% | 2.455% | 75.78% | 8.18% | 10.09% | 0.2751% | 100%
Sites-Based | FCZ07 Tot | Warehouse | 0% | 0% | 0% | 0% | 0% | 0% | 0.8288% | 3.69% | 70.3% | 13.39% | 11.01% | 0.7884% | 100%
Sites-Based | FCZ07 Tot | All Commercial | 0.1106% | 0.02696% | 0.01514% | 0% | 0.05428% | 0.1418% | 0.4101% | 1.959% | 73.73% | 9.586% | 12.8% | 1.161% | 100%
Sites-Based | FCZ08 Tot | College | 0% | 0% | 0% | 0% | 0% | 0% | 0% | 7.469% | 54.52% | 1.516% | 36.49% | 0% | 100%
Sites-Based | FCZ08 Tot | Food Stores | 0% | 0% | 0% | 0% | 0% | 0% | 0% | 0.7418% | 67.06% | 8.825% | 18.24% | 5.13% | 100%
Sites-Based | FCZ08 Tot | Health Care | 0% | 0% | 0% | 0% | 0% | 0% | 0% | 6.329% | 75.58% | 0% | 18.09% | 0% | 100%
Sites-Based | FCZ08 Tot | Lodging | 0% | 0% | 0% | 0% | 0% | 0% | 0% | 3.944% | 79.84% | 13.26% | 2.953% | 0% | 100%
Sites-Based | FCZ08 Tot | Miscellaneous | 0% | 0% | 0% | 0% | 0% | 0% | 0% | 0.6084% | 67.95% | 8.145% | 22.78% | 0.5198% | 100%
Sites-Based | FCZ08 Tot | Office, Large | 0% | 0% | 0% | 0% | 0% | 0% | 0% | 10.05% | 32.73% | 0% | 50.54% | 6.691% | 100%
Sites-Based | FCZ08 Tot | Office, Small | 0% | 0% | 0% | 0% | 0% | 0% | 0% | 1.648% | 77.22% | 4.811% | 16.06% | 0.2616% | 100%
Sites-Based | FCZ08 Tot | Refrigerated Warehouse | 0% | 0% | 0% | 0% | 0% | 0% | 0% | 0% | 83.17% | 16.83% | 0% | 0% | 100%
Sites-Based | FCZ08 Tot | Restaurant | 0% | 0% | 0% | 0% | 0% | 0% | 1.919% | 0.4347% | 70.08% | 2.986% | 24.58% | 0% | 100%
Sites-Based | FCZ08 Tot | Retail | 0% | 0% | 0% | 0% | 0% | 0% | 0.2231% | 1.592% | 72.1% | 10.44% | 15.01% | 0.6334% | 100%
Sites-Based | FCZ08 Tot | School | 0% | 0% | 0% | 0% | 2.766% | 0% | 0% | 0% | 71.89% | 0% | 24.73% | 0.6176% | 100%
Sites-Based | FCZ08 Tot | Warehouse | 0% | 0% | 0% | 0% | 0% | 0% | 0% | 2.469% | 59.91% | 9.092% | 28.53% | 0% | 100%
Sites-Based | FCZ08 Tot | All Commercial | 0% | 0% | 0% | 0% | 0.05684% | 0% | 0.2963% | 1.771% | 71.24% | 6.365% | 19.57% | 0.6998% | 100%
Sites-Based | FCZ09 Tot | College | 0% | 0% | 0% | 0% | 0% | 0% | 0% | 51.01% | 43.72% | 0% | 5.268% | 0% | 100%
Sites-Based | FCZ09 Tot | Food Stores | 0% | 0% | 0% | 0% | 0% | 0% | 0% | 0.7239% | 67.6% | 18.43% | 12.99% | 0.2518% | 100%
Sites-Based | FCZ09 Tot | Health Care | 0% | 0% | 0% | 0% | 0% | 0% | 0% | 12.07% | 33.22% | 12.77% | 38.73% | 3.217% | 100%
Sites-Based | FCZ09 Tot | Lodging | 0% | 0% | 0% | 0% | 0% | 0% | 0% | 0% | 75.17% | 6.117% | 18.72% | 0% | 100%
Sites-Based | FCZ09 Tot | Miscellaneous | 0% | 0% | 0% | 0% | 0% | 0% | 3.504% | 3.504% | 58.69% | 13.79% | 19.95% | 0.567% | 100%
Sites-Based | FCZ09 Tot | Office, Large | 0% | 0% | 0% | 0% | 0% | 0% | 0% | 37.33% | 42.47% | 0% | 20.2% | 0% | 100%
Sites-Based | FCZ09 Tot | Office, Small | 0% | 0% | 0% | 0% | 0% | 0% | 3.001% | 2.288% | 36.87% | 19.97% | 37.87% | 0% | 100%
Sites-Based | FCZ09 Tot | Refrigerated Warehouse | 0% | 0% | 0% | 0% | 0% | 0% | 0% | 0% | 21.45% | 0% | 78.55% | 0% | 100%
Sites-Based | FCZ09 Tot | Restaurant | 0% | 0% | 0% | 0% | 0% | 0% | 0% | 3.151% | 47.28% | 17.55% | 27.62% | 4.398% | 100%
Sites-Based | FCZ09 Tot | Retail | 0% | 0% | 0% | 0% | 0% | 0% | 2.186% | 3.213% | 42.06% | 6.655% | 44.11% | 1.776% | 100%
Sites-Based | FCZ09 Tot | School | 0% | 0% | 0% | 0% | 0% | 0% | 0% | 3.249% | 49.52% | 11.87% | 35.36% | 0% | 100%
Sites-Based | FCZ09 Tot | Warehouse | 0% | 0% | 0% | 0% | 0% | 0% | 0% | 1.816% | 45.97% | 20.45% | 31.76% | 0% | 100%
Sites-Based | FCZ09 Tot | All Commercial | 0% | 0% | 0% | 0% | 0% | 0% | 1.93% | 3.706% | 47.13% | 14.54% | 31.7% | 1% | 100%
Sites-Based | FCZ10 Tot | College | 0% | 0% | 0% | 0% | 0% | 0% | 0.4347% | 0.2137% | 20.01% | 12.16% | 50.88% | 16.31% | 100%
Sites-Based | FCZ10 Tot | Food Stores | 0% | 0% | 0% | 0% | 0% | 0% | 0.6852% | 2.765% | 46.22% | 12.75% | 33.21% | 4.37% | 100%
Sites-Based | FCZ10 Tot | Health Care | 0% | 0% | 0% | 0% | 0% | 0% | 1.504% | 0.9451% | 46.03% | 28.7% | 20.95% | 1.877% | 100%
Sites-Based | FCZ10 Tot | Lodging | 0% | 0% | 0% | 0% | 0% | 0% | 1.635% | 12.77% | 50.03% | 10.98% | 20.52% | 4.068% | 100%
Sites-Based | FCZ10 Tot | Miscellaneous | 0% | 0% | 0% | 0% | 0% | 0% | 0.3452% | 1.774% | 61.07% | 7.973% | 28.78% | 0.06412% | 100%
Sites-Based | FCZ10 Tot | Office, Large | 0% | 0% | 0% | 0% | 0% | 0% | 0% | 7.682% | 18.98% | 3.829% | 67.59% | 1.918% | 100%
Sites-Based | FCZ10 Tot | Office, Small | 0% | 0% | 0% | 0.2503% | 0.7069% | 0% | 0.2747% | 4.37% | 43.54% | 10.89% | 39.26% | 0.7069% | 100%
Sites-Based | FCZ10 Tot | Refrigerated Warehouse | 0% | 0% | 0% | 0% | 0% | 0% | 0% | 12.8% | 0% | 0% | 36.62% | 50.58% | 100%
Sites-Based | FCZ10 Tot | Restaurant | 0% | 0% | 0% | 0% | 0% | 0% | 0.8873% | 1.728% | 46.75% | 7.905% | 41.76% | 0.9655% | 100%
Sites-Based | FCZ10 Tot | Retail | 0% | 0% | 0% | 0% | 0% | 0% | 0.1529% | 1.69% | 49.16% | 5.723% | 42.18% | 1.092% | 100%
Sites-Based | FCZ10 Tot | School | 0% | 0% | 0% | 0% | 0% | 2.252% | 3.801% | 23.02% | 40.95% | 0% | 29.98% | 0% | 100%
Sites-Based | FCZ10 Tot | Warehouse | 0% | 0% | 0% | 0% | 0% | 0.5444% | 0.5444% | 5.983% | 45.99% | 4.431% | 37.7% | 4.807% | 100%
Sites-Based | FCZ10 Tot | All Commercial | 0% | 0% | 0% | 0.05848% | 0.1652% | 0.09003% | 0.495% | 3.335% | 48.22% | 8.513% | 37.53% | 1.594% | 100%
Sites-Based | FCZ11 Tot | College | 0% | 0% | 0% | 0% | 0% | 0% | 0% | 4.444% | 59.24% | 0% | 36.03% | 0.286% | 100%
Sites-Based | FCZ11 Tot | Food Stores | 0% | 0% | 0% | 0% | 0% | 0% | 0% | 0.8384% | 50.29% | 17.08% | 24.49% | 7.307% | 100%
Sites-Based | FCZ11 Tot | Health Care | 0% | 0% | 0% | 0% | 0% | 0% | 1.895% | 5.316% | 32.39% | 22.59% | 24.38% | 13.43% | 100%
Sites-Based | FCZ11 Tot | Lodging | 0% | 0% | 0% | 0% | 0% | 0% | 0% | 18.63% | 42.25% | 16.39% | 21.35% | 1.391% | 100%
Sites-Based | FCZ11 Tot | Miscellaneous | 0% | 0% | 0% | 0% | 0% | 0% | 0% | 4.977% | 49.92% | 14.13% | 30.47% | 0.5046% | 100%
Sites-Based | FCZ11 Tot | Office, Large | 0% | 0% | 0% | 0% | 0% | 0% | 20.82% | 0% | 5.968% | 14.85% | 58.36% | 0% | 100%
Sites-Based | FCZ11 Tot | Office, Small | 0% | 0% | 0% | 0% | 0% | 0% | 0% | 5.232% | 30.65% | 10.65% | 51.38% | 2.089% | 100%
Sites-Based | FCZ11 Tot | Refrigerated Warehouse | 0% | 0% | 0% | 0% | 0% | 0% | 0% | 7.239% | 51.91% | 0% | 40.85% | 0% | 100%
Sites-Based | FCZ11 Tot | Restaurant | 0% | 0% | 0% | 0% | 0% | 0% | 0% | 4.098% | 36.68% | 15.73% | 39.37% | 4.121% | 100%
Sites-Based | FCZ11 Tot | Retail | 0% | 0% | 0% | 0% | 0% | 0% | 0% | 4.837% | 40.57% | 12.58% | 41% | 1.006% | 100%
Sites-Based | FCZ11 Tot | School | 0% | 0% | 0% | 0% | 0% | 0% | 0% | 1.499% | 36.52% | 14.7% | 42.95% | 4.334% | 100%
Sites-Based | FCZ11 Tot | Warehouse | 0% | 0% | 0% | 0% | 0% | 0% | 0.5339% | 5.772% | 46.35% | 8.287% | 37.93% | 1.13% | 100%
Sites-Based | FCZ11 Tot | All Commercial | 0% | 0% | 0% | 0% | 0% | 0% | 0.1927% | 4.774% | 39.97% | 12.09% | 40.8% | 2.182% | 100%
Sites-Based | FCZ12c Tot | College | 0% | 0% | 0% | 0% | 0% | 0% | 0.2546% | 9.04% | 57.39% | 9.326% | 22.76% | 1.234% | 100%
Sites-Based | FCZ12c Tot | Food Stores | 0% | 0% | 0% | 0% | 0% | 0% | 0% | 3.114% | 62.18% | 10.25% | 23.48% | 0.966% | 100%
Sites-Based | FCZ12c Tot | Health Care | 0% | 0% | 0% | 0% | 0% | 0% | 0% | 11.29% | 67.31% | 0% | 13.49% | 7.907% | 100%
Sites-Based | FCZ12c Tot | Lodging | 0% | 0% | 0% | 0% | 0% | 0.929% | 2.153% | 3.631% | 63.72% | 5.562% | 20.12% | 3.89% | 100%
Sites-Based | FCZ12c Tot | Miscellaneous | 0% | 0% | 0% | 0.2551% | 0% | 0.3472% | 0.3103% | 7.562% | 64.19% | 9.654% | 16.66% | 1.029% | 100%
Sites-Based | FCZ12c Tot | Office, Large | 0% | 0% | 0% | 0% | 0% | 1.14% | 2.183% | 8.731% | 52.56% | 2.186% | 32.03% | 1.17% | 100%
Sites-Based | FCZ12c Tot | Office, Small | 0% | 0% | 0% | 0% | 0% | 0% | 0.489% | 3.97% | 72.38% | 5.229% | 17.59% | 0.3454% | 100%
Sites-Based | FCZ12c Tot | Refrigerated Warehouse | 0% | 0% | 0% | 0% | 0% | 0% | 0% | 0% | 31.16% | 0% | 68.84% | 0% | 100%
Sites-Based | FCZ12c Tot | Restaurant | 0% | 0% | 0% | 0% | 0% | 0% | 0.297% | 1.428% | 64.13% | 5.904% | 24.26% | 3.982% | 100%
Sites-Based | FCZ12c Tot | Retail | 0% | 0% | 0.1549% | 0% | 0% | 0% | 0% | 1.24% | 56.12% | 20.05% | 22.44% | 0% | 100%
Sites-Based | FCZ12c Tot | School | 0% | 0% | 0% | 0% | 0% | 0% | 0.5856% | 8.786% | 33.35% | 8.278% | 49% | 0% | 100%
Sites-Based | FCZ12c Tot | Warehouse | 0% | 0% | 0% | 0% | 0% | 0% | 2.258% | 2.401% | 57.43% | 5.697% | 31.67% | 0.5405% | 100%
Sites-Based | FCZ12c Tot | All Commercial | 0% | 0% | 0.02825% | 0.03288% | 0% | 0.09487% | 0.4771% | 3.934% | 64.28% | 8.735% | 21.36% | 1.061% | 100%
Sites-Based | FCZ12i Tot | College | 0% | 0% | 0% | 0% | 0% | 0% | 0% | 7.474% | 40.69% | 19.56% | 32.28% | 0% | 100%
Sites-Based | FCZ12i Tot | Food Stores | 0% | 0% | 0% | 0% | 0% | 0% | 0% | 1.793% | 64.14% | 3.407% | 30.66% | 0% | 100%
Sites-Based | FCZ12i Tot | Health Care | 0% | 0% | 0% | 0% | 0% | 0% | 0% | 3.866% | 70.07% | 7.482% | 17.13% | 1.46% | 100%
Sites-Based | FCZ12i Tot | Lodging | 0% | 0% | 0% | 0% | 0% | 0% | 0% | 25.07% | 56.97% | 0% | 14.21% | 3.748% | 100%
Sites-Based | FCZ12i Tot | Miscellaneous | 0% | 0% | 0% | 0.2667% | 0% | 0% | 2.113% | 1.884% | 63.36% | 16.97% | 14.9% | 0.5036% | 100%
Sites-Based | FCZ12i Tot | Office, Large | 0% | 0% | 0% | 0% | 0% | 0% | 3.362% | 0% | 58.99% | 0% | 31.91% | 5.744% | 100%
Sites-Based | FCZ12i Tot | Office, Small | 0% | 0% | 0% | 0% | 0% | 0% | 6.102% | 8.223% | 47.52% | 20.98% | 16.95% | 0.2219% | 100%
Sites-Based | FCZ12i Tot | Refrigerated Warehouse | 0% | 0% | 0% | 0% | 0% | 0% | 0% | 0% | 30.93% | 0% | 0% | 69.07% | 100%
Sites-Based | FCZ12i Tot | Restaurant | 0% | 0% | 0% | 0% | 0% | 0.6973% | 0% | 6.997% | 57.76% | 11.32% | 21.18% | 2.051% | 100%
Sites-Based | FCZ12i Tot | Retail | 0% | 0% | 0% | 0% | 0% | 0% | 1.066% | 5.615% | 45.04% | 32.14% | 15.4% | 0.7314% | 100%
Sites-Based | FCZ12i Tot | School | 0% | 0% | 0% | 0% | 0% | 0% | 15.03% | 1.053% | 73.8% | 4.003% | 6.109% | 0% | 100%
Sites-Based | FCZ12i Tot | Warehouse | 0% | 0% | 0% | 0% | 0% | 0% | 0% | 2.253% | 66.84% | 13.81% | 17.1% | 0% | 100%
Sites-Based | FCZ12i Tot | All Commercial | 0% | 0% | 0% | 0.04733% | 0% | 0.07855% | 2.929% | 5.596% | 54.23% | 18.88% | 17.49% | 0.7493% | 100%
Sites-Based | FCZ13 Tot | College | 0% | 0% | 0% | 0% | 0% | 0% | 0% | 3.842% | 54.65% | 0% | 39.86% | 1.644% | 100%
Sites-Based | FCZ13 Tot | Food Stores | 0% | 0% | 0% | 0% | 0.4893% | 0.9869% | 0.4893% | 0.8673% | 66.98% | 1.697% | 27.82% | 0.6671% | 100%
Sites-Based | FCZ13 Tot | Health Care | 0% | 0% | 0% | 0% | 0% | 0% | 0% | 0.8816% | 58.45% | 0.6798% | 38.51% | 1.486% | 100%
Sites-Based | FCZ13 Tot | Lodging | 0% | 0% | 0% | 0% | 0% | 0% | 7.538% | 17.93% | 30.57% | 0% | 39.18% | 4.779% | 100%
Sites-Based | FCZ13 Tot | Miscellaneous | 0% | 0.2508% | 0% | 0% | 0.4182% | 0.2508% | 2.881% | 3.388% | 70.67% | 1.781% | 20.06% | 0.2974% | 100%
Sites-Based | FCZ13 Tot | Office, Large | 0% | 0% | 0% | 0% | 7.743% | 0% | 11.08% | 12.89% | 40.9% | 0% | 27.38% | 0% | 100%
Sites-Based | FCZ13 Tot | Office, Small | 0% | 0% | 0.467% | 0% | 0.2207% | 0.7451% | 2.716% | 4.948% | 65.55% | 1.9% | 22.38% | 1.075% | 100%
Sites-Based | FCZ13 Tot | Refrigerated Warehouse | 0% | 0% | 0% | 0% | 0% | 0% | 0% | 0% | 51.77% | 0% | 39.4% | 8.826% | 100%
Sites-Based | FCZ13 Tot | Restaurant | 0% | 0% | 0% | 0% | 0% | 0.7451% | 0.328% | 5.449% | 49.94% | 3.406% | 37.27% | 2.866% | 100%
Sites-Based | FCZ13 Tot | Retail | 0% | 0% | 0% | 0% | 0% | 0.4833% | 1.06% | 2.882% | 65.35% | 2.378% | 26.89% | 0.9542% | 100%
Sites-Based | FCZ13 Tot | School | 0% | 0% | 0% | 0% | 0% | 1.728% | 1.728% | 3.455% | 73.31% | 1.731% | 17.84% | 0.212% | 100%
Sites-Based | FCZ13 Tot | Warehouse | 0% | 0% | 0% | 0% | 0% | 0% | 1.046% | 4.923% | 56.31% | 2.679% | 35.04% | 0% | 100%
Sites-Based | FCZ13 Tot | All Commercial | 0% | 0.04022% | 0.1341% | 0% | 0.2888% | 0.5573% | 1.887% | 4.086% | 63.31% | 2.085% | 26.53% | 1.078% | 100%
Sites-Based | FCZ16 Tot | College | 0% | 6.677% | 0% | 0% | 0% | 0% | 0% | 19.82% | 17.26% | 0% | 56.24% | 0% | 100%
Sites-Based | FCZ16 Tot | Food Stores | 0% | 0% | 0% | 0% | 0% | 0% | 0% | 0.633% | 86.24% | 3.945% | 7.492% | 1.691% | 100%
Sites-Based | FCZ16 Tot | Health Care | 0% | 0% | 0% | 0% | 0% | 0% | 0% | 0% | 36.1% | 63.9% | 0% | 0% | 100%
Sites-Based | FCZ16 Tot | Lodging | 0% | 0% | 0% | 0% | 0% | 0% | 0% | 7.575% | 59.77% | 0.8342% | 24.9% | 6.923% | 100%
Sites-Based | FCZ16 Tot | Miscellaneous | 0% | 0% | 0% | 0% | 0% | 0% | 1.865% | 0.737% | 85.12% | 2.436% | 9.841% | 0% | 100%
Sites-Based | FCZ16 Tot | Office, Large | 0% | 0% | 0% | 0% | 2.1% | 1.164% | 2.1% | 5.373% | 76.12% | 0% | 12.36% | 0.7849% | 100%
Sites-Based | FCZ16 Tot | Office, Small | 0% | 0% | 0% | 0% | 0% | 0% | 0% | 0% | 96.31% | 1.357% | 2.33% | 0% | 100%
Sites-Based | FCZ16 Tot | Refrigerated Warehouse | 0% | 0% | 0% | 0% | 0% | 0% | 0% | 0% | 76.74% | 10.85% | 12.41% | 0% | 100%
Sites-Based | FCZ16 Tot | Restaurant | 0% | 0% | 0% | 0% | 0% | 0% | 0% | 0% | 74.34% | 12.45% | 13.21% | 0% | 100%
Sites-Based | FCZ16 Tot | Retail | 0% | 0% | 0% | 0% | 0% | 0% | 0% | 0.8038% | 68.66% | 10.16% | 20.19% | 0.1914% | 100%
Sites-Based | FCZ16 Tot | School | 0% | 0% | 0% | 0% | 0% | 0% | 0% | 6.485% | 63.85% | 6.564% | 23.1% | 0% | 100%
Sites-Based | FCZ16 Tot | Warehouse | 0% | 0% | 0% | 0% | 0% | 0% | 0% | 0% | 88.99% | 7.542% | 3.47% | 0% | 100%
Sites-Based | FCZ16 Tot | All Commercial | 0% | 0.002738% | 0% | 0% | 0.03669% | 0.02033% | 0.3265% | 0.7639% | 78.12% | 7.94% | 12.57% | 0.221% | 100%
Sites-Based | FCZ17 Tot | College | 0% | 0% | 0% | 0% | 0% | 0% | 0% | 2.462% | 77.97% | 18.13% | 1.437% | 0% | 100%
Sites-Based | FCZ17 Tot | Food Stores | 0% | 0% | 0% | 0% | 0% | 0% | 0% | 0% | 62.24% | 21.82% | 14.42% | 1.526% | 100%
Sites-Based | FCZ17 Tot | Health Care | 0% | 0% | 0% | 0% | 0% | 0% | 4.196% | 0% | 87.02% | 7.905% | 0.8793% | 0% | 100%
Sites-Based | FCZ17 Tot | Lodging | 0% | 0% | 0% | 0% | 0% | 0% | 0% | 0% | 60.72% | 17.15% | 22.13% | 0% | 100%
Sites-Based | FCZ17 Tot | Miscellaneous | 0% | 0% | 0% | 0% | 0% | 0% | 0.2342% | 0% | 71.92% | 17.15% | 10.7% | 0% | 100%
Sites-Based | FCZ17 Tot | Office, Large | 0% | 0% | 0% | 0% | 0% | 0% | 0% | 0.6449% | 66.74% | 9.652% | 22.96% | 0% | 100%
Sites-Based | FCZ17 Tot | Office, Small | 0% | 0% | 0% | 0% | 0% | 0% | 0% | 0% | 74.37% | 7.161% | 18.47% | 0% | 100%
Sites-Based | FCZ17 Tot | Refrigerated Warehouse | 0% | 0% | 0% | 0% | 0% | 0% | 0% | 0% | 46.52% | 0% | 53.48% | 0% | 100%
Sites-Based | FCZ17 Tot | Restaurant | 0% | 0% | 0% | 0% | 0% | 0% | 0% | 0% | 70.28% | 12.67% | 16.29% | 0.76% | 100%
Sites-Based | FCZ17 Tot | Retail | 0% | 0% | 0% | 0% | 0% | 0% | 0% | 0.151% | 74.68% | 12.82% | 9.168% | 3.186% | 100%
Sites-Based | FCZ17 Tot | School | 0% | 0% | 0% | 0% | 0% | 0% | 0% | 0% | 53.57% | 37.47% | 8.958% | 0% | 100%
Sites-Based | FCZ17 Tot | Warehouse | 0% | 0% | 0% | 0% | 0% | 0% | 0% | 0% | 94.15% | 3.672% | 2.175% | 0% | 100%
Sites-Based | FCZ17 Tot | All Commercial | 0% | 0% | 0% | 0% | 0% | 0% | 0.1387% | 0.07618% | 74.12% | 12.32% | 12.37% | 0.9725% | 100%
Sites-Based | PG&E | College | 0% | 0% | 0% | 0% | 0.02759% | 0.8601% | 0.209% | 2.403% | 55.67% | 23.01% | 17.43% | 0.3902% | 100%
Sites-Based | PG&E | Food Stores | 0.04881% | 0% | 0% | 0% | 0.04776% | 0.109% | 0.9178% | 2.05% | 61.4% | 13.93% | 20.36% | 1.129% | 100%
Sites-Based | PG&E | Health Care | 0% | 0% | 0% | 0.109% | 0% | 0.3379% | 1.018% | 10.23% | 52.57% | 6.595% | 24.94% | 4.203% | 100%
Sites-Based | PG&E | Lodging | 0% | 0% | 0.5751% | 0.2199% | 0.1102% | 0% | 0.5943% | 6.209% | 62.87% | 6.19% | 21.84% | 1.389% | 100%
Sites-Based | PG&E | Miscellaneous | 0% | 0.1389% | 0.03082% | 0.2878% | 0.4011% | 0.2253% | 1.542% | 4.382% | 59.2% | 10.89% | 19.55% | 3.341% | 100%
Sites-Based | PG&E | Office, Large | 0% | 0% | 0.7588% | 0.1329% | 0.4692% | 0.6735% | 3.986% | 11.46% | 49.5% | 2.881% | 29.01% | 1.126% | 100%
Sites-Based | PG&E | Office, Small | 0.08324% | 0% | 0% | 0% | 0.01669% | 0.3451% | 0.5983% | 4.384% | 57.84% | 7.515% | 27.65% | 1.574% | 100%
Sites-Based | PG&E | Refrigerated Warehouse | 0% | 0% | 0% | 0% | 0% | 1.123% | 0% | 1.64% | 62.77% | 10.26% | 19.48% | 4.727% | 100%
Sites-Based | PG&E | Restaurant | 0% | 0% | 0% | 0.06476% | 0.1704% | 0.3514% | 0.6931% | 3.691% | 53.68% | 12.38% | 26.28% | 2.694% | 100%
Sites-Based | PG&E | Retail | 0% | 0% | 0% | 0% | 0.1304% | 0.4595% | 0.8822% | 2.518% | 61.24% | 14.15% | 19.17% | 1.444% | 100%
Sites-Based | PG&E | School | 0% | 0.1045% | 0% | 0% | 1.387% | 0.8946% | 0.5121% | 12.08% | 56.7% | 10.18% | 17.13% | 1.02% | 100%
Sites-Based | PG&E | Warehouse | 0% | 0% | 0% | 0% | 0% | 0.2949% | 0.393% | 7.013% | 54.75% | 10.42% | 25.49% | 1.63% | 100%
Sites-Based | PG&E | All Commercial | 0.02711% | 0.02568% | 0.02736% | 0.06533% | 0.1643% | 0.3556% | 0.8922% | 4.288% | 58.1% | 10.83% | 23.22% | 1.994% | 100%
Sites-Based | SCE | College | 0% | 0% | 0% | 0% | 0% | 0.03187% | 0.05298% | 3.999% | 63.49% | 4.495% | 25.92% | 2.013% | 100%
Sites-Based | SCE | Food Stores | 0% | 0% | 0% | 0% | 0.07902% | 0.1318% | 0.147% | 1.038% | 72.36% | 9.313% | 15.07% | 1.857% | 100%
Sites-Based | SCE | Health Care | 0% | 0% | 0% | 0% | 0% | 0.1073% | 0.9804% | 4.22% | 57.55% | 12.49% | 21.99% | 2.66% | 100%
Sites-Based | SCE | Lodging | 0% | 0% | 0% | 0% | 0% | 0.1978% | 0.4443% | 5.714% | 67.1% | 10.66% | 13.94% | 1.945% | 100%
Sites-Based | SCE | Miscellaneous | 0% | 0.09534% | 0% | 0% | 0.01674% | 0.1456% | 0.5856% | 2.354% | 70.3% | 9.764% | 16.27% | 0.4684% | 100%
Sites-Based | SCE | Office, Large | 0% | 0% | 0% | 0% | 0% | 0.2948% | 2.31% | 10.96% | 46.06% | 8.212% | 30.78% | 1.384% | 100%
Sites-Based | SCE | Office, Small | 0.2757% | 0% | 0% | 0.03507% | 0.1434% | 0.1058% | 0.2555% | 2.75% | 63.18% | 9.374% | 22.56% | 1.324% | 100%
Sites-Based | SCE | Refrigerated Warehouse | 0% | 0% | 0% | 0% | 0% | 0% | 0% | 1.977% | 56.04% | 17.97% | 19.75% | 4.258% | 100%
Sites-Based | SCE | Restaurant | 0% | 0% | 0% | 0% | 0% | 0.06213% | 0.3396% | 2.248% | 59.83% | 10.34% | 25.63% | 1.548% | 100%
Sites-Based | SCE | Retail | 0% | 0% | 0% | 0% | 0.01892% | 0% | 0.4251% | 1.405% | 66.47% | 9.601% | 20.68% | 1.395% | 100%
Sites-Based | SCE | School | 0% | 0% | 0.3229% | 0% | 0.5291% | 0.7341% | 1.275% | 4.624% | 64.81% | 7.905% | 19.11% | 0.6939% | 100%
Sites-Based | SCE | Warehouse | 0% | 0% | 0% | 0% | 0% | 0.1032% | 0.6787% | 4.164% | 62.33% | 11.32% | 19.9% | 1.509% | 100%
Sites-Based | SCE | All Commercial | 0.07009% | 0.0156% | 0.00964% | 0.008916% | 0.06379% | 0.1019% | 0.4532% | 2.525% | 64.91% | 9.695% | 20.84% | 1.306% | 100%
Sites-Based | SDG&E | College | 0% | 0% | 0% | 0% | 0% | 0% | 0.1625% | 8.473% | 51.35% | 13.03% | 26.2% | 0.7876% | 100%
Sites-Based | SDG&E | Food Stores | 0% | 0% | 0% | 0% | 0% | 0% | 0% | 2.616% | 62.92% | 7.67% | 26.19% | 0.6016% | 100%
Sites-Based | SDG&E | Health Care | 0% | 0% | 0% | 0% | 0% | 0% | 0% | 7.997% | 68.53% | 3.317% | 15.1% | 5.049% | 100%
Sites-Based | SDG&E | Lodging | 0% | 0% | 0% | 0% | 0% | 0.6426% | 1.489% | 10.24% | 61.64% | 3.847% | 18.3% | 3.846% | 100%
Sites-Based | SDG&E | Miscellaneous | 0% | 0% | 0% | 0.2599% | 0% | 0.2024% | 1.062% | 5.195% | 63.84% | 12.71% | 15.92% | 0.8097% | 100%
Sites-Based | SDG&E | Office, Large | 0% | 0% | 0% | 0% | 0% | 0.9518% | 2.378% | 7.287% | 53.62% | 1.824% | 32.01% | 1.927% | 100%
Sites-Based | SDG&E | Office, Small | 0% | 0% | 0% | 0% | 0% | 0% | 2.15% | 5.229% | 65.02% | 9.89% | 17.4% | 0.3089% | 100%
Sites-Based | SDG&E | Refrigerated Warehouse | 0% | 0% | 0% | 0% | 0% | 0% | 0% | 0% | 31.14% | 0% | 63.23% | 5.624% | 100%
Sites-Based | SDG&E | Restaurant | 0% | 0% | 0% | 0% | 0% | 0.2289% | 0.1995% | 3.256% | 62.04% | 7.68% | 23.25% | 3.348% | 100%
Sites-Based | SDG&E | Retail | 0% | 0% | 0.0967% | 0% | 0% | 0% | 0.4004% | 2.884% | 51.96% | 24.59% | 19.8% | 0.2748% | 100%
Sites-Based | SDG&E | School | 0% | 0% | 0% | 0% | 0% | 0% | 6.579% | 5.578% | 50.13% | 6.505% | 31.21% | 0% | 100%
Sites-Based | SDG&E | Warehouse | 0% | 0% | 0% | 0% | 0% | 0% | 1.472% | 2.349% | 60.7% | 8.519% | 26.61% | 0.3525% | 100%
Sites-Based | SDG&E | All Commercial | 0% | 0% | 0.0186% | 0.03782% | 0% | 0.08929% | 1.315% | 4.502% | 60.85% | 12.2% | 20.03% | 0.9541% | 100%
Sites-Based | LADWP | College | 0% | 0.4719% | 0% | 0% | 0% | 0% | 0% | 3.689% | 73.68% | 16.85% | 5.31% | 0% | 100%
Sites-Based | LADWP | Food Stores | 0% | 0% | 0% | 0% | 0% | 0% | 0% | 0.4645% | 79.85% | 8.704% | 9.336% | 1.647% | 100%
Sites-Based | LADWP | Health Care | 0% | 0% | 0% | 0% | 0% | 0% | 1.437% | 0% | 53.54% | 44.73% | 0.3011% | 0% | 100%
Sites-Based | LADWP | Lodging | 0% | 0% | 0% | 0% | 0% | 0% | 0% | 6.911% | 59.85% | 2.264% | 24.65% | 6.316% | 100%
Sites-Based | LADWP | Miscellaneous | 0% | 0% | 0% | 0% | 0% | 0% | 1.326% | 0.4935% | 80.76% | 7.298% | 10.12% | 0% | 100%
Sites-Based | LADWP | Office, Large | 0% | 0% | 0% | 0% | 1.69% | 0.9368% | 1.69% | 4.451% | 74.29% | 1.882% | 14.43% | 0.6318% | 100%
Sites-Based | LADWP | Office, Small | 0% | 0% | 0% | 0% | 0% | 0% | 0% | 0% | 88.66% | 3.382% | 7.96% | 0% | 100%
Sites-Based | LADWP | Refrigerated Warehouse | 0% | 0% | 0% | 0% | 0% | 0% | 0% | 0% | 66.96% | 7.336% | 25.7% | 0% | 100%
Sites-Based | LADWP | Restaurant | 0% | 0% | 0% | 0% | 0% | 0% | 0% | 0% | 73.27% | 12.51% | 14.02% | 0.2007% | 100%
Sites-Based | LADWP | Retail | 0% | 0% | 0% | 0% | 0% | 0% | 0% | 0.6488% | 70.09% | 10.79% | 17.57% | 0.9023% | 100%
Sites-Based | LADWP | School | 0% | 0% | 0% | 0% | 0% | 0% | 0% | 4.86% | 61.28% | 14.31% | 19.55% | 0% | 100%
Sites-Based | LADWP | Warehouse | 0% | 0% | 0% | 0% | 0% | 0% | 0% | 0% | 91.53% | 5.636% | 2.832% | 0% | 100%
Sites-Based | LADWP | All Commercial | 0% | 0.001926% | 0% | 0% | 0.02582% | 0.01431% | 0.2709% | 0.5601% | 76.93% | 9.238% | 12.51% | 0.4437% | 100%
Sites-Based | SMUD | College | 0% | 0% | 0% | 0% | 0% | 0% | 0% | 3.842% | 54.65% | 0% | 39.86% | 1.644% | 100%
Sites-Based | SMUD | Food Stores | 0% | 0% | 0% | 0% | 0.4893% | 0.9869% | 0.4893% | 0.8673% | 66.98% | 1.697% | 27.82% | 0.6671% | 100%
Sites-Based | SMUD | Health Care | 0% | 0% | 0% | 0% | 0% | 0% | 0% | 0.8816% | 58.45% | 0.6798% | 38.51% | 1.486% | 100%
Sites-Based | SMUD | Lodging | 0% | 0% | 0% | 0% | 0% | 0% | 7.538% | 17.93% | 30.57% | 0% | 39.18% | 4.779% | 100%
Sites-Based | SMUD | Miscellaneous | 0% | 0.2508% | 0% | 0% | 0.4182% | 0.2508% | 2.881% | 3.388% | 70.67% | 1.781% | 20.06% | 0.2974% | 100%
Sites-Based | SMUD | Office, Large | 0% | 0% | 0% | 0% | 7.743% | 0% | 11.08% | 12.89% | 40.9% | 0% | 27.38% | 0% | 100%
Sites-Based | SMUD | Office, Small | 0% | 0% | 0.467% | 0% | 0.2207% | 0.7451% | 2.716% | 4.948% | 65.55% | 1.9% | 22.38% | 1.075% | 100%
Sites-Based | SMUD | Refrigerated Warehouse | 0% | 0% | 0% | 0% | 0% | 0% | 0% | 0% | 51.77% | 0% | 39.4% | 8.826% | 100%
Sites-Based | SMUD | Restaurant | 0% | 0% | 0% | 0% | 0% | 0.7451% | 0.328% | 5.449% | 49.94% | 3.406% | 37.27% | 2.866% | 100%
Sites-Based | SMUD | Retail | 0% | 0% | 0% | 0% | 0% | 0.4833% | 1.06% | 2.882% | 65.35% | 2.378% | 26.89% | 0.9542% | 100%
Sites-Based | SMUD | School | 0% | 0% | 0% | 0% | 0% | 1.728% | 1.728% | 3.455% | 73.31% | 1.731% | 17.84% | 0.212% | 100%
Sites-Based | SMUD | Warehouse | 0% | 0% | 0% | 0% | 0% | 0% | 1.046% | 4.923% | 56.31% | 2.679% | 35.04% | 0% | 100%
Sites-Based | SMUD | All Commercial | 0% | 0.04022% | 0.1341% | 0% | 0.2888% | 0.5573% | 1.887% | 4.086% | 63.31% | 2.085% | 26.53% | 1.078% | 100%
Sites-Based | FCZ01 | College | 0% | 0% | 0% | 0% | 0.05708% | 1.267% | 0.326% | 2.197% | 85.04% | 6.969% | 4.088% | 0.05708% | 100%
Sites-Based | FCZ01 | Food Stores | 0.1179% | 0% | 0% | 0% | 0% | 0% | 0.08334% | 1.573% | 75.57% | 8.141% | 14.23% | 0.2846% | 100%
Sites-Based | FCZ01 | Health Care | 0% | 0% | 0% | 0% | 0% | 0.6547% | 0.4009% | 6.638% | 60.09% | 4.661% | 24.71% | 2.844% | 100%
Sites-Based | FCZ01 | Lodging | 0% | 0% | 0% | 0.7389% | 0.3701% | 0% | 1.077% | 8.408% | 58.35% | 7.226% | 22.28% | 1.551% | 100%
Sites-Based | FCZ01 | Miscellaneous | 0% | 0% | 0% | 0.3412% | 0.6457% | 0.03558% | 0.3951% | 3.481% | 71.2% | 8.778% | 13.3% | 1.82% | 100%
Sites-Based | FCZ01 | Office, Large | 0% | 0% | 1.038% | 0.1818% | 0.6418% | 0% | 4.107% | 10.86% | 53.85% | 2.334% | 25.74% | 1.24% | 100%
Sites-Based | FCZ01 | Office, Small | 0% | 0% | 0% | 0% | 0.04359% | 0.2668% | 0.5734% | 3.248% | 67.39% | 5.867% | 20.11% | 2.497% | 100%
Sites-Based | FCZ01 | Refrigerated Warehouse | 0% | 0% | 0% | 0% | 0% | 0% | 0% | 3.754% | 83.74% | 7.998% | 3.714% | 0.7901% | 100%
Sites-Based | FCZ01 | Restaurant | 0% | 0% | 0% | 0.1272% | 0.2544% | 0.1677% | 0.9075% | 2.087% | 62.28% | 12.11% | 20.03% | 2.035% | 100%
Sites-Based | FCZ01 | Retail | 0% | 0% | 0% | 0% | 0% | 0.06441% | 0.8327% | 1.167% | 72.64% | 10.43% | 13.88% | 0.9835% | 100%
Sites-Based | FCZ01 | School | 0% | 0% | 0% | 0% | 2.081% | 0% | 0.8556% | 5.722% | 66.49% | 13.36% | 10.01% | 1.486% | 100%
Sites-Based | FCZ01 | Warehouse | 0% | 0% | 0% | 0% | 0% | 0% | 0.3083% | 8.344% | 73.11% | 7.985% | 10.04% | 0.22% | 100%
Sites-Based | FCZ01 | All Commercial | 0.007249% | 0% | 0.02924% | 0.08328% | 0.2082% | 0.156% | 0.7205% | 3.079% | 68.85% | 8.607% | 16.62% | 1.639% | 100%
Sites-Based | FCZ02 | College | 0% | 0% | 0% | 0% | 0% | 0% | 0% | 0% | 46.14% | 43.45% | 10.41% | 0% | 100%
Sites-Based | FCZ02 | Food Stores | 0% | 0% | 0% | 0% | 0.3973% | 0.3973% | 3.6% | 4.249% | 56.91% | 15.89% | 18.35% | 0.2041% | 100%
Sites-Based | FCZ02 | Health Care | 0% | 0% | 0% | 0.8821% | 0% | 0% | 0.4612% | 12.69% | 51.36% | 2.646% | 28.01% | 3.949% | 100%
Sites-Based | FCZ02 | Lodging | 0% | 0% | 0% | 0% | 0% | 0% | 0.6964% | 6.911% | 62.3% | 1.128% | 28.2% | 0.7635% | 100%
Sites-Based | FCZ02 | Miscellaneous | 0% | 0% | 0.2497% | 1.345% | 0.4035% | 1.628% | 1.845% | 5.207% | 56.37% | 11% | 19.66% | 2.289% | 100%
Sites-Based | FCZ02 | Office, Large | 0% | 0% | 0% | 0% | 0% | 7.908% | 12.7% | 12.24% | 34.46% | 0% | 32.69% | 0% | 100%
Sites-Based | FCZ02 | Office, Small | 0.5891% | 0% | 0% | 0% | 0% | 1.719% | 1.123% | 5.581% | 68.39% | 4.92% | 17.08% | 0.6014% | 100%
Sites-Based | FCZ02 | Refrigerated Warehouse | 0% | 0% | 0% | 0% | 0% | 7.756% | 0% | 0% | 60.43% | 3.302% | 28.51% | 0% | 100%
Sites-Based | FCZ02 | Restaurant | 0% | 0% | 0% | 0% | 0% | 0% | 0.5316% | 5.457% | 60.23% | 12.44% | 19.2% | 2.144% | 100%
Sites-Based | FCZ02 | Retail | 0% | 0% | 0% | 0% | 0% | 0.1283% | 2.188% | 2.264% | 63.59% | 10.37% | 20.77% | 0.6923% | 100%
Sites-Based | FCZ02 | School | 0% | 0% | 0% | 0% | 5.988% | 8.645% | 1.9% | 14.63% | 58.01% | 1.9% | 8.925% | 0% | 100%
Sites-Based | FCZ02 | Warehouse | 0% | 0% | 0% | 0% | 0% | 2.982% | 0.577% | 1.736% | 68.74% | 5.873% | 19.07% | 1.02% | 100%
Sites-Based | FCZ02 | All Commercial | 0.2046% | 0% | 0.04412% | 0.2597% | 0.2111% | 1.308% | 1.586% | 5.011% | 62.54% | 8.641% | 19.07% | 1.122% | 100%
Sites-Based | FCZ03 | College | 0% | 0% | 0% | 0% | 0% | 1.392% | 0% | 0.4656% | 17.7% | 79.52% | 0.9312% | 0% | 100%
Sites-Based | FCZ03 | Food Stores | 0% | 0% | 0% | 0% | 0% | 1.503% | 2.075% | 0.7892% | 50.72% | 18.46% | 24.38% | 2.075% | 100%
Sites-Based | FCZ03 | Health Care | 0% | 0% | 0% | 0% | 0% | 0% | 0% | 25.11% | 54.85% | 2.508% | 13.81% | 3.729% | 100%
Sites-Based | FCZ03 | Lodging | 0% | 0% | 0% | 0% | 0% | 0% | 0.5681% | 4.21% | 57.9% | 7.765% | 29.56% | 0% | 100%
Sites-Based | FCZ03 | Miscellaneous | 0% | 0% | 0% | 0% | 1.966% | 0.1893% | 0.8541% | 3.687% | 60.62% | 20.36% | 12.13% | 0.1893% | 100%
Sites-Based | FCZ03 | Office, Large | 0% | 0% | 0% | 0% | 0% | 0% | 0% | 39.8% | 34.46% | 0% | 25.74% | 0% | 100%
Sites-Based | FCZ03 | Office, Small | 0% | 0% | 0% | 0% | 0% | 0% | 0% | 13.09% | 43.62% | 13.53% | 28.52% | 1.253% | 100%
Sites-Based | FCZ03 | Refrigerated Warehouse | 0% | 0% | 0% | 0% | 0% | 0% | 0% | 0% | 65.52% | 0% | 34.48% | 0% | 100%
Sites-Based | FCZ03 | Restaurant | 0% | 0% | 0% | 0% | 1.413% | 0.5659% | 0.5659% | 1.396% | 63.11% | 2.597% | 30.35% | 0% | 100%
Sites-Based | FCZ03 | Retail | 0% | 0% | 0% | 0% | 0% | 0% | 0.6646% | 7.222% | 47.9% | 23.58% | 20.13% | 0.5124% | 100%
Sites-Based | FCZ03 | School | 0% | 1.593% | 0% | 0% | 0% | 0% | 0% | 35.75% | 48.06% | 10.48% | 4.118% | 0% | 100%
Sites-Based | FCZ03 | Warehouse | 0% | 0% | 0% | 0% | 0% | 0% | 1.888% | 2.383% | 43.95% | 27.7% | 23.67% | 0.407% | 100%
Sites-Based | FCZ03 | All Commercial | 0% | 0.05775% | 0% | 0% | 0.6502% | 0.2379% | 0.6171% | 7.875% | 51.07% | 18.16% | 20.64% | 0.6898% | 100%
Sites-Based | FCZ04 | College | 0% | 0% | 0% | 0% | 0% | 0% | 0% | 0% | 29.74% | 9.152% | 58.85% | 2.263% | 100%
Sites-Based | FCZ04 | Food Stores | 0% | 0% | 0% | 0% | 0% | 0% | 1.807% | 4.985% | 47.78% | 12.91% | 28.24% | 4.273% | 100%
Sites-Based | FCZ04 | Health Care | 0% | 0% | 0% | 0% | 0% | 0% | 4.082% | 22.39% | 44.24% | 2.429% | 25.68% | 1.17% | 100%
Sites-Based | FCZ04 | Lodging | 0% | 0% | 4.491% | 0% | 0% | 0% | 1.017% | 11.96% | 56.78% | 5.934% | 16.85% | 2.967% | 100%
Sites-Based | FCZ04 | Miscellaneous | 0% | 0% | 0% | 0% | 0% | 0% | 3.472% | 6.441% | 42.72% | 9.706% | 34.42% | 3.233% | 100%
Sites-Based | FCZ04 | Office, Large | 0% | 0% | 0% | 0% | 0% | 0% | 0% | 6.543% | 28.47% | 11.03% | 51.9% | 2.054% | 100%
Sites-Based | FCZ04 | Office, Small | 0% | 0% | 0% | 0% | 0% | 0% | 0.5735% | 8.082% | 26.6% | 7.151% | 56.4% | 1.186% | 100%
Sites-Based | FCZ04 | Refrigerated Warehouse | 0% | 0% | 0% | 0% | 0% | 0% | 0% | 0% | 42.08% | 8.143% | 47.32% | 2.453% | 100%
Sites-Based | FCZ04 | Restaurant | 0% | 0% | 0% | 0% | 0% | 0.5222% | 0.7026% | 10.84% | 25.33% | 12.87% | 45.42% | 4.311% | 100%
Sites-Based | FCZ04 | Retail | 0% | 0% | 0% | 0% | 0.9298% | 0.9298% | 1.736% | 7.896% | 37.8% | 13.1% | 36.06% | 1.544% | 100%
Sites-Based | FCZ04 | School | 0% | 0% | 0% | 0% | 0% | 0% | 0% | 26.21% | 31.1% | 5.218% | 34.91% | 2.563% | 100%
Sites-Based | FCZ04 | Warehouse | 0% | 0% | 0% | 0% | 0% | 0% | 0.6911% | 8.795% | 35.93% | 11.62% | 42.3% | 0.662% | 100%
Sites-Based | FCZ04 | All Commercial | 0% | 0% | 0.0647% | 0% | 0.1751% | 0.2308% | 1.532% | 8.651% | 34.84% | 9.882% | 42.39% | 2.237% | 100%
Sites-Based | FCZ05 | College | 0% | 0% | 0% | 0% | 0% | 0% | 0.6591% | 0% | 58.69% | 31.5% | 9.151% | 0% | 100%
Sites-Based | FCZ05 | Food Stores | 0% | 0% | 0% | 0% | 0% | 0% | 0% | 0% | 49.85% | 20.38% | 28.92% | 0.8545% | 100%
Sites-Based | FCZ05 | Health Care | 0% | 0% | 0% | 0% | 0% | 0.585% | 0% | 3.991% | 39.91% | 20.49% | 24.1% | 10.92% | 100%
Sites-Based | FCZ05 | Lodging | 0% | 0% | 0% | 0% | 0% | 0% | 0% | 1.919% | 63.14% | 9.322% | 25.36% | 0.2511% | 100%
Sites-Based | FCZ05 | Miscellaneous | 0% | 0% | 0% | 0% | 0% | 0% | 3.026% | 4.111% | 53.74% | 12.36% | 23.36% | 3.403% | 100%
Sites-Based | FCZ05 | Office, Large | 0% | 0% | 0% | 0% | 0% | 0% | 0% | 26.13% | 55.72% | 0% | 18.15% | 0% | 100%
Sites-Based | FCZ05 | Office, Small | 0% | 0% | 0% | 0% | 0% | 0% | 0.8727% | 2.026% | 52.66% | 9.483% | 32.94% | 2.017% | 100%
Sites-Based | FCZ05 | Refrigerated Warehouse | 0% | 0% | 0% | 0% | 0% | 0% | 0% | 0% | 51.05% | 14.74% | 26.37% | 7.84% | 100%
Sites-Based | FCZ05 | Restaurant | 0% | 0% | 0% | 0% | 0% | 0% | 0.5623% | 3.628% | 40.63% | 13.38% | 36.74% | 5.058% | 100%
Sites-Based | FCZ05 | Retail | 0% | 0% | 0% | 0% | 0% | 1.006% | 0% | 1.895% | 54.2% | 20.82% | 19.3% | 2.778% | 100%
Sites-Based | FCZ05 | School | 0% | 0% | 0% | 0% | 0% | 0% | 0% | 5.943% | 52.96% | 13.33% | 27.78% | 0% | 100%
Sites-Based | FCZ05 | Warehouse | 0% | 0% | 0% | 0% | 0% | 0% | 0% | 6.57% | 48.91% | 9.742% | 30.46% | 4.323% | 100%
Sites-Based | FCZ05 | All Commercial | 0% | 0% | 0% | 0% | 0% | 0.2352% | 0.861% | 2.933% | 51.29% | 14.24% | 27.45% | 2.989% | 100%
Sites-Based | FCZ06 | College | 0% | 0% | 0% | 0% | 0% | 1.114% | 0% | 8.996% | 5.842% | 53.16% | 30.89% | 0% | 100%
Sites-Based | FCZ06 | Food Stores | 0% | 0% | 0% | 0% | 0% | 0% | 0.9234% | 0.9234% | 53.43% | 24.49% | 19.25% | 0.9849% | 100%
Sites-Based | FCZ06 | Health Care | 0% | 0% | 0% | 0% | 0% | 0% | 0% | 2.246% | 68.46% | 1.037% | 25.83% | 2.424% | 100%
Sites-Based | FCZ06 | Lodging | 0% | 0% | 0% | 0% | 0% | 0% | 0% | 2.48% | 72.86% | 6.661% | 16.39% | 1.606% | 100%
Sites-Based | FCZ06 | Miscellaneous | 0% | 1.219% | 0% | 0% | 0% | 0% | 0% | 3.889% | 57.52% | 11.97% | 14.38% | 11.02% | 100%
Sites-Based | FCZ06 | Office, Large | 0% | 0% | 0% | 0% | 0% | 6.172% | 7.147% | 6.172% | 38.98% | 0% | 41.53% | 0% | 100%
Sites-Based | FCZ06 | Office, Small | 0% | 0% | 0% | 0% | 0% | 0% | 0% | 2.635% | 63.97% | 11.43% | 21.96% | 0% | 100%
Sites-Based | FCZ06 | Refrigerated Warehouse | 0% | 0% | 0% | 0% | 0% | 0% | 0% | 0% | 12.42% | 36.01% | 12.42% | 39.15% | 100%
Sites-Based | FCZ06 | Restaurant | 0% | 0% | 0% | 0% | 0% | 1.71% | 0% | 1.973% | 55.16% | 14.34% | 24.73% | 2.085% | 100%
Sites-Based | FCZ06 | Retail | 0% | 0% | 0% | 0% | 0% | 1.289% | 0% | 1.074% | 53.41% | 23.89% | 17.94% | 2.397% | 100%
Sites-Based | FCZ06 | School | 0% | 0% | 0% | 0% | 0% | 0% | 0% | 1.86% | 81.16% | 10.08% | 6.9% | 0% | 100%
Sites-Based | FCZ06 | Warehouse | 0% | 0% | 0% | 0% | 0% | 0% | 0% | 6.518% | 34.82% | 14.46% | 39.67% | 4.536% | 100%
Sites-Based | FCZ06 | All Commercial | 0% | 0.2043% | 0% | 0% | 0% | 0.4774% | 0.08326% | 2.714% | 57.42% | 15.28% | 20.87% | 2.942% | 100%
Sites-Based | FCZ07 | College | 0% | 0% | 0% | 0% | 0% | 0.04591% | 0% | 1.808% | 73.48% | 4.214% | 20.46% | 0% | 100%
Sites-Based | FCZ07 | Food Stores | 0% | 0% | 0% | 0% | 0.1219% | 0.2033% | 0.08333% | 0.7628% | 81.87% | 6.906% | 9.748% | 0.3% | 100%
Sites-Based | FCZ07 | Health Care | 0% | 0% | 0% | 0% | 0% | 0.2307% | 0.9851% | 3.795% | 64.16% | 7.871% | 21.83% | 1.132% | 100%
Sites-Based | FCZ07 | Lodging | 0% | 0% | 0% | 0% | 0% | 0.3572% | 0.3572% | 2.48% | 73.11% | 9.715% | 11.84% | 2.131% | 100%
Sites-Based | FCZ07 | Miscellaneous | 0% | 0.1606% | 0% | 0% | 0.02819% | 0.2451% | 0.5793% | 2.107% | 78.21% | 9.245% | 8.867% | 0.5601% | 100%
Sites-Based | FCZ07 | Office, Large | 0% | 0% | 0% | 0% | 0% | 0.4212% | 1.96% | 12.1% | 56.12% | 10.01% | 18.8% | 0.584% | 100%
Sites-Based | FCZ07 | Office, Small | 0.4489% | 0% | 0% | 0% | 0.07226% | 0.1722% | 0.1274% | 2.096% | 73.89% | 8.609% | 13.02% | 1.564% | 100%
Sites-Based | FCZ07 | Refrigerated Warehouse | 0% | 0% | 0% | 0% | 0% | 0% | 0% | 0% | 62.65% | 23.97% | 13.38% | 0% | 100%
Sites-Based | FCZ07 | Restaurant | 0% | 0% | 0% | 0% | 0% | 0.09708% | 0.09708% | 2.242% | 65.89% | 10.52% | 19.86% | 1.295% | 100%
Sites-Based | FCZ07 | Retail | 0% | 0% | 0% | 0% | 0.02913% | 0% | 0.4868% | 0.6905% | 75.24% | 10.1% | 11.86% | 1.583% | 100%
Sites-Based | FCZ07 | School | 0% | 0% | 0.5115% | 0% | 0.6134% | 0.7588% | 1.338% | 2.455% | 75.78% | 8.18% | 10.09% | 0.2751% | 100%
Sites-Based | FCZ07 | Warehouse | 0% | 0% | 0% | 0% | 0% | 0% | 0.8288% | 3.69% | 70.3% | 13.39% | 11.01% | 0.7884% | 100%
Sites-Based | FCZ07 | All Commercial | 0.112% | 0.02494% | 0.0154% | 0% | 0.05493% | 0.1406% | 0.4054% | 1.948% | 73.7% | 9.524% | 12.9% | 1.175% | 100%
Sites-Based | FCZ08 | College | 0% | 0% | 0% | 0% | 0% | 0% | 0% | 7.469% | 54.52% | 1.516% | 36.49% | 0% | 100%
Sites-Based | FCZ08 | Food Stores | 0% | 0% | 0% | 0% | 0% | 0% | 0% | 0.7418% | 67.06% | 8.825% | 18.24% | 5.13% | 100%
Sites-Based | FCZ08 | Health Care | 0% | 0% | 0% | 0% | 0% | 0% | 0% | 6.329% | 75.58% | 0% | 18.09% | 0% | 100%
Sites-Based | FCZ08 | Lodging | 0% | 0% | 0% | 0% | 0% | 0% | 0% | 3.944% | 79.84% | 13.26% | 2.953% | 0% | 100%
Sites-Based | FCZ08 | Miscellaneous | 0% | 0% | 0% | 0% | 0% | 0% | 0% | 0.6084% | 67.95% | 8.145% | 22.78% | 0.5198% | 100%
Sites-Based | FCZ08 | Office, Large | 0% | 0% | 0% | 0% | 0% | 0% | 0% | 10.05% | 32.73% | 0% | 50.54% | 6.691% | 100%
Sites-Based | FCZ08 | Office, Small | 0% | 0% | 0% | 0% | 0% | 0% | 0% | 1.648% | 77.22% | 4.811% | 16.06% | 0.2616% | 100%
Sites-Based | FCZ08 | Refrigerated Warehouse | 0% | 0% | 0% | 0% | 0% | 0% | 0% | 0% | 83.17% | 16.83% | 0% | 0% | 100%
Sites-Based | FCZ08 | Restaurant | 0% | 0% | 0% | 0% | 0% | 0% | 1.919% | 0.4347% | 70.08% | 2.986% | 24.58% | 0% | 100%
Sites-Based | FCZ08 | Retail | 0% | 0% | 0% | 0% | 0% | 0% | 0.2231% | 1.592% | 72.1% | 10.44% | 15.01% | 0.6334% | 100%
Sites-Based | FCZ08 | School | 0% | 0% | 0% | 0% | 2.766% | 0% | 0% | 0% | 71.89% | 0% | 24.73% | 0.6176% | 100%
Sites-Based | FCZ08 | Warehouse | 0% | 0% | 0% | 0% | 0% | 0% | 0% | 2.469% | 59.91% | 9.092% | 28.53% | 0% | 100%
Sites-Based | FCZ08 | All Commercial | 0% | 0% | 0% | 0% | 0.05684% | 0% | 0.2963% | 1.771% | 71.24% | 6.365% | 19.57% | 0.6998% | 100%
Sites-Based | FCZ09 | College | 0% | 0% | 0% | 0% | 0% | 0% | 0% | 51.01% | 43.72% | 0% | 5.268% | 0% | 100%
Sites-Based | FCZ09 | Food Stores | 0% | 0% | 0% | 0% | 0% | 0% | 0% | 0.7239% | 67.6% | 18.43% | 12.99% | 0.2518% | 100%
Sites-Based | FCZ09 | Health Care | 0% | 0% | 0% | 0% | 0% | 0% | 0% | 12.07% | 33.22% | 12.77% | 38.73% | 3.217% | 100%
Sites-Based | FCZ09 | Lodging | 0% | 0% | 0% | 0% | 0% | 0% | 0% | 0% | 75.17% | 6.117% | 18.72% | 0% | 100%
Sites-Based | FCZ09 | Miscellaneous | 0% | 0% | 0% | 0% | 0% | 0% | 3.504% | 3.504% | 58.69% | 13.79% | 19.95% | 0.567% | 100%
Sites-Based | FCZ09 | Office, Large | 0% | 0% | 0% | 0% | 0% | 0% | 0% | 37.33% | 42.47% | 0% | 20.2% | 0% | 100%
Sites-Based | FCZ09 | Office, Small | 0% | 0% | 0% | 0% | 0% | 0% | 3.001% | 2.288% | 36.87% | 19.97% | 37.87% | 0% | 100%
Sites-Based | FCZ09 | Refrigerated Warehouse | 0% | 0% | 0% | 0% | 0% | 0% | 0% | 0% | 21.45% | 0% | 78.55% | 0% | 100%
Sites-Based | FCZ09 | Restaurant | 0% | 0% | 0% | 0% | 0% | 0% | 0% | 3.151% | 47.28% | 17.55% | 27.62% | 4.398% | 100%
Sites-Based | FCZ09 | Retail | 0% | 0% | 0% | 0% | 0% | 0% | 2.186% | 3.213% | 42.06% | 6.655% | 44.11% | 1.776% | 100%
Sites-Based | FCZ09 | School | 0% | 0% | 0% | 0% | 0% | 0% | 0% | 3.249% | 49.52% | 11.87% | 35.36% | 0% | 100%
Sites-Based | FCZ09 | Warehouse | 0% | 0% | 0% | 0% | 0% | 0% | 0% | 1.816% | 45.97% | 20.45% | 31.76% | 0% | 100%
Sites-Based | FCZ09 | All Commercial | 0% | 0% | 0% | 0% | 0% | 0% | 1.93% | 3.706% | 47.13% | 14.54% | 31.7% | 1% | 100%
Sites-Based | FCZ10 | College | 0% | 0% | 0% | 0% | 0% | 0% | 0.4347% | 0.2137% | 20.01% | 12.16% | 50.88% | 16.31% | 100%
Sites-Based | FCZ10 | Food Stores | 0% | 0% | 0% | 0% | 0% | 0% | 0.6852% | 2.765% | 46.22% | 12.75% | 33.21% | 4.37% | 100%
Sites-Based | FCZ10 | Health Care | 0% | 0% | 0% | 0% | 0% | 0% | 1.504% | 0.9451% | 46.03% | 28.7% | 20.95% | 1.877% | 100%
Sites-Based | FCZ10 | Lodging | 0% | 0% | 0% | 0% | 0% | 0% | 1.635% | 12.77% | 50.03% | 10.98% | 20.52% | 4.068% | 100%
Sites-Based | FCZ10 | Miscellaneous | 0% | 0% | 0% | 0% | 0% | 0% | 0.3452% | 1.774% | 61.07% | 7.973% | 28.78% | 0.06412% | 100%
Sites-Based | FCZ10 | Office, Large | 0% | 0% | 0% | 0% | 0% | 0% | 0% | 7.682% | 18.98% | 3.829% | 67.59% | 1.918% | 100%
Sites-Based | FCZ10 | Office, Small | 0% | 0% | 0% | 0.2503% | 0.7069% | 0% | 0.2747% | 4.37% | 43.54% | 10.89% | 39.26% | 0.7069% | 100%
Sites-Based | FCZ10 | Refrigerated Warehouse | 0% | 0% | 0% | 0% | 0% | 0% | 0% | 12.8% | 0% | 0% | 36.62% | 50.58% | 100%
Sites-Based | FCZ10 | Restaurant | 0% | 0% | 0% | 0% | 0% | 0% | 0.8873% | 1.728% | 46.75% | 7.905% | 41.76% | 0.9655% | 100%
Sites-Based | FCZ10 | Retail | 0% | 0% | 0% | 0% | 0% | 0% | 0.1529% | 1.69% | 49.16% | 5.723% | 42.18% | 1.092% | 100%
Sites-Based | FCZ10 | School | 0% | 0% | 0% | 0% | 0% | 2.252% | 3.801% | 23.02% | 40.95% | 0% | 29.98% | 0% | 100%
Sites-Based | FCZ10 | Warehouse | 0% | 0% | 0% | 0% | 0% | 0.5444% | 0.5444% | 5.983% | 45.99% | 4.431% | 37.7% | 4.807% | 100%
Sites-Based | FCZ10 | All Commercial | 0% | 0% | 0% | 0.05924% | 0.1673% | 0.09257% | 0.4937% | 3.365% | 48.23% | 8.457% | 37.57% | 1.565% | 100%
Sites-Based | FCZ11 | College | 0% | 0% | 0% | 0% | 0% | 0% | 0% | 4.444% | 59.24% | 0% | 36.03% | 0.286% | 100%
Sites-Based | FCZ11 | Food Stores | 0% | 0% | 0% | 0% | 0% | 0% | 0% | 0.8384% | 50.29% | 17.08% | 24.49% | 7.307% | 100%
Sites-Based | FCZ11 | Health Care | 0% | 0% | 0% | 0% | 0% | 0% | 1.895% | 5.316% | 32.39% | 22.59% | 24.38% | 13.43% | 100%
Sites-Based | FCZ11 | Lodging | 0% | 0% | 0% | 0% | 0% | 0% | 0% | 18.63% | 42.25% | 16.39% | 21.35% | 1.391% | 100%
Sites-Based | FCZ11 | Miscellaneous | 0% | 0% | 0% | 0% | 0% | 0% | 0% | 4.977% | 49.92% | 14.13% | 30.47% | 0.5046% | 100%
Sites-Based | FCZ11 | Office, Large | 0% | 0% | 0% | 0% | 0% | 0% | 20.82% | 0% | 5.968% | 14.85% | 58.36% | 0% | 100%
Sites-Based | FCZ11 | Office, Small | 0% | 0% | 0% | 0% | 0% | 0% | 0% | 5.232% | 30.65% | 10.65% | 51.38% | 2.089% | 100%
Sites-Based | FCZ11 | Refrigerated Warehouse | 0% | 0% | 0% | 0% | 0% | 0% | 0% | 7.239% | 51.91% | 0% | 40.85% | 0% | 100%
Sites-Based | FCZ11 | Restaurant | 0% | 0% | 0% | 0% | 0% | 0% | 0% | 4.098% | 36.68% | 15.73% | 39.37% | 4.121% | 100%
Sites-Based | FCZ11 | Retail | 0% | 0% | 0% | 0% | 0% | 0% | 0% | 4.837% | 40.57% | 12.58% | 41% | 1.006% | 100%
Sites-Based | FCZ11 | School | 0% | 0% | 0% | 0% | 0% | 0% | 0% | 1.499% | 36.52% | 14.7% | 42.95% | 4.334% | 100%
Sites-Based | FCZ11 | Warehouse | 0% | 0% | 0% | 0% | 0% | 0% | 0.5339% | 5.772% | 46.35% | 8.287% | 37.93% | 1.13% | 100%
Sites-Based | FCZ11 | All Commercial | 0% | 0% | 0% | 0% | 0% | 0% | 0.1851% | 4.787% | 39.53% | 12.83% | 40.41% | 2.261% | 100%
Sites-Based | FCZ12c | College | 0% | 0% | 0% | 0% | 0% | 0% | 0.2546% | 9.04% | 57.39% | 9.326% | 22.76% | 1.234% | 100%
Sites-Based | FCZ12c | Food Stores | 0% | 0% | 0% | 0% | 0% | 0% | 0% | 3.114% | 62.18% | 10.25% | 23.48% | 0.966% | 100%
Sites-Based | FCZ12c | Health Care | 0% | 0% | 0% | 0% | 0% | 0% | 0% | 11.29% | 67.31% | 0% | 13.49% | 7.907% | 100%
Sites-Based | FCZ12c | Lodging | 0% | 0% | 0% | 0% | 0% | 0.929% | 2.153% | 3.631% | 63.72% | 5.562% | 20.12% | 3.89% | 100%
Sites-Based | FCZ12c | Miscellaneous | 0% | 0% | 0% | 0.2551% | 0% | 0.3472% | 0.3103% | 7.562% | 64.19% | 9.654% | 16.66% | 1.029% | 100%
Sites-Based | FCZ12c | Office, Large | 0% | 0% | 0% | 0% | 0% | 1.14% | 2.183% | 8.731% | 52.56% | 2.186% | 32.03% | 1.17% | 100%
Sites-Based | FCZ12c | Office, Small | 0% | 0% | 0% | 0% | 0% | 0% | 0.489% | 3.97% | 72.38% | 5.229% | 17.59% | 0.3454% | 100%
Sites-Based | FCZ12c | Refrigerated Warehouse | 0% | 0% | 0% | 0% | 0% | 0% | 0% | 0% | 31.16% | 0% | 68.84% | 0% | 100%
Sites-Based | FCZ12c | Restaurant | 0% | 0% | 0% | 0% | 0% | 0% | 0.297% | 1.428% | 64.13% | 5.904% | 24.26% | 3.982% | 100%
Sites-Based | FCZ12c | Retail | 0% | 0% | 0.1549% | 0% | 0% | 0% | 0% | 1.24% | 56.12% | 20.05% | 22.44% | 0% | 100%
Sites-Based | FCZ12c | School | 0% | 0% | 0% | 0% | 0% | 0% | 0.5856% | 8.786% | 33.35% | 8.278% | 49% | 0% | 100%
Sites-Based | FCZ12c | Warehouse | 0% | 0% | 0% | 0% | 0% | 0% | 2.258% | 2.401% | 57.43% | 5.697% | 31.67% | 0.5405% | 100%
Sites-Based | FCZ12c | All Commercial | 0% | 0% | 0.02825% | 0.03288% | 0% | 0.09487% | 0.4771% | 3.934% | 64.28% | 8.735% | 21.36% | 1.061% | 100%
Sites-Based | FCZ12i | College | 0% | 0% | 0% | 0% | 0% | 0% | 0% | 7.474% | 40.69% | 19.56% | 32.28% | 0% | 100%
Sites-Based | FCZ12i | Food Stores | 0% | 0% | 0% | 0% | 0% | 0% | 0% | 1.793% | 64.14% | 3.407% | 30.66% | 0% | 100%
Sites-Based | FCZ12i | Health Care | 0% | 0% | 0% | 0% | 0% | 0% | 0% | 3.866% | 70.07% | 7.482% | 17.13% | 1.46% | 100%
Sites-Based | FCZ12i | Lodging | 0% | 0% | 0% | 0% | 0% | 0% | 0% | 25.07% | 56.97% | 0% | 14.21% | 3.748% | 100%
Sites-Based | FCZ12i | Miscellaneous | 0% | 0% | 0% | 0.2667% | 0% | 0% | 2.113% | 1.884% | 63.36% | 16.97% | 14.9% | 0.5036% | 100%
Sites-Based | FCZ12i | Office, Large | 0% | 0% | 0% | 0% | 0% | 0% | 3.362% | 0% | 58.99% | 0% | 31.91% | 5.744% | 100%
Sites-Based | FCZ12i | Office, Small | 0% | 0% | 0% | 0% | 0% | 0% | 6.102% | 8.223% | 47.52% | 20.98% | 16.95% | 0.2219% | 100%
Sites-Based | FCZ12i | Refrigerated Warehouse | 0% | 0% | 0% | 0% | 0% | 0% | 0% | 0% | 30.93% | 0% | 0% | 69.07% | 100%
Sites-Based | FCZ12i | Restaurant | 0% | 0% | 0% | 0% | 0% | 0.6973% | 0% | 6.997% | 57.76% | 11.32% | 21.18% | 2.051% | 100%
Sites-Based | FCZ12i | Retail | 0% | 0% | 0% | 0% | 0% | 0% | 1.066% | 5.615% | 45.04% | 32.14% | 15.4% | 0.7314% | 100%
Sites-Based | FCZ12i | School | 0% | 0% | 0% | 0% | 0% | 0% | 15.03% | 1.053% | 73.8% | 4.003% | 6.109% | 0% | 100%
Sites-Based | FCZ12i | Warehouse | 0% | 0% | 0% | 0% | 0% | 0% | 0% | 2.253% | 66.84% | 13.81% | 17.1% | 0% | 100%
Sites-Based | FCZ12i | All Commercial | 0% | 0% | 0% | 0.04733% | 0% | 0.07855% | 2.929% | 5.596% | 54.23% | 18.88% | 17.49% | 0.7493% | 100%
Sites-Based | FCZ13 | College | 0% | 0% | 0% | 0% | 0% | 0% | 0% | 3.842% | 54.65% | 0% | 39.86% | 1.644% | 100%
Sites-Based | FCZ13 | Food Stores | 0% | 0% | 0% | 0% | 0.4893% | 0.9869% | 0.4893% | 0.8673% | 66.98% | 1.697% | 27.82% | 0.6671% | 100%
Sites-Based | FCZ13 | Health Care | 0% | 0% | 0% | 0% | 0% | 0% | 0% | 0.8816% | 58.45% | 0.6798% | 38.51% | 1.486% | 100%
Sites-Based | FCZ13 | Lodging | 0% | 0% | 0% | 0% | 0% | 0% | 7.538% | 17.93% | 30.57% | 0% | 39.18% | 4.779% | 100%
Sites-Based | FCZ13 | Miscellaneous | 0% | 0.2508% | 0% | 0% | 0.4182% | 0.2508% | 2.881% | 3.388% | 70.67% | 1.781% | 20.06% | 0.2974% | 100%
Sites-Based | FCZ13 | Office, Large | 0% | 0% | 0% | 0% | 7.743% | 0% | 11.08% | 12.89% | 40.9% | 0% | 27.38% | 0% | 100%
Sites-Based | FCZ13 | Office, Small | 0% | 0% | 0.467% | 0% | 0.2207% | 0.7451% | 2.716% | 4.948% | 65.55% | 1.9% | 22.38% | 1.075% | 100%
Sites-Based | FCZ13 | Refrigerated Warehouse | 0% | 0% | 0% | 0% | 0% | 0% | 0% | 0% | 51.77% | 0% | 39.4% | 8.826% | 100%
Sites-Based | FCZ13 | Restaurant | 0% | 0% | 0% | 0% | 0% | 0.7451% | 0.328% | 5.449% | 49.94% | 3.406% | 37.27% | 2.866% | 100%
Sites-Based | FCZ13 | Retail | 0% | 0% | 0% | 0% | 0% | 0.4833% | 1.06% | 2.882% | 65.35% | 2.378% | 26.89% | 0.9542% | 100%
Sites-Based | FCZ13 | School | 0% | 0% | 0% | 0% | 0% | 1.728% | 1.728% | 3.455% | 73.31% | 1.731% | 17.84% | 0.212% | 100%
Sites-Based | FCZ13 | Warehouse | 0% | 0% | 0% | 0% | 0% | 0% | 1.046% | 4.923% | 56.31% | 2.679% | 35.04% | 0% | 100%
Sites-Based | FCZ13 | All Commercial | 0% | 0.04022% | 0.1341% | 0% | 0.2888% | 0.5573% | 1.887% | 4.086% | 63.31% | 2.085% | 26.53% | 1.078% | 100%
Sites-Based | FCZ16 | College | 0% | 6.677% | 0% | 0% | 0% | 0% | 0% | 19.82% | 17.26% | 0% | 56.24% | 0% | 100%
Sites-Based | FCZ16 | Food Stores | 0% | 0% | 0% | 0% | 0% | 0% | 0% | 0.633% | 86.24% | 3.945% | 7.492% | 1.691% | 100%
Sites-Based | FCZ16 | Health Care | 0% | 0% | 0% | 0% | 0% | 0% | 0% | 0% | 36.1% | 63.9% | 0% | 0% | 100%
Sites-Based | FCZ16 | Lodging | 0% | 0% | 0% | 0% | 0% | 0% | 0% | 7.575% | 59.77% | 0.8342% | 24.9% | 6.923% | 100%
Sites-Based | FCZ16 | Miscellaneous | 0% | 0% | 0% | 0% | 0% | 0% | 1.865% | 0.737% | 85.12% | 2.436% | 9.841% | 0% | 100%
Sites-Based | FCZ16 | Office, Large | 0% | 0% | 0% | 0% | 2.1% | 1.164% | 2.1% | 5.373% | 76.12% | 0% | 12.36% | 0.7849% | 100%
Sites-Based | FCZ16 | Office, Small | 0% | 0% | 0% | 0% | 0% | 0% | 0% | 0% | 96.31% | 1.357% | 2.33% | 0% | 100%
Sites-Based | FCZ16 | Refrigerated Warehouse | 0% | 0% | 0% | 0% | 0% | 0% | 0% | 0% | 76.74% | 10.85% | 12.41% | 0% | 100%
Sites-Based | FCZ16 | Restaurant | 0% | 0% | 0% | 0% | 0% | 0% | 0% | 0% | 74.34% | 12.45% | 13.21% | 0% | 100%
Sites-Based | FCZ16 | Retail | 0% | 0% | 0% | 0% | 0% | 0% | 0% | 0.8038% | 68.66% | 10.16% | 20.19% | 0.1914% | 100%
Sites-Based | FCZ16 | School | 0% | 0% | 0% | 0% | 0% | 0% | 0% | 6.485% | 63.85% | 6.564% | 23.1% | 0% | 100%
Sites-Based | FCZ16 | Warehouse | 0% | 0% | 0% | 0% | 0% | 0% | 0% | 0% | 88.99% | 7.542% | 3.47% | 0% | 100%
Sites-Based | FCZ16 | All Commercial | 0% | 0.002738% | 0% | 0% | 0.03669% | 0.02033% | 0.3265% | 0.7639% | 78.12% | 7.94% | 12.57% | 0.221% | 100%
Sites-Based | FCZ17 | College | 0% | 0% | 0% | 0% | 0% | 0% | 0% | 2.462% | 77.97% | 18.13% | 1.437% | 0% | 100%
Sites-Based | FCZ17 | Food Stores | 0% | 0% | 0% | 0% | 0% | 0% | 0% | 0% | 62.24% | 21.82% | 14.42% | 1.526% | 100%
Sites-Based | FCZ17 | Health Care | 0% | 0% | 0% | 0% | 0% | 0% | 4.196% | 0% | 87.02% | 7.905% | 0.8793% | 0% | 100%
Sites-Based | FCZ17 | Lodging | 0% | 0% | 0% | 0% | 0% | 0% | 0% | 0% | 60.72% | 17.15% | 22.13% | 0% | 100%
Sites-Based | FCZ17 | Miscellaneous | 0% | 0% | 0% | 0% | 0% | 0% | 0.2342% | 0% | 71.92% | 17.15% | 10.7% | 0% | 100%
Sites-Based | FCZ17 | Office, Large | 0% | 0% | 0% | 0% | 0% | 0% | 0% | 0.6449% | 66.74% | 9.652% | 22.96% | 0% | 100%
Sites-Based | FCZ17 | Office, Small | 0% | 0% | 0% | 0% | 0% | 0% | 0% | 0% | 74.37% | 7.161% | 18.47% | 0% | 100%
Sites-Based | FCZ17 | Refrigerated Warehouse | 0% | 0% | 0% | 0% | 0% | 0% | 0% | 0% | 46.52% | 0% | 53.48% | 0% | 100%
Sites-Based | FCZ17 | Restaurant | 0% | 0% | 0% | 0% | 0% | 0% | 0% | 0% | 70.28% | 12.67% | 16.29% | 0.76% | 100%
Sites-Based | FCZ17 | Retail | 0% | 0% | 0% | 0% | 0% | 0% | 0% | 0.151% | 74.68% | 12.82% | 9.168% | 3.186% | 100%
Sites-Based | FCZ17 | School | 0% | 0% | 0% | 0% | 0% | 0% | 0% | 0% | 53.57% | 37.47% | 8.958% | 0% | 100%
Sites-Based | FCZ17 | Warehouse | 0% | 0% | 0% | 0% | 0% | 0% | 0% | 0% | 94.15% | 3.672% | 2.175% | 0% | 100%
Sites-Based | FCZ17 | All Commercial | 0% | 0% | 0% | 0% | 0% | 0% | 0.1387% | 0.07618% | 74.12% | 12.32% | 12.37% | 0.9725% | 100%

## HVAC Control Upgrade
HVAC Control Equipment Upgrade By Planning Area, Utility & Forecast Zone
Statewide - Participating Utilities1 + Nonparticipating Utilities2 + Non-Surveyed Forecast Zones3 (FCZ)
Utility xxx Tot - Utility xxx Planning Area (Participating Utility xxx + Nonparticipating Utilities within the planning area of Utility xxx)
Utility xxx - Participating Utility xxx
FCZ xx Tot - Participating Utility Forecast Zone Total (FZC xx + Nonparticipating Utilities within the planning area of the corresponding Utility)
FCZ xx - Participating Utility Forecast zone
1- Participating Utilities: PG&E, SCE, SDG&E, LADWP, SMUD
2- Non-Participating Utilities: Other utilities operating within the areas covered by CEUS survey
3- Forecast Zones (FCZ): Climate zones defined for the Energy Commission's Forecast (FCZ01-FCZ17)
Notes
Year Unknown- Indicates there have been upgrades but specific information was not available
Not Available - Indicates no data was available to determine if there have been any upgrades
No Upgrades Reported- Indicates there have not been any upgrades
New Construction- At the time of the survey, sites up to four-years old were considered as "New Construction" (HVAC control equipment installed at the time of construction is at least up to the code, however, but not considered as upgrade)
How to read the data:
Reading the first row - Statewide, of all Colleges that reported HVAC control equipment upgrades, 0.00% of them (as weighted by floorspace), upgraded HVAC control equipment in only 0%-10% of their floorspace;... 0.00% of Colleges upgraded HVAC control equipment in 10%-20% of their floorspace, and so on ….
Column O shows the percentage of floorspace of Collages where 100% of HVAC control equipment was upgraded
The Sites-Based data (rows 585-1143) is read in a similar manner, but the percentages represent % of the number of Commercial sites
Calculation Method | Statewide/ Utility/ FCZ | Building Type | 0%< X <10% | 10%<= X <20% | 20%<= X <30% | 30%<= X <40% | 40%<= X <50% | 50%<= X <60% | 60%<= X <70% | 70%<= X <80% | 80%<= X <90% | 90%<= X <100% | 100% | % Unknown | Not Available | No Upgrades | New Construction | Total | ← % of floorspace HVAC control equipment Upgraded
Floorspace-Based | Statewide | College | 0% | 0% | 0% | 0.6427% | 0% | 0.9025% | 9.524% | 0% | 0.1403% | 0% | 5.123% | 64.59% | 1.369% | 17.02% | 0.6937% | 100% | ↓ % of Commercial floorspace
Floorspace-Based | Statewide | Food Stores | 0% | 0% | 0% | 0% | 0% | 0% | 0% | 0% | 0% | 0% | 0.1184% | 60.41% | 12.23% | 24.99% | 2.253% | 100%
Floorspace-Based | Statewide | Health Care | 0% | 0% | 0% | 0% | 0% | 0% | 0% | 0% | 0% | 0% | 0% | 59.79% | 5.696% | 30.49% | 4.016% | 100%
Floorspace-Based | Statewide | Lodging | 0% | 0% | 0% | 0% | 0% | 0% | 0.3% | 0% | 0% | 0% | 0% | 55.62% | 7.901% | 30.62% | 5.558% | 100%
Floorspace-Based | Statewide | Miscellaneous | 0% | 0% | 0% | 0% | 0% | 0% | 0% | 0% | 0% | 0% | 0% | 65.35% | 8.335% | 24.06% | 2.253% | 100%
Floorspace-Based | Statewide | Office, Large | 0% | 0% | 0% | 0% | 0% | 0.352% | 0% | 0% | 0% | 0% | 3.969% | 60.56% | 4.539% | 28.97% | 1.6% | 100%
Floorspace-Based | Statewide | Office, Small | 0% | 0% | 0% | 0% | 0% | 0% | 0% | 0% | 0% | 0% | 0.1099% | 67.22% | 8.104% | 23.54% | 1.029% | 100%
Floorspace-Based | Statewide | Refrigerated Warehouse | 0% | 0% | 0% | 0% | 0% | 0% | 0% | 0% | 0% | 0% | 0% | 41.52% | 16.03% | 29.4% | 13.05% | 100%
Floorspace-Based | Statewide | Restaurant | 0% | 0% | 0% | 0% | 0% | 0% | 0% | 0% | 0% | 0% | 0% | 62.77% | 10.8% | 24.57% | 1.861% | 100%
Floorspace-Based | Statewide | Retail | 0% | 0% | 0% | 0% | 0% | 0% | 0% | 0% | 0% | 0% | 0.03174% | 51.07% | 11.55% | 32.5% | 4.851% | 100%
Floorspace-Based | Statewide | School | 0% | 0% | 0% | 0% | 0% | 0% | 0% | 0% | 0% | 0% | 0.329% | 68.5% | 7.084% | 23.75% | 0.3316% | 100%
Floorspace-Based | Statewide | Warehouse | 0% | 0% | 0% | 0% | 0% | 0% | 0% | 0% | 0% | 0% | 0.7265% | 42.03% | 11.53% | 42.1% | 3.615% | 100%
Floorspace-Based | Statewide | All Commercial | 0% | 0% | 0% | 0.02805% | 0% | 0.09219% | 0.4317% | 0% | 0.006123% | 0% | 0.9649% | 58.45% | 8.339% | 28.89% | 2.797% | 100%
Floorspace-Based | PG&E Tot | College | 0% | 0% | 0% | 1.984% | 0% | 2.787% | 0% | 0% | 0% | 0% | 5.62% | 76.54% | 2.165% | 10.04% | 0.8681% | 100%
Floorspace-Based | PG&E Tot | Food Stores | 0% | 0% | 0% | 0% | 0% | 0% | 0% | 0% | 0% | 0% | 0.03973% | 56.14% | 12.42% | 29.47% | 1.937% | 100%
Floorspace-Based | PG&E Tot | Health Care | 0% | 0% | 0% | 0% | 0% | 0% | 0% | 0% | 0% | 0% | 0% | 50.04% | 2.897% | 42.51% | 4.552% | 100%
Floorspace-Based | PG&E Tot | Lodging | 0% | 0% | 0% | 0% | 0% | 0% | 0.6842% | 0% | 0% | 0% | 0% | 59.18% | 3.914% | 33.7% | 2.519% | 100%
Floorspace-Based | PG&E Tot | Miscellaneous | 0% | 0% | 0% | 0% | 0% | 0% | 0% | 0% | 0% | 0% | 0% | 64.86% | 6.57% | 25.34% | 3.237% | 100%
Floorspace-Based | PG&E Tot | Office, Large | 0% | 0% | 0% | 0% | 0% | 0.8345% | 0% | 0% | 0% | 0% | 1.032% | 64.25% | 4.166% | 26.86% | 2.861% | 100%
Floorspace-Based | PG&E Tot | Office, Small | 0% | 0% | 0% | 0% | 0% | 0% | 0% | 0% | 0% | 0% | 0.2803% | 62.3% | 7.383% | 28.57% | 1.466% | 100%
Floorspace-Based | PG&E Tot | Refrigerated Warehouse | 0% | 0% | 0% | 0% | 0% | 0% | 0% | 0% | 0% | 0% | 0% | 49.77% | 11.16% | 24.28% | 14.79% | 100%
Floorspace-Based | PG&E Tot | Restaurant | 0% | 0% | 0% | 0% | 0% | 0% | 0% | 0% | 0% | 0% | 0% | 59.62% | 13.12% | 24.87% | 2.394% | 100%
Floorspace-Based | PG&E Tot | Retail | 0% | 0% | 0% | 0% | 0% | 0% | 0% | 0% | 0% | 0% | 0% | 49.87% | 14.79% | 32.24% | 3.1% | 100%
Floorspace-Based | PG&E Tot | School | 0% | 0% | 0% | 0% | 0% | 0% | 0% | 0% | 0% | 0% | 0% | 73.6% | 10.61% | 15.63% | 0.1567% | 100%
Floorspace-Based | PG&E Tot | Warehouse | 0% | 0% | 0% | 0% | 0% | 0% | 0% | 0% | 0% | 0% | 0% | 39.16% | 10.33% | 44.03% | 6.478% | 100%
Floorspace-Based | PG&E Tot | All Commercial | 0% | 0% | 0% | 0.07661% | 0% | 0.2518% | 0.04388% | 0% | 0% | 0% | 0.4228% | 59.48% | 7.518% | 28.98% | 3.224% | 100%
Floorspace-Based | SCE Tot | College | 0% | 0% | 0% | 0% | 0% | 0% | 0% | 0% | 0.3465% | 0% | 8.157% | 64.65% | 1.215% | 25.07% | 0.5565% | 100%
Floorspace-Based | SCE Tot | Food Stores | 0% | 0% | 0% | 0% | 0% | 0% | 0% | 0% | 0% | 0% | 0% | 62.32% | 17.47% | 17.65% | 2.561% | 100%
Floorspace-Based | SCE Tot | Health Care | 0% | 0% | 0% | 0% | 0% | 0% | 0% | 0% | 0% | 0% | 0% | 61.5% | 9.37% | 24.76% | 4.368% | 100%
Floorspace-Based | SCE Tot | Lodging | 0% | 0% | 0% | 0% | 0% | 0% | 0% | 0% | 0% | 0% | 0% | 58.1% | 14.71% | 23.17% | 4.02% | 100%
Floorspace-Based | SCE Tot | Miscellaneous | 0% | 0% | 0% | 0% | 0% | 0% | 0% | 0% | 0% | 0% | 0% | 62.83% | 12.36% | 23.41% | 1.392% | 100%
Floorspace-Based | SCE Tot | Office, Large | 0% | 0% | 0% | 0% | 0% | 0% | 0% | 0% | 0% | 0% | 0% | 56.85% | 8.779% | 33.45% | 0.9194% | 100%
Floorspace-Based | SCE Tot | Office, Small | 0% | 0% | 0% | 0% | 0% | 0% | 0% | 0% | 0% | 0% | 0% | 66.12% | 10.34% | 22.53% | 1.014% | 100%
Floorspace-Based | SCE Tot | Refrigerated Warehouse | 0% | 0% | 0% | 0% | 0% | 0% | 0% | 0% | 0% | 0% | 0% | 31.36% | 21.21% | 33.43% | 13.99% | 100%
Floorspace-Based | SCE Tot | Restaurant | 0% | 0% | 0% | 0% | 0% | 0% | 0% | 0% | 0% | 0% | 0% | 61.57% | 11.35% | 25.45% | 1.629% | 100%
Floorspace-Based | SCE Tot | Retail | 0% | 0% | 0% | 0% | 0% | 0% | 0% | 0% | 0% | 0% | 0% | 48.68% | 11.82% | 31.83% | 7.675% | 100%
Floorspace-Based | SCE Tot | School | 0% | 0% | 0% | 0% | 0% | 0% | 0% | 0% | 0% | 0% | 0% | 64.92% | 4.787% | 29.69% | 0.6085% | 100%
Floorspace-Based | SCE Tot | Warehouse | 0% | 0% | 0% | 0% | 0% | 0% | 0% | 0% | 0% | 0% | 1.119% | 39.4% | 12.59% | 44.01% | 2.881% | 100%
Floorspace-Based | SCE Tot | All Commercial | 0% | 0% | 0% | 0% | 0% | 0% | 0% | 0% | 0.01488% | 0% | 0.6014% | 54.51% | 10.89% | 30.99% | 2.993% | 100%
Floorspace-Based | SDG&E Tot | College | 0% | 0% | 0% | 0% | 0% | 0% | 0% | 0% | 0% | 0% | 0% | 82.78% | 0.664% | 15.82% | 0.7417% | 100%
Floorspace-Based | SDG&E Tot | Food Stores | 0% | 0% | 0% | 0% | 0% | 0% | 0% | 0% | 0% | 0% | 0% | 57.53% | 2.172% | 39.8% | 0.4948% | 100%
Floorspace-Based | SDG&E Tot | Health Care | 0% | 0% | 0% | 0% | 0% | 0% | 0% | 0% | 0% | 0% | 0% | 70.33% | 0.6848% | 25.02% | 3.972% | 100%
Floorspace-Based | SDG&E Tot | Lodging | 0% | 0% | 0% | 0% | 0% | 0% | 0% | 0% | 0% | 0% | 0% | 40.69% | 6.425% | 40.7% | 12.19% | 100%
Floorspace-Based | SDG&E Tot | Miscellaneous | 0% | 0% | 0% | 0% | 0% | 0% | 0% | 0% | 0% | 0% | 0% | 65.34% | 7.025% | 24.7% | 2.932% | 100%
Floorspace-Based | SDG&E Tot | Office, Large | 0% | 0% | 0% | 0% | 0% | 0% | 0% | 0% | 0% | 0% | 0% | 52.89% | 1.6% | 44.63% | 0.8797% | 100%
Floorspace-Based | SDG&E Tot | Office, Small | 0% | 0% | 0% | 0% | 0% | 0% | 0% | 0% | 0% | 0% | 0% | 72.52% | 7.663% | 19.46% | 0.3485% | 100%
Floorspace-Based | SDG&E Tot | Refrigerated Warehouse | 0% | 0% | 0% | 0% | 0% | 0% | 0% | 0% | 0% | 0% | 0% | 14.86% | 0% | 81.63% | 3.509% | 100%
Floorspace-Based | SDG&E Tot | Restaurant | 0% | 0% | 0% | 0% | 0% | 0% | 0% | 0% | 0% | 0% | 0% | 68.3% | 6.023% | 22.96% | 2.724% | 100%
Floorspace-Based | SDG&E Tot | Retail | 0% | 0% | 0% | 0% | 0% | 0% | 0% | 0% | 0% | 0% | 0.1066% | 51.14% | 12.89% | 34.7% | 1.163% | 100%
Floorspace-Based | SDG&E Tot | School | 0% | 0% | 0% | 0% | 0% | 0% | 0% | 0% | 0% | 0% | 0% | 52.97% | 3.101% | 43.93% | 0% | 100%
Floorspace-Based | SDG&E Tot | Warehouse | 0% | 0% | 0% | 0% | 0% | 0% | 0% | 0% | 0% | 0% | 0% | 55.03% | 6.732% | 36.68% | 1.555% | 100%
Floorspace-Based | SDG&E Tot | All Commercial | 0% | 0% | 0% | 0% | 0% | 0% | 0% | 0% | 0% | 0% | 0.01396% | 60.03% | 5.657% | 31.91% | 2.384% | 100%
Floorspace-Based | LADWP Tot | College | 0% | 0% | 0% | 0% | 0% | 0% | 89.03% | 0% | 0% | 0% | 0% | 8.943% | 0.8359% | 1.189% | 0% | 100%
Floorspace-Based | LADWP Tot | Food Stores | 0% | 0% | 0% | 0% | 0% | 0% | 0% | 0% | 0% | 0% | 0% | 72.34% | 4.142% | 19.72% | 3.792% | 100%
Floorspace-Based | LADWP Tot | Health Care | 0% | 0% | 0% | 0% | 0% | 0% | 0% | 0% | 0% | 0% | 0% | 84.33% | 11.37% | 4.299% | 0% | 100%
Floorspace-Based | LADWP Tot | Lodging | 0% | 0% | 0% | 0% | 0% | 0% | 0% | 0% | 0% | 0% | 0% | 53.04% | 5.275% | 23.41% | 18.27% | 100%
Floorspace-Based | LADWP Tot | Miscellaneous | 0% | 0% | 0% | 0% | 0% | 0% | 0% | 0% | 0% | 0% | 0% | 78.42% | 7.174% | 14.41% | 0% | 100%
Floorspace-Based | LADWP Tot | Office, Large | 0% | 0% | 0% | 0% | 0% | 0% | 0% | 0% | 0% | 0% | 21.67% | 62.33% | 0.9195% | 14.79% | 0.2965% | 100%
Floorspace-Based | LADWP Tot | Office, Small | 0% | 0% | 0% | 0% | 0% | 0% | 0% | 0% | 0% | 0% | 0% | 89.67% | 4.896% | 5.431% | 0% | 100%
Floorspace-Based | LADWP Tot | Refrigerated Warehouse | 0% | 0% | 0% | 0% | 0% | 0% | 0% | 0% | 0% | 0% | 0% | 64.77% | 18.58% | 16.66% | 0% | 100%
Floorspace-Based | LADWP Tot | Restaurant | 0% | 0% | 0% | 0% | 0% | 0% | 0% | 0% | 0% | 0% | 0% | 75.48% | 8.877% | 15.41% | 0.2345% | 100%
Floorspace-Based | LADWP Tot | Retail | 0% | 0% | 0% | 0% | 0% | 0% | 0% | 0% | 0% | 0% | 0% | 66.63% | 4.234% | 28.42% | 0.7103% | 100%
Floorspace-Based | LADWP Tot | School | 0% | 0% | 0% | 0% | 0% | 0% | 0% | 0% | 0% | 0% | 0% | 79.95% | 11.18% | 8.874% | 0% | 100%
Floorspace-Based | LADWP Tot | Warehouse | 0% | 0% | 0% | 0% | 0% | 0% | 0% | 0% | 0% | 0% | 0% | 84.9% | 6.348% | 8.756% | 0% | 100%
Floorspace-Based | LADWP Tot | All Commercial | 0% | 0% | 0% | 0% | 0% | 0% | 4.395% | 0% | 0% | 0% | 5.606% | 69.28% | 5.368% | 14.28% | 1.077% | 100%
Floorspace-Based | SMUD Tot | College | 0% | 0% | 0% | 0% | 0% | 0% | 0% | 0% | 0% | 0% | 0% | 54.99% | 0% | 42.32% | 2.693% | 100%
Floorspace-Based | SMUD Tot | Food Stores | 0% | 0% | 0% | 0% | 0% | 0% | 0% | 0% | 0% | 0% | 2.448% | 55.92% | 0.3861% | 39.01% | 2.235% | 100%
Floorspace-Based | SMUD Tot | Health Care | 0% | 0% | 0% | 0% | 0% | 0% | 0% | 0% | 0% | 0% | 0% | 56.18% | 1.455% | 37.88% | 4.492% | 100%
Floorspace-Based | SMUD Tot | Lodging | 0% | 0% | 0% | 0% | 0% | 0% | 0% | 0% | 0% | 0% | 0% | 44.76% | 1.196% | 49.09% | 4.959% | 100%
Floorspace-Based | SMUD Tot | Miscellaneous | 0% | 0% | 0% | 0% | 0% | 0% | 0% | 0% | 0% | 0% | 0% | 66.16% | 1.388% | 32.4% | 0.04781% | 100%
Floorspace-Based | SMUD Tot | Office, Large | 0% | 0% | 0% | 0% | 0% | 0% | 0% | 0% | 0% | 0% | 0% | 59.31% | 0% | 40.69% | 0% | 100%
Floorspace-Based | SMUD Tot | Office, Small | 0% | 0% | 0% | 0% | 0% | 0% | 0% | 0% | 0% | 0% | 0% | 68.89% | 1.376% | 28.92% | 0.8142% | 100%
Floorspace-Based | SMUD Tot | Refrigerated Warehouse | 0% | 0% | 0% | 0% | 0% | 0% | 0% | 0% | 0% | 0% | 0% | 61.7% | 0% | 9.74% | 28.56% | 100%
Floorspace-Based | SMUD Tot | Restaurant | 0% | 0% | 0% | 0% | 0% | 0% | 0% | 0% | 0% | 0% | 0% | 54.77% | 2.071% | 40.6% | 2.552% | 100%
Floorspace-Based | SMUD Tot | Retail | 0% | 0% | 0% | 0% | 0% | 0% | 0% | 0% | 0% | 0% | 0.4709% | 49.77% | 0.868% | 45.11% | 3.784% | 100%
Floorspace-Based | SMUD Tot | School | 0% | 0% | 0% | 0% | 0% | 0% | 0% | 0% | 0% | 0% | 8.19% | 71.91% | 5.45% | 14.38% | 0.0629% | 100%
Floorspace-Based | SMUD Tot | Warehouse | 0% | 0% | 0% | 0% | 0% | 0% | 0% | 0% | 0% | 0% | 0% | 63.89% | 9.758% | 26.35% | 0% | 100%
Floorspace-Based | SMUD Tot | All Commercial | 0% | 0% | 0% | 0% | 0% | 0% | 0% | 0% | 0% | 0% | 0.8852% | 60.48% | 2.099% | 34.76% | 1.784% | 100%
Floorspace-Based | FCZ01 Tot | College | 0% | 0% | 0% | 0% | 0% | 0% | 0% | 0% | 0% | 0% | 0% | 97.3% | 1.107% | 0.7733% | 0.8204% | 100%
Floorspace-Based | FCZ01 Tot | Food Stores | 0% | 0% | 0% | 0% | 0% | 0% | 0% | 0% | 0% | 0% | 0% | 68.7% | 4.786% | 25.78% | 0.7335% | 100%
Floorspace-Based | FCZ01 Tot | Health Care | 0% | 0% | 0% | 0% | 0% | 0% | 0% | 0% | 0% | 0% | 0% | 46.67% | 2.54% | 48.63% | 2.168% | 100%
Floorspace-Based | FCZ01 Tot | Lodging | 0% | 0% | 0% | 0% | 0% | 0% | 0% | 0% | 0% | 0% | 0% | 64.58% | 4.5% | 28.4% | 2.52% | 100%
Floorspace-Based | FCZ01 Tot | Miscellaneous | 0% | 0% | 0% | 0% | 0% | 0% | 0% | 0% | 0% | 0% | 0% | 69.96% | 5.769% | 21.62% | 2.647% | 100%
Floorspace-Based | FCZ01 Tot | Office, Large | 0% | 0% | 0% | 0% | 0% | 0.9844% | 0% | 0% | 0% | 0% | 1.218% | 67.55% | 2.624% | 24.31% | 3.312% | 100%
Floorspace-Based | FCZ01 Tot | Office, Small | 0% | 0% | 0% | 0% | 0% | 0% | 0% | 0% | 0% | 0% | 0.4913% | 75.19% | 5.857% | 16.9% | 1.569% | 100%
Floorspace-Based | FCZ01 Tot | Refrigerated Warehouse | 0% | 0% | 0% | 0% | 0% | 0% | 0% | 0% | 0% | 0% | 0% | 85.62% | 4.69% | 5.368% | 4.32% | 100%
Floorspace-Based | FCZ01 Tot | Restaurant | 0% | 0% | 0% | 0% | 0% | 0% | 0% | 0% | 0% | 0% | 0% | 66.61% | 12.45% | 19.24% | 1.694% | 100%
Floorspace-Based | FCZ01 Tot | Retail | 0% | 0% | 0% | 0% | 0% | 0% | 0% | 0% | 0% | 0% | 0% | 55.96% | 11.26% | 28.11% | 4.667% | 100%
Floorspace-Based | FCZ01 Tot | School | 0% | 0% | 0% | 0% | 0% | 0% | 0% | 0% | 0% | 0% | 0% | 78.33% | 13.98% | 7.456% | 0.2363% | 100%
Floorspace-Based | FCZ01 Tot | Warehouse | 0% | 0% | 0% | 0% | 0% | 0% | 0% | 0% | 0% | 0% | 0% | 64.48% | 3.086% | 31.55% | 0.8846% | 100%
Floorspace-Based | FCZ01 Tot | All Commercial | 0% | 0% | 0% | 0% | 0% | 0.2741% | 0% | 0% | 0% | 0% | 0.3757% | 67.84% | 5.252% | 23.68% | 2.573% | 100%
Floorspace-Based | FCZ02 Tot | College | 0% | 0% | 0% | 0% | 0% | 0% | 0% | 0% | 0% | 0% | 0% | 88.37% | 6.049% | 5.581% | 0% | 100%
Floorspace-Based | FCZ02 Tot | Food Stores | 0% | 0% | 0% | 0% | 0% | 0% | 0% | 0% | 0% | 0% | 0% | 57.64% | 20.5% | 20.72% | 1.146% | 100%
Floorspace-Based | FCZ02 Tot | Health Care | 0% | 0% | 0% | 0% | 0% | 0% | 0% | 0% | 0% | 0% | 0% | 61.98% | 2.969% | 30.88% | 4.168% | 100%
Floorspace-Based | FCZ02 Tot | Lodging | 0% | 0% | 0% | 0% | 0% | 0% | 0% | 0% | 0% | 0% | 0% | 61.54% | 1.83% | 35.82% | 0.8158% | 100%
Floorspace-Based | FCZ02 Tot | Miscellaneous | 0% | 0% | 0% | 0% | 0% | 0% | 0% | 0% | 0% | 0% | 0% | 70.59% | 4.629% | 21.89% | 2.896% | 100%
Floorspace-Based | FCZ02 Tot | Office, Large | 0% | 0% | 0% | 0% | 0% | 0% | 0% | 0% | 0% | 0% | 0% | 71.38% | 0% | 28.62% | 0% | 100%
Floorspace-Based | FCZ02 Tot | Office, Small | 0% | 0% | 0% | 0% | 0% | 0% | 0% | 0% | 0% | 0% | 0% | 69.7% | 2.431% | 27.24% | 0.6262% | 100%
Floorspace-Based | FCZ02 Tot | Refrigerated Warehouse | 0% | 0% | 0% | 0% | 0% | 0% | 0% | 0% | 0% | 0% | 0% | 91.08% | 1.511% | 7.411% | 0% | 100%
Floorspace-Based | FCZ02 Tot | Restaurant | 0% | 0% | 0% | 0% | 0% | 0% | 0% | 0% | 0% | 0% | 0% | 67.49% | 11.89% | 17.77% | 2.841% | 100%
Floorspace-Based | FCZ02 Tot | Retail | 0% | 0% | 0% | 0% | 0% | 0% | 0% | 0% | 0% | 0% | 0% | 64.53% | 11.88% | 21.68% | 1.904% | 100%
Floorspace-Based | FCZ02 Tot | School | 0% | 0% | 0% | 0% | 0% | 0% | 0% | 0% | 0% | 0% | 0% | 93% | 1.897% | 5.104% | 0% | 100%
Floorspace-Based | FCZ02 Tot | Warehouse | 0% | 0% | 0% | 0% | 0% | 0% | 0% | 0% | 0% | 0% | 0% | 42% | 2.703% | 21.31% | 33.99% | 100%
Floorspace-Based | FCZ02 Tot | All Commercial | 0% | 0% | 0% | 0% | 0% | 0% | 0% | 0% | 0% | 0% | 0% | 67.31% | 4.601% | 24.26% | 3.824% | 100%
Floorspace-Based | FCZ03 Tot | College | 0% | 0% | 0% | 0% | 0% | 46% | 0% | 0% | 0% | 0% | 0% | 50.36% | 3.55% | 0.09123% | 0% | 100%
Floorspace-Based | FCZ03 Tot | Food Stores | 0% | 0% | 0% | 0% | 0% | 0% | 0% | 0% | 0% | 0% | 0% | 62.11% | 15.95% | 19.93% | 2.013% | 100%
Floorspace-Based | FCZ03 Tot | Health Care | 0% | 0% | 0% | 0% | 0% | 0% | 0% | 0% | 0% | 0% | 0% | 41.9% | 2.696% | 46.19% | 9.213% | 100%
Floorspace-Based | FCZ03 Tot | Lodging | 0% | 0% | 0% | 0% | 0% | 0% | 0% | 0% | 0% | 0% | 0% | 24.8% | 12.76% | 62.44% | 0% | 100%
Floorspace-Based | FCZ03 Tot | Miscellaneous | 0% | 0% | 0% | 0% | 0% | 0% | 0% | 0% | 0% | 0% | 0% | 58.8% | 20.85% | 19.67% | 0.6766% | 100%
Floorspace-Based | FCZ03 Tot | Office, Large | 0% | 0% | 0% | 0% | 0% | 0% | 0% | 0% | 0% | 0% | 0% | 88.9% | 0% | 11.1% | 0% | 100%
Floorspace-Based | FCZ03 Tot | Office, Small | 0% | 0% | 0% | 0% | 0% | 0% | 0% | 0% | 0% | 0% | 2.275% | 53.09% | 12.78% | 30.38% | 1.465% | 100%
Floorspace-Based | FCZ03 Tot | Refrigerated Warehouse | 0% | 0% | 0% | 0% | 0% | 0% | 0% | 0% | 0% | 0% | 0% | 89.09% | 0% | 10.91% | 0% | 100%
Floorspace-Based | FCZ03 Tot | Restaurant | 0% | 0% | 0% | 0% | 0% | 0% | 0% | 0% | 0% | 0% | 0% | 75.41% | 2.234% | 22.36% | 0% | 100%
Floorspace-Based | FCZ03 Tot | Retail | 0% | 0% | 0% | 0% | 0% | 0% | 0% | 0% | 0% | 0% | 0% | 56.43% | 10.15% | 30.38% | 3.049% | 100%
Floorspace-Based | FCZ03 Tot | School | 0% | 0% | 0% | 0% | 0% | 0% | 0% | 0% | 0% | 0% | 0% | 78.97% | 12.43% | 8.6% | 0% | 100%
Floorspace-Based | FCZ03 Tot | Warehouse | 0% | 0% | 0% | 0% | 0% | 0% | 0% | 0% | 0% | 0% | 0% | 38.01% | 6.659% | 54.85% | 0.4799% | 100%
Floorspace-Based | FCZ03 Tot | All Commercial | 0% | 0% | 0% | 0% | 0% | 3.283% | 0% | 0% | 0% | 0% | 0.2141% | 58.27% | 12.83% | 24.2% | 1.212% | 100%
Floorspace-Based | FCZ04 Tot | College | 0% | 0% | 0% | 0% | 0% | 0% | 0% | 0% | 0% | 0% | 0% | 76.43% | 1.334% | 19.41% | 2.818% | 100%
Floorspace-Based | FCZ04 Tot | Food Stores | 0% | 0% | 0% | 0% | 0% | 0% | 0% | 0% | 0% | 0% | 0% | 41.88% | 13.26% | 40.55% | 4.307% | 100%
Floorspace-Based | FCZ04 Tot | Health Care | 0% | 0% | 0% | 0% | 0% | 0% | 0% | 0% | 0% | 0% | 0% | 64% | 2.794% | 31.17% | 2.042% | 100%
Floorspace-Based | FCZ04 Tot | Lodging | 0% | 0% | 0% | 0% | 0% | 0% | 0% | 0% | 0% | 0% | 0% | 38.65% | 4.538% | 52.92% | 3.896% | 100%
Floorspace-Based | FCZ04 Tot | Miscellaneous | 0% | 0% | 0% | 0% | 0% | 0% | 0% | 0% | 0% | 0% | 0% | 46.71% | 6.112% | 42.36% | 4.813% | 100%
Floorspace-Based | FCZ04 Tot | Office, Large | 0% | 0% | 0% | 0% | 0% | 0% | 0% | 0% | 0% | 0% | 0% | 16.24% | 25.45% | 57.41% | 0.8985% | 100%
Floorspace-Based | FCZ04 Tot | Office, Small | 0% | 0% | 0% | 0% | 0% | 0% | 0% | 0% | 0% | 0% | 0% | 27.85% | 7.132% | 63.51% | 1.511% | 100%
Floorspace-Based | FCZ04 Tot | Refrigerated Warehouse | 0% | 0% | 0% | 0% | 0% | 0% | 0% | 0% | 0% | 0% | 0% | 7.93% | 28.08% | 60.97% | 3.023% | 100%
Floorspace-Based | FCZ04 Tot | Restaurant | 0% | 0% | 0% | 0% | 0% | 0% | 0% | 0% | 0% | 0% | 0% | 35.53% | 16.54% | 44.19% | 3.736% | 100%
Floorspace-Based | FCZ04 Tot | Retail | 0% | 0% | 0% | 0% | 0% | 0% | 0% | 0% | 0% | 0% | 0% | 37.58% | 19.22% | 41.59% | 1.597% | 100%
Floorspace-Based | FCZ04 Tot | School | 0% | 0% | 0% | 0% | 0% | 0% | 0% | 0% | 0% | 0% | 0% | 60.15% | 4.447% | 34.99% | 0.407% | 100%
Floorspace-Based | FCZ04 Tot | Warehouse | 0% | 0% | 0% | 0% | 0% | 0% | 0% | 0% | 0% | 0% | 0% | 19.88% | 15.73% | 59.53% | 4.86% | 100%
Floorspace-Based | FCZ04 Tot | All Commercial | 0% | 0% | 0% | 0% | 0% | 0% | 0% | 0% | 0% | 0% | 0% | 36.89% | 11.7% | 48.11% | 3.299% | 100%
Floorspace-Based | FCZ05 Tot | College | 0% | 0% | 0% | 15.7% | 0% | 0% | 0% | 0% | 0% | 0% | 0% | 40.21% | 2.317% | 41.77% | 0% | 100%
Floorspace-Based | FCZ05 Tot | Food Stores | 0% | 0% | 0% | 0% | 0% | 0% | 0% | 0% | 0% | 0% | 0% | 52.7% | 16.67% | 27.14% | 3.489% | 100%
Floorspace-Based | FCZ05 Tot | Health Care | 0% | 0% | 0% | 0% | 0% | 0% | 0% | 0% | 0% | 0% | 0% | 41.63% | 5.789% | 38.26% | 14.32% | 100%
Floorspace-Based | FCZ05 Tot | Lodging | 0% | 0% | 0% | 0% | 0% | 0% | 0% | 0% | 0% | 0% | 0% | 47.04% | 8.054% | 40.06% | 4.848% | 100%
Floorspace-Based | FCZ05 Tot | Miscellaneous | 0% | 0% | 0% | 0% | 0% | 0% | 0% | 0% | 0% | 0% | 0% | 60.7% | 5.98% | 27.3% | 6.019% | 100%
Floorspace-Based | FCZ05 Tot | Office, Large | 0% | 0% | 0% | 0% | 0% | 0% | 0% | 0% | 0% | 0% | 0% | 74.83% | 10.9% | 14.27% | 0% | 100%
Floorspace-Based | FCZ05 Tot | Office, Small | 0% | 0% | 0% | 0% | 0% | 0% | 0% | 0% | 0% | 0% | 0% | 56.99% | 6.9% | 33.32% | 2.782% | 100%
Floorspace-Based | FCZ05 Tot | Refrigerated Warehouse | 0% | 0% | 0% | 0% | 0% | 0% | 0% | 0% | 0% | 0% | 0% | 5.735% | 14.3% | 32.42% | 47.55% | 100%
Floorspace-Based | FCZ05 Tot | Restaurant | 0% | 0% | 0% | 0% | 0% | 0% | 0% | 0% | 0% | 0% | 0% | 48.31% | 15.33% | 32.43% | 3.926% | 100%
Floorspace-Based | FCZ05 Tot | Retail | 0% | 0% | 0% | 0% | 0% | 0% | 0% | 0% | 0% | 0% | 0% | 43.56% | 16.28% | 37.98% | 2.176% | 100%
Floorspace-Based | FCZ05 Tot | School | 0% | 0% | 0% | 0% | 0% | 0% | 0% | 0% | 0% | 0% | 0% | 51.9% | 17.6% | 30.5% | 0% | 100%
Floorspace-Based | FCZ05 Tot | Warehouse | 0% | 0% | 0% | 0% | 0% | 0% | 0% | 0% | 0% | 0% | 0% | 29.83% | 14.95% | 40.87% | 14.34% | 100%
Floorspace-Based | FCZ05 Tot | All Commercial | 0% | 0% | 0% | 0.6432% | 0% | 0% | 0% | 0% | 0% | 0% | 0% | 48.73% | 10.82% | 33.08% | 6.726% | 100%
Floorspace-Based | FCZ06 Tot | College | 0% | 0% | 0% | 0% | 0% | 0% | 0% | 0% | 0% | 0% | 35.37% | 58.17% | 3.779% | 2.683% | 0% | 100%
Floorspace-Based | FCZ06 Tot | Food Stores | 0% | 0% | 0% | 0% | 0% | 0% | 0% | 0% | 0% | 0% | 0.401% | 35.46% | 24.05% | 39.66% | 0.4175% | 100%
Floorspace-Based | FCZ06 Tot | Health Care | 0% | 0% | 0% | 0% | 0% | 0% | 0% | 0% | 0% | 0% | 0% | 50.65% | 0.2817% | 44.28% | 4.786% | 100%
Floorspace-Based | FCZ06 Tot | Lodging | 0% | 0% | 0% | 0% | 0% | 0% | 4.609% | 0% | 0% | 0% | 0% | 62.29% | 2.258% | 26.59% | 4.253% | 100%
Floorspace-Based | FCZ06 Tot | Miscellaneous | 0% | 0% | 0% | 0% | 0% | 0% | 0% | 0% | 0% | 0% | 0% | 64.45% | 8.879% | 24.56% | 2.105% | 100%
Floorspace-Based | FCZ06 Tot | Office, Large | 0% | 0% | 0% | 0% | 0% | 0% | 0% | 0% | 0% | 0% | 0% | 33.32% | 2.503% | 64.18% | 0% | 100%
Floorspace-Based | FCZ06 Tot | Office, Small | 0% | 0% | 0% | 0% | 0% | 0% | 0% | 0% | 0% | 0% | 0% | 64.69% | 16.83% | 18.24% | 0.2373% | 100%
Floorspace-Based | FCZ06 Tot | Refrigerated Warehouse | 0% | 0% | 0% | 0% | 0% | 0% | 0% | 0% | 0% | 0% | 0% | 27.75% | 7.413% | 24.28% | 40.56% | 100%
Floorspace-Based | FCZ06 Tot | Restaurant | 0% | 0% | 0% | 0% | 0% | 0% | 0% | 0% | 0% | 0% | 0% | 58.88% | 13.54% | 25.17% | 2.407% | 100%
Floorspace-Based | FCZ06 Tot | Retail | 0% | 0% | 0% | 0% | 0% | 0% | 0% | 0% | 0% | 0% | 0% | 39.58% | 24.04% | 34.42% | 1.957% | 100%
Floorspace-Based | FCZ06 Tot | School | 0% | 0% | 0% | 0% | 0% | 0% | 0% | 0% | 0% | 0% | 0% | 95.67% | 1.196% | 3.132% | 0% | 100%
Floorspace-Based | FCZ06 Tot | Warehouse | 0% | 0% | 0% | 0% | 0% | 0% | 0% | 0% | 0% | 0% | 0% | 41.11% | 14.78% | 41.67% | 2.435% | 100%
Floorspace-Based | FCZ06 Tot | All Commercial | 0% | 0% | 0% | 0% | 0% | 0% | 0.5808% | 0% | 0% | 0% | 2.886% | 57.15% | 10.37% | 26.75% | 2.261% | 100%
Floorspace-Based | FCZ07 Tot | College | 0% | 0% | 0% | 0% | 0% | 0% | 0% | 0% | 0% | 0% | 3.781% | 86.01% | 1.81% | 8.395% | 0% | 100%
Floorspace-Based | FCZ07 Tot | Food Stores | 0% | 0% | 0% | 0% | 0% | 0% | 0% | 0% | 0% | 0% | 0% | 67.17% | 15.79% | 16.55% | 0.4908% | 100%
Floorspace-Based | FCZ07 Tot | Health Care | 0% | 0% | 0% | 0% | 0% | 0% | 0% | 0% | 0% | 0% | 0% | 67.34% | 6.299% | 26.02% | 0.3328% | 100%
Floorspace-Based | FCZ07 Tot | Lodging | 0% | 0% | 0% | 0% | 0% | 0% | 0% | 0% | 0% | 0% | 0% | 55.7% | 17.06% | 22.54% | 4.706% | 100%
Floorspace-Based | FCZ07 Tot | Miscellaneous | 0% | 0% | 0% | 0% | 0% | 0% | 0% | 0% | 0% | 0% | 0% | 71.21% | 14.7% | 12.66% | 1.424% | 100%
Floorspace-Based | FCZ07 Tot | Office, Large | 0% | 0% | 0% | 0% | 0% | 0% | 0% | 0% | 0% | 0% | 0% | 60.64% | 9.44% | 29.7% | 0.2215% | 100%
Floorspace-Based | FCZ07 Tot | Office, Small | 0% | 0% | 0% | 0% | 0% | 0% | 0% | 0% | 0% | 0% | 0% | 76.56% | 9.848% | 12.64% | 0.9544% | 100%
Floorspace-Based | FCZ07 Tot | Refrigerated Warehouse | 0% | 0% | 0% | 0% | 0% | 0% | 0% | 0% | 0% | 0% | 0% | 43.48% | 33.85% | 22.67% | 0% | 100%
Floorspace-Based | FCZ07 Tot | Restaurant | 0% | 0% | 0% | 0% | 0% | 0% | 0% | 0% | 0% | 0% | 0% | 66.56% | 11.75% | 20.01% | 1.69% | 100%
Floorspace-Based | FCZ07 Tot | Retail | 0% | 0% | 0% | 0% | 0% | 0% | 0% | 0% | 0% | 0% | 0% | 60.72% | 13.27% | 24.6% | 1.4% | 100%
Floorspace-Based | FCZ07 Tot | School | 0% | 0% | 0% | 0% | 0% | 0% | 0% | 0% | 0% | 0% | 0% | 77.13% | 5.369% | 17.11% | 0.3959% | 100%
Floorspace-Based | FCZ07 Tot | Warehouse | 0% | 0% | 0% | 0% | 0% | 0% | 0% | 0% | 0% | 0% | 0% | 67.11% | 10.93% | 20.43% | 1.522% | 100%
Floorspace-Based | FCZ07 Tot | All Commercial | 0% | 0% | 0% | 0% | 0% | 0% | 0% | 0% | 0% | 0% | 0.1538% | 67.28% | 11.4% | 20.03% | 1.136% | 100%
Floorspace-Based | FCZ08 Tot | College | 0% | 0% | 0% | 0% | 0% | 0% | 0% | 0% | 0% | 0% | 28.56% | 17.37% | 0.4995% | 53.58% | 0% | 100%
Floorspace-Based | FCZ08 Tot | Food Stores | 0% | 0% | 0% | 0% | 0% | 0% | 0% | 0% | 0% | 0% | 0% | 63.47% | 3.282% | 31.98% | 1.272% | 100%
Floorspace-Based | FCZ08 Tot | Health Care | 0% | 0% | 0% | 0% | 0% | 0% | 0% | 0% | 0% | 0% | 0% | 72.74% | 0% | 27.26% | 0% | 100%
Floorspace-Based | FCZ08 Tot | Lodging | 0% | 0% | 0% | 0% | 0% | 0% | 0% | 0% | 0% | 0% | 0% | 85.42% | 6.404% | 8.174% | 0% | 100%
Floorspace-Based | FCZ08 Tot | Miscellaneous | 0% | 0% | 0% | 0% | 0% | 0% | 0% | 0% | 0% | 0% | 0% | 59.63% | 7.383% | 32.22% | 0.7672% | 100%
Floorspace-Based | FCZ08 Tot | Office, Large | 0% | 0% | 0% | 0% | 0% | 0% | 0% | 0% | 0% | 0% | 0% | 47.15% | 0% | 45.08% | 7.77% | 100%
Floorspace-Based | FCZ08 Tot | Office, Small | 0% | 0% | 0% | 0% | 0% | 0% | 0% | 0% | 0% | 0% | 0% | 69.66% | 4.734% | 24.9% | 0.7034% | 100%
Floorspace-Based | FCZ08 Tot | Refrigerated Warehouse | 0% | 0% | 0% | 0% | 0% | 0% | 0% | 0% | 0% | 0% | 0% | 95.78% | 4.218% | 0% | 0% | 100%
Floorspace-Based | FCZ08 Tot | Restaurant | 0% | 0% | 0% | 0% | 0% | 0% | 0% | 0% | 0% | 0% | 0% | 76.56% | 3.981% | 19.46% | 0% | 100%
Floorspace-Based | FCZ08 Tot | Retail | 0% | 0% | 0% | 0% | 0% | 0% | 0% | 0% | 0% | 0% | 0% | 61.24% | 11.94% | 22.83% | 4.001% | 100%
Floorspace-Based | FCZ08 Tot | School | 0% | 0% | 0% | 0% | 0% | 0% | 0% | 0% | 0% | 0% | 0% | 76.73% | 0% | 21.93% | 1.346% | 100%
Floorspace-Based | FCZ08 Tot | Warehouse | 0% | 0% | 0% | 0% | 0% | 0% | 0% | 0% | 0% | 0% | 0% | 64.14% | 5.836% | 30.02% | 0% | 100%
Floorspace-Based | FCZ08 Tot | All Commercial | 0% | 0% | 0% | 0% | 0% | 0% | 0% | 0% | 0% | 0% | 4.182% | 58.03% | 4.322% | 31.49% | 1.976% | 100%
Floorspace-Based | FCZ09 Tot | College | 0% | 0% | 0% | 0% | 0% | 0% | 0% | 0% | 18.28% | 0% | 0% | 80.19% | 0% | 1.522% | 0% | 100%
Floorspace-Based | FCZ09 Tot | Food Stores | 0% | 0% | 0% | 0% | 0% | 0% | 0% | 0% | 0% | 0% | 0% | 72.47% | 15.09% | 11.23% | 1.209% | 100%
Floorspace-Based | FCZ09 Tot | Health Care | 0% | 0% | 0% | 0% | 0% | 0% | 0% | 0% | 0% | 0% | 0% | 35.91% | 40.29% | 19.94% | 3.856% | 100%
Floorspace-Based | FCZ09 Tot | Lodging | 0% | 0% | 0% | 0% | 0% | 0% | 0% | 0% | 0% | 0% | 0% | 58.69% | 5.052% | 36.26% | 0% | 100%
Floorspace-Based | FCZ09 Tot | Miscellaneous | 0% | 0% | 0% | 0% | 0% | 0% | 0% | 0% | 0% | 0% | 0% | 65.74% | 9.252% | 21.31% | 3.691% | 100%
Floorspace-Based | FCZ09 Tot | Office, Large | 0% | 0% | 0% | 0% | 0% | 0% | 0% | 0% | 0% | 0% | 0% | 92.02% | 0% | 7.983% | 0% | 100%
Floorspace-Based | FCZ09 Tot | Office, Small | 0% | 0% | 0% | 0% | 0% | 0% | 0% | 0% | 0% | 0% | 0% | 40.02% | 16.75% | 43.23% | 0% | 100%
Floorspace-Based | FCZ09 Tot | Refrigerated Warehouse | 0% | 0% | 0% | 0% | 0% | 0% | 0% | 0% | 0% | 0% | 0% | 7.844% | 0% | 92.16% | 0% | 100%
Floorspace-Based | FCZ09 Tot | Restaurant | 0% | 0% | 0% | 0% | 0% | 0% | 0% | 0% | 0% | 0% | 0% | 46.99% | 22.66% | 26.64% | 3.712% | 100%
Floorspace-Based | FCZ09 Tot | Retail | 0% | 0% | 0% | 0% | 0% | 0% | 0% | 0% | 0% | 0% | 0% | 26.55% | 3.196% | 68.52% | 1.734% | 100%
Floorspace-Based | FCZ09 Tot | School | 0% | 0% | 0% | 0% | 0% | 0% | 0% | 0% | 0% | 0% | 0% | 60.49% | 5.147% | 34.36% | 0% | 100%
Floorspace-Based | FCZ09 Tot | Warehouse | 0% | 0% | 0% | 0% | 0% | 0% | 0% | 0% | 0% | 0% | 0% | 12.82% | 4.045% | 83.14% | 0% | 100%
Floorspace-Based | FCZ09 Tot | All Commercial | 0% | 0% | 0% | 0% | 0% | 0% | 0% | 0% | 0.3966% | 0% | 0% | 45.65% | 8.948% | 43.62% | 1.39% | 100%
Floorspace-Based | FCZ10 Tot | College | 0% | 0% | 0% | 0% | 0% | 0% | 0% | 0% | 0% | 0% | 0% | 80.57% | 1.711% | 10.98% | 6.74% | 100%
Floorspace-Based | FCZ10 Tot | Food Stores | 0% | 0% | 0% | 0% | 0% | 0% | 0% | 0% | 0% | 0% | 0% | 35.04% | 35.47% | 23.58% | 5.912% | 100%
Floorspace-Based | FCZ10 Tot | Health Care | 0% | 0% | 0% | 0% | 0% | 0% | 0% | 0% | 0% | 0% | 0% | 58.56% | 8.978% | 23.14% | 9.32% | 100%
Floorspace-Based | FCZ10 Tot | Lodging | 0% | 0% | 0% | 0% | 0% | 0% | 0% | 0% | 0% | 0% | 0% | 47.1% | 6.252% | 40.22% | 6.423% | 100%
Floorspace-Based | FCZ10 Tot | Miscellaneous | 0% | 0% | 0% | 0% | 0% | 0% | 0% | 0% | 0% | 0% | 0% | 48.28% | 13.18% | 38.49% | 0.04765% | 100%
Floorspace-Based | FCZ10 Tot | Office, Large | 0% | 0% | 0% | 0% | 0% | 0% | 0% | 0% | 0% | 0% | 0% | 38.61% | 12.26% | 47.1% | 2.032% | 100%
Floorspace-Based | FCZ10 Tot | Office, Small | 0% | 0% | 0% | 0% | 0% | 0% | 0% | 0% | 0% | 0% | 0% | 50.31% | 11.35% | 37.86% | 0.4839% | 100%
Floorspace-Based | FCZ10 Tot | Refrigerated Warehouse | 0% | 0% | 0% | 0% | 0% | 0% | 0% | 0% | 0% | 0% | 0% | 0.6323% | 0% | 19.69% | 79.67% | 100%
Floorspace-Based | FCZ10 Tot | Restaurant | 0% | 0% | 0% | 0% | 0% | 0% | 0% | 0% | 0% | 0% | 0% | 48.51% | 7.545% | 42.79% | 1.152% | 100%
Floorspace-Based | FCZ10 Tot | Retail | 0% | 0% | 0% | 0% | 0% | 0% | 0% | 0% | 0% | 0% | 0% | 26.93% | 7.537% | 32.74% | 32.79% | 100%
Floorspace-Based | FCZ10 Tot | School | 0% | 0% | 0% | 0% | 0% | 0% | 0% | 0% | 0% | 0% | 0% | 55.94% | 6.153% | 37.9% | 0% | 100%
Floorspace-Based | FCZ10 Tot | Warehouse | 0% | 0% | 0% | 0% | 0% | 0% | 0% | 0% | 0% | 0% | 4.068% | 18.92% | 12.05% | 58% | 6.964% | 100%
Floorspace-Based | FCZ10 Tot | All Commercial | 0% | 0% | 0% | 0% | 0% | 0% | 0% | 0% | 0% | 0% | 1.465% | 34.53% | 10.6% | 42.9% | 10.51% | 100%
Floorspace-Based | FCZ11 Tot | College | 0% | 0% | 0% | 0% | 0% | 0% | 0% | 0% | 0% | 0% | 0% | 44.86% | 0% | 54.54% | 0.5981% | 100%
Floorspace-Based | FCZ11 Tot | Food Stores | 0% | 0% | 0% | 0% | 0% | 0% | 0% | 0% | 0% | 0% | 0% | 67.04% | 14.29% | 9.281% | 9.392% | 100%
Floorspace-Based | FCZ11 Tot | Health Care | 0% | 0% | 0% | 0% | 0% | 0% | 0% | 0% | 0% | 0% | 0% | 42.71% | 17.92% | 21.95% | 17.42% | 100%
Floorspace-Based | FCZ11 Tot | Lodging | 0% | 0% | 0% | 0% | 0% | 0% | 0% | 0% | 0% | 0% | 0% | 63.38% | 18.74% | 16.03% | 1.848% | 100%
Floorspace-Based | FCZ11 Tot | Miscellaneous | 0% | 0% | 0% | 0% | 0% | 0% | 0% | 0% | 0% | 0% | 0% | 47.45% | 6.484% | 44.17% | 1.9% | 100%
Floorspace-Based | FCZ11 Tot | Office, Large | 0% | 0% | 0% | 0% | 0% | 0% | 0% | 0% | 0% | 0% | 0% | 29.45% | 10.05% | 60.51% | 0% | 100%
Floorspace-Based | FCZ11 Tot | Office, Small | 0% | 0% | 0% | 0% | 0% | 0% | 0% | 0% | 0% | 0% | 0% | 37.9% | 13.43% | 46.32% | 2.342% | 100%
Floorspace-Based | FCZ11 Tot | Refrigerated Warehouse | 0% | 0% | 0% | 0% | 0% | 0% | 0% | 0% | 0% | 0% | 0% | 12.86% | 0% | 87.14% | 0% | 100%
Floorspace-Based | FCZ11 Tot | Restaurant | 0% | 0% | 0% | 0% | 0% | 0% | 0% | 0% | 0% | 0% | 0% | 45.47% | 16.29% | 35.72% | 2.526% | 100%
Floorspace-Based | FCZ11 Tot | Retail | 0% | 0% | 0% | 0% | 0% | 0% | 0% | 0% | 0% | 0% | 0% | 27.43% | 14.42% | 55.89% | 2.261% | 100%
Floorspace-Based | FCZ11 Tot | School | 0% | 0% | 0% | 0% | 0% | 0% | 0% | 0% | 0% | 0% | 0% | 28.54% | 3.015% | 66.46% | 1.991% | 100%
Floorspace-Based | FCZ11 Tot | Warehouse | 0% | 0% | 0% | 0% | 0% | 0% | 0% | 0% | 0% | 0% | 0% | 6.512% | 18.35% | 73.98% | 1.159% | 100%
Floorspace-Based | FCZ11 Tot | All Commercial | 0% | 0% | 0% | 0% | 0% | 0% | 0% | 0% | 0% | 0% | 0% | 29.07% | 12.49% | 56.04% | 2.393% | 100%
Floorspace-Based | FCZ12c Tot | College | 0% | 0% | 0% | 0% | 0% | 0% | 0% | 0% | 0% | 0% | 0% | 93.33% | 0.4739% | 5.231% | 0.963% | 100%
Floorspace-Based | FCZ12c Tot | Food Stores | 0% | 0% | 0% | 0% | 0% | 0% | 0% | 0% | 0% | 0% | 0% | 65.54% | 2.617% | 31.12% | 0.7241% | 100%
Floorspace-Based | FCZ12c Tot | Health Care | 0% | 0% | 0% | 0% | 0% | 0% | 0% | 0% | 0% | 0% | 0% | 63.1% | 0% | 35.16% | 1.737% | 100%
Floorspace-Based | FCZ12c Tot | Lodging | 0% | 0% | 0% | 0% | 0% | 0% | 0% | 0% | 0% | 0% | 0% | 41.69% | 8.606% | 35.34% | 14.37% | 100%
Floorspace-Based | FCZ12c Tot | Miscellaneous | 0% | 0% | 0% | 0% | 0% | 0% | 0% | 0% | 0% | 0% | 0% | 65.29% | 7.242% | 25.82% | 1.652% | 100%
Floorspace-Based | FCZ12c Tot | Office, Large | 0% | 0% | 0% | 0% | 0% | 0% | 0% | 0% | 0% | 0% | 0% | 51.62% | 1.863% | 46.01% | 0.5096% | 100%
Floorspace-Based | FCZ12c Tot | Office, Small | 0% | 0% | 0% | 0% | 0% | 0% | 0% | 0% | 0% | 0% | 0% | 76.13% | 3.564% | 19.91% | 0.3991% | 100%
Floorspace-Based | FCZ12c Tot | Refrigerated Warehouse | 0% | 0% | 0% | 0% | 0% | 0% | 0% | 0% | 0% | 0% | 0% | 10.71% | 0% | 89.29% | 0% | 100%
Floorspace-Based | FCZ12c Tot | Restaurant | 0% | 0% | 0% | 0% | 0% | 0% | 0% | 0% | 0% | 0% | 0% | 68.32% | 4.91% | 23.4% | 3.376% | 100%
Floorspace-Based | FCZ12c Tot | Retail | 0% | 0% | 0% | 0% | 0% | 0% | 0% | 0% | 0% | 0% | 0% | 56.37% | 6.415% | 37.22% | 0% | 100%
Floorspace-Based | FCZ12c Tot | School | 0% | 0% | 0% | 0% | 0% | 0% | 0% | 0% | 0% | 0% | 0% | 39.43% | 2.874% | 57.7% | 0% | 100%
Floorspace-Based | FCZ12c Tot | Warehouse | 0% | 0% | 0% | 0% | 0% | 0% | 0% | 0% | 0% | 0% | 0% | 50.62% | 4.622% | 42.75% | 2.009% | 100%
Floorspace-Based | FCZ12c Tot | All Commercial | 0% | 0% | 0% | 0% | 0% | 0% | 0% | 0% | 0% | 0% | 0% | 60.38% | 4.358% | 33.25% | 2.012% | 100%
Floorspace-Based | FCZ12i Tot | College | 0% | 0% | 0% | 0% | 0% | 0% | 0% | 0% | 0% | 0% | 0% | 47.41% | 1.301% | 51.29% | 0% | 100%
Floorspace-Based | FCZ12i Tot | Food Stores | 0% | 0% | 0% | 0% | 0% | 0% | 0% | 0% | 0% | 0% | 0% | 40.25% | 1.211% | 58.54% | 0% | 100%
Floorspace-Based | FCZ12i Tot | Health Care | 0% | 0% | 0% | 0% | 0% | 0% | 0% | 0% | 0% | 0% | 0% | 79.71% | 1.575% | 11.84% | 6.874% | 100%
Floorspace-Based | FCZ12i Tot | Lodging | 0% | 0% | 0% | 0% | 0% | 0% | 0% | 0% | 0% | 0% | 0% | 37.73% | 0% | 56.5% | 5.77% | 100%
Floorspace-Based | FCZ12i Tot | Miscellaneous | 0% | 0% | 0% | 0% | 0% | 0% | 0% | 0% | 0% | 0% | 0% | 65.47% | 6.518% | 22.09% | 5.925% | 100%
Floorspace-Based | FCZ12i Tot | Office, Large | 0% | 0% | 0% | 0% | 0% | 0% | 0% | 0% | 0% | 0% | 0% | 60.66% | 0% | 36.2% | 3.14% | 100%
Floorspace-Based | FCZ12i Tot | Office, Small | 0% | 0% | 0% | 0% | 0% | 0% | 0% | 0% | 0% | 0% | 0% | 61.18% | 20.55% | 18.07% | 0.1895% | 100%
Floorspace-Based | FCZ12i Tot | Refrigerated Warehouse | 0% | 0% | 0% | 0% | 0% | 0% | 0% | 0% | 0% | 0% | 0% | 59.14% | 0% | 0% | 40.86% | 100%
Floorspace-Based | FCZ12i Tot | Restaurant | 0% | 0% | 0% | 0% | 0% | 0% | 0% | 0% | 0% | 0% | 0% | 68.26% | 8.258% | 22.07% | 1.416% | 100%
Floorspace-Based | FCZ12i Tot | Retail | 0% | 0% | 0% | 0% | 0% | 0% | 0% | 0% | 0% | 0% | 0.2726% | 43% | 22.99% | 30.76% | 2.975% | 100%
Floorspace-Based | FCZ12i Tot | School | 0% | 0% | 0% | 0% | 0% | 0% | 0% | 0% | 0% | 0% | 0% | 68.69% | 3.364% | 27.95% | 0% | 100%
Floorspace-Based | FCZ12i Tot | Warehouse | 0% | 0% | 0% | 0% | 0% | 0% | 0% | 0% | 0% | 0% | 0% | 70.16% | 13.97% | 15.87% | 0% | 100%
Floorspace-Based | FCZ12i Tot | All Commercial | 0% | 0% | 0% | 0% | 0% | 0% | 0% | 0% | 0% | 0% | 0.04824% | 59.2% | 8.846% | 28.61% | 3.297% | 100%
Floorspace-Based | FCZ13 Tot | College | 0% | 0% | 0% | 0% | 0% | 0% | 0% | 0% | 0% | 0% | 0% | 54.99% | 0% | 42.32% | 2.693% | 100%
Floorspace-Based | FCZ13 Tot | Food Stores | 0% | 0% | 0% | 0% | 0% | 0% | 0% | 0% | 0% | 0% | 2.448% | 55.92% | 0.3861% | 39.01% | 2.235% | 100%
Floorspace-Based | FCZ13 Tot | Health Care | 0% | 0% | 0% | 0% | 0% | 0% | 0% | 0% | 0% | 0% | 0% | 56.18% | 1.455% | 37.88% | 4.492% | 100%
Floorspace-Based | FCZ13 Tot | Lodging | 0% | 0% | 0% | 0% | 0% | 0% | 0% | 0% | 0% | 0% | 0% | 44.76% | 1.196% | 49.09% | 4.959% | 100%
Floorspace-Based | FCZ13 Tot | Miscellaneous | 0% | 0% | 0% | 0% | 0% | 0% | 0% | 0% | 0% | 0% | 0% | 66.16% | 1.388% | 32.4% | 0.04781% | 100%
Floorspace-Based | FCZ13 Tot | Office, Large | 0% | 0% | 0% | 0% | 0% | 0% | 0% | 0% | 0% | 0% | 0% | 59.31% | 0% | 40.69% | 0% | 100%
Floorspace-Based | FCZ13 Tot | Office, Small | 0% | 0% | 0% | 0% | 0% | 0% | 0% | 0% | 0% | 0% | 0% | 68.89% | 1.376% | 28.92% | 0.8142% | 100%
Floorspace-Based | FCZ13 Tot | Refrigerated Warehouse | 0% | 0% | 0% | 0% | 0% | 0% | 0% | 0% | 0% | 0% | 0% | 61.7% | 0% | 9.74% | 28.56% | 100%
Floorspace-Based | FCZ13 Tot | Restaurant | 0% | 0% | 0% | 0% | 0% | 0% | 0% | 0% | 0% | 0% | 0% | 54.77% | 2.071% | 40.6% | 2.552% | 100%
Floorspace-Based | FCZ13 Tot | Retail | 0% | 0% | 0% | 0% | 0% | 0% | 0% | 0% | 0% | 0% | 0.4709% | 49.77% | 0.868% | 45.11% | 3.784% | 100%
Floorspace-Based | FCZ13 Tot | School | 0% | 0% | 0% | 0% | 0% | 0% | 0% | 0% | 0% | 0% | 8.19% | 71.91% | 5.45% | 14.38% | 0.0629% | 100%
Floorspace-Based | FCZ13 Tot | Warehouse | 0% | 0% | 0% | 0% | 0% | 0% | 0% | 0% | 0% | 0% | 0% | 63.89% | 9.758% | 26.35% | 0% | 100%
Floorspace-Based | FCZ13 Tot | All Commercial | 0% | 0% | 0% | 0% | 0% | 0% | 0% | 0% | 0% | 0% | 0.8852% | 60.48% | 2.099% | 34.76% | 1.784% | 100%
Floorspace-Based | FCZ16 Tot | College | 0% | 0% | 0% | 0% | 0% | 0% | 94.03% | 0% | 0% | 0% | 0% | 4.746% | 0% | 1.223% | 0% | 100%
Floorspace-Based | FCZ16 Tot | Food Stores | 0% | 0% | 0% | 0% | 0% | 0% | 0% | 0% | 0% | 0% | 0% | 70.21% | 0.9168% | 23.03% | 5.841% | 100%
Floorspace-Based | FCZ16 Tot | Health Care | 0% | 0% | 0% | 0% | 0% | 0% | 0% | 0% | 0% | 0% | 0% | 88.88% | 11.12% | 0% | 0% | 100%
Floorspace-Based | FCZ16 Tot | Lodging | 0% | 0% | 0% | 0% | 0% | 0% | 0% | 0% | 0% | 0% | 0% | 51.02% | 5.599% | 23.6% | 19.79% | 100%
Floorspace-Based | FCZ16 Tot | Miscellaneous | 0% | 0% | 0% | 0% | 0% | 0% | 0% | 0% | 0% | 0% | 0% | 80.37% | 4.613% | 15.02% | 0% | 100%
Floorspace-Based | FCZ16 Tot | Office, Large | 0% | 0% | 0% | 0% | 0% | 0% | 0% | 0% | 0% | 0% | 23.87% | 61.53% | 0% | 14.27% | 0.3267% | 100%
Floorspace-Based | FCZ16 Tot | Office, Small | 0% | 0% | 0% | 0% | 0% | 0% | 0% | 0% | 0% | 0% | 0% | 95.1% | 1.406% | 3.495% | 0% | 100%
Floorspace-Based | FCZ16 Tot | Refrigerated Warehouse | 0% | 0% | 0% | 0% | 0% | 0% | 0% | 0% | 0% | 0% | 0% | 70.23% | 24.19% | 5.577% | 0% | 100%
Floorspace-Based | FCZ16 Tot | Restaurant | 0% | 0% | 0% | 0% | 0% | 0% | 0% | 0% | 0% | 0% | 0% | 74.71% | 9.032% | 16.26% | 0% | 100%
Floorspace-Based | FCZ16 Tot | Retail | 0% | 0% | 0% | 0% | 0% | 0% | 0% | 0% | 0% | 0% | 0% | 64.78% | 2.568% | 31.85% | 0.7997% | 100%
Floorspace-Based | FCZ16 Tot | School | 0% | 0% | 0% | 0% | 0% | 0% | 0% | 0% | 0% | 0% | 0% | 80.2% | 9.746% | 10.05% | 0% | 100%
Floorspace-Based | FCZ16 Tot | Warehouse | 0% | 0% | 0% | 0% | 0% | 0% | 0% | 0% | 0% | 0% | 0% | 87.38% | 10.01% | 2.608% | 0% | 100%
Floorspace-Based | FCZ16 Tot | All Commercial | 0% | 0% | 0% | 0% | 0% | 0% | 5.652% | 0% | 0% | 0% | 7.21% | 67.95% | 3.972% | 13.88% | 1.338% | 100%
Floorspace-Based | FCZ17 Tot | College | 0% | 0% | 0% | 0% | 0% | 0% | 0% | 0% | 0% | 0% | 0% | 83.69% | 15.72% | 0.5926% | 0% | 100%
Floorspace-Based | FCZ17 Tot | Food Stores | 0% | 0% | 0% | 0% | 0% | 0% | 0% | 0% | 0% | 0% | 0% | 75.77% | 9.308% | 14.42% | 0.5087% | 100%
Floorspace-Based | FCZ17 Tot | Health Care | 0% | 0% | 0% | 0% | 0% | 0% | 0% | 0% | 0% | 0% | 0% | 72.12% | 12.05% | 15.84% | 0% | 100%
Floorspace-Based | FCZ17 Tot | Lodging | 0% | 0% | 0% | 0% | 0% | 0% | 0% | 0% | 0% | 0% | 0% | 77.42% | 1.364% | 21.21% | 0% | 100%
Floorspace-Based | FCZ17 Tot | Miscellaneous | 0% | 0% | 0% | 0% | 0% | 0% | 0% | 0% | 0% | 0% | 0% | 72.56% | 14.88% | 12.56% | 0% | 100%
Floorspace-Based | FCZ17 Tot | Office, Large | 0% | 0% | 0% | 0% | 0% | 0% | 0% | 0% | 0% | 0% | 0% | 70.19% | 9.952% | 19.86% | 0% | 100%
Floorspace-Based | FCZ17 Tot | Office, Small | 0% | 0% | 0% | 0% | 0% | 0% | 0% | 0% | 0% | 0% | 0% | 75.35% | 14.11% | 10.54% | 0% | 100%
Floorspace-Based | FCZ17 Tot | Refrigerated Warehouse | 0% | 0% | 0% | 0% | 0% | 0% | 0% | 0% | 0% | 0% | 0% | 46.69% | 0% | 53.31% | 0% | 100%
Floorspace-Based | FCZ17 Tot | Restaurant | 0% | 0% | 0% | 0% | 0% | 0% | 0% | 0% | 0% | 0% | 0% | 77.06% | 8.554% | 13.66% | 0.7214% | 100%
Floorspace-Based | FCZ17 Tot | Retail | 0% | 0% | 0% | 0% | 0% | 0% | 0% | 0% | 0% | 0% | 0% | 70.28% | 7.518% | 21.67% | 0.534% | 100%
Floorspace-Based | FCZ17 Tot | School | 0% | 0% | 0% | 0% | 0% | 0% | 0% | 0% | 0% | 0% | 0% | 79.26% | 15.06% | 5.685% | 0% | 100%
Floorspace-Based | FCZ17 Tot | Warehouse | 0% | 0% | 0% | 0% | 0% | 0% | 0% | 0% | 0% | 0% | 0% | 81.16% | 0.8525% | 17.99% | 0% | 100%
Floorspace-Based | FCZ17 Tot | All Commercial | 0% | 0% | 0% | 0% | 0% | 0% | 0% | 0% | 0% | 0% | 0% | 73.93% | 10.25% | 15.66% | 0.1635% | 100%
Floorspace-Based | PG&E | College | 0% | 0% | 0% | 2.156% | 0% | 2.805% | 0% | 0% | 0% | 0% | 6.027% | 75.05% | 2.238% | 10.84% | 0.8782% | 100%
Floorspace-Based | PG&E | Food Stores | 0% | 0% | 0% | 0% | 0% | 0% | 0% | 0% | 0% | 0% | 0.03998% | 56.09% | 12.47% | 29.45% | 1.946% | 100%
Floorspace-Based | PG&E | Health Care | 0% | 0% | 0% | 0% | 0% | 0% | 0% | 0% | 0% | 0% | 0% | 50.2% | 2.94% | 42.06% | 4.801% | 100%
Floorspace-Based | PG&E | Lodging | 0% | 0% | 0% | 0% | 0% | 0% | 0.7028% | 0% | 0% | 0% | 0% | 59.06% | 3.922% | 33.78% | 2.539% | 100%
Floorspace-Based | PG&E | Miscellaneous | 0% | 0% | 0% | 0% | 0% | 0% | 0% | 0% | 0% | 0% | 0% | 62.86% | 6.74% | 26.84% | 3.553% | 100%
Floorspace-Based | PG&E | Office, Large | 0% | 0% | 0% | 0% | 0% | 0.8187% | 0% | 0% | 0% | 0% | 1.013% | 64.17% | 4.222% | 26.97% | 2.808% | 100%
Floorspace-Based | PG&E | Office, Small | 0% | 0% | 0% | 0% | 0% | 0% | 0% | 0% | 0% | 0% | 0.2709% | 62.1% | 7.533% | 28.63% | 1.465% | 100%
Floorspace-Based | PG&E | Refrigerated Warehouse | 0% | 0% | 0% | 0% | 0% | 0% | 0% | 0% | 0% | 0% | 0% | 47% | 11.75% | 25.44% | 15.8% | 100%
Floorspace-Based | PG&E | Restaurant | 0% | 0% | 0% | 0% | 0% | 0% | 0% | 0% | 0% | 0% | 0% | 59.53% | 13.13% | 24.94% | 2.405% | 100%
Floorspace-Based | PG&E | Retail | 0% | 0% | 0% | 0% | 0% | 0% | 0% | 0% | 0% | 0% | 0% | 49.64% | 14.89% | 32.41% | 3.055% | 100%
Floorspace-Based | PG&E | School | 0% | 0% | 0% | 0% | 0% | 0% | 0% | 0% | 0% | 0% | 0% | 73.4% | 10.65% | 15.8% | 0.1484% | 100%
Floorspace-Based | PG&E | Warehouse | 0% | 0% | 0% | 0% | 0% | 0% | 0% | 0% | 0% | 0% | 0% | 38.85% | 10.44% | 44.08% | 6.638% | 100%
Floorspace-Based | PG&E | All Commercial | 0% | 0% | 0% | 0.09157% | 0% | 0.2603% | 0.05135% | 0% | 0% | 0% | 0.4588% | 58.25% | 7.798% | 29.75% | 3.341% | 100%
Floorspace-Based | SCE | College | 0% | 0% | 0% | 0% | 0% | 0% | 0% | 0% | 0.4081% | 0% | 9.507% | 66.96% | 1.378% | 21.2% | 0.5442% | 100%
Floorspace-Based | SCE | Food Stores | 0% | 0% | 0% | 0% | 0% | 0% | 0% | 0% | 0% | 0% | 0% | 62.18% | 17.5% | 17.96% | 2.358% | 100%
Floorspace-Based | SCE | Health Care | 0% | 0% | 0% | 0% | 0% | 0% | 0% | 0% | 0% | 0% | 0% | 62.03% | 9.197% | 24.85% | 3.917% | 100%
Floorspace-Based | SCE | Lodging | 0% | 0% | 0% | 0% | 0% | 0% | 0% | 0% | 0% | 0% | 0% | 58.35% | 14.41% | 23.27% | 3.965% | 100%
Floorspace-Based | SCE | Miscellaneous | 0% | 0% | 0% | 0% | 0% | 0% | 0% | 0% | 0% | 0% | 0% | 62.45% | 12.26% | 23.9% | 1.385% | 100%
Floorspace-Based | SCE | Office, Large | 0% | 0% | 0% | 0% | 0% | 0% | 0% | 0% | 0% | 0% | 0% | 57.18% | 8.697% | 33.13% | 0.9859% | 100%
Floorspace-Based | SCE | Office, Small | 0% | 0% | 0% | 0% | 0% | 0% | 0% | 0% | 0% | 0% | 0% | 66.96% | 10.22% | 21.87% | 0.9561% | 100%
Floorspace-Based | SCE | Refrigerated Warehouse | 0% | 0% | 0% | 0% | 0% | 0% | 0% | 0% | 0% | 0% | 0% | 28.06% | 16.9% | 38.53% | 16.51% | 100%
Floorspace-Based | SCE | Restaurant | 0% | 0% | 0% | 0% | 0% | 0% | 0% | 0% | 0% | 0% | 0% | 62.01% | 11.23% | 25.15% | 1.607% | 100%
Floorspace-Based | SCE | Retail | 0% | 0% | 0% | 0% | 0% | 0% | 0% | 0% | 0% | 0% | 0% | 49.17% | 11.69% | 31.22% | 7.914% | 100%
Floorspace-Based | SCE | School | 0% | 0% | 0% | 0% | 0% | 0% | 0% | 0% | 0% | 0% | 0% | 65.51% | 4.815% | 29.1% | 0.5755% | 100%
Floorspace-Based | SCE | Warehouse | 0% | 0% | 0% | 0% | 0% | 0% | 0% | 0% | 0% | 0% | 1.297% | 40.75% | 12.13% | 42.69% | 3.129% | 100%
Floorspace-Based | SCE | All Commercial | 0% | 0% | 0% | 0% | 0% | 0% | 0% | 0% | 0.0169% | 0% | 0.6684% | 55.45% | 10.58% | 30.26% | 3.025% | 100%
Floorspace-Based | SDG&E | College | 0% | 0% | 0% | 0% | 0% | 0% | 0% | 0% | 0% | 0% | 0% | 82.78% | 0.664% | 15.82% | 0.7417% | 100%
Floorspace-Based | SDG&E | Food Stores | 0% | 0% | 0% | 0% | 0% | 0% | 0% | 0% | 0% | 0% | 0% | 57.53% | 2.172% | 39.8% | 0.4948% | 100%
Floorspace-Based | SDG&E | Health Care | 0% | 0% | 0% | 0% | 0% | 0% | 0% | 0% | 0% | 0% | 0% | 70.33% | 0.6848% | 25.02% | 3.972% | 100%
Floorspace-Based | SDG&E | Lodging | 0% | 0% | 0% | 0% | 0% | 0% | 0% | 0% | 0% | 0% | 0% | 40.69% | 6.425% | 40.7% | 12.19% | 100%
Floorspace-Based | SDG&E | Miscellaneous | 0% | 0% | 0% | 0% | 0% | 0% | 0% | 0% | 0% | 0% | 0% | 65.34% | 7.025% | 24.7% | 2.932% | 100%
Floorspace-Based | SDG&E | Office, Large | 0% | 0% | 0% | 0% | 0% | 0% | 0% | 0% | 0% | 0% | 0% | 52.89% | 1.6% | 44.63% | 0.8797% | 100%
Floorspace-Based | SDG&E | Office, Small | 0% | 0% | 0% | 0% | 0% | 0% | 0% | 0% | 0% | 0% | 0% | 72.52% | 7.663% | 19.46% | 0.3485% | 100%
Floorspace-Based | SDG&E | Refrigerated Warehouse | 0% | 0% | 0% | 0% | 0% | 0% | 0% | 0% | 0% | 0% | 0% | 14.86% | 0% | 81.63% | 3.509% | 100%
Floorspace-Based | SDG&E | Restaurant | 0% | 0% | 0% | 0% | 0% | 0% | 0% | 0% | 0% | 0% | 0% | 68.3% | 6.023% | 22.96% | 2.724% | 100%
Floorspace-Based | SDG&E | Retail | 0% | 0% | 0% | 0% | 0% | 0% | 0% | 0% | 0% | 0% | 0.1066% | 51.14% | 12.89% | 34.7% | 1.163% | 100%
Floorspace-Based | SDG&E | School | 0% | 0% | 0% | 0% | 0% | 0% | 0% | 0% | 0% | 0% | 0% | 52.97% | 3.101% | 43.93% | 0% | 100%
Floorspace-Based | SDG&E | Warehouse | 0% | 0% | 0% | 0% | 0% | 0% | 0% | 0% | 0% | 0% | 0% | 55.03% | 6.732% | 36.68% | 1.555% | 100%
Floorspace-Based | SDG&E | All Commercial | 0% | 0% | 0% | 0% | 0% | 0% | 0% | 0% | 0% | 0% | 0.01396% | 60.03% | 5.657% | 31.91% | 2.384% | 100%
Floorspace-Based | LADWP | College | 0% | 0% | 0% | 0% | 0% | 0% | 89.03% | 0% | 0% | 0% | 0% | 8.943% | 0.8359% | 1.189% | 0% | 100%
Floorspace-Based | LADWP | Food Stores | 0% | 0% | 0% | 0% | 0% | 0% | 0% | 0% | 0% | 0% | 0% | 72.34% | 4.142% | 19.72% | 3.792% | 100%
Floorspace-Based | LADWP | Health Care | 0% | 0% | 0% | 0% | 0% | 0% | 0% | 0% | 0% | 0% | 0% | 84.33% | 11.37% | 4.299% | 0% | 100%
Floorspace-Based | LADWP | Lodging | 0% | 0% | 0% | 0% | 0% | 0% | 0% | 0% | 0% | 0% | 0% | 53.04% | 5.275% | 23.41% | 18.27% | 100%
Floorspace-Based | LADWP | Miscellaneous | 0% | 0% | 0% | 0% | 0% | 0% | 0% | 0% | 0% | 0% | 0% | 78.42% | 7.174% | 14.41% | 0% | 100%
Floorspace-Based | LADWP | Office, Large | 0% | 0% | 0% | 0% | 0% | 0% | 0% | 0% | 0% | 0% | 21.67% | 62.33% | 0.9195% | 14.79% | 0.2965% | 100%
Floorspace-Based | LADWP | Office, Small | 0% | 0% | 0% | 0% | 0% | 0% | 0% | 0% | 0% | 0% | 0% | 89.67% | 4.896% | 5.431% | 0% | 100%
Floorspace-Based | LADWP | Refrigerated Warehouse | 0% | 0% | 0% | 0% | 0% | 0% | 0% | 0% | 0% | 0% | 0% | 64.77% | 18.58% | 16.66% | 0% | 100%
Floorspace-Based | LADWP | Restaurant | 0% | 0% | 0% | 0% | 0% | 0% | 0% | 0% | 0% | 0% | 0% | 75.48% | 8.877% | 15.41% | 0.2345% | 100%
Floorspace-Based | LADWP | Retail | 0% | 0% | 0% | 0% | 0% | 0% | 0% | 0% | 0% | 0% | 0% | 66.63% | 4.234% | 28.42% | 0.7103% | 100%
Floorspace-Based | LADWP | School | 0% | 0% | 0% | 0% | 0% | 0% | 0% | 0% | 0% | 0% | 0% | 79.95% | 11.18% | 8.874% | 0% | 100%
Floorspace-Based | LADWP | Warehouse | 0% | 0% | 0% | 0% | 0% | 0% | 0% | 0% | 0% | 0% | 0% | 84.9% | 6.348% | 8.756% | 0% | 100%
Floorspace-Based | LADWP | All Commercial | 0% | 0% | 0% | 0% | 0% | 0% | 4.395% | 0% | 0% | 0% | 5.606% | 69.28% | 5.368% | 14.28% | 1.077% | 100%
Floorspace-Based | SMUD | College | 0% | 0% | 0% | 0% | 0% | 0% | 0% | 0% | 0% | 0% | 0% | 54.99% | 0% | 42.32% | 2.693% | 100%
Floorspace-Based | SMUD | Food Stores | 0% | 0% | 0% | 0% | 0% | 0% | 0% | 0% | 0% | 0% | 2.448% | 55.92% | 0.3861% | 39.01% | 2.235% | 100%
Floorspace-Based | SMUD | Health Care | 0% | 0% | 0% | 0% | 0% | 0% | 0% | 0% | 0% | 0% | 0% | 56.18% | 1.455% | 37.88% | 4.492% | 100%
Floorspace-Based | SMUD | Lodging | 0% | 0% | 0% | 0% | 0% | 0% | 0% | 0% | 0% | 0% | 0% | 44.76% | 1.196% | 49.09% | 4.959% | 100%
Floorspace-Based | SMUD | Miscellaneous | 0% | 0% | 0% | 0% | 0% | 0% | 0% | 0% | 0% | 0% | 0% | 66.16% | 1.388% | 32.4% | 0.04781% | 100%
Floorspace-Based | SMUD | Office, Large | 0% | 0% | 0% | 0% | 0% | 0% | 0% | 0% | 0% | 0% | 0% | 59.31% | 0% | 40.69% | 0% | 100%
Floorspace-Based | SMUD | Office, Small | 0% | 0% | 0% | 0% | 0% | 0% | 0% | 0% | 0% | 0% | 0% | 68.89% | 1.376% | 28.92% | 0.8142% | 100%
Floorspace-Based | SMUD | Refrigerated Warehouse | 0% | 0% | 0% | 0% | 0% | 0% | 0% | 0% | 0% | 0% | 0% | 61.7% | 0% | 9.74% | 28.56% | 100%
Floorspace-Based | SMUD | Restaurant | 0% | 0% | 0% | 0% | 0% | 0% | 0% | 0% | 0% | 0% | 0% | 54.77% | 2.071% | 40.6% | 2.552% | 100%
Floorspace-Based | SMUD | Retail | 0% | 0% | 0% | 0% | 0% | 0% | 0% | 0% | 0% | 0% | 0.4709% | 49.77% | 0.868% | 45.11% | 3.784% | 100%
Floorspace-Based | SMUD | School | 0% | 0% | 0% | 0% | 0% | 0% | 0% | 0% | 0% | 0% | 8.19% | 71.91% | 5.45% | 14.38% | 0.0629% | 100%
Floorspace-Based | SMUD | Warehouse | 0% | 0% | 0% | 0% | 0% | 0% | 0% | 0% | 0% | 0% | 0% | 63.89% | 9.758% | 26.35% | 0% | 100%
Floorspace-Based | SMUD | All Commercial | 0% | 0% | 0% | 0% | 0% | 0% | 0% | 0% | 0% | 0% | 0.8852% | 60.48% | 2.099% | 34.76% | 1.784% | 100%
Floorspace-Based | FCZ01 | College | 0% | 0% | 0% | 0% | 0% | 0% | 0% | 0% | 0% | 0% | 0% | 97.3% | 1.107% | 0.7733% | 0.8204% | 100%
Floorspace-Based | FCZ01 | Food Stores | 0% | 0% | 0% | 0% | 0% | 0% | 0% | 0% | 0% | 0% | 0% | 68.7% | 4.786% | 25.78% | 0.7335% | 100%
Floorspace-Based | FCZ01 | Health Care | 0% | 0% | 0% | 0% | 0% | 0% | 0% | 0% | 0% | 0% | 0% | 46.67% | 2.54% | 48.63% | 2.168% | 100%
Floorspace-Based | FCZ01 | Lodging | 0% | 0% | 0% | 0% | 0% | 0% | 0% | 0% | 0% | 0% | 0% | 64.58% | 4.5% | 28.4% | 2.52% | 100%
Floorspace-Based | FCZ01 | Miscellaneous | 0% | 0% | 0% | 0% | 0% | 0% | 0% | 0% | 0% | 0% | 0% | 69.96% | 5.769% | 21.62% | 2.647% | 100%
Floorspace-Based | FCZ01 | Office, Large | 0% | 0% | 0% | 0% | 0% | 0.9844% | 0% | 0% | 0% | 0% | 1.218% | 67.55% | 2.624% | 24.31% | 3.312% | 100%
Floorspace-Based | FCZ01 | Office, Small | 0% | 0% | 0% | 0% | 0% | 0% | 0% | 0% | 0% | 0% | 0.4913% | 75.19% | 5.857% | 16.9% | 1.569% | 100%
Floorspace-Based | FCZ01 | Refrigerated Warehouse | 0% | 0% | 0% | 0% | 0% | 0% | 0% | 0% | 0% | 0% | 0% | 85.62% | 4.69% | 5.368% | 4.32% | 100%
Floorspace-Based | FCZ01 | Restaurant | 0% | 0% | 0% | 0% | 0% | 0% | 0% | 0% | 0% | 0% | 0% | 66.61% | 12.45% | 19.24% | 1.694% | 100%
Floorspace-Based | FCZ01 | Retail | 0% | 0% | 0% | 0% | 0% | 0% | 0% | 0% | 0% | 0% | 0% | 55.96% | 11.26% | 28.11% | 4.667% | 100%
Floorspace-Based | FCZ01 | School | 0% | 0% | 0% | 0% | 0% | 0% | 0% | 0% | 0% | 0% | 0% | 78.33% | 13.98% | 7.456% | 0.2363% | 100%
Floorspace-Based | FCZ01 | Warehouse | 0% | 0% | 0% | 0% | 0% | 0% | 0% | 0% | 0% | 0% | 0% | 64.48% | 3.086% | 31.55% | 0.8846% | 100%
Floorspace-Based | FCZ01 | All Commercial | 0% | 0% | 0% | 0% | 0% | 0.3042% | 0% | 0% | 0% | 0% | 0.417% | 67.41% | 5.252% | 24.06% | 2.553% | 100%
Floorspace-Based | FCZ02 | College | 0% | 0% | 0% | 0% | 0% | 0% | 0% | 0% | 0% | 0% | 0% | 88.37% | 6.049% | 5.581% | 0% | 100%
Floorspace-Based | FCZ02 | Food Stores | 0% | 0% | 0% | 0% | 0% | 0% | 0% | 0% | 0% | 0% | 0% | 57.64% | 20.5% | 20.72% | 1.146% | 100%
Floorspace-Based | FCZ02 | Health Care | 0% | 0% | 0% | 0% | 0% | 0% | 0% | 0% | 0% | 0% | 0% | 61.98% | 2.969% | 30.88% | 4.168% | 100%
Floorspace-Based | FCZ02 | Lodging | 0% | 0% | 0% | 0% | 0% | 0% | 0% | 0% | 0% | 0% | 0% | 61.54% | 1.83% | 35.82% | 0.8158% | 100%
Floorspace-Based | FCZ02 | Miscellaneous | 0% | 0% | 0% | 0% | 0% | 0% | 0% | 0% | 0% | 0% | 0% | 70.59% | 4.629% | 21.89% | 2.896% | 100%
Floorspace-Based | FCZ02 | Office, Large | 0% | 0% | 0% | 0% | 0% | 0% | 0% | 0% | 0% | 0% | 0% | 71.38% | 0% | 28.62% | 0% | 100%
Floorspace-Based | FCZ02 | Office, Small | 0% | 0% | 0% | 0% | 0% | 0% | 0% | 0% | 0% | 0% | 0% | 69.7% | 2.431% | 27.24% | 0.6262% | 100%
Floorspace-Based | FCZ02 | Refrigerated Warehouse | 0% | 0% | 0% | 0% | 0% | 0% | 0% | 0% | 0% | 0% | 0% | 91.08% | 1.511% | 7.411% | 0% | 100%
Floorspace-Based | FCZ02 | Restaurant | 0% | 0% | 0% | 0% | 0% | 0% | 0% | 0% | 0% | 0% | 0% | 67.49% | 11.89% | 17.77% | 2.841% | 100%
Floorspace-Based | FCZ02 | Retail | 0% | 0% | 0% | 0% | 0% | 0% | 0% | 0% | 0% | 0% | 0% | 64.53% | 11.88% | 21.68% | 1.904% | 100%
Floorspace-Based | FCZ02 | School | 0% | 0% | 0% | 0% | 0% | 0% | 0% | 0% | 0% | 0% | 0% | 93% | 1.897% | 5.104% | 0% | 100%
Floorspace-Based | FCZ02 | Warehouse | 0% | 0% | 0% | 0% | 0% | 0% | 0% | 0% | 0% | 0% | 0% | 42% | 2.703% | 21.31% | 33.99% | 100%
Floorspace-Based | FCZ02 | All Commercial | 0% | 0% | 0% | 0% | 0% | 0% | 0% | 0% | 0% | 0% | 0% | 67.09% | 4.627% | 24.38% | 3.908% | 100%
Floorspace-Based | FCZ03 | College | 0% | 0% | 0% | 0% | 0% | 46% | 0% | 0% | 0% | 0% | 0% | 50.36% | 3.55% | 0.09123% | 0% | 100%
Floorspace-Based | FCZ03 | Food Stores | 0% | 0% | 0% | 0% | 0% | 0% | 0% | 0% | 0% | 0% | 0% | 62.11% | 15.95% | 19.93% | 2.013% | 100%
Floorspace-Based | FCZ03 | Health Care | 0% | 0% | 0% | 0% | 0% | 0% | 0% | 0% | 0% | 0% | 0% | 41.9% | 2.696% | 46.19% | 9.213% | 100%
Floorspace-Based | FCZ03 | Lodging | 0% | 0% | 0% | 0% | 0% | 0% | 0% | 0% | 0% | 0% | 0% | 24.8% | 12.76% | 62.44% | 0% | 100%
Floorspace-Based | FCZ03 | Miscellaneous | 0% | 0% | 0% | 0% | 0% | 0% | 0% | 0% | 0% | 0% | 0% | 58.8% | 20.85% | 19.67% | 0.6766% | 100%
Floorspace-Based | FCZ03 | Office, Large | 0% | 0% | 0% | 0% | 0% | 0% | 0% | 0% | 0% | 0% | 0% | 88.9% | 0% | 11.1% | 0% | 100%
Floorspace-Based | FCZ03 | Office, Small | 0% | 0% | 0% | 0% | 0% | 0% | 0% | 0% | 0% | 0% | 2.275% | 53.09% | 12.78% | 30.38% | 1.465% | 100%
Floorspace-Based | FCZ03 | Refrigerated Warehouse | 0% | 0% | 0% | 0% | 0% | 0% | 0% | 0% | 0% | 0% | 0% | 89.09% | 0% | 10.91% | 0% | 100%
Floorspace-Based | FCZ03 | Restaurant | 0% | 0% | 0% | 0% | 0% | 0% | 0% | 0% | 0% | 0% | 0% | 75.41% | 2.234% | 22.36% | 0% | 100%
Floorspace-Based | FCZ03 | Retail | 0% | 0% | 0% | 0% | 0% | 0% | 0% | 0% | 0% | 0% | 0% | 56.43% | 10.15% | 30.38% | 3.049% | 100%
Floorspace-Based | FCZ03 | School | 0% | 0% | 0% | 0% | 0% | 0% | 0% | 0% | 0% | 0% | 0% | 78.97% | 12.43% | 8.6% | 0% | 100%
Floorspace-Based | FCZ03 | Warehouse | 0% | 0% | 0% | 0% | 0% | 0% | 0% | 0% | 0% | 0% | 0% | 38.01% | 6.659% | 54.85% | 0.4799% | 100%
Floorspace-Based | FCZ03 | All Commercial | 0% | 0% | 0% | 0% | 0% | 3.426% | 0% | 0% | 0% | 0% | 0.2341% | 58.29% | 12.09% | 24.7% | 1.267% | 100%
Floorspace-Based | FCZ04 | College | 0% | 0% | 0% | 0% | 0% | 0% | 0% | 0% | 0% | 0% | 0% | 76.43% | 1.334% | 19.41% | 2.818% | 100%
Floorspace-Based | FCZ04 | Food Stores | 0% | 0% | 0% | 0% | 0% | 0% | 0% | 0% | 0% | 0% | 0% | 41.88% | 13.26% | 40.55% | 4.307% | 100%
Floorspace-Based | FCZ04 | Health Care | 0% | 0% | 0% | 0% | 0% | 0% | 0% | 0% | 0% | 0% | 0% | 64% | 2.794% | 31.17% | 2.042% | 100%
Floorspace-Based | FCZ04 | Lodging | 0% | 0% | 0% | 0% | 0% | 0% | 0% | 0% | 0% | 0% | 0% | 38.65% | 4.538% | 52.92% | 3.896% | 100%
Floorspace-Based | FCZ04 | Miscellaneous | 0% | 0% | 0% | 0% | 0% | 0% | 0% | 0% | 0% | 0% | 0% | 46.71% | 6.112% | 42.36% | 4.813% | 100%
Floorspace-Based | FCZ04 | Office, Large | 0% | 0% | 0% | 0% | 0% | 0% | 0% | 0% | 0% | 0% | 0% | 16.24% | 25.45% | 57.41% | 0.8985% | 100%
Floorspace-Based | FCZ04 | Office, Small | 0% | 0% | 0% | 0% | 0% | 0% | 0% | 0% | 0% | 0% | 0% | 27.85% | 7.132% | 63.51% | 1.51% | 100%
Floorspace-Based | FCZ04 | Refrigerated Warehouse | 0% | 0% | 0% | 0% | 0% | 0% | 0% | 0% | 0% | 0% | 0% | 7.93% | 28.08% | 60.97% | 3.023% | 100%
Floorspace-Based | FCZ04 | Restaurant | 0% | 0% | 0% | 0% | 0% | 0% | 0% | 0% | 0% | 0% | 0% | 35.53% | 16.54% | 44.19% | 3.736% | 100%
Floorspace-Based | FCZ04 | Retail | 0% | 0% | 0% | 0% | 0% | 0% | 0% | 0% | 0% | 0% | 0% | 37.58% | 19.22% | 41.59% | 1.597% | 100%
Floorspace-Based | FCZ04 | School | 0% | 0% | 0% | 0% | 0% | 0% | 0% | 0% | 0% | 0% | 0% | 60.15% | 4.447% | 34.99% | 0.407% | 100%
Floorspace-Based | FCZ04 | Warehouse | 0% | 0% | 0% | 0% | 0% | 0% | 0% | 0% | 0% | 0% | 0% | 19.88% | 15.73% | 59.53% | 4.86% | 100%
Floorspace-Based | FCZ04 | All Commercial | 0% | 0% | 0% | 0% | 0% | 0% | 0% | 0% | 0% | 0% | 0% | 36.86% | 11.82% | 48.01% | 3.303% | 100%
Floorspace-Based | FCZ05 | College | 0% | 0% | 0% | 15.7% | 0% | 0% | 0% | 0% | 0% | 0% | 0% | 40.21% | 2.317% | 41.77% | 0% | 100%
Floorspace-Based | FCZ05 | Food Stores | 0% | 0% | 0% | 0% | 0% | 0% | 0% | 0% | 0% | 0% | 0% | 52.7% | 16.67% | 27.14% | 3.489% | 100%
Floorspace-Based | FCZ05 | Health Care | 0% | 0% | 0% | 0% | 0% | 0% | 0% | 0% | 0% | 0% | 0% | 41.63% | 5.789% | 38.26% | 14.32% | 100%
Floorspace-Based | FCZ05 | Lodging | 0% | 0% | 0% | 0% | 0% | 0% | 0% | 0% | 0% | 0% | 0% | 47.04% | 8.054% | 40.06% | 4.848% | 100%
Floorspace-Based | FCZ05 | Miscellaneous | 0% | 0% | 0% | 0% | 0% | 0% | 0% | 0% | 0% | 0% | 0% | 60.7% | 5.98% | 27.3% | 6.019% | 100%
Floorspace-Based | FCZ05 | Office, Large | 0% | 0% | 0% | 0% | 0% | 0% | 0% | 0% | 0% | 0% | 0% | 74.83% | 10.9% | 14.27% | 0% | 100%
Floorspace-Based | FCZ05 | Office, Small | 0% | 0% | 0% | 0% | 0% | 0% | 0% | 0% | 0% | 0% | 0% | 56.99% | 6.9% | 33.32% | 2.782% | 100%
Floorspace-Based | FCZ05 | Refrigerated Warehouse | 0% | 0% | 0% | 0% | 0% | 0% | 0% | 0% | 0% | 0% | 0% | 5.735% | 14.3% | 32.42% | 47.55% | 100%
Floorspace-Based | FCZ05 | Restaurant | 0% | 0% | 0% | 0% | 0% | 0% | 0% | 0% | 0% | 0% | 0% | 48.31% | 15.33% | 32.43% | 3.926% | 100%
Floorspace-Based | FCZ05 | Retail | 0% | 0% | 0% | 0% | 0% | 0% | 0% | 0% | 0% | 0% | 0% | 43.56% | 16.28% | 37.98% | 2.176% | 100%
Floorspace-Based | FCZ05 | School | 0% | 0% | 0% | 0% | 0% | 0% | 0% | 0% | 0% | 0% | 0% | 51.9% | 17.6% | 30.5% | 0% | 100%
Floorspace-Based | FCZ05 | Warehouse | 0% | 0% | 0% | 0% | 0% | 0% | 0% | 0% | 0% | 0% | 0% | 29.83% | 14.95% | 40.87% | 14.34% | 100%
Floorspace-Based | FCZ05 | All Commercial | 0% | 0% | 0% | 0.6434% | 0% | 0% | 0% | 0% | 0% | 0% | 0% | 48.73% | 10.82% | 33.08% | 6.728% | 100%
Floorspace-Based | FCZ06 | College | 0% | 0% | 0% | 0% | 0% | 0% | 0% | 0% | 0% | 0% | 35.37% | 58.17% | 3.779% | 2.683% | 0% | 100%
Floorspace-Based | FCZ06 | Food Stores | 0% | 0% | 0% | 0% | 0% | 0% | 0% | 0% | 0% | 0% | 0.401% | 35.46% | 24.05% | 39.66% | 0.4175% | 100%
Floorspace-Based | FCZ06 | Health Care | 0% | 0% | 0% | 0% | 0% | 0% | 0% | 0% | 0% | 0% | 0% | 50.65% | 0.2817% | 44.28% | 4.786% | 100%
Floorspace-Based | FCZ06 | Lodging | 0% | 0% | 0% | 0% | 0% | 0% | 4.609% | 0% | 0% | 0% | 0% | 62.29% | 2.258% | 26.59% | 4.253% | 100%
Floorspace-Based | FCZ06 | Miscellaneous | 0% | 0% | 0% | 0% | 0% | 0% | 0% | 0% | 0% | 0% | 0% | 64.45% | 8.879% | 24.56% | 2.105% | 100%
Floorspace-Based | FCZ06 | Office, Large | 0% | 0% | 0% | 0% | 0% | 0% | 0% | 0% | 0% | 0% | 0% | 33.32% | 2.503% | 64.18% | 0% | 100%
Floorspace-Based | FCZ06 | Office, Small | 0% | 0% | 0% | 0% | 0% | 0% | 0% | 0% | 0% | 0% | 0% | 64.69% | 16.83% | 18.24% | 0.2373% | 100%
Floorspace-Based | FCZ06 | Refrigerated Warehouse | 0% | 0% | 0% | 0% | 0% | 0% | 0% | 0% | 0% | 0% | 0% | 27.75% | 7.413% | 24.28% | 40.56% | 100%
Floorspace-Based | FCZ06 | Restaurant | 0% | 0% | 0% | 0% | 0% | 0% | 0% | 0% | 0% | 0% | 0% | 58.88% | 13.54% | 25.17% | 2.407% | 100%
Floorspace-Based | FCZ06 | Retail | 0% | 0% | 0% | 0% | 0% | 0% | 0% | 0% | 0% | 0% | 0% | 39.58% | 24.04% | 34.42% | 1.957% | 100%
Floorspace-Based | FCZ06 | School | 0% | 0% | 0% | 0% | 0% | 0% | 0% | 0% | 0% | 0% | 0% | 95.67% | 1.196% | 3.132% | 0% | 100%
Floorspace-Based | FCZ06 | Warehouse | 0% | 0% | 0% | 0% | 0% | 0% | 0% | 0% | 0% | 0% | 0% | 41.11% | 14.78% | 41.67% | 2.435% | 100%
Floorspace-Based | FCZ06 | All Commercial | 0% | 0% | 0% | 0% | 0% | 0% | 0.5815% | 0% | 0% | 0% | 2.912% | 57.15% | 10.34% | 26.75% | 2.271% | 100%
Floorspace-Based | FCZ07 | College | 0% | 0% | 0% | 0% | 0% | 0% | 0% | 0% | 0% | 0% | 3.781% | 86.01% | 1.81% | 8.395% | 0% | 100%
Floorspace-Based | FCZ07 | Food Stores | 0% | 0% | 0% | 0% | 0% | 0% | 0% | 0% | 0% | 0% | 0% | 67.17% | 15.79% | 16.55% | 0.4908% | 100%
Floorspace-Based | FCZ07 | Health Care | 0% | 0% | 0% | 0% | 0% | 0% | 0% | 0% | 0% | 0% | 0% | 67.34% | 6.299% | 26.02% | 0.3328% | 100%
Floorspace-Based | FCZ07 | Lodging | 0% | 0% | 0% | 0% | 0% | 0% | 0% | 0% | 0% | 0% | 0% | 55.7% | 17.06% | 22.54% | 4.706% | 100%
Floorspace-Based | FCZ07 | Miscellaneous | 0% | 0% | 0% | 0% | 0% | 0% | 0% | 0% | 0% | 0% | 0% | 71.21% | 14.7% | 12.66% | 1.424% | 100%
Floorspace-Based | FCZ07 | Office, Large | 0% | 0% | 0% | 0% | 0% | 0% | 0% | 0% | 0% | 0% | 0% | 60.64% | 9.44% | 29.7% | 0.2215% | 100%
Floorspace-Based | FCZ07 | Office, Small | 0% | 0% | 0% | 0% | 0% | 0% | 0% | 0% | 0% | 0% | 0% | 76.56% | 9.848% | 12.64% | 0.9544% | 100%
Floorspace-Based | FCZ07 | Refrigerated Warehouse | 0% | 0% | 0% | 0% | 0% | 0% | 0% | 0% | 0% | 0% | 0% | 43.48% | 33.85% | 22.67% | 0% | 100%
Floorspace-Based | FCZ07 | Restaurant | 0% | 0% | 0% | 0% | 0% | 0% | 0% | 0% | 0% | 0% | 0% | 66.56% | 11.75% | 20.01% | 1.69% | 100%
Floorspace-Based | FCZ07 | Retail | 0% | 0% | 0% | 0% | 0% | 0% | 0% | 0% | 0% | 0% | 0% | 60.72% | 13.27% | 24.6% | 1.4% | 100%
Floorspace-Based | FCZ07 | School | 0% | 0% | 0% | 0% | 0% | 0% | 0% | 0% | 0% | 0% | 0% | 77.13% | 5.369% | 17.11% | 0.3959% | 100%
Floorspace-Based | FCZ07 | Warehouse | 0% | 0% | 0% | 0% | 0% | 0% | 0% | 0% | 0% | 0% | 0% | 67.11% | 10.93% | 20.43% | 1.522% | 100%
Floorspace-Based | FCZ07 | All Commercial | 0% | 0% | 0% | 0% | 0% | 0% | 0% | 0% | 0% | 0% | 0.1664% | 67.55% | 11.08% | 20.08% | 1.122% | 100%
Floorspace-Based | FCZ08 | College | 0% | 0% | 0% | 0% | 0% | 0% | 0% | 0% | 0% | 0% | 28.56% | 17.37% | 0.4995% | 53.58% | 0% | 100%
Floorspace-Based | FCZ08 | Food Stores | 0% | 0% | 0% | 0% | 0% | 0% | 0% | 0% | 0% | 0% | 0% | 63.47% | 3.282% | 31.98% | 1.272% | 100%
Floorspace-Based | FCZ08 | Health Care | 0% | 0% | 0% | 0% | 0% | 0% | 0% | 0% | 0% | 0% | 0% | 72.74% | 0% | 27.26% | 0% | 100%
Floorspace-Based | FCZ08 | Lodging | 0% | 0% | 0% | 0% | 0% | 0% | 0% | 0% | 0% | 0% | 0% | 85.42% | 6.404% | 8.174% | 0% | 100%
Floorspace-Based | FCZ08 | Miscellaneous | 0% | 0% | 0% | 0% | 0% | 0% | 0% | 0% | 0% | 0% | 0% | 59.63% | 7.383% | 32.22% | 0.7672% | 100%
Floorspace-Based | FCZ08 | Office, Large | 0% | 0% | 0% | 0% | 0% | 0% | 0% | 0% | 0% | 0% | 0% | 47.15% | 0% | 45.08% | 7.77% | 100%
Floorspace-Based | FCZ08 | Office, Small | 0% | 0% | 0% | 0% | 0% | 0% | 0% | 0% | 0% | 0% | 0% | 69.66% | 4.734% | 24.9% | 0.7034% | 100%
Floorspace-Based | FCZ08 | Refrigerated Warehouse | 0% | 0% | 0% | 0% | 0% | 0% | 0% | 0% | 0% | 0% | 0% | 95.78% | 4.218% | 0% | 0% | 100%
Floorspace-Based | FCZ08 | Restaurant | 0% | 0% | 0% | 0% | 0% | 0% | 0% | 0% | 0% | 0% | 0% | 76.56% | 3.981% | 19.46% | 0% | 100%
Floorspace-Based | FCZ08 | Retail | 0% | 0% | 0% | 0% | 0% | 0% | 0% | 0% | 0% | 0% | 0% | 61.24% | 11.94% | 22.83% | 4.001% | 100%
Floorspace-Based | FCZ08 | School | 0% | 0% | 0% | 0% | 0% | 0% | 0% | 0% | 0% | 0% | 0% | 76.73% | 0% | 21.93% | 1.346% | 100%
Floorspace-Based | FCZ08 | Warehouse | 0% | 0% | 0% | 0% | 0% | 0% | 0% | 0% | 0% | 0% | 0% | 64.14% | 5.836% | 30.02% | 0% | 100%
Floorspace-Based | FCZ08 | All Commercial | 0% | 0% | 0% | 0% | 0% | 0% | 0% | 0% | 0% | 0% | 4.182% | 58.03% | 4.322% | 31.49% | 1.976% | 100%
Floorspace-Based | FCZ09 | College | 0% | 0% | 0% | 0% | 0% | 0% | 0% | 0% | 18.28% | 0% | 0% | 80.19% | 0% | 1.522% | 0% | 100%
Floorspace-Based | FCZ09 | Food Stores | 0% | 0% | 0% | 0% | 0% | 0% | 0% | 0% | 0% | 0% | 0% | 72.47% | 15.09% | 11.23% | 1.209% | 100%
Floorspace-Based | FCZ09 | Health Care | 0% | 0% | 0% | 0% | 0% | 0% | 0% | 0% | 0% | 0% | 0% | 35.91% | 40.29% | 19.94% | 3.856% | 100%
Floorspace-Based | FCZ09 | Lodging | 0% | 0% | 0% | 0% | 0% | 0% | 0% | 0% | 0% | 0% | 0% | 58.69% | 5.052% | 36.26% | 0% | 100%
Floorspace-Based | FCZ09 | Miscellaneous | 0% | 0% | 0% | 0% | 0% | 0% | 0% | 0% | 0% | 0% | 0% | 65.74% | 9.252% | 21.31% | 3.691% | 100%
Floorspace-Based | FCZ09 | Office, Large | 0% | 0% | 0% | 0% | 0% | 0% | 0% | 0% | 0% | 0% | 0% | 92.02% | 0% | 7.983% | 0% | 100%
Floorspace-Based | FCZ09 | Office, Small | 0% | 0% | 0% | 0% | 0% | 0% | 0% | 0% | 0% | 0% | 0% | 40.02% | 16.75% | 43.23% | 0% | 100%
Floorspace-Based | FCZ09 | Refrigerated Warehouse | 0% | 0% | 0% | 0% | 0% | 0% | 0% | 0% | 0% | 0% | 0% | 7.844% | 0% | 92.16% | 0% | 100%
Floorspace-Based | FCZ09 | Restaurant | 0% | 0% | 0% | 0% | 0% | 0% | 0% | 0% | 0% | 0% | 0% | 46.99% | 22.66% | 26.64% | 3.712% | 100%
Floorspace-Based | FCZ09 | Retail | 0% | 0% | 0% | 0% | 0% | 0% | 0% | 0% | 0% | 0% | 0% | 26.55% | 3.196% | 68.52% | 1.734% | 100%
Floorspace-Based | FCZ09 | School | 0% | 0% | 0% | 0% | 0% | 0% | 0% | 0% | 0% | 0% | 0% | 60.49% | 5.147% | 34.36% | 0% | 100%
Floorspace-Based | FCZ09 | Warehouse | 0% | 0% | 0% | 0% | 0% | 0% | 0% | 0% | 0% | 0% | 0% | 12.82% | 4.045% | 83.14% | 0% | 100%
Floorspace-Based | FCZ09 | All Commercial | 0% | 0% | 0% | 0% | 0% | 0% | 0% | 0% | 0.3966% | 0% | 0% | 45.65% | 8.948% | 43.62% | 1.39% | 100%
Floorspace-Based | FCZ10 | College | 0% | 0% | 0% | 0% | 0% | 0% | 0% | 0% | 0% | 0% | 0% | 80.57% | 1.711% | 10.98% | 6.74% | 100%
Floorspace-Based | FCZ10 | Food Stores | 0% | 0% | 0% | 0% | 0% | 0% | 0% | 0% | 0% | 0% | 0% | 35.04% | 35.47% | 23.58% | 5.912% | 100%
Floorspace-Based | FCZ10 | Health Care | 0% | 0% | 0% | 0% | 0% | 0% | 0% | 0% | 0% | 0% | 0% | 58.56% | 8.978% | 23.14% | 9.32% | 100%
Floorspace-Based | FCZ10 | Lodging | 0% | 0% | 0% | 0% | 0% | 0% | 0% | 0% | 0% | 0% | 0% | 47.1% | 6.252% | 40.22% | 6.423% | 100%
Floorspace-Based | FCZ10 | Miscellaneous | 0% | 0% | 0% | 0% | 0% | 0% | 0% | 0% | 0% | 0% | 0% | 48.28% | 13.18% | 38.49% | 0.04765% | 100%
Floorspace-Based | FCZ10 | Office, Large | 0% | 0% | 0% | 0% | 0% | 0% | 0% | 0% | 0% | 0% | 0% | 38.61% | 12.26% | 47.1% | 2.032% | 100%
Floorspace-Based | FCZ10 | Office, Small | 0% | 0% | 0% | 0% | 0% | 0% | 0% | 0% | 0% | 0% | 0% | 50.31% | 11.35% | 37.86% | 0.4839% | 100%
Floorspace-Based | FCZ10 | Refrigerated Warehouse | 0% | 0% | 0% | 0% | 0% | 0% | 0% | 0% | 0% | 0% | 0% | 0.6323% | 0% | 19.69% | 79.67% | 100%
Floorspace-Based | FCZ10 | Restaurant | 0% | 0% | 0% | 0% | 0% | 0% | 0% | 0% | 0% | 0% | 0% | 48.51% | 7.545% | 42.79% | 1.152% | 100%
Floorspace-Based | FCZ10 | Retail | 0% | 0% | 0% | 0% | 0% | 0% | 0% | 0% | 0% | 0% | 0% | 26.93% | 7.537% | 32.74% | 32.79% | 100%
Floorspace-Based | FCZ10 | School | 0% | 0% | 0% | 0% | 0% | 0% | 0% | 0% | 0% | 0% | 0% | 55.94% | 6.153% | 37.9% | 0% | 100%
Floorspace-Based | FCZ10 | Warehouse | 0% | 0% | 0% | 0% | 0% | 0% | 0% | 0% | 0% | 0% | 4.068% | 18.92% | 12.05% | 58% | 6.964% | 100%
Floorspace-Based | FCZ10 | All Commercial | 0% | 0% | 0% | 0% | 0% | 0% | 0% | 0% | 0% | 0% | 1.483% | 34.61% | 10.65% | 43.15% | 10.11% | 100%
Floorspace-Based | FCZ11 | College | 0% | 0% | 0% | 0% | 0% | 0% | 0% | 0% | 0% | 0% | 0% | 44.86% | 0% | 54.54% | 0.5981% | 100%
Floorspace-Based | FCZ11 | Food Stores | 0% | 0% | 0% | 0% | 0% | 0% | 0% | 0% | 0% | 0% | 0% | 67.04% | 14.29% | 9.281% | 9.392% | 100%
Floorspace-Based | FCZ11 | Health Care | 0% | 0% | 0% | 0% | 0% | 0% | 0% | 0% | 0% | 0% | 0% | 42.71% | 17.92% | 21.95% | 17.42% | 100%
Floorspace-Based | FCZ11 | Lodging | 0% | 0% | 0% | 0% | 0% | 0% | 0% | 0% | 0% | 0% | 0% | 63.38% | 18.74% | 16.03% | 1.848% | 100%
Floorspace-Based | FCZ11 | Miscellaneous | 0% | 0% | 0% | 0% | 0% | 0% | 0% | 0% | 0% | 0% | 0% | 47.45% | 6.484% | 44.17% | 1.9% | 100%
Floorspace-Based | FCZ11 | Office, Large | 0% | 0% | 0% | 0% | 0% | 0% | 0% | 0% | 0% | 0% | 0% | 29.45% | 10.05% | 60.51% | 0% | 100%
Floorspace-Based | FCZ11 | Office, Small | 0% | 0% | 0% | 0% | 0% | 0% | 0% | 0% | 0% | 0% | 0% | 37.9% | 13.43% | 46.32% | 2.342% | 100%
Floorspace-Based | FCZ11 | Refrigerated Warehouse | 0% | 0% | 0% | 0% | 0% | 0% | 0% | 0% | 0% | 0% | 0% | 12.86% | 0% | 87.14% | 0% | 100%
Floorspace-Based | FCZ11 | Restaurant | 0% | 0% | 0% | 0% | 0% | 0% | 0% | 0% | 0% | 0% | 0% | 45.47% | 16.29% | 35.72% | 2.526% | 100%
Floorspace-Based | FCZ11 | Retail | 0% | 0% | 0% | 0% | 0% | 0% | 0% | 0% | 0% | 0% | 0% | 27.43% | 14.42% | 55.89% | 2.261% | 100%
Floorspace-Based | FCZ11 | School | 0% | 0% | 0% | 0% | 0% | 0% | 0% | 0% | 0% | 0% | 0% | 28.54% | 3.015% | 66.46% | 1.991% | 100%
Floorspace-Based | FCZ11 | Warehouse | 0% | 0% | 0% | 0% | 0% | 0% | 0% | 0% | 0% | 0% | 0% | 6.512% | 18.35% | 73.98% | 1.159% | 100%
Floorspace-Based | FCZ11 | All Commercial | 0% | 0% | 0% | 0% | 0% | 0% | 0% | 0% | 0% | 0% | 0% | 30.88% | 12.29% | 54.32% | 2.518% | 100%
Floorspace-Based | FCZ12c | College | 0% | 0% | 0% | 0% | 0% | 0% | 0% | 0% | 0% | 0% | 0% | 93.33% | 0.4739% | 5.231% | 0.963% | 100%
Floorspace-Based | FCZ12c | Food Stores | 0% | 0% | 0% | 0% | 0% | 0% | 0% | 0% | 0% | 0% | 0% | 65.54% | 2.617% | 31.12% | 0.7241% | 100%
Floorspace-Based | FCZ12c | Health Care | 0% | 0% | 0% | 0% | 0% | 0% | 0% | 0% | 0% | 0% | 0% | 63.1% | 0% | 35.16% | 1.737% | 100%
Floorspace-Based | FCZ12c | Lodging | 0% | 0% | 0% | 0% | 0% | 0% | 0% | 0% | 0% | 0% | 0% | 41.69% | 8.606% | 35.34% | 14.37% | 100%
Floorspace-Based | FCZ12c | Miscellaneous | 0% | 0% | 0% | 0% | 0% | 0% | 0% | 0% | 0% | 0% | 0% | 65.29% | 7.242% | 25.82% | 1.652% | 100%
Floorspace-Based | FCZ12c | Office, Large | 0% | 0% | 0% | 0% | 0% | 0% | 0% | 0% | 0% | 0% | 0% | 51.62% | 1.863% | 46.01% | 0.5096% | 100%
Floorspace-Based | FCZ12c | Office, Small | 0% | 0% | 0% | 0% | 0% | 0% | 0% | 0% | 0% | 0% | 0% | 76.13% | 3.564% | 19.91% | 0.3991% | 100%
Floorspace-Based | FCZ12c | Refrigerated Warehouse | 0% | 0% | 0% | 0% | 0% | 0% | 0% | 0% | 0% | 0% | 0% | 10.71% | 0% | 89.29% | 0% | 100%
Floorspace-Based | FCZ12c | Restaurant | 0% | 0% | 0% | 0% | 0% | 0% | 0% | 0% | 0% | 0% | 0% | 68.32% | 4.91% | 23.4% | 3.376% | 100%
Floorspace-Based | FCZ12c | Retail | 0% | 0% | 0% | 0% | 0% | 0% | 0% | 0% | 0% | 0% | 0% | 56.37% | 6.415% | 37.22% | 0% | 100%
Floorspace-Based | FCZ12c | School | 0% | 0% | 0% | 0% | 0% | 0% | 0% | 0% | 0% | 0% | 0% | 39.43% | 2.874% | 57.7% | 0% | 100%
Floorspace-Based | FCZ12c | Warehouse | 0% | 0% | 0% | 0% | 0% | 0% | 0% | 0% | 0% | 0% | 0% | 50.62% | 4.622% | 42.75% | 2.009% | 100%
Floorspace-Based | FCZ12c | All Commercial | 0% | 0% | 0% | 0% | 0% | 0% | 0% | 0% | 0% | 0% | 0% | 60.38% | 4.358% | 33.25% | 2.012% | 100%
Floorspace-Based | FCZ12i | College | 0% | 0% | 0% | 0% | 0% | 0% | 0% | 0% | 0% | 0% | 0% | 47.41% | 1.301% | 51.29% | 0% | 100%
Floorspace-Based | FCZ12i | Food Stores | 0% | 0% | 0% | 0% | 0% | 0% | 0% | 0% | 0% | 0% | 0% | 40.25% | 1.211% | 58.54% | 0% | 100%
Floorspace-Based | FCZ12i | Health Care | 0% | 0% | 0% | 0% | 0% | 0% | 0% | 0% | 0% | 0% | 0% | 79.71% | 1.575% | 11.84% | 6.874% | 100%
Floorspace-Based | FCZ12i | Lodging | 0% | 0% | 0% | 0% | 0% | 0% | 0% | 0% | 0% | 0% | 0% | 37.73% | 0% | 56.5% | 5.77% | 100%
Floorspace-Based | FCZ12i | Miscellaneous | 0% | 0% | 0% | 0% | 0% | 0% | 0% | 0% | 0% | 0% | 0% | 65.47% | 6.518% | 22.09% | 5.925% | 100%
Floorspace-Based | FCZ12i | Office, Large | 0% | 0% | 0% | 0% | 0% | 0% | 0% | 0% | 0% | 0% | 0% | 60.66% | 0% | 36.2% | 3.14% | 100%
Floorspace-Based | FCZ12i | Office, Small | 0% | 0% | 0% | 0% | 0% | 0% | 0% | 0% | 0% | 0% | 0% | 61.18% | 20.55% | 18.07% | 0.1895% | 100%
Floorspace-Based | FCZ12i | Refrigerated Warehouse | 0% | 0% | 0% | 0% | 0% | 0% | 0% | 0% | 0% | 0% | 0% | 59.14% | 0% | 0% | 40.86% | 100%
Floorspace-Based | FCZ12i | Restaurant | 0% | 0% | 0% | 0% | 0% | 0% | 0% | 0% | 0% | 0% | 0% | 68.26% | 8.258% | 22.07% | 1.416% | 100%
Floorspace-Based | FCZ12i | Retail | 0% | 0% | 0% | 0% | 0% | 0% | 0% | 0% | 0% | 0% | 0.2726% | 43% | 22.99% | 30.76% | 2.975% | 100%
Floorspace-Based | FCZ12i | School | 0% | 0% | 0% | 0% | 0% | 0% | 0% | 0% | 0% | 0% | 0% | 68.69% | 3.364% | 27.95% | 0% | 100%
Floorspace-Based | FCZ12i | Warehouse | 0% | 0% | 0% | 0% | 0% | 0% | 0% | 0% | 0% | 0% | 0% | 70.16% | 13.97% | 15.87% | 0% | 100%
Floorspace-Based | FCZ12i | All Commercial | 0% | 0% | 0% | 0% | 0% | 0% | 0% | 0% | 0% | 0% | 0.04824% | 59.2% | 8.846% | 28.61% | 3.297% | 100%
Floorspace-Based | FCZ13 | College | 0% | 0% | 0% | 0% | 0% | 0% | 0% | 0% | 0% | 0% | 0% | 54.99% | 0% | 42.32% | 2.693% | 100%
Floorspace-Based | FCZ13 | Food Stores | 0% | 0% | 0% | 0% | 0% | 0% | 0% | 0% | 0% | 0% | 2.448% | 55.92% | 0.3861% | 39.01% | 2.235% | 100%
Floorspace-Based | FCZ13 | Health Care | 0% | 0% | 0% | 0% | 0% | 0% | 0% | 0% | 0% | 0% | 0% | 56.18% | 1.455% | 37.88% | 4.492% | 100%
Floorspace-Based | FCZ13 | Lodging | 0% | 0% | 0% | 0% | 0% | 0% | 0% | 0% | 0% | 0% | 0% | 44.76% | 1.196% | 49.09% | 4.959% | 100%
Floorspace-Based | FCZ13 | Miscellaneous | 0% | 0% | 0% | 0% | 0% | 0% | 0% | 0% | 0% | 0% | 0% | 66.16% | 1.388% | 32.4% | 0.04781% | 100%
Floorspace-Based | FCZ13 | Office, Large | 0% | 0% | 0% | 0% | 0% | 0% | 0% | 0% | 0% | 0% | 0% | 59.31% | 0% | 40.69% | 0% | 100%
Floorspace-Based | FCZ13 | Office, Small | 0% | 0% | 0% | 0% | 0% | 0% | 0% | 0% | 0% | 0% | 0% | 68.89% | 1.376% | 28.92% | 0.8142% | 100%
Floorspace-Based | FCZ13 | Refrigerated Warehouse | 0% | 0% | 0% | 0% | 0% | 0% | 0% | 0% | 0% | 0% | 0% | 61.7% | 0% | 9.74% | 28.56% | 100%
Floorspace-Based | FCZ13 | Restaurant | 0% | 0% | 0% | 0% | 0% | 0% | 0% | 0% | 0% | 0% | 0% | 54.77% | 2.071% | 40.6% | 2.552% | 100%
Floorspace-Based | FCZ13 | Retail | 0% | 0% | 0% | 0% | 0% | 0% | 0% | 0% | 0% | 0% | 0.4709% | 49.77% | 0.868% | 45.11% | 3.784% | 100%
Floorspace-Based | FCZ13 | School | 0% | 0% | 0% | 0% | 0% | 0% | 0% | 0% | 0% | 0% | 8.19% | 71.91% | 5.45% | 14.38% | 0.0629% | 100%
Floorspace-Based | FCZ13 | Warehouse | 0% | 0% | 0% | 0% | 0% | 0% | 0% | 0% | 0% | 0% | 0% | 63.89% | 9.758% | 26.35% | 0% | 100%
Floorspace-Based | FCZ13 | All Commercial | 0% | 0% | 0% | 0% | 0% | 0% | 0% | 0% | 0% | 0% | 0.8852% | 60.48% | 2.099% | 34.76% | 1.784% | 100%
Floorspace-Based | FCZ16 | College | 0% | 0% | 0% | 0% | 0% | 0% | 94.03% | 0% | 0% | 0% | 0% | 4.746% | 0% | 1.223% | 0% | 100%
Floorspace-Based | FCZ16 | Food Stores | 0% | 0% | 0% | 0% | 0% | 0% | 0% | 0% | 0% | 0% | 0% | 70.21% | 0.9168% | 23.03% | 5.841% | 100%
Floorspace-Based | FCZ16 | Health Care | 0% | 0% | 0% | 0% | 0% | 0% | 0% | 0% | 0% | 0% | 0% | 88.88% | 11.12% | 0% | 0% | 100%
Floorspace-Based | FCZ16 | Lodging | 0% | 0% | 0% | 0% | 0% | 0% | 0% | 0% | 0% | 0% | 0% | 51.02% | 5.599% | 23.6% | 19.79% | 100%
Floorspace-Based | FCZ16 | Miscellaneous | 0% | 0% | 0% | 0% | 0% | 0% | 0% | 0% | 0% | 0% | 0% | 80.37% | 4.613% | 15.02% | 0% | 100%
Floorspace-Based | FCZ16 | Office, Large | 0% | 0% | 0% | 0% | 0% | 0% | 0% | 0% | 0% | 0% | 23.87% | 61.53% | 0% | 14.27% | 0.3267% | 100%
Floorspace-Based | FCZ16 | Office, Small | 0% | 0% | 0% | 0% | 0% | 0% | 0% | 0% | 0% | 0% | 0% | 95.1% | 1.406% | 3.495% | 0% | 100%
Floorspace-Based | FCZ16 | Refrigerated Warehouse | 0% | 0% | 0% | 0% | 0% | 0% | 0% | 0% | 0% | 0% | 0% | 70.23% | 24.19% | 5.577% | 0% | 100%
Floorspace-Based | FCZ16 | Restaurant | 0% | 0% | 0% | 0% | 0% | 0% | 0% | 0% | 0% | 0% | 0% | 74.71% | 9.032% | 16.26% | 0% | 100%
Floorspace-Based | FCZ16 | Retail | 0% | 0% | 0% | 0% | 0% | 0% | 0% | 0% | 0% | 0% | 0% | 64.78% | 2.568% | 31.85% | 0.7997% | 100%
Floorspace-Based | FCZ16 | School | 0% | 0% | 0% | 0% | 0% | 0% | 0% | 0% | 0% | 0% | 0% | 80.2% | 9.746% | 10.05% | 0% | 100%
Floorspace-Based | FCZ16 | Warehouse | 0% | 0% | 0% | 0% | 0% | 0% | 0% | 0% | 0% | 0% | 0% | 87.38% | 10.01% | 2.608% | 0% | 100%
Floorspace-Based | FCZ16 | All Commercial | 0% | 0% | 0% | 0% | 0% | 0% | 5.652% | 0% | 0% | 0% | 7.21% | 67.95% | 3.972% | 13.88% | 1.338% | 100%
Floorspace-Based | FCZ17 | College | 0% | 0% | 0% | 0% | 0% | 0% | 0% | 0% | 0% | 0% | 0% | 83.69% | 15.72% | 0.5926% | 0% | 100%
Floorspace-Based | FCZ17 | Food Stores | 0% | 0% | 0% | 0% | 0% | 0% | 0% | 0% | 0% | 0% | 0% | 75.77% | 9.308% | 14.42% | 0.5087% | 100%
Floorspace-Based | FCZ17 | Health Care | 0% | 0% | 0% | 0% | 0% | 0% | 0% | 0% | 0% | 0% | 0% | 72.12% | 12.05% | 15.84% | 0% | 100%
Floorspace-Based | FCZ17 | Lodging | 0% | 0% | 0% | 0% | 0% | 0% | 0% | 0% | 0% | 0% | 0% | 77.42% | 1.364% | 21.21% | 0% | 100%
Floorspace-Based | FCZ17 | Miscellaneous | 0% | 0% | 0% | 0% | 0% | 0% | 0% | 0% | 0% | 0% | 0% | 72.56% | 14.88% | 12.56% | 0% | 100%
Floorspace-Based | FCZ17 | Office, Large | 0% | 0% | 0% | 0% | 0% | 0% | 0% | 0% | 0% | 0% | 0% | 70.19% | 9.952% | 19.86% | 0% | 100%
Floorspace-Based | FCZ17 | Office, Small | 0% | 0% | 0% | 0% | 0% | 0% | 0% | 0% | 0% | 0% | 0% | 75.35% | 14.11% | 10.54% | 0% | 100%
Floorspace-Based | FCZ17 | Refrigerated Warehouse | 0% | 0% | 0% | 0% | 0% | 0% | 0% | 0% | 0% | 0% | 0% | 46.69% | 0% | 53.31% | 0% | 100%
Floorspace-Based | FCZ17 | Restaurant | 0% | 0% | 0% | 0% | 0% | 0% | 0% | 0% | 0% | 0% | 0% | 77.06% | 8.554% | 13.66% | 0.7214% | 100%
Floorspace-Based | FCZ17 | Retail | 0% | 0% | 0% | 0% | 0% | 0% | 0% | 0% | 0% | 0% | 0% | 70.28% | 7.518% | 21.67% | 0.534% | 100%
Floorspace-Based | FCZ17 | School | 0% | 0% | 0% | 0% | 0% | 0% | 0% | 0% | 0% | 0% | 0% | 79.26% | 15.06% | 5.685% | 0% | 100%
Floorspace-Based | FCZ17 | Warehouse | 0% | 0% | 0% | 0% | 0% | 0% | 0% | 0% | 0% | 0% | 0% | 81.16% | 0.8525% | 17.99% | 0% | 100%
Floorspace-Based | FCZ17 | All Commercial | 0% | 0% | 0% | 0% | 0% | 0% | 0% | 0% | 0% | 0% | 0% | 73.93% | 10.25% | 15.66% | 0.1635% | 100%
Sites-Based | Statewide | College | 0% | 0% | 0% | 0.01568% | 0% | 0.009383% | 0.01198% | 0% | 0.01779% | 0% | 0.08142% | 63.13% | 10.23% | 25.46% | 1.052% | 100% | ↓ % of number of Comm. sites
Sites-Based | Statewide | Food Stores | 0% | 0% | 0% | 0% | 0% | 0% | 0% | 0% | 0% | 0% | 0.06398% | 69.37% | 10.8% | 18.25% | 1.522% | 100%
Sites-Based | Statewide | Health Care | 0% | 0% | 0% | 0% | 0% | 0% | 0% | 0% | 0% | 0% | 0% | 59.77% | 13.73% | 23.32% | 3.188% | 100%
Sites-Based | Statewide | Lodging | 0% | 0% | 0% | 0% | 0% | 0% | 0.05276% | 0% | 0% | 0% | 0% | 68.23% | 7.47% | 21.96% | 2.28% | 100%
Sites-Based | Statewide | Miscellaneous | 0% | 0% | 0% | 0% | 0% | 0% | 0% | 0% | 0% | 0% | 0% | 71.64% | 9.998% | 16.93% | 1.438% | 100%
Sites-Based | Statewide | Office, Large | 0% | 0% | 0% | 0% | 0% | 0.0926% | 0% | 0% | 0% | 0% | 0.3971% | 61.63% | 5.612% | 31.07% | 1.198% | 100%
Sites-Based | Statewide | Office, Small | 0% | 0% | 0% | 0% | 0% | 0% | 0% | 0% | 0% | 0% | 0.0217% | 66.25% | 8.424% | 24.07% | 1.234% | 100%
Sites-Based | Statewide | Refrigerated Warehouse | 0% | 0% | 0% | 0% | 0% | 0% | 0% | 0% | 0% | 0% | 0% | 60.27% | 14.13% | 22.2% | 3.393% | 100%
Sites-Based | Statewide | Restaurant | 0% | 0% | 0% | 0% | 0% | 0% | 0% | 0% | 0% | 0% | 0% | 61.58% | 11.22% | 25.24% | 1.955% | 100%
Sites-Based | Statewide | Retail | 0% | 0% | 0% | 0% | 0% | 0% | 0% | 0% | 0% | 0% | 0.01229% | 66.08% | 12.03% | 20.64% | 1.243% | 100%
Sites-Based | Statewide | School | 0% | 0% | 0% | 0% | 0% | 0% | 0% | 0% | 0% | 0% | 0.2671% | 67.44% | 9.705% | 21.81% | 0.78% | 100%
Sites-Based | Statewide | Warehouse | 0% | 0% | 0% | 0% | 0% | 0% | 0% | 0% | 0% | 0% | 0.05136% | 66.04% | 10.03% | 22.67% | 1.208% | 100%
Sites-Based | Statewide | All Commercial | 0% | 0% | 0% | 0.0002746% | 0% | 0.001577% | 0.0008355% | 0% | 0.0003115% | 0% | 0.02871% | 66.56% | 10.23% | 21.75% | 1.422% | 100%
Sites-Based | PG&E Tot | College | 0% | 0% | 0% | 0.04619% | 0% | 0.02764% | 0% | 0% | 0% | 0% | 0.02538% | 61.66% | 21.78% | 16.1% | 0.356% | 100%
Sites-Based | PG&E Tot | Food Stores | 0% | 0% | 0% | 0% | 0% | 0% | 0% | 0% | 0% | 0% | 0.08957% | 63.41% | 14.09% | 21.14% | 1.277% | 100%
Sites-Based | PG&E Tot | Health Care | 0% | 0% | 0% | 0% | 0% | 0% | 0% | 0% | 0% | 0% | 0% | 57.53% | 8.704% | 29.69% | 4.074% | 100%
Sites-Based | PG&E Tot | Lodging | 0% | 0% | 0% | 0% | 0% | 0% | 0.116% | 0% | 0% | 0% | 0% | 67.45% | 6.172% | 24.88% | 1.388% | 100%
Sites-Based | PG&E Tot | Miscellaneous | 0% | 0% | 0% | 0% | 0% | 0% | 0% | 0% | 0% | 0% | 0% | 67.9% | 10.8% | 18.49% | 2.809% | 100%
Sites-Based | PG&E Tot | Office, Large | 0% | 0% | 0% | 0% | 0% | 0.2471% | 0% | 0% | 0% | 0% | 0.2471% | 62.05% | 4.652% | 31.65% | 1.152% | 100%
Sites-Based | PG&E Tot | Office, Small | 0% | 0% | 0% | 0% | 0% | 0% | 0% | 0% | 0% | 0% | 0.05927% | 61.46% | 7.635% | 29.2% | 1.645% | 100%
Sites-Based | PG&E Tot | Refrigerated Warehouse | 0% | 0% | 0% | 0% | 0% | 0% | 0% | 0% | 0% | 0% | 0% | 65.34% | 10.7% | 19.54% | 4.415% | 100%
Sites-Based | PG&E Tot | Restaurant | 0% | 0% | 0% | 0% | 0% | 0% | 0% | 0% | 0% | 0% | 0% | 57.19% | 13.21% | 26.92% | 2.679% | 100%
Sites-Based | PG&E Tot | Retail | 0% | 0% | 0% | 0% | 0% | 0% | 0% | 0% | 0% | 0% | 0% | 64.26% | 14.38% | 19.94% | 1.421% | 100%
Sites-Based | PG&E Tot | School | 0% | 0% | 0% | 0% | 0% | 0% | 0% | 0% | 0% | 0% | 0% | 67.83% | 12.01% | 19.09% | 1.071% | 100%
Sites-Based | PG&E Tot | Warehouse | 0% | 0% | 0% | 0% | 0% | 0% | 0% | 0% | 0% | 0% | 0% | 60.12% | 10.41% | 27.9% | 1.571% | 100%
Sites-Based | PG&E Tot | All Commercial | 0% | 0% | 0% | 0.0007866% | 0% | 0.004517% | 0.001793% | 0% | 0% | 0% | 0.026% | 63.18% | 11.03% | 23.79% | 1.978% | 100%
Sites-Based | SCE Tot | College | 0% | 0% | 0% | 0% | 0% | 0% | 0% | 0% | 0.03305% | 0% | 0.1353% | 64.69% | 3.201% | 30.43% | 1.518% | 100%
Sites-Based | SCE Tot | Food Stores | 0% | 0% | 0% | 0% | 0% | 0% | 0% | 0% | 0% | 0% | 0% | 73.03% | 9.643% | 15.35% | 1.976% | 100%
Sites-Based | SCE Tot | Health Care | 0% | 0% | 0% | 0% | 0% | 0% | 0% | 0% | 0% | 0% | 0% | 60.01% | 13.96% | 23.01% | 3.017% | 100%
Sites-Based | SCE Tot | Lodging | 0% | 0% | 0% | 0% | 0% | 0% | 0% | 0% | 0% | 0% | 0% | 70.5% | 11.08% | 16.24% | 2.176% | 100%
Sites-Based | SCE Tot | Miscellaneous | 0% | 0% | 0% | 0% | 0% | 0% | 0% | 0% | 0% | 0% | 0% | 73.12% | 9.974% | 16.43% | 0.4753% | 100%
Sites-Based | SCE Tot | Office, Large | 0% | 0% | 0% | 0% | 0% | 0% | 0% | 0% | 0% | 0% | 0% | 55.69% | 10.02% | 32.98% | 1.312% | 100%
Sites-Based | SCE Tot | Office, Small | 0% | 0% | 0% | 0% | 0% | 0% | 0% | 0% | 0% | 0% | 0% | 64.32% | 10.03% | 24.28% | 1.373% | 100%
Sites-Based | SCE Tot | Refrigerated Warehouse | 0% | 0% | 0% | 0% | 0% | 0% | 0% | 0% | 0% | 0% | 0% | 59.15% | 19.94% | 17.65% | 3.259% | 100%
Sites-Based | SCE Tot | Restaurant | 0% | 0% | 0% | 0% | 0% | 0% | 0% | 0% | 0% | 0% | 0% | 61.21% | 10.58% | 26.61% | 1.604% | 100%
Sites-Based | SCE Tot | Retail | 0% | 0% | 0% | 0% | 0% | 0% | 0% | 0% | 0% | 0% | 0% | 67.32% | 9.859% | 21.41% | 1.412% | 100%
Sites-Based | SCE Tot | School | 0% | 0% | 0% | 0% | 0% | 0% | 0% | 0% | 0% | 0% | 0% | 69.04% | 8.48% | 21.52% | 0.9553% | 100%
Sites-Based | SCE Tot | Warehouse | 0% | 0% | 0% | 0% | 0% | 0% | 0% | 0% | 0% | 0% | 0.09777% | 65.09% | 11.33% | 22.05% | 1.441% | 100%
Sites-Based | SCE Tot | All Commercial | 0% | 0% | 0% | 0% | 0% | 0% | 0% | 0% | 0.0007381% | 0% | 0.009325% | 66.62% | 10.05% | 21.98% | 1.337% | 100%
Sites-Based | SDG&E Tot | College | 0% | 0% | 0% | 0% | 0% | 0% | 0% | 0% | 0% | 0% | 0% | 54.21% | 13.03% | 31.97% | 0.7876% | 100%
Sites-Based | SDG&E Tot | Food Stores | 0% | 0% | 0% | 0% | 0% | 0% | 0% | 0% | 0% | 0% | 0% | 65.2% | 8.008% | 26.19% | 0.6016% | 100%
Sites-Based | SDG&E Tot | Health Care | 0% | 0% | 0% | 0% | 0% | 0% | 0% | 0% | 0% | 0% | 0% | 76.02% | 3.317% | 15.61% | 5.049% | 100%
Sites-Based | SDG&E Tot | Lodging | 0% | 0% | 0% | 0% | 0% | 0% | 0% | 0% | 0% | 0% | 0% | 68.07% | 3.847% | 24.23% | 3.846% | 100%
Sites-Based | SDG&E Tot | Miscellaneous | 0% | 0% | 0% | 0% | 0% | 0% | 0% | 0% | 0% | 0% | 0% | 69.23% | 13.3% | 16.66% | 0.8097% | 100%
Sites-Based | SDG&E Tot | Office, Large | 0% | 0% | 0% | 0% | 0% | 0% | 0% | 0% | 0% | 0% | 0% | 60.48% | 1.824% | 35.76% | 1.927% | 100%
Sites-Based | SDG&E Tot | Office, Small | 0% | 0% | 0% | 0% | 0% | 0% | 0% | 0% | 0% | 0% | 0% | 69.8% | 11.54% | 18.36% | 0.3089% | 100%
Sites-Based | SDG&E Tot | Refrigerated Warehouse | 0% | 0% | 0% | 0% | 0% | 0% | 0% | 0% | 0% | 0% | 0% | 31.14% | 0% | 63.23% | 5.624% | 100%
Sites-Based | SDG&E Tot | Restaurant | 0% | 0% | 0% | 0% | 0% | 0% | 0% | 0% | 0% | 0% | 0% | 65.09% | 7.88% | 23.68% | 3.348% | 100%
Sites-Based | SDG&E Tot | Retail | 0% | 0% | 0% | 0% | 0% | 0% | 0% | 0% | 0% | 0% | 0.09531% | 54.1% | 25.37% | 20.17% | 0.2748% | 100%
Sites-Based | SDG&E Tot | School | 0% | 0% | 0% | 0% | 0% | 0% | 0% | 0% | 0% | 0% | 0% | 53.67% | 6.505% | 39.83% | 0% | 100%
Sites-Based | SDG&E Tot | Warehouse | 0% | 0% | 0% | 0% | 0% | 0% | 0% | 0% | 0% | 0% | 0% | 62.43% | 8.701% | 28.52% | 0.3525% | 100%
Sites-Based | SDG&E Tot | All Commercial | 0% | 0% | 0% | 0% | 0% | 0% | 0% | 0% | 0% | 0% | 0.01833% | 64.81% | 13.07% | 21.14% | 0.9541% | 100%
Sites-Based | LADWP Tot | College | 0% | 0% | 0% | 0% | 0% | 0% | 0.4719% | 0% | 0% | 0% | 0% | 76.15% | 16.85% | 6.531% | 0% | 100%
Sites-Based | LADWP Tot | Food Stores | 0% | 0% | 0% | 0% | 0% | 0% | 0% | 0% | 0% | 0% | 0% | 80.31% | 8.704% | 9.336% | 1.647% | 100%
Sites-Based | LADWP Tot | Health Care | 0% | 0% | 0% | 0% | 0% | 0% | 0% | 0% | 0% | 0% | 0% | 54.97% | 44.73% | 0.3011% | 0% | 100%
Sites-Based | LADWP Tot | Lodging | 0% | 0% | 0% | 0% | 0% | 0% | 0% | 0% | 0% | 0% | 0% | 66.77% | 2.264% | 24.65% | 6.316% | 100%
Sites-Based | LADWP Tot | Miscellaneous | 0% | 0% | 0% | 0% | 0% | 0% | 0% | 0% | 0% | 0% | 0% | 82.33% | 7.298% | 10.38% | 0% | 100%
Sites-Based | LADWP Tot | Office, Large | 0% | 0% | 0% | 0% | 0% | 0% | 0% | 0% | 0% | 0% | 2.794% | 78.57% | 1.882% | 16.12% | 0.6318% | 100%
Sites-Based | LADWP Tot | Office, Small | 0% | 0% | 0% | 0% | 0% | 0% | 0% | 0% | 0% | 0% | 0% | 88.66% | 3.382% | 7.96% | 0% | 100%
Sites-Based | LADWP Tot | Refrigerated Warehouse | 0% | 0% | 0% | 0% | 0% | 0% | 0% | 0% | 0% | 0% | 0% | 66.96% | 7.336% | 25.7% | 0% | 100%
Sites-Based | LADWP Tot | Restaurant | 0% | 0% | 0% | 0% | 0% | 0% | 0% | 0% | 0% | 0% | 0% | 73.27% | 12.51% | 14.02% | 0.2007% | 100%
Sites-Based | LADWP Tot | Retail | 0% | 0% | 0% | 0% | 0% | 0% | 0% | 0% | 0% | 0% | 0% | 70.5% | 10.79% | 17.81% | 0.9023% | 100%
Sites-Based | LADWP Tot | School | 0% | 0% | 0% | 0% | 0% | 0% | 0% | 0% | 0% | 0% | 0% | 66.14% | 14.31% | 19.55% | 0% | 100%
Sites-Based | LADWP Tot | Warehouse | 0% | 0% | 0% | 0% | 0% | 0% | 0% | 0% | 0% | 0% | 0% | 91.53% | 5.636% | 2.832% | 0% | 100%
Sites-Based | LADWP Tot | All Commercial | 0% | 0% | 0% | 0% | 0% | 0% | 0.001926% | 0% | 0% | 0% | 0.04267% | 77.61% | 9.238% | 12.66% | 0.4437% | 100%
Sites-Based | SMUD Tot | College | 0% | 0% | 0% | 0% | 0% | 0% | 0% | 0% | 0% | 0% | 0% | 58.5% | 0% | 39.86% | 1.644% | 100%
Sites-Based | SMUD Tot | Food Stores | 0% | 0% | 0% | 0% | 0% | 0% | 0% | 0% | 0% | 0% | 0.7641% | 68.94% | 1.697% | 27.93% | 0.6671% | 100%
Sites-Based | SMUD Tot | Health Care | 0% | 0% | 0% | 0% | 0% | 0% | 0% | 0% | 0% | 0% | 0% | 57.63% | 0.6798% | 40.2% | 1.486% | 100%
Sites-Based | SMUD Tot | Lodging | 0% | 0% | 0% | 0% | 0% | 0% | 0% | 0% | 0% | 0% | 0% | 47.08% | 4.483% | 43.66% | 4.779% | 100%
Sites-Based | SMUD Tot | Miscellaneous | 0% | 0% | 0% | 0% | 0% | 0% | 0% | 0% | 0% | 0% | 0% | 76.07% | 1.781% | 21.85% | 0.2974% | 100%
Sites-Based | SMUD Tot | Office, Large | 0% | 0% | 0% | 0% | 0% | 0% | 0% | 0% | 0% | 0% | 0% | 65.47% | 0% | 34.53% | 0% | 100%
Sites-Based | SMUD Tot | Office, Small | 0% | 0% | 0% | 0% | 0% | 0% | 0% | 0% | 0% | 0% | 0% | 73.89% | 1.9% | 23.14% | 1.075% | 100%
Sites-Based | SMUD Tot | Refrigerated Warehouse | 0% | 0% | 0% | 0% | 0% | 0% | 0% | 0% | 0% | 0% | 0% | 51.77% | 0% | 39.4% | 8.826% | 100%
Sites-Based | SMUD Tot | Restaurant | 0% | 0% | 0% | 0% | 0% | 0% | 0% | 0% | 0% | 0% | 0% | 55.01% | 3.406% | 38.72% | 2.866% | 100%
Sites-Based | SMUD Tot | Retail | 0% | 0% | 0% | 0% | 0% | 0% | 0% | 0% | 0% | 0% | 0.1406% | 68.61% | 2.378% | 27.92% | 0.9542% | 100%
Sites-Based | SMUD Tot | School | 0% | 0% | 0% | 0% | 0% | 0% | 0% | 0% | 0% | 0% | 6.224% | 73.52% | 1.731% | 18.31% | 0.212% | 100%
Sites-Based | SMUD Tot | Warehouse | 0% | 0% | 0% | 0% | 0% | 0% | 0% | 0% | 0% | 0% | 0% | 60.86% | 2.679% | 36.46% | 0% | 100%
Sites-Based | SMUD Tot | All Commercial | 0% | 0% | 0% | 0% | 0% | 0% | 0% | 0% | 0% | 0% | 0.2413% | 68.84% | 2.108% | 27.73% | 1.078% | 100%
Sites-Based | FCZ01 Tot | College | 0% | 0% | 0% | 0% | 0% | 0% | 0% | 0% | 0% | 0% | 0% | 88.89% | 6.969% | 4.088% | 0.05708% | 100%
Sites-Based | FCZ01 Tot | Food Stores | 0% | 0% | 0% | 0% | 0% | 0% | 0% | 0% | 0% | 0% | 0% | 77.34% | 8.141% | 14.23% | 0.2846% | 100%
Sites-Based | FCZ01 Tot | Health Care | 0% | 0% | 0% | 0% | 0% | 0% | 0% | 0% | 0% | 0% | 0% | 63.96% | 7.5% | 25.7% | 2.844% | 100%
Sites-Based | FCZ01 Tot | Lodging | 0% | 0% | 0% | 0% | 0% | 0% | 0% | 0% | 0% | 0% | 0% | 66.23% | 7.226% | 25% | 1.551% | 100%
Sites-Based | FCZ01 Tot | Miscellaneous | 0% | 0% | 0% | 0% | 0% | 0% | 0% | 0% | 0% | 0% | 0% | 75.35% | 8.884% | 13.94% | 1.82% | 100%
Sites-Based | FCZ01 Tot | Office, Large | 0% | 0% | 0% | 0% | 0% | 0.3282% | 0% | 0% | 0% | 0% | 0.3282% | 68.03% | 2.751% | 27.32% | 1.24% | 100%
Sites-Based | FCZ01 Tot | Office, Small | 0% | 0% | 0% | 0% | 0% | 0% | 0% | 0% | 0% | 0% | 0.1156% | 71.25% | 6.009% | 20.13% | 2.497% | 100%
Sites-Based | FCZ01 Tot | Refrigerated Warehouse | 0% | 0% | 0% | 0% | 0% | 0% | 0% | 0% | 0% | 0% | 0% | 85.62% | 9.877% | 3.714% | 0.7901% | 100%
Sites-Based | FCZ01 Tot | Restaurant | 0% | 0% | 0% | 0% | 0% | 0% | 0% | 0% | 0% | 0% | 0% | 65.57% | 12.24% | 20.15% | 2.035% | 100%
Sites-Based | FCZ01 Tot | Retail | 0% | 0% | 0% | 0% | 0% | 0% | 0% | 0% | 0% | 0% | 0% | 74.15% | 10.7% | 14.17% | 0.9835% | 100%
Sites-Based | FCZ01 Tot | School | 0% | 0% | 0% | 0% | 0% | 0% | 0% | 0% | 0% | 0% | 0% | 74.79% | 13.71% | 10.01% | 1.486% | 100%
Sites-Based | FCZ01 Tot | Warehouse | 0% | 0% | 0% | 0% | 0% | 0% | 0% | 0% | 0% | 0% | 0% | 78.11% | 7.985% | 13.69% | 0.22% | 100%
Sites-Based | FCZ01 Tot | All Commercial | 0% | 0% | 0% | 0% | 0% | 0.00857% | 0% | 0% | 0% | 0% | 0.03701% | 72.88% | 8.73% | 16.67% | 1.683% | 100%
Sites-Based | FCZ02 Tot | College | 0% | 0% | 0% | 0% | 0% | 0% | 0% | 0% | 0% | 0% | 0% | 46.14% | 43.45% | 10.41% | 0% | 100%
Sites-Based | FCZ02 Tot | Food Stores | 0% | 0% | 0% | 0% | 0% | 0% | 0% | 0% | 0% | 0% | 0% | 61.94% | 16.59% | 21.27% | 0.2041% | 100%
Sites-Based | FCZ02 Tot | Health Care | 0% | 0% | 0% | 0% | 0% | 0% | 0% | 0% | 0% | 0% | 0% | 60.1% | 2.646% | 33.3% | 3.949% | 100%
Sites-Based | FCZ02 Tot | Lodging | 0% | 0% | 0% | 0% | 0% | 0% | 0% | 0% | 0% | 0% | 0% | 67.39% | 1.128% | 30.72% | 0.7635% | 100%
Sites-Based | FCZ02 Tot | Miscellaneous | 0% | 0% | 0% | 0% | 0% | 0% | 0% | 0% | 0% | 0% | 0% | 66.18% | 11.25% | 20.28% | 2.289% | 100%
Sites-Based | FCZ02 Tot | Office, Large | 0% | 0% | 0% | 0% | 0% | 0% | 0% | 0% | 0% | 0% | 0% | 58.69% | 0% | 41.31% | 0% | 100%
Sites-Based | FCZ02 Tot | Office, Small | 0% | 0% | 0% | 0% | 0% | 0% | 0% | 0% | 0% | 0% | 0% | 75.72% | 4.92% | 18.76% | 0.6014% | 100%
Sites-Based | FCZ02 Tot | Refrigerated Warehouse | 0% | 0% | 0% | 0% | 0% | 0% | 0% | 0% | 0% | 0% | 0% | 68.19% | 3.302% | 28.51% | 0% | 100%
Sites-Based | FCZ02 Tot | Restaurant | 0% | 0% | 0% | 0% | 0% | 0% | 0% | 0% | 0% | 0% | 0% | 65.37% | 12.86% | 19.62% | 2.144% | 100%
Sites-Based | FCZ02 Tot | Retail | 0% | 0% | 0% | 0% | 0% | 0% | 0% | 0% | 0% | 0% | 0% | 67.49% | 10.37% | 21.45% | 0.6923% | 100%
Sites-Based | FCZ02 Tot | School | 0% | 0% | 0% | 0% | 0% | 0% | 0% | 0% | 0% | 0% | 0% | 85.09% | 5.988% | 8.925% | 0% | 100%
Sites-Based | FCZ02 Tot | Warehouse | 0% | 0% | 0% | 0% | 0% | 0% | 0% | 0% | 0% | 0% | 0% | 72.19% | 5.873% | 20.91% | 1.02% | 100%
Sites-Based | FCZ02 Tot | All Commercial | 0% | 0% | 0% | 0% | 0% | 0% | 0% | 0% | 0% | 0% | 0% | 69.65% | 8.799% | 20.44% | 1.11% | 100%
Sites-Based | FCZ03 Tot | College | 0% | 0% | 0% | 0% | 0% | 0.4656% | 0% | 0% | 0% | 0% | 0% | 19.09% | 79.52% | 0.9312% | 0% | 100%
Sites-Based | FCZ03 Tot | Food Stores | 0% | 0% | 0% | 0% | 0% | 0% | 0% | 0% | 0% | 0% | 0% | 53.59% | 19.96% | 24.38% | 2.075% | 100%
Sites-Based | FCZ03 Tot | Health Care | 0% | 0% | 0% | 0% | 0% | 0% | 0% | 0% | 0% | 0% | 0% | 62.37% | 5.016% | 28.88% | 3.729% | 100%
Sites-Based | FCZ03 Tot | Lodging | 0% | 0% | 0% | 0% | 0% | 0% | 0% | 0% | 0% | 0% | 0% | 61.54% | 7.765% | 30.7% | 0% | 100%
Sites-Based | FCZ03 Tot | Miscellaneous | 0% | 0% | 0% | 0% | 0% | 0% | 0% | 0% | 0% | 0% | 0% | 66.94% | 20.36% | 12.51% | 0.1893% | 100%
Sites-Based | FCZ03 Tot | Office, Large | 0% | 0% | 0% | 0% | 0% | 0% | 0% | 0% | 0% | 0% | 0% | 74.26% | 0% | 25.74% | 0% | 100%
Sites-Based | FCZ03 Tot | Office, Small | 0% | 0% | 0% | 0% | 0% | 0% | 0% | 0% | 0% | 0% | 0.341% | 52.77% | 13.53% | 32.11% | 1.253% | 100%
Sites-Based | FCZ03 Tot | Refrigerated Warehouse | 0% | 0% | 0% | 0% | 0% | 0% | 0% | 0% | 0% | 0% | 0% | 65.52% | 0% | 34.48% | 0% | 100%
Sites-Based | FCZ03 Tot | Restaurant | 0% | 0% | 0% | 0% | 0% | 0% | 0% | 0% | 0% | 0% | 0% | 66.48% | 2.597% | 30.92% | 0% | 100%
Sites-Based | FCZ03 Tot | Retail | 0% | 0% | 0% | 0% | 0% | 0% | 0% | 0% | 0% | 0% | 0% | 52.7% | 24.24% | 22.55% | 0.5124% | 100%
Sites-Based | FCZ03 Tot | School | 0% | 0% | 0% | 0% | 0% | 0% | 0% | 0% | 0% | 0% | 0% | 71.57% | 19.73% | 8.699% | 0% | 100%
Sites-Based | FCZ03 Tot | Warehouse | 0% | 0% | 0% | 0% | 0% | 0% | 0% | 0% | 0% | 0% | 0% | 46.34% | 27.7% | 25.56% | 0.407% | 100%
Sites-Based | FCZ03 Tot | All Commercial | 0% | 0% | 0% | 0% | 0% | 0.01231% | 0% | 0% | 0% | 0% | 0.082% | 58.54% | 18.92% | 21.8% | 0.6446% | 100%
Sites-Based | FCZ04 Tot | College | 0% | 0% | 0% | 0% | 0% | 0% | 0% | 0% | 0% | 0% | 0% | 29.74% | 9.152% | 58.85% | 2.263% | 100%
Sites-Based | FCZ04 Tot | Food Stores | 0% | 0% | 0% | 0% | 0% | 0% | 0% | 0% | 0% | 0% | 0% | 50.53% | 14.04% | 30.25% | 5.185% | 100%
Sites-Based | FCZ04 Tot | Health Care | 0% | 0% | 0% | 0% | 0% | 0% | 0% | 0% | 0% | 0% | 0% | 50.21% | 7.387% | 41.24% | 1.17% | 100%
Sites-Based | FCZ04 Tot | Lodging | 0% | 0% | 0% | 0% | 0% | 0% | 0% | 0% | 0% | 0% | 0% | 62.29% | 5.934% | 28.81% | 2.967% | 100%
Sites-Based | FCZ04 Tot | Miscellaneous | 0% | 0% | 0% | 0% | 0% | 0% | 0% | 0% | 0% | 0% | 0% | 51.36% | 9.706% | 35.7% | 3.233% | 100%
Sites-Based | FCZ04 Tot | Office, Large | 0% | 0% | 0% | 0% | 0% | 0% | 0% | 0% | 0% | 0% | 0% | 28.47% | 11.03% | 58.45% | 2.054% | 100%
Sites-Based | FCZ04 Tot | Office, Small | 0% | 0% | 0% | 0% | 0% | 0% | 0% | 0% | 0% | 0% | 0% | 28.44% | 7.396% | 62.98% | 1.186% | 100%
Sites-Based | FCZ04 Tot | Refrigerated Warehouse | 0% | 0% | 0% | 0% | 0% | 0% | 0% | 0% | 0% | 0% | 0% | 42.08% | 8.143% | 47.32% | 2.453% | 100%
Sites-Based | FCZ04 Tot | Restaurant | 0% | 0% | 0% | 0% | 0% | 0% | 0% | 0% | 0% | 0% | 0% | 30.64% | 17.04% | 48.01% | 4.311% | 100%
Sites-Based | FCZ04 Tot | Retail | 0% | 0% | 0% | 0% | 0% | 0% | 0% | 0% | 0% | 0% | 0% | 45.19% | 14.6% | 38.66% | 1.544% | 100%
Sites-Based | FCZ04 Tot | School | 0% | 0% | 0% | 0% | 0% | 0% | 0% | 0% | 0% | 0% | 0% | 46.84% | 7.781% | 42.82% | 2.563% | 100%
Sites-Based | FCZ04 Tot | Warehouse | 0% | 0% | 0% | 0% | 0% | 0% | 0% | 0% | 0% | 0% | 0% | 42.57% | 11.62% | 45.15% | 0.662% | 100%
Sites-Based | FCZ04 Tot | All Commercial | 0% | 0% | 0% | 0% | 0% | 0% | 0% | 0% | 0% | 0% | 0% | 40.14% | 10.8% | 46.78% | 2.277% | 100%
Sites-Based | FCZ05 Tot | College | 0% | 0% | 0% | 0.6591% | 0% | 0% | 0% | 0% | 0% | 0% | 0% | 58.69% | 31.5% | 9.151% | 0% | 100%
Sites-Based | FCZ05 Tot | Food Stores | 0% | 0% | 0% | 0% | 0% | 0% | 0% | 0% | 0% | 0% | 0% | 49.85% | 20.38% | 28.92% | 0.8545% | 100%
Sites-Based | FCZ05 Tot | Health Care | 0% | 0% | 0% | 0% | 0% | 0% | 0% | 0% | 0% | 0% | 0% | 43.42% | 21.55% | 24.1% | 10.92% | 100%
Sites-Based | FCZ05 Tot | Lodging | 0% | 0% | 0% | 0% | 0% | 0% | 0% | 0% | 0% | 0% | 0% | 64.1% | 9.322% | 26.32% | 0.2511% | 100%
Sites-Based | FCZ05 Tot | Miscellaneous | 0% | 0% | 0% | 0% | 0% | 0% | 0% | 0% | 0% | 0% | 0% | 56.61% | 15.84% | 24.15% | 3.403% | 100%
Sites-Based | FCZ05 Tot | Office, Large | 0% | 0% | 0% | 0% | 0% | 0% | 0% | 0% | 0% | 0% | 0% | 55.72% | 22.92% | 21.35% | 0% | 100%
Sites-Based | FCZ05 Tot | Office, Small | 0% | 0% | 0% | 0% | 0% | 0% | 0% | 0% | 0% | 0% | 0% | 54.56% | 9.859% | 33.56% | 2.017% | 100%
Sites-Based | FCZ05 Tot | Refrigerated Warehouse | 0% | 0% | 0% | 0% | 0% | 0% | 0% | 0% | 0% | 0% | 0% | 51.05% | 14.74% | 26.37% | 7.84% | 100%
Sites-Based | FCZ05 Tot | Restaurant | 0% | 0% | 0% | 0% | 0% | 0% | 0% | 0% | 0% | 0% | 0% | 41.99% | 14.92% | 38.03% | 5.058% | 100%
Sites-Based | FCZ05 Tot | Retail | 0% | 0% | 0% | 0% | 0% | 0% | 0% | 0% | 0% | 0% | 0% | 55.43% | 21.04% | 20.76% | 2.778% | 100%
Sites-Based | FCZ05 Tot | School | 0% | 0% | 0% | 0% | 0% | 0% | 0% | 0% | 0% | 0% | 0% | 56.14% | 14.73% | 29.12% | 0% | 100%
Sites-Based | FCZ05 Tot | Warehouse | 0% | 0% | 0% | 0% | 0% | 0% | 0% | 0% | 0% | 0% | 0% | 53.22% | 10.09% | 32.37% | 4.323% | 100%
Sites-Based | FCZ05 Tot | All Commercial | 0% | 0% | 0% | 0.005835% | 0% | 0% | 0% | 0% | 0% | 0% | 0% | 53.19% | 15.42% | 28.4% | 2.988% | 100%
Sites-Based | FCZ06 Tot | College | 0% | 0% | 0% | 0% | 0% | 0% | 0% | 0% | 0% | 0% | 0.191% | 15.76% | 53.16% | 30.89% | 0% | 100%
Sites-Based | FCZ06 Tot | Food Stores | 0% | 0% | 0% | 0% | 0% | 0% | 0% | 0% | 0% | 0% | 0.9507% | 53.43% | 23.54% | 21.09% | 0.9849% | 100%
Sites-Based | FCZ06 Tot | Health Care | 0% | 0% | 0% | 0% | 0% | 0% | 0% | 0% | 0% | 0% | 0% | 68.46% | 1.037% | 28.08% | 2.424% | 100%
Sites-Based | FCZ06 Tot | Lodging | 0% | 0% | 0% | 0% | 0% | 0% | 0.482% | 0% | 0% | 0% | 0% | 74.52% | 6.661% | 16.73% | 1.606% | 100%
Sites-Based | FCZ06 Tot | Miscellaneous | 0% | 0% | 0% | 0% | 0% | 0% | 0% | 0% | 0% | 0% | 0% | 62.07% | 11.97% | 14.95% | 11.02% | 100%
Sites-Based | FCZ06 Tot | Office, Large | 0% | 0% | 0% | 0% | 0% | 0% | 0% | 0% | 0% | 0% | 0% | 46.13% | 6.172% | 47.7% | 0% | 100%
Sites-Based | FCZ06 Tot | Office, Small | 0% | 0% | 0% | 0% | 0% | 0% | 0% | 0% | 0% | 0% | 0% | 65.23% | 12.33% | 22.26% | 0.183% | 100%
Sites-Based | FCZ06 Tot | Refrigerated Warehouse | 0% | 0% | 0% | 0% | 0% | 0% | 0% | 0% | 0% | 0% | 0% | 12.42% | 36.01% | 12.42% | 39.15% | 100%
Sites-Based | FCZ06 Tot | Restaurant | 0% | 0% | 0% | 0% | 0% | 0% | 0% | 0% | 0% | 0% | 0% | 57.86% | 14.34% | 25.72% | 2.085% | 100%
Sites-Based | FCZ06 Tot | Retail | 0% | 0% | 0% | 0% | 0% | 0% | 0% | 0% | 0% | 0% | 0% | 55.09% | 23.89% | 18.62% | 2.397% | 100%
Sites-Based | FCZ06 Tot | School | 0% | 0% | 0% | 0% | 0% | 0% | 0% | 0% | 0% | 0% | 0% | 83.02% | 10.08% | 6.9% | 0% | 100%
Sites-Based | FCZ06 Tot | Warehouse | 0% | 0% | 0% | 0% | 0% | 0% | 0% | 0% | 0% | 0% | 0% | 39.94% | 14.46% | 41.07% | 4.536% | 100%
Sites-Based | FCZ06 Tot | All Commercial | 0% | 0% | 0% | 0% | 0% | 0% | 0.01782% | 0% | 0% | 0% | 0.0536% | 59.8% | 15.61% | 21.52% | 2.993% | 100%
Sites-Based | FCZ07 Tot | College | 0% | 0% | 0% | 0% | 0% | 0% | 0% | 0% | 0% | 0% | 0.1228% | 75.21% | 4.214% | 20.46% | 0% | 100%
Sites-Based | FCZ07 Tot | Food Stores | 0% | 0% | 0% | 0% | 0% | 0% | 0% | 0% | 0% | 0% | 0% | 83.05% | 6.906% | 9.748% | 0.3% | 100%
Sites-Based | FCZ07 Tot | Health Care | 0% | 0% | 0% | 0% | 0% | 0% | 0% | 0% | 0% | 0% | 0% | 68.33% | 8.248% | 22.29% | 1.132% | 100%
Sites-Based | FCZ07 Tot | Lodging | 0% | 0% | 0% | 0% | 0% | 0% | 0% | 0% | 0% | 0% | 0% | 73.76% | 10.07% | 13.68% | 2.489% | 100%
Sites-Based | FCZ07 Tot | Miscellaneous | 0% | 0% | 0% | 0% | 0% | 0% | 0% | 0% | 0% | 0% | 0% | 80.9% | 9.466% | 9.071% | 0.5601% | 100%
Sites-Based | FCZ07 Tot | Office, Large | 0% | 0% | 0% | 0% | 0% | 0% | 0% | 0% | 0% | 0% | 0% | 66.71% | 12.27% | 20.43% | 0.584% | 100%
Sites-Based | FCZ07 Tot | Office, Small | 0% | 0% | 0% | 0% | 0% | 0% | 0% | 0% | 0% | 0% | 0% | 76.13% | 9.022% | 13.28% | 1.564% | 100%
Sites-Based | FCZ07 Tot | Refrigerated Warehouse | 0% | 0% | 0% | 0% | 0% | 0% | 0% | 0% | 0% | 0% | 0% | 62.65% | 23.97% | 13.38% | 0% | 100%
Sites-Based | FCZ07 Tot | Restaurant | 0% | 0% | 0% | 0% | 0% | 0% | 0% | 0% | 0% | 0% | 0% | 67.75% | 10.52% | 20.44% | 1.295% | 100%
Sites-Based | FCZ07 Tot | Retail | 0% | 0% | 0% | 0% | 0% | 0% | 0% | 0% | 0% | 0% | 0% | 76.27% | 10.12% | 12.03% | 1.583% | 100%
Sites-Based | FCZ07 Tot | School | 0% | 0% | 0% | 0% | 0% | 0% | 0% | 0% | 0% | 0% | 0% | 80.13% | 8.18% | 11.11% | 0.5818% | 100%
Sites-Based | FCZ07 Tot | Warehouse | 0% | 0% | 0% | 0% | 0% | 0% | 0% | 0% | 0% | 0% | 0% | 74.04% | 13.39% | 11.78% | 0.7884% | 100%
Sites-Based | FCZ07 Tot | All Commercial | 0% | 0% | 0% | 0% | 0% | 0% | 0% | 0% | 0% | 0% | 0.002195% | 75.91% | 9.769% | 13.14% | 1.173% | 100%
Sites-Based | FCZ08 Tot | College | 0% | 0% | 0% | 0% | 0% | 0% | 0% | 0% | 0% | 0% | 1.872% | 60.12% | 1.516% | 36.49% | 0% | 100%
Sites-Based | FCZ08 Tot | Food Stores | 0% | 0% | 0% | 0% | 0% | 0% | 0% | 0% | 0% | 0% | 0% | 67.8% | 8.825% | 18.24% | 5.13% | 100%
Sites-Based | FCZ08 Tot | Health Care | 0% | 0% | 0% | 0% | 0% | 0% | 0% | 0% | 0% | 0% | 0% | 80.3% | 0% | 19.7% | 0% | 100%
Sites-Based | FCZ08 Tot | Lodging | 0% | 0% | 0% | 0% | 0% | 0% | 0% | 0% | 0% | 0% | 0% | 82.26% | 13.26% | 4.476% | 0% | 100%
Sites-Based | FCZ08 Tot | Miscellaneous | 0% | 0% | 0% | 0% | 0% | 0% | 0% | 0% | 0% | 0% | 0% | 68.5% | 8.145% | 22.84% | 0.5198% | 100%
Sites-Based | FCZ08 Tot | Office, Large | 0% | 0% | 0% | 0% | 0% | 0% | 0% | 0% | 0% | 0% | 0% | 41.83% | 0% | 51.48% | 6.691% | 100%
Sites-Based | FCZ08 Tot | Office, Small | 0% | 0% | 0% | 0% | 0% | 0% | 0% | 0% | 0% | 0% | 0% | 78.61% | 4.811% | 16.32% | 0.2616% | 100%
Sites-Based | FCZ08 Tot | Refrigerated Warehouse | 0% | 0% | 0% | 0% | 0% | 0% | 0% | 0% | 0% | 0% | 0% | 83.17% | 16.83% | 0% | 0% | 100%
Sites-Based | FCZ08 Tot | Restaurant | 0% | 0% | 0% | 0% | 0% | 0% | 0% | 0% | 0% | 0% | 0% | 72% | 2.986% | 25.02% | 0% | 100%
Sites-Based | FCZ08 Tot | Retail | 0% | 0% | 0% | 0% | 0% | 0% | 0% | 0% | 0% | 0% | 0% | 73.92% | 10.44% | 15.01% | 0.6334% | 100%
Sites-Based | FCZ08 Tot | School | 0% | 0% | 0% | 0% | 0% | 0% | 0% | 0% | 0% | 0% | 0% | 74.65% | 0% | 24.73% | 0.6176% | 100%
Sites-Based | FCZ08 Tot | Warehouse | 0% | 0% | 0% | 0% | 0% | 0% | 0% | 0% | 0% | 0% | 0% | 62.38% | 9.092% | 28.53% | 0% | 100%
Sites-Based | FCZ08 Tot | All Commercial | 0% | 0% | 0% | 0% | 0% | 0% | 0% | 0% | 0% | 0% | 0.02498% | 73.08% | 6.365% | 19.83% | 0.6998% | 100%
Sites-Based | FCZ09 Tot | College | 0% | 0% | 0% | 0% | 0% | 0% | 0% | 0% | 1.306% | 0% | 0% | 93.43% | 0% | 5.268% | 0% | 100%
Sites-Based | FCZ09 Tot | Food Stores | 0% | 0% | 0% | 0% | 0% | 0% | 0% | 0% | 0% | 0% | 0% | 68.33% | 18.43% | 12.99% | 0.2518% | 100%
Sites-Based | FCZ09 Tot | Health Care | 0% | 0% | 0% | 0% | 0% | 0% | 0% | 0% | 0% | 0% | 0% | 45.28% | 12.77% | 38.73% | 3.217% | 100%
Sites-Based | FCZ09 Tot | Lodging | 0% | 0% | 0% | 0% | 0% | 0% | 0% | 0% | 0% | 0% | 0% | 75.17% | 6.117% | 18.72% | 0% | 100%
Sites-Based | FCZ09 Tot | Miscellaneous | 0% | 0% | 0% | 0% | 0% | 0% | 0% | 0% | 0% | 0% | 0% | 62.91% | 13.79% | 22.73% | 0.567% | 100%
Sites-Based | FCZ09 Tot | Office, Large | 0% | 0% | 0% | 0% | 0% | 0% | 0% | 0% | 0% | 0% | 0% | 79.8% | 0% | 20.2% | 0% | 100%
Sites-Based | FCZ09 Tot | Office, Small | 0% | 0% | 0% | 0% | 0% | 0% | 0% | 0% | 0% | 0% | 0% | 39.87% | 19.97% | 40.16% | 0% | 100%
Sites-Based | FCZ09 Tot | Refrigerated Warehouse | 0% | 0% | 0% | 0% | 0% | 0% | 0% | 0% | 0% | 0% | 0% | 21.45% | 0% | 78.55% | 0% | 100%
Sites-Based | FCZ09 Tot | Restaurant | 0% | 0% | 0% | 0% | 0% | 0% | 0% | 0% | 0% | 0% | 0% | 48.49% | 19.49% | 27.62% | 4.398% | 100%
Sites-Based | FCZ09 Tot | Retail | 0% | 0% | 0% | 0% | 0% | 0% | 0% | 0% | 0% | 0% | 0% | 47.45% | 6.655% | 44.11% | 1.776% | 100%
Sites-Based | FCZ09 Tot | School | 0% | 0% | 0% | 0% | 0% | 0% | 0% | 0% | 0% | 0% | 0% | 52.25% | 11.87% | 35.88% | 0% | 100%
Sites-Based | FCZ09 Tot | Warehouse | 0% | 0% | 0% | 0% | 0% | 0% | 0% | 0% | 0% | 0% | 0% | 47.79% | 20.45% | 31.76% | 0% | 100%
Sites-Based | FCZ09 Tot | All Commercial | 0% | 0% | 0% | 0% | 0% | 0% | 0% | 0% | 0.01909% | 0% | 0% | 51.33% | 14.75% | 32.91% | 1% | 100%
Sites-Based | FCZ10 Tot | College | 0% | 0% | 0% | 0% | 0% | 0% | 0% | 0% | 0% | 0% | 0% | 20.66% | 12.16% | 50.88% | 16.31% | 100%
Sites-Based | FCZ10 Tot | Food Stores | 0% | 0% | 0% | 0% | 0% | 0% | 0% | 0% | 0% | 0% | 0% | 47.8% | 14.03% | 33.81% | 4.37% | 100%
Sites-Based | FCZ10 Tot | Health Care | 0% | 0% | 0% | 0% | 0% | 0% | 0% | 0% | 0% | 0% | 0% | 48.01% | 28.7% | 21.42% | 1.877% | 100%
Sites-Based | FCZ10 Tot | Lodging | 0% | 0% | 0% | 0% | 0% | 0% | 0% | 0% | 0% | 0% | 0% | 58.65% | 10.98% | 26.3% | 4.068% | 100%
Sites-Based | FCZ10 Tot | Miscellaneous | 0% | 0% | 0% | 0% | 0% | 0% | 0% | 0% | 0% | 0% | 0% | 61.91% | 8.146% | 29.88% | 0.06412% | 100%
Sites-Based | FCZ10 Tot | Office, Large | 0% | 0% | 0% | 0% | 0% | 0% | 0% | 0% | 0% | 0% | 0% | 26.66% | 3.829% | 67.59% | 1.918% | 100%
Sites-Based | FCZ10 Tot | Office, Small | 0% | 0% | 0% | 0% | 0% | 0% | 0% | 0% | 0% | 0% | 0% | 45.37% | 13.31% | 40.61% | 0.7069% | 100%
Sites-Based | FCZ10 Tot | Refrigerated Warehouse | 0% | 0% | 0% | 0% | 0% | 0% | 0% | 0% | 0% | 0% | 0% | 12.8% | 0% | 36.62% | 50.58% | 100%
Sites-Based | FCZ10 Tot | Restaurant | 0% | 0% | 0% | 0% | 0% | 0% | 0% | 0% | 0% | 0% | 0% | 48.21% | 7.905% | 42.92% | 0.9655% | 100%
Sites-Based | FCZ10 Tot | Retail | 0% | 0% | 0% | 0% | 0% | 0% | 0% | 0% | 0% | 0% | 0% | 49.88% | 6.132% | 42.72% | 1.265% | 100%
Sites-Based | FCZ10 Tot | School | 0% | 0% | 0% | 0% | 0% | 0% | 0% | 0% | 0% | 0% | 0% | 53.05% | 3.801% | 43.15% | 0% | 100%
Sites-Based | FCZ10 Tot | Warehouse | 0% | 0% | 0% | 0% | 0% | 0% | 0% | 0% | 0% | 0% | 0.5855% | 47.63% | 4.389% | 42.59% | 4.807% | 100%
Sites-Based | FCZ10 Tot | All Commercial | 0% | 0% | 0% | 0% | 0% | 0% | 0% | 0% | 0% | 0% | 0.04463% | 49.89% | 9.351% | 39.08% | 1.638% | 100%
Sites-Based | FCZ11 Tot | College | 0% | 0% | 0% | 0% | 0% | 0% | 0% | 0% | 0% | 0% | 0% | 59.24% | 0% | 40.47% | 0.286% | 100%
Sites-Based | FCZ11 Tot | Food Stores | 0% | 0% | 0% | 0% | 0% | 0% | 0% | 0% | 0% | 0% | 0% | 51.13% | 17.08% | 24.49% | 7.307% | 100%
Sites-Based | FCZ11 Tot | Health Care | 0% | 0% | 0% | 0% | 0% | 0% | 0% | 0% | 0% | 0% | 0% | 32.93% | 26.61% | 27.03% | 13.43% | 100%
Sites-Based | FCZ11 Tot | Lodging | 0% | 0% | 0% | 0% | 0% | 0% | 0% | 0% | 0% | 0% | 0% | 55.12% | 18.63% | 24.86% | 1.391% | 100%
Sites-Based | FCZ11 Tot | Miscellaneous | 0% | 0% | 0% | 0% | 0% | 0% | 0% | 0% | 0% | 0% | 0% | 53.04% | 14.5% | 31.95% | 0.5046% | 100%
Sites-Based | FCZ11 Tot | Office, Large | 0% | 0% | 0% | 0% | 0% | 0% | 0% | 0% | 0% | 0% | 0% | 11.94% | 14.85% | 73.21% | 0% | 100%
Sites-Based | FCZ11 Tot | Office, Small | 0% | 0% | 0% | 0% | 0% | 0% | 0% | 0% | 0% | 0% | 0% | 34.33% | 11.02% | 52.56% | 2.089% | 100%
Sites-Based | FCZ11 Tot | Refrigerated Warehouse | 0% | 0% | 0% | 0% | 0% | 0% | 0% | 0% | 0% | 0% | 0% | 59.15% | 0% | 40.85% | 0% | 100%
Sites-Based | FCZ11 Tot | Restaurant | 0% | 0% | 0% | 0% | 0% | 0% | 0% | 0% | 0% | 0% | 0% | 39.8% | 16.08% | 40% | 4.121% | 100%
Sites-Based | FCZ11 Tot | Retail | 0% | 0% | 0% | 0% | 0% | 0% | 0% | 0% | 0% | 0% | 0% | 44.2% | 13.26% | 41.53% | 1.006% | 100%
Sites-Based | FCZ11 Tot | School | 0% | 0% | 0% | 0% | 0% | 0% | 0% | 0% | 0% | 0% | 0% | 36.52% | 14.7% | 44.45% | 4.334% | 100%
Sites-Based | FCZ11 Tot | Warehouse | 0% | 0% | 0% | 0% | 0% | 0% | 0% | 0% | 0% | 0% | 0% | 46.35% | 8.287% | 44.24% | 1.13% | 100%
Sites-Based | FCZ11 Tot | All Commercial | 0% | 0% | 0% | 0% | 0% | 0% | 0% | 0% | 0% | 0% | 0% | 42.88% | 12.56% | 42.38% | 2.182% | 100%
Sites-Based | FCZ12c Tot | College | 0% | 0% | 0% | 0% | 0% | 0% | 0% | 0% | 0% | 0% | 0% | 57.64% | 9.326% | 31.8% | 1.234% | 100%
Sites-Based | FCZ12c Tot | Food Stores | 0% | 0% | 0% | 0% | 0% | 0% | 0% | 0% | 0% | 0% | 0% | 65.3% | 10.25% | 23.48% | 0.966% | 100%
Sites-Based | FCZ12c Tot | Health Care | 0% | 0% | 0% | 0% | 0% | 0% | 0% | 0% | 0% | 0% | 0% | 77.69% | 0% | 14.4% | 7.907% | 100%
Sites-Based | FCZ12c Tot | Lodging | 0% | 0% | 0% | 0% | 0% | 0% | 0% | 0% | 0% | 0% | 0% | 68.45% | 5.562% | 22.1% | 3.89% | 100%
Sites-Based | FCZ12c Tot | Miscellaneous | 0% | 0% | 0% | 0% | 0% | 0% | 0% | 0% | 0% | 0% | 0% | 70.65% | 10.67% | 17.65% | 1.029% | 100%
Sites-Based | FCZ12c Tot | Office, Large | 0% | 0% | 0% | 0% | 0% | 0% | 0% | 0% | 0% | 0% | 0% | 60.11% | 2.186% | 36.53% | 1.17% | 100%
Sites-Based | FCZ12c Tot | Office, Small | 0% | 0% | 0% | 0% | 0% | 0% | 0% | 0% | 0% | 0% | 0% | 75.34% | 5.797% | 18.52% | 0.3454% | 100%
Sites-Based | FCZ12c Tot | Refrigerated Warehouse | 0% | 0% | 0% | 0% | 0% | 0% | 0% | 0% | 0% | 0% | 0% | 31.16% | 0% | 68.84% | 0% | 100%
Sites-Based | FCZ12c Tot | Restaurant | 0% | 0% | 0% | 0% | 0% | 0% | 0% | 0% | 0% | 0% | 0% | 65.56% | 6.201% | 24.26% | 3.982% | 100%
Sites-Based | FCZ12c Tot | Retail | 0% | 0% | 0% | 0% | 0% | 0% | 0% | 0% | 0% | 0% | 0% | 57.16% | 20.24% | 22.6% | 0% | 100%
Sites-Based | FCZ12c Tot | School | 0% | 0% | 0% | 0% | 0% | 0% | 0% | 0% | 0% | 0% | 0% | 35.68% | 8.278% | 56.04% | 0% | 100%
Sites-Based | FCZ12c Tot | Warehouse | 0% | 0% | 0% | 0% | 0% | 0% | 0% | 0% | 0% | 0% | 0% | 59.16% | 5.697% | 34.61% | 0.5405% | 100%
Sites-Based | FCZ12c Tot | All Commercial | 0% | 0% | 0% | 0% | 0% | 0% | 0% | 0% | 0% | 0% | 0% | 67.36% | 9.153% | 22.43% | 1.061% | 100%
Sites-Based | FCZ12i Tot | College | 0% | 0% | 0% | 0% | 0% | 0% | 0% | 0% | 0% | 0% | 0% | 48.16% | 19.56% | 32.28% | 0% | 100%
Sites-Based | FCZ12i Tot | Food Stores | 0% | 0% | 0% | 0% | 0% | 0% | 0% | 0% | 0% | 0% | 0% | 65.04% | 4.303% | 30.66% | 0% | 100%
Sites-Based | FCZ12i Tot | Health Care | 0% | 0% | 0% | 0% | 0% | 0% | 0% | 0% | 0% | 0% | 0% | 73.93% | 7.482% | 17.13% | 1.46% | 100%
Sites-Based | FCZ12i Tot | Lodging | 0% | 0% | 0% | 0% | 0% | 0% | 0% | 0% | 0% | 0% | 0% | 67.24% | 0% | 29.02% | 3.748% | 100%
Sites-Based | FCZ12i Tot | Miscellaneous | 0% | 0% | 0% | 0% | 0% | 0% | 0% | 0% | 0% | 0% | 0% | 67.25% | 16.97% | 15.27% | 0.5036% | 100%
Sites-Based | FCZ12i Tot | Office, Large | 0% | 0% | 0% | 0% | 0% | 0% | 0% | 0% | 0% | 0% | 0% | 62.35% | 0% | 31.91% | 5.744% | 100%
Sites-Based | FCZ12i Tot | Office, Small | 0% | 0% | 0% | 0% | 0% | 0% | 0% | 0% | 0% | 0% | 0% | 56.62% | 25.2% | 17.96% | 0.2219% | 100%
Sites-Based | FCZ12i Tot | Refrigerated Warehouse | 0% | 0% | 0% | 0% | 0% | 0% | 0% | 0% | 0% | 0% | 0% | 30.93% | 0% | 0% | 69.07% | 100%
Sites-Based | FCZ12i Tot | Restaurant | 0% | 0% | 0% | 0% | 0% | 0% | 0% | 0% | 0% | 0% | 0% | 64.13% | 11.32% | 22.5% | 2.051% | 100%
Sites-Based | FCZ12i Tot | Retail | 0% | 0% | 0% | 0% | 0% | 0% | 0% | 0% | 0% | 0% | 0.2536% | 49% | 33.88% | 16.13% | 0.7314% | 100%
Sites-Based | FCZ12i Tot | School | 0% | 0% | 0% | 0% | 0% | 0% | 0% | 0% | 0% | 0% | 0% | 79.04% | 4.003% | 16.95% | 0% | 100%
Sites-Based | FCZ12i Tot | Warehouse | 0% | 0% | 0% | 0% | 0% | 0% | 0% | 0% | 0% | 0% | 0% | 68.56% | 14.33% | 17.1% | 0% | 100%
Sites-Based | FCZ12i Tot | All Commercial | 0% | 0% | 0% | 0% | 0% | 0% | 0% | 0% | 0% | 0% | 0.05362% | 59.91% | 20.61% | 18.67% | 0.7493% | 100%
Sites-Based | FCZ13 Tot | College | 0% | 0% | 0% | 0% | 0% | 0% | 0% | 0% | 0% | 0% | 0% | 58.5% | 0% | 39.86% | 1.644% | 100%
Sites-Based | FCZ13 Tot | Food Stores | 0% | 0% | 0% | 0% | 0% | 0% | 0% | 0% | 0% | 0% | 0.7641% | 68.94% | 1.697% | 27.93% | 0.6671% | 100%
Sites-Based | FCZ13 Tot | Health Care | 0% | 0% | 0% | 0% | 0% | 0% | 0% | 0% | 0% | 0% | 0% | 57.63% | 0.6798% | 40.2% | 1.486% | 100%
Sites-Based | FCZ13 Tot | Lodging | 0% | 0% | 0% | 0% | 0% | 0% | 0% | 0% | 0% | 0% | 0% | 47.08% | 4.483% | 43.66% | 4.779% | 100%
Sites-Based | FCZ13 Tot | Miscellaneous | 0% | 0% | 0% | 0% | 0% | 0% | 0% | 0% | 0% | 0% | 0% | 76.07% | 1.781% | 21.85% | 0.2974% | 100%
Sites-Based | FCZ13 Tot | Office, Large | 0% | 0% | 0% | 0% | 0% | 0% | 0% | 0% | 0% | 0% | 0% | 65.47% | 0% | 34.53% | 0% | 100%
Sites-Based | FCZ13 Tot | Office, Small | 0% | 0% | 0% | 0% | 0% | 0% | 0% | 0% | 0% | 0% | 0% | 73.89% | 1.9% | 23.14% | 1.075% | 100%
Sites-Based | FCZ13 Tot | Refrigerated Warehouse | 0% | 0% | 0% | 0% | 0% | 0% | 0% | 0% | 0% | 0% | 0% | 51.77% | 0% | 39.4% | 8.826% | 100%
Sites-Based | FCZ13 Tot | Restaurant | 0% | 0% | 0% | 0% | 0% | 0% | 0% | 0% | 0% | 0% | 0% | 55.01% | 3.406% | 38.72% | 2.866% | 100%
Sites-Based | FCZ13 Tot | Retail | 0% | 0% | 0% | 0% | 0% | 0% | 0% | 0% | 0% | 0% | 0.1406% | 68.61% | 2.378% | 27.92% | 0.9542% | 100%
Sites-Based | FCZ13 Tot | School | 0% | 0% | 0% | 0% | 0% | 0% | 0% | 0% | 0% | 0% | 6.224% | 73.52% | 1.731% | 18.31% | 0.212% | 100%
Sites-Based | FCZ13 Tot | Warehouse | 0% | 0% | 0% | 0% | 0% | 0% | 0% | 0% | 0% | 0% | 0% | 60.86% | 2.679% | 36.46% | 0% | 100%
Sites-Based | FCZ13 Tot | All Commercial | 0% | 0% | 0% | 0% | 0% | 0% | 0% | 0% | 0% | 0% | 0.2413% | 68.84% | 2.108% | 27.73% | 1.078% | 100%
Sites-Based | FCZ16 Tot | College | 0% | 0% | 0% | 0% | 0% | 0% | 6.677% | 0% | 0% | 0% | 0% | 19.82% | 0% | 73.5% | 0% | 100%
Sites-Based | FCZ16 Tot | Food Stores | 0% | 0% | 0% | 0% | 0% | 0% | 0% | 0% | 0% | 0% | 0% | 86.87% | 3.945% | 7.492% | 1.691% | 100%
Sites-Based | FCZ16 Tot | Health Care | 0% | 0% | 0% | 0% | 0% | 0% | 0% | 0% | 0% | 0% | 0% | 36.1% | 63.9% | 0% | 0% | 100%
Sites-Based | FCZ16 Tot | Lodging | 0% | 0% | 0% | 0% | 0% | 0% | 0% | 0% | 0% | 0% | 0% | 67.35% | 0.8342% | 24.9% | 6.923% | 100%
Sites-Based | FCZ16 Tot | Miscellaneous | 0% | 0% | 0% | 0% | 0% | 0% | 0% | 0% | 0% | 0% | 0% | 87.46% | 2.436% | 10.1% | 0% | 100%
Sites-Based | FCZ16 Tot | Office, Large | 0% | 0% | 0% | 0% | 0% | 0% | 0% | 0% | 0% | 0% | 3.47% | 81.28% | 0% | 14.46% | 0.7849% | 100%
Sites-Based | FCZ16 Tot | Office, Small | 0% | 0% | 0% | 0% | 0% | 0% | 0% | 0% | 0% | 0% | 0% | 96.31% | 1.357% | 2.33% | 0% | 100%
Sites-Based | FCZ16 Tot | Refrigerated Warehouse | 0% | 0% | 0% | 0% | 0% | 0% | 0% | 0% | 0% | 0% | 0% | 76.74% | 10.85% | 12.41% | 0% | 100%
Sites-Based | FCZ16 Tot | Restaurant | 0% | 0% | 0% | 0% | 0% | 0% | 0% | 0% | 0% | 0% | 0% | 74.34% | 12.45% | 13.21% | 0% | 100%
Sites-Based | FCZ16 Tot | Retail | 0% | 0% | 0% | 0% | 0% | 0% | 0% | 0% | 0% | 0% | 0% | 69.2% | 10.16% | 20.45% | 0.1914% | 100%
Sites-Based | FCZ16 Tot | School | 0% | 0% | 0% | 0% | 0% | 0% | 0% | 0% | 0% | 0% | 0% | 70.34% | 6.564% | 23.1% | 0% | 100%
Sites-Based | FCZ16 Tot | Warehouse | 0% | 0% | 0% | 0% | 0% | 0% | 0% | 0% | 0% | 0% | 0% | 88.99% | 7.542% | 3.47% | 0% | 100%
Sites-Based | FCZ16 Tot | All Commercial | 0% | 0% | 0% | 0% | 0% | 0% | 0.002738% | 0% | 0% | 0% | 0.06063% | 79.03% | 7.94% | 12.75% | 0.221% | 100%
Sites-Based | FCZ17 Tot | College | 0% | 0% | 0% | 0% | 0% | 0% | 0% | 0% | 0% | 0% | 0% | 80.43% | 18.13% | 1.437% | 0% | 100%
Sites-Based | FCZ17 Tot | Food Stores | 0% | 0% | 0% | 0% | 0% | 0% | 0% | 0% | 0% | 0% | 0% | 62.24% | 21.82% | 14.42% | 1.526% | 100%
Sites-Based | FCZ17 Tot | Health Care | 0% | 0% | 0% | 0% | 0% | 0% | 0% | 0% | 0% | 0% | 0% | 91.22% | 7.905% | 0.8793% | 0% | 100%
Sites-Based | FCZ17 Tot | Lodging | 0% | 0% | 0% | 0% | 0% | 0% | 0% | 0% | 0% | 0% | 0% | 60.72% | 17.15% | 22.13% | 0% | 100%
Sites-Based | FCZ17 Tot | Miscellaneous | 0% | 0% | 0% | 0% | 0% | 0% | 0% | 0% | 0% | 0% | 0% | 71.92% | 17.15% | 10.93% | 0% | 100%
Sites-Based | FCZ17 Tot | Office, Large | 0% | 0% | 0% | 0% | 0% | 0% | 0% | 0% | 0% | 0% | 0% | 67.39% | 9.652% | 22.96% | 0% | 100%
Sites-Based | FCZ17 Tot | Office, Small | 0% | 0% | 0% | 0% | 0% | 0% | 0% | 0% | 0% | 0% | 0% | 74.37% | 7.161% | 18.47% | 0% | 100%
Sites-Based | FCZ17 Tot | Refrigerated Warehouse | 0% | 0% | 0% | 0% | 0% | 0% | 0% | 0% | 0% | 0% | 0% | 46.52% | 0% | 53.48% | 0% | 100%
Sites-Based | FCZ17 Tot | Restaurant | 0% | 0% | 0% | 0% | 0% | 0% | 0% | 0% | 0% | 0% | 0% | 70.28% | 12.67% | 16.29% | 0.76% | 100%
Sites-Based | FCZ17 Tot | Retail | 0% | 0% | 0% | 0% | 0% | 0% | 0% | 0% | 0% | 0% | 0% | 74.68% | 12.82% | 9.319% | 3.186% | 100%
Sites-Based | FCZ17 Tot | School | 0% | 0% | 0% | 0% | 0% | 0% | 0% | 0% | 0% | 0% | 0% | 53.57% | 37.47% | 8.958% | 0% | 100%
Sites-Based | FCZ17 Tot | Warehouse | 0% | 0% | 0% | 0% | 0% | 0% | 0% | 0% | 0% | 0% | 0% | 94.15% | 3.672% | 2.175% | 0% | 100%
Sites-Based | FCZ17 Tot | All Commercial | 0% | 0% | 0% | 0% | 0% | 0% | 0% | 0% | 0% | 0% | 0% | 74.26% | 12.32% | 12.45% | 0.9725% | 100%
Sites-Based | PG&E | College | 0% | 0% | 0% | 0.05142% | 0% | 0.0285% | 0% | 0% | 0% | 0% | 0.02788% | 59.07% | 23.01% | 17.43% | 0.3902% | 100%
Sites-Based | PG&E | Food Stores | 0% | 0% | 0% | 0% | 0% | 0% | 0% | 0% | 0% | 0% | 0.09013% | 63.28% | 14.16% | 21.2% | 1.27% | 100%
Sites-Based | PG&E | Health Care | 0% | 0% | 0% | 0% | 0% | 0% | 0% | 0% | 0% | 0% | 0% | 57.12% | 8.861% | 29.82% | 4.203% | 100%
Sites-Based | PG&E | Lodging | 0% | 0% | 0% | 0% | 0% | 0% | 0.1181% | 0% | 0% | 0% | 0% | 67.46% | 6.19% | 24.84% | 1.389% | 100%
Sites-Based | PG&E | Miscellaneous | 0% | 0% | 0% | 0% | 0% | 0% | 0% | 0% | 0% | 0% | 0% | 64.81% | 11.55% | 20.31% | 3.341% | 100%
Sites-Based | PG&E | Office, Large | 0% | 0% | 0% | 0% | 0% | 0.24% | 0% | 0% | 0% | 0% | 0.24% | 61.77% | 4.849% | 31.78% | 1.126% | 100%
Sites-Based | PG&E | Office, Small | 0% | 0% | 0% | 0% | 0% | 0% | 0% | 0% | 0% | 0% | 0.05653% | 61.42% | 7.787% | 29.14% | 1.599% | 100%
Sites-Based | PG&E | Refrigerated Warehouse | 0% | 0% | 0% | 0% | 0% | 0% | 0% | 0% | 0% | 0% | 0% | 64.71% | 11.08% | 19.48% | 4.727% | 100%
Sites-Based | PG&E | Restaurant | 0% | 0% | 0% | 0% | 0% | 0% | 0% | 0% | 0% | 0% | 0% | 57.08% | 13.22% | 27.01% | 2.694% | 100%
Sites-Based | PG&E | Retail | 0% | 0% | 0% | 0% | 0% | 0% | 0% | 0% | 0% | 0% | 0% | 63.89% | 14.55% | 20.12% | 1.444% | 100%
Sites-Based | PG&E | School | 0% | 0% | 0% | 0% | 0% | 0% | 0% | 0% | 0% | 0% | 0% | 67.77% | 12.07% | 19.14% | 1.02% | 100%
Sites-Based | PG&E | Warehouse | 0% | 0% | 0% | 0% | 0% | 0% | 0% | 0% | 0% | 0% | 0% | 59.73% | 10.49% | 28.15% | 1.63% | 100%
Sites-Based | PG&E | All Commercial | 0% | 0% | 0% | 0.0009167% | 0% | 0.004368% | 0.002046% | 0% | 0% | 0% | 0.0263% | 62.1% | 11.36% | 24.5% | 2.01% | 100%
Sites-Based | SCE | College | 0% | 0% | 0% | 0% | 0% | 0% | 0% | 0% | 0.04836% | 0% | 0.1943% | 66.94% | 4.495% | 26.31% | 2.013% | 100%
Sites-Based | SCE | Food Stores | 0% | 0% | 0% | 0% | 0% | 0% | 0% | 0% | 0% | 0% | 0% | 73.5% | 9.486% | 15.15% | 1.857% | 100%
Sites-Based | SCE | Health Care | 0% | 0% | 0% | 0% | 0% | 0% | 0% | 0% | 0% | 0% | 0% | 61.27% | 13.16% | 22.91% | 2.66% | 100%
Sites-Based | SCE | Lodging | 0% | 0% | 0% | 0% | 0% | 0% | 0% | 0% | 0% | 0% | 0% | 70.4% | 11.1% | 16.36% | 2.143% | 100%
Sites-Based | SCE | Miscellaneous | 0% | 0% | 0% | 0% | 0% | 0% | 0% | 0% | 0% | 0% | 0% | 72.67% | 9.968% | 16.9% | 0.4684% | 100%
Sites-Based | SCE | Office, Large | 0% | 0% | 0% | 0% | 0% | 0% | 0% | 0% | 0% | 0% | 0% | 56.13% | 9.795% | 32.69% | 1.384% | 100%
Sites-Based | SCE | Office, Small | 0% | 0% | 0% | 0% | 0% | 0% | 0% | 0% | 0% | 0% | 0% | 65.5% | 10.01% | 23.17% | 1.324% | 100%
Sites-Based | SCE | Refrigerated Warehouse | 0% | 0% | 0% | 0% | 0% | 0% | 0% | 0% | 0% | 0% | 0% | 58.01% | 17.97% | 19.75% | 4.258% | 100%
Sites-Based | SCE | Restaurant | 0% | 0% | 0% | 0% | 0% | 0% | 0% | 0% | 0% | 0% | 0% | 61.74% | 10.45% | 26.26% | 1.548% | 100%
Sites-Based | SCE | Retail | 0% | 0% | 0% | 0% | 0% | 0% | 0% | 0% | 0% | 0% | 0% | 67.91% | 9.741% | 20.92% | 1.421% | 100%
Sites-Based | SCE | School | 0% | 0% | 0% | 0% | 0% | 0% | 0% | 0% | 0% | 0% | 0% | 69.31% | 8.336% | 21.46% | 0.8875% | 100%
Sites-Based | SCE | Warehouse | 0% | 0% | 0% | 0% | 0% | 0% | 0% | 0% | 0% | 0% | 0.1109% | 65.24% | 11.31% | 21.83% | 1.509% | 100%
Sites-Based | SCE | All Commercial | 0% | 0% | 0% | 0% | 0% | 0% | 0% | 0% | 0.0008253% | 0% | 0.01011% | 67.17% | 9.999% | 21.5% | 1.32% | 100%
Sites-Based | SDG&E | College | 0% | 0% | 0% | 0% | 0% | 0% | 0% | 0% | 0% | 0% | 0% | 54.21% | 13.03% | 31.97% | 0.7876% | 100%
Sites-Based | SDG&E | Food Stores | 0% | 0% | 0% | 0% | 0% | 0% | 0% | 0% | 0% | 0% | 0% | 65.2% | 8.008% | 26.19% | 0.6016% | 100%
Sites-Based | SDG&E | Health Care | 0% | 0% | 0% | 0% | 0% | 0% | 0% | 0% | 0% | 0% | 0% | 76.02% | 3.317% | 15.61% | 5.049% | 100%
Sites-Based | SDG&E | Lodging | 0% | 0% | 0% | 0% | 0% | 0% | 0% | 0% | 0% | 0% | 0% | 68.07% | 3.847% | 24.23% | 3.846% | 100%
Sites-Based | SDG&E | Miscellaneous | 0% | 0% | 0% | 0% | 0% | 0% | 0% | 0% | 0% | 0% | 0% | 69.23% | 13.3% | 16.66% | 0.8097% | 100%
Sites-Based | SDG&E | Office, Large | 0% | 0% | 0% | 0% | 0% | 0% | 0% | 0% | 0% | 0% | 0% | 60.48% | 1.824% | 35.76% | 1.927% | 100%
Sites-Based | SDG&E | Office, Small | 0% | 0% | 0% | 0% | 0% | 0% | 0% | 0% | 0% | 0% | 0% | 69.8% | 11.54% | 18.36% | 0.3089% | 100%
Sites-Based | SDG&E | Refrigerated Warehouse | 0% | 0% | 0% | 0% | 0% | 0% | 0% | 0% | 0% | 0% | 0% | 31.14% | 0% | 63.23% | 5.624% | 100%
Sites-Based | SDG&E | Restaurant | 0% | 0% | 0% | 0% | 0% | 0% | 0% | 0% | 0% | 0% | 0% | 65.09% | 7.88% | 23.68% | 3.348% | 100%
Sites-Based | SDG&E | Retail | 0% | 0% | 0% | 0% | 0% | 0% | 0% | 0% | 0% | 0% | 0.09531% | 54.1% | 25.37% | 20.17% | 0.2748% | 100%
Sites-Based | SDG&E | School | 0% | 0% | 0% | 0% | 0% | 0% | 0% | 0% | 0% | 0% | 0% | 53.67% | 6.505% | 39.83% | 0% | 100%
Sites-Based | SDG&E | Warehouse | 0% | 0% | 0% | 0% | 0% | 0% | 0% | 0% | 0% | 0% | 0% | 62.43% | 8.701% | 28.52% | 0.3525% | 100%
Sites-Based | SDG&E | All Commercial | 0% | 0% | 0% | 0% | 0% | 0% | 0% | 0% | 0% | 0% | 0.01833% | 64.81% | 13.07% | 21.14% | 0.9541% | 100%
Sites-Based | LADWP | College | 0% | 0% | 0% | 0% | 0% | 0% | 0.4719% | 0% | 0% | 0% | 0% | 76.15% | 16.85% | 6.531% | 0% | 100%
Sites-Based | LADWP | Food Stores | 0% | 0% | 0% | 0% | 0% | 0% | 0% | 0% | 0% | 0% | 0% | 80.31% | 8.704% | 9.336% | 1.647% | 100%
Sites-Based | LADWP | Health Care | 0% | 0% | 0% | 0% | 0% | 0% | 0% | 0% | 0% | 0% | 0% | 54.97% | 44.73% | 0.3011% | 0% | 100%
Sites-Based | LADWP | Lodging | 0% | 0% | 0% | 0% | 0% | 0% | 0% | 0% | 0% | 0% | 0% | 66.77% | 2.264% | 24.65% | 6.316% | 100%
Sites-Based | LADWP | Miscellaneous | 0% | 0% | 0% | 0% | 0% | 0% | 0% | 0% | 0% | 0% | 0% | 82.33% | 7.298% | 10.38% | 0% | 100%
Sites-Based | LADWP | Office, Large | 0% | 0% | 0% | 0% | 0% | 0% | 0% | 0% | 0% | 0% | 2.794% | 78.57% | 1.882% | 16.12% | 0.6318% | 100%
Sites-Based | LADWP | Office, Small | 0% | 0% | 0% | 0% | 0% | 0% | 0% | 0% | 0% | 0% | 0% | 88.66% | 3.382% | 7.96% | 0% | 100%
Sites-Based | LADWP | Refrigerated Warehouse | 0% | 0% | 0% | 0% | 0% | 0% | 0% | 0% | 0% | 0% | 0% | 66.96% | 7.336% | 25.7% | 0% | 100%
Sites-Based | LADWP | Restaurant | 0% | 0% | 0% | 0% | 0% | 0% | 0% | 0% | 0% | 0% | 0% | 73.27% | 12.51% | 14.02% | 0.2007% | 100%
Sites-Based | LADWP | Retail | 0% | 0% | 0% | 0% | 0% | 0% | 0% | 0% | 0% | 0% | 0% | 70.5% | 10.79% | 17.81% | 0.9023% | 100%
Sites-Based | LADWP | School | 0% | 0% | 0% | 0% | 0% | 0% | 0% | 0% | 0% | 0% | 0% | 66.14% | 14.31% | 19.55% | 0% | 100%
Sites-Based | LADWP | Warehouse | 0% | 0% | 0% | 0% | 0% | 0% | 0% | 0% | 0% | 0% | 0% | 91.53% | 5.636% | 2.832% | 0% | 100%
Sites-Based | LADWP | All Commercial | 0% | 0% | 0% | 0% | 0% | 0% | 0.001926% | 0% | 0% | 0% | 0.04267% | 77.61% | 9.238% | 12.66% | 0.4437% | 100%
Sites-Based | SMUD | College | 0% | 0% | 0% | 0% | 0% | 0% | 0% | 0% | 0% | 0% | 0% | 58.5% | 0% | 39.86% | 1.644% | 100%
Sites-Based | SMUD | Food Stores | 0% | 0% | 0% | 0% | 0% | 0% | 0% | 0% | 0% | 0% | 0.7641% | 68.94% | 1.697% | 27.93% | 0.6671% | 100%
Sites-Based | SMUD | Health Care | 0% | 0% | 0% | 0% | 0% | 0% | 0% | 0% | 0% | 0% | 0% | 57.63% | 0.6798% | 40.2% | 1.486% | 100%
Sites-Based | SMUD | Lodging | 0% | 0% | 0% | 0% | 0% | 0% | 0% | 0% | 0% | 0% | 0% | 47.08% | 4.483% | 43.66% | 4.779% | 100%
Sites-Based | SMUD | Miscellaneous | 0% | 0% | 0% | 0% | 0% | 0% | 0% | 0% | 0% | 0% | 0% | 76.07% | 1.781% | 21.85% | 0.2974% | 100%
Sites-Based | SMUD | Office, Large | 0% | 0% | 0% | 0% | 0% | 0% | 0% | 0% | 0% | 0% | 0% | 65.47% | 0% | 34.53% | 0% | 100%
Sites-Based | SMUD | Office, Small | 0% | 0% | 0% | 0% | 0% | 0% | 0% | 0% | 0% | 0% | 0% | 73.89% | 1.9% | 23.14% | 1.075% | 100%
Sites-Based | SMUD | Refrigerated Warehouse | 0% | 0% | 0% | 0% | 0% | 0% | 0% | 0% | 0% | 0% | 0% | 51.77% | 0% | 39.4% | 8.826% | 100%
Sites-Based | SMUD | Restaurant | 0% | 0% | 0% | 0% | 0% | 0% | 0% | 0% | 0% | 0% | 0% | 55.01% | 3.406% | 38.72% | 2.866% | 100%
Sites-Based | SMUD | Retail | 0% | 0% | 0% | 0% | 0% | 0% | 0% | 0% | 0% | 0% | 0.1406% | 68.61% | 2.378% | 27.92% | 0.9542% | 100%
Sites-Based | SMUD | School | 0% | 0% | 0% | 0% | 0% | 0% | 0% | 0% | 0% | 0% | 6.224% | 73.52% | 1.731% | 18.31% | 0.212% | 100%
Sites-Based | SMUD | Warehouse | 0% | 0% | 0% | 0% | 0% | 0% | 0% | 0% | 0% | 0% | 0% | 60.86% | 2.679% | 36.46% | 0% | 100%
Sites-Based | SMUD | All Commercial | 0% | 0% | 0% | 0% | 0% | 0% | 0% | 0% | 0% | 0% | 0.2413% | 68.84% | 2.108% | 27.73% | 1.078% | 100%
Sites-Based | FCZ01 | College | 0% | 0% | 0% | 0% | 0% | 0% | 0% | 0% | 0% | 0% | 0% | 88.89% | 6.969% | 4.088% | 0.05708% | 100%
Sites-Based | FCZ01 | Food Stores | 0% | 0% | 0% | 0% | 0% | 0% | 0% | 0% | 0% | 0% | 0% | 77.34% | 8.141% | 14.23% | 0.2846% | 100%
Sites-Based | FCZ01 | Health Care | 0% | 0% | 0% | 0% | 0% | 0% | 0% | 0% | 0% | 0% | 0% | 63.96% | 7.5% | 25.7% | 2.844% | 100%
Sites-Based | FCZ01 | Lodging | 0% | 0% | 0% | 0% | 0% | 0% | 0% | 0% | 0% | 0% | 0% | 66.23% | 7.226% | 25% | 1.551% | 100%
Sites-Based | FCZ01 | Miscellaneous | 0% | 0% | 0% | 0% | 0% | 0% | 0% | 0% | 0% | 0% | 0% | 75.35% | 8.884% | 13.94% | 1.82% | 100%
Sites-Based | FCZ01 | Office, Large | 0% | 0% | 0% | 0% | 0% | 0.3282% | 0% | 0% | 0% | 0% | 0.3282% | 68.03% | 2.751% | 27.32% | 1.24% | 100%
Sites-Based | FCZ01 | Office, Small | 0% | 0% | 0% | 0% | 0% | 0% | 0% | 0% | 0% | 0% | 0.1156% | 71.25% | 6.009% | 20.13% | 2.497% | 100%
Sites-Based | FCZ01 | Refrigerated Warehouse | 0% | 0% | 0% | 0% | 0% | 0% | 0% | 0% | 0% | 0% | 0% | 85.62% | 9.877% | 3.714% | 0.7901% | 100%
Sites-Based | FCZ01 | Restaurant | 0% | 0% | 0% | 0% | 0% | 0% | 0% | 0% | 0% | 0% | 0% | 65.57% | 12.24% | 20.15% | 2.035% | 100%
Sites-Based | FCZ01 | Retail | 0% | 0% | 0% | 0% | 0% | 0% | 0% | 0% | 0% | 0% | 0% | 74.15% | 10.7% | 14.17% | 0.9835% | 100%
Sites-Based | FCZ01 | School | 0% | 0% | 0% | 0% | 0% | 0% | 0% | 0% | 0% | 0% | 0% | 74.79% | 13.71% | 10.01% | 1.486% | 100%
Sites-Based | FCZ01 | Warehouse | 0% | 0% | 0% | 0% | 0% | 0% | 0% | 0% | 0% | 0% | 0% | 78.11% | 7.985% | 13.69% | 0.22% | 100%
Sites-Based | FCZ01 | All Commercial | 0% | 0% | 0% | 0% | 0% | 0.009248% | 0% | 0% | 0% | 0% | 0.03994% | 72.45% | 8.824% | 17.04% | 1.639% | 100%
Sites-Based | FCZ02 | College | 0% | 0% | 0% | 0% | 0% | 0% | 0% | 0% | 0% | 0% | 0% | 46.14% | 43.45% | 10.41% | 0% | 100%
Sites-Based | FCZ02 | Food Stores | 0% | 0% | 0% | 0% | 0% | 0% | 0% | 0% | 0% | 0% | 0% | 61.94% | 16.59% | 21.27% | 0.2041% | 100%
Sites-Based | FCZ02 | Health Care | 0% | 0% | 0% | 0% | 0% | 0% | 0% | 0% | 0% | 0% | 0% | 60.1% | 2.646% | 33.3% | 3.949% | 100%
Sites-Based | FCZ02 | Lodging | 0% | 0% | 0% | 0% | 0% | 0% | 0% | 0% | 0% | 0% | 0% | 67.39% | 1.128% | 30.72% | 0.7635% | 100%
Sites-Based | FCZ02 | Miscellaneous | 0% | 0% | 0% | 0% | 0% | 0% | 0% | 0% | 0% | 0% | 0% | 66.18% | 11.25% | 20.28% | 2.289% | 100%
Sites-Based | FCZ02 | Office, Large | 0% | 0% | 0% | 0% | 0% | 0% | 0% | 0% | 0% | 0% | 0% | 58.69% | 0% | 41.31% | 0% | 100%
Sites-Based | FCZ02 | Office, Small | 0% | 0% | 0% | 0% | 0% | 0% | 0% | 0% | 0% | 0% | 0% | 75.72% | 4.92% | 18.76% | 0.6014% | 100%
Sites-Based | FCZ02 | Refrigerated Warehouse | 0% | 0% | 0% | 0% | 0% | 0% | 0% | 0% | 0% | 0% | 0% | 68.19% | 3.302% | 28.51% | 0% | 100%
Sites-Based | FCZ02 | Restaurant | 0% | 0% | 0% | 0% | 0% | 0% | 0% | 0% | 0% | 0% | 0% | 65.37% | 12.86% | 19.62% | 2.144% | 100%
Sites-Based | FCZ02 | Retail | 0% | 0% | 0% | 0% | 0% | 0% | 0% | 0% | 0% | 0% | 0% | 67.49% | 10.37% | 21.45% | 0.6923% | 100%
Sites-Based | FCZ02 | School | 0% | 0% | 0% | 0% | 0% | 0% | 0% | 0% | 0% | 0% | 0% | 85.09% | 5.988% | 8.925% | 0% | 100%
Sites-Based | FCZ02 | Warehouse | 0% | 0% | 0% | 0% | 0% | 0% | 0% | 0% | 0% | 0% | 0% | 72.19% | 5.873% | 20.91% | 1.02% | 100%
Sites-Based | FCZ02 | All Commercial | 0% | 0% | 0% | 0% | 0% | 0% | 0% | 0% | 0% | 0% | 0% | 69.59% | 8.849% | 20.44% | 1.122% | 100%
Sites-Based | FCZ03 | College | 0% | 0% | 0% | 0% | 0% | 0.4656% | 0% | 0% | 0% | 0% | 0% | 19.09% | 79.52% | 0.9312% | 0% | 100%
Sites-Based | FCZ03 | Food Stores | 0% | 0% | 0% | 0% | 0% | 0% | 0% | 0% | 0% | 0% | 0% | 53.59% | 19.96% | 24.38% | 2.075% | 100%
Sites-Based | FCZ03 | Health Care | 0% | 0% | 0% | 0% | 0% | 0% | 0% | 0% | 0% | 0% | 0% | 62.37% | 5.016% | 28.88% | 3.729% | 100%
Sites-Based | FCZ03 | Lodging | 0% | 0% | 0% | 0% | 0% | 0% | 0% | 0% | 0% | 0% | 0% | 61.54% | 7.765% | 30.7% | 0% | 100%
Sites-Based | FCZ03 | Miscellaneous | 0% | 0% | 0% | 0% | 0% | 0% | 0% | 0% | 0% | 0% | 0% | 66.94% | 20.36% | 12.51% | 0.1893% | 100%
Sites-Based | FCZ03 | Office, Large | 0% | 0% | 0% | 0% | 0% | 0% | 0% | 0% | 0% | 0% | 0% | 74.26% | 0% | 25.74% | 0% | 100%
Sites-Based | FCZ03 | Office, Small | 0% | 0% | 0% | 0% | 0% | 0% | 0% | 0% | 0% | 0% | 0.341% | 52.77% | 13.53% | 32.11% | 1.253% | 100%
Sites-Based | FCZ03 | Refrigerated Warehouse | 0% | 0% | 0% | 0% | 0% | 0% | 0% | 0% | 0% | 0% | 0% | 65.52% | 0% | 34.48% | 0% | 100%
Sites-Based | FCZ03 | Restaurant | 0% | 0% | 0% | 0% | 0% | 0% | 0% | 0% | 0% | 0% | 0% | 66.48% | 2.597% | 30.92% | 0% | 100%
Sites-Based | FCZ03 | Retail | 0% | 0% | 0% | 0% | 0% | 0% | 0% | 0% | 0% | 0% | 0% | 52.7% | 24.24% | 22.55% | 0.5124% | 100%
Sites-Based | FCZ03 | School | 0% | 0% | 0% | 0% | 0% | 0% | 0% | 0% | 0% | 0% | 0% | 71.57% | 19.73% | 8.699% | 0% | 100%
Sites-Based | FCZ03 | Warehouse | 0% | 0% | 0% | 0% | 0% | 0% | 0% | 0% | 0% | 0% | 0% | 46.34% | 27.7% | 25.56% | 0.407% | 100%
Sites-Based | FCZ03 | All Commercial | 0% | 0% | 0% | 0% | 0% | 0.01289% | 0% | 0% | 0% | 0% | 0.08998% | 57.74% | 18.75% | 22.71% | 0.6898% | 100%
Sites-Based | FCZ04 | College | 0% | 0% | 0% | 0% | 0% | 0% | 0% | 0% | 0% | 0% | 0% | 29.74% | 9.152% | 58.85% | 2.263% | 100%
Sites-Based | FCZ04 | Food Stores | 0% | 0% | 0% | 0% | 0% | 0% | 0% | 0% | 0% | 0% | 0% | 50.53% | 14.04% | 30.25% | 5.185% | 100%
Sites-Based | FCZ04 | Health Care | 0% | 0% | 0% | 0% | 0% | 0% | 0% | 0% | 0% | 0% | 0% | 50.21% | 7.387% | 41.24% | 1.17% | 100%
Sites-Based | FCZ04 | Lodging | 0% | 0% | 0% | 0% | 0% | 0% | 0% | 0% | 0% | 0% | 0% | 62.29% | 5.934% | 28.81% | 2.967% | 100%
Sites-Based | FCZ04 | Miscellaneous | 0% | 0% | 0% | 0% | 0% | 0% | 0% | 0% | 0% | 0% | 0% | 51.36% | 9.706% | 35.7% | 3.233% | 100%
Sites-Based | FCZ04 | Office, Large | 0% | 0% | 0% | 0% | 0% | 0% | 0% | 0% | 0% | 0% | 0% | 28.47% | 11.03% | 58.45% | 2.054% | 100%
Sites-Based | FCZ04 | Office, Small | 0% | 0% | 0% | 0% | 0% | 0% | 0% | 0% | 0% | 0% | 0% | 28.44% | 7.394% | 62.98% | 1.186% | 100%
Sites-Based | FCZ04 | Refrigerated Warehouse | 0% | 0% | 0% | 0% | 0% | 0% | 0% | 0% | 0% | 0% | 0% | 42.08% | 8.143% | 47.32% | 2.453% | 100%
Sites-Based | FCZ04 | Restaurant | 0% | 0% | 0% | 0% | 0% | 0% | 0% | 0% | 0% | 0% | 0% | 30.64% | 17.04% | 48.01% | 4.311% | 100%
Sites-Based | FCZ04 | Retail | 0% | 0% | 0% | 0% | 0% | 0% | 0% | 0% | 0% | 0% | 0% | 45.19% | 14.6% | 38.66% | 1.544% | 100%
Sites-Based | FCZ04 | School | 0% | 0% | 0% | 0% | 0% | 0% | 0% | 0% | 0% | 0% | 0% | 46.84% | 7.781% | 42.82% | 2.563% | 100%
Sites-Based | FCZ04 | Warehouse | 0% | 0% | 0% | 0% | 0% | 0% | 0% | 0% | 0% | 0% | 0% | 42.57% | 11.62% | 45.15% | 0.662% | 100%
Sites-Based | FCZ04 | All Commercial | 0% | 0% | 0% | 0% | 0% | 0% | 0% | 0% | 0% | 0% | 0% | 40.24% | 10.97% | 46.5% | 2.293% | 100%
Sites-Based | FCZ05 | College | 0% | 0% | 0% | 0.6591% | 0% | 0% | 0% | 0% | 0% | 0% | 0% | 58.69% | 31.5% | 9.151% | 0% | 100%
Sites-Based | FCZ05 | Food Stores | 0% | 0% | 0% | 0% | 0% | 0% | 0% | 0% | 0% | 0% | 0% | 49.85% | 20.38% | 28.92% | 0.8545% | 100%
Sites-Based | FCZ05 | Health Care | 0% | 0% | 0% | 0% | 0% | 0% | 0% | 0% | 0% | 0% | 0% | 43.42% | 21.55% | 24.1% | 10.92% | 100%
Sites-Based | FCZ05 | Lodging | 0% | 0% | 0% | 0% | 0% | 0% | 0% | 0% | 0% | 0% | 0% | 64.1% | 9.322% | 26.32% | 0.2511% | 100%
Sites-Based | FCZ05 | Miscellaneous | 0% | 0% | 0% | 0% | 0% | 0% | 0% | 0% | 0% | 0% | 0% | 56.61% | 15.84% | 24.15% | 3.403% | 100%
Sites-Based | FCZ05 | Office, Large | 0% | 0% | 0% | 0% | 0% | 0% | 0% | 0% | 0% | 0% | 0% | 55.72% | 22.92% | 21.35% | 0% | 100%
Sites-Based | FCZ05 | Office, Small | 0% | 0% | 0% | 0% | 0% | 0% | 0% | 0% | 0% | 0% | 0% | 54.56% | 9.859% | 33.56% | 2.017% | 100%
Sites-Based | FCZ05 | Refrigerated Warehouse | 0% | 0% | 0% | 0% | 0% | 0% | 0% | 0% | 0% | 0% | 0% | 51.05% | 14.74% | 26.37% | 7.84% | 100%
Sites-Based | FCZ05 | Restaurant | 0% | 0% | 0% | 0% | 0% | 0% | 0% | 0% | 0% | 0% | 0% | 41.99% | 14.92% | 38.03% | 5.058% | 100%
Sites-Based | FCZ05 | Retail | 0% | 0% | 0% | 0% | 0% | 0% | 0% | 0% | 0% | 0% | 0% | 55.43% | 21.04% | 20.76% | 2.778% | 100%
Sites-Based | FCZ05 | School | 0% | 0% | 0% | 0% | 0% | 0% | 0% | 0% | 0% | 0% | 0% | 56.14% | 14.73% | 29.12% | 0% | 100%
Sites-Based | FCZ05 | Warehouse | 0% | 0% | 0% | 0% | 0% | 0% | 0% | 0% | 0% | 0% | 0% | 53.22% | 10.09% | 32.37% | 4.323% | 100%
Sites-Based | FCZ05 | All Commercial | 0% | 0% | 0% | 0.005839% | 0% | 0% | 0% | 0% | 0% | 0% | 0% | 53.19% | 15.43% | 28.39% | 2.989% | 100%
Sites-Based | FCZ06 | College | 0% | 0% | 0% | 0% | 0% | 0% | 0% | 0% | 0% | 0% | 0.191% | 15.76% | 53.16% | 30.89% | 0% | 100%
Sites-Based | FCZ06 | Food Stores | 0% | 0% | 0% | 0% | 0% | 0% | 0% | 0% | 0% | 0% | 0.9507% | 53.43% | 23.54% | 21.09% | 0.9849% | 100%
Sites-Based | FCZ06 | Health Care | 0% | 0% | 0% | 0% | 0% | 0% | 0% | 0% | 0% | 0% | 0% | 68.46% | 1.037% | 28.08% | 2.424% | 100%
Sites-Based | FCZ06 | Lodging | 0% | 0% | 0% | 0% | 0% | 0% | 0.482% | 0% | 0% | 0% | 0% | 74.52% | 6.661% | 16.73% | 1.606% | 100%
Sites-Based | FCZ06 | Miscellaneous | 0% | 0% | 0% | 0% | 0% | 0% | 0% | 0% | 0% | 0% | 0% | 62.07% | 11.97% | 14.95% | 11.02% | 100%
Sites-Based | FCZ06 | Office, Large | 0% | 0% | 0% | 0% | 0% | 0% | 0% | 0% | 0% | 0% | 0% | 46.13% | 6.172% | 47.7% | 0% | 100%
Sites-Based | FCZ06 | Office, Small | 0% | 0% | 0% | 0% | 0% | 0% | 0% | 0% | 0% | 0% | 0% | 65.23% | 12.33% | 22.26% | 0.183% | 100%
Sites-Based | FCZ06 | Refrigerated Warehouse | 0% | 0% | 0% | 0% | 0% | 0% | 0% | 0% | 0% | 0% | 0% | 12.42% | 36.01% | 12.42% | 39.15% | 100%
Sites-Based | FCZ06 | Restaurant | 0% | 0% | 0% | 0% | 0% | 0% | 0% | 0% | 0% | 0% | 0% | 57.86% | 14.34% | 25.72% | 2.085% | 100%
Sites-Based | FCZ06 | Retail | 0% | 0% | 0% | 0% | 0% | 0% | 0% | 0% | 0% | 0% | 0% | 55.09% | 23.89% | 18.62% | 2.397% | 100%
Sites-Based | FCZ06 | School | 0% | 0% | 0% | 0% | 0% | 0% | 0% | 0% | 0% | 0% | 0% | 83.02% | 10.08% | 6.9% | 0% | 100%
Sites-Based | FCZ06 | Warehouse | 0% | 0% | 0% | 0% | 0% | 0% | 0% | 0% | 0% | 0% | 0% | 39.94% | 14.46% | 41.07% | 4.536% | 100%
Sites-Based | FCZ06 | All Commercial | 0% | 0% | 0% | 0% | 0% | 0% | 0.01785% | 0% | 0% | 0% | 0.05309% | 59.8% | 15.58% | 21.55% | 3.005% | 100%
Sites-Based | FCZ07 | College | 0% | 0% | 0% | 0% | 0% | 0% | 0% | 0% | 0% | 0% | 0.1228% | 75.21% | 4.214% | 20.46% | 0% | 100%
Sites-Based | FCZ07 | Food Stores | 0% | 0% | 0% | 0% | 0% | 0% | 0% | 0% | 0% | 0% | 0% | 83.05% | 6.906% | 9.748% | 0.3% | 100%
Sites-Based | FCZ07 | Health Care | 0% | 0% | 0% | 0% | 0% | 0% | 0% | 0% | 0% | 0% | 0% | 68.33% | 8.248% | 22.29% | 1.132% | 100%
Sites-Based | FCZ07 | Lodging | 0% | 0% | 0% | 0% | 0% | 0% | 0% | 0% | 0% | 0% | 0% | 73.76% | 10.07% | 13.68% | 2.489% | 100%
Sites-Based | FCZ07 | Miscellaneous | 0% | 0% | 0% | 0% | 0% | 0% | 0% | 0% | 0% | 0% | 0% | 80.9% | 9.466% | 9.071% | 0.5601% | 100%
Sites-Based | FCZ07 | Office, Large | 0% | 0% | 0% | 0% | 0% | 0% | 0% | 0% | 0% | 0% | 0% | 66.71% | 12.27% | 20.43% | 0.584% | 100%
Sites-Based | FCZ07 | Office, Small | 0% | 0% | 0% | 0% | 0% | 0% | 0% | 0% | 0% | 0% | 0% | 76.13% | 9.022% | 13.28% | 1.564% | 100%
Sites-Based | FCZ07 | Refrigerated Warehouse | 0% | 0% | 0% | 0% | 0% | 0% | 0% | 0% | 0% | 0% | 0% | 62.65% | 23.97% | 13.38% | 0% | 100%
Sites-Based | FCZ07 | Restaurant | 0% | 0% | 0% | 0% | 0% | 0% | 0% | 0% | 0% | 0% | 0% | 67.75% | 10.52% | 20.44% | 1.295% | 100%
Sites-Based | FCZ07 | Retail | 0% | 0% | 0% | 0% | 0% | 0% | 0% | 0% | 0% | 0% | 0% | 76.27% | 10.12% | 12.03% | 1.583% | 100%
Sites-Based | FCZ07 | School | 0% | 0% | 0% | 0% | 0% | 0% | 0% | 0% | 0% | 0% | 0% | 80.13% | 8.18% | 11.11% | 0.5818% | 100%
Sites-Based | FCZ07 | Warehouse | 0% | 0% | 0% | 0% | 0% | 0% | 0% | 0% | 0% | 0% | 0% | 74.04% | 13.39% | 11.78% | 0.7884% | 100%
Sites-Based | FCZ07 | All Commercial | 0% | 0% | 0% | 0% | 0% | 0% | 0% | 0% | 0% | 0% | 0.002324% | 75.87% | 9.706% | 13.24% | 1.187% | 100%
Sites-Based | FCZ08 | College | 0% | 0% | 0% | 0% | 0% | 0% | 0% | 0% | 0% | 0% | 1.872% | 60.12% | 1.516% | 36.49% | 0% | 100%
Sites-Based | FCZ08 | Food Stores | 0% | 0% | 0% | 0% | 0% | 0% | 0% | 0% | 0% | 0% | 0% | 67.8% | 8.825% | 18.24% | 5.13% | 100%
Sites-Based | FCZ08 | Health Care | 0% | 0% | 0% | 0% | 0% | 0% | 0% | 0% | 0% | 0% | 0% | 80.3% | 0% | 19.7% | 0% | 100%
Sites-Based | FCZ08 | Lodging | 0% | 0% | 0% | 0% | 0% | 0% | 0% | 0% | 0% | 0% | 0% | 82.26% | 13.26% | 4.476% | 0% | 100%
Sites-Based | FCZ08 | Miscellaneous | 0% | 0% | 0% | 0% | 0% | 0% | 0% | 0% | 0% | 0% | 0% | 68.5% | 8.145% | 22.84% | 0.5198% | 100%
Sites-Based | FCZ08 | Office, Large | 0% | 0% | 0% | 0% | 0% | 0% | 0% | 0% | 0% | 0% | 0% | 41.83% | 0% | 51.48% | 6.691% | 100%
Sites-Based | FCZ08 | Office, Small | 0% | 0% | 0% | 0% | 0% | 0% | 0% | 0% | 0% | 0% | 0% | 78.61% | 4.811% | 16.32% | 0.2616% | 100%
Sites-Based | FCZ08 | Refrigerated Warehouse | 0% | 0% | 0% | 0% | 0% | 0% | 0% | 0% | 0% | 0% | 0% | 83.17% | 16.83% | 0% | 0% | 100%
Sites-Based | FCZ08 | Restaurant | 0% | 0% | 0% | 0% | 0% | 0% | 0% | 0% | 0% | 0% | 0% | 72% | 2.986% | 25.02% | 0% | 100%
Sites-Based | FCZ08 | Retail | 0% | 0% | 0% | 0% | 0% | 0% | 0% | 0% | 0% | 0% | 0% | 73.92% | 10.44% | 15.01% | 0.6334% | 100%
Sites-Based | FCZ08 | School | 0% | 0% | 0% | 0% | 0% | 0% | 0% | 0% | 0% | 0% | 0% | 74.65% | 0% | 24.73% | 0.6176% | 100%
Sites-Based | FCZ08 | Warehouse | 0% | 0% | 0% | 0% | 0% | 0% | 0% | 0% | 0% | 0% | 0% | 62.38% | 9.092% | 28.53% | 0% | 100%
Sites-Based | FCZ08 | All Commercial | 0% | 0% | 0% | 0% | 0% | 0% | 0% | 0% | 0% | 0% | 0.02498% | 73.08% | 6.365% | 19.83% | 0.6998% | 100%
Sites-Based | FCZ09 | College | 0% | 0% | 0% | 0% | 0% | 0% | 0% | 0% | 1.306% | 0% | 0% | 93.43% | 0% | 5.268% | 0% | 100%
Sites-Based | FCZ09 | Food Stores | 0% | 0% | 0% | 0% | 0% | 0% | 0% | 0% | 0% | 0% | 0% | 68.33% | 18.43% | 12.99% | 0.2518% | 100%
Sites-Based | FCZ09 | Health Care | 0% | 0% | 0% | 0% | 0% | 0% | 0% | 0% | 0% | 0% | 0% | 45.28% | 12.77% | 38.73% | 3.217% | 100%
Sites-Based | FCZ09 | Lodging | 0% | 0% | 0% | 0% | 0% | 0% | 0% | 0% | 0% | 0% | 0% | 75.17% | 6.117% | 18.72% | 0% | 100%
Sites-Based | FCZ09 | Miscellaneous | 0% | 0% | 0% | 0% | 0% | 0% | 0% | 0% | 0% | 0% | 0% | 62.91% | 13.79% | 22.73% | 0.567% | 100%
Sites-Based | FCZ09 | Office, Large | 0% | 0% | 0% | 0% | 0% | 0% | 0% | 0% | 0% | 0% | 0% | 79.8% | 0% | 20.2% | 0% | 100%
Sites-Based | FCZ09 | Office, Small | 0% | 0% | 0% | 0% | 0% | 0% | 0% | 0% | 0% | 0% | 0% | 39.87% | 19.97% | 40.16% | 0% | 100%
Sites-Based | FCZ09 | Refrigerated Warehouse | 0% | 0% | 0% | 0% | 0% | 0% | 0% | 0% | 0% | 0% | 0% | 21.45% | 0% | 78.55% | 0% | 100%
Sites-Based | FCZ09 | Restaurant | 0% | 0% | 0% | 0% | 0% | 0% | 0% | 0% | 0% | 0% | 0% | 48.49% | 19.49% | 27.62% | 4.398% | 100%
Sites-Based | FCZ09 | Retail | 0% | 0% | 0% | 0% | 0% | 0% | 0% | 0% | 0% | 0% | 0% | 47.45% | 6.655% | 44.11% | 1.776% | 100%
Sites-Based | FCZ09 | School | 0% | 0% | 0% | 0% | 0% | 0% | 0% | 0% | 0% | 0% | 0% | 52.25% | 11.87% | 35.88% | 0% | 100%
Sites-Based | FCZ09 | Warehouse | 0% | 0% | 0% | 0% | 0% | 0% | 0% | 0% | 0% | 0% | 0% | 47.79% | 20.45% | 31.76% | 0% | 100%
Sites-Based | FCZ09 | All Commercial | 0% | 0% | 0% | 0% | 0% | 0% | 0% | 0% | 0.01909% | 0% | 0% | 51.33% | 14.75% | 32.91% | 1% | 100%
Sites-Based | FCZ10 | College | 0% | 0% | 0% | 0% | 0% | 0% | 0% | 0% | 0% | 0% | 0% | 20.66% | 12.16% | 50.88% | 16.31% | 100%
Sites-Based | FCZ10 | Food Stores | 0% | 0% | 0% | 0% | 0% | 0% | 0% | 0% | 0% | 0% | 0% | 47.8% | 14.03% | 33.81% | 4.37% | 100%
Sites-Based | FCZ10 | Health Care | 0% | 0% | 0% | 0% | 0% | 0% | 0% | 0% | 0% | 0% | 0% | 48.01% | 28.7% | 21.42% | 1.877% | 100%
Sites-Based | FCZ10 | Lodging | 0% | 0% | 0% | 0% | 0% | 0% | 0% | 0% | 0% | 0% | 0% | 58.65% | 10.98% | 26.3% | 4.068% | 100%
Sites-Based | FCZ10 | Miscellaneous | 0% | 0% | 0% | 0% | 0% | 0% | 0% | 0% | 0% | 0% | 0% | 61.91% | 8.146% | 29.88% | 0.06412% | 100%
Sites-Based | FCZ10 | Office, Large | 0% | 0% | 0% | 0% | 0% | 0% | 0% | 0% | 0% | 0% | 0% | 26.66% | 3.829% | 67.59% | 1.918% | 100%
Sites-Based | FCZ10 | Office, Small | 0% | 0% | 0% | 0% | 0% | 0% | 0% | 0% | 0% | 0% | 0% | 45.37% | 13.31% | 40.61% | 0.7069% | 100%
Sites-Based | FCZ10 | Refrigerated Warehouse | 0% | 0% | 0% | 0% | 0% | 0% | 0% | 0% | 0% | 0% | 0% | 12.8% | 0% | 36.62% | 50.58% | 100%
Sites-Based | FCZ10 | Restaurant | 0% | 0% | 0% | 0% | 0% | 0% | 0% | 0% | 0% | 0% | 0% | 48.21% | 7.905% | 42.92% | 0.9655% | 100%
Sites-Based | FCZ10 | Retail | 0% | 0% | 0% | 0% | 0% | 0% | 0% | 0% | 0% | 0% | 0% | 49.88% | 6.132% | 42.72% | 1.265% | 100%
Sites-Based | FCZ10 | School | 0% | 0% | 0% | 0% | 0% | 0% | 0% | 0% | 0% | 0% | 0% | 53.05% | 3.801% | 43.15% | 0% | 100%
Sites-Based | FCZ10 | Warehouse | 0% | 0% | 0% | 0% | 0% | 0% | 0% | 0% | 0% | 0% | 0.5855% | 47.63% | 4.389% | 42.59% | 4.807% | 100%
Sites-Based | FCZ10 | All Commercial | 0% | 0% | 0% | 0% | 0% | 0% | 0% | 0% | 0% | 0% | 0.04513% | 49.9% | 9.305% | 39.14% | 1.61% | 100%
Sites-Based | FCZ11 | College | 0% | 0% | 0% | 0% | 0% | 0% | 0% | 0% | 0% | 0% | 0% | 59.24% | 0% | 40.47% | 0.286% | 100%
Sites-Based | FCZ11 | Food Stores | 0% | 0% | 0% | 0% | 0% | 0% | 0% | 0% | 0% | 0% | 0% | 51.13% | 17.08% | 24.49% | 7.307% | 100%
Sites-Based | FCZ11 | Health Care | 0% | 0% | 0% | 0% | 0% | 0% | 0% | 0% | 0% | 0% | 0% | 32.93% | 26.61% | 27.03% | 13.43% | 100%
Sites-Based | FCZ11 | Lodging | 0% | 0% | 0% | 0% | 0% | 0% | 0% | 0% | 0% | 0% | 0% | 55.12% | 18.63% | 24.86% | 1.391% | 100%
Sites-Based | FCZ11 | Miscellaneous | 0% | 0% | 0% | 0% | 0% | 0% | 0% | 0% | 0% | 0% | 0% | 53.04% | 14.5% | 31.95% | 0.5046% | 100%
Sites-Based | FCZ11 | Office, Large | 0% | 0% | 0% | 0% | 0% | 0% | 0% | 0% | 0% | 0% | 0% | 11.94% | 14.85% | 73.21% | 0% | 100%
Sites-Based | FCZ11 | Office, Small | 0% | 0% | 0% | 0% | 0% | 0% | 0% | 0% | 0% | 0% | 0% | 34.33% | 11.02% | 52.56% | 2.089% | 100%
Sites-Based | FCZ11 | Refrigerated Warehouse | 0% | 0% | 0% | 0% | 0% | 0% | 0% | 0% | 0% | 0% | 0% | 59.15% | 0% | 40.85% | 0% | 100%
Sites-Based | FCZ11 | Restaurant | 0% | 0% | 0% | 0% | 0% | 0% | 0% | 0% | 0% | 0% | 0% | 39.8% | 16.08% | 40% | 4.121% | 100%
Sites-Based | FCZ11 | Retail | 0% | 0% | 0% | 0% | 0% | 0% | 0% | 0% | 0% | 0% | 0% | 44.2% | 13.26% | 41.53% | 1.006% | 100%
Sites-Based | FCZ11 | School | 0% | 0% | 0% | 0% | 0% | 0% | 0% | 0% | 0% | 0% | 0% | 36.52% | 14.7% | 44.45% | 4.334% | 100%
Sites-Based | FCZ11 | Warehouse | 0% | 0% | 0% | 0% | 0% | 0% | 0% | 0% | 0% | 0% | 0% | 46.35% | 8.287% | 44.24% | 1.13% | 100%
Sites-Based | FCZ11 | All Commercial | 0% | 0% | 0% | 0% | 0% | 0% | 0% | 0% | 0% | 0% | 0% | 42.61% | 13.33% | 41.8% | 2.261% | 100%
Sites-Based | FCZ12c | College | 0% | 0% | 0% | 0% | 0% | 0% | 0% | 0% | 0% | 0% | 0% | 57.64% | 9.326% | 31.8% | 1.234% | 100%
Sites-Based | FCZ12c | Food Stores | 0% | 0% | 0% | 0% | 0% | 0% | 0% | 0% | 0% | 0% | 0% | 65.3% | 10.25% | 23.48% | 0.966% | 100%
Sites-Based | FCZ12c | Health Care | 0% | 0% | 0% | 0% | 0% | 0% | 0% | 0% | 0% | 0% | 0% | 77.69% | 0% | 14.4% | 7.907% | 100%
Sites-Based | FCZ12c | Lodging | 0% | 0% | 0% | 0% | 0% | 0% | 0% | 0% | 0% | 0% | 0% | 68.45% | 5.562% | 22.1% | 3.89% | 100%
Sites-Based | FCZ12c | Miscellaneous | 0% | 0% | 0% | 0% | 0% | 0% | 0% | 0% | 0% | 0% | 0% | 70.65% | 10.67% | 17.65% | 1.029% | 100%
Sites-Based | FCZ12c | Office, Large | 0% | 0% | 0% | 0% | 0% | 0% | 0% | 0% | 0% | 0% | 0% | 60.11% | 2.186% | 36.53% | 1.17% | 100%
Sites-Based | FCZ12c | Office, Small | 0% | 0% | 0% | 0% | 0% | 0% | 0% | 0% | 0% | 0% | 0% | 75.34% | 5.797% | 18.52% | 0.3454% | 100%
Sites-Based | FCZ12c | Refrigerated Warehouse | 0% | 0% | 0% | 0% | 0% | 0% | 0% | 0% | 0% | 0% | 0% | 31.16% | 0% | 68.84% | 0% | 100%
Sites-Based | FCZ12c | Restaurant | 0% | 0% | 0% | 0% | 0% | 0% | 0% | 0% | 0% | 0% | 0% | 65.56% | 6.201% | 24.26% | 3.982% | 100%
Sites-Based | FCZ12c | Retail | 0% | 0% | 0% | 0% | 0% | 0% | 0% | 0% | 0% | 0% | 0% | 57.16% | 20.24% | 22.6% | 0% | 100%
Sites-Based | FCZ12c | School | 0% | 0% | 0% | 0% | 0% | 0% | 0% | 0% | 0% | 0% | 0% | 35.68% | 8.278% | 56.04% | 0% | 100%
Sites-Based | FCZ12c | Warehouse | 0% | 0% | 0% | 0% | 0% | 0% | 0% | 0% | 0% | 0% | 0% | 59.16% | 5.697% | 34.61% | 0.5405% | 100%
Sites-Based | FCZ12c | All Commercial | 0% | 0% | 0% | 0% | 0% | 0% | 0% | 0% | 0% | 0% | 0% | 67.36% | 9.153% | 22.43% | 1.061% | 100%
Sites-Based | FCZ12i | College | 0% | 0% | 0% | 0% | 0% | 0% | 0% | 0% | 0% | 0% | 0% | 48.16% | 19.56% | 32.28% | 0% | 100%
Sites-Based | FCZ12i | Food Stores | 0% | 0% | 0% | 0% | 0% | 0% | 0% | 0% | 0% | 0% | 0% | 65.04% | 4.303% | 30.66% | 0% | 100%
Sites-Based | FCZ12i | Health Care | 0% | 0% | 0% | 0% | 0% | 0% | 0% | 0% | 0% | 0% | 0% | 73.93% | 7.482% | 17.13% | 1.46% | 100%
Sites-Based | FCZ12i | Lodging | 0% | 0% | 0% | 0% | 0% | 0% | 0% | 0% | 0% | 0% | 0% | 67.24% | 0% | 29.02% | 3.748% | 100%
Sites-Based | FCZ12i | Miscellaneous | 0% | 0% | 0% | 0% | 0% | 0% | 0% | 0% | 0% | 0% | 0% | 67.25% | 16.97% | 15.27% | 0.5036% | 100%
Sites-Based | FCZ12i | Office, Large | 0% | 0% | 0% | 0% | 0% | 0% | 0% | 0% | 0% | 0% | 0% | 62.35% | 0% | 31.91% | 5.744% | 100%
Sites-Based | FCZ12i | Office, Small | 0% | 0% | 0% | 0% | 0% | 0% | 0% | 0% | 0% | 0% | 0% | 56.62% | 25.2% | 17.96% | 0.2219% | 100%
Sites-Based | FCZ12i | Refrigerated Warehouse | 0% | 0% | 0% | 0% | 0% | 0% | 0% | 0% | 0% | 0% | 0% | 30.93% | 0% | 0% | 69.07% | 100%
Sites-Based | FCZ12i | Restaurant | 0% | 0% | 0% | 0% | 0% | 0% | 0% | 0% | 0% | 0% | 0% | 64.13% | 11.32% | 22.5% | 2.051% | 100%
Sites-Based | FCZ12i | Retail | 0% | 0% | 0% | 0% | 0% | 0% | 0% | 0% | 0% | 0% | 0.2536% | 49% | 33.88% | 16.13% | 0.7314% | 100%
Sites-Based | FCZ12i | School | 0% | 0% | 0% | 0% | 0% | 0% | 0% | 0% | 0% | 0% | 0% | 79.04% | 4.003% | 16.95% | 0% | 100%
Sites-Based | FCZ12i | Warehouse | 0% | 0% | 0% | 0% | 0% | 0% | 0% | 0% | 0% | 0% | 0% | 68.56% | 14.33% | 17.1% | 0% | 100%
Sites-Based | FCZ12i | All Commercial | 0% | 0% | 0% | 0% | 0% | 0% | 0% | 0% | 0% | 0% | 0.05362% | 59.91% | 20.61% | 18.67% | 0.7493% | 100%
Sites-Based | FCZ13 | College | 0% | 0% | 0% | 0% | 0% | 0% | 0% | 0% | 0% | 0% | 0% | 58.5% | 0% | 39.86% | 1.644% | 100%
Sites-Based | FCZ13 | Food Stores | 0% | 0% | 0% | 0% | 0% | 0% | 0% | 0% | 0% | 0% | 0.7641% | 68.94% | 1.697% | 27.93% | 0.6671% | 100%
Sites-Based | FCZ13 | Health Care | 0% | 0% | 0% | 0% | 0% | 0% | 0% | 0% | 0% | 0% | 0% | 57.63% | 0.6798% | 40.2% | 1.486% | 100%
Sites-Based | FCZ13 | Lodging | 0% | 0% | 0% | 0% | 0% | 0% | 0% | 0% | 0% | 0% | 0% | 47.08% | 4.483% | 43.66% | 4.779% | 100%
Sites-Based | FCZ13 | Miscellaneous | 0% | 0% | 0% | 0% | 0% | 0% | 0% | 0% | 0% | 0% | 0% | 76.07% | 1.781% | 21.85% | 0.2974% | 100%
Sites-Based | FCZ13 | Office, Large | 0% | 0% | 0% | 0% | 0% | 0% | 0% | 0% | 0% | 0% | 0% | 65.47% | 0% | 34.53% | 0% | 100%
Sites-Based | FCZ13 | Office, Small | 0% | 0% | 0% | 0% | 0% | 0% | 0% | 0% | 0% | 0% | 0% | 73.89% | 1.9% | 23.14% | 1.075% | 100%
Sites-Based | FCZ13 | Refrigerated Warehouse | 0% | 0% | 0% | 0% | 0% | 0% | 0% | 0% | 0% | 0% | 0% | 51.77% | 0% | 39.4% | 8.826% | 100%
Sites-Based | FCZ13 | Restaurant | 0% | 0% | 0% | 0% | 0% | 0% | 0% | 0% | 0% | 0% | 0% | 55.01% | 3.406% | 38.72% | 2.866% | 100%
Sites-Based | FCZ13 | Retail | 0% | 0% | 0% | 0% | 0% | 0% | 0% | 0% | 0% | 0% | 0.1406% | 68.61% | 2.378% | 27.92% | 0.9542% | 100%
Sites-Based | FCZ13 | School | 0% | 0% | 0% | 0% | 0% | 0% | 0% | 0% | 0% | 0% | 6.224% | 73.52% | 1.731% | 18.31% | 0.212% | 100%
Sites-Based | FCZ13 | Warehouse | 0% | 0% | 0% | 0% | 0% | 0% | 0% | 0% | 0% | 0% | 0% | 60.86% | 2.679% | 36.46% | 0% | 100%
Sites-Based | FCZ13 | All Commercial | 0% | 0% | 0% | 0% | 0% | 0% | 0% | 0% | 0% | 0% | 0.2413% | 68.84% | 2.108% | 27.73% | 1.078% | 100%
Sites-Based | FCZ16 | College | 0% | 0% | 0% | 0% | 0% | 0% | 6.677% | 0% | 0% | 0% | 0% | 19.82% | 0% | 73.5% | 0% | 100%
Sites-Based | FCZ16 | Food Stores | 0% | 0% | 0% | 0% | 0% | 0% | 0% | 0% | 0% | 0% | 0% | 86.87% | 3.945% | 7.492% | 1.691% | 100%
Sites-Based | FCZ16 | Health Care | 0% | 0% | 0% | 0% | 0% | 0% | 0% | 0% | 0% | 0% | 0% | 36.1% | 63.9% | 0% | 0% | 100%
Sites-Based | FCZ16 | Lodging | 0% | 0% | 0% | 0% | 0% | 0% | 0% | 0% | 0% | 0% | 0% | 67.35% | 0.8342% | 24.9% | 6.923% | 100%
Sites-Based | FCZ16 | Miscellaneous | 0% | 0% | 0% | 0% | 0% | 0% | 0% | 0% | 0% | 0% | 0% | 87.46% | 2.436% | 10.1% | 0% | 100%
Sites-Based | FCZ16 | Office, Large | 0% | 0% | 0% | 0% | 0% | 0% | 0% | 0% | 0% | 0% | 3.47% | 81.28% | 0% | 14.46% | 0.7849% | 100%
Sites-Based | FCZ16 | Office, Small | 0% | 0% | 0% | 0% | 0% | 0% | 0% | 0% | 0% | 0% | 0% | 96.31% | 1.357% | 2.33% | 0% | 100%
Sites-Based | FCZ16 | Refrigerated Warehouse | 0% | 0% | 0% | 0% | 0% | 0% | 0% | 0% | 0% | 0% | 0% | 76.74% | 10.85% | 12.41% | 0% | 100%
Sites-Based | FCZ16 | Restaurant | 0% | 0% | 0% | 0% | 0% | 0% | 0% | 0% | 0% | 0% | 0% | 74.34% | 12.45% | 13.21% | 0% | 100%
Sites-Based | FCZ16 | Retail | 0% | 0% | 0% | 0% | 0% | 0% | 0% | 0% | 0% | 0% | 0% | 69.2% | 10.16% | 20.45% | 0.1914% | 100%
Sites-Based | FCZ16 | School | 0% | 0% | 0% | 0% | 0% | 0% | 0% | 0% | 0% | 0% | 0% | 70.34% | 6.564% | 23.1% | 0% | 100%
Sites-Based | FCZ16 | Warehouse | 0% | 0% | 0% | 0% | 0% | 0% | 0% | 0% | 0% | 0% | 0% | 88.99% | 7.542% | 3.47% | 0% | 100%
Sites-Based | FCZ16 | All Commercial | 0% | 0% | 0% | 0% | 0% | 0% | 0.002738% | 0% | 0% | 0% | 0.06063% | 79.03% | 7.94% | 12.75% | 0.221% | 100%
Sites-Based | FCZ17 | College | 0% | 0% | 0% | 0% | 0% | 0% | 0% | 0% | 0% | 0% | 0% | 80.43% | 18.13% | 1.437% | 0% | 100%
Sites-Based | FCZ17 | Food Stores | 0% | 0% | 0% | 0% | 0% | 0% | 0% | 0% | 0% | 0% | 0% | 62.24% | 21.82% | 14.42% | 1.526% | 100%
Sites-Based | FCZ17 | Health Care | 0% | 0% | 0% | 0% | 0% | 0% | 0% | 0% | 0% | 0% | 0% | 91.22% | 7.905% | 0.8793% | 0% | 100%
Sites-Based | FCZ17 | Lodging | 0% | 0% | 0% | 0% | 0% | 0% | 0% | 0% | 0% | 0% | 0% | 60.72% | 17.15% | 22.13% | 0% | 100%
Sites-Based | FCZ17 | Miscellaneous | 0% | 0% | 0% | 0% | 0% | 0% | 0% | 0% | 0% | 0% | 0% | 71.92% | 17.15% | 10.93% | 0% | 100%
Sites-Based | FCZ17 | Office, Large | 0% | 0% | 0% | 0% | 0% | 0% | 0% | 0% | 0% | 0% | 0% | 67.39% | 9.652% | 22.96% | 0% | 100%
Sites-Based | FCZ17 | Office, Small | 0% | 0% | 0% | 0% | 0% | 0% | 0% | 0% | 0% | 0% | 0% | 74.37% | 7.161% | 18.47% | 0% | 100%
Sites-Based | FCZ17 | Refrigerated Warehouse | 0% | 0% | 0% | 0% | 0% | 0% | 0% | 0% | 0% | 0% | 0% | 46.52% | 0% | 53.48% | 0% | 100%
Sites-Based | FCZ17 | Restaurant | 0% | 0% | 0% | 0% | 0% | 0% | 0% | 0% | 0% | 0% | 0% | 70.28% | 12.67% | 16.29% | 0.76% | 100%
Sites-Based | FCZ17 | Retail | 0% | 0% | 0% | 0% | 0% | 0% | 0% | 0% | 0% | 0% | 0% | 74.68% | 12.82% | 9.319% | 3.186% | 100%
Sites-Based | FCZ17 | School | 0% | 0% | 0% | 0% | 0% | 0% | 0% | 0% | 0% | 0% | 0% | 53.57% | 37.47% | 8.958% | 0% | 100%
Sites-Based | FCZ17 | Warehouse | 0% | 0% | 0% | 0% | 0% | 0% | 0% | 0% | 0% | 0% | 0% | 94.15% | 3.672% | 2.175% | 0% | 100%
Sites-Based | FCZ17 | All Commercial | 0% | 0% | 0% | 0% | 0% | 0% | 0% | 0% | 0% | 0% | 0% | 74.26% | 12.32% | 12.45% | 0.9725% | 100%

## HVAC Cntrl. Eq Upagrade Vintage
HVAC Control Equipment Upgrade Vintage By Planning Area, Utility & Forecast Zone
Statewide - Participating Utilities1 + Nonparticipating Utilities2 + Non-Surveyed Forecast Zones3 (FCZ)
Utility xxx Tot - Utility xxx Planning Area (Participating Utility xxx + Nonparticipating Utilities within the planning area of Utility xxx)
Utility xxx - Participating Utility xxx
FCZ xx Tot - Participating Utility Forecast Zone Total (FZC xx + Nonparticipating Utilities within the planning area of the corresponding Utility)
FCZ xx - Participating Utility Forecast zone
1- Participating Utilities: PG&E, SCE, SDG&E, LADWP, SMUD
2- Non-Participating Utilities: Other utilities operating within the areas covered by CEUS survey
3- Forecast Zones (FCZ): Climate zones defined for the Energy Commission's Forecast (FCZ01-FCZ17)
Notes
Year Unknown- Indicates there have been upgrades but specific information was not available
Not Available - Indicates no data was available to determine if there have been any upgrades
No Upgrades Reported- Indicates there have not been any upgrades
New Construction- At the time of the survey, sites up to four-years old were considered as "New Construction" (HVAC control equipment installed at the time of construction is at least up to the code, but not considered as upgrade)
Floorspace-Based data is listed on rows 24-582, and Site-Based data on rows 583-1141
Calculation Method | Statewide/ Utility/ FCZ | Building Type | 2000<=X<2005 | 2005<=X<2010 | 2010<=X<2015 | 2015<=X<2021 | Year Unknown | Not Available | No Upgrades | New Construction | Total | ← HVAC control equipment upgrade vintage
Floorspace-Based | Statewide | College | 0% | 0.7862% | 0.6427% | 14.07% | 65.42% | 1.369% | 17.02% | 0.6937% | 100% | ↓ % of Commercial floorspace
Floorspace-Based | Statewide | Food Stores | 0% | 0% | 0.01388% | 0.05255% | 60.46% | 12.23% | 24.99% | 2.253% | 100%
Floorspace-Based | Statewide | Health Care | 0% | 0% | 0% | 0% | 59.79% | 5.696% | 30.49% | 4.016% | 100%
Floorspace-Based | Statewide | Lodging | 0% | 0% | 0% | 0.3% | 55.62% | 7.901% | 30.62% | 5.558% | 100%
Floorspace-Based | Statewide | Miscellaneous | 0% | 0% | 0% | 0% | 65.35% | 8.335% | 24.06% | 2.253% | 100%
Floorspace-Based | Statewide | Office, Large | 0% | 0% | 0% | 0.7562% | 64.13% | 4.539% | 28.97% | 1.6% | 100%
Floorspace-Based | Statewide | Office, Small | 0.04843% | 0% | 0% | 0.06149% | 67.22% | 8.104% | 23.54% | 1.029% | 100%
Floorspace-Based | Statewide | Refrigerated Warehouse | 0% | 0% | 0% | 0% | 41.52% | 16.03% | 29.4% | 13.05% | 100%
Floorspace-Based | Statewide | Restaurant | 0% | 0% | 0% | 0% | 62.77% | 10.8% | 24.57% | 1.861% | 100%
Floorspace-Based | Statewide | Retail | 0% | 0% | 0% | 0.03174% | 51.07% | 11.55% | 32.5% | 4.851% | 100%
Floorspace-Based | Statewide | School | 0% | 0% | 0% | 0% | 68.83% | 7.084% | 23.75% | 0.3316% | 100%
Floorspace-Based | Statewide | Warehouse | 0% | 0% | 0% | 0.7265% | 42.03% | 11.53% | 42.1% | 3.615% | 100%
Floorspace-Based | Statewide | All Commercial | 0.004239% | 0.03431% | 0.02843% | 0.8575% | 59.05% | 8.339% | 28.89% | 2.797% | 100%
Floorspace-Based | PG&E Tot | College | 0% | 0% | 1.984% | 8.407% | 76.54% | 2.165% | 10.04% | 0.8681% | 100%
Floorspace-Based | PG&E Tot | Food Stores | 0% | 0% | 0.03973% | 0% | 56.14% | 12.42% | 29.47% | 1.937% | 100%
Floorspace-Based | PG&E Tot | Health Care | 0% | 0% | 0% | 0% | 50.04% | 2.897% | 42.51% | 4.552% | 100%
Floorspace-Based | PG&E Tot | Lodging | 0% | 0% | 0% | 0.6842% | 59.18% | 3.914% | 33.7% | 2.519% | 100%
Floorspace-Based | PG&E Tot | Miscellaneous | 0% | 0% | 0% | 0% | 64.86% | 6.57% | 25.34% | 3.237% | 100%
Floorspace-Based | PG&E Tot | Office, Large | 0% | 0% | 0% | 1.032% | 65.08% | 4.166% | 26.86% | 2.861% | 100%
Floorspace-Based | PG&E Tot | Office, Small | 0.1235% | 0% | 0% | 0.1568% | 62.3% | 7.383% | 28.57% | 1.466% | 100%
Floorspace-Based | PG&E Tot | Refrigerated Warehouse | 0% | 0% | 0% | 0% | 49.77% | 11.16% | 24.28% | 14.79% | 100%
Floorspace-Based | PG&E Tot | Restaurant | 0% | 0% | 0% | 0% | 59.62% | 13.12% | 24.87% | 2.394% | 100%
Floorspace-Based | PG&E Tot | Retail | 0% | 0% | 0% | 0% | 49.87% | 14.79% | 32.24% | 3.1% | 100%
Floorspace-Based | PG&E Tot | School | 0% | 0% | 0% | 0% | 73.6% | 10.61% | 15.63% | 0.1567% | 100%
Floorspace-Based | PG&E Tot | Warehouse | 0% | 0% | 0% | 0% | 39.16% | 10.33% | 44.03% | 6.478% | 100%
Floorspace-Based | PG&E Tot | All Commercial | 0.01158% | 0% | 0.07765% | 0.5616% | 59.63% | 7.518% | 28.98% | 3.224% | 100%
Floorspace-Based | SCE Tot | College | 0% | 1.942% | 0% | 4.493% | 66.72% | 1.215% | 25.07% | 0.5565% | 100%
Floorspace-Based | SCE Tot | Food Stores | 0% | 0% | 0% | 0% | 62.32% | 17.47% | 17.65% | 2.561% | 100%
Floorspace-Based | SCE Tot | Health Care | 0% | 0% | 0% | 0% | 61.5% | 9.37% | 24.76% | 4.368% | 100%
Floorspace-Based | SCE Tot | Lodging | 0% | 0% | 0% | 0% | 58.1% | 14.71% | 23.17% | 4.02% | 100%
Floorspace-Based | SCE Tot | Miscellaneous | 0% | 0% | 0% | 0% | 62.83% | 12.36% | 23.41% | 1.392% | 100%
Floorspace-Based | SCE Tot | Office, Large | 0% | 0% | 0% | 0% | 56.85% | 8.779% | 33.45% | 0.9194% | 100%
Floorspace-Based | SCE Tot | Office, Small | 0% | 0% | 0% | 0% | 66.12% | 10.34% | 22.53% | 1.014% | 100%
Floorspace-Based | SCE Tot | Refrigerated Warehouse | 0% | 0% | 0% | 0% | 31.36% | 21.21% | 33.43% | 13.99% | 100%
Floorspace-Based | SCE Tot | Restaurant | 0% | 0% | 0% | 0% | 61.57% | 11.35% | 25.45% | 1.629% | 100%
Floorspace-Based | SCE Tot | Retail | 0% | 0% | 0% | 0% | 48.68% | 11.82% | 31.83% | 7.675% | 100%
Floorspace-Based | SCE Tot | School | 0% | 0% | 0% | 0% | 64.92% | 4.787% | 29.69% | 0.6085% | 100%
Floorspace-Based | SCE Tot | Warehouse | 0% | 0% | 0% | 1.119% | 39.4% | 12.59% | 44.01% | 2.881% | 100%
Floorspace-Based | SCE Tot | All Commercial | 0% | 0.0834% | 0% | 0.444% | 54.6% | 10.89% | 30.99% | 2.993% | 100%
Floorspace-Based | SDG&E Tot | College | 0% | 0% | 0% | 0% | 82.78% | 0.664% | 15.82% | 0.7417% | 100%
Floorspace-Based | SDG&E Tot | Food Stores | 0% | 0% | 0% | 0% | 57.53% | 2.172% | 39.8% | 0.4948% | 100%
Floorspace-Based | SDG&E Tot | Health Care | 0% | 0% | 0% | 0% | 70.33% | 0.6848% | 25.02% | 3.972% | 100%
Floorspace-Based | SDG&E Tot | Lodging | 0% | 0% | 0% | 0% | 40.69% | 6.425% | 40.7% | 12.19% | 100%
Floorspace-Based | SDG&E Tot | Miscellaneous | 0% | 0% | 0% | 0% | 65.34% | 7.025% | 24.7% | 2.932% | 100%
Floorspace-Based | SDG&E Tot | Office, Large | 0% | 0% | 0% | 0% | 52.89% | 1.6% | 44.63% | 0.8797% | 100%
Floorspace-Based | SDG&E Tot | Office, Small | 0% | 0% | 0% | 0% | 72.52% | 7.663% | 19.46% | 0.3485% | 100%
Floorspace-Based | SDG&E Tot | Refrigerated Warehouse | 0% | 0% | 0% | 0% | 14.86% | 0% | 81.63% | 3.509% | 100%
Floorspace-Based | SDG&E Tot | Restaurant | 0% | 0% | 0% | 0% | 68.3% | 6.023% | 22.96% | 2.724% | 100%
Floorspace-Based | SDG&E Tot | Retail | 0% | 0% | 0% | 0.1066% | 51.14% | 12.89% | 34.7% | 1.163% | 100%
Floorspace-Based | SDG&E Tot | School | 0% | 0% | 0% | 0% | 52.97% | 3.101% | 43.93% | 0% | 100%
Floorspace-Based | SDG&E Tot | Warehouse | 0% | 0% | 0% | 0% | 55.03% | 6.732% | 36.68% | 1.555% | 100%
Floorspace-Based | SDG&E Tot | All Commercial | 0% | 0% | 0% | 0.01396% | 60.03% | 5.657% | 31.91% | 2.384% | 100%
Floorspace-Based | LADWP Tot | College | 0% | 0% | 0% | 89.03% | 8.943% | 0.8359% | 1.189% | 0% | 100%
Floorspace-Based | LADWP Tot | Food Stores | 0% | 0% | 0% | 0% | 72.34% | 4.142% | 19.72% | 3.792% | 100%
Floorspace-Based | LADWP Tot | Health Care | 0% | 0% | 0% | 0% | 84.33% | 11.37% | 4.299% | 0% | 100%
Floorspace-Based | LADWP Tot | Lodging | 0% | 0% | 0% | 0% | 53.04% | 5.275% | 23.41% | 18.27% | 100%
Floorspace-Based | LADWP Tot | Miscellaneous | 0% | 0% | 0% | 0% | 78.42% | 7.174% | 14.41% | 0% | 100%
Floorspace-Based | LADWP Tot | Office, Large | 0% | 0% | 0% | 1.967% | 82.03% | 0.9195% | 14.79% | 0.2965% | 100%
Floorspace-Based | LADWP Tot | Office, Small | 0% | 0% | 0% | 0% | 89.67% | 4.896% | 5.431% | 0% | 100%
Floorspace-Based | LADWP Tot | Refrigerated Warehouse | 0% | 0% | 0% | 0% | 64.77% | 18.58% | 16.66% | 0% | 100%
Floorspace-Based | LADWP Tot | Restaurant | 0% | 0% | 0% | 0% | 75.48% | 8.877% | 15.41% | 0.2345% | 100%
Floorspace-Based | LADWP Tot | Retail | 0% | 0% | 0% | 0% | 66.63% | 4.234% | 28.42% | 0.7103% | 100%
Floorspace-Based | LADWP Tot | School | 0% | 0% | 0% | 0% | 79.95% | 11.18% | 8.874% | 0% | 100%
Floorspace-Based | LADWP Tot | Warehouse | 0% | 0% | 0% | 0% | 84.9% | 6.348% | 8.756% | 0% | 100%
Floorspace-Based | LADWP Tot | All Commercial | 0% | 0% | 0% | 4.904% | 74.38% | 5.368% | 14.28% | 1.077% | 100%
Floorspace-Based | SMUD Tot | College | 0% | 0% | 0% | 0% | 54.99% | 0% | 42.32% | 2.693% | 100%
Floorspace-Based | SMUD Tot | Food Stores | 0% | 0% | 0% | 1.231% | 57.14% | 0.3861% | 39.01% | 2.235% | 100%
Floorspace-Based | SMUD Tot | Health Care | 0% | 0% | 0% | 0% | 56.18% | 1.455% | 37.88% | 4.492% | 100%
Floorspace-Based | SMUD Tot | Lodging | 0% | 0% | 0% | 0% | 44.76% | 1.196% | 49.09% | 4.959% | 100%
Floorspace-Based | SMUD Tot | Miscellaneous | 0% | 0% | 0% | 0% | 66.16% | 1.388% | 32.4% | 0.04781% | 100%
Floorspace-Based | SMUD Tot | Office, Large | 0% | 0% | 0% | 0% | 59.31% | 0% | 40.69% | 0% | 100%
Floorspace-Based | SMUD Tot | Office, Small | 0% | 0% | 0% | 0% | 68.89% | 1.376% | 28.92% | 0.8142% | 100%
Floorspace-Based | SMUD Tot | Refrigerated Warehouse | 0% | 0% | 0% | 0% | 61.7% | 0% | 9.74% | 28.56% | 100%
Floorspace-Based | SMUD Tot | Restaurant | 0% | 0% | 0% | 0% | 54.77% | 2.071% | 40.6% | 2.552% | 100%
Floorspace-Based | SMUD Tot | Retail | 0% | 0% | 0% | 0.4709% | 49.77% | 0.868% | 45.11% | 3.784% | 100%
Floorspace-Based | SMUD Tot | School | 0% | 0% | 0% | 0% | 80.1% | 5.45% | 14.38% | 0.0629% | 100%
Floorspace-Based | SMUD Tot | Warehouse | 0% | 0% | 0% | 0% | 63.89% | 9.758% | 26.35% | 0% | 100%
Floorspace-Based | SMUD Tot | All Commercial | 0% | 0% | 0% | 0.1191% | 61.24% | 2.099% | 34.76% | 1.784% | 100%
Floorspace-Based | FCZ01 Tot | College | 0% | 0% | 0% | 0% | 97.3% | 1.107% | 0.7733% | 0.8204% | 100%
Floorspace-Based | FCZ01 Tot | Food Stores | 0% | 0% | 0% | 0% | 68.7% | 4.786% | 25.78% | 0.7335% | 100%
Floorspace-Based | FCZ01 Tot | Health Care | 0% | 0% | 0% | 0% | 46.67% | 2.54% | 48.63% | 2.168% | 100%
Floorspace-Based | FCZ01 Tot | Lodging | 0% | 0% | 0% | 0% | 64.58% | 4.5% | 28.4% | 2.52% | 100%
Floorspace-Based | FCZ01 Tot | Miscellaneous | 0% | 0% | 0% | 0% | 69.96% | 5.769% | 21.62% | 2.647% | 100%
Floorspace-Based | FCZ01 Tot | Office, Large | 0% | 0% | 0% | 1.218% | 68.54% | 2.624% | 24.31% | 3.312% | 100%
Floorspace-Based | FCZ01 Tot | Office, Small | 0.2953% | 0% | 0% | 0.196% | 75.19% | 5.857% | 16.9% | 1.569% | 100%
Floorspace-Based | FCZ01 Tot | Refrigerated Warehouse | 0% | 0% | 0% | 0% | 85.62% | 4.69% | 5.368% | 4.32% | 100%
Floorspace-Based | FCZ01 Tot | Restaurant | 0% | 0% | 0% | 0% | 66.61% | 12.45% | 19.24% | 1.694% | 100%
Floorspace-Based | FCZ01 Tot | Retail | 0% | 0% | 0% | 0% | 55.96% | 11.26% | 28.11% | 4.667% | 100%
Floorspace-Based | FCZ01 Tot | School | 0% | 0% | 0% | 0% | 78.33% | 13.98% | 7.456% | 0.2363% | 100%
Floorspace-Based | FCZ01 Tot | Warehouse | 0% | 0% | 0% | 0% | 64.48% | 3.086% | 31.55% | 0.8846% | 100%
Floorspace-Based | FCZ01 Tot | All Commercial | 0.022% | 0% | 0% | 0.3537% | 68.12% | 5.252% | 23.68% | 2.573% | 100%
Floorspace-Based | FCZ02 Tot | College | 0% | 0% | 0% | 0% | 88.37% | 6.049% | 5.581% | 0% | 100%
Floorspace-Based | FCZ02 Tot | Food Stores | 0% | 0% | 0% | 0% | 57.64% | 20.5% | 20.72% | 1.146% | 100%
Floorspace-Based | FCZ02 Tot | Health Care | 0% | 0% | 0% | 0% | 61.98% | 2.969% | 30.88% | 4.168% | 100%
Floorspace-Based | FCZ02 Tot | Lodging | 0% | 0% | 0% | 0% | 61.54% | 1.83% | 35.82% | 0.8158% | 100%
Floorspace-Based | FCZ02 Tot | Miscellaneous | 0% | 0% | 0% | 0% | 70.59% | 4.629% | 21.89% | 2.896% | 100%
Floorspace-Based | FCZ02 Tot | Office, Large | 0% | 0% | 0% | 0% | 71.38% | 0% | 28.62% | 0% | 100%
Floorspace-Based | FCZ02 Tot | Office, Small | 0% | 0% | 0% | 0% | 69.7% | 2.431% | 27.24% | 0.6262% | 100%
Floorspace-Based | FCZ02 Tot | Refrigerated Warehouse | 0% | 0% | 0% | 0% | 91.08% | 1.511% | 7.411% | 0% | 100%
Floorspace-Based | FCZ02 Tot | Restaurant | 0% | 0% | 0% | 0% | 67.49% | 11.89% | 17.77% | 2.841% | 100%
Floorspace-Based | FCZ02 Tot | Retail | 0% | 0% | 0% | 0% | 64.53% | 11.88% | 21.68% | 1.904% | 100%
Floorspace-Based | FCZ02 Tot | School | 0% | 0% | 0% | 0% | 93% | 1.897% | 5.104% | 0% | 100%
Floorspace-Based | FCZ02 Tot | Warehouse | 0% | 0% | 0% | 0% | 42% | 2.703% | 21.31% | 33.99% | 100%
Floorspace-Based | FCZ02 Tot | All Commercial | 0% | 0% | 0% | 0% | 67.31% | 4.601% | 24.26% | 3.824% | 100%
Floorspace-Based | FCZ03 Tot | College | 0% | 0% | 0% | 46% | 50.36% | 3.55% | 0.09123% | 0% | 100%
Floorspace-Based | FCZ03 Tot | Food Stores | 0% | 0% | 0% | 0% | 62.11% | 15.95% | 19.93% | 2.013% | 100%
Floorspace-Based | FCZ03 Tot | Health Care | 0% | 0% | 0% | 0% | 41.9% | 2.696% | 46.19% | 9.213% | 100%
Floorspace-Based | FCZ03 Tot | Lodging | 0% | 0% | 0% | 0% | 24.8% | 12.76% | 62.44% | 0% | 100%
Floorspace-Based | FCZ03 Tot | Miscellaneous | 0% | 0% | 0% | 0% | 58.8% | 20.85% | 19.67% | 0.6766% | 100%
Floorspace-Based | FCZ03 Tot | Office, Large | 0% | 0% | 0% | 0% | 88.9% | 0% | 11.1% | 0% | 100%
Floorspace-Based | FCZ03 Tot | Office, Small | 0% | 0% | 0% | 2.275% | 53.09% | 12.78% | 30.38% | 1.465% | 100%
Floorspace-Based | FCZ03 Tot | Refrigerated Warehouse | 0% | 0% | 0% | 0% | 89.09% | 0% | 10.91% | 0% | 100%
Floorspace-Based | FCZ03 Tot | Restaurant | 0% | 0% | 0% | 0% | 75.41% | 2.234% | 22.36% | 0% | 100%
Floorspace-Based | FCZ03 Tot | Retail | 0% | 0% | 0% | 0% | 56.43% | 10.15% | 30.38% | 3.049% | 100%
Floorspace-Based | FCZ03 Tot | School | 0% | 0% | 0% | 0% | 78.97% | 12.43% | 8.6% | 0% | 100%
Floorspace-Based | FCZ03 Tot | Warehouse | 0% | 0% | 0% | 0% | 38.01% | 6.659% | 54.85% | 0.4799% | 100%
Floorspace-Based | FCZ03 Tot | All Commercial | 0% | 0% | 0% | 3.497% | 58.27% | 12.83% | 24.2% | 1.212% | 100%
Floorspace-Based | FCZ04 Tot | College | 0% | 0% | 0% | 0% | 76.43% | 1.334% | 19.41% | 2.818% | 100%
Floorspace-Based | FCZ04 Tot | Food Stores | 0% | 0% | 0% | 0% | 41.88% | 13.26% | 40.55% | 4.307% | 100%
Floorspace-Based | FCZ04 Tot | Health Care | 0% | 0% | 0% | 0% | 64% | 2.794% | 31.17% | 2.042% | 100%
Floorspace-Based | FCZ04 Tot | Lodging | 0% | 0% | 0% | 0% | 38.65% | 4.538% | 52.92% | 3.896% | 100%
Floorspace-Based | FCZ04 Tot | Miscellaneous | 0% | 0% | 0% | 0% | 46.71% | 6.112% | 42.36% | 4.813% | 100%
Floorspace-Based | FCZ04 Tot | Office, Large | 0% | 0% | 0% | 0% | 16.24% | 25.45% | 57.41% | 0.8985% | 100%
Floorspace-Based | FCZ04 Tot | Office, Small | 0% | 0% | 0% | 0% | 27.85% | 7.132% | 63.51% | 1.511% | 100%
Floorspace-Based | FCZ04 Tot | Refrigerated Warehouse | 0% | 0% | 0% | 0% | 7.93% | 28.08% | 60.97% | 3.023% | 100%
Floorspace-Based | FCZ04 Tot | Restaurant | 0% | 0% | 0% | 0% | 35.53% | 16.54% | 44.19% | 3.736% | 100%
Floorspace-Based | FCZ04 Tot | Retail | 0% | 0% | 0% | 0% | 37.58% | 19.22% | 41.59% | 1.597% | 100%
Floorspace-Based | FCZ04 Tot | School | 0% | 0% | 0% | 0% | 60.15% | 4.447% | 34.99% | 0.407% | 100%
Floorspace-Based | FCZ04 Tot | Warehouse | 0% | 0% | 0% | 0% | 19.88% | 15.73% | 59.53% | 4.86% | 100%
Floorspace-Based | FCZ04 Tot | All Commercial | 0% | 0% | 0% | 0% | 36.89% | 11.7% | 48.11% | 3.299% | 100%
Floorspace-Based | FCZ05 Tot | College | 0% | 0% | 15.7% | 0% | 40.21% | 2.317% | 41.77% | 0% | 100%
Floorspace-Based | FCZ05 Tot | Food Stores | 0% | 0% | 0% | 0% | 52.7% | 16.67% | 27.14% | 3.489% | 100%
Floorspace-Based | FCZ05 Tot | Health Care | 0% | 0% | 0% | 0% | 41.63% | 5.789% | 38.26% | 14.32% | 100%
Floorspace-Based | FCZ05 Tot | Lodging | 0% | 0% | 0% | 0% | 47.04% | 8.054% | 40.06% | 4.848% | 100%
Floorspace-Based | FCZ05 Tot | Miscellaneous | 0% | 0% | 0% | 0% | 60.7% | 5.98% | 27.3% | 6.019% | 100%
Floorspace-Based | FCZ05 Tot | Office, Large | 0% | 0% | 0% | 0% | 74.83% | 10.9% | 14.27% | 0% | 100%
Floorspace-Based | FCZ05 Tot | Office, Small | 0% | 0% | 0% | 0% | 56.99% | 6.9% | 33.32% | 2.782% | 100%
Floorspace-Based | FCZ05 Tot | Refrigerated Warehouse | 0% | 0% | 0% | 0% | 5.735% | 14.3% | 32.42% | 47.55% | 100%
Floorspace-Based | FCZ05 Tot | Restaurant | 0% | 0% | 0% | 0% | 48.31% | 15.33% | 32.43% | 3.926% | 100%
Floorspace-Based | FCZ05 Tot | Retail | 0% | 0% | 0% | 0% | 43.56% | 16.28% | 37.98% | 2.176% | 100%
Floorspace-Based | FCZ05 Tot | School | 0% | 0% | 0% | 0% | 51.9% | 17.6% | 30.5% | 0% | 100%
Floorspace-Based | FCZ05 Tot | Warehouse | 0% | 0% | 0% | 0% | 29.83% | 14.95% | 40.87% | 14.34% | 100%
Floorspace-Based | FCZ05 Tot | All Commercial | 0% | 0% | 0.6432% | 0% | 48.73% | 10.82% | 33.08% | 6.726% | 100%
Floorspace-Based | FCZ06 Tot | College | 0% | 0% | 0% | 35.37% | 58.17% | 3.779% | 2.683% | 0% | 100%
Floorspace-Based | FCZ06 Tot | Food Stores | 0% | 0% | 0.401% | 0% | 35.46% | 24.05% | 39.66% | 0.4175% | 100%
Floorspace-Based | FCZ06 Tot | Health Care | 0% | 0% | 0% | 0% | 50.65% | 0.2817% | 44.28% | 4.786% | 100%
Floorspace-Based | FCZ06 Tot | Lodging | 0% | 0% | 0% | 4.609% | 62.29% | 2.258% | 26.59% | 4.253% | 100%
Floorspace-Based | FCZ06 Tot | Miscellaneous | 0% | 0% | 0% | 0% | 64.45% | 8.879% | 24.56% | 2.105% | 100%
Floorspace-Based | FCZ06 Tot | Office, Large | 0% | 0% | 0% | 0% | 33.32% | 2.503% | 64.18% | 0% | 100%
Floorspace-Based | FCZ06 Tot | Office, Small | 0% | 0% | 0% | 0% | 64.69% | 16.83% | 18.24% | 0.2373% | 100%
Floorspace-Based | FCZ06 Tot | Refrigerated Warehouse | 0% | 0% | 0% | 0% | 27.75% | 7.413% | 24.28% | 40.56% | 100%
Floorspace-Based | FCZ06 Tot | Restaurant | 0% | 0% | 0% | 0% | 58.88% | 13.54% | 25.17% | 2.407% | 100%
Floorspace-Based | FCZ06 Tot | Retail | 0% | 0% | 0% | 0% | 39.58% | 24.04% | 34.42% | 1.957% | 100%
Floorspace-Based | FCZ06 Tot | School | 0% | 0% | 0% | 0% | 95.67% | 1.196% | 3.132% | 0% | 100%
Floorspace-Based | FCZ06 Tot | Warehouse | 0% | 0% | 0% | 0% | 41.11% | 14.78% | 41.67% | 2.435% | 100%
Floorspace-Based | FCZ06 Tot | All Commercial | 0% | 0% | 0.01377% | 3.453% | 57.15% | 10.37% | 26.75% | 2.261% | 100%
Floorspace-Based | FCZ07 Tot | College | 0% | 0% | 0% | 0% | 89.79% | 1.81% | 8.395% | 0% | 100%
Floorspace-Based | FCZ07 Tot | Food Stores | 0% | 0% | 0% | 0% | 67.17% | 15.79% | 16.55% | 0.4908% | 100%
Floorspace-Based | FCZ07 Tot | Health Care | 0% | 0% | 0% | 0% | 67.34% | 6.299% | 26.02% | 0.3328% | 100%
Floorspace-Based | FCZ07 Tot | Lodging | 0% | 0% | 0% | 0% | 55.7% | 17.06% | 22.54% | 4.706% | 100%
Floorspace-Based | FCZ07 Tot | Miscellaneous | 0% | 0% | 0% | 0% | 71.21% | 14.7% | 12.66% | 1.424% | 100%
Floorspace-Based | FCZ07 Tot | Office, Large | 0% | 0% | 0% | 0% | 60.64% | 9.44% | 29.7% | 0.2215% | 100%
Floorspace-Based | FCZ07 Tot | Office, Small | 0% | 0% | 0% | 0% | 76.56% | 9.848% | 12.64% | 0.9544% | 100%
Floorspace-Based | FCZ07 Tot | Refrigerated Warehouse | 0% | 0% | 0% | 0% | 43.48% | 33.85% | 22.67% | 0% | 100%
Floorspace-Based | FCZ07 Tot | Restaurant | 0% | 0% | 0% | 0% | 66.56% | 11.75% | 20.01% | 1.69% | 100%
Floorspace-Based | FCZ07 Tot | Retail | 0% | 0% | 0% | 0% | 60.72% | 13.27% | 24.6% | 1.4% | 100%
Floorspace-Based | FCZ07 Tot | School | 0% | 0% | 0% | 0% | 77.13% | 5.369% | 17.11% | 0.3959% | 100%
Floorspace-Based | FCZ07 Tot | Warehouse | 0% | 0% | 0% | 0% | 67.11% | 10.93% | 20.43% | 1.522% | 100%
Floorspace-Based | FCZ07 Tot | All Commercial | 0% | 0% | 0% | 0% | 67.43% | 11.4% | 20.03% | 1.136% | 100%
Floorspace-Based | FCZ08 Tot | College | 0% | 9.108% | 0% | 19.45% | 17.37% | 0.4995% | 53.58% | 0% | 100%
Floorspace-Based | FCZ08 Tot | Food Stores | 0% | 0% | 0% | 0% | 63.47% | 3.282% | 31.98% | 1.272% | 100%
Floorspace-Based | FCZ08 Tot | Health Care | 0% | 0% | 0% | 0% | 72.74% | 0% | 27.26% | 0% | 100%
Floorspace-Based | FCZ08 Tot | Lodging | 0% | 0% | 0% | 0% | 85.42% | 6.404% | 8.174% | 0% | 100%
Floorspace-Based | FCZ08 Tot | Miscellaneous | 0% | 0% | 0% | 0% | 59.63% | 7.383% | 32.22% | 0.7672% | 100%
Floorspace-Based | FCZ08 Tot | Office, Large | 0% | 0% | 0% | 0% | 47.15% | 0% | 45.08% | 7.77% | 100%
Floorspace-Based | FCZ08 Tot | Office, Small | 0% | 0% | 0% | 0% | 69.66% | 4.734% | 24.9% | 0.7034% | 100%
Floorspace-Based | FCZ08 Tot | Refrigerated Warehouse | 0% | 0% | 0% | 0% | 95.78% | 4.218% | 0% | 0% | 100%
Floorspace-Based | FCZ08 Tot | Restaurant | 0% | 0% | 0% | 0% | 76.56% | 3.981% | 19.46% | 0% | 100%
Floorspace-Based | FCZ08 Tot | Retail | 0% | 0% | 0% | 0% | 61.24% | 11.94% | 22.83% | 4.001% | 100%
Floorspace-Based | FCZ08 Tot | School | 0% | 0% | 0% | 0% | 76.73% | 0% | 21.93% | 1.346% | 100%
Floorspace-Based | FCZ08 Tot | Warehouse | 0% | 0% | 0% | 0% | 64.14% | 5.836% | 30.02% | 0% | 100%
Floorspace-Based | FCZ08 Tot | All Commercial | 0% | 1.334% | 0% | 2.848% | 58.03% | 4.322% | 31.49% | 1.976% | 100%
Floorspace-Based | FCZ09 Tot | College | 0% | 0% | 0% | 18.28% | 80.19% | 0% | 1.522% | 0% | 100%
Floorspace-Based | FCZ09 Tot | Food Stores | 0% | 0% | 0% | 0% | 72.47% | 15.09% | 11.23% | 1.209% | 100%
Floorspace-Based | FCZ09 Tot | Health Care | 0% | 0% | 0% | 0% | 35.91% | 40.29% | 19.94% | 3.856% | 100%
Floorspace-Based | FCZ09 Tot | Lodging | 0% | 0% | 0% | 0% | 58.69% | 5.052% | 36.26% | 0% | 100%
Floorspace-Based | FCZ09 Tot | Miscellaneous | 0% | 0% | 0% | 0% | 65.74% | 9.252% | 21.31% | 3.691% | 100%
Floorspace-Based | FCZ09 Tot | Office, Large | 0% | 0% | 0% | 0% | 92.02% | 0% | 7.983% | 0% | 100%
Floorspace-Based | FCZ09 Tot | Office, Small | 0% | 0% | 0% | 0% | 40.02% | 16.75% | 43.23% | 0% | 100%
Floorspace-Based | FCZ09 Tot | Refrigerated Warehouse | 0% | 0% | 0% | 0% | 7.844% | 0% | 92.16% | 0% | 100%
Floorspace-Based | FCZ09 Tot | Restaurant | 0% | 0% | 0% | 0% | 46.99% | 22.66% | 26.64% | 3.712% | 100%
Floorspace-Based | FCZ09 Tot | Retail | 0% | 0% | 0% | 0% | 26.55% | 3.196% | 68.52% | 1.734% | 100%
Floorspace-Based | FCZ09 Tot | School | 0% | 0% | 0% | 0% | 60.49% | 5.147% | 34.36% | 0% | 100%
Floorspace-Based | FCZ09 Tot | Warehouse | 0% | 0% | 0% | 0% | 12.82% | 4.045% | 83.14% | 0% | 100%
Floorspace-Based | FCZ09 Tot | All Commercial | 0% | 0% | 0% | 0.3966% | 45.65% | 8.948% | 43.62% | 1.39% | 100%
Floorspace-Based | FCZ10 Tot | College | 0% | 0% | 0% | 0% | 80.57% | 1.711% | 10.98% | 6.74% | 100%
Floorspace-Based | FCZ10 Tot | Food Stores | 0% | 0% | 0% | 0% | 35.04% | 35.47% | 23.58% | 5.912% | 100%
Floorspace-Based | FCZ10 Tot | Health Care | 0% | 0% | 0% | 0% | 58.56% | 8.978% | 23.14% | 9.32% | 100%
Floorspace-Based | FCZ10 Tot | Lodging | 0% | 0% | 0% | 0% | 47.1% | 6.252% | 40.22% | 6.423% | 100%
Floorspace-Based | FCZ10 Tot | Miscellaneous | 0% | 0% | 0% | 0% | 48.28% | 13.18% | 38.49% | 0.04765% | 100%
Floorspace-Based | FCZ10 Tot | Office, Large | 0% | 0% | 0% | 0% | 38.61% | 12.26% | 47.1% | 2.032% | 100%
Floorspace-Based | FCZ10 Tot | Office, Small | 0% | 0% | 0% | 0% | 50.31% | 11.35% | 37.86% | 0.4839% | 100%
Floorspace-Based | FCZ10 Tot | Refrigerated Warehouse | 0% | 0% | 0% | 0% | 0.6323% | 0% | 19.69% | 79.67% | 100%
Floorspace-Based | FCZ10 Tot | Restaurant | 0% | 0% | 0% | 0% | 48.51% | 7.545% | 42.79% | 1.152% | 100%
Floorspace-Based | FCZ10 Tot | Retail | 0% | 0% | 0% | 0% | 26.93% | 7.537% | 32.74% | 32.79% | 100%
Floorspace-Based | FCZ10 Tot | School | 0% | 0% | 0% | 0% | 55.94% | 6.153% | 37.9% | 0% | 100%
Floorspace-Based | FCZ10 Tot | Warehouse | 0% | 0% | 0% | 4.068% | 18.92% | 12.05% | 58% | 6.964% | 100%
Floorspace-Based | FCZ10 Tot | All Commercial | 0% | 0% | 0% | 1.465% | 34.53% | 10.6% | 42.9% | 10.51% | 100%
Floorspace-Based | FCZ11 Tot | College | 0% | 0% | 0% | 0% | 44.86% | 0% | 54.54% | 0.5981% | 100%
Floorspace-Based | FCZ11 Tot | Food Stores | 0% | 0% | 0% | 0% | 67.04% | 14.29% | 9.281% | 9.392% | 100%
Floorspace-Based | FCZ11 Tot | Health Care | 0% | 0% | 0% | 0% | 42.71% | 17.92% | 21.95% | 17.42% | 100%
Floorspace-Based | FCZ11 Tot | Lodging | 0% | 0% | 0% | 0% | 63.38% | 18.74% | 16.03% | 1.848% | 100%
Floorspace-Based | FCZ11 Tot | Miscellaneous | 0% | 0% | 0% | 0% | 47.45% | 6.484% | 44.17% | 1.9% | 100%
Floorspace-Based | FCZ11 Tot | Office, Large | 0% | 0% | 0% | 0% | 29.45% | 10.05% | 60.51% | 0% | 100%
Floorspace-Based | FCZ11 Tot | Office, Small | 0% | 0% | 0% | 0% | 37.9% | 13.43% | 46.32% | 2.342% | 100%
Floorspace-Based | FCZ11 Tot | Refrigerated Warehouse | 0% | 0% | 0% | 0% | 12.86% | 0% | 87.14% | 0% | 100%
Floorspace-Based | FCZ11 Tot | Restaurant | 0% | 0% | 0% | 0% | 45.47% | 16.29% | 35.72% | 2.526% | 100%
Floorspace-Based | FCZ11 Tot | Retail | 0% | 0% | 0% | 0% | 27.43% | 14.42% | 55.89% | 2.261% | 100%
Floorspace-Based | FCZ11 Tot | School | 0% | 0% | 0% | 0% | 28.54% | 3.015% | 66.46% | 1.991% | 100%
Floorspace-Based | FCZ11 Tot | Warehouse | 0% | 0% | 0% | 0% | 6.512% | 18.35% | 73.98% | 1.159% | 100%
Floorspace-Based | FCZ11 Tot | All Commercial | 0% | 0% | 0% | 0% | 29.07% | 12.49% | 56.04% | 2.393% | 100%
Floorspace-Based | FCZ12c Tot | College | 0% | 0% | 0% | 0% | 93.33% | 0.4739% | 5.231% | 0.963% | 100%
Floorspace-Based | FCZ12c Tot | Food Stores | 0% | 0% | 0% | 0% | 65.54% | 2.617% | 31.12% | 0.7241% | 100%
Floorspace-Based | FCZ12c Tot | Health Care | 0% | 0% | 0% | 0% | 63.1% | 0% | 35.16% | 1.737% | 100%
Floorspace-Based | FCZ12c Tot | Lodging | 0% | 0% | 0% | 0% | 41.69% | 8.606% | 35.34% | 14.37% | 100%
Floorspace-Based | FCZ12c Tot | Miscellaneous | 0% | 0% | 0% | 0% | 65.29% | 7.242% | 25.82% | 1.652% | 100%
Floorspace-Based | FCZ12c Tot | Office, Large | 0% | 0% | 0% | 0% | 51.62% | 1.863% | 46.01% | 0.5096% | 100%
Floorspace-Based | FCZ12c Tot | Office, Small | 0% | 0% | 0% | 0% | 76.13% | 3.564% | 19.91% | 0.3991% | 100%
Floorspace-Based | FCZ12c Tot | Refrigerated Warehouse | 0% | 0% | 0% | 0% | 10.71% | 0% | 89.29% | 0% | 100%
Floorspace-Based | FCZ12c Tot | Restaurant | 0% | 0% | 0% | 0% | 68.32% | 4.91% | 23.4% | 3.376% | 100%
Floorspace-Based | FCZ12c Tot | Retail | 0% | 0% | 0% | 0% | 56.37% | 6.415% | 37.22% | 0% | 100%
Floorspace-Based | FCZ12c Tot | School | 0% | 0% | 0% | 0% | 39.43% | 2.874% | 57.7% | 0% | 100%
Floorspace-Based | FCZ12c Tot | Warehouse | 0% | 0% | 0% | 0% | 50.62% | 4.622% | 42.75% | 2.009% | 100%
Floorspace-Based | FCZ12c Tot | All Commercial | 0% | 0% | 0% | 0% | 60.38% | 4.358% | 33.25% | 2.012% | 100%
Floorspace-Based | FCZ12i Tot | College | 0% | 0% | 0% | 0% | 47.41% | 1.301% | 51.29% | 0% | 100%
Floorspace-Based | FCZ12i Tot | Food Stores | 0% | 0% | 0% | 0% | 40.25% | 1.211% | 58.54% | 0% | 100%
Floorspace-Based | FCZ12i Tot | Health Care | 0% | 0% | 0% | 0% | 79.71% | 1.575% | 11.84% | 6.874% | 100%
Floorspace-Based | FCZ12i Tot | Lodging | 0% | 0% | 0% | 0% | 37.73% | 0% | 56.5% | 5.77% | 100%
Floorspace-Based | FCZ12i Tot | Miscellaneous | 0% | 0% | 0% | 0% | 65.47% | 6.518% | 22.09% | 5.925% | 100%
Floorspace-Based | FCZ12i Tot | Office, Large | 0% | 0% | 0% | 0% | 60.66% | 0% | 36.2% | 3.14% | 100%
Floorspace-Based | FCZ12i Tot | Office, Small | 0% | 0% | 0% | 0% | 61.18% | 20.55% | 18.07% | 0.1895% | 100%
Floorspace-Based | FCZ12i Tot | Refrigerated Warehouse | 0% | 0% | 0% | 0% | 59.14% | 0% | 0% | 40.86% | 100%
Floorspace-Based | FCZ12i Tot | Restaurant | 0% | 0% | 0% | 0% | 68.26% | 8.258% | 22.07% | 1.416% | 100%
Floorspace-Based | FCZ12i Tot | Retail | 0% | 0% | 0% | 0.2726% | 43% | 22.99% | 30.76% | 2.975% | 100%
Floorspace-Based | FCZ12i Tot | School | 0% | 0% | 0% | 0% | 68.69% | 3.364% | 27.95% | 0% | 100%
Floorspace-Based | FCZ12i Tot | Warehouse | 0% | 0% | 0% | 0% | 70.16% | 13.97% | 15.87% | 0% | 100%
Floorspace-Based | FCZ12i Tot | All Commercial | 0% | 0% | 0% | 0.04824% | 59.2% | 8.846% | 28.61% | 3.297% | 100%
Floorspace-Based | FCZ13 Tot | College | 0% | 0% | 0% | 0% | 54.99% | 0% | 42.32% | 2.693% | 100%
Floorspace-Based | FCZ13 Tot | Food Stores | 0% | 0% | 0% | 1.231% | 57.14% | 0.3861% | 39.01% | 2.235% | 100%
Floorspace-Based | FCZ13 Tot | Health Care | 0% | 0% | 0% | 0% | 56.18% | 1.455% | 37.88% | 4.492% | 100%
Floorspace-Based | FCZ13 Tot | Lodging | 0% | 0% | 0% | 0% | 44.76% | 1.196% | 49.09% | 4.959% | 100%
Floorspace-Based | FCZ13 Tot | Miscellaneous | 0% | 0% | 0% | 0% | 66.16% | 1.388% | 32.4% | 0.04781% | 100%
Floorspace-Based | FCZ13 Tot | Office, Large | 0% | 0% | 0% | 0% | 59.31% | 0% | 40.69% | 0% | 100%
Floorspace-Based | FCZ13 Tot | Office, Small | 0% | 0% | 0% | 0% | 68.89% | 1.376% | 28.92% | 0.8142% | 100%
Floorspace-Based | FCZ13 Tot | Refrigerated Warehouse | 0% | 0% | 0% | 0% | 61.7% | 0% | 9.74% | 28.56% | 100%
Floorspace-Based | FCZ13 Tot | Restaurant | 0% | 0% | 0% | 0% | 54.77% | 2.071% | 40.6% | 2.552% | 100%
Floorspace-Based | FCZ13 Tot | Retail | 0% | 0% | 0% | 0.4709% | 49.77% | 0.868% | 45.11% | 3.784% | 100%
Floorspace-Based | FCZ13 Tot | School | 0% | 0% | 0% | 0% | 80.1% | 5.45% | 14.38% | 0.0629% | 100%
Floorspace-Based | FCZ13 Tot | Warehouse | 0% | 0% | 0% | 0% | 63.89% | 9.758% | 26.35% | 0% | 100%
Floorspace-Based | FCZ13 Tot | All Commercial | 0% | 0% | 0% | 0.1191% | 61.24% | 2.099% | 34.76% | 1.784% | 100%
Floorspace-Based | FCZ16 Tot | College | 0% | 0% | 0% | 94.03% | 4.746% | 0% | 1.223% | 0% | 100%
Floorspace-Based | FCZ16 Tot | Food Stores | 0% | 0% | 0% | 0% | 70.21% | 0.9168% | 23.03% | 5.841% | 100%
Floorspace-Based | FCZ16 Tot | Health Care | 0% | 0% | 0% | 0% | 88.88% | 11.12% | 0% | 0% | 100%
Floorspace-Based | FCZ16 Tot | Lodging | 0% | 0% | 0% | 0% | 51.02% | 5.599% | 23.6% | 19.79% | 100%
Floorspace-Based | FCZ16 Tot | Miscellaneous | 0% | 0% | 0% | 0% | 80.37% | 4.613% | 15.02% | 0% | 100%
Floorspace-Based | FCZ16 Tot | Office, Large | 0% | 0% | 0% | 2.167% | 83.23% | 0% | 14.27% | 0.3267% | 100%
Floorspace-Based | FCZ16 Tot | Office, Small | 0% | 0% | 0% | 0% | 95.1% | 1.406% | 3.495% | 0% | 100%
Floorspace-Based | FCZ16 Tot | Refrigerated Warehouse | 0% | 0% | 0% | 0% | 70.23% | 24.19% | 5.577% | 0% | 100%
Floorspace-Based | FCZ16 Tot | Restaurant | 0% | 0% | 0% | 0% | 74.71% | 9.032% | 16.26% | 0% | 100%
Floorspace-Based | FCZ16 Tot | Retail | 0% | 0% | 0% | 0% | 64.78% | 2.568% | 31.85% | 0.7997% | 100%
Floorspace-Based | FCZ16 Tot | School | 0% | 0% | 0% | 0% | 80.2% | 9.746% | 10.05% | 0% | 100%
Floorspace-Based | FCZ16 Tot | Warehouse | 0% | 0% | 0% | 0% | 87.38% | 10.01% | 2.608% | 0% | 100%
Floorspace-Based | FCZ16 Tot | All Commercial | 0% | 0% | 0% | 6.306% | 74.5% | 3.972% | 13.88% | 1.338% | 100%
Floorspace-Based | FCZ17 Tot | College | 0% | 0% | 0% | 0% | 83.69% | 15.72% | 0.5926% | 0% | 100%
Floorspace-Based | FCZ17 Tot | Food Stores | 0% | 0% | 0% | 0% | 75.77% | 9.308% | 14.42% | 0.5087% | 100%
Floorspace-Based | FCZ17 Tot | Health Care | 0% | 0% | 0% | 0% | 72.12% | 12.05% | 15.84% | 0% | 100%
Floorspace-Based | FCZ17 Tot | Lodging | 0% | 0% | 0% | 0% | 77.42% | 1.364% | 21.21% | 0% | 100%
Floorspace-Based | FCZ17 Tot | Miscellaneous | 0% | 0% | 0% | 0% | 72.56% | 14.88% | 12.56% | 0% | 100%
Floorspace-Based | FCZ17 Tot | Office, Large | 0% | 0% | 0% | 0% | 70.19% | 9.952% | 19.86% | 0% | 100%
Floorspace-Based | FCZ17 Tot | Office, Small | 0% | 0% | 0% | 0% | 75.35% | 14.11% | 10.54% | 0% | 100%
Floorspace-Based | FCZ17 Tot | Refrigerated Warehouse | 0% | 0% | 0% | 0% | 46.69% | 0% | 53.31% | 0% | 100%
Floorspace-Based | FCZ17 Tot | Restaurant | 0% | 0% | 0% | 0% | 77.06% | 8.554% | 13.66% | 0.7214% | 100%
Floorspace-Based | FCZ17 Tot | Retail | 0% | 0% | 0% | 0% | 70.28% | 7.518% | 21.67% | 0.534% | 100%
Floorspace-Based | FCZ17 Tot | School | 0% | 0% | 0% | 0% | 79.26% | 15.06% | 5.685% | 0% | 100%
Floorspace-Based | FCZ17 Tot | Warehouse | 0% | 0% | 0% | 0% | 81.16% | 0.8525% | 17.99% | 0% | 100%
Floorspace-Based | FCZ17 Tot | All Commercial | 0% | 0% | 0% | 0% | 73.93% | 10.25% | 15.66% | 0.1635% | 100%
Floorspace-Based | PG&E | College | 0% | 0% | 2.156% | 8.832% | 75.05% | 2.238% | 10.84% | 0.8782% | 100%
Floorspace-Based | PG&E | Food Stores | 0% | 0% | 0.03998% | 0% | 56.09% | 12.47% | 29.45% | 1.946% | 100%
Floorspace-Based | PG&E | Health Care | 0% | 0% | 0% | 0% | 50.2% | 2.94% | 42.06% | 4.801% | 100%
Floorspace-Based | PG&E | Lodging | 0% | 0% | 0% | 0.7028% | 59.06% | 3.922% | 33.78% | 2.539% | 100%
Floorspace-Based | PG&E | Miscellaneous | 0% | 0% | 0% | 0% | 62.86% | 6.74% | 26.84% | 3.553% | 100%
Floorspace-Based | PG&E | Office, Large | 0% | 0% | 0% | 1.013% | 64.99% | 4.222% | 26.97% | 2.808% | 100%
Floorspace-Based | PG&E | Office, Small | 0.1137% | 0% | 0% | 0.1572% | 62.1% | 7.533% | 28.63% | 1.465% | 100%
Floorspace-Based | PG&E | Refrigerated Warehouse | 0% | 0% | 0% | 0% | 47% | 11.75% | 25.44% | 15.8% | 100%
Floorspace-Based | PG&E | Restaurant | 0% | 0% | 0% | 0% | 59.53% | 13.13% | 24.94% | 2.405% | 100%
Floorspace-Based | PG&E | Retail | 0% | 0% | 0% | 0% | 49.64% | 14.89% | 32.41% | 3.055% | 100%
Floorspace-Based | PG&E | School | 0% | 0% | 0% | 0% | 73.4% | 10.65% | 15.8% | 0.1484% | 100%
Floorspace-Based | PG&E | Warehouse | 0% | 0% | 0% | 0% | 38.85% | 10.44% | 44.08% | 6.638% | 100%
Floorspace-Based | PG&E | All Commercial | 0.01133% | 0% | 0.09277% | 0.6167% | 58.39% | 7.798% | 29.75% | 3.341% | 100%
Floorspace-Based | SCE | College | 0% | 2.287% | 0% | 5.292% | 69.3% | 1.378% | 21.2% | 0.5442% | 100%
Floorspace-Based | SCE | Food Stores | 0% | 0% | 0% | 0% | 62.18% | 17.5% | 17.96% | 2.358% | 100%
Floorspace-Based | SCE | Health Care | 0% | 0% | 0% | 0% | 62.03% | 9.197% | 24.85% | 3.917% | 100%
Floorspace-Based | SCE | Lodging | 0% | 0% | 0% | 0% | 58.35% | 14.41% | 23.27% | 3.965% | 100%
Floorspace-Based | SCE | Miscellaneous | 0% | 0% | 0% | 0% | 62.45% | 12.26% | 23.9% | 1.385% | 100%
Floorspace-Based | SCE | Office, Large | 0% | 0% | 0% | 0% | 57.18% | 8.697% | 33.13% | 0.9859% | 100%
Floorspace-Based | SCE | Office, Small | 0% | 0% | 0% | 0% | 66.96% | 10.22% | 21.87% | 0.9561% | 100%
Floorspace-Based | SCE | Refrigerated Warehouse | 0% | 0% | 0% | 0% | 28.06% | 16.9% | 38.53% | 16.51% | 100%
Floorspace-Based | SCE | Restaurant | 0% | 0% | 0% | 0% | 62.01% | 11.23% | 25.15% | 1.607% | 100%
Floorspace-Based | SCE | Retail | 0% | 0% | 0% | 0% | 49.17% | 11.69% | 31.22% | 7.914% | 100%
Floorspace-Based | SCE | School | 0% | 0% | 0% | 0% | 65.51% | 4.815% | 29.1% | 0.5755% | 100%
Floorspace-Based | SCE | Warehouse | 0% | 0% | 0% | 1.297% | 40.75% | 12.13% | 42.69% | 3.129% | 100%
Floorspace-Based | SCE | All Commercial | 0% | 0.09471% | 0% | 0.4939% | 55.55% | 10.58% | 30.26% | 3.025% | 100%
Floorspace-Based | SDG&E | College | 0% | 0% | 0% | 0% | 82.78% | 0.664% | 15.82% | 0.7417% | 100%
Floorspace-Based | SDG&E | Food Stores | 0% | 0% | 0% | 0% | 57.53% | 2.172% | 39.8% | 0.4948% | 100%
Floorspace-Based | SDG&E | Health Care | 0% | 0% | 0% | 0% | 70.33% | 0.6848% | 25.02% | 3.972% | 100%
Floorspace-Based | SDG&E | Lodging | 0% | 0% | 0% | 0% | 40.69% | 6.425% | 40.7% | 12.19% | 100%
Floorspace-Based | SDG&E | Miscellaneous | 0% | 0% | 0% | 0% | 65.34% | 7.025% | 24.7% | 2.932% | 100%
Floorspace-Based | SDG&E | Office, Large | 0% | 0% | 0% | 0% | 52.89% | 1.6% | 44.63% | 0.8797% | 100%
Floorspace-Based | SDG&E | Office, Small | 0% | 0% | 0% | 0% | 72.52% | 7.663% | 19.46% | 0.3485% | 100%
Floorspace-Based | SDG&E | Refrigerated Warehouse | 0% | 0% | 0% | 0% | 14.86% | 0% | 81.63% | 3.509% | 100%
Floorspace-Based | SDG&E | Restaurant | 0% | 0% | 0% | 0% | 68.3% | 6.023% | 22.96% | 2.724% | 100%
Floorspace-Based | SDG&E | Retail | 0% | 0% | 0% | 0.1066% | 51.14% | 12.89% | 34.7% | 1.163% | 100%
Floorspace-Based | SDG&E | School | 0% | 0% | 0% | 0% | 52.97% | 3.101% | 43.93% | 0% | 100%
Floorspace-Based | SDG&E | Warehouse | 0% | 0% | 0% | 0% | 55.03% | 6.732% | 36.68% | 1.555% | 100%
Floorspace-Based | SDG&E | All Commercial | 0% | 0% | 0% | 0.01396% | 60.03% | 5.657% | 31.91% | 2.384% | 100%
Floorspace-Based | LADWP | College | 0% | 0% | 0% | 89.03% | 8.943% | 0.8359% | 1.189% | 0% | 100%
Floorspace-Based | LADWP | Food Stores | 0% | 0% | 0% | 0% | 72.34% | 4.142% | 19.72% | 3.792% | 100%
Floorspace-Based | LADWP | Health Care | 0% | 0% | 0% | 0% | 84.33% | 11.37% | 4.299% | 0% | 100%
Floorspace-Based | LADWP | Lodging | 0% | 0% | 0% | 0% | 53.04% | 5.275% | 23.41% | 18.27% | 100%
Floorspace-Based | LADWP | Miscellaneous | 0% | 0% | 0% | 0% | 78.42% | 7.174% | 14.41% | 0% | 100%
Floorspace-Based | LADWP | Office, Large | 0% | 0% | 0% | 1.967% | 82.03% | 0.9195% | 14.79% | 0.2965% | 100%
Floorspace-Based | LADWP | Office, Small | 0% | 0% | 0% | 0% | 89.67% | 4.896% | 5.431% | 0% | 100%
Floorspace-Based | LADWP | Refrigerated Warehouse | 0% | 0% | 0% | 0% | 64.77% | 18.58% | 16.66% | 0% | 100%
Floorspace-Based | LADWP | Restaurant | 0% | 0% | 0% | 0% | 75.48% | 8.877% | 15.41% | 0.2345% | 100%
Floorspace-Based | LADWP | Retail | 0% | 0% | 0% | 0% | 66.63% | 4.234% | 28.42% | 0.7103% | 100%
Floorspace-Based | LADWP | School | 0% | 0% | 0% | 0% | 79.95% | 11.18% | 8.874% | 0% | 100%
Floorspace-Based | LADWP | Warehouse | 0% | 0% | 0% | 0% | 84.9% | 6.348% | 8.756% | 0% | 100%
Floorspace-Based | LADWP | All Commercial | 0% | 0% | 0% | 4.904% | 74.38% | 5.368% | 14.28% | 1.077% | 100%
Floorspace-Based | SMUD | College | 0% | 0% | 0% | 0% | 54.99% | 0% | 42.32% | 2.693% | 100%
Floorspace-Based | SMUD | Food Stores | 0% | 0% | 0% | 1.231% | 57.14% | 0.3861% | 39.01% | 2.235% | 100%
Floorspace-Based | SMUD | Health Care | 0% | 0% | 0% | 0% | 56.18% | 1.455% | 37.88% | 4.492% | 100%
Floorspace-Based | SMUD | Lodging | 0% | 0% | 0% | 0% | 44.76% | 1.196% | 49.09% | 4.959% | 100%
Floorspace-Based | SMUD | Miscellaneous | 0% | 0% | 0% | 0% | 66.16% | 1.388% | 32.4% | 0.04781% | 100%
Floorspace-Based | SMUD | Office, Large | 0% | 0% | 0% | 0% | 59.31% | 0% | 40.69% | 0% | 100%
Floorspace-Based | SMUD | Office, Small | 0% | 0% | 0% | 0% | 68.89% | 1.376% | 28.92% | 0.8142% | 100%
Floorspace-Based | SMUD | Refrigerated Warehouse | 0% | 0% | 0% | 0% | 61.7% | 0% | 9.74% | 28.56% | 100%
Floorspace-Based | SMUD | Restaurant | 0% | 0% | 0% | 0% | 54.77% | 2.071% | 40.6% | 2.552% | 100%
Floorspace-Based | SMUD | Retail | 0% | 0% | 0% | 0.4709% | 49.77% | 0.868% | 45.11% | 3.784% | 100%
Floorspace-Based | SMUD | School | 0% | 0% | 0% | 0% | 80.1% | 5.45% | 14.38% | 0.0629% | 100%
Floorspace-Based | SMUD | Warehouse | 0% | 0% | 0% | 0% | 63.89% | 9.758% | 26.35% | 0% | 100%
Floorspace-Based | SMUD | All Commercial | 0% | 0% | 0% | 0.1191% | 61.24% | 2.099% | 34.76% | 1.784% | 100%
Floorspace-Based | FCZ01 | College | 0% | 0% | 0% | 0% | 97.3% | 1.107% | 0.7733% | 0.8204% | 100%
Floorspace-Based | FCZ01 | Food Stores | 0% | 0% | 0% | 0% | 68.7% | 4.786% | 25.78% | 0.7335% | 100%
Floorspace-Based | FCZ01 | Health Care | 0% | 0% | 0% | 0% | 46.67% | 2.54% | 48.63% | 2.168% | 100%
Floorspace-Based | FCZ01 | Lodging | 0% | 0% | 0% | 0% | 64.58% | 4.5% | 28.4% | 2.52% | 100%
Floorspace-Based | FCZ01 | Miscellaneous | 0% | 0% | 0% | 0% | 69.96% | 5.769% | 21.62% | 2.647% | 100%
Floorspace-Based | FCZ01 | Office, Large | 0% | 0% | 0% | 1.218% | 68.54% | 2.624% | 24.31% | 3.312% | 100%
Floorspace-Based | FCZ01 | Office, Small | 0.2953% | 0% | 0% | 0.196% | 75.19% | 5.857% | 16.9% | 1.569% | 100%
Floorspace-Based | FCZ01 | Refrigerated Warehouse | 0% | 0% | 0% | 0% | 85.62% | 4.69% | 5.368% | 4.32% | 100%
Floorspace-Based | FCZ01 | Restaurant | 0% | 0% | 0% | 0% | 66.61% | 12.45% | 19.24% | 1.694% | 100%
Floorspace-Based | FCZ01 | Retail | 0% | 0% | 0% | 0% | 55.96% | 11.26% | 28.11% | 4.667% | 100%
Floorspace-Based | FCZ01 | School | 0% | 0% | 0% | 0% | 78.33% | 13.98% | 7.456% | 0.2363% | 100%
Floorspace-Based | FCZ01 | Warehouse | 0% | 0% | 0% | 0% | 64.48% | 3.086% | 31.55% | 0.8846% | 100%
Floorspace-Based | FCZ01 | All Commercial | 0.02442% | 0% | 0% | 0.3926% | 67.72% | 5.252% | 24.06% | 2.553% | 100%
Floorspace-Based | FCZ02 | College | 0% | 0% | 0% | 0% | 88.37% | 6.049% | 5.581% | 0% | 100%
Floorspace-Based | FCZ02 | Food Stores | 0% | 0% | 0% | 0% | 57.64% | 20.5% | 20.72% | 1.146% | 100%
Floorspace-Based | FCZ02 | Health Care | 0% | 0% | 0% | 0% | 61.98% | 2.969% | 30.88% | 4.168% | 100%
Floorspace-Based | FCZ02 | Lodging | 0% | 0% | 0% | 0% | 61.54% | 1.83% | 35.82% | 0.8158% | 100%
Floorspace-Based | FCZ02 | Miscellaneous | 0% | 0% | 0% | 0% | 70.59% | 4.629% | 21.89% | 2.896% | 100%
Floorspace-Based | FCZ02 | Office, Large | 0% | 0% | 0% | 0% | 71.38% | 0% | 28.62% | 0% | 100%
Floorspace-Based | FCZ02 | Office, Small | 0% | 0% | 0% | 0% | 69.7% | 2.431% | 27.24% | 0.6262% | 100%
Floorspace-Based | FCZ02 | Refrigerated Warehouse | 0% | 0% | 0% | 0% | 91.08% | 1.511% | 7.411% | 0% | 100%
Floorspace-Based | FCZ02 | Restaurant | 0% | 0% | 0% | 0% | 67.49% | 11.89% | 17.77% | 2.841% | 100%
Floorspace-Based | FCZ02 | Retail | 0% | 0% | 0% | 0% | 64.53% | 11.88% | 21.68% | 1.904% | 100%
Floorspace-Based | FCZ02 | School | 0% | 0% | 0% | 0% | 93% | 1.897% | 5.104% | 0% | 100%
Floorspace-Based | FCZ02 | Warehouse | 0% | 0% | 0% | 0% | 42% | 2.703% | 21.31% | 33.99% | 100%
Floorspace-Based | FCZ02 | All Commercial | 0% | 0% | 0% | 0% | 67.09% | 4.627% | 24.38% | 3.908% | 100%
Floorspace-Based | FCZ03 | College | 0% | 0% | 0% | 46% | 50.36% | 3.55% | 0.09123% | 0% | 100%
Floorspace-Based | FCZ03 | Food Stores | 0% | 0% | 0% | 0% | 62.11% | 15.95% | 19.93% | 2.013% | 100%
Floorspace-Based | FCZ03 | Health Care | 0% | 0% | 0% | 0% | 41.9% | 2.696% | 46.19% | 9.213% | 100%
Floorspace-Based | FCZ03 | Lodging | 0% | 0% | 0% | 0% | 24.8% | 12.76% | 62.44% | 0% | 100%
Floorspace-Based | FCZ03 | Miscellaneous | 0% | 0% | 0% | 0% | 58.8% | 20.85% | 19.67% | 0.6766% | 100%
Floorspace-Based | FCZ03 | Office, Large | 0% | 0% | 0% | 0% | 88.9% | 0% | 11.1% | 0% | 100%
Floorspace-Based | FCZ03 | Office, Small | 0% | 0% | 0% | 2.275% | 53.09% | 12.78% | 30.38% | 1.465% | 100%
Floorspace-Based | FCZ03 | Refrigerated Warehouse | 0% | 0% | 0% | 0% | 89.09% | 0% | 10.91% | 0% | 100%
Floorspace-Based | FCZ03 | Restaurant | 0% | 0% | 0% | 0% | 75.41% | 2.234% | 22.36% | 0% | 100%
Floorspace-Based | FCZ03 | Retail | 0% | 0% | 0% | 0% | 56.43% | 10.15% | 30.38% | 3.049% | 100%
Floorspace-Based | FCZ03 | School | 0% | 0% | 0% | 0% | 78.97% | 12.43% | 8.6% | 0% | 100%
Floorspace-Based | FCZ03 | Warehouse | 0% | 0% | 0% | 0% | 38.01% | 6.659% | 54.85% | 0.4799% | 100%
Floorspace-Based | FCZ03 | All Commercial | 0% | 0% | 0% | 3.66% | 58.29% | 12.09% | 24.7% | 1.267% | 100%
Floorspace-Based | FCZ04 | College | 0% | 0% | 0% | 0% | 76.43% | 1.334% | 19.41% | 2.818% | 100%
Floorspace-Based | FCZ04 | Food Stores | 0% | 0% | 0% | 0% | 41.88% | 13.26% | 40.55% | 4.307% | 100%
Floorspace-Based | FCZ04 | Health Care | 0% | 0% | 0% | 0% | 64% | 2.794% | 31.17% | 2.042% | 100%
Floorspace-Based | FCZ04 | Lodging | 0% | 0% | 0% | 0% | 38.65% | 4.538% | 52.92% | 3.896% | 100%
Floorspace-Based | FCZ04 | Miscellaneous | 0% | 0% | 0% | 0% | 46.71% | 6.112% | 42.36% | 4.813% | 100%
Floorspace-Based | FCZ04 | Office, Large | 0% | 0% | 0% | 0% | 16.24% | 25.45% | 57.41% | 0.8985% | 100%
Floorspace-Based | FCZ04 | Office, Small | 0% | 0% | 0% | 0% | 27.85% | 7.132% | 63.51% | 1.51% | 100%
Floorspace-Based | FCZ04 | Refrigerated Warehouse | 0% | 0% | 0% | 0% | 7.93% | 28.08% | 60.97% | 3.023% | 100%
Floorspace-Based | FCZ04 | Restaurant | 0% | 0% | 0% | 0% | 35.53% | 16.54% | 44.19% | 3.736% | 100%
Floorspace-Based | FCZ04 | Retail | 0% | 0% | 0% | 0% | 37.58% | 19.22% | 41.59% | 1.597% | 100%
Floorspace-Based | FCZ04 | School | 0% | 0% | 0% | 0% | 60.15% | 4.447% | 34.99% | 0.407% | 100%
Floorspace-Based | FCZ04 | Warehouse | 0% | 0% | 0% | 0% | 19.88% | 15.73% | 59.53% | 4.86% | 100%
Floorspace-Based | FCZ04 | All Commercial | 0% | 0% | 0% | 0% | 36.86% | 11.82% | 48.01% | 3.303% | 100%
Floorspace-Based | FCZ05 | College | 0% | 0% | 15.7% | 0% | 40.21% | 2.317% | 41.77% | 0% | 100%
Floorspace-Based | FCZ05 | Food Stores | 0% | 0% | 0% | 0% | 52.7% | 16.67% | 27.14% | 3.489% | 100%
Floorspace-Based | FCZ05 | Health Care | 0% | 0% | 0% | 0% | 41.63% | 5.789% | 38.26% | 14.32% | 100%
Floorspace-Based | FCZ05 | Lodging | 0% | 0% | 0% | 0% | 47.04% | 8.054% | 40.06% | 4.848% | 100%
Floorspace-Based | FCZ05 | Miscellaneous | 0% | 0% | 0% | 0% | 60.7% | 5.98% | 27.3% | 6.019% | 100%
Floorspace-Based | FCZ05 | Office, Large | 0% | 0% | 0% | 0% | 74.83% | 10.9% | 14.27% | 0% | 100%
Floorspace-Based | FCZ05 | Office, Small | 0% | 0% | 0% | 0% | 56.99% | 6.9% | 33.32% | 2.782% | 100%
Floorspace-Based | FCZ05 | Refrigerated Warehouse | 0% | 0% | 0% | 0% | 5.735% | 14.3% | 32.42% | 47.55% | 100%
Floorspace-Based | FCZ05 | Restaurant | 0% | 0% | 0% | 0% | 48.31% | 15.33% | 32.43% | 3.926% | 100%
Floorspace-Based | FCZ05 | Retail | 0% | 0% | 0% | 0% | 43.56% | 16.28% | 37.98% | 2.176% | 100%
Floorspace-Based | FCZ05 | School | 0% | 0% | 0% | 0% | 51.9% | 17.6% | 30.5% | 0% | 100%
Floorspace-Based | FCZ05 | Warehouse | 0% | 0% | 0% | 0% | 29.83% | 14.95% | 40.87% | 14.34% | 100%
Floorspace-Based | FCZ05 | All Commercial | 0% | 0% | 0.6434% | 0% | 48.73% | 10.82% | 33.08% | 6.728% | 100%
Floorspace-Based | FCZ06 | College | 0% | 0% | 0% | 35.37% | 58.17% | 3.779% | 2.683% | 0% | 100%
Floorspace-Based | FCZ06 | Food Stores | 0% | 0% | 0.401% | 0% | 35.46% | 24.05% | 39.66% | 0.4175% | 100%
Floorspace-Based | FCZ06 | Health Care | 0% | 0% | 0% | 0% | 50.65% | 0.2817% | 44.28% | 4.786% | 100%
Floorspace-Based | FCZ06 | Lodging | 0% | 0% | 0% | 4.609% | 62.29% | 2.258% | 26.59% | 4.253% | 100%
Floorspace-Based | FCZ06 | Miscellaneous | 0% | 0% | 0% | 0% | 64.45% | 8.879% | 24.56% | 2.105% | 100%
Floorspace-Based | FCZ06 | Office, Large | 0% | 0% | 0% | 0% | 33.32% | 2.503% | 64.18% | 0% | 100%
Floorspace-Based | FCZ06 | Office, Small | 0% | 0% | 0% | 0% | 64.69% | 16.83% | 18.24% | 0.2373% | 100%
Floorspace-Based | FCZ06 | Refrigerated Warehouse | 0% | 0% | 0% | 0% | 27.75% | 7.413% | 24.28% | 40.56% | 100%
Floorspace-Based | FCZ06 | Restaurant | 0% | 0% | 0% | 0% | 58.88% | 13.54% | 25.17% | 2.407% | 100%
Floorspace-Based | FCZ06 | Retail | 0% | 0% | 0% | 0% | 39.58% | 24.04% | 34.42% | 1.957% | 100%
Floorspace-Based | FCZ06 | School | 0% | 0% | 0% | 0% | 95.67% | 1.196% | 3.132% | 0% | 100%
Floorspace-Based | FCZ06 | Warehouse | 0% | 0% | 0% | 0% | 41.11% | 14.78% | 41.67% | 2.435% | 100%
Floorspace-Based | FCZ06 | All Commercial | 0% | 0% | 0.0136% | 3.48% | 57.15% | 10.34% | 26.75% | 2.271% | 100%
Floorspace-Based | FCZ07 | College | 0% | 0% | 0% | 0% | 89.79% | 1.81% | 8.395% | 0% | 100%
Floorspace-Based | FCZ07 | Food Stores | 0% | 0% | 0% | 0% | 67.17% | 15.79% | 16.55% | 0.4908% | 100%
Floorspace-Based | FCZ07 | Health Care | 0% | 0% | 0% | 0% | 67.34% | 6.299% | 26.02% | 0.3328% | 100%
Floorspace-Based | FCZ07 | Lodging | 0% | 0% | 0% | 0% | 55.7% | 17.06% | 22.54% | 4.706% | 100%
Floorspace-Based | FCZ07 | Miscellaneous | 0% | 0% | 0% | 0% | 71.21% | 14.7% | 12.66% | 1.424% | 100%
Floorspace-Based | FCZ07 | Office, Large | 0% | 0% | 0% | 0% | 60.64% | 9.44% | 29.7% | 0.2215% | 100%
Floorspace-Based | FCZ07 | Office, Small | 0% | 0% | 0% | 0% | 76.56% | 9.848% | 12.64% | 0.9544% | 100%
Floorspace-Based | FCZ07 | Refrigerated Warehouse | 0% | 0% | 0% | 0% | 43.48% | 33.85% | 22.67% | 0% | 100%
Floorspace-Based | FCZ07 | Restaurant | 0% | 0% | 0% | 0% | 66.56% | 11.75% | 20.01% | 1.69% | 100%
Floorspace-Based | FCZ07 | Retail | 0% | 0% | 0% | 0% | 60.72% | 13.27% | 24.6% | 1.4% | 100%
Floorspace-Based | FCZ07 | School | 0% | 0% | 0% | 0% | 77.13% | 5.369% | 17.11% | 0.3959% | 100%
Floorspace-Based | FCZ07 | Warehouse | 0% | 0% | 0% | 0% | 67.11% | 10.93% | 20.43% | 1.522% | 100%
Floorspace-Based | FCZ07 | All Commercial | 0% | 0% | 0% | 0% | 67.71% | 11.08% | 20.08% | 1.122% | 100%
Floorspace-Based | FCZ08 | College | 0% | 9.108% | 0% | 19.45% | 17.37% | 0.4995% | 53.58% | 0% | 100%
Floorspace-Based | FCZ08 | Food Stores | 0% | 0% | 0% | 0% | 63.47% | 3.282% | 31.98% | 1.272% | 100%
Floorspace-Based | FCZ08 | Health Care | 0% | 0% | 0% | 0% | 72.74% | 0% | 27.26% | 0% | 100%
Floorspace-Based | FCZ08 | Lodging | 0% | 0% | 0% | 0% | 85.42% | 6.404% | 8.174% | 0% | 100%
Floorspace-Based | FCZ08 | Miscellaneous | 0% | 0% | 0% | 0% | 59.63% | 7.383% | 32.22% | 0.7672% | 100%
Floorspace-Based | FCZ08 | Office, Large | 0% | 0% | 0% | 0% | 47.15% | 0% | 45.08% | 7.77% | 100%
Floorspace-Based | FCZ08 | Office, Small | 0% | 0% | 0% | 0% | 69.66% | 4.734% | 24.9% | 0.7034% | 100%
Floorspace-Based | FCZ08 | Refrigerated Warehouse | 0% | 0% | 0% | 0% | 95.78% | 4.218% | 0% | 0% | 100%
Floorspace-Based | FCZ08 | Restaurant | 0% | 0% | 0% | 0% | 76.56% | 3.981% | 19.46% | 0% | 100%
Floorspace-Based | FCZ08 | Retail | 0% | 0% | 0% | 0% | 61.24% | 11.94% | 22.83% | 4.001% | 100%
Floorspace-Based | FCZ08 | School | 0% | 0% | 0% | 0% | 76.73% | 0% | 21.93% | 1.346% | 100%
Floorspace-Based | FCZ08 | Warehouse | 0% | 0% | 0% | 0% | 64.14% | 5.836% | 30.02% | 0% | 100%
Floorspace-Based | FCZ08 | All Commercial | 0% | 1.334% | 0% | 2.848% | 58.03% | 4.322% | 31.49% | 1.976% | 100%
Floorspace-Based | FCZ09 | College | 0% | 0% | 0% | 18.28% | 80.19% | 0% | 1.522% | 0% | 100%
Floorspace-Based | FCZ09 | Food Stores | 0% | 0% | 0% | 0% | 72.47% | 15.09% | 11.23% | 1.209% | 100%
Floorspace-Based | FCZ09 | Health Care | 0% | 0% | 0% | 0% | 35.91% | 40.29% | 19.94% | 3.856% | 100%
Floorspace-Based | FCZ09 | Lodging | 0% | 0% | 0% | 0% | 58.69% | 5.052% | 36.26% | 0% | 100%
Floorspace-Based | FCZ09 | Miscellaneous | 0% | 0% | 0% | 0% | 65.74% | 9.252% | 21.31% | 3.691% | 100%
Floorspace-Based | FCZ09 | Office, Large | 0% | 0% | 0% | 0% | 92.02% | 0% | 7.983% | 0% | 100%
Floorspace-Based | FCZ09 | Office, Small | 0% | 0% | 0% | 0% | 40.02% | 16.75% | 43.23% | 0% | 100%
Floorspace-Based | FCZ09 | Refrigerated Warehouse | 0% | 0% | 0% | 0% | 7.844% | 0% | 92.16% | 0% | 100%
Floorspace-Based | FCZ09 | Restaurant | 0% | 0% | 0% | 0% | 46.99% | 22.66% | 26.64% | 3.712% | 100%
Floorspace-Based | FCZ09 | Retail | 0% | 0% | 0% | 0% | 26.55% | 3.196% | 68.52% | 1.734% | 100%
Floorspace-Based | FCZ09 | School | 0% | 0% | 0% | 0% | 60.49% | 5.147% | 34.36% | 0% | 100%
Floorspace-Based | FCZ09 | Warehouse | 0% | 0% | 0% | 0% | 12.82% | 4.045% | 83.14% | 0% | 100%
Floorspace-Based | FCZ09 | All Commercial | 0% | 0% | 0% | 0.3966% | 45.65% | 8.948% | 43.62% | 1.39% | 100%
Floorspace-Based | FCZ10 | College | 0% | 0% | 0% | 0% | 80.57% | 1.711% | 10.98% | 6.74% | 100%
Floorspace-Based | FCZ10 | Food Stores | 0% | 0% | 0% | 0% | 35.04% | 35.47% | 23.58% | 5.912% | 100%
Floorspace-Based | FCZ10 | Health Care | 0% | 0% | 0% | 0% | 58.56% | 8.978% | 23.14% | 9.32% | 100%
Floorspace-Based | FCZ10 | Lodging | 0% | 0% | 0% | 0% | 47.1% | 6.252% | 40.22% | 6.423% | 100%
Floorspace-Based | FCZ10 | Miscellaneous | 0% | 0% | 0% | 0% | 48.28% | 13.18% | 38.49% | 0.04765% | 100%
Floorspace-Based | FCZ10 | Office, Large | 0% | 0% | 0% | 0% | 38.61% | 12.26% | 47.1% | 2.032% | 100%
Floorspace-Based | FCZ10 | Office, Small | 0% | 0% | 0% | 0% | 50.31% | 11.35% | 37.86% | 0.4839% | 100%
Floorspace-Based | FCZ10 | Refrigerated Warehouse | 0% | 0% | 0% | 0% | 0.6323% | 0% | 19.69% | 79.67% | 100%
Floorspace-Based | FCZ10 | Restaurant | 0% | 0% | 0% | 0% | 48.51% | 7.545% | 42.79% | 1.152% | 100%
Floorspace-Based | FCZ10 | Retail | 0% | 0% | 0% | 0% | 26.93% | 7.537% | 32.74% | 32.79% | 100%
Floorspace-Based | FCZ10 | School | 0% | 0% | 0% | 0% | 55.94% | 6.153% | 37.9% | 0% | 100%
Floorspace-Based | FCZ10 | Warehouse | 0% | 0% | 0% | 4.068% | 18.92% | 12.05% | 58% | 6.964% | 100%
Floorspace-Based | FCZ10 | All Commercial | 0% | 0% | 0% | 1.483% | 34.61% | 10.65% | 43.15% | 10.11% | 100%
Floorspace-Based | FCZ11 | College | 0% | 0% | 0% | 0% | 44.86% | 0% | 54.54% | 0.5981% | 100%
Floorspace-Based | FCZ11 | Food Stores | 0% | 0% | 0% | 0% | 67.04% | 14.29% | 9.281% | 9.392% | 100%
Floorspace-Based | FCZ11 | Health Care | 0% | 0% | 0% | 0% | 42.71% | 17.92% | 21.95% | 17.42% | 100%
Floorspace-Based | FCZ11 | Lodging | 0% | 0% | 0% | 0% | 63.38% | 18.74% | 16.03% | 1.848% | 100%
Floorspace-Based | FCZ11 | Miscellaneous | 0% | 0% | 0% | 0% | 47.45% | 6.484% | 44.17% | 1.9% | 100%
Floorspace-Based | FCZ11 | Office, Large | 0% | 0% | 0% | 0% | 29.45% | 10.05% | 60.51% | 0% | 100%
Floorspace-Based | FCZ11 | Office, Small | 0% | 0% | 0% | 0% | 37.9% | 13.43% | 46.32% | 2.342% | 100%
Floorspace-Based | FCZ11 | Refrigerated Warehouse | 0% | 0% | 0% | 0% | 12.86% | 0% | 87.14% | 0% | 100%
Floorspace-Based | FCZ11 | Restaurant | 0% | 0% | 0% | 0% | 45.47% | 16.29% | 35.72% | 2.526% | 100%
Floorspace-Based | FCZ11 | Retail | 0% | 0% | 0% | 0% | 27.43% | 14.42% | 55.89% | 2.261% | 100%
Floorspace-Based | FCZ11 | School | 0% | 0% | 0% | 0% | 28.54% | 3.015% | 66.46% | 1.991% | 100%
Floorspace-Based | FCZ11 | Warehouse | 0% | 0% | 0% | 0% | 6.512% | 18.35% | 73.98% | 1.159% | 100%
Floorspace-Based | FCZ11 | All Commercial | 0% | 0% | 0% | 0% | 30.88% | 12.29% | 54.32% | 2.518% | 100%
Floorspace-Based | FCZ12c | College | 0% | 0% | 0% | 0% | 93.33% | 0.4739% | 5.231% | 0.963% | 100%
Floorspace-Based | FCZ12c | Food Stores | 0% | 0% | 0% | 0% | 65.54% | 2.617% | 31.12% | 0.7241% | 100%
Floorspace-Based | FCZ12c | Health Care | 0% | 0% | 0% | 0% | 63.1% | 0% | 35.16% | 1.737% | 100%
Floorspace-Based | FCZ12c | Lodging | 0% | 0% | 0% | 0% | 41.69% | 8.606% | 35.34% | 14.37% | 100%
Floorspace-Based | FCZ12c | Miscellaneous | 0% | 0% | 0% | 0% | 65.29% | 7.242% | 25.82% | 1.652% | 100%
Floorspace-Based | FCZ12c | Office, Large | 0% | 0% | 0% | 0% | 51.62% | 1.863% | 46.01% | 0.5096% | 100%
Floorspace-Based | FCZ12c | Office, Small | 0% | 0% | 0% | 0% | 76.13% | 3.564% | 19.91% | 0.3991% | 100%
Floorspace-Based | FCZ12c | Refrigerated Warehouse | 0% | 0% | 0% | 0% | 10.71% | 0% | 89.29% | 0% | 100%
Floorspace-Based | FCZ12c | Restaurant | 0% | 0% | 0% | 0% | 68.32% | 4.91% | 23.4% | 3.376% | 100%
Floorspace-Based | FCZ12c | Retail | 0% | 0% | 0% | 0% | 56.37% | 6.415% | 37.22% | 0% | 100%
Floorspace-Based | FCZ12c | School | 0% | 0% | 0% | 0% | 39.43% | 2.874% | 57.7% | 0% | 100%
Floorspace-Based | FCZ12c | Warehouse | 0% | 0% | 0% | 0% | 50.62% | 4.622% | 42.75% | 2.009% | 100%
Floorspace-Based | FCZ12c | All Commercial | 0% | 0% | 0% | 0% | 60.38% | 4.358% | 33.25% | 2.012% | 100%
Floorspace-Based | FCZ12i | College | 0% | 0% | 0% | 0% | 47.41% | 1.301% | 51.29% | 0% | 100%
Floorspace-Based | FCZ12i | Food Stores | 0% | 0% | 0% | 0% | 40.25% | 1.211% | 58.54% | 0% | 100%
Floorspace-Based | FCZ12i | Health Care | 0% | 0% | 0% | 0% | 79.71% | 1.575% | 11.84% | 6.874% | 100%
Floorspace-Based | FCZ12i | Lodging | 0% | 0% | 0% | 0% | 37.73% | 0% | 56.5% | 5.77% | 100%
Floorspace-Based | FCZ12i | Miscellaneous | 0% | 0% | 0% | 0% | 65.47% | 6.518% | 22.09% | 5.925% | 100%
Floorspace-Based | FCZ12i | Office, Large | 0% | 0% | 0% | 0% | 60.66% | 0% | 36.2% | 3.14% | 100%
Floorspace-Based | FCZ12i | Office, Small | 0% | 0% | 0% | 0% | 61.18% | 20.55% | 18.07% | 0.1895% | 100%
Floorspace-Based | FCZ12i | Refrigerated Warehouse | 0% | 0% | 0% | 0% | 59.14% | 0% | 0% | 40.86% | 100%
Floorspace-Based | FCZ12i | Restaurant | 0% | 0% | 0% | 0% | 68.26% | 8.258% | 22.07% | 1.416% | 100%
Floorspace-Based | FCZ12i | Retail | 0% | 0% | 0% | 0.2726% | 43% | 22.99% | 30.76% | 2.975% | 100%
Floorspace-Based | FCZ12i | School | 0% | 0% | 0% | 0% | 68.69% | 3.364% | 27.95% | 0% | 100%
Floorspace-Based | FCZ12i | Warehouse | 0% | 0% | 0% | 0% | 70.16% | 13.97% | 15.87% | 0% | 100%
Floorspace-Based | FCZ12i | All Commercial | 0% | 0% | 0% | 0.04824% | 59.2% | 8.846% | 28.61% | 3.297% | 100%
Floorspace-Based | FCZ13 | College | 0% | 0% | 0% | 0% | 54.99% | 0% | 42.32% | 2.693% | 100%
Floorspace-Based | FCZ13 | Food Stores | 0% | 0% | 0% | 1.231% | 57.14% | 0.3861% | 39.01% | 2.235% | 100%
Floorspace-Based | FCZ13 | Health Care | 0% | 0% | 0% | 0% | 56.18% | 1.455% | 37.88% | 4.492% | 100%
Floorspace-Based | FCZ13 | Lodging | 0% | 0% | 0% | 0% | 44.76% | 1.196% | 49.09% | 4.959% | 100%
Floorspace-Based | FCZ13 | Miscellaneous | 0% | 0% | 0% | 0% | 66.16% | 1.388% | 32.4% | 0.04781% | 100%
Floorspace-Based | FCZ13 | Office, Large | 0% | 0% | 0% | 0% | 59.31% | 0% | 40.69% | 0% | 100%
Floorspace-Based | FCZ13 | Office, Small | 0% | 0% | 0% | 0% | 68.89% | 1.376% | 28.92% | 0.8142% | 100%
Floorspace-Based | FCZ13 | Refrigerated Warehouse | 0% | 0% | 0% | 0% | 61.7% | 0% | 9.74% | 28.56% | 100%
Floorspace-Based | FCZ13 | Restaurant | 0% | 0% | 0% | 0% | 54.77% | 2.071% | 40.6% | 2.552% | 100%
Floorspace-Based | FCZ13 | Retail | 0% | 0% | 0% | 0.4709% | 49.77% | 0.868% | 45.11% | 3.784% | 100%
Floorspace-Based | FCZ13 | School | 0% | 0% | 0% | 0% | 80.1% | 5.45% | 14.38% | 0.0629% | 100%
Floorspace-Based | FCZ13 | Warehouse | 0% | 0% | 0% | 0% | 63.89% | 9.758% | 26.35% | 0% | 100%
Floorspace-Based | FCZ13 | All Commercial | 0% | 0% | 0% | 0.1191% | 61.24% | 2.099% | 34.76% | 1.784% | 100%
Floorspace-Based | FCZ16 | College | 0% | 0% | 0% | 94.03% | 4.746% | 0% | 1.223% | 0% | 100%
Floorspace-Based | FCZ16 | Food Stores | 0% | 0% | 0% | 0% | 70.21% | 0.9168% | 23.03% | 5.841% | 100%
Floorspace-Based | FCZ16 | Health Care | 0% | 0% | 0% | 0% | 88.88% | 11.12% | 0% | 0% | 100%
Floorspace-Based | FCZ16 | Lodging | 0% | 0% | 0% | 0% | 51.02% | 5.599% | 23.6% | 19.79% | 100%
Floorspace-Based | FCZ16 | Miscellaneous | 0% | 0% | 0% | 0% | 80.37% | 4.613% | 15.02% | 0% | 100%
Floorspace-Based | FCZ16 | Office, Large | 0% | 0% | 0% | 2.167% | 83.23% | 0% | 14.27% | 0.3267% | 100%
Floorspace-Based | FCZ16 | Office, Small | 0% | 0% | 0% | 0% | 95.1% | 1.406% | 3.495% | 0% | 100%
Floorspace-Based | FCZ16 | Refrigerated Warehouse | 0% | 0% | 0% | 0% | 70.23% | 24.19% | 5.577% | 0% | 100%
Floorspace-Based | FCZ16 | Restaurant | 0% | 0% | 0% | 0% | 74.71% | 9.032% | 16.26% | 0% | 100%
Floorspace-Based | FCZ16 | Retail | 0% | 0% | 0% | 0% | 64.78% | 2.568% | 31.85% | 0.7997% | 100%
Floorspace-Based | FCZ16 | School | 0% | 0% | 0% | 0% | 80.2% | 9.746% | 10.05% | 0% | 100%
Floorspace-Based | FCZ16 | Warehouse | 0% | 0% | 0% | 0% | 87.38% | 10.01% | 2.608% | 0% | 100%
Floorspace-Based | FCZ16 | All Commercial | 0% | 0% | 0% | 6.306% | 74.5% | 3.972% | 13.88% | 1.338% | 100%
Floorspace-Based | FCZ17 | College | 0% | 0% | 0% | 0% | 83.69% | 15.72% | 0.5926% | 0% | 100%
Floorspace-Based | FCZ17 | Food Stores | 0% | 0% | 0% | 0% | 75.77% | 9.308% | 14.42% | 0.5087% | 100%
Floorspace-Based | FCZ17 | Health Care | 0% | 0% | 0% | 0% | 72.12% | 12.05% | 15.84% | 0% | 100%
Floorspace-Based | FCZ17 | Lodging | 0% | 0% | 0% | 0% | 77.42% | 1.364% | 21.21% | 0% | 100%
Floorspace-Based | FCZ17 | Miscellaneous | 0% | 0% | 0% | 0% | 72.56% | 14.88% | 12.56% | 0% | 100%
Floorspace-Based | FCZ17 | Office, Large | 0% | 0% | 0% | 0% | 70.19% | 9.952% | 19.86% | 0% | 100%
Floorspace-Based | FCZ17 | Office, Small | 0% | 0% | 0% | 0% | 75.35% | 14.11% | 10.54% | 0% | 100%
Floorspace-Based | FCZ17 | Refrigerated Warehouse | 0% | 0% | 0% | 0% | 46.69% | 0% | 53.31% | 0% | 100%
Floorspace-Based | FCZ17 | Restaurant | 0% | 0% | 0% | 0% | 77.06% | 8.554% | 13.66% | 0.7214% | 100%
Floorspace-Based | FCZ17 | Retail | 0% | 0% | 0% | 0% | 70.28% | 7.518% | 21.67% | 0.534% | 100%
Floorspace-Based | FCZ17 | School | 0% | 0% | 0% | 0% | 79.26% | 15.06% | 5.685% | 0% | 100%
Floorspace-Based | FCZ17 | Warehouse | 0% | 0% | 0% | 0% | 81.16% | 0.8525% | 17.99% | 0% | 100%
Floorspace-Based | FCZ17 | All Commercial | 0% | 0% | 0% | 0% | 73.93% | 10.25% | 15.66% | 0.1635% | 100%
Sites-Based | Statewide | College | 0% | 0.03095% | 0.01568% | 0.05693% | 63.16% | 10.23% | 25.46% | 1.052% | 100% | ↓ % of Commercial sites
Sites-Based | Statewide | Food Stores | 0% | 0% | 0.03393% | 0.01518% | 69.38% | 10.8% | 18.25% | 1.522% | 100%
Sites-Based | Statewide | Health Care | 0% | 0% | 0% | 0% | 59.77% | 13.73% | 23.32% | 3.188% | 100%
Sites-Based | Statewide | Lodging | 0% | 0% | 0% | 0.05276% | 68.23% | 7.47% | 21.96% | 2.28% | 100%
Sites-Based | Statewide | Miscellaneous | 0% | 0% | 0% | 0% | 71.64% | 9.998% | 16.93% | 1.438% | 100%
Sites-Based | Statewide | Office, Large | 0% | 0% | 0% | 0.1947% | 61.92% | 5.612% | 31.07% | 1.198% | 100%
Sites-Based | Statewide | Office, Small | 0.0127% | 0% | 0% | 0.009% | 66.25% | 8.424% | 24.07% | 1.234% | 100%
Sites-Based | Statewide | Refrigerated Warehouse | 0% | 0% | 0% | 0% | 60.27% | 14.13% | 22.2% | 3.393% | 100%
Sites-Based | Statewide | Restaurant | 0% | 0% | 0% | 0% | 61.58% | 11.22% | 25.24% | 1.955% | 100%
Sites-Based | Statewide | Retail | 0% | 0% | 0% | 0.01229% | 66.08% | 12.03% | 20.64% | 1.243% | 100%
Sites-Based | Statewide | School | 0% | 0% | 0% | 0% | 67.71% | 9.705% | 21.81% | 0.78% | 100%
Sites-Based | Statewide | Warehouse | 0% | 0% | 0% | 0.05136% | 66.04% | 10.03% | 22.67% | 1.208% | 100%
Sites-Based | Statewide | All Commercial | 0.003384% | 0.0005419% | 0.002006% | 0.01325% | 66.57% | 10.23% | 21.75% | 1.422% | 100%
Sites-Based | PG&E Tot | College | 0% | 0% | 0.04619% | 0.05302% | 61.66% | 21.78% | 16.1% | 0.356% | 100%
Sites-Based | PG&E Tot | Food Stores | 0% | 0% | 0.08957% | 0% | 63.41% | 14.09% | 21.14% | 1.277% | 100%
Sites-Based | PG&E Tot | Health Care | 0% | 0% | 0% | 0% | 57.53% | 8.704% | 29.69% | 4.074% | 100%
Sites-Based | PG&E Tot | Lodging | 0% | 0% | 0% | 0.116% | 67.45% | 6.172% | 24.88% | 1.388% | 100%
Sites-Based | PG&E Tot | Miscellaneous | 0% | 0% | 0% | 0% | 67.9% | 10.8% | 18.49% | 2.809% | 100%
Sites-Based | PG&E Tot | Office, Large | 0% | 0% | 0% | 0.2471% | 62.3% | 4.652% | 31.65% | 1.152% | 100%
Sites-Based | PG&E Tot | Office, Small | 0.03469% | 0% | 0% | 0.02458% | 61.46% | 7.635% | 29.2% | 1.645% | 100%
Sites-Based | PG&E Tot | Refrigerated Warehouse | 0% | 0% | 0% | 0% | 65.34% | 10.7% | 19.54% | 4.415% | 100%
Sites-Based | PG&E Tot | Restaurant | 0% | 0% | 0% | 0% | 57.19% | 13.21% | 26.92% | 2.679% | 100%
Sites-Based | PG&E Tot | Retail | 0% | 0% | 0% | 0% | 64.26% | 14.38% | 19.94% | 1.421% | 100%
Sites-Based | PG&E Tot | School | 0% | 0% | 0% | 0% | 67.83% | 12.01% | 19.09% | 1.071% | 100%
Sites-Based | PG&E Tot | Warehouse | 0% | 0% | 0% | 0% | 60.12% | 10.41% | 27.9% | 1.571% | 100%
Sites-Based | PG&E Tot | All Commercial | 0.009695% | 0% | 0.005747% | 0.01361% | 63.18% | 11.03% | 23.79% | 1.978% | 100%
Sites-Based | SCE Tot | College | 0% | 0.0575% | 0% | 0.05008% | 64.75% | 3.201% | 30.43% | 1.518% | 100%
Sites-Based | SCE Tot | Food Stores | 0% | 0% | 0% | 0% | 73.03% | 9.643% | 15.35% | 1.976% | 100%
Sites-Based | SCE Tot | Health Care | 0% | 0% | 0% | 0% | 60.01% | 13.96% | 23.01% | 3.017% | 100%
Sites-Based | SCE Tot | Lodging | 0% | 0% | 0% | 0% | 70.5% | 11.08% | 16.24% | 2.176% | 100%
Sites-Based | SCE Tot | Miscellaneous | 0% | 0% | 0% | 0% | 73.12% | 9.974% | 16.43% | 0.4753% | 100%
Sites-Based | SCE Tot | Office, Large | 0% | 0% | 0% | 0% | 55.69% | 10.02% | 32.98% | 1.312% | 100%
Sites-Based | SCE Tot | Office, Small | 0% | 0% | 0% | 0% | 64.32% | 10.03% | 24.28% | 1.373% | 100%
Sites-Based | SCE Tot | Refrigerated Warehouse | 0% | 0% | 0% | 0% | 59.15% | 19.94% | 17.65% | 3.259% | 100%
Sites-Based | SCE Tot | Restaurant | 0% | 0% | 0% | 0% | 61.21% | 10.58% | 26.61% | 1.604% | 100%
Sites-Based | SCE Tot | Retail | 0% | 0% | 0% | 0% | 67.32% | 9.859% | 21.41% | 1.412% | 100%
Sites-Based | SCE Tot | School | 0% | 0% | 0% | 0% | 69.04% | 8.48% | 21.52% | 0.9553% | 100%
Sites-Based | SCE Tot | Warehouse | 0% | 0% | 0% | 0.09777% | 65.09% | 11.33% | 22.05% | 1.441% | 100%
Sites-Based | SCE Tot | All Commercial | 0% | 0.001284% | 0% | 0.007423% | 66.62% | 10.05% | 21.98% | 1.337% | 100%
Sites-Based | SDG&E Tot | College | 0% | 0% | 0% | 0% | 54.21% | 13.03% | 31.97% | 0.7876% | 100%
Sites-Based | SDG&E Tot | Food Stores | 0% | 0% | 0% | 0% | 65.2% | 8.008% | 26.19% | 0.6016% | 100%
Sites-Based | SDG&E Tot | Health Care | 0% | 0% | 0% | 0% | 76.02% | 3.317% | 15.61% | 5.049% | 100%
Sites-Based | SDG&E Tot | Lodging | 0% | 0% | 0% | 0% | 68.07% | 3.847% | 24.23% | 3.846% | 100%
Sites-Based | SDG&E Tot | Miscellaneous | 0% | 0% | 0% | 0% | 69.23% | 13.3% | 16.66% | 0.8097% | 100%
Sites-Based | SDG&E Tot | Office, Large | 0% | 0% | 0% | 0% | 60.48% | 1.824% | 35.76% | 1.927% | 100%
Sites-Based | SDG&E Tot | Office, Small | 0% | 0% | 0% | 0% | 69.8% | 11.54% | 18.36% | 0.3089% | 100%
Sites-Based | SDG&E Tot | Refrigerated Warehouse | 0% | 0% | 0% | 0% | 31.14% | 0% | 63.23% | 5.624% | 100%
Sites-Based | SDG&E Tot | Restaurant | 0% | 0% | 0% | 0% | 65.09% | 7.88% | 23.68% | 3.348% | 100%
Sites-Based | SDG&E Tot | Retail | 0% | 0% | 0% | 0.09531% | 54.1% | 25.37% | 20.17% | 0.2748% | 100%
Sites-Based | SDG&E Tot | School | 0% | 0% | 0% | 0% | 53.67% | 6.505% | 39.83% | 0% | 100%
Sites-Based | SDG&E Tot | Warehouse | 0% | 0% | 0% | 0% | 62.43% | 8.701% | 28.52% | 0.3525% | 100%
Sites-Based | SDG&E Tot | All Commercial | 0% | 0% | 0% | 0.01833% | 64.81% | 13.07% | 21.14% | 0.9541% | 100%
Sites-Based | LADWP Tot | College | 0% | 0% | 0% | 0.4719% | 76.15% | 16.85% | 6.531% | 0% | 100%
Sites-Based | LADWP Tot | Food Stores | 0% | 0% | 0% | 0% | 80.31% | 8.704% | 9.336% | 1.647% | 100%
Sites-Based | LADWP Tot | Health Care | 0% | 0% | 0% | 0% | 54.97% | 44.73% | 0.3011% | 0% | 100%
Sites-Based | LADWP Tot | Lodging | 0% | 0% | 0% | 0% | 66.77% | 2.264% | 24.65% | 6.316% | 100%
Sites-Based | LADWP Tot | Miscellaneous | 0% | 0% | 0% | 0% | 82.33% | 7.298% | 10.38% | 0% | 100%
Sites-Based | LADWP Tot | Office, Large | 0% | 0% | 0% | 0.9368% | 80.43% | 1.882% | 16.12% | 0.6318% | 100%
Sites-Based | LADWP Tot | Office, Small | 0% | 0% | 0% | 0% | 88.66% | 3.382% | 7.96% | 0% | 100%
Sites-Based | LADWP Tot | Refrigerated Warehouse | 0% | 0% | 0% | 0% | 66.96% | 7.336% | 25.7% | 0% | 100%
Sites-Based | LADWP Tot | Restaurant | 0% | 0% | 0% | 0% | 73.27% | 12.51% | 14.02% | 0.2007% | 100%
Sites-Based | LADWP Tot | Retail | 0% | 0% | 0% | 0% | 70.5% | 10.79% | 17.81% | 0.9023% | 100%
Sites-Based | LADWP Tot | School | 0% | 0% | 0% | 0% | 66.14% | 14.31% | 19.55% | 0% | 100%
Sites-Based | LADWP Tot | Warehouse | 0% | 0% | 0% | 0% | 91.53% | 5.636% | 2.832% | 0% | 100%
Sites-Based | LADWP Tot | All Commercial | 0% | 0% | 0% | 0.01623% | 77.64% | 9.238% | 12.66% | 0.4437% | 100%
Sites-Based | SMUD Tot | College | 0% | 0% | 0% | 0% | 58.5% | 0% | 39.86% | 1.644% | 100%
Sites-Based | SMUD Tot | Food Stores | 0% | 0% | 0% | 0.3861% | 69.31% | 1.697% | 27.93% | 0.6671% | 100%
Sites-Based | SMUD Tot | Health Care | 0% | 0% | 0% | 0% | 57.63% | 0.6798% | 40.2% | 1.486% | 100%
Sites-Based | SMUD Tot | Lodging | 0% | 0% | 0% | 0% | 47.08% | 4.483% | 43.66% | 4.779% | 100%
Sites-Based | SMUD Tot | Miscellaneous | 0% | 0% | 0% | 0% | 76.07% | 1.781% | 21.85% | 0.2974% | 100%
Sites-Based | SMUD Tot | Office, Large | 0% | 0% | 0% | 0% | 65.47% | 0% | 34.53% | 0% | 100%
Sites-Based | SMUD Tot | Office, Small | 0% | 0% | 0% | 0% | 73.89% | 1.9% | 23.14% | 1.075% | 100%
Sites-Based | SMUD Tot | Refrigerated Warehouse | 0% | 0% | 0% | 0% | 51.77% | 0% | 39.4% | 8.826% | 100%
Sites-Based | SMUD Tot | Restaurant | 0% | 0% | 0% | 0% | 55.01% | 3.406% | 38.72% | 2.866% | 100%
Sites-Based | SMUD Tot | Retail | 0% | 0% | 0% | 0.1406% | 68.61% | 2.378% | 27.92% | 0.9542% | 100%
Sites-Based | SMUD Tot | School | 0% | 0% | 0% | 0% | 79.75% | 1.731% | 18.31% | 0.212% | 100%
Sites-Based | SMUD Tot | Warehouse | 0% | 0% | 0% | 0% | 60.86% | 2.679% | 36.46% | 0% | 100%
Sites-Based | SMUD Tot | All Commercial | 0% | 0% | 0% | 0.05363% | 69.03% | 2.108% | 27.73% | 1.078% | 100%
Sites-Based | FCZ01 Tot | College | 0% | 0% | 0% | 0% | 88.89% | 6.969% | 4.088% | 0.05708% | 100%
Sites-Based | FCZ01 Tot | Food Stores | 0% | 0% | 0% | 0% | 77.34% | 8.141% | 14.23% | 0.2846% | 100%
Sites-Based | FCZ01 Tot | Health Care | 0% | 0% | 0% | 0% | 63.96% | 7.5% | 25.7% | 2.844% | 100%
Sites-Based | FCZ01 Tot | Lodging | 0% | 0% | 0% | 0% | 66.23% | 7.226% | 25% | 1.551% | 100%
Sites-Based | FCZ01 Tot | Miscellaneous | 0% | 0% | 0% | 0% | 75.35% | 8.884% | 13.94% | 1.82% | 100%
Sites-Based | FCZ01 Tot | Office, Large | 0% | 0% | 0% | 0.3282% | 68.36% | 2.751% | 27.32% | 1.24% | 100%
Sites-Based | FCZ01 Tot | Office, Small | 0.08347% | 0% | 0% | 0.03215% | 71.25% | 6.009% | 20.13% | 2.497% | 100%
Sites-Based | FCZ01 Tot | Refrigerated Warehouse | 0% | 0% | 0% | 0% | 85.62% | 9.877% | 3.714% | 0.7901% | 100%
Sites-Based | FCZ01 Tot | Restaurant | 0% | 0% | 0% | 0% | 65.57% | 12.24% | 20.15% | 2.035% | 100%
Sites-Based | FCZ01 Tot | Retail | 0% | 0% | 0% | 0% | 74.15% | 10.7% | 14.17% | 0.9835% | 100%
Sites-Based | FCZ01 Tot | School | 0% | 0% | 0% | 0% | 74.79% | 13.71% | 10.01% | 1.486% | 100%
Sites-Based | FCZ01 Tot | Warehouse | 0% | 0% | 0% | 0% | 78.11% | 7.985% | 13.69% | 0.22% | 100%
Sites-Based | FCZ01 Tot | All Commercial | 0.02053% | 0% | 0% | 0.01648% | 72.88% | 8.73% | 16.67% | 1.683% | 100%
Sites-Based | FCZ02 Tot | College | 0% | 0% | 0% | 0% | 46.14% | 43.45% | 10.41% | 0% | 100%
Sites-Based | FCZ02 Tot | Food Stores | 0% | 0% | 0% | 0% | 61.94% | 16.59% | 21.27% | 0.2041% | 100%
Sites-Based | FCZ02 Tot | Health Care | 0% | 0% | 0% | 0% | 60.1% | 2.646% | 33.3% | 3.949% | 100%
Sites-Based | FCZ02 Tot | Lodging | 0% | 0% | 0% | 0% | 67.39% | 1.128% | 30.72% | 0.7635% | 100%
Sites-Based | FCZ02 Tot | Miscellaneous | 0% | 0% | 0% | 0% | 66.18% | 11.25% | 20.28% | 2.289% | 100%
Sites-Based | FCZ02 Tot | Office, Large | 0% | 0% | 0% | 0% | 58.69% | 0% | 41.31% | 0% | 100%
Sites-Based | FCZ02 Tot | Office, Small | 0% | 0% | 0% | 0% | 75.72% | 4.92% | 18.76% | 0.6014% | 100%
Sites-Based | FCZ02 Tot | Refrigerated Warehouse | 0% | 0% | 0% | 0% | 68.19% | 3.302% | 28.51% | 0% | 100%
Sites-Based | FCZ02 Tot | Restaurant | 0% | 0% | 0% | 0% | 65.37% | 12.86% | 19.62% | 2.144% | 100%
Sites-Based | FCZ02 Tot | Retail | 0% | 0% | 0% | 0% | 67.49% | 10.37% | 21.45% | 0.6923% | 100%
Sites-Based | FCZ02 Tot | School | 0% | 0% | 0% | 0% | 85.09% | 5.988% | 8.925% | 0% | 100%
Sites-Based | FCZ02 Tot | Warehouse | 0% | 0% | 0% | 0% | 72.19% | 5.873% | 20.91% | 1.02% | 100%
Sites-Based | FCZ02 Tot | All Commercial | 0% | 0% | 0% | 0% | 69.65% | 8.799% | 20.44% | 1.11% | 100%
Sites-Based | FCZ03 Tot | College | 0% | 0% | 0% | 0.4656% | 19.09% | 79.52% | 0.9312% | 0% | 100%
Sites-Based | FCZ03 Tot | Food Stores | 0% | 0% | 0% | 0% | 53.59% | 19.96% | 24.38% | 2.075% | 100%
Sites-Based | FCZ03 Tot | Health Care | 0% | 0% | 0% | 0% | 62.37% | 5.016% | 28.88% | 3.729% | 100%
Sites-Based | FCZ03 Tot | Lodging | 0% | 0% | 0% | 0% | 61.54% | 7.765% | 30.7% | 0% | 100%
Sites-Based | FCZ03 Tot | Miscellaneous | 0% | 0% | 0% | 0% | 66.94% | 20.36% | 12.51% | 0.1893% | 100%
Sites-Based | FCZ03 Tot | Office, Large | 0% | 0% | 0% | 0% | 74.26% | 0% | 25.74% | 0% | 100%
Sites-Based | FCZ03 Tot | Office, Small | 0% | 0% | 0% | 0.341% | 52.77% | 13.53% | 32.11% | 1.253% | 100%
Sites-Based | FCZ03 Tot | Refrigerated Warehouse | 0% | 0% | 0% | 0% | 65.52% | 0% | 34.48% | 0% | 100%
Sites-Based | FCZ03 Tot | Restaurant | 0% | 0% | 0% | 0% | 66.48% | 2.597% | 30.92% | 0% | 100%
Sites-Based | FCZ03 Tot | Retail | 0% | 0% | 0% | 0% | 52.7% | 24.24% | 22.55% | 0.5124% | 100%
Sites-Based | FCZ03 Tot | School | 0% | 0% | 0% | 0% | 71.57% | 19.73% | 8.699% | 0% | 100%
Sites-Based | FCZ03 Tot | Warehouse | 0% | 0% | 0% | 0% | 46.34% | 27.7% | 25.56% | 0.407% | 100%
Sites-Based | FCZ03 Tot | All Commercial | 0% | 0% | 0% | 0.0943% | 58.54% | 18.92% | 21.8% | 0.6446% | 100%
Sites-Based | FCZ04 Tot | College | 0% | 0% | 0% | 0% | 29.74% | 9.152% | 58.85% | 2.263% | 100%
Sites-Based | FCZ04 Tot | Food Stores | 0% | 0% | 0% | 0% | 50.53% | 14.04% | 30.25% | 5.185% | 100%
Sites-Based | FCZ04 Tot | Health Care | 0% | 0% | 0% | 0% | 50.21% | 7.387% | 41.24% | 1.17% | 100%
Sites-Based | FCZ04 Tot | Lodging | 0% | 0% | 0% | 0% | 62.29% | 5.934% | 28.81% | 2.967% | 100%
Sites-Based | FCZ04 Tot | Miscellaneous | 0% | 0% | 0% | 0% | 51.36% | 9.706% | 35.7% | 3.233% | 100%
Sites-Based | FCZ04 Tot | Office, Large | 0% | 0% | 0% | 0% | 28.47% | 11.03% | 58.45% | 2.054% | 100%
Sites-Based | FCZ04 Tot | Office, Small | 0% | 0% | 0% | 0% | 28.44% | 7.396% | 62.98% | 1.186% | 100%
Sites-Based | FCZ04 Tot | Refrigerated Warehouse | 0% | 0% | 0% | 0% | 42.08% | 8.143% | 47.32% | 2.453% | 100%
Sites-Based | FCZ04 Tot | Restaurant | 0% | 0% | 0% | 0% | 30.64% | 17.04% | 48.01% | 4.311% | 100%
Sites-Based | FCZ04 Tot | Retail | 0% | 0% | 0% | 0% | 45.19% | 14.6% | 38.66% | 1.544% | 100%
Sites-Based | FCZ04 Tot | School | 0% | 0% | 0% | 0% | 46.84% | 7.781% | 42.82% | 2.563% | 100%
Sites-Based | FCZ04 Tot | Warehouse | 0% | 0% | 0% | 0% | 42.57% | 11.62% | 45.15% | 0.662% | 100%
Sites-Based | FCZ04 Tot | All Commercial | 0% | 0% | 0% | 0% | 40.14% | 10.8% | 46.78% | 2.277% | 100%
Sites-Based | FCZ05 Tot | College | 0% | 0% | 0.6591% | 0% | 58.69% | 31.5% | 9.151% | 0% | 100%
Sites-Based | FCZ05 Tot | Food Stores | 0% | 0% | 0% | 0% | 49.85% | 20.38% | 28.92% | 0.8545% | 100%
Sites-Based | FCZ05 Tot | Health Care | 0% | 0% | 0% | 0% | 43.42% | 21.55% | 24.1% | 10.92% | 100%
Sites-Based | FCZ05 Tot | Lodging | 0% | 0% | 0% | 0% | 64.1% | 9.322% | 26.32% | 0.2511% | 100%
Sites-Based | FCZ05 Tot | Miscellaneous | 0% | 0% | 0% | 0% | 56.61% | 15.84% | 24.15% | 3.403% | 100%
Sites-Based | FCZ05 Tot | Office, Large | 0% | 0% | 0% | 0% | 55.72% | 22.92% | 21.35% | 0% | 100%
Sites-Based | FCZ05 Tot | Office, Small | 0% | 0% | 0% | 0% | 54.56% | 9.859% | 33.56% | 2.017% | 100%
Sites-Based | FCZ05 Tot | Refrigerated Warehouse | 0% | 0% | 0% | 0% | 51.05% | 14.74% | 26.37% | 7.84% | 100%
Sites-Based | FCZ05 Tot | Restaurant | 0% | 0% | 0% | 0% | 41.99% | 14.92% | 38.03% | 5.058% | 100%
Sites-Based | FCZ05 Tot | Retail | 0% | 0% | 0% | 0% | 55.43% | 21.04% | 20.76% | 2.778% | 100%
Sites-Based | FCZ05 Tot | School | 0% | 0% | 0% | 0% | 56.14% | 14.73% | 29.12% | 0% | 100%
Sites-Based | FCZ05 Tot | Warehouse | 0% | 0% | 0% | 0% | 53.22% | 10.09% | 32.37% | 4.323% | 100%
Sites-Based | FCZ05 Tot | All Commercial | 0% | 0% | 0.005835% | 0% | 53.19% | 15.42% | 28.4% | 2.988% | 100%
Sites-Based | FCZ06 Tot | College | 0% | 0% | 0% | 0.191% | 15.76% | 53.16% | 30.89% | 0% | 100%
Sites-Based | FCZ06 Tot | Food Stores | 0% | 0% | 0.9507% | 0% | 53.43% | 23.54% | 21.09% | 0.9849% | 100%
Sites-Based | FCZ06 Tot | Health Care | 0% | 0% | 0% | 0% | 68.46% | 1.037% | 28.08% | 2.424% | 100%
Sites-Based | FCZ06 Tot | Lodging | 0% | 0% | 0% | 0.482% | 74.52% | 6.661% | 16.73% | 1.606% | 100%
Sites-Based | FCZ06 Tot | Miscellaneous | 0% | 0% | 0% | 0% | 62.07% | 11.97% | 14.95% | 11.02% | 100%
Sites-Based | FCZ06 Tot | Office, Large | 0% | 0% | 0% | 0% | 46.13% | 6.172% | 47.7% | 0% | 100%
Sites-Based | FCZ06 Tot | Office, Small | 0% | 0% | 0% | 0% | 65.23% | 12.33% | 22.26% | 0.183% | 100%
Sites-Based | FCZ06 Tot | Refrigerated Warehouse | 0% | 0% | 0% | 0% | 12.42% | 36.01% | 12.42% | 39.15% | 100%
Sites-Based | FCZ06 Tot | Restaurant | 0% | 0% | 0% | 0% | 57.86% | 14.34% | 25.72% | 2.085% | 100%
Sites-Based | FCZ06 Tot | Retail | 0% | 0% | 0% | 0% | 55.09% | 23.89% | 18.62% | 2.397% | 100%
Sites-Based | FCZ06 Tot | School | 0% | 0% | 0% | 0% | 83.02% | 10.08% | 6.9% | 0% | 100%
Sites-Based | FCZ06 Tot | Warehouse | 0% | 0% | 0% | 0% | 39.94% | 14.46% | 41.07% | 4.536% | 100%
Sites-Based | FCZ06 Tot | All Commercial | 0% | 0% | 0.0493% | 0.02211% | 59.8% | 15.61% | 21.52% | 2.993% | 100%
Sites-Based | FCZ07 Tot | College | 0% | 0% | 0% | 0% | 75.33% | 4.214% | 20.46% | 0% | 100%
Sites-Based | FCZ07 Tot | Food Stores | 0% | 0% | 0% | 0% | 83.05% | 6.906% | 9.748% | 0.3% | 100%
Sites-Based | FCZ07 Tot | Health Care | 0% | 0% | 0% | 0% | 68.33% | 8.248% | 22.29% | 1.132% | 100%
Sites-Based | FCZ07 Tot | Lodging | 0% | 0% | 0% | 0% | 73.76% | 10.07% | 13.68% | 2.489% | 100%
Sites-Based | FCZ07 Tot | Miscellaneous | 0% | 0% | 0% | 0% | 80.9% | 9.466% | 9.071% | 0.5601% | 100%
Sites-Based | FCZ07 Tot | Office, Large | 0% | 0% | 0% | 0% | 66.71% | 12.27% | 20.43% | 0.584% | 100%
Sites-Based | FCZ07 Tot | Office, Small | 0% | 0% | 0% | 0% | 76.13% | 9.022% | 13.28% | 1.564% | 100%
Sites-Based | FCZ07 Tot | Refrigerated Warehouse | 0% | 0% | 0% | 0% | 62.65% | 23.97% | 13.38% | 0% | 100%
Sites-Based | FCZ07 Tot | Restaurant | 0% | 0% | 0% | 0% | 67.75% | 10.52% | 20.44% | 1.295% | 100%
Sites-Based | FCZ07 Tot | Retail | 0% | 0% | 0% | 0% | 76.27% | 10.12% | 12.03% | 1.583% | 100%
Sites-Based | FCZ07 Tot | School | 0% | 0% | 0% | 0% | 80.13% | 8.18% | 11.11% | 0.5818% | 100%
Sites-Based | FCZ07 Tot | Warehouse | 0% | 0% | 0% | 0% | 74.04% | 13.39% | 11.78% | 0.7884% | 100%
Sites-Based | FCZ07 Tot | All Commercial | 0% | 0% | 0% | 0% | 75.91% | 9.769% | 13.14% | 1.173% | 100%
Sites-Based | FCZ08 Tot | College | 0% | 1.444% | 0% | 0.4279% | 60.12% | 1.516% | 36.49% | 0% | 100%
Sites-Based | FCZ08 Tot | Food Stores | 0% | 0% | 0% | 0% | 67.8% | 8.825% | 18.24% | 5.13% | 100%
Sites-Based | FCZ08 Tot | Health Care | 0% | 0% | 0% | 0% | 80.3% | 0% | 19.7% | 0% | 100%
Sites-Based | FCZ08 Tot | Lodging | 0% | 0% | 0% | 0% | 82.26% | 13.26% | 4.476% | 0% | 100%
Sites-Based | FCZ08 Tot | Miscellaneous | 0% | 0% | 0% | 0% | 68.5% | 8.145% | 22.84% | 0.5198% | 100%
Sites-Based | FCZ08 Tot | Office, Large | 0% | 0% | 0% | 0% | 41.83% | 0% | 51.48% | 6.691% | 100%
Sites-Based | FCZ08 Tot | Office, Small | 0% | 0% | 0% | 0% | 78.61% | 4.811% | 16.32% | 0.2616% | 100%
Sites-Based | FCZ08 Tot | Refrigerated Warehouse | 0% | 0% | 0% | 0% | 83.17% | 16.83% | 0% | 0% | 100%
Sites-Based | FCZ08 Tot | Restaurant | 0% | 0% | 0% | 0% | 72% | 2.986% | 25.02% | 0% | 100%
Sites-Based | FCZ08 Tot | Retail | 0% | 0% | 0% | 0% | 73.92% | 10.44% | 15.01% | 0.6334% | 100%
Sites-Based | FCZ08 Tot | School | 0% | 0% | 0% | 0% | 74.65% | 0% | 24.73% | 0.6176% | 100%
Sites-Based | FCZ08 Tot | Warehouse | 0% | 0% | 0% | 0% | 62.38% | 9.092% | 28.53% | 0% | 100%
Sites-Based | FCZ08 Tot | All Commercial | 0% | 0.01927% | 0% | 0.005709% | 73.08% | 6.365% | 19.83% | 0.6998% | 100%
Sites-Based | FCZ09 Tot | College | 0% | 0% | 0% | 1.306% | 93.43% | 0% | 5.268% | 0% | 100%
Sites-Based | FCZ09 Tot | Food Stores | 0% | 0% | 0% | 0% | 68.33% | 18.43% | 12.99% | 0.2518% | 100%
Sites-Based | FCZ09 Tot | Health Care | 0% | 0% | 0% | 0% | 45.28% | 12.77% | 38.73% | 3.217% | 100%
Sites-Based | FCZ09 Tot | Lodging | 0% | 0% | 0% | 0% | 75.17% | 6.117% | 18.72% | 0% | 100%
Sites-Based | FCZ09 Tot | Miscellaneous | 0% | 0% | 0% | 0% | 62.91% | 13.79% | 22.73% | 0.567% | 100%
Sites-Based | FCZ09 Tot | Office, Large | 0% | 0% | 0% | 0% | 79.8% | 0% | 20.2% | 0% | 100%
Sites-Based | FCZ09 Tot | Office, Small | 0% | 0% | 0% | 0% | 39.87% | 19.97% | 40.16% | 0% | 100%
Sites-Based | FCZ09 Tot | Refrigerated Warehouse | 0% | 0% | 0% | 0% | 21.45% | 0% | 78.55% | 0% | 100%
Sites-Based | FCZ09 Tot | Restaurant | 0% | 0% | 0% | 0% | 48.49% | 19.49% | 27.62% | 4.398% | 100%
Sites-Based | FCZ09 Tot | Retail | 0% | 0% | 0% | 0% | 47.45% | 6.655% | 44.11% | 1.776% | 100%
Sites-Based | FCZ09 Tot | School | 0% | 0% | 0% | 0% | 52.25% | 11.87% | 35.88% | 0% | 100%
Sites-Based | FCZ09 Tot | Warehouse | 0% | 0% | 0% | 0% | 47.79% | 20.45% | 31.76% | 0% | 100%
Sites-Based | FCZ09 Tot | All Commercial | 0% | 0% | 0% | 0.01909% | 51.33% | 14.75% | 32.91% | 1% | 100%
Sites-Based | FCZ10 Tot | College | 0% | 0% | 0% | 0% | 20.66% | 12.16% | 50.88% | 16.31% | 100%
Sites-Based | FCZ10 Tot | Food Stores | 0% | 0% | 0% | 0% | 47.8% | 14.03% | 33.81% | 4.37% | 100%
Sites-Based | FCZ10 Tot | Health Care | 0% | 0% | 0% | 0% | 48.01% | 28.7% | 21.42% | 1.877% | 100%
Sites-Based | FCZ10 Tot | Lodging | 0% | 0% | 0% | 0% | 58.65% | 10.98% | 26.3% | 4.068% | 100%
Sites-Based | FCZ10 Tot | Miscellaneous | 0% | 0% | 0% | 0% | 61.91% | 8.146% | 29.88% | 0.06412% | 100%
Sites-Based | FCZ10 Tot | Office, Large | 0% | 0% | 0% | 0% | 26.66% | 3.829% | 67.59% | 1.918% | 100%
Sites-Based | FCZ10 Tot | Office, Small | 0% | 0% | 0% | 0% | 45.37% | 13.31% | 40.61% | 0.7069% | 100%
Sites-Based | FCZ10 Tot | Refrigerated Warehouse | 0% | 0% | 0% | 0% | 12.8% | 0% | 36.62% | 50.58% | 100%
Sites-Based | FCZ10 Tot | Restaurant | 0% | 0% | 0% | 0% | 48.21% | 7.905% | 42.92% | 0.9655% | 100%
Sites-Based | FCZ10 Tot | Retail | 0% | 0% | 0% | 0% | 49.88% | 6.132% | 42.72% | 1.265% | 100%
Sites-Based | FCZ10 Tot | School | 0% | 0% | 0% | 0% | 53.05% | 3.801% | 43.15% | 0% | 100%
Sites-Based | FCZ10 Tot | Warehouse | 0% | 0% | 0% | 0.5855% | 47.63% | 4.389% | 42.59% | 4.807% | 100%
Sites-Based | FCZ10 Tot | All Commercial | 0% | 0% | 0% | 0.04463% | 49.89% | 9.351% | 39.08% | 1.638% | 100%
Sites-Based | FCZ11 Tot | College | 0% | 0% | 0% | 0% | 59.24% | 0% | 40.47% | 0.286% | 100%
Sites-Based | FCZ11 Tot | Food Stores | 0% | 0% | 0% | 0% | 51.13% | 17.08% | 24.49% | 7.307% | 100%
Sites-Based | FCZ11 Tot | Health Care | 0% | 0% | 0% | 0% | 32.93% | 26.61% | 27.03% | 13.43% | 100%
Sites-Based | FCZ11 Tot | Lodging | 0% | 0% | 0% | 0% | 55.12% | 18.63% | 24.86% | 1.391% | 100%
Sites-Based | FCZ11 Tot | Miscellaneous | 0% | 0% | 0% | 0% | 53.04% | 14.5% | 31.95% | 0.5046% | 100%
Sites-Based | FCZ11 Tot | Office, Large | 0% | 0% | 0% | 0% | 11.94% | 14.85% | 73.21% | 0% | 100%
Sites-Based | FCZ11 Tot | Office, Small | 0% | 0% | 0% | 0% | 34.33% | 11.02% | 52.56% | 2.089% | 100%
Sites-Based | FCZ11 Tot | Refrigerated Warehouse | 0% | 0% | 0% | 0% | 59.15% | 0% | 40.85% | 0% | 100%
Sites-Based | FCZ11 Tot | Restaurant | 0% | 0% | 0% | 0% | 39.8% | 16.08% | 40% | 4.121% | 100%
Sites-Based | FCZ11 Tot | Retail | 0% | 0% | 0% | 0% | 44.2% | 13.26% | 41.53% | 1.006% | 100%
Sites-Based | FCZ11 Tot | School | 0% | 0% | 0% | 0% | 36.52% | 14.7% | 44.45% | 4.334% | 100%
Sites-Based | FCZ11 Tot | Warehouse | 0% | 0% | 0% | 0% | 46.35% | 8.287% | 44.24% | 1.13% | 100%
Sites-Based | FCZ11 Tot | All Commercial | 0% | 0% | 0% | 0% | 42.88% | 12.56% | 42.38% | 2.182% | 100%
Sites-Based | FCZ12c Tot | College | 0% | 0% | 0% | 0% | 57.64% | 9.326% | 31.8% | 1.234% | 100%
Sites-Based | FCZ12c Tot | Food Stores | 0% | 0% | 0% | 0% | 65.3% | 10.25% | 23.48% | 0.966% | 100%
Sites-Based | FCZ12c Tot | Health Care | 0% | 0% | 0% | 0% | 77.69% | 0% | 14.4% | 7.907% | 100%
Sites-Based | FCZ12c Tot | Lodging | 0% | 0% | 0% | 0% | 68.45% | 5.562% | 22.1% | 3.89% | 100%
Sites-Based | FCZ12c Tot | Miscellaneous | 0% | 0% | 0% | 0% | 70.65% | 10.67% | 17.65% | 1.029% | 100%
Sites-Based | FCZ12c Tot | Office, Large | 0% | 0% | 0% | 0% | 60.11% | 2.186% | 36.53% | 1.17% | 100%
Sites-Based | FCZ12c Tot | Office, Small | 0% | 0% | 0% | 0% | 75.34% | 5.797% | 18.52% | 0.3454% | 100%
Sites-Based | FCZ12c Tot | Refrigerated Warehouse | 0% | 0% | 0% | 0% | 31.16% | 0% | 68.84% | 0% | 100%
Sites-Based | FCZ12c Tot | Restaurant | 0% | 0% | 0% | 0% | 65.56% | 6.201% | 24.26% | 3.982% | 100%
Sites-Based | FCZ12c Tot | Retail | 0% | 0% | 0% | 0% | 57.16% | 20.24% | 22.6% | 0% | 100%
Sites-Based | FCZ12c Tot | School | 0% | 0% | 0% | 0% | 35.68% | 8.278% | 56.04% | 0% | 100%
Sites-Based | FCZ12c Tot | Warehouse | 0% | 0% | 0% | 0% | 59.16% | 5.697% | 34.61% | 0.5405% | 100%
Sites-Based | FCZ12c Tot | All Commercial | 0% | 0% | 0% | 0% | 67.36% | 9.153% | 22.43% | 1.061% | 100%
Sites-Based | FCZ12i Tot | College | 0% | 0% | 0% | 0% | 48.16% | 19.56% | 32.28% | 0% | 100%
Sites-Based | FCZ12i Tot | Food Stores | 0% | 0% | 0% | 0% | 65.04% | 4.303% | 30.66% | 0% | 100%
Sites-Based | FCZ12i Tot | Health Care | 0% | 0% | 0% | 0% | 73.93% | 7.482% | 17.13% | 1.46% | 100%
Sites-Based | FCZ12i Tot | Lodging | 0% | 0% | 0% | 0% | 67.24% | 0% | 29.02% | 3.748% | 100%
Sites-Based | FCZ12i Tot | Miscellaneous | 0% | 0% | 0% | 0% | 67.25% | 16.97% | 15.27% | 0.5036% | 100%
Sites-Based | FCZ12i Tot | Office, Large | 0% | 0% | 0% | 0% | 62.35% | 0% | 31.91% | 5.744% | 100%
Sites-Based | FCZ12i Tot | Office, Small | 0% | 0% | 0% | 0% | 56.62% | 25.2% | 17.96% | 0.2219% | 100%
Sites-Based | FCZ12i Tot | Refrigerated Warehouse | 0% | 0% | 0% | 0% | 30.93% | 0% | 0% | 69.07% | 100%
Sites-Based | FCZ12i Tot | Restaurant | 0% | 0% | 0% | 0% | 64.13% | 11.32% | 22.5% | 2.051% | 100%
Sites-Based | FCZ12i Tot | Retail | 0% | 0% | 0% | 0.2536% | 49% | 33.88% | 16.13% | 0.7314% | 100%
Sites-Based | FCZ12i Tot | School | 0% | 0% | 0% | 0% | 79.04% | 4.003% | 16.95% | 0% | 100%
Sites-Based | FCZ12i Tot | Warehouse | 0% | 0% | 0% | 0% | 68.56% | 14.33% | 17.1% | 0% | 100%
Sites-Based | FCZ12i Tot | All Commercial | 0% | 0% | 0% | 0.05362% | 59.91% | 20.61% | 18.67% | 0.7493% | 100%
Sites-Based | FCZ13 Tot | College | 0% | 0% | 0% | 0% | 58.5% | 0% | 39.86% | 1.644% | 100%
Sites-Based | FCZ13 Tot | Food Stores | 0% | 0% | 0% | 0.3861% | 69.31% | 1.697% | 27.93% | 0.6671% | 100%
Sites-Based | FCZ13 Tot | Health Care | 0% | 0% | 0% | 0% | 57.63% | 0.6798% | 40.2% | 1.486% | 100%
Sites-Based | FCZ13 Tot | Lodging | 0% | 0% | 0% | 0% | 47.08% | 4.483% | 43.66% | 4.779% | 100%
Sites-Based | FCZ13 Tot | Miscellaneous | 0% | 0% | 0% | 0% | 76.07% | 1.781% | 21.85% | 0.2974% | 100%
Sites-Based | FCZ13 Tot | Office, Large | 0% | 0% | 0% | 0% | 65.47% | 0% | 34.53% | 0% | 100%
Sites-Based | FCZ13 Tot | Office, Small | 0% | 0% | 0% | 0% | 73.89% | 1.9% | 23.14% | 1.075% | 100%
Sites-Based | FCZ13 Tot | Refrigerated Warehouse | 0% | 0% | 0% | 0% | 51.77% | 0% | 39.4% | 8.826% | 100%
Sites-Based | FCZ13 Tot | Restaurant | 0% | 0% | 0% | 0% | 55.01% | 3.406% | 38.72% | 2.866% | 100%
Sites-Based | FCZ13 Tot | Retail | 0% | 0% | 0% | 0.1406% | 68.61% | 2.378% | 27.92% | 0.9542% | 100%
Sites-Based | FCZ13 Tot | School | 0% | 0% | 0% | 0% | 79.75% | 1.731% | 18.31% | 0.212% | 100%
Sites-Based | FCZ13 Tot | Warehouse | 0% | 0% | 0% | 0% | 60.86% | 2.679% | 36.46% | 0% | 100%
Sites-Based | FCZ13 Tot | All Commercial | 0% | 0% | 0% | 0.05363% | 69.03% | 2.108% | 27.73% | 1.078% | 100%
Sites-Based | FCZ16 Tot | College | 0% | 0% | 0% | 6.677% | 19.82% | 0% | 73.5% | 0% | 100%
Sites-Based | FCZ16 Tot | Food Stores | 0% | 0% | 0% | 0% | 86.87% | 3.945% | 7.492% | 1.691% | 100%
Sites-Based | FCZ16 Tot | Health Care | 0% | 0% | 0% | 0% | 36.1% | 63.9% | 0% | 0% | 100%
Sites-Based | FCZ16 Tot | Lodging | 0% | 0% | 0% | 0% | 67.35% | 0.8342% | 24.9% | 6.923% | 100%
Sites-Based | FCZ16 Tot | Miscellaneous | 0% | 0% | 0% | 0% | 87.46% | 2.436% | 10.1% | 0% | 100%
Sites-Based | FCZ16 Tot | Office, Large | 0% | 0% | 0% | 1.164% | 83.59% | 0% | 14.46% | 0.7849% | 100%
Sites-Based | FCZ16 Tot | Office, Small | 0% | 0% | 0% | 0% | 96.31% | 1.357% | 2.33% | 0% | 100%
Sites-Based | FCZ16 Tot | Refrigerated Warehouse | 0% | 0% | 0% | 0% | 76.74% | 10.85% | 12.41% | 0% | 100%
Sites-Based | FCZ16 Tot | Restaurant | 0% | 0% | 0% | 0% | 74.34% | 12.45% | 13.21% | 0% | 100%
Sites-Based | FCZ16 Tot | Retail | 0% | 0% | 0% | 0% | 69.2% | 10.16% | 20.45% | 0.1914% | 100%
Sites-Based | FCZ16 Tot | School | 0% | 0% | 0% | 0% | 70.34% | 6.564% | 23.1% | 0% | 100%
Sites-Based | FCZ16 Tot | Warehouse | 0% | 0% | 0% | 0% | 88.99% | 7.542% | 3.47% | 0% | 100%
Sites-Based | FCZ16 Tot | All Commercial | 0% | 0% | 0% | 0.02307% | 79.07% | 7.94% | 12.75% | 0.221% | 100%
Sites-Based | FCZ17 Tot | College | 0% | 0% | 0% | 0% | 80.43% | 18.13% | 1.437% | 0% | 100%
Sites-Based | FCZ17 Tot | Food Stores | 0% | 0% | 0% | 0% | 62.24% | 21.82% | 14.42% | 1.526% | 100%
Sites-Based | FCZ17 Tot | Health Care | 0% | 0% | 0% | 0% | 91.22% | 7.905% | 0.8793% | 0% | 100%
Sites-Based | FCZ17 Tot | Lodging | 0% | 0% | 0% | 0% | 60.72% | 17.15% | 22.13% | 0% | 100%
Sites-Based | FCZ17 Tot | Miscellaneous | 0% | 0% | 0% | 0% | 71.92% | 17.15% | 10.93% | 0% | 100%
Sites-Based | FCZ17 Tot | Office, Large | 0% | 0% | 0% | 0% | 67.39% | 9.652% | 22.96% | 0% | 100%
Sites-Based | FCZ17 Tot | Office, Small | 0% | 0% | 0% | 0% | 74.37% | 7.161% | 18.47% | 0% | 100%
Sites-Based | FCZ17 Tot | Refrigerated Warehouse | 0% | 0% | 0% | 0% | 46.52% | 0% | 53.48% | 0% | 100%
Sites-Based | FCZ17 Tot | Restaurant | 0% | 0% | 0% | 0% | 70.28% | 12.67% | 16.29% | 0.76% | 100%
Sites-Based | FCZ17 Tot | Retail | 0% | 0% | 0% | 0% | 74.68% | 12.82% | 9.319% | 3.186% | 100%
Sites-Based | FCZ17 Tot | School | 0% | 0% | 0% | 0% | 53.57% | 37.47% | 8.958% | 0% | 100%
Sites-Based | FCZ17 Tot | Warehouse | 0% | 0% | 0% | 0% | 94.15% | 3.672% | 2.175% | 0% | 100%
Sites-Based | FCZ17 Tot | All Commercial | 0% | 0% | 0% | 0% | 74.26% | 12.32% | 12.45% | 0.9725% | 100%
Sites-Based | PG&E | College | 0% | 0% | 0.05142% | 0.05638% | 59.07% | 23.01% | 17.43% | 0.3902% | 100%
Sites-Based | PG&E | Food Stores | 0% | 0% | 0.09013% | 0% | 63.28% | 14.16% | 21.2% | 1.27% | 100%
Sites-Based | PG&E | Health Care | 0% | 0% | 0% | 0% | 57.12% | 8.861% | 29.82% | 4.203% | 100%
Sites-Based | PG&E | Lodging | 0% | 0% | 0% | 0.1181% | 67.46% | 6.19% | 24.84% | 1.389% | 100%
Sites-Based | PG&E | Miscellaneous | 0% | 0% | 0% | 0% | 64.81% | 11.55% | 20.31% | 3.341% | 100%
Sites-Based | PG&E | Office, Large | 0% | 0% | 0% | 0.24% | 62.01% | 4.849% | 31.78% | 1.126% | 100%
Sites-Based | PG&E | Office, Small | 0.03196% | 0% | 0% | 0.02457% | 61.42% | 7.787% | 29.14% | 1.599% | 100%
Sites-Based | PG&E | Refrigerated Warehouse | 0% | 0% | 0% | 0% | 64.71% | 11.08% | 19.48% | 4.727% | 100%
Sites-Based | PG&E | Restaurant | 0% | 0% | 0% | 0% | 57.08% | 13.22% | 27.01% | 2.694% | 100%
Sites-Based | PG&E | Retail | 0% | 0% | 0% | 0% | 63.89% | 14.55% | 20.12% | 1.444% | 100%
Sites-Based | PG&E | School | 0% | 0% | 0% | 0% | 67.77% | 12.07% | 19.14% | 1.02% | 100%
Sites-Based | PG&E | Warehouse | 0% | 0% | 0% | 0% | 59.73% | 10.49% | 28.15% | 1.63% | 100%
Sites-Based | PG&E | All Commercial | 0.009248% | 0% | 0.006503% | 0.01402% | 62.1% | 11.36% | 24.5% | 2.01% | 100%
Sites-Based | SCE | College | 0% | 0.08414% | 0% | 0.07329% | 67.02% | 4.495% | 26.31% | 2.013% | 100%
Sites-Based | SCE | Food Stores | 0% | 0% | 0% | 0% | 73.5% | 9.486% | 15.15% | 1.857% | 100%
Sites-Based | SCE | Health Care | 0% | 0% | 0% | 0% | 61.27% | 13.16% | 22.91% | 2.66% | 100%
Sites-Based | SCE | Lodging | 0% | 0% | 0% | 0% | 70.4% | 11.1% | 16.36% | 2.143% | 100%
Sites-Based | SCE | Miscellaneous | 0% | 0% | 0% | 0% | 72.67% | 9.968% | 16.9% | 0.4684% | 100%
Sites-Based | SCE | Office, Large | 0% | 0% | 0% | 0% | 56.13% | 9.795% | 32.69% | 1.384% | 100%
Sites-Based | SCE | Office, Small | 0% | 0% | 0% | 0% | 65.5% | 10.01% | 23.17% | 1.324% | 100%
Sites-Based | SCE | Refrigerated Warehouse | 0% | 0% | 0% | 0% | 58.01% | 17.97% | 19.75% | 4.258% | 100%
Sites-Based | SCE | Restaurant | 0% | 0% | 0% | 0% | 61.74% | 10.45% | 26.26% | 1.548% | 100%
Sites-Based | SCE | Retail | 0% | 0% | 0% | 0% | 67.91% | 9.741% | 20.92% | 1.421% | 100%
Sites-Based | SCE | School | 0% | 0% | 0% | 0% | 69.31% | 8.336% | 21.46% | 0.8875% | 100%
Sites-Based | SCE | Warehouse | 0% | 0% | 0% | 0.1109% | 65.24% | 11.31% | 21.83% | 1.509% | 100%
Sites-Based | SCE | All Commercial | 0% | 0.001436% | 0% | 0.008044% | 67.17% | 9.999% | 21.5% | 1.32% | 100%
Sites-Based | SDG&E | College | 0% | 0% | 0% | 0% | 54.21% | 13.03% | 31.97% | 0.7876% | 100%
Sites-Based | SDG&E | Food Stores | 0% | 0% | 0% | 0% | 65.2% | 8.008% | 26.19% | 0.6016% | 100%
Sites-Based | SDG&E | Health Care | 0% | 0% | 0% | 0% | 76.02% | 3.317% | 15.61% | 5.049% | 100%
Sites-Based | SDG&E | Lodging | 0% | 0% | 0% | 0% | 68.07% | 3.847% | 24.23% | 3.846% | 100%
Sites-Based | SDG&E | Miscellaneous | 0% | 0% | 0% | 0% | 69.23% | 13.3% | 16.66% | 0.8097% | 100%
Sites-Based | SDG&E | Office, Large | 0% | 0% | 0% | 0% | 60.48% | 1.824% | 35.76% | 1.927% | 100%
Sites-Based | SDG&E | Office, Small | 0% | 0% | 0% | 0% | 69.8% | 11.54% | 18.36% | 0.3089% | 100%
Sites-Based | SDG&E | Refrigerated Warehouse | 0% | 0% | 0% | 0% | 31.14% | 0% | 63.23% | 5.624% | 100%
Sites-Based | SDG&E | Restaurant | 0% | 0% | 0% | 0% | 65.09% | 7.88% | 23.68% | 3.348% | 100%
Sites-Based | SDG&E | Retail | 0% | 0% | 0% | 0.09531% | 54.1% | 25.37% | 20.17% | 0.2748% | 100%
Sites-Based | SDG&E | School | 0% | 0% | 0% | 0% | 53.67% | 6.505% | 39.83% | 0% | 100%
Sites-Based | SDG&E | Warehouse | 0% | 0% | 0% | 0% | 62.43% | 8.701% | 28.52% | 0.3525% | 100%
Sites-Based | SDG&E | All Commercial | 0% | 0% | 0% | 0.01833% | 64.81% | 13.07% | 21.14% | 0.9541% | 100%
Sites-Based | LADWP | College | 0% | 0% | 0% | 0.4719% | 76.15% | 16.85% | 6.531% | 0% | 100%
Sites-Based | LADWP | Food Stores | 0% | 0% | 0% | 0% | 80.31% | 8.704% | 9.336% | 1.647% | 100%
Sites-Based | LADWP | Health Care | 0% | 0% | 0% | 0% | 54.97% | 44.73% | 0.3011% | 0% | 100%
Sites-Based | LADWP | Lodging | 0% | 0% | 0% | 0% | 66.77% | 2.264% | 24.65% | 6.316% | 100%
Sites-Based | LADWP | Miscellaneous | 0% | 0% | 0% | 0% | 82.33% | 7.298% | 10.38% | 0% | 100%
Sites-Based | LADWP | Office, Large | 0% | 0% | 0% | 0.9368% | 80.43% | 1.882% | 16.12% | 0.6318% | 100%
Sites-Based | LADWP | Office, Small | 0% | 0% | 0% | 0% | 88.66% | 3.382% | 7.96% | 0% | 100%
Sites-Based | LADWP | Refrigerated Warehouse | 0% | 0% | 0% | 0% | 66.96% | 7.336% | 25.7% | 0% | 100%
Sites-Based | LADWP | Restaurant | 0% | 0% | 0% | 0% | 73.27% | 12.51% | 14.02% | 0.2007% | 100%
Sites-Based | LADWP | Retail | 0% | 0% | 0% | 0% | 70.5% | 10.79% | 17.81% | 0.9023% | 100%
Sites-Based | LADWP | School | 0% | 0% | 0% | 0% | 66.14% | 14.31% | 19.55% | 0% | 100%
Sites-Based | LADWP | Warehouse | 0% | 0% | 0% | 0% | 91.53% | 5.636% | 2.832% | 0% | 100%
Sites-Based | LADWP | All Commercial | 0% | 0% | 0% | 0.01623% | 77.64% | 9.238% | 12.66% | 0.4437% | 100%
Sites-Based | SMUD | College | 0% | 0% | 0% | 0% | 58.5% | 0% | 39.86% | 1.644% | 100%
Sites-Based | SMUD | Food Stores | 0% | 0% | 0% | 0.3861% | 69.31% | 1.697% | 27.93% | 0.6671% | 100%
Sites-Based | SMUD | Health Care | 0% | 0% | 0% | 0% | 57.63% | 0.6798% | 40.2% | 1.486% | 100%
Sites-Based | SMUD | Lodging | 0% | 0% | 0% | 0% | 47.08% | 4.483% | 43.66% | 4.779% | 100%
Sites-Based | SMUD | Miscellaneous | 0% | 0% | 0% | 0% | 76.07% | 1.781% | 21.85% | 0.2974% | 100%
Sites-Based | SMUD | Office, Large | 0% | 0% | 0% | 0% | 65.47% | 0% | 34.53% | 0% | 100%
Sites-Based | SMUD | Office, Small | 0% | 0% | 0% | 0% | 73.89% | 1.9% | 23.14% | 1.075% | 100%
Sites-Based | SMUD | Refrigerated Warehouse | 0% | 0% | 0% | 0% | 51.77% | 0% | 39.4% | 8.826% | 100%
Sites-Based | SMUD | Restaurant | 0% | 0% | 0% | 0% | 55.01% | 3.406% | 38.72% | 2.866% | 100%
Sites-Based | SMUD | Retail | 0% | 0% | 0% | 0.1406% | 68.61% | 2.378% | 27.92% | 0.9542% | 100%
Sites-Based | SMUD | School | 0% | 0% | 0% | 0% | 79.75% | 1.731% | 18.31% | 0.212% | 100%
Sites-Based | SMUD | Warehouse | 0% | 0% | 0% | 0% | 60.86% | 2.679% | 36.46% | 0% | 100%
Sites-Based | SMUD | All Commercial | 0% | 0% | 0% | 0.05363% | 69.03% | 2.108% | 27.73% | 1.078% | 100%
Sites-Based | FCZ01 | College | 0% | 0% | 0% | 0% | 88.89% | 6.969% | 4.088% | 0.05708% | 100%
Sites-Based | FCZ01 | Food Stores | 0% | 0% | 0% | 0% | 77.34% | 8.141% | 14.23% | 0.2846% | 100%
Sites-Based | FCZ01 | Health Care | 0% | 0% | 0% | 0% | 63.96% | 7.5% | 25.7% | 2.844% | 100%
Sites-Based | FCZ01 | Lodging | 0% | 0% | 0% | 0% | 66.23% | 7.226% | 25% | 1.551% | 100%
Sites-Based | FCZ01 | Miscellaneous | 0% | 0% | 0% | 0% | 75.35% | 8.884% | 13.94% | 1.82% | 100%
Sites-Based | FCZ01 | Office, Large | 0% | 0% | 0% | 0.3282% | 68.36% | 2.751% | 27.32% | 1.24% | 100%
Sites-Based | FCZ01 | Office, Small | 0.08347% | 0% | 0% | 0.03215% | 71.25% | 6.009% | 20.13% | 2.497% | 100%
Sites-Based | FCZ01 | Refrigerated Warehouse | 0% | 0% | 0% | 0% | 85.62% | 9.877% | 3.714% | 0.7901% | 100%
Sites-Based | FCZ01 | Restaurant | 0% | 0% | 0% | 0% | 65.57% | 12.24% | 20.15% | 2.035% | 100%
Sites-Based | FCZ01 | Retail | 0% | 0% | 0% | 0% | 74.15% | 10.7% | 14.17% | 0.9835% | 100%
Sites-Based | FCZ01 | School | 0% | 0% | 0% | 0% | 74.79% | 13.71% | 10.01% | 1.486% | 100%
Sites-Based | FCZ01 | Warehouse | 0% | 0% | 0% | 0% | 78.11% | 7.985% | 13.69% | 0.22% | 100%
Sites-Based | FCZ01 | All Commercial | 0.02216% | 0% | 0% | 0.01778% | 72.46% | 8.824% | 17.04% | 1.639% | 100%
Sites-Based | FCZ02 | College | 0% | 0% | 0% | 0% | 46.14% | 43.45% | 10.41% | 0% | 100%
Sites-Based | FCZ02 | Food Stores | 0% | 0% | 0% | 0% | 61.94% | 16.59% | 21.27% | 0.2041% | 100%
Sites-Based | FCZ02 | Health Care | 0% | 0% | 0% | 0% | 60.1% | 2.646% | 33.3% | 3.949% | 100%
Sites-Based | FCZ02 | Lodging | 0% | 0% | 0% | 0% | 67.39% | 1.128% | 30.72% | 0.7635% | 100%
Sites-Based | FCZ02 | Miscellaneous | 0% | 0% | 0% | 0% | 66.18% | 11.25% | 20.28% | 2.289% | 100%
Sites-Based | FCZ02 | Office, Large | 0% | 0% | 0% | 0% | 58.69% | 0% | 41.31% | 0% | 100%
Sites-Based | FCZ02 | Office, Small | 0% | 0% | 0% | 0% | 75.72% | 4.92% | 18.76% | 0.6014% | 100%
Sites-Based | FCZ02 | Refrigerated Warehouse | 0% | 0% | 0% | 0% | 68.19% | 3.302% | 28.51% | 0% | 100%
Sites-Based | FCZ02 | Restaurant | 0% | 0% | 0% | 0% | 65.37% | 12.86% | 19.62% | 2.144% | 100%
Sites-Based | FCZ02 | Retail | 0% | 0% | 0% | 0% | 67.49% | 10.37% | 21.45% | 0.6923% | 100%
Sites-Based | FCZ02 | School | 0% | 0% | 0% | 0% | 85.09% | 5.988% | 8.925% | 0% | 100%
Sites-Based | FCZ02 | Warehouse | 0% | 0% | 0% | 0% | 72.19% | 5.873% | 20.91% | 1.02% | 100%
Sites-Based | FCZ02 | All Commercial | 0% | 0% | 0% | 0% | 69.59% | 8.849% | 20.44% | 1.122% | 100%
Sites-Based | FCZ03 | College | 0% | 0% | 0% | 0.4656% | 19.09% | 79.52% | 0.9312% | 0% | 100%
Sites-Based | FCZ03 | Food Stores | 0% | 0% | 0% | 0% | 53.59% | 19.96% | 24.38% | 2.075% | 100%
Sites-Based | FCZ03 | Health Care | 0% | 0% | 0% | 0% | 62.37% | 5.016% | 28.88% | 3.729% | 100%
Sites-Based | FCZ03 | Lodging | 0% | 0% | 0% | 0% | 61.54% | 7.765% | 30.7% | 0% | 100%
Sites-Based | FCZ03 | Miscellaneous | 0% | 0% | 0% | 0% | 66.94% | 20.36% | 12.51% | 0.1893% | 100%
Sites-Based | FCZ03 | Office, Large | 0% | 0% | 0% | 0% | 74.26% | 0% | 25.74% | 0% | 100%
Sites-Based | FCZ03 | Office, Small | 0% | 0% | 0% | 0.341% | 52.77% | 13.53% | 32.11% | 1.253% | 100%
Sites-Based | FCZ03 | Refrigerated Warehouse | 0% | 0% | 0% | 0% | 65.52% | 0% | 34.48% | 0% | 100%
Sites-Based | FCZ03 | Restaurant | 0% | 0% | 0% | 0% | 66.48% | 2.597% | 30.92% | 0% | 100%
Sites-Based | FCZ03 | Retail | 0% | 0% | 0% | 0% | 52.7% | 24.24% | 22.55% | 0.5124% | 100%
Sites-Based | FCZ03 | School | 0% | 0% | 0% | 0% | 71.57% | 19.73% | 8.699% | 0% | 100%
Sites-Based | FCZ03 | Warehouse | 0% | 0% | 0% | 0% | 46.34% | 27.7% | 25.56% | 0.407% | 100%
Sites-Based | FCZ03 | All Commercial | 0% | 0% | 0% | 0.1029% | 57.74% | 18.75% | 22.71% | 0.6898% | 100%
Sites-Based | FCZ04 | College | 0% | 0% | 0% | 0% | 29.74% | 9.152% | 58.85% | 2.263% | 100%
Sites-Based | FCZ04 | Food Stores | 0% | 0% | 0% | 0% | 50.53% | 14.04% | 30.25% | 5.185% | 100%
Sites-Based | FCZ04 | Health Care | 0% | 0% | 0% | 0% | 50.21% | 7.387% | 41.24% | 1.17% | 100%
Sites-Based | FCZ04 | Lodging | 0% | 0% | 0% | 0% | 62.29% | 5.934% | 28.81% | 2.967% | 100%
Sites-Based | FCZ04 | Miscellaneous | 0% | 0% | 0% | 0% | 51.36% | 9.706% | 35.7% | 3.233% | 100%
Sites-Based | FCZ04 | Office, Large | 0% | 0% | 0% | 0% | 28.47% | 11.03% | 58.45% | 2.054% | 100%
Sites-Based | FCZ04 | Office, Small | 0% | 0% | 0% | 0% | 28.44% | 7.394% | 62.98% | 1.186% | 100%
Sites-Based | FCZ04 | Refrigerated Warehouse | 0% | 0% | 0% | 0% | 42.08% | 8.143% | 47.32% | 2.453% | 100%
Sites-Based | FCZ04 | Restaurant | 0% | 0% | 0% | 0% | 30.64% | 17.04% | 48.01% | 4.311% | 100%
Sites-Based | FCZ04 | Retail | 0% | 0% | 0% | 0% | 45.19% | 14.6% | 38.66% | 1.544% | 100%
Sites-Based | FCZ04 | School | 0% | 0% | 0% | 0% | 46.84% | 7.781% | 42.82% | 2.563% | 100%
Sites-Based | FCZ04 | Warehouse | 0% | 0% | 0% | 0% | 42.57% | 11.62% | 45.15% | 0.662% | 100%
Sites-Based | FCZ04 | All Commercial | 0% | 0% | 0% | 0% | 40.24% | 10.97% | 46.5% | 2.293% | 100%
Sites-Based | FCZ05 | College | 0% | 0% | 0.6591% | 0% | 58.69% | 31.5% | 9.151% | 0% | 100%
Sites-Based | FCZ05 | Food Stores | 0% | 0% | 0% | 0% | 49.85% | 20.38% | 28.92% | 0.8545% | 100%
Sites-Based | FCZ05 | Health Care | 0% | 0% | 0% | 0% | 43.42% | 21.55% | 24.1% | 10.92% | 100%
Sites-Based | FCZ05 | Lodging | 0% | 0% | 0% | 0% | 64.1% | 9.322% | 26.32% | 0.2511% | 100%
Sites-Based | FCZ05 | Miscellaneous | 0% | 0% | 0% | 0% | 56.61% | 15.84% | 24.15% | 3.403% | 100%
Sites-Based | FCZ05 | Office, Large | 0% | 0% | 0% | 0% | 55.72% | 22.92% | 21.35% | 0% | 100%
Sites-Based | FCZ05 | Office, Small | 0% | 0% | 0% | 0% | 54.56% | 9.859% | 33.56% | 2.017% | 100%
Sites-Based | FCZ05 | Refrigerated Warehouse | 0% | 0% | 0% | 0% | 51.05% | 14.74% | 26.37% | 7.84% | 100%
Sites-Based | FCZ05 | Restaurant | 0% | 0% | 0% | 0% | 41.99% | 14.92% | 38.03% | 5.058% | 100%
Sites-Based | FCZ05 | Retail | 0% | 0% | 0% | 0% | 55.43% | 21.04% | 20.76% | 2.778% | 100%
Sites-Based | FCZ05 | School | 0% | 0% | 0% | 0% | 56.14% | 14.73% | 29.12% | 0% | 100%
Sites-Based | FCZ05 | Warehouse | 0% | 0% | 0% | 0% | 53.22% | 10.09% | 32.37% | 4.323% | 100%
Sites-Based | FCZ05 | All Commercial | 0% | 0% | 0.005839% | 0% | 53.19% | 15.43% | 28.39% | 2.989% | 100%
Sites-Based | FCZ06 | College | 0% | 0% | 0% | 0.191% | 15.76% | 53.16% | 30.89% | 0% | 100%
Sites-Based | FCZ06 | Food Stores | 0% | 0% | 0.9507% | 0% | 53.43% | 23.54% | 21.09% | 0.9849% | 100%
Sites-Based | FCZ06 | Health Care | 0% | 0% | 0% | 0% | 68.46% | 1.037% | 28.08% | 2.424% | 100%
Sites-Based | FCZ06 | Lodging | 0% | 0% | 0% | 0.482% | 74.52% | 6.661% | 16.73% | 1.606% | 100%
Sites-Based | FCZ06 | Miscellaneous | 0% | 0% | 0% | 0% | 62.07% | 11.97% | 14.95% | 11.02% | 100%
Sites-Based | FCZ06 | Office, Large | 0% | 0% | 0% | 0% | 46.13% | 6.172% | 47.7% | 0% | 100%
Sites-Based | FCZ06 | Office, Small | 0% | 0% | 0% | 0% | 65.23% | 12.33% | 22.26% | 0.183% | 100%
Sites-Based | FCZ06 | Refrigerated Warehouse | 0% | 0% | 0% | 0% | 12.42% | 36.01% | 12.42% | 39.15% | 100%
Sites-Based | FCZ06 | Restaurant | 0% | 0% | 0% | 0% | 57.86% | 14.34% | 25.72% | 2.085% | 100%
Sites-Based | FCZ06 | Retail | 0% | 0% | 0% | 0% | 55.09% | 23.89% | 18.62% | 2.397% | 100%
Sites-Based | FCZ06 | School | 0% | 0% | 0% | 0% | 83.02% | 10.08% | 6.9% | 0% | 100%
Sites-Based | FCZ06 | Warehouse | 0% | 0% | 0% | 0% | 39.94% | 14.46% | 41.07% | 4.536% | 100%
Sites-Based | FCZ06 | All Commercial | 0% | 0% | 0.04876% | 0.02219% | 59.8% | 15.58% | 21.55% | 3.005% | 100%
Sites-Based | FCZ07 | College | 0% | 0% | 0% | 0% | 75.33% | 4.214% | 20.46% | 0% | 100%
Sites-Based | FCZ07 | Food Stores | 0% | 0% | 0% | 0% | 83.05% | 6.906% | 9.748% | 0.3% | 100%
Sites-Based | FCZ07 | Health Care | 0% | 0% | 0% | 0% | 68.33% | 8.248% | 22.29% | 1.132% | 100%
Sites-Based | FCZ07 | Lodging | 0% | 0% | 0% | 0% | 73.76% | 10.07% | 13.68% | 2.489% | 100%
Sites-Based | FCZ07 | Miscellaneous | 0% | 0% | 0% | 0% | 80.9% | 9.466% | 9.071% | 0.5601% | 100%
Sites-Based | FCZ07 | Office, Large | 0% | 0% | 0% | 0% | 66.71% | 12.27% | 20.43% | 0.584% | 100%
Sites-Based | FCZ07 | Office, Small | 0% | 0% | 0% | 0% | 76.13% | 9.022% | 13.28% | 1.564% | 100%
Sites-Based | FCZ07 | Refrigerated Warehouse | 0% | 0% | 0% | 0% | 62.65% | 23.97% | 13.38% | 0% | 100%
Sites-Based | FCZ07 | Restaurant | 0% | 0% | 0% | 0% | 67.75% | 10.52% | 20.44% | 1.295% | 100%
Sites-Based | FCZ07 | Retail | 0% | 0% | 0% | 0% | 76.27% | 10.12% | 12.03% | 1.583% | 100%
Sites-Based | FCZ07 | School | 0% | 0% | 0% | 0% | 80.13% | 8.18% | 11.11% | 0.5818% | 100%
Sites-Based | FCZ07 | Warehouse | 0% | 0% | 0% | 0% | 74.04% | 13.39% | 11.78% | 0.7884% | 100%
Sites-Based | FCZ07 | All Commercial | 0% | 0% | 0% | 0% | 75.87% | 9.706% | 13.24% | 1.187% | 100%
Sites-Based | FCZ08 | College | 0% | 1.444% | 0% | 0.4279% | 60.12% | 1.516% | 36.49% | 0% | 100%
Sites-Based | FCZ08 | Food Stores | 0% | 0% | 0% | 0% | 67.8% | 8.825% | 18.24% | 5.13% | 100%
Sites-Based | FCZ08 | Health Care | 0% | 0% | 0% | 0% | 80.3% | 0% | 19.7% | 0% | 100%
Sites-Based | FCZ08 | Lodging | 0% | 0% | 0% | 0% | 82.26% | 13.26% | 4.476% | 0% | 100%
Sites-Based | FCZ08 | Miscellaneous | 0% | 0% | 0% | 0% | 68.5% | 8.145% | 22.84% | 0.5198% | 100%
Sites-Based | FCZ08 | Office, Large | 0% | 0% | 0% | 0% | 41.83% | 0% | 51.48% | 6.691% | 100%
Sites-Based | FCZ08 | Office, Small | 0% | 0% | 0% | 0% | 78.61% | 4.811% | 16.32% | 0.2616% | 100%
Sites-Based | FCZ08 | Refrigerated Warehouse | 0% | 0% | 0% | 0% | 83.17% | 16.83% | 0% | 0% | 100%
Sites-Based | FCZ08 | Restaurant | 0% | 0% | 0% | 0% | 72% | 2.986% | 25.02% | 0% | 100%
Sites-Based | FCZ08 | Retail | 0% | 0% | 0% | 0% | 73.92% | 10.44% | 15.01% | 0.6334% | 100%
Sites-Based | FCZ08 | School | 0% | 0% | 0% | 0% | 74.65% | 0% | 24.73% | 0.6176% | 100%
Sites-Based | FCZ08 | Warehouse | 0% | 0% | 0% | 0% | 62.38% | 9.092% | 28.53% | 0% | 100%
Sites-Based | FCZ08 | All Commercial | 0% | 0.01927% | 0% | 0.005709% | 73.08% | 6.365% | 19.83% | 0.6998% | 100%
Sites-Based | FCZ09 | College | 0% | 0% | 0% | 1.306% | 93.43% | 0% | 5.268% | 0% | 100%
Sites-Based | FCZ09 | Food Stores | 0% | 0% | 0% | 0% | 68.33% | 18.43% | 12.99% | 0.2518% | 100%
Sites-Based | FCZ09 | Health Care | 0% | 0% | 0% | 0% | 45.28% | 12.77% | 38.73% | 3.217% | 100%
Sites-Based | FCZ09 | Lodging | 0% | 0% | 0% | 0% | 75.17% | 6.117% | 18.72% | 0% | 100%
Sites-Based | FCZ09 | Miscellaneous | 0% | 0% | 0% | 0% | 62.91% | 13.79% | 22.73% | 0.567% | 100%
Sites-Based | FCZ09 | Office, Large | 0% | 0% | 0% | 0% | 79.8% | 0% | 20.2% | 0% | 100%
Sites-Based | FCZ09 | Office, Small | 0% | 0% | 0% | 0% | 39.87% | 19.97% | 40.16% | 0% | 100%
Sites-Based | FCZ09 | Refrigerated Warehouse | 0% | 0% | 0% | 0% | 21.45% | 0% | 78.55% | 0% | 100%
Sites-Based | FCZ09 | Restaurant | 0% | 0% | 0% | 0% | 48.49% | 19.49% | 27.62% | 4.398% | 100%
Sites-Based | FCZ09 | Retail | 0% | 0% | 0% | 0% | 47.45% | 6.655% | 44.11% | 1.776% | 100%
Sites-Based | FCZ09 | School | 0% | 0% | 0% | 0% | 52.25% | 11.87% | 35.88% | 0% | 100%
Sites-Based | FCZ09 | Warehouse | 0% | 0% | 0% | 0% | 47.79% | 20.45% | 31.76% | 0% | 100%
Sites-Based | FCZ09 | All Commercial | 0% | 0% | 0% | 0.01909% | 51.33% | 14.75% | 32.91% | 1% | 100%
Sites-Based | FCZ10 | College | 0% | 0% | 0% | 0% | 20.66% | 12.16% | 50.88% | 16.31% | 100%
Sites-Based | FCZ10 | Food Stores | 0% | 0% | 0% | 0% | 47.8% | 14.03% | 33.81% | 4.37% | 100%
Sites-Based | FCZ10 | Health Care | 0% | 0% | 0% | 0% | 48.01% | 28.7% | 21.42% | 1.877% | 100%
Sites-Based | FCZ10 | Lodging | 0% | 0% | 0% | 0% | 58.65% | 10.98% | 26.3% | 4.068% | 100%
Sites-Based | FCZ10 | Miscellaneous | 0% | 0% | 0% | 0% | 61.91% | 8.146% | 29.88% | 0.06412% | 100%
Sites-Based | FCZ10 | Office, Large | 0% | 0% | 0% | 0% | 26.66% | 3.829% | 67.59% | 1.918% | 100%
Sites-Based | FCZ10 | Office, Small | 0% | 0% | 0% | 0% | 45.37% | 13.31% | 40.61% | 0.7069% | 100%
Sites-Based | FCZ10 | Refrigerated Warehouse | 0% | 0% | 0% | 0% | 12.8% | 0% | 36.62% | 50.58% | 100%
Sites-Based | FCZ10 | Restaurant | 0% | 0% | 0% | 0% | 48.21% | 7.905% | 42.92% | 0.9655% | 100%
Sites-Based | FCZ10 | Retail | 0% | 0% | 0% | 0% | 49.88% | 6.132% | 42.72% | 1.265% | 100%
Sites-Based | FCZ10 | School | 0% | 0% | 0% | 0% | 53.05% | 3.801% | 43.15% | 0% | 100%
Sites-Based | FCZ10 | Warehouse | 0% | 0% | 0% | 0.5855% | 47.63% | 4.389% | 42.59% | 4.807% | 100%
Sites-Based | FCZ10 | All Commercial | 0% | 0% | 0% | 0.04513% | 49.9% | 9.305% | 39.14% | 1.61% | 100%
Sites-Based | FCZ11 | College | 0% | 0% | 0% | 0% | 59.24% | 0% | 40.47% | 0.286% | 100%
Sites-Based | FCZ11 | Food Stores | 0% | 0% | 0% | 0% | 51.13% | 17.08% | 24.49% | 7.307% | 100%
Sites-Based | FCZ11 | Health Care | 0% | 0% | 0% | 0% | 32.93% | 26.61% | 27.03% | 13.43% | 100%
Sites-Based | FCZ11 | Lodging | 0% | 0% | 0% | 0% | 55.12% | 18.63% | 24.86% | 1.391% | 100%
Sites-Based | FCZ11 | Miscellaneous | 0% | 0% | 0% | 0% | 53.04% | 14.5% | 31.95% | 0.5046% | 100%
Sites-Based | FCZ11 | Office, Large | 0% | 0% | 0% | 0% | 11.94% | 14.85% | 73.21% | 0% | 100%
Sites-Based | FCZ11 | Office, Small | 0% | 0% | 0% | 0% | 34.33% | 11.02% | 52.56% | 2.089% | 100%
Sites-Based | FCZ11 | Refrigerated Warehouse | 0% | 0% | 0% | 0% | 59.15% | 0% | 40.85% | 0% | 100%
Sites-Based | FCZ11 | Restaurant | 0% | 0% | 0% | 0% | 39.8% | 16.08% | 40% | 4.121% | 100%
Sites-Based | FCZ11 | Retail | 0% | 0% | 0% | 0% | 44.2% | 13.26% | 41.53% | 1.006% | 100%
Sites-Based | FCZ11 | School | 0% | 0% | 0% | 0% | 36.52% | 14.7% | 44.45% | 4.334% | 100%
Sites-Based | FCZ11 | Warehouse | 0% | 0% | 0% | 0% | 46.35% | 8.287% | 44.24% | 1.13% | 100%
Sites-Based | FCZ11 | All Commercial | 0% | 0% | 0% | 0% | 42.61% | 13.33% | 41.8% | 2.261% | 100%
Sites-Based | FCZ12c | College | 0% | 0% | 0% | 0% | 57.64% | 9.326% | 31.8% | 1.234% | 100%
Sites-Based | FCZ12c | Food Stores | 0% | 0% | 0% | 0% | 65.3% | 10.25% | 23.48% | 0.966% | 100%
Sites-Based | FCZ12c | Health Care | 0% | 0% | 0% | 0% | 77.69% | 0% | 14.4% | 7.907% | 100%
Sites-Based | FCZ12c | Lodging | 0% | 0% | 0% | 0% | 68.45% | 5.562% | 22.1% | 3.89% | 100%
Sites-Based | FCZ12c | Miscellaneous | 0% | 0% | 0% | 0% | 70.65% | 10.67% | 17.65% | 1.029% | 100%
Sites-Based | FCZ12c | Office, Large | 0% | 0% | 0% | 0% | 60.11% | 2.186% | 36.53% | 1.17% | 100%
Sites-Based | FCZ12c | Office, Small | 0% | 0% | 0% | 0% | 75.34% | 5.797% | 18.52% | 0.3454% | 100%
Sites-Based | FCZ12c | Refrigerated Warehouse | 0% | 0% | 0% | 0% | 31.16% | 0% | 68.84% | 0% | 100%
Sites-Based | FCZ12c | Restaurant | 0% | 0% | 0% | 0% | 65.56% | 6.201% | 24.26% | 3.982% | 100%
Sites-Based | FCZ12c | Retail | 0% | 0% | 0% | 0% | 57.16% | 20.24% | 22.6% | 0% | 100%
Sites-Based | FCZ12c | School | 0% | 0% | 0% | 0% | 35.68% | 8.278% | 56.04% | 0% | 100%
Sites-Based | FCZ12c | Warehouse | 0% | 0% | 0% | 0% | 59.16% | 5.697% | 34.61% | 0.5405% | 100%
Sites-Based | FCZ12c | All Commercial | 0% | 0% | 0% | 0% | 67.36% | 9.153% | 22.43% | 1.061% | 100%
Sites-Based | FCZ12i | College | 0% | 0% | 0% | 0% | 48.16% | 19.56% | 32.28% | 0% | 100%
Sites-Based | FCZ12i | Food Stores | 0% | 0% | 0% | 0% | 65.04% | 4.303% | 30.66% | 0% | 100%
Sites-Based | FCZ12i | Health Care | 0% | 0% | 0% | 0% | 73.93% | 7.482% | 17.13% | 1.46% | 100%
Sites-Based | FCZ12i | Lodging | 0% | 0% | 0% | 0% | 67.24% | 0% | 29.02% | 3.748% | 100%
Sites-Based | FCZ12i | Miscellaneous | 0% | 0% | 0% | 0% | 67.25% | 16.97% | 15.27% | 0.5036% | 100%
Sites-Based | FCZ12i | Office, Large | 0% | 0% | 0% | 0% | 62.35% | 0% | 31.91% | 5.744% | 100%
Sites-Based | FCZ12i | Office, Small | 0% | 0% | 0% | 0% | 56.62% | 25.2% | 17.96% | 0.2219% | 100%
Sites-Based | FCZ12i | Refrigerated Warehouse | 0% | 0% | 0% | 0% | 30.93% | 0% | 0% | 69.07% | 100%
Sites-Based | FCZ12i | Restaurant | 0% | 0% | 0% | 0% | 64.13% | 11.32% | 22.5% | 2.051% | 100%
Sites-Based | FCZ12i | Retail | 0% | 0% | 0% | 0.2536% | 49% | 33.88% | 16.13% | 0.7314% | 100%
Sites-Based | FCZ12i | School | 0% | 0% | 0% | 0% | 79.04% | 4.003% | 16.95% | 0% | 100%
Sites-Based | FCZ12i | Warehouse | 0% | 0% | 0% | 0% | 68.56% | 14.33% | 17.1% | 0% | 100%
Sites-Based | FCZ12i | All Commercial | 0% | 0% | 0% | 0.05362% | 59.91% | 20.61% | 18.67% | 0.7493% | 100%
Sites-Based | FCZ13 | College | 0% | 0% | 0% | 0% | 58.5% | 0% | 39.86% | 1.644% | 100%
Sites-Based | FCZ13 | Food Stores | 0% | 0% | 0% | 0.3861% | 69.31% | 1.697% | 27.93% | 0.6671% | 100%
Sites-Based | FCZ13 | Health Care | 0% | 0% | 0% | 0% | 57.63% | 0.6798% | 40.2% | 1.486% | 100%
Sites-Based | FCZ13 | Lodging | 0% | 0% | 0% | 0% | 47.08% | 4.483% | 43.66% | 4.779% | 100%
Sites-Based | FCZ13 | Miscellaneous | 0% | 0% | 0% | 0% | 76.07% | 1.781% | 21.85% | 0.2974% | 100%
Sites-Based | FCZ13 | Office, Large | 0% | 0% | 0% | 0% | 65.47% | 0% | 34.53% | 0% | 100%
Sites-Based | FCZ13 | Office, Small | 0% | 0% | 0% | 0% | 73.89% | 1.9% | 23.14% | 1.075% | 100%
Sites-Based | FCZ13 | Refrigerated Warehouse | 0% | 0% | 0% | 0% | 51.77% | 0% | 39.4% | 8.826% | 100%
Sites-Based | FCZ13 | Restaurant | 0% | 0% | 0% | 0% | 55.01% | 3.406% | 38.72% | 2.866% | 100%
Sites-Based | FCZ13 | Retail | 0% | 0% | 0% | 0.1406% | 68.61% | 2.378% | 27.92% | 0.9542% | 100%
Sites-Based | FCZ13 | School | 0% | 0% | 0% | 0% | 79.75% | 1.731% | 18.31% | 0.212% | 100%
Sites-Based | FCZ13 | Warehouse | 0% | 0% | 0% | 0% | 60.86% | 2.679% | 36.46% | 0% | 100%
Sites-Based | FCZ13 | All Commercial | 0% | 0% | 0% | 0.05363% | 69.03% | 2.108% | 27.73% | 1.078% | 100%
Sites-Based | FCZ16 | College | 0% | 0% | 0% | 6.677% | 19.82% | 0% | 73.5% | 0% | 100%
Sites-Based | FCZ16 | Food Stores | 0% | 0% | 0% | 0% | 86.87% | 3.945% | 7.492% | 1.691% | 100%
Sites-Based | FCZ16 | Health Care | 0% | 0% | 0% | 0% | 36.1% | 63.9% | 0% | 0% | 100%
Sites-Based | FCZ16 | Lodging | 0% | 0% | 0% | 0% | 67.35% | 0.8342% | 24.9% | 6.923% | 100%
Sites-Based | FCZ16 | Miscellaneous | 0% | 0% | 0% | 0% | 87.46% | 2.436% | 10.1% | 0% | 100%
Sites-Based | FCZ16 | Office, Large | 0% | 0% | 0% | 1.164% | 83.59% | 0% | 14.46% | 0.7849% | 100%
Sites-Based | FCZ16 | Office, Small | 0% | 0% | 0% | 0% | 96.31% | 1.357% | 2.33% | 0% | 100%
Sites-Based | FCZ16 | Refrigerated Warehouse | 0% | 0% | 0% | 0% | 76.74% | 10.85% | 12.41% | 0% | 100%
Sites-Based | FCZ16 | Restaurant | 0% | 0% | 0% | 0% | 74.34% | 12.45% | 13.21% | 0% | 100%
Sites-Based | FCZ16 | Retail | 0% | 0% | 0% | 0% | 69.2% | 10.16% | 20.45% | 0.1914% | 100%
Sites-Based | FCZ16 | School | 0% | 0% | 0% | 0% | 70.34% | 6.564% | 23.1% | 0% | 100%
Sites-Based | FCZ16 | Warehouse | 0% | 0% | 0% | 0% | 88.99% | 7.542% | 3.47% | 0% | 100%
Sites-Based | FCZ16 | All Commercial | 0% | 0% | 0% | 0.02307% | 79.07% | 7.94% | 12.75% | 0.221% | 100%
Sites-Based | FCZ17 | College | 0% | 0% | 0% | 0% | 80.43% | 18.13% | 1.437% | 0% | 100%
Sites-Based | FCZ17 | Food Stores | 0% | 0% | 0% | 0% | 62.24% | 21.82% | 14.42% | 1.526% | 100%
Sites-Based | FCZ17 | Health Care | 0% | 0% | 0% | 0% | 91.22% | 7.905% | 0.8793% | 0% | 100%
Sites-Based | FCZ17 | Lodging | 0% | 0% | 0% | 0% | 60.72% | 17.15% | 22.13% | 0% | 100%
Sites-Based | FCZ17 | Miscellaneous | 0% | 0% | 0% | 0% | 71.92% | 17.15% | 10.93% | 0% | 100%
Sites-Based | FCZ17 | Office, Large | 0% | 0% | 0% | 0% | 67.39% | 9.652% | 22.96% | 0% | 100%
Sites-Based | FCZ17 | Office, Small | 0% | 0% | 0% | 0% | 74.37% | 7.161% | 18.47% | 0% | 100%
Sites-Based | FCZ17 | Refrigerated Warehouse | 0% | 0% | 0% | 0% | 46.52% | 0% | 53.48% | 0% | 100%
Sites-Based | FCZ17 | Restaurant | 0% | 0% | 0% | 0% | 70.28% | 12.67% | 16.29% | 0.76% | 100%
Sites-Based | FCZ17 | Retail | 0% | 0% | 0% | 0% | 74.68% | 12.82% | 9.319% | 3.186% | 100%
Sites-Based | FCZ17 | School | 0% | 0% | 0% | 0% | 53.57% | 37.47% | 8.958% | 0% | 100%
Sites-Based | FCZ17 | Warehouse | 0% | 0% | 0% | 0% | 94.15% | 3.672% | 2.175% | 0% | 100%
Sites-Based | FCZ17 | All Commercial | 0% | 0% | 0% | 0% | 74.26% | 12.32% | 12.45% | 0.9725% | 100%

## Water Heating Upgrade
Water Heating Upgrade By Planning Area, Utility & Forecast Zone
Statewide - Participating Utilities1 + Nonparticipating Utilities2 + Non-Surveyed Forecast Zones3 (FCZ)
Utility xxx Tot - Utility xxx Planning Area (Participating Utility xxx + Nonparticipating Utilities within the planning area of Utility xxx)
Utility xxx - Participating Utility xxx
FCZ xx Tot - Participating Utility Forecast Zone Total (FZC xx + Nonparticipating Utilities within the planning area of the corresponding Utility)
FCZ xx - Participating Utility Forecast zone
1- Participating Utilities: PG&E, SCE, SDG&E, LADWP, SMUD
2- Non-Participating Utilities: Other utilities operating within the areas covered by CEUS survey
3- Forecast Zones (FCZ): Climate zones defined for the Energy Commission's Forecast (FCZ01-FCZ17)
Notes
Year Unknown- Indicates there have been upgrades but specific information was not available
Not Available - Indicates no data was available to determine if there have been any upgrades
No Upgrades Reported- Indicates there have not been any upgrades
New Construction- At the time of the survey, sites up to four-years old were considered as "New Construction" (water heating equipment installed at the time of construction is at least up to the code, however, but not considered as upgrade)
How to read the data:
Reading the first row - Statewide, of all Colleges that reported water heating upgrades, 0.00% of them (as weighted by floorspace), upgraded water heating equipment in only 0%-10% of their floorspace;... 0.00% of Colleges upgraded water heating equipment in 30%-40% of their floorspace, and so on ….
Column O shows the percentage of floorspace of Collages where 100% of water heating equipment upgraded
The Sites-Based data (rows 585-1143) is read in a similar manner, but the percentages represent % of the number of Commercial sites
Calculation Method | Statewide/ Utility/ FCZ | Building Type | 0%< X <10% | 10%<= X <20% | 20%<= X <30% | 30%<= X <40% | 40%<= X <50% | 50%<= X <60% | 60%<= X <70% | 70%<= X <80% | 80%<= X <90% | 90%<= X <100% | 100% | % Unknown | Not Available | No Upgrades | New Construction | Total | ← % of floorspace water heating Upgraded
Floorspace-Based | Statewide | College | 0% | 0% | 0% | 0% | 0% | 1.432% | 0% | 0% | 0% | 10.38% | 6.38% | 64.28% | 1.246% | 15.59% | 0.6937% | 100% | ↓ % of Commercial floorspace
Floorspace-Based | Statewide | Food Stores | 0% | 0% | 0.004795% | 0.3129% | 0% | 2.458% | 0.191% | 0.07274% | 0% | 0% | 8.977% | 54.79% | 10.99% | 20% | 2.204% | 100%
Floorspace-Based | Statewide | Health Care | 0% | 0.2305% | 0.4578% | 0.5215% | 0.1633% | 0.8831% | 0.7147% | 0.6221% | 0.3275% | 0.2774% | 8.726% | 51.56% | 4.682% | 26.82% | 4.016% | 100%
Floorspace-Based | Statewide | Lodging | 0% | 0% | 1.934% | 0.3574% | 0.1057% | 1.984% | 0.1637% | 0.2957% | 0.2472% | 0% | 6.24% | 49.95% | 7.319% | 25.84% | 5.558% | 100%
Floorspace-Based | Statewide | Miscellaneous | 0.1257% | 0.1146% | 0.2267% | 0.2811% | 0.07548% | 0.9166% | 0.1135% | 0.3975% | 0.1785% | 0.09377% | 4.239% | 61.01% | 7.963% | 22.01% | 2.252% | 100%
Floorspace-Based | Statewide | Office, Large | 0% | 0.203% | 0.2085% | 0.1654% | 0.02661% | 1.376% | 0.03252% | 0% | 0.1857% | 0% | 8.77% | 55.48% | 4.161% | 27.79% | 1.6% | 100%
Floorspace-Based | Statewide | Office, Small | 0.05351% | 0.03431% | 0.1067% | 0.0533% | 0.02521% | 0.5038% | 0.04653% | 0.158% | 0% | 0.01347% | 5.227% | 62.78% | 7.84% | 22.13% | 1.029% | 100%
Floorspace-Based | Statewide | Refrigerated Warehouse | 0% | 0% | 0% | 0% | 0% | 0.03302% | 0% | 0.3147% | 0% | 0% | 1.511% | 40.89% | 15.78% | 28.42% | 13.05% | 100%
Floorspace-Based | Statewide | Restaurant | 0% | 0.01889% | 0.1863% | 0.01934% | 0% | 0.2854% | 0% | 0.2604% | 0% | 0.03652% | 8.266% | 57.12% | 9.869% | 22.1% | 1.837% | 100%
Floorspace-Based | Statewide | Retail | 0% | 0.01847% | 0% | 0.0558% | 0.01367% | 0.4324% | 0.01919% | 0% | 0.003005% | 0.0006486% | 3.534% | 49.16% | 11.26% | 30.65% | 4.849% | 100%
Floorspace-Based | Statewide | School | 0% | 0.2643% | 0.1393% | 0% | 0% | 0.2561% | 0.3344% | 0.107% | 0% | 0% | 3.744% | 64.57% | 7.007% | 23.33% | 0.2523% | 100%
Floorspace-Based | Statewide | Warehouse | 0.03528% | 0% | 0.04163% | 0.1503% | 0% | 0.2359% | 0% | 0.01455% | 0% | 0.0806% | 2.063% | 40.13% | 12.11% | 41.52% | 3.615% | 100%
Floorspace-Based | Statewide | All Commercial | 0.03401% | 0.09163% | 0.2346% | 0.169% | 0.0371% | 0.8287% | 0.1124% | 0.1647% | 0.09385% | 0.5001% | 5.2% | 54.56% | 8.074% | 27.11% | 2.789% | 100%
Floorspace-Based | PG&E Tot | College | 0% | 0% | 0% | 0% | 0% | 0% | 0% | 0% | 0% | 0% | 10.83% | 76.19% | 2.072% | 10.04% | 0.8681% | 100%
Floorspace-Based | PG&E Tot | Food Stores | 0% | 0% | 0.01372% | 0.8956% | 0% | 2.876% | 0.5467% | 0.2082% | 0% | 0% | 18.96% | 46.25% | 9.738% | 18.72% | 1.795% | 100%
Floorspace-Based | PG&E Tot | Health Care | 0% | 0.5921% | 1.176% | 1.012% | 0.1884% | 1.196% | 0.9569% | 1.598% | 0.09014% | 0.3498% | 13.37% | 37.67% | 2.141% | 35.1% | 4.552% | 100%
Floorspace-Based | PG&E Tot | Lodging | 0% | 0% | 1.751% | 0.5292% | 0.241% | 2.403% | 0.3734% | 0.4014% | 0.5638% | 0% | 9.121% | 52.08% | 3.243% | 26.77% | 2.519% | 100%
Floorspace-Based | PG&E Tot | Miscellaneous | 0.2713% | 0.2102% | 0.459% | 0.5024% | 0.01076% | 1.363% | 0.08357% | 0.0339% | 0.2883% | 0% | 4.954% | 59.64% | 6.325% | 22.62% | 3.237% | 100%
Floorspace-Based | PG&E Tot | Office, Large | 0% | 0.4814% | 0.4942% | 0% | 0.06309% | 1.308% | 0.0771% | 0% | 0.07773% | 0% | 10.1% | 55.58% | 3.618% | 25.35% | 2.861% | 100%
Floorspace-Based | PG&E Tot | Office, Small | 0% | 0% | 0.1275% | 0.06256% | 0.06428% | 0.699% | 0.1186% | 0.143% | 0% | 0% | 7.099% | 56.87% | 6.834% | 26.52% | 1.466% | 100%
Floorspace-Based | PG&E Tot | Refrigerated Warehouse | 0% | 0% | 0% | 0% | 0% | 0.08878% | 0% | 0.8461% | 0% | 0% | 3.785% | 48.34% | 10.5% | 21.65% | 14.79% | 100%
Floorspace-Based | PG&E Tot | Restaurant | 0% | 0.05706% | 0.5627% | 0.05843% | 0% | 0.699% | 0% | 0% | 0% | 0.1103% | 12.04% | 51.03% | 11.92% | 21.19% | 2.323% | 100%
Floorspace-Based | PG&E Tot | Retail | 0% | 0.03173% | 0% | 0.1898% | 0% | 1.104% | 0.06526% | 0% | 0.01022% | 0.002206% | 5.053% | 46.21% | 14.56% | 29.68% | 3.095% | 100%
Floorspace-Based | PG&E Tot | School | 0% | 0.9795% | 0.5162% | 0% | 0% | 0.7297% | 0.4937% | 0% | 0% | 0% | 6.326% | 65.75% | 10.61% | 14.44% | 0.1567% | 100%
Floorspace-Based | PG&E Tot | Warehouse | 0% | 0% | 0.08466% | 0.573% | 0% | 0.8998% | 0% | 0.05549% | 0% | 0.3074% | 3.102% | 35.83% | 10.33% | 42.33% | 6.478% | 100%
Floorspace-Based | PG&E Tot | All Commercial | 0.06641% | 0.2298% | 0.4417% | 0.3241% | 0.04593% | 1.188% | 0.1737% | 0.1653% | 0.1264% | 0.05432% | 7.436% | 53.37% | 7.088% | 26.07% | 3.219% | 100%
Floorspace-Based | SCE Tot | College | 0% | 0% | 0% | 0% | 0% | 0% | 0% | 0% | 0% | 2.125% | 5.377% | 65.65% | 1.215% | 25.07% | 0.5565% | 100%
Floorspace-Based | SCE Tot | Food Stores | 0% | 0% | 0% | 0% | 0% | 3.449% | 0% | 0% | 0% | 0% | 4.474% | 58.08% | 16.78% | 14.65% | 2.561% | 100%
Floorspace-Based | SCE Tot | Health Care | 0% | 0% | 0% | 0.349% | 0.0699% | 0.9287% | 0.4688% | 0% | 0.8008% | 0.2483% | 4.012% | 57.5% | 7.442% | 23.81% | 4.368% | 100%
Floorspace-Based | SCE Tot | Lodging | 0% | 0% | 0.2975% | 0.217% | 0% | 2.353% | 0% | 0.1896% | 0% | 0% | 3.374% | 53.54% | 13.84% | 22.17% | 4.02% | 100%
Floorspace-Based | SCE Tot | Miscellaneous | 0% | 0% | 0% | 0.1511% | 0.2203% | 0.4761% | 0.1997% | 0% | 0.115% | 0.2931% | 3.008% | 60.54% | 11.69% | 21.92% | 1.389% | 100%
Floorspace-Based | SCE Tot | Office, Large | 0% | 0% | 0% | 0.5866% | 0% | 1.85% | 0% | 0% | 0.5421% | 0% | 4.741% | 50.14% | 8.256% | 32.97% | 0.9194% | 100%
Floorspace-Based | SCE Tot | Office, Small | 0% | 0% | 0.1414% | 0% | 0% | 0.1699% | 0% | 0.1166% | 0% | 0% | 3.149% | 63.65% | 10.21% | 21.55% | 1.014% | 100%
Floorspace-Based | SCE Tot | Refrigerated Warehouse | 0% | 0% | 0% | 0% | 0% | 0% | 0% | 0% | 0% | 0% | 0.1111% | 31.25% | 21.21% | 33.43% | 13.99% | 100%
Floorspace-Based | SCE Tot | Restaurant | 0% | 0% | 0% | 0% | 0% | 0% | 0% | 0.6078% | 0% | 0% | 4.456% | 58.99% | 10.61% | 23.7% | 1.629% | 100%
Floorspace-Based | SCE Tot | Retail | 0% | 0.01956% | 0% | 0% | 0.02925% | 0.06633% | 0% | 0% | 0% | 0% | 3.216% | 47.28% | 11.54% | 30.18% | 7.675% | 100%
Floorspace-Based | SCE Tot | School | 0% | 0% | 0% | 0% | 0% | 0.04466% | 0.4268% | 0% | 0% | 0% | 3.41% | 61.35% | 4.787% | 29.54% | 0.4401% | 100%
Floorspace-Based | SCE Tot | Warehouse | 0% | 0% | 0.02993% | 0% | 0% | 0% | 0% | 0% | 0% | 0% | 1.463% | 38.01% | 13.71% | 43.91% | 2.881% | 100%
Floorspace-Based | SCE Tot | All Commercial | 0% | 0.002841% | 0.0309% | 0.1094% | 0.04078% | 0.5317% | 0.0908% | 0.03361% | 0.1118% | 0.1474% | 3.106% | 51.91% | 10.77% | 30.14% | 2.978% | 100%
Floorspace-Based | SDG&E Tot | College | 0% | 0% | 0% | 0% | 0% | 10.95% | 0% | 0% | 0% | 0% | 0.02637% | 82.78% | 0.6377% | 4.864% | 0.7417% | 100%
Floorspace-Based | SDG&E Tot | Food Stores | 0% | 0% | 0% | 0% | 0% | 0% | 0% | 0% | 0% | 0% | 1.844% | 56.1% | 2.023% | 39.54% | 0.4948% | 100%
Floorspace-Based | SDG&E Tot | Health Care | 0% | 0% | 0% | 0% | 0% | 0.706% | 0.9189% | 0% | 0% | 0.4547% | 7.452% | 63.61% | 0.5509% | 22.34% | 3.972% | 100%
Floorspace-Based | SDG&E Tot | Lodging | 0% | 0% | 8.004% | 0% | 0% | 0% | 0% | 0.424% | 0% | 0% | 3.506% | 37.99% | 6.425% | 31.46% | 12.19% | 100%
Floorspace-Based | SDG&E Tot | Miscellaneous | 0% | 0% | 0% | 0% | 0% | 0.5585% | 0.1042% | 3.338% | 0% | 0% | 5.084% | 58.31% | 6.968% | 22.71% | 2.932% | 100%
Floorspace-Based | SDG&E Tot | Office, Large | 0% | 0% | 0% | 0% | 0% | 3.094% | 0% | 0% | 0% | 0% | 7.168% | 45.2% | 1.6% | 42.06% | 0.8797% | 100%
Floorspace-Based | SDG&E Tot | Office, Small | 0.4456% | 0.2857% | 0% | 0% | 0% | 0.9376% | 0% | 0.485% | 0% | 0% | 4.042% | 67.63% | 7.663% | 18.17% | 0.3485% | 100%
Floorspace-Based | SDG&E Tot | Refrigerated Warehouse | 0% | 0% | 0% | 0% | 0% | 0% | 0% | 0% | 0% | 0% | 1.584% | 13.28% | 0% | 81.63% | 3.509% | 100%
Floorspace-Based | SDG&E Tot | Restaurant | 0% | 0% | 0% | 0% | 0% | 0% | 0% | 0% | 0% | 0% | 8.583% | 62.89% | 4.817% | 20.99% | 2.724% | 100%
Floorspace-Based | SDG&E Tot | Retail | 0% | 0% | 0% | 0% | 0% | 0% | 0% | 0% | 0% | 0% | 2.861% | 50.89% | 12.43% | 32.65% | 1.163% | 100%
Floorspace-Based | SDG&E Tot | School | 0% | 0% | 0% | 0% | 0% | 0% | 0% | 0% | 0% | 0% | 3.034% | 49.94% | 3.101% | 43.93% | 0% | 100%
Floorspace-Based | SDG&E Tot | Warehouse | 0% | 0% | 0% | 0% | 0% | 0% | 0% | 0% | 0% | 0% | 0.8442% | 55.03% | 6.732% | 35.84% | 1.555% | 100%
Floorspace-Based | SDG&E Tot | All Commercial | 0.05057% | 0.03243% | 0.6166% | 0% | 0% | 1.439% | 0.08295% | 0.816% | 0% | 0.02979% | 4.359% | 55.65% | 5.541% | 29% | 2.384% | 100%
Floorspace-Based | LADWP Tot | College | 0% | 0% | 0% | 0% | 0% | 0% | 0% | 0% | 0% | 89.03% | 6.469% | 3.31% | 0% | 1.189% | 0% | 100%
Floorspace-Based | LADWP Tot | Food Stores | 0% | 0% | 0% | 0% | 0% | 0% | 0% | 0% | 0% | 0% | 1.28% | 71.06% | 4.142% | 19.72% | 3.792% | 100%
Floorspace-Based | LADWP Tot | Health Care | 0% | 0% | 0% | 0% | 0% | 0% | 0% | 0% | 0% | 0% | 11.23% | 73.1% | 11.37% | 4.299% | 0% | 100%
Floorspace-Based | LADWP Tot | Lodging | 0% | 0% | 0% | 0% | 0% | 1.326% | 0% | 0% | 0% | 0% | 5.521% | 46.19% | 5.275% | 23.41% | 18.27% | 100%
Floorspace-Based | LADWP Tot | Miscellaneous | 0% | 0% | 0% | 0% | 0% | 0% | 0% | 0% | 0% | 0% | 0.9331% | 77.49% | 7.174% | 14.41% | 0% | 100%
Floorspace-Based | LADWP Tot | Office, Large | 0% | 0% | 0% | 0% | 0% | 0% | 0% | 0% | 0% | 0% | 11.77% | 72.24% | 0.9195% | 14.78% | 0.2965% | 100%
Floorspace-Based | LADWP Tot | Office, Small | 0% | 0% | 0% | 0% | 0% | 0% | 0% | 0% | 0% | 0% | 8.541% | 81.13% | 4.896% | 5.431% | 0% | 100%
Floorspace-Based | LADWP Tot | Refrigerated Warehouse | 0% | 0% | 0% | 0% | 0% | 0% | 0% | 0% | 0% | 0% | 0% | 64.77% | 18.58% | 16.66% | 0% | 100%
Floorspace-Based | LADWP Tot | Restaurant | 0% | 0% | 0% | 0% | 0% | 0% | 0% | 0% | 0% | 0% | 8.535% | 68% | 7.819% | 15.41% | 0.2345% | 100%
Floorspace-Based | LADWP Tot | Retail | 0% | 0% | 0% | 0% | 0% | 0.2354% | 0% | 0% | 0% | 0% | 0.9586% | 65.87% | 4.038% | 28.19% | 0.7103% | 100%
Floorspace-Based | LADWP Tot | School | 0% | 0% | 0% | 0% | 0% | 0.2879% | 0% | 0.808% | 0% | 0% | 1.011% | 79.23% | 10.59% | 8.066% | 0% | 100%
Floorspace-Based | LADWP Tot | Warehouse | 0% | 0% | 0% | 0% | 0% | 0% | 0% | 0% | 0% | 0% | 0% | 84.9% | 6.348% | 8.756% | 0% | 100%
Floorspace-Based | LADWP Tot | All Commercial | 0% | 0% | 0% | 0% | 0% | 0.12% | 0% | 0.08811% | 0% | 4.395% | 5.43% | 69.53% | 5.206% | 14.15% | 1.077% | 100%
Floorspace-Based | SMUD Tot | College | 0% | 0% | 0% | 0% | 0% | 0% | 0% | 0% | 0% | 0% | 0% | 54.99% | 0% | 42.32% | 2.693% | 100%
Floorspace-Based | SMUD Tot | Food Stores | 0% | 0% | 0% | 0% | 0% | 0.4476% | 0% | 0% | 0% | 0% | 4.544% | 52.56% | 0.3861% | 39.82% | 2.235% | 100%
Floorspace-Based | SMUD Tot | Health Care | 0% | 0% | 0% | 0% | 1.4% | 0% | 1.492% | 0% | 0% | 0% | 5.158% | 51.44% | 1.455% | 34.57% | 4.492% | 100%
Floorspace-Based | SMUD Tot | Lodging | 0% | 0% | 0% | 2.887% | 0% | 2.399% | 0% | 0% | 0% | 0% | 12.35% | 36.39% | 1.196% | 39.82% | 4.959% | 100%
Floorspace-Based | SMUD Tot | Miscellaneous | 0% | 0.4909% | 0.401% | 0% | 0% | 2.124% | 0% | 0.9414% | 0.2318% | 0% | 10.78% | 55.18% | 0.281% | 29.52% | 0.04781% | 100%
Floorspace-Based | SMUD Tot | Office, Large | 0% | 0% | 0% | 0% | 0% | 0% | 0% | 0% | 0% | 0% | 15.68% | 48.04% | 0% | 36.28% | 0% | 100%
Floorspace-Based | SMUD Tot | Office, Small | 0% | 0% | 0.0934% | 0.7209% | 0% | 1.339% | 0% | 0% | 0% | 0.3376% | 3.849% | 64.4% | 1.376% | 27.07% | 0.8142% | 100%
Floorspace-Based | SMUD Tot | Refrigerated Warehouse | 0% | 0% | 0% | 0% | 0% | 0% | 0% | 0% | 0% | 0% | 0% | 61.7% | 0% | 9.74% | 28.56% | 100%
Floorspace-Based | SMUD Tot | Restaurant | 0% | 0% | 0% | 0% | 0% | 1.27% | 0% | 0% | 0% | 0% | 15.88% | 45.37% | 2.071% | 32.86% | 2.552% | 100%
Floorspace-Based | SMUD Tot | Retail | 0% | 0% | 0% | 0% | 0% | 1.171% | 0% | 0% | 0% | 0% | 3.926% | 47.86% | 0.3963% | 42.86% | 3.784% | 100%
Floorspace-Based | SMUD Tot | School | 0% | 0% | 0% | 0% | 0% | 0% | 0% | 0% | 0% | 0% | 0.8505% | 77.42% | 5.45% | 16.21% | 0.0629% | 100%
Floorspace-Based | SMUD Tot | Warehouse | 1.62% | 0% | 0% | 0% | 0% | 0% | 0% | 0% | 0% | 0% | 12.6% | 57.92% | 3.081% | 24.78% | 0% | 100%
Floorspace-Based | SMUD Tot | All Commercial | 0.142% | 0.09441% | 0.08636% | 0.1517% | 0.09947% | 0.856% | 0.106% | 0.1811% | 0.04458% | 0.0334% | 7.99% | 54.91% | 1.222% | 32.3% | 1.784% | 100%
Floorspace-Based | FCZ01 Tot | College | 0% | 0% | 0% | 0% | 0% | 0% | 0% | 0% | 0% | 0% | 2.243% | 95.28% | 0.8782% | 0.7733% | 0.8204% | 100%
Floorspace-Based | FCZ01 Tot | Food Stores | 0% | 0% | 0.03446% | 0.1266% | 0% | 0.925% | 0% | 0% | 0% | 0% | 29.55% | 54.65% | 4.417% | 9.563% | 0.7335% | 100%
Floorspace-Based | FCZ01 Tot | Health Care | 0% | 0% | 0.3389% | 0.3202% | 0% | 0.9758% | 1.541% | 2.888% | 0% | 0% | 13.78% | 34.85% | 1.811% | 41.33% | 2.168% | 100%
Floorspace-Based | FCZ01 Tot | Lodging | 0% | 0% | 0% | 1.293% | 0% | 2.394% | 0% | 0% | 0% | 0% | 9.304% | 55.61% | 4.5% | 24.38% | 2.52% | 100%
Floorspace-Based | FCZ01 Tot | Miscellaneous | 0% | 0.2827% | 0.24% | 0.1435% | 0% | 1.569% | 0% | 0% | 0% | 0% | 4.708% | 65.14% | 5.508% | 19.76% | 2.647% | 100%
Floorspace-Based | FCZ01 Tot | Office, Large | 0% | 0.5679% | 0.5195% | 0% | 0.07443% | 0.946% | 0% | 0% | 0% | 0% | 11.37% | 57.69% | 1.977% | 23.54% | 3.312% | 100%
Floorspace-Based | FCZ01 Tot | Office, Small | 0% | 0% | 0.05389% | 0% | 0% | 0.6018% | 0% | 0.3419% | 0% | 0% | 8.57% | 68.06% | 5.294% | 15.51% | 1.569% | 100%
Floorspace-Based | FCZ01 Tot | Refrigerated Warehouse | 0% | 0% | 0% | 0% | 0% | 0% | 0% | 0% | 0% | 0% | 4.06% | 83.63% | 2.62% | 5.368% | 4.32% | 100%
Floorspace-Based | FCZ01 Tot | Restaurant | 0% | 0.112% | 0% | 0% | 0% | 0.4884% | 0% | 0% | 0% | 0% | 10.86% | 58.16% | 11.18% | 17.64% | 1.554% | 100%
Floorspace-Based | FCZ01 Tot | Retail | 0% | 0.0757% | 0% | 0% | 0% | 0.3279% | 0% | 0% | 0% | 0% | 5.363% | 52.33% | 11.15% | 26.09% | 4.667% | 100%
Floorspace-Based | FCZ01 Tot | School | 0% | 0% | 0% | 0% | 0% | 0% | 0% | 0% | 0% | 0% | 7.925% | 72.6% | 13.98% | 5.259% | 0.2363% | 100%
Floorspace-Based | FCZ01 Tot | Warehouse | 0% | 0% | 0% | 1.706% | 0% | 0% | 0% | 0% | 0% | 0% | 5.326% | 59.42% | 3.086% | 29.57% | 0.8846% | 100%
Floorspace-Based | FCZ01 Tot | All Commercial | 0% | 0.2436% | 0.2333% | 0.2345% | 0.02072% | 0.9639% | 0.08518% | 0.1851% | 0% | 0% | 8.358% | 60.75% | 4.846% | 21.51% | 2.57% | 100%
Floorspace-Based | FCZ02 Tot | College | 0% | 0% | 0% | 0% | 0% | 0% | 0% | 0% | 0% | 0% | 0% | 88.37% | 6.049% | 5.581% | 0% | 100%
Floorspace-Based | FCZ02 Tot | Food Stores | 0% | 0% | 0% | 0% | 0% | 2.577% | 0% | 0.9295% | 0% | 0% | 15.76% | 51.36% | 9.542% | 18.68% | 1.146% | 100%
Floorspace-Based | FCZ02 Tot | Health Care | 0% | 0% | 0% | 0% | 0% | 0.9784% | 0% | 0.7645% | 0% | 2.434% | 17.48% | 49.14% | 1.052% | 23.98% | 4.168% | 100%
Floorspace-Based | FCZ02 Tot | Lodging | 0% | 0% | 6.486% | 0% | 0.2795% | 3.316% | 0.3257% | 0.6751% | 0% | 0% | 9.606% | 57.92% | 0% | 20.57% | 0.8158% | 100%
Floorspace-Based | FCZ02 Tot | Miscellaneous | 1.359% | 0.201% | 0% | 2.01% | 0.1608% | 0.5761% | 0% | 0.5067% | 0% | 0% | 7.376% | 60.04% | 4.629% | 20.25% | 2.896% | 100%
Floorspace-Based | FCZ02 Tot | Office, Large | 0% | 0% | 1.833% | 0% | 0% | 2.207% | 2.626% | 0% | 2.647% | 0% | 9.415% | 63.02% | 0% | 18.25% | 0% | 100%
Floorspace-Based | FCZ02 Tot | Office, Small | 0% | 0% | 0% | 0% | 0% | 0% | 0.5271% | 0% | 0% | 0% | 7.16% | 63.09% | 1.987% | 26.61% | 0.6262% | 100%
Floorspace-Based | FCZ02 Tot | Refrigerated Warehouse | 0% | 0% | 0% | 0% | 0% | 0.454% | 0% | 4.327% | 0% | 0% | 1.185% | 89.44% | 1.511% | 3.084% | 0% | 100%
Floorspace-Based | FCZ02 Tot | Restaurant | 0% | 0% | 2.404% | 0% | 0% | 1.548% | 0% | 0% | 0% | 0% | 14.46% | 55.41% | 10.75% | 12.59% | 2.841% | 100%
Floorspace-Based | FCZ02 Tot | Retail | 0% | 0% | 0% | 0% | 0% | 6.731% | 0.6521% | 0% | 0.1021% | 0% | 10.24% | 53.37% | 11.69% | 15.31% | 1.904% | 100%
Floorspace-Based | FCZ02 Tot | School | 0% | 0% | 0% | 0% | 0% | 7.033% | 0% | 0% | 0% | 0% | 26.17% | 59.79% | 1.897% | 5.104% | 0% | 100%
Floorspace-Based | FCZ02 Tot | Warehouse | 0% | 0% | 0% | 0% | 0% | 2.614% | 0% | 0% | 0% | 0% | 1.879% | 40.3% | 2.703% | 18.51% | 33.99% | 100%
Floorspace-Based | FCZ02 Tot | All Commercial | 0.2548% | 0.03768% | 1.447% | 0.3768% | 0.08553% | 2.453% | 0.3603% | 0.4741% | 0.1658% | 0.1648% | 9.561% | 58.67% | 3.638% | 18.48% | 3.824% | 100%
Floorspace-Based | FCZ03 Tot | College | 0% | 0% | 0% | 0% | 0% | 0% | 0% | 0% | 0% | 0% | 0% | 96.36% | 3.55% | 0.09123% | 0% | 100%
Floorspace-Based | FCZ03 Tot | Food Stores | 0% | 0% | 0% | 6.066% | 0% | 0% | 0% | 3.318% | 0% | 0% | 3.383% | 62.11% | 8.876% | 14.24% | 2.013% | 100%
Floorspace-Based | FCZ03 Tot | Health Care | 0% | 0% | 0% | 4.016% | 0% | 4.259% | 0% | 0% | 0% | 0% | 2.415% | 41.9% | 2.696% | 35.5% | 9.213% | 100%
Floorspace-Based | FCZ03 Tot | Lodging | 0% | 0% | 0% | 0% | 0% | 0% | 0% | 0% | 0% | 0% | 0.1867% | 24.8% | 12.76% | 62.25% | 0% | 100%
Floorspace-Based | FCZ03 Tot | Miscellaneous | 0% | 0% | 0% | 0% | 0% | 1.455% | 0% | 0% | 0% | 0% | 3.564% | 54.02% | 20.61% | 19.67% | 0.6766% | 100%
Floorspace-Based | FCZ03 Tot | Office, Large | 0% | 0% | 0% | 0% | 0% | 0% | 0% | 0% | 0% | 0% | 0% | 88.9% | 0% | 11.1% | 0% | 100%
Floorspace-Based | FCZ03 Tot | Office, Small | 0% | 0% | 0% | 0% | 0% | 2.009% | 0% | 0% | 0% | 0% | 16.61% | 43.76% | 9.153% | 27% | 1.465% | 100%
Floorspace-Based | FCZ03 Tot | Refrigerated Warehouse | 0% | 0% | 0% | 0% | 0% | 0% | 0% | 0% | 0% | 0% | 0% | 89.09% | 0% | 10.91% | 0% | 100%
Floorspace-Based | FCZ03 Tot | Restaurant | 0% | 0% | 0% | 0% | 0% | 0% | 0% | 0% | 0% | 3.423% | 6.893% | 66.01% | 2.234% | 21.44% | 0% | 100%
Floorspace-Based | FCZ03 Tot | Retail | 0% | 0% | 0% | 0% | 0% | 0% | 0% | 0% | 0% | 0% | 5.334% | 53.56% | 10.15% | 27.91% | 3.049% | 100%
Floorspace-Based | FCZ03 Tot | School | 0% | 0% | 0% | 0% | 0% | 1.802% | 0% | 0% | 0% | 0% | 0% | 77.17% | 12.43% | 8.6% | 0% | 100%
Floorspace-Based | FCZ03 Tot | Warehouse | 0% | 0% | 0% | 0% | 0% | 0% | 0% | 0% | 0% | 0% | 4.898% | 38.01% | 6.659% | 49.95% | 0.4799% | 100%
Floorspace-Based | FCZ03 Tot | All Commercial | 0% | 0% | 0% | 0.3443% | 0% | 1.135% | 0% | 0.08384% | 0% | 0.07735% | 3.974% | 58.33% | 12.23% | 22.61% | 1.212% | 100%
Floorspace-Based | FCZ04 Tot | College | 0% | 0% | 0% | 0% | 0% | 0% | 0% | 0% | 0% | 0% | 0% | 76.43% | 1.334% | 19.41% | 2.818% | 100%
Floorspace-Based | FCZ04 Tot | Food Stores | 0% | 0% | 0% | 0% | 0% | 6.086% | 2.852% | 0% | 0% | 0% | 21.65% | 27.23% | 11.92% | 26.7% | 3.565% | 100%
Floorspace-Based | FCZ04 Tot | Health Care | 0% | 4.416% | 7.502% | 2.717% | 0.6402% | 3.661% | 1.364% | 0.518% | 0.6722% | 0.7553% | 13.17% | 45.24% | 1.344% | 15.96% | 2.042% | 100%
Floorspace-Based | FCZ04 Tot | Lodging | 0% | 0% | 0% | 0% | 0% | 4.716% | 3.759% | 2.885% | 7.424% | 0% | 9.289% | 25.61% | 2.201% | 40.22% | 3.896% | 100%
Floorspace-Based | FCZ04 Tot | Miscellaneous | 0% | 0.2178% | 1.96% | 1.959% | 0% | 2.081% | 0.443% | 0% | 1.854% | 0% | 9.215% | 39.03% | 5.797% | 32.63% | 4.813% | 100%
Floorspace-Based | FCZ04 Tot | Office, Large | 0% | 0% | 0% | 0% | 0% | 7.398% | 0% | 0% | 0% | 0% | 0.7985% | 15.12% | 25.45% | 50.33% | 0.8985% | 100%
Floorspace-Based | FCZ04 Tot | Office, Small | 0% | 0% | 0% | 0% | 0.4062% | 2.41% | 0.3582% | 0% | 0% | 0% | 7.267% | 24.48% | 6.627% | 56.94% | 1.511% | 100%
Floorspace-Based | FCZ04 Tot | Refrigerated Warehouse | 0% | 0% | 0% | 0% | 0% | 0% | 0% | 0% | 0% | 0% | 2.278% | 5.652% | 28.08% | 60.97% | 3.023% | 100%
Floorspace-Based | FCZ04 Tot | Restaurant | 0% | 0% | 2.792% | 0% | 0% | 2.495% | 0% | 0% | 0% | 0% | 28.83% | 19.27% | 12.99% | 29.89% | 3.736% | 100%
Floorspace-Based | FCZ04 Tot | Retail | 0% | 0% | 0% | 1.068% | 0% | 1.647% | 0% | 0% | 0% | 0.01241% | 7.287% | 33.81% | 18.3% | 36.31% | 1.57% | 100%
Floorspace-Based | FCZ04 Tot | School | 0% | 5.948% | 0% | 0% | 0% | 0% | 0% | 0% | 0% | 0% | 7.225% | 49.16% | 4.447% | 32.81% | 0.407% | 100%
Floorspace-Based | FCZ04 Tot | Warehouse | 0% | 0% | 0.2206% | 0% | 0% | 1% | 0% | 0.1446% | 0% | 0.8008% | 2.178% | 17.53% | 15.73% | 57.54% | 4.86% | 100%
Floorspace-Based | FCZ04 Tot | All Commercial | 0% | 0.6189% | 0.9103% | 0.6936% | 0.06928% | 2.168% | 0.4047% | 0.1494% | 0.6751% | 0.2355% | 6.783% | 30.99% | 11.23% | 41.8% | 3.273% | 100%
Floorspace-Based | FCZ05 Tot | College | 0% | 0% | 0% | 0% | 0% | 0% | 0% | 0% | 0% | 0% | 12.46% | 43.45% | 2.317% | 41.77% | 0% | 100%
Floorspace-Based | FCZ05 Tot | Food Stores | 0% | 0% | 0% | 3.718% | 0% | 6.268% | 0% | 0% | 0% | 0% | 0.634% | 48.9% | 16.67% | 20.32% | 3.489% | 100%
Floorspace-Based | FCZ05 Tot | Health Care | 0% | 0% | 0% | 1.71% | 0.7015% | 0% | 0% | 0% | 0% | 0% | 19.36% | 23.82% | 5.789% | 34.3% | 14.32% | 100%
Floorspace-Based | FCZ05 Tot | Lodging | 0% | 0% | 0% | 0% | 2.361% | 0% | 0% | 0% | 0% | 0% | 6.749% | 37.93% | 8.054% | 40.06% | 4.848% | 100%
Floorspace-Based | FCZ05 Tot | Miscellaneous | 1.639% | 0% | 0.3137% | 0% | 0% | 0.161% | 0.1756% | 0% | 0.08781% | 0% | 1.813% | 57.68% | 5.646% | 26.47% | 6.019% | 100%
Floorspace-Based | FCZ05 Tot | Office, Large | 0% | 0% | 0% | 0% | 0% | 0% | 0% | 0% | 0% | 0% | 3.902% | 74.83% | 10.9% | 10.37% | 0% | 100%
Floorspace-Based | FCZ05 Tot | Office, Small | 0% | 0% | 0.6959% | 0% | 0% | 0% | 0% | 0% | 0% | 0% | 4.446% | 53.44% | 6.9% | 31.73% | 2.782% | 100%
Floorspace-Based | FCZ05 Tot | Refrigerated Warehouse | 0% | 0% | 0% | 0% | 0% | 0% | 0% | 0% | 0% | 0% | 8.063% | 5.735% | 14.3% | 24.36% | 47.55% | 100%
Floorspace-Based | FCZ05 Tot | Restaurant | 0% | 0% | 0% | 0% | 0% | 0% | 0% | 0% | 0% | 0% | 6.568% | 44.53% | 15.33% | 29.64% | 3.926% | 100%
Floorspace-Based | FCZ05 Tot | Retail | 0% | 0% | 0% | 0% | 0% | 0% | 0% | 0% | 0% | 0% | 1.354% | 42.52% | 16.28% | 37.67% | 2.176% | 100%
Floorspace-Based | FCZ05 Tot | School | 0% | 0% | 2.841% | 0% | 0% | 0% | 0% | 0% | 0% | 0% | 0% | 49.05% | 17.6% | 30.5% | 0% | 100%
Floorspace-Based | FCZ05 Tot | Warehouse | 0% | 0% | 0% | 0% | 0% | 2.435% | 0% | 0% | 0% | 0% | 1.785% | 25.61% | 14.95% | 40.87% | 14.34% | 100%
Floorspace-Based | FCZ05 Tot | All Commercial | 0.3707% | 0% | 0.4025% | 0.2591% | 0.139% | 0.5721% | 0.03973% | 0% | 0.01986% | 0% | 4.154% | 44.97% | 10.74% | 31.6% | 6.726% | 100%
Floorspace-Based | FCZ06 Tot | College | 0% | 0% | 0% | 0% | 0% | 0% | 0% | 0% | 0% | 0% | 52.51% | 41.03% | 3.779% | 2.683% | 0% | 100%
Floorspace-Based | FCZ06 Tot | Food Stores | 0% | 0% | 0% | 0.2798% | 0% | 0% | 0% | 0% | 0% | 0% | 10.81% | 33.98% | 15.63% | 38.88% | 0.4175% | 100%
Floorspace-Based | FCZ06 Tot | Health Care | 0% | 0% | 0% | 1.461% | 0% | 0% | 0% | 0% | 0% | 0% | 0% | 50.65% | 0.2817% | 42.82% | 4.786% | 100%
Floorspace-Based | FCZ06 Tot | Lodging | 0% | 0% | 0% | 0% | 0% | 1.139% | 0% | 0% | 0% | 0% | 10.34% | 56.76% | 2.258% | 25.25% | 4.253% | 100%
Floorspace-Based | FCZ06 Tot | Miscellaneous | 0% | 0% | 0% | 0% | 0% | 0.5091% | 0% | 0% | 0.1934% | 0% | 0.4051% | 63.75% | 8.879% | 24.16% | 2.105% | 100%
Floorspace-Based | FCZ06 Tot | Office, Large | 0% | 0% | 0% | 0% | 0% | 0% | 0% | 0% | 0% | 0% | 0% | 33.32% | 2.503% | 64.18% | 0% | 100%
Floorspace-Based | FCZ06 Tot | Office, Small | 0% | 0% | 0% | 0.5118% | 0% | 0% | 0% | 0% | 0% | 0% | 2.511% | 62.32% | 16.32% | 18.1% | 0.2373% | 100%
Floorspace-Based | FCZ06 Tot | Refrigerated Warehouse | 0% | 0% | 0% | 0% | 0% | 0% | 0% | 0% | 0% | 0% | 0% | 27.75% | 7.413% | 24.28% | 40.56% | 100%
Floorspace-Based | FCZ06 Tot | Restaurant | 0% | 0% | 0% | 0.597% | 0% | 0% | 0% | 0% | 0% | 0% | 4.355% | 55.61% | 13.54% | 23.49% | 2.407% | 100%
Floorspace-Based | FCZ06 Tot | Retail | 0% | 0% | 0% | 0% | 0% | 0% | 0% | 0% | 0% | 0% | 0.6632% | 38.92% | 24.04% | 34.42% | 1.957% | 100%
Floorspace-Based | FCZ06 Tot | School | 0% | 0% | 0% | 0% | 0% | 0% | 4.703% | 0% | 0% | 0% | 0% | 90.97% | 1.196% | 3.132% | 0% | 100%
Floorspace-Based | FCZ06 Tot | Warehouse | 0% | 0% | 0% | 0% | 0% | 0% | 0% | 0% | 0% | 0% | 0% | 41.11% | 14.78% | 41.67% | 2.435% | 100%
Floorspace-Based | FCZ06 Tot | All Commercial | 0% | 0% | 0% | 0.204% | 0% | 0.2272% | 0.3753% | 0% | 0.03179% | 0% | 6.603% | 53.98% | 10% | 26.32% | 2.261% | 100%
Floorspace-Based | FCZ07 Tot | College | 0% | 0% | 0% | 0% | 0% | 0% | 0% | 0% | 0% | 3.885% | 3.375% | 82.54% | 1.81% | 8.395% | 0% | 100%
Floorspace-Based | FCZ07 Tot | Food Stores | 0% | 0% | 0% | 0% | 0% | 0% | 0% | 0% | 0% | 0% | 5.041% | 66.49% | 15.42% | 12.56% | 0.4908% | 100%
Floorspace-Based | FCZ07 Tot | Health Care | 0% | 0% | 0% | 0% | 0.1236% | 0% | 0% | 0% | 0% | 0.439% | 2.969% | 64.53% | 6.196% | 25.41% | 0.3328% | 100%
Floorspace-Based | FCZ07 Tot | Lodging | 0% | 0% | 0% | 0% | 0% | 0.371% | 0% | 0% | 0% | 0% | 1.017% | 55.35% | 17.06% | 21.49% | 4.706% | 100%
Floorspace-Based | FCZ07 Tot | Miscellaneous | 0% | 0% | 0% | 0.09079% | 0.3828% | 0.1302% | 0% | 0% | 0% | 0% | 2.701% | 69.5% | 14.23% | 11.54% | 1.424% | 100%
Floorspace-Based | FCZ07 Tot | Office, Large | 0% | 0% | 0% | 0.7393% | 0% | 1.052% | 0% | 0% | 0% | 0% | 4.812% | 54.7% | 8.781% | 29.7% | 0.2215% | 100%
Floorspace-Based | FCZ07 Tot | Office, Small | 0% | 0% | 0% | 0% | 0% | 0% | 0% | 0% | 0% | 0% | 4.134% | 72.9% | 9.848% | 12.16% | 0.9544% | 100%
Floorspace-Based | FCZ07 Tot | Refrigerated Warehouse | 0% | 0% | 0% | 0% | 0% | 0% | 0% | 0% | 0% | 0% | 0% | 43.48% | 33.85% | 22.67% | 0% | 100%
Floorspace-Based | FCZ07 Tot | Restaurant | 0% | 0% | 0% | 0% | 0% | 0% | 0% | 0% | 0% | 0% | 1.728% | 65.34% | 11.53% | 19.71% | 1.69% | 100%
Floorspace-Based | FCZ07 Tot | Retail | 0% | 0.01584% | 0% | 0% | 0% | 0.1152% | 0% | 0% | 0% | 0% | 1.123% | 59.73% | 13.09% | 24.52% | 1.4% | 100%
Floorspace-Based | FCZ07 Tot | School | 0% | 0% | 0% | 0% | 0% | 0% | 0.7786% | 0% | 0% | 0% | 5.374% | 71.28% | 5.369% | 17.11% | 0.08872% | 100%
Floorspace-Based | FCZ07 Tot | Warehouse | 0% | 0% | 0.06367% | 0% | 0% | 0% | 0% | 0% | 0% | 0% | 1.366% | 65.68% | 10.93% | 20.43% | 1.522% | 100%
Floorspace-Based | FCZ07 Tot | All Commercial | 0% | 0.002293% | 0.01162% | 0.1181% | 0.06324% | 0.2021% | 0.06594% | 0% | 0% | 0.1788% | 2.82% | 64.63% | 11.18% | 19.61% | 1.11% | 100%
Floorspace-Based | FCZ08 Tot | College | 0% | 0% | 0% | 0% | 0% | 0% | 0% | 0% | 0% | 0% | 0.2524% | 45.67% | 0.4995% | 53.58% | 0% | 100%
Floorspace-Based | FCZ08 Tot | Food Stores | 0% | 0% | 0% | 0% | 0% | 0% | 0% | 0% | 0% | 0% | 2.736% | 60.73% | 3.282% | 31.98% | 1.272% | 100%
Floorspace-Based | FCZ08 Tot | Health Care | 0% | 0% | 0% | 0% | 0% | 0% | 0% | 0% | 0% | 0% | 14.08% | 58.66% | 0% | 27.26% | 0% | 100%
Floorspace-Based | FCZ08 Tot | Lodging | 0% | 0% | 0% | 0% | 0% | 0% | 0% | 0% | 0% | 0% | 0% | 85.42% | 6.404% | 8.174% | 0% | 100%
Floorspace-Based | FCZ08 Tot | Miscellaneous | 0% | 0% | 0% | 0% | 0% | 0% | 0% | 0% | 0% | 0% | 0% | 59.63% | 7.383% | 32.22% | 0.7672% | 100%
Floorspace-Based | FCZ08 Tot | Office, Large | 0% | 0% | 0% | 0% | 0% | 6.643% | 0% | 0% | 0% | 0% | 7.013% | 33.49% | 0% | 45.08% | 7.77% | 100%
Floorspace-Based | FCZ08 Tot | Office, Small | 0% | 0% | 1.595% | 0% | 0% | 0% | 0% | 0% | 0% | 0% | 0% | 68.07% | 4.734% | 24.9% | 0.7034% | 100%
Floorspace-Based | FCZ08 Tot | Refrigerated Warehouse | 0% | 0% | 0% | 0% | 0% | 0% | 0% | 0% | 0% | 0% | 0% | 95.78% | 4.218% | 0% | 0% | 100%
Floorspace-Based | FCZ08 Tot | Restaurant | 0% | 0% | 0% | 0% | 0% | 0% | 0% | 6.944% | 0% | 0% | 0% | 69.61% | 3.981% | 19.46% | 0% | 100%
Floorspace-Based | FCZ08 Tot | Retail | 0% | 0.1601% | 0% | 0% | 0% | 0% | 0% | 0% | 0% | 0% | 0.8444% | 60.23% | 11.94% | 22.83% | 4.001% | 100%
Floorspace-Based | FCZ08 Tot | School | 0% | 0% | 0% | 0% | 0% | 0% | 0% | 0% | 0% | 0% | 0% | 76.73% | 0% | 21.93% | 1.346% | 100%
Floorspace-Based | FCZ08 Tot | Warehouse | 0% | 0% | 0% | 0% | 0% | 0% | 0% | 0% | 0% | 0% | 0% | 64.14% | 5.836% | 30.02% | 0% | 100%
Floorspace-Based | FCZ08 Tot | All Commercial | 0% | 0.02425% | 0.1803% | 0% | 0% | 0.8768% | 0% | 0.2572% | 0% | 0% | 1.924% | 58.95% | 4.322% | 31.49% | 1.976% | 100%
Floorspace-Based | FCZ09 Tot | College | 0% | 0% | 0% | 0% | 0% | 0% | 0% | 0% | 0% | 0% | 0% | 98.48% | 0% | 1.522% | 0% | 100%
Floorspace-Based | FCZ09 Tot | Food Stores | 0% | 0% | 0% | 0% | 0% | 11.61% | 0% | 0% | 0% | 0% | 2.964% | 65.5% | 7.474% | 11.23% | 1.209% | 100%
Floorspace-Based | FCZ09 Tot | Health Care | 0% | 0% | 0% | 0% | 0% | 0.6994% | 10.47% | 0% | 0% | 0% | 3.063% | 24.74% | 40.29% | 16.88% | 3.856% | 100%
Floorspace-Based | FCZ09 Tot | Lodging | 0% | 0% | 0% | 0% | 0% | 0% | 0% | 0% | 0% | 0% | 12.04% | 54.07% | 0.8951% | 32.99% | 0% | 100%
Floorspace-Based | FCZ09 Tot | Miscellaneous | 0% | 0% | 0% | 0.3342% | 0% | 0.9109% | 0% | 0% | 0.8241% | 0% | 0.273% | 64.01% | 8.692% | 21.31% | 3.644% | 100%
Floorspace-Based | FCZ09 Tot | Office, Large | 0% | 0% | 0% | 0% | 0% | 0% | 0% | 0% | 0% | 0% | 0% | 92.02% | 0% | 7.983% | 0% | 100%
Floorspace-Based | FCZ09 Tot | Office, Small | 0% | 0% | 0% | 0% | 0% | 3.972% | 0% | 0% | 0% | 0% | 0.4147% | 40.02% | 16.75% | 38.84% | 0% | 100%
Floorspace-Based | FCZ09 Tot | Refrigerated Warehouse | 0% | 0% | 0% | 0% | 0% | 0% | 0% | 0% | 0% | 0% | 0% | 7.844% | 0% | 92.16% | 0% | 100%
Floorspace-Based | FCZ09 Tot | Restaurant | 0% | 0% | 0% | 0% | 0% | 0% | 0% | 0% | 0% | 0% | 6.065% | 42.08% | 22.05% | 26.09% | 3.712% | 100%
Floorspace-Based | FCZ09 Tot | Retail | 0% | 0% | 0% | 0% | 0% | 0% | 0% | 0% | 0% | 0% | 19.4% | 24.04% | 3.196% | 51.63% | 1.734% | 100%
Floorspace-Based | FCZ09 Tot | School | 0% | 0% | 0% | 0% | 0% | 0% | 0% | 0% | 0% | 0% | 0% | 60.49% | 5.147% | 34.36% | 0% | 100%
Floorspace-Based | FCZ09 Tot | Warehouse | 0% | 0% | 0% | 0% | 0% | 0% | 0% | 0% | 0% | 0% | 0.4782% | 12.34% | 4.045% | 83.14% | 0% | 100%
Floorspace-Based | FCZ09 Tot | All Commercial | 0% | 0% | 0% | 0.06842% | 0% | 0.9982% | 0.6041% | 0% | 0.1687% | 0% | 4.133% | 44.05% | 8.414% | 40.18% | 1.38% | 100%
Floorspace-Based | FCZ10 Tot | College | 0% | 0% | 0% | 0% | 0% | 0% | 0% | 0% | 0% | 0% | 50.31% | 30.26% | 1.711% | 10.98% | 6.74% | 100%
Floorspace-Based | FCZ10 Tot | Food Stores | 0% | 0% | 0% | 0% | 0% | 0% | 0% | 0% | 0% | 0% | 7.599% | 32.45% | 34.79% | 19.25% | 5.912% | 100%
Floorspace-Based | FCZ10 Tot | Health Care | 0% | 0% | 0% | 0% | 0% | 0.9398% | 0% | 0% | 0% | 0% | 4.572% | 57.2% | 7.176% | 20.79% | 9.32% | 100%
Floorspace-Based | FCZ10 Tot | Lodging | 0% | 0% | 0% | 0.6316% | 0% | 15.34% | 0% | 0% | 0% | 0% | 11.58% | 20.52% | 5.861% | 39.64% | 6.423% | 100%
Floorspace-Based | FCZ10 Tot | Miscellaneous | 0% | 0% | 0% | 0.5724% | 0% | 0.7881% | 0.5464% | 0% | 0.5102% | 2.052% | 1.983% | 45.7% | 12.21% | 35.59% | 0.04765% | 100%
Floorspace-Based | FCZ10 Tot | Office, Large | 0% | 0% | 0% | 0% | 0% | 0% | 0% | 0% | 9.158% | 0% | 6.096% | 23.36% | 12.26% | 47.1% | 2.032% | 100%
Floorspace-Based | FCZ10 Tot | Office, Small | 0% | 0% | 0% | 0% | 0% | 0% | 0% | 0.9468% | 0% | 0% | 3.735% | 49.65% | 11.35% | 33.84% | 0.4839% | 100%
Floorspace-Based | FCZ10 Tot | Refrigerated Warehouse | 0% | 0% | 0% | 0% | 0% | 0% | 0% | 0% | 0% | 0% | 0.6323% | 0% | 0% | 19.69% | 79.67% | 100%
Floorspace-Based | FCZ10 Tot | Restaurant | 0% | 0% | 0% | 0% | 0% | 0% | 0% | 0% | 0% | 0% | 11.33% | 43.85% | 6.22% | 37.45% | 1.152% | 100%
Floorspace-Based | FCZ10 Tot | Retail | 0% | 0% | 0% | 0% | 0% | 0% | 0% | 0% | 0% | 0% | 5.342% | 23.7% | 7.537% | 30.63% | 32.79% | 100%
Floorspace-Based | FCZ10 Tot | School | 0% | 0% | 0% | 0% | 0% | 0.2684% | 0% | 0% | 0% | 0% | 2.79% | 53.76% | 6.153% | 37.03% | 0% | 100%
Floorspace-Based | FCZ10 Tot | Warehouse | 0% | 0% | 0% | 0% | 0% | 0% | 0% | 0% | 0% | 0% | 1.97% | 17.25% | 16.12% | 57.69% | 6.964% | 100%
Floorspace-Based | FCZ10 Tot | All Commercial | 0% | 0% | 0% | 0.09264% | 0% | 0.6808% | 0.06855% | 0.05429% | 0.3895% | 0.2574% | 4.46% | 30.31% | 11.78% | 41.4% | 10.51% | 100%
Floorspace-Based | FCZ11 Tot | College | 0% | 0% | 0% | 0% | 0% | 0% | 0% | 0% | 0% | 0% | 0% | 44.86% | 0% | 54.54% | 0.5981% | 100%
Floorspace-Based | FCZ11 Tot | Food Stores | 0% | 0% | 0% | 0% | 0% | 22.1% | 0% | 0% | 0% | 0% | 0% | 44.94% | 14.29% | 9.281% | 9.392% | 100%
Floorspace-Based | FCZ11 Tot | Health Care | 0% | 0% | 0% | 2.814% | 0% | 5.733% | 0% | 0% | 6.456% | 0% | 2.744% | 37.15% | 5.735% | 21.95% | 17.42% | 100%
Floorspace-Based | FCZ11 Tot | Lodging | 0% | 0% | 2.114% | 0.9573% | 0% | 0.8905% | 0% | 1.347% | 0% | 0% | 6.354% | 58.01% | 13.8% | 14.68% | 1.848% | 100%
Floorspace-Based | FCZ11 Tot | Miscellaneous | 0% | 0% | 0% | 0% | 0% | 1.37% | 0.6884% | 0% | 0% | 0% | 6.543% | 42.59% | 5.187% | 41.72% | 1.9% | 100%
Floorspace-Based | FCZ11 Tot | Office, Large | 0% | 0% | 0% | 0% | 0% | 8.605% | 0% | 0% | 0% | 0% | 0% | 29.45% | 10.05% | 51.9% | 0% | 100%
Floorspace-Based | FCZ11 Tot | Office, Small | 0% | 0% | 0% | 0% | 0% | 0% | 0% | 0% | 0% | 0% | 0.9846% | 37.9% | 12.45% | 46.32% | 2.342% | 100%
Floorspace-Based | FCZ11 Tot | Refrigerated Warehouse | 0% | 0% | 0% | 0% | 0% | 0% | 0% | 0% | 0% | 0% | 0% | 12.86% | 0% | 87.14% | 0% | 100%
Floorspace-Based | FCZ11 Tot | Restaurant | 0% | 0% | 0% | 0% | 0% | 0% | 0% | 0% | 0% | 0% | 12.65% | 42.39% | 13.04% | 29.4% | 2.526% | 100%
Floorspace-Based | FCZ11 Tot | Retail | 0% | 0% | 0% | 0% | 0.2315% | 0% | 0% | 0% | 0% | 0% | 5.404% | 27.12% | 13.03% | 51.95% | 2.261% | 100%
Floorspace-Based | FCZ11 Tot | School | 0% | 0% | 0% | 0% | 0% | 0% | 0% | 0% | 0% | 0% | 0% | 28.54% | 3.015% | 66.46% | 1.991% | 100%
Floorspace-Based | FCZ11 Tot | Warehouse | 0% | 0% | 0% | 0% | 0% | 0% | 0% | 0% | 0% | 0% | 1.24% | 5.354% | 18.35% | 73.89% | 1.159% | 100%
Floorspace-Based | FCZ11 Tot | All Commercial | 0% | 0% | 0.08549% | 0.1505% | 0.02812% | 1.365% | 0.1212% | 0.05447% | 0.2564% | 0% | 2.902% | 26.77% | 11.28% | 54.59% | 2.393% | 100%
Floorspace-Based | FCZ12c Tot | College | 0% | 0% | 0% | 0% | 0% | 0% | 0% | 0% | 0% | 0% | 0% | 93.33% | 0.4739% | 5.231% | 0.963% | 100%
Floorspace-Based | FCZ12c Tot | Food Stores | 0% | 0% | 0% | 0% | 0% | 0% | 0% | 0% | 0% | 0% | 2.102% | 63.44% | 2.617% | 31.12% | 0.7241% | 100%
Floorspace-Based | FCZ12c Tot | Health Care | 0% | 0% | 0% | 0% | 0% | 1.008% | 1.626% | 0% | 0% | 0.8048% | 3.939% | 57.11% | 0% | 33.77% | 1.737% | 100%
Floorspace-Based | FCZ12c Tot | Lodging | 0% | 0% | 0% | 0% | 0% | 0% | 0% | 0.5679% | 0% | 0% | 3.178% | 39.6% | 8.606% | 33.69% | 14.37% | 100%
Floorspace-Based | FCZ12c Tot | Miscellaneous | 0% | 0% | 0% | 0% | 0% | 0.6864% | 0.1488% | 4.592% | 0% | 0% | 5.122% | 57.28% | 7.161% | 23.36% | 1.652% | 100%
Floorspace-Based | FCZ12c Tot | Office, Large | 0% | 0% | 0% | 0% | 0% | 0.9253% | 0% | 0% | 0% | 0% | 8.343% | 45.34% | 1.863% | 43.02% | 0.5096% | 100%
Floorspace-Based | FCZ12c Tot | Office, Small | 0.5873% | 0.3766% | 0% | 0% | 0% | 1.236% | 0% | 0.6392% | 0% | 0% | 3.047% | 71.42% | 3.564% | 18.73% | 0.3991% | 100%
Floorspace-Based | FCZ12c Tot | Refrigerated Warehouse | 0% | 0% | 0% | 0% | 0% | 0% | 0% | 0% | 0% | 0% | 1.733% | 8.972% | 0% | 89.29% | 0% | 100%
Floorspace-Based | FCZ12c Tot | Restaurant | 0% | 0% | 0% | 0% | 0% | 0% | 0% | 0% | 0% | 0% | 7.223% | 64.99% | 3.536% | 20.88% | 3.376% | 100%
Floorspace-Based | FCZ12c Tot | Retail | 0% | 0% | 0% | 0% | 0% | 0% | 0% | 0% | 0% | 0% | 2.294% | 55.95% | 6.415% | 35.34% | 0% | 100%
Floorspace-Based | FCZ12c Tot | School | 0% | 0% | 0% | 0% | 0% | 0% | 0% | 0% | 0% | 0% | 0.3619% | 39.07% | 2.874% | 57.7% | 0% | 100%
Floorspace-Based | FCZ12c Tot | Warehouse | 0% | 0% | 0% | 0% | 0% | 0% | 0% | 0% | 0% | 0% | 0% | 50.62% | 4.622% | 42.75% | 2.009% | 100%
Floorspace-Based | FCZ12c Tot | All Commercial | 0.07116% | 0.04563% | 0% | 0% | 0% | 0.527% | 0.1167% | 1.111% | 0% | 0.04193% | 4.037% | 56.19% | 4.31% | 31.54% | 2.012% | 100%
Floorspace-Based | FCZ12i Tot | College | 0% | 0% | 0% | 0% | 0% | 47.66% | 0% | 0% | 0% | 0% | 0.1148% | 47.41% | 1.187% | 3.633% | 0% | 100%
Floorspace-Based | FCZ12i Tot | Food Stores | 0% | 0% | 0% | 0% | 0% | 0% | 0% | 0% | 0% | 0% | 1.285% | 40.25% | 0.7424% | 57.72% | 0% | 100%
Floorspace-Based | FCZ12i Tot | Health Care | 0% | 0% | 0% | 0% | 0% | 0.3132% | 0% | 0% | 0% | 0% | 12.02% | 72.04% | 1.267% | 7.487% | 6.874% | 100%
Floorspace-Based | FCZ12i Tot | Lodging | 0% | 0% | 31.59% | 0% | 0% | 0% | 0% | 0% | 0% | 0% | 4.471% | 33.26% | 0% | 24.91% | 5.77% | 100%
Floorspace-Based | FCZ12i Tot | Miscellaneous | 0% | 0% | 0% | 0% | 0% | 0.2593% | 0% | 0.4025% | 0% | 0% | 4.994% | 60.73% | 6.518% | 21.17% | 5.925% | 100%
Floorspace-Based | FCZ12i Tot | Office, Large | 0% | 0% | 0% | 0% | 0% | 16.34% | 0% | 0% | 0% | 0% | 0% | 44.32% | 0% | 36.2% | 3.14% | 100%
Floorspace-Based | FCZ12i Tot | Office, Small | 0% | 0% | 0% | 0% | 0% | 0% | 0% | 0% | 0% | 0% | 7.168% | 55.71% | 20.55% | 16.38% | 0.1895% | 100%
Floorspace-Based | FCZ12i Tot | Refrigerated Warehouse | 0% | 0% | 0% | 0% | 0% | 0% | 0% | 0% | 0% | 0% | 0% | 59.14% | 0% | 0% | 40.86% | 100%
Floorspace-Based | FCZ12i Tot | Restaurant | 0% | 0% | 0% | 0% | 0% | 0% | 0% | 0% | 0% | 0% | 11.31% | 58.68% | 7.388% | 21.2% | 1.416% | 100%
Floorspace-Based | FCZ12i Tot | Retail | 0% | 0% | 0% | 0% | 0% | 0% | 0% | 0% | 0% | 0% | 3.745% | 43% | 21.8% | 28.48% | 2.975% | 100%
Floorspace-Based | FCZ12i Tot | School | 0% | 0% | 0% | 0% | 0% | 0% | 0% | 0% | 0% | 0% | 6.135% | 62.55% | 3.364% | 27.95% | 0% | 100%
Floorspace-Based | FCZ12i Tot | Warehouse | 0% | 0% | 0% | 0% | 0% | 0% | 0% | 0% | 0% | 0% | 3.738% | 70.16% | 13.97% | 12.13% | 0% | 100%
Floorspace-Based | FCZ12i Tot | All Commercial | 0% | 0% | 2.131% | 0% | 0% | 3.678% | 0% | 0.0909% | 0% | 0% | 5.15% | 54.32% | 8.563% | 22.77% | 3.297% | 100%
Floorspace-Based | FCZ13 Tot | College | 0% | 0% | 0% | 0% | 0% | 0% | 0% | 0% | 0% | 0% | 0% | 54.99% | 0% | 42.32% | 2.693% | 100%
Floorspace-Based | FCZ13 Tot | Food Stores | 0% | 0% | 0% | 0% | 0% | 0.4476% | 0% | 0% | 0% | 0% | 4.544% | 52.56% | 0.3861% | 39.82% | 2.235% | 100%
Floorspace-Based | FCZ13 Tot | Health Care | 0% | 0% | 0% | 0% | 1.4% | 0% | 1.492% | 0% | 0% | 0% | 5.158% | 51.44% | 1.455% | 34.57% | 4.492% | 100%
Floorspace-Based | FCZ13 Tot | Lodging | 0% | 0% | 0% | 2.887% | 0% | 2.399% | 0% | 0% | 0% | 0% | 12.35% | 36.39% | 1.196% | 39.82% | 4.959% | 100%
Floorspace-Based | FCZ13 Tot | Miscellaneous | 0% | 0.4909% | 0.401% | 0% | 0% | 2.124% | 0% | 0.9414% | 0.2318% | 0% | 10.78% | 55.18% | 0.281% | 29.52% | 0.04781% | 100%
Floorspace-Based | FCZ13 Tot | Office, Large | 0% | 0% | 0% | 0% | 0% | 0% | 0% | 0% | 0% | 0% | 15.68% | 48.04% | 0% | 36.28% | 0% | 100%
Floorspace-Based | FCZ13 Tot | Office, Small | 0% | 0% | 0.0934% | 0.7209% | 0% | 1.339% | 0% | 0% | 0% | 0.3376% | 3.849% | 64.4% | 1.376% | 27.07% | 0.8142% | 100%
Floorspace-Based | FCZ13 Tot | Refrigerated Warehouse | 0% | 0% | 0% | 0% | 0% | 0% | 0% | 0% | 0% | 0% | 0% | 61.7% | 0% | 9.74% | 28.56% | 100%
Floorspace-Based | FCZ13 Tot | Restaurant | 0% | 0% | 0% | 0% | 0% | 1.27% | 0% | 0% | 0% | 0% | 15.88% | 45.37% | 2.071% | 32.86% | 2.552% | 100%
Floorspace-Based | FCZ13 Tot | Retail | 0% | 0% | 0% | 0% | 0% | 1.171% | 0% | 0% | 0% | 0% | 3.926% | 47.86% | 0.3963% | 42.86% | 3.784% | 100%
Floorspace-Based | FCZ13 Tot | School | 0% | 0% | 0% | 0% | 0% | 0% | 0% | 0% | 0% | 0% | 0.8505% | 77.42% | 5.45% | 16.21% | 0.0629% | 100%
Floorspace-Based | FCZ13 Tot | Warehouse | 1.62% | 0% | 0% | 0% | 0% | 0% | 0% | 0% | 0% | 0% | 12.6% | 57.92% | 3.081% | 24.78% | 0% | 100%
Floorspace-Based | FCZ13 Tot | All Commercial | 0.142% | 0.09441% | 0.08636% | 0.1517% | 0.09947% | 0.856% | 0.106% | 0.1811% | 0.04458% | 0.0334% | 7.99% | 54.91% | 1.222% | 32.3% | 1.784% | 100%
Floorspace-Based | FCZ16 Tot | College | 0% | 0% | 0% | 0% | 0% | 0% | 0% | 0% | 0% | 94.03% | 4.746% | 0% | 0% | 1.223% | 0% | 100%
Floorspace-Based | FCZ16 Tot | Food Stores | 0% | 0% | 0% | 0% | 0% | 0% | 0% | 0% | 0% | 0% | 0% | 70.21% | 0.9168% | 23.03% | 5.841% | 100%
Floorspace-Based | FCZ16 Tot | Health Care | 0% | 0% | 0% | 0% | 0% | 0% | 0% | 0% | 0% | 0% | 0% | 88.88% | 11.12% | 0% | 0% | 100%
Floorspace-Based | FCZ16 Tot | Lodging | 0% | 0% | 0% | 0% | 0% | 1.436% | 0% | 0% | 0% | 0% | 1.097% | 48.49% | 5.599% | 23.6% | 19.79% | 100%
Floorspace-Based | FCZ16 Tot | Miscellaneous | 0% | 0% | 0% | 0% | 0% | 0% | 0% | 0% | 0% | 0% | 1.243% | 79.12% | 4.613% | 15.02% | 0% | 100%
Floorspace-Based | FCZ16 Tot | Office, Large | 0% | 0% | 0% | 0% | 0% | 0% | 0% | 0% | 0% | 0% | 12.97% | 72.44% | 0% | 14.26% | 0.3267% | 100%
Floorspace-Based | FCZ16 Tot | Office, Small | 0% | 0% | 0% | 0% | 0% | 0% | 0% | 0% | 0% | 0% | 11.78% | 83.32% | 1.406% | 3.495% | 0% | 100%
Floorspace-Based | FCZ16 Tot | Refrigerated Warehouse | 0% | 0% | 0% | 0% | 0% | 0% | 0% | 0% | 0% | 0% | 0% | 70.23% | 24.19% | 5.577% | 0% | 100%
Floorspace-Based | FCZ16 Tot | Restaurant | 0% | 0% | 0% | 0% | 0% | 0% | 0% | 0% | 0% | 0% | 12.65% | 63.63% | 7.465% | 16.26% | 0% | 100%
Floorspace-Based | FCZ16 Tot | Retail | 0% | 0% | 0% | 0% | 0% | 0.3549% | 0% | 0% | 0% | 0% | 0.1442% | 64.64% | 2.568% | 31.49% | 0.7997% | 100%
Floorspace-Based | FCZ16 Tot | School | 0% | 0% | 0% | 0% | 0% | 0.394% | 0% | 0% | 0% | 0% | 1.383% | 79.22% | 8.949% | 10.05% | 0% | 100%
Floorspace-Based | FCZ16 Tot | Warehouse | 0% | 0% | 0% | 0% | 0% | 0% | 0% | 0% | 0% | 0% | 0% | 87.38% | 10.01% | 2.608% | 0% | 100%
Floorspace-Based | FCZ16 Tot | All Commercial | 0% | 0% | 0% | 0% | 0% | 0.1544% | 0% | 0% | 0% | 5.652% | 5.679% | 69.49% | 3.85% | 13.84% | 1.338% | 100%
Floorspace-Based | FCZ17 Tot | College | 0% | 0% | 0% | 0% | 0% | 0% | 0% | 0% | 0% | 0% | 37.16% | 62.25% | 0% | 0.5926% | 0% | 100%
Floorspace-Based | FCZ17 Tot | Food Stores | 0% | 0% | 0% | 0% | 0% | 0% | 0% | 0% | 0% | 0% | 3.331% | 72.43% | 9.308% | 14.42% | 0.5087% | 100%
Floorspace-Based | FCZ17 Tot | Health Care | 0% | 0% | 0% | 0% | 0% | 0% | 0% | 0% | 0% | 0% | 41.37% | 30.74% | 12.05% | 15.84% | 0% | 100%
Floorspace-Based | FCZ17 Tot | Lodging | 0% | 0% | 0% | 0% | 0% | 0% | 0% | 0% | 0% | 0% | 58.87% | 18.55% | 1.364% | 21.21% | 0% | 100%
Floorspace-Based | FCZ17 Tot | Miscellaneous | 0% | 0% | 0% | 0% | 0% | 0% | 0% | 0% | 0% | 0% | 0% | 72.56% | 14.88% | 12.56% | 0% | 100%
Floorspace-Based | FCZ17 Tot | Office, Large | 0% | 0% | 0% | 0% | 0% | 0% | 0% | 0% | 0% | 0% | 0% | 70.19% | 9.952% | 19.86% | 0% | 100%
Floorspace-Based | FCZ17 Tot | Office, Small | 0% | 0% | 0% | 0% | 0% | 0% | 0% | 0% | 0% | 0% | 0% | 75.35% | 14.11% | 10.54% | 0% | 100%
Floorspace-Based | FCZ17 Tot | Refrigerated Warehouse | 0% | 0% | 0% | 0% | 0% | 0% | 0% | 0% | 0% | 0% | 0% | 46.69% | 0% | 53.31% | 0% | 100%
Floorspace-Based | FCZ17 Tot | Restaurant | 0% | 0% | 0% | 0% | 0% | 0% | 0% | 0% | 0% | 0% | 0% | 77.06% | 8.554% | 13.66% | 0.7214% | 100%
Floorspace-Based | FCZ17 Tot | Retail | 0% | 0% | 0% | 0% | 0% | 0% | 0% | 0% | 0% | 0% | 2.563% | 68.3% | 6.936% | 21.67% | 0.534% | 100%
Floorspace-Based | FCZ17 Tot | School | 0% | 0% | 0% | 0% | 0% | 0% | 0% | 3.001% | 0% | 0% | 0% | 79.26% | 15.06% | 2.685% | 0% | 100%
Floorspace-Based | FCZ17 Tot | Warehouse | 0% | 0% | 0% | 0% | 0% | 0% | 0% | 0% | 0% | 0% | 0% | 81.16% | 0.8525% | 17.99% | 0% | 100%
Floorspace-Based | FCZ17 Tot | All Commercial | 0% | 0% | 0% | 0% | 0% | 0% | 0% | 0.3962% | 0% | 0% | 4.56% | 69.67% | 9.947% | 15.26% | 0.1635% | 100%
Floorspace-Based | PG&E | College | 0% | 0% | 0% | 0% | 0% | 0% | 0% | 0% | 0% | 0% | 11.47% | 74.65% | 2.155% | 10.84% | 0.8782% | 100%
Floorspace-Based | PG&E | Food Stores | 0% | 0% | 0.01359% | 0.9225% | 0% | 2.896% | 0.5385% | 0.2077% | 0% | 0% | 18.77% | 46.28% | 9.805% | 18.76% | 1.806% | 100%
Floorspace-Based | PG&E | Health Care | 0% | 0.6209% | 1.212% | 1.065% | 0.2041% | 1.197% | 0.9046% | 1.493% | 0.09452% | 0.3725% | 13.36% | 37.79% | 2.189% | 34.69% | 4.801% | 100%
Floorspace-Based | PG&E | Lodging | 0% | 0% | 1.741% | 0.5186% | 0.2487% | 2.393% | 0.381% | 0.4065% | 0.5797% | 0% | 9.115% | 51.95% | 3.249% | 26.88% | 2.539% | 100%
Floorspace-Based | PG&E | Miscellaneous | 0.4337% | 0.1747% | 0.5321% | 0.6503% | 0.01695% | 1.224% | 0.1175% | 0.05341% | 0.3927% | 0% | 4.952% | 57.53% | 6.506% | 23.86% | 3.553% | 100%
Floorspace-Based | PG&E | Office, Large | 0% | 0.4722% | 0.4926% | 0% | 0.0619% | 1.306% | 0.0867% | 0% | 0.08741% | 0% | 9.974% | 55.62% | 3.684% | 25.4% | 2.808% | 100%
Floorspace-Based | PG&E | Office, Small | 0% | 0% | 0.1387% | 0.06923% | 0.06098% | 0.6656% | 0.1192% | 0.1317% | 0% | 0% | 6.969% | 56.77% | 6.986% | 26.62% | 1.465% | 100%
Floorspace-Based | PG&E | Refrigerated Warehouse | 0% | 0% | 0% | 0% | 0% | 0.07172% | 0% | 0.6835% | 0% | 0% | 3.919% | 45.6% | 11.08% | 22.84% | 15.8% | 100%
Floorspace-Based | PG&E | Restaurant | 0% | 0.05659% | 0.5591% | 0.05886% | 0% | 0.6946% | 0% | 0% | 0% | 0.1092% | 12.01% | 50.97% | 11.95% | 21.26% | 2.334% | 100%
Floorspace-Based | PG&E | Retail | 0% | 0.03039% | 0% | 0.1931% | 0% | 1.105% | 0.06541% | 0% | 0.01024% | 0.002245% | 5.007% | 46.02% | 14.66% | 29.85% | 3.05% | 100%
Floorspace-Based | PG&E | School | 0% | 0.9349% | 0.5638% | 0% | 0% | 0.7468% | 0.519% | 0% | 0% | 0% | 6.112% | 65.66% | 10.65% | 14.67% | 0.1484% | 100%
Floorspace-Based | PG&E | Warehouse | 0% | 0% | 0.08411% | 0.5535% | 0% | 0.9217% | 0% | 0.05513% | 0% | 0.3054% | 3.059% | 35.55% | 10.44% | 42.39% | 6.638% | 100%
Floorspace-Based | PG&E | All Commercial | 0.07881% | 0.2156% | 0.4584% | 0.3445% | 0.0507% | 1.15% | 0.1887% | 0.1708% | 0.1359% | 0.0615% | 7.568% | 52.14% | 7.358% | 26.75% | 3.334% | 100%
Floorspace-Based | SCE | College | 0% | 0% | 0% | 0% | 0% | 0% | 0% | 0% | 0% | 2.401% | 6.074% | 68.4% | 1.378% | 21.2% | 0.5442% | 100%
Floorspace-Based | SCE | Food Stores | 0% | 0% | 0% | 0% | 0% | 2.912% | 0% | 0% | 0% | 0% | 4.594% | 58.46% | 16.78% | 14.89% | 2.358% | 100%
Floorspace-Based | SCE | Health Care | 0% | 0% | 0% | 0.2846% | 0.07228% | 0.793% | 0.518% | 0% | 0.6531% | 0.2568% | 4.083% | 57.96% | 7.561% | 23.9% | 3.917% | 100%
Floorspace-Based | SCE | Lodging | 0% | 0% | 0.3043% | 0.2281% | 0% | 2.541% | 0% | 0.1939% | 0% | 0% | 3.557% | 53.42% | 13.51% | 22.28% | 3.965% | 100%
Floorspace-Based | SCE | Miscellaneous | 0% | 0% | 0% | 0.1583% | 0.2104% | 0.4872% | 0.2055% | 0% | 0.1273% | 0.3188% | 2.956% | 60.16% | 11.59% | 22.4% | 1.382% | 100%
Floorspace-Based | SCE | Office, Large | 0% | 0% | 0% | 0.5889% | 0% | 1.773% | 0% | 0% | 0.5727% | 0% | 4.83% | 50.3% | 8.173% | 32.78% | 0.9859% | 100%
Floorspace-Based | SCE | Office, Small | 0% | 0% | 0.1568% | 0% | 0% | 0.1885% | 0% | 0.1249% | 0% | 0% | 3.195% | 64.43% | 10.12% | 20.83% | 0.9561% | 100%
Floorspace-Based | SCE | Refrigerated Warehouse | 0% | 0% | 0% | 0% | 0% | 0% | 0% | 0% | 0% | 0% | 0.1311% | 27.93% | 16.9% | 38.53% | 16.51% | 100%
Floorspace-Based | SCE | Restaurant | 0% | 0% | 0% | 0% | 0% | 0% | 0% | 0.6526% | 0% | 0% | 4.238% | 59.42% | 10.56% | 23.52% | 1.607% | 100%
Floorspace-Based | SCE | Retail | 0% | 0.02064% | 0% | 0% | 0.02312% | 0.06737% | 0% | 0% | 0% | 0% | 3.203% | 47.73% | 11.45% | 29.59% | 7.914% | 100%
Floorspace-Based | SCE | School | 0% | 0% | 0% | 0% | 0% | 0.0479% | 0.4243% | 0% | 0% | 0% | 3.427% | 61.93% | 4.815% | 28.95% | 0.4081% | 100%
Floorspace-Based | SCE | Warehouse | 0% | 0% | 0.03056% | 0% | 0% | 0% | 0% | 0% | 0% | 0% | 1.489% | 39.34% | 13.43% | 42.59% | 3.129% | 100%
Floorspace-Based | SCE | All Commercial | 0% | 0.003125% | 0.0325% | 0.1106% | 0.03862% | 0.5268% | 0.09639% | 0.03689% | 0.1126% | 0.1599% | 3.204% | 52.78% | 10.49% | 29.4% | 3.009% | 100%
Floorspace-Based | SDG&E | College | 0% | 0% | 0% | 0% | 0% | 10.95% | 0% | 0% | 0% | 0% | 0.02637% | 82.78% | 0.6377% | 4.864% | 0.7417% | 100%
Floorspace-Based | SDG&E | Food Stores | 0% | 0% | 0% | 0% | 0% | 0% | 0% | 0% | 0% | 0% | 1.844% | 56.1% | 2.023% | 39.54% | 0.4948% | 100%
Floorspace-Based | SDG&E | Health Care | 0% | 0% | 0% | 0% | 0% | 0.706% | 0.9189% | 0% | 0% | 0.4547% | 7.452% | 63.61% | 0.5509% | 22.34% | 3.972% | 100%
Floorspace-Based | SDG&E | Lodging | 0% | 0% | 8.004% | 0% | 0% | 0% | 0% | 0.424% | 0% | 0% | 3.506% | 37.99% | 6.425% | 31.46% | 12.19% | 100%
Floorspace-Based | SDG&E | Miscellaneous | 0% | 0% | 0% | 0% | 0% | 0.5585% | 0.1042% | 3.338% | 0% | 0% | 5.084% | 58.31% | 6.968% | 22.71% | 2.932% | 100%
Floorspace-Based | SDG&E | Office, Large | 0% | 0% | 0% | 0% | 0% | 3.094% | 0% | 0% | 0% | 0% | 7.168% | 45.2% | 1.6% | 42.06% | 0.8797% | 100%
Floorspace-Based | SDG&E | Office, Small | 0.4456% | 0.2857% | 0% | 0% | 0% | 0.9376% | 0% | 0.485% | 0% | 0% | 4.042% | 67.63% | 7.663% | 18.17% | 0.3485% | 100%
Floorspace-Based | SDG&E | Refrigerated Warehouse | 0% | 0% | 0% | 0% | 0% | 0% | 0% | 0% | 0% | 0% | 1.584% | 13.28% | 0% | 81.63% | 3.509% | 100%
Floorspace-Based | SDG&E | Restaurant | 0% | 0% | 0% | 0% | 0% | 0% | 0% | 0% | 0% | 0% | 8.583% | 62.89% | 4.817% | 20.99% | 2.724% | 100%
Floorspace-Based | SDG&E | Retail | 0% | 0% | 0% | 0% | 0% | 0% | 0% | 0% | 0% | 0% | 2.861% | 50.89% | 12.43% | 32.65% | 1.163% | 100%
Floorspace-Based | SDG&E | School | 0% | 0% | 0% | 0% | 0% | 0% | 0% | 0% | 0% | 0% | 3.034% | 49.94% | 3.101% | 43.93% | 0% | 100%
Floorspace-Based | SDG&E | Warehouse | 0% | 0% | 0% | 0% | 0% | 0% | 0% | 0% | 0% | 0% | 0.8442% | 55.03% | 6.732% | 35.84% | 1.555% | 100%
Floorspace-Based | SDG&E | All Commercial | 0.05057% | 0.03243% | 0.6166% | 0% | 0% | 1.439% | 0.08295% | 0.816% | 0% | 0.02979% | 4.359% | 55.65% | 5.541% | 29% | 2.384% | 100%
Floorspace-Based | LADWP | College | 0% | 0% | 0% | 0% | 0% | 0% | 0% | 0% | 0% | 89.03% | 6.469% | 3.31% | 0% | 1.189% | 0% | 100%
Floorspace-Based | LADWP | Food Stores | 0% | 0% | 0% | 0% | 0% | 0% | 0% | 0% | 0% | 0% | 1.28% | 71.06% | 4.142% | 19.72% | 3.792% | 100%
Floorspace-Based | LADWP | Health Care | 0% | 0% | 0% | 0% | 0% | 0% | 0% | 0% | 0% | 0% | 11.23% | 73.1% | 11.37% | 4.299% | 0% | 100%
Floorspace-Based | LADWP | Lodging | 0% | 0% | 0% | 0% | 0% | 1.326% | 0% | 0% | 0% | 0% | 5.521% | 46.19% | 5.275% | 23.41% | 18.27% | 100%
Floorspace-Based | LADWP | Miscellaneous | 0% | 0% | 0% | 0% | 0% | 0% | 0% | 0% | 0% | 0% | 0.9331% | 77.49% | 7.174% | 14.41% | 0% | 100%
Floorspace-Based | LADWP | Office, Large | 0% | 0% | 0% | 0% | 0% | 0% | 0% | 0% | 0% | 0% | 11.77% | 72.24% | 0.9195% | 14.78% | 0.2965% | 100%
Floorspace-Based | LADWP | Office, Small | 0% | 0% | 0% | 0% | 0% | 0% | 0% | 0% | 0% | 0% | 8.541% | 81.13% | 4.896% | 5.431% | 0% | 100%
Floorspace-Based | LADWP | Refrigerated Warehouse | 0% | 0% | 0% | 0% | 0% | 0% | 0% | 0% | 0% | 0% | 0% | 64.77% | 18.58% | 16.66% | 0% | 100%
Floorspace-Based | LADWP | Restaurant | 0% | 0% | 0% | 0% | 0% | 0% | 0% | 0% | 0% | 0% | 8.535% | 68% | 7.819% | 15.41% | 0.2345% | 100%
Floorspace-Based | LADWP | Retail | 0% | 0% | 0% | 0% | 0% | 0.2354% | 0% | 0% | 0% | 0% | 0.9586% | 65.87% | 4.038% | 28.19% | 0.7103% | 100%
Floorspace-Based | LADWP | School | 0% | 0% | 0% | 0% | 0% | 0.2879% | 0% | 0.808% | 0% | 0% | 1.011% | 79.23% | 10.59% | 8.066% | 0% | 100%
Floorspace-Based | LADWP | Warehouse | 0% | 0% | 0% | 0% | 0% | 0% | 0% | 0% | 0% | 0% | 0% | 84.9% | 6.348% | 8.756% | 0% | 100%
Floorspace-Based | LADWP | All Commercial | 0% | 0% | 0% | 0% | 0% | 0.12% | 0% | 0.08811% | 0% | 4.395% | 5.43% | 69.53% | 5.206% | 14.15% | 1.077% | 100%
Floorspace-Based | SMUD | College | 0% | 0% | 0% | 0% | 0% | 0% | 0% | 0% | 0% | 0% | 0% | 54.99% | 0% | 42.32% | 2.693% | 100%
Floorspace-Based | SMUD | Food Stores | 0% | 0% | 0% | 0% | 0% | 0.4476% | 0% | 0% | 0% | 0% | 4.544% | 52.56% | 0.3861% | 39.82% | 2.235% | 100%
Floorspace-Based | SMUD | Health Care | 0% | 0% | 0% | 0% | 1.4% | 0% | 1.492% | 0% | 0% | 0% | 5.158% | 51.44% | 1.455% | 34.57% | 4.492% | 100%
Floorspace-Based | SMUD | Lodging | 0% | 0% | 0% | 2.887% | 0% | 2.399% | 0% | 0% | 0% | 0% | 12.35% | 36.39% | 1.196% | 39.82% | 4.959% | 100%
Floorspace-Based | SMUD | Miscellaneous | 0% | 0.4909% | 0.401% | 0% | 0% | 2.124% | 0% | 0.9414% | 0.2318% | 0% | 10.78% | 55.18% | 0.281% | 29.52% | 0.04781% | 100%
Floorspace-Based | SMUD | Office, Large | 0% | 0% | 0% | 0% | 0% | 0% | 0% | 0% | 0% | 0% | 15.68% | 48.04% | 0% | 36.28% | 0% | 100%
Floorspace-Based | SMUD | Office, Small | 0% | 0% | 0.0934% | 0.7209% | 0% | 1.339% | 0% | 0% | 0% | 0.3376% | 3.849% | 64.4% | 1.376% | 27.07% | 0.8142% | 100%
Floorspace-Based | SMUD | Refrigerated Warehouse | 0% | 0% | 0% | 0% | 0% | 0% | 0% | 0% | 0% | 0% | 0% | 61.7% | 0% | 9.74% | 28.56% | 100%
Floorspace-Based | SMUD | Restaurant | 0% | 0% | 0% | 0% | 0% | 1.27% | 0% | 0% | 0% | 0% | 15.88% | 45.37% | 2.071% | 32.86% | 2.552% | 100%
Floorspace-Based | SMUD | Retail | 0% | 0% | 0% | 0% | 0% | 1.171% | 0% | 0% | 0% | 0% | 3.926% | 47.86% | 0.3963% | 42.86% | 3.784% | 100%
Floorspace-Based | SMUD | School | 0% | 0% | 0% | 0% | 0% | 0% | 0% | 0% | 0% | 0% | 0.8505% | 77.42% | 5.45% | 16.21% | 0.0629% | 100%
Floorspace-Based | SMUD | Warehouse | 1.62% | 0% | 0% | 0% | 0% | 0% | 0% | 0% | 0% | 0% | 12.6% | 57.92% | 3.081% | 24.78% | 0% | 100%
Floorspace-Based | SMUD | All Commercial | 0.142% | 0.09441% | 0.08636% | 0.1517% | 0.09947% | 0.856% | 0.106% | 0.1811% | 0.04458% | 0.0334% | 7.99% | 54.91% | 1.222% | 32.3% | 1.784% | 100%
Floorspace-Based | FCZ01 | College | 0% | 0% | 0% | 0% | 0% | 0% | 0% | 0% | 0% | 0% | 2.243% | 95.28% | 0.8782% | 0.7733% | 0.8204% | 100%
Floorspace-Based | FCZ01 | Food Stores | 0% | 0% | 0.03446% | 0.1266% | 0% | 0.925% | 0% | 0% | 0% | 0% | 29.55% | 54.65% | 4.417% | 9.563% | 0.7335% | 100%
Floorspace-Based | FCZ01 | Health Care | 0% | 0% | 0.3389% | 0.3202% | 0% | 0.9758% | 1.541% | 2.888% | 0% | 0% | 13.78% | 34.85% | 1.811% | 41.33% | 2.168% | 100%
Floorspace-Based | FCZ01 | Lodging | 0% | 0% | 0% | 1.293% | 0% | 2.394% | 0% | 0% | 0% | 0% | 9.304% | 55.61% | 4.5% | 24.38% | 2.52% | 100%
Floorspace-Based | FCZ01 | Miscellaneous | 0% | 0.2827% | 0.24% | 0.1435% | 0% | 1.569% | 0% | 0% | 0% | 0% | 4.708% | 65.14% | 5.508% | 19.76% | 2.647% | 100%
Floorspace-Based | FCZ01 | Office, Large | 0% | 0.5679% | 0.5195% | 0% | 0.07443% | 0.946% | 0% | 0% | 0% | 0% | 11.37% | 57.69% | 1.977% | 23.54% | 3.312% | 100%
Floorspace-Based | FCZ01 | Office, Small | 0% | 0% | 0.05389% | 0% | 0% | 0.6018% | 0% | 0.3419% | 0% | 0% | 8.57% | 68.06% | 5.294% | 15.51% | 1.569% | 100%
Floorspace-Based | FCZ01 | Refrigerated Warehouse | 0% | 0% | 0% | 0% | 0% | 0% | 0% | 0% | 0% | 0% | 4.06% | 83.63% | 2.62% | 5.368% | 4.32% | 100%
Floorspace-Based | FCZ01 | Restaurant | 0% | 0.112% | 0% | 0% | 0% | 0.4884% | 0% | 0% | 0% | 0% | 10.86% | 58.16% | 11.18% | 17.64% | 1.554% | 100%
Floorspace-Based | FCZ01 | Retail | 0% | 0.0757% | 0% | 0% | 0% | 0.3279% | 0% | 0% | 0% | 0% | 5.363% | 52.33% | 11.15% | 26.09% | 4.667% | 100%
Floorspace-Based | FCZ01 | School | 0% | 0% | 0% | 0% | 0% | 0% | 0% | 0% | 0% | 0% | 7.925% | 72.6% | 13.98% | 5.259% | 0.2363% | 100%
Floorspace-Based | FCZ01 | Warehouse | 0% | 0% | 0% | 1.706% | 0% | 0% | 0% | 0% | 0% | 0% | 5.326% | 59.42% | 3.086% | 29.57% | 0.8846% | 100%
Floorspace-Based | FCZ01 | All Commercial | 0% | 0.2298% | 0.2238% | 0.2642% | 0.023% | 0.8657% | 0.09562% | 0.2075% | 0% | 0% | 8.933% | 59.99% | 4.828% | 21.79% | 2.549% | 100%
Floorspace-Based | FCZ02 | College | 0% | 0% | 0% | 0% | 0% | 0% | 0% | 0% | 0% | 0% | 0% | 88.37% | 6.049% | 5.581% | 0% | 100%
Floorspace-Based | FCZ02 | Food Stores | 0% | 0% | 0% | 0% | 0% | 2.577% | 0% | 0.9295% | 0% | 0% | 15.76% | 51.36% | 9.542% | 18.68% | 1.146% | 100%
Floorspace-Based | FCZ02 | Health Care | 0% | 0% | 0% | 0% | 0% | 0.9784% | 0% | 0.7645% | 0% | 2.434% | 17.48% | 49.14% | 1.052% | 23.98% | 4.168% | 100%
Floorspace-Based | FCZ02 | Lodging | 0% | 0% | 6.486% | 0% | 0.2795% | 3.316% | 0.3257% | 0.6751% | 0% | 0% | 9.606% | 57.92% | 0% | 20.57% | 0.8158% | 100%
Floorspace-Based | FCZ02 | Miscellaneous | 1.359% | 0.201% | 0% | 2.01% | 0.1608% | 0.5761% | 0% | 0.5067% | 0% | 0% | 7.376% | 60.04% | 4.629% | 20.25% | 2.896% | 100%
Floorspace-Based | FCZ02 | Office, Large | 0% | 0% | 1.833% | 0% | 0% | 2.207% | 2.626% | 0% | 2.647% | 0% | 9.415% | 63.02% | 0% | 18.25% | 0% | 100%
Floorspace-Based | FCZ02 | Office, Small | 0% | 0% | 0% | 0% | 0% | 0% | 0.5271% | 0% | 0% | 0% | 7.16% | 63.09% | 1.987% | 26.61% | 0.6262% | 100%
Floorspace-Based | FCZ02 | Refrigerated Warehouse | 0% | 0% | 0% | 0% | 0% | 0.454% | 0% | 4.327% | 0% | 0% | 1.185% | 89.44% | 1.511% | 3.084% | 0% | 100%
Floorspace-Based | FCZ02 | Restaurant | 0% | 0% | 2.404% | 0% | 0% | 1.548% | 0% | 0% | 0% | 0% | 14.46% | 55.41% | 10.75% | 12.59% | 2.841% | 100%
Floorspace-Based | FCZ02 | Retail | 0% | 0% | 0% | 0% | 0% | 6.731% | 0.6521% | 0% | 0.1021% | 0% | 10.24% | 53.37% | 11.69% | 15.31% | 1.904% | 100%
Floorspace-Based | FCZ02 | School | 0% | 0% | 0% | 0% | 0% | 7.033% | 0% | 0% | 0% | 0% | 26.17% | 59.79% | 1.897% | 5.104% | 0% | 100%
Floorspace-Based | FCZ02 | Warehouse | 0% | 0% | 0% | 0% | 0% | 2.614% | 0% | 0% | 0% | 0% | 1.879% | 40.3% | 2.703% | 18.51% | 33.99% | 100%
Floorspace-Based | FCZ02 | All Commercial | 0.2634% | 0.03895% | 1.449% | 0.3895% | 0.08663% | 2.445% | 0.3581% | 0.4451% | 0.1644% | 0.1677% | 9.576% | 58.43% | 3.661% | 18.61% | 3.908% | 100%
Floorspace-Based | FCZ03 | College | 0% | 0% | 0% | 0% | 0% | 0% | 0% | 0% | 0% | 0% | 0% | 96.36% | 3.55% | 0.09123% | 0% | 100%
Floorspace-Based | FCZ03 | Food Stores | 0% | 0% | 0% | 6.066% | 0% | 0% | 0% | 3.318% | 0% | 0% | 3.383% | 62.11% | 8.876% | 14.24% | 2.013% | 100%
Floorspace-Based | FCZ03 | Health Care | 0% | 0% | 0% | 4.016% | 0% | 4.259% | 0% | 0% | 0% | 0% | 2.415% | 41.9% | 2.696% | 35.5% | 9.213% | 100%
Floorspace-Based | FCZ03 | Lodging | 0% | 0% | 0% | 0% | 0% | 0% | 0% | 0% | 0% | 0% | 0.1867% | 24.8% | 12.76% | 62.25% | 0% | 100%
Floorspace-Based | FCZ03 | Miscellaneous | 0% | 0% | 0% | 0% | 0% | 1.455% | 0% | 0% | 0% | 0% | 3.564% | 54.02% | 20.61% | 19.67% | 0.6766% | 100%
Floorspace-Based | FCZ03 | Office, Large | 0% | 0% | 0% | 0% | 0% | 0% | 0% | 0% | 0% | 0% | 0% | 88.9% | 0% | 11.1% | 0% | 100%
Floorspace-Based | FCZ03 | Office, Small | 0% | 0% | 0% | 0% | 0% | 2.009% | 0% | 0% | 0% | 0% | 16.61% | 43.76% | 9.153% | 27% | 1.465% | 100%
Floorspace-Based | FCZ03 | Refrigerated Warehouse | 0% | 0% | 0% | 0% | 0% | 0% | 0% | 0% | 0% | 0% | 0% | 89.09% | 0% | 10.91% | 0% | 100%
Floorspace-Based | FCZ03 | Restaurant | 0% | 0% | 0% | 0% | 0% | 0% | 0% | 0% | 0% | 3.423% | 6.893% | 66.01% | 2.234% | 21.44% | 0% | 100%
Floorspace-Based | FCZ03 | Retail | 0% | 0% | 0% | 0% | 0% | 0% | 0% | 0% | 0% | 0% | 5.334% | 53.56% | 10.15% | 27.91% | 3.049% | 100%
Floorspace-Based | FCZ03 | School | 0% | 0% | 0% | 0% | 0% | 1.802% | 0% | 0% | 0% | 0% | 0% | 77.17% | 12.43% | 8.6% | 0% | 100%
Floorspace-Based | FCZ03 | Warehouse | 0% | 0% | 0% | 0% | 0% | 0% | 0% | 0% | 0% | 0% | 4.898% | 38.01% | 6.659% | 49.95% | 0.4799% | 100%
Floorspace-Based | FCZ03 | All Commercial | 0% | 0% | 0% | 0.3763% | 0% | 1.109% | 0% | 0.09123% | 0% | 0.08332% | 4.02% | 58.65% | 11.46% | 22.95% | 1.267% | 100%
Floorspace-Based | FCZ04 | College | 0% | 0% | 0% | 0% | 0% | 0% | 0% | 0% | 0% | 0% | 0% | 76.43% | 1.334% | 19.41% | 2.818% | 100%
Floorspace-Based | FCZ04 | Food Stores | 0% | 0% | 0% | 0% | 0% | 6.086% | 2.852% | 0% | 0% | 0% | 21.65% | 27.23% | 11.92% | 26.7% | 3.565% | 100%
Floorspace-Based | FCZ04 | Health Care | 0% | 4.416% | 7.502% | 2.717% | 0.6402% | 3.661% | 1.364% | 0.518% | 0.6722% | 0.7553% | 13.17% | 45.24% | 1.344% | 15.96% | 2.042% | 100%
Floorspace-Based | FCZ04 | Lodging | 0% | 0% | 0% | 0% | 0% | 4.716% | 3.759% | 2.885% | 7.424% | 0% | 9.289% | 25.61% | 2.201% | 40.22% | 3.896% | 100%
Floorspace-Based | FCZ04 | Miscellaneous | 0% | 0.2178% | 1.96% | 1.959% | 0% | 2.081% | 0.443% | 0% | 1.854% | 0% | 9.215% | 39.03% | 5.797% | 32.63% | 4.813% | 100%
Floorspace-Based | FCZ04 | Office, Large | 0% | 0% | 0% | 0% | 0% | 7.398% | 0% | 0% | 0% | 0% | 0.7985% | 15.12% | 25.45% | 50.33% | 0.8985% | 100%
Floorspace-Based | FCZ04 | Office, Small | 0% | 0% | 0% | 0% | 0.4062% | 2.41% | 0.3582% | 0% | 0% | 0% | 7.266% | 24.48% | 6.627% | 56.95% | 1.51% | 100%
Floorspace-Based | FCZ04 | Refrigerated Warehouse | 0% | 0% | 0% | 0% | 0% | 0% | 0% | 0% | 0% | 0% | 2.278% | 5.652% | 28.08% | 60.97% | 3.023% | 100%
Floorspace-Based | FCZ04 | Restaurant | 0% | 0% | 2.792% | 0% | 0% | 2.495% | 0% | 0% | 0% | 0% | 28.83% | 19.27% | 12.99% | 29.89% | 3.736% | 100%
Floorspace-Based | FCZ04 | Retail | 0% | 0% | 0% | 1.068% | 0% | 1.647% | 0% | 0% | 0% | 0.01241% | 7.287% | 33.81% | 18.3% | 36.31% | 1.57% | 100%
Floorspace-Based | FCZ04 | School | 0% | 5.948% | 0% | 0% | 0% | 0% | 0% | 0% | 0% | 0% | 7.225% | 49.16% | 4.447% | 32.81% | 0.407% | 100%
Floorspace-Based | FCZ04 | Warehouse | 0% | 0% | 0.2206% | 0% | 0% | 1% | 0% | 0.1446% | 0% | 0.8008% | 2.178% | 17.53% | 15.73% | 57.54% | 4.86% | 100%
Floorspace-Based | FCZ04 | All Commercial | 0% | 0.6121% | 0.8972% | 0.6723% | 0.068% | 2.135% | 0.4112% | 0.1592% | 0.6634% | 0.2447% | 6.748% | 30.98% | 11.34% | 41.8% | 3.275% | 100%
Floorspace-Based | FCZ05 | College | 0% | 0% | 0% | 0% | 0% | 0% | 0% | 0% | 0% | 0% | 12.46% | 43.45% | 2.317% | 41.77% | 0% | 100%
Floorspace-Based | FCZ05 | Food Stores | 0% | 0% | 0% | 3.718% | 0% | 6.268% | 0% | 0% | 0% | 0% | 0.634% | 48.9% | 16.67% | 20.32% | 3.489% | 100%
Floorspace-Based | FCZ05 | Health Care | 0% | 0% | 0% | 1.71% | 0.7015% | 0% | 0% | 0% | 0% | 0% | 19.36% | 23.82% | 5.789% | 34.3% | 14.32% | 100%
Floorspace-Based | FCZ05 | Lodging | 0% | 0% | 0% | 0% | 2.361% | 0% | 0% | 0% | 0% | 0% | 6.749% | 37.93% | 8.054% | 40.06% | 4.848% | 100%
Floorspace-Based | FCZ05 | Miscellaneous | 1.639% | 0% | 0.3137% | 0% | 0% | 0.161% | 0.1756% | 0% | 0.08781% | 0% | 1.813% | 57.68% | 5.646% | 26.47% | 6.019% | 100%
Floorspace-Based | FCZ05 | Office, Large | 0% | 0% | 0% | 0% | 0% | 0% | 0% | 0% | 0% | 0% | 3.902% | 74.83% | 10.9% | 10.37% | 0% | 100%
Floorspace-Based | FCZ05 | Office, Small | 0% | 0% | 0.6959% | 0% | 0% | 0% | 0% | 0% | 0% | 0% | 4.446% | 53.44% | 6.9% | 31.73% | 2.782% | 100%
Floorspace-Based | FCZ05 | Refrigerated Warehouse | 0% | 0% | 0% | 0% | 0% | 0% | 0% | 0% | 0% | 0% | 8.063% | 5.735% | 14.3% | 24.36% | 47.55% | 100%
Floorspace-Based | FCZ05 | Restaurant | 0% | 0% | 0% | 0% | 0% | 0% | 0% | 0% | 0% | 0% | 6.568% | 44.53% | 15.33% | 29.64% | 3.926% | 100%
Floorspace-Based | FCZ05 | Retail | 0% | 0% | 0% | 0% | 0% | 0% | 0% | 0% | 0% | 0% | 1.354% | 42.52% | 16.28% | 37.67% | 2.176% | 100%
Floorspace-Based | FCZ05 | School | 0% | 0% | 2.841% | 0% | 0% | 0% | 0% | 0% | 0% | 0% | 0% | 49.05% | 17.6% | 30.5% | 0% | 100%
Floorspace-Based | FCZ05 | Warehouse | 0% | 0% | 0% | 0% | 0% | 2.435% | 0% | 0% | 0% | 0% | 1.785% | 25.61% | 14.95% | 40.87% | 14.34% | 100%
Floorspace-Based | FCZ05 | All Commercial | 0.3708% | 0% | 0.4025% | 0.2592% | 0.139% | 0.5723% | 0.03974% | 0% | 0.01987% | 0% | 4.154% | 44.97% | 10.75% | 31.6% | 6.728% | 100%
Floorspace-Based | FCZ06 | College | 0% | 0% | 0% | 0% | 0% | 0% | 0% | 0% | 0% | 0% | 52.51% | 41.03% | 3.779% | 2.683% | 0% | 100%
Floorspace-Based | FCZ06 | Food Stores | 0% | 0% | 0% | 0.2798% | 0% | 0% | 0% | 0% | 0% | 0% | 10.81% | 33.98% | 15.63% | 38.88% | 0.4175% | 100%
Floorspace-Based | FCZ06 | Health Care | 0% | 0% | 0% | 1.461% | 0% | 0% | 0% | 0% | 0% | 0% | 0% | 50.65% | 0.2817% | 42.82% | 4.786% | 100%
Floorspace-Based | FCZ06 | Lodging | 0% | 0% | 0% | 0% | 0% | 1.139% | 0% | 0% | 0% | 0% | 10.34% | 56.76% | 2.258% | 25.25% | 4.253% | 100%
Floorspace-Based | FCZ06 | Miscellaneous | 0% | 0% | 0% | 0% | 0% | 0.5091% | 0% | 0% | 0.1934% | 0% | 0.4051% | 63.75% | 8.879% | 24.16% | 2.105% | 100%
Floorspace-Based | FCZ06 | Office, Large | 0% | 0% | 0% | 0% | 0% | 0% | 0% | 0% | 0% | 0% | 0% | 33.32% | 2.503% | 64.18% | 0% | 100%
Floorspace-Based | FCZ06 | Office, Small | 0% | 0% | 0% | 0.5118% | 0% | 0% | 0% | 0% | 0% | 0% | 2.511% | 62.32% | 16.32% | 18.1% | 0.2373% | 100%
Floorspace-Based | FCZ06 | Refrigerated Warehouse | 0% | 0% | 0% | 0% | 0% | 0% | 0% | 0% | 0% | 0% | 0% | 27.75% | 7.413% | 24.28% | 40.56% | 100%
Floorspace-Based | FCZ06 | Restaurant | 0% | 0% | 0% | 0.597% | 0% | 0% | 0% | 0% | 0% | 0% | 4.355% | 55.61% | 13.54% | 23.49% | 2.407% | 100%
Floorspace-Based | FCZ06 | Retail | 0% | 0% | 0% | 0% | 0% | 0% | 0% | 0% | 0% | 0% | 0.6632% | 38.92% | 24.04% | 34.42% | 1.957% | 100%
Floorspace-Based | FCZ06 | School | 0% | 0% | 0% | 0% | 0% | 0% | 4.703% | 0% | 0% | 0% | 0% | 90.97% | 1.196% | 3.132% | 0% | 100%
Floorspace-Based | FCZ06 | Warehouse | 0% | 0% | 0% | 0% | 0% | 0% | 0% | 0% | 0% | 0% | 0% | 41.11% | 14.78% | 41.67% | 2.435% | 100%
Floorspace-Based | FCZ06 | All Commercial | 0% | 0% | 0% | 0.2036% | 0% | 0.228% | 0.3694% | 0% | 0.03205% | 0% | 6.639% | 53.96% | 9.975% | 26.32% | 2.271% | 100%
Floorspace-Based | FCZ07 | College | 0% | 0% | 0% | 0% | 0% | 0% | 0% | 0% | 0% | 3.885% | 3.375% | 82.54% | 1.81% | 8.395% | 0% | 100%
Floorspace-Based | FCZ07 | Food Stores | 0% | 0% | 0% | 0% | 0% | 0% | 0% | 0% | 0% | 0% | 5.041% | 66.49% | 15.42% | 12.56% | 0.4908% | 100%
Floorspace-Based | FCZ07 | Health Care | 0% | 0% | 0% | 0% | 0.1236% | 0% | 0% | 0% | 0% | 0.439% | 2.969% | 64.53% | 6.196% | 25.41% | 0.3328% | 100%
Floorspace-Based | FCZ07 | Lodging | 0% | 0% | 0% | 0% | 0% | 0.371% | 0% | 0% | 0% | 0% | 1.017% | 55.35% | 17.06% | 21.49% | 4.706% | 100%
Floorspace-Based | FCZ07 | Miscellaneous | 0% | 0% | 0% | 0.09079% | 0.3828% | 0.1302% | 0% | 0% | 0% | 0% | 2.701% | 69.5% | 14.23% | 11.54% | 1.424% | 100%
Floorspace-Based | FCZ07 | Office, Large | 0% | 0% | 0% | 0.7393% | 0% | 1.052% | 0% | 0% | 0% | 0% | 4.812% | 54.7% | 8.781% | 29.7% | 0.2215% | 100%
Floorspace-Based | FCZ07 | Office, Small | 0% | 0% | 0% | 0% | 0% | 0% | 0% | 0% | 0% | 0% | 4.134% | 72.9% | 9.848% | 12.16% | 0.9544% | 100%
Floorspace-Based | FCZ07 | Refrigerated Warehouse | 0% | 0% | 0% | 0% | 0% | 0% | 0% | 0% | 0% | 0% | 0% | 43.48% | 33.85% | 22.67% | 0% | 100%
Floorspace-Based | FCZ07 | Restaurant | 0% | 0% | 0% | 0% | 0% | 0% | 0% | 0% | 0% | 0% | 1.728% | 65.34% | 11.53% | 19.71% | 1.69% | 100%
Floorspace-Based | FCZ07 | Retail | 0% | 0.01584% | 0% | 0% | 0% | 0.1152% | 0% | 0% | 0% | 0% | 1.123% | 59.73% | 13.09% | 24.52% | 1.4% | 100%
Floorspace-Based | FCZ07 | School | 0% | 0% | 0% | 0% | 0% | 0% | 0.7786% | 0% | 0% | 0% | 5.374% | 71.28% | 5.369% | 17.11% | 0.08872% | 100%
Floorspace-Based | FCZ07 | Warehouse | 0% | 0% | 0.06367% | 0% | 0% | 0% | 0% | 0% | 0% | 0% | 1.366% | 65.68% | 10.93% | 20.43% | 1.522% | 100%
Floorspace-Based | FCZ07 | All Commercial | 0% | 0.002412% | 0.01113% | 0.1209% | 0.06038% | 0.2061% | 0.06852% | 0% | 0% | 0.1929% | 2.877% | 64.83% | 10.87% | 19.66% | 1.095% | 100%
Floorspace-Based | FCZ08 | College | 0% | 0% | 0% | 0% | 0% | 0% | 0% | 0% | 0% | 0% | 0.2524% | 45.67% | 0.4995% | 53.58% | 0% | 100%
Floorspace-Based | FCZ08 | Food Stores | 0% | 0% | 0% | 0% | 0% | 0% | 0% | 0% | 0% | 0% | 2.736% | 60.73% | 3.282% | 31.98% | 1.272% | 100%
Floorspace-Based | FCZ08 | Health Care | 0% | 0% | 0% | 0% | 0% | 0% | 0% | 0% | 0% | 0% | 14.08% | 58.66% | 0% | 27.26% | 0% | 100%
Floorspace-Based | FCZ08 | Lodging | 0% | 0% | 0% | 0% | 0% | 0% | 0% | 0% | 0% | 0% | 0% | 85.42% | 6.404% | 8.174% | 0% | 100%
Floorspace-Based | FCZ08 | Miscellaneous | 0% | 0% | 0% | 0% | 0% | 0% | 0% | 0% | 0% | 0% | 0% | 59.63% | 7.383% | 32.22% | 0.7672% | 100%
Floorspace-Based | FCZ08 | Office, Large | 0% | 0% | 0% | 0% | 0% | 6.643% | 0% | 0% | 0% | 0% | 7.013% | 33.49% | 0% | 45.08% | 7.77% | 100%
Floorspace-Based | FCZ08 | Office, Small | 0% | 0% | 1.595% | 0% | 0% | 0% | 0% | 0% | 0% | 0% | 0% | 68.07% | 4.734% | 24.9% | 0.7034% | 100%
Floorspace-Based | FCZ08 | Refrigerated Warehouse | 0% | 0% | 0% | 0% | 0% | 0% | 0% | 0% | 0% | 0% | 0% | 95.78% | 4.218% | 0% | 0% | 100%
Floorspace-Based | FCZ08 | Restaurant | 0% | 0% | 0% | 0% | 0% | 0% | 0% | 6.944% | 0% | 0% | 0% | 69.61% | 3.981% | 19.46% | 0% | 100%
Floorspace-Based | FCZ08 | Retail | 0% | 0.1601% | 0% | 0% | 0% | 0% | 0% | 0% | 0% | 0% | 0.8444% | 60.23% | 11.94% | 22.83% | 4.001% | 100%
Floorspace-Based | FCZ08 | School | 0% | 0% | 0% | 0% | 0% | 0% | 0% | 0% | 0% | 0% | 0% | 76.73% | 0% | 21.93% | 1.346% | 100%
Floorspace-Based | FCZ08 | Warehouse | 0% | 0% | 0% | 0% | 0% | 0% | 0% | 0% | 0% | 0% | 0% | 64.14% | 5.836% | 30.02% | 0% | 100%
Floorspace-Based | FCZ08 | All Commercial | 0% | 0.02425% | 0.1803% | 0% | 0% | 0.8768% | 0% | 0.2572% | 0% | 0% | 1.924% | 58.95% | 4.322% | 31.49% | 1.976% | 100%
Floorspace-Based | FCZ09 | College | 0% | 0% | 0% | 0% | 0% | 0% | 0% | 0% | 0% | 0% | 0% | 98.48% | 0% | 1.522% | 0% | 100%
Floorspace-Based | FCZ09 | Food Stores | 0% | 0% | 0% | 0% | 0% | 11.61% | 0% | 0% | 0% | 0% | 2.964% | 65.5% | 7.474% | 11.23% | 1.209% | 100%
Floorspace-Based | FCZ09 | Health Care | 0% | 0% | 0% | 0% | 0% | 0.6994% | 10.47% | 0% | 0% | 0% | 3.063% | 24.74% | 40.29% | 16.88% | 3.856% | 100%
Floorspace-Based | FCZ09 | Lodging | 0% | 0% | 0% | 0% | 0% | 0% | 0% | 0% | 0% | 0% | 12.04% | 54.07% | 0.8951% | 32.99% | 0% | 100%
Floorspace-Based | FCZ09 | Miscellaneous | 0% | 0% | 0% | 0.3342% | 0% | 0.9109% | 0% | 0% | 0.8241% | 0% | 0.273% | 64.01% | 8.692% | 21.31% | 3.644% | 100%
Floorspace-Based | FCZ09 | Office, Large | 0% | 0% | 0% | 0% | 0% | 0% | 0% | 0% | 0% | 0% | 0% | 92.02% | 0% | 7.983% | 0% | 100%
Floorspace-Based | FCZ09 | Office, Small | 0% | 0% | 0% | 0% | 0% | 3.972% | 0% | 0% | 0% | 0% | 0.4147% | 40.02% | 16.75% | 38.84% | 0% | 100%
Floorspace-Based | FCZ09 | Refrigerated Warehouse | 0% | 0% | 0% | 0% | 0% | 0% | 0% | 0% | 0% | 0% | 0% | 7.844% | 0% | 92.16% | 0% | 100%
Floorspace-Based | FCZ09 | Restaurant | 0% | 0% | 0% | 0% | 0% | 0% | 0% | 0% | 0% | 0% | 6.065% | 42.08% | 22.05% | 26.09% | 3.712% | 100%
Floorspace-Based | FCZ09 | Retail | 0% | 0% | 0% | 0% | 0% | 0% | 0% | 0% | 0% | 0% | 19.4% | 24.04% | 3.196% | 51.63% | 1.734% | 100%
Floorspace-Based | FCZ09 | School | 0% | 0% | 0% | 0% | 0% | 0% | 0% | 0% | 0% | 0% | 0% | 60.49% | 5.147% | 34.36% | 0% | 100%
Floorspace-Based | FCZ09 | Warehouse | 0% | 0% | 0% | 0% | 0% | 0% | 0% | 0% | 0% | 0% | 0.4782% | 12.34% | 4.045% | 83.14% | 0% | 100%
Floorspace-Based | FCZ09 | All Commercial | 0% | 0% | 0% | 0.06842% | 0% | 0.9982% | 0.6041% | 0% | 0.1687% | 0% | 4.133% | 44.05% | 8.414% | 40.18% | 1.38% | 100%
Floorspace-Based | FCZ10 | College | 0% | 0% | 0% | 0% | 0% | 0% | 0% | 0% | 0% | 0% | 50.31% | 30.26% | 1.711% | 10.98% | 6.74% | 100%
Floorspace-Based | FCZ10 | Food Stores | 0% | 0% | 0% | 0% | 0% | 0% | 0% | 0% | 0% | 0% | 7.599% | 32.45% | 34.79% | 19.25% | 5.912% | 100%
Floorspace-Based | FCZ10 | Health Care | 0% | 0% | 0% | 0% | 0% | 0.9398% | 0% | 0% | 0% | 0% | 4.572% | 57.2% | 7.176% | 20.79% | 9.32% | 100%
Floorspace-Based | FCZ10 | Lodging | 0% | 0% | 0% | 0.6316% | 0% | 15.34% | 0% | 0% | 0% | 0% | 11.58% | 20.52% | 5.861% | 39.64% | 6.423% | 100%
Floorspace-Based | FCZ10 | Miscellaneous | 0% | 0% | 0% | 0.5724% | 0% | 0.7881% | 0.5464% | 0% | 0.5102% | 2.052% | 1.983% | 45.7% | 12.21% | 35.59% | 0.04765% | 100%
Floorspace-Based | FCZ10 | Office, Large | 0% | 0% | 0% | 0% | 0% | 0% | 0% | 0% | 9.158% | 0% | 6.096% | 23.36% | 12.26% | 47.1% | 2.032% | 100%
Floorspace-Based | FCZ10 | Office, Small | 0% | 0% | 0% | 0% | 0% | 0% | 0% | 0.9468% | 0% | 0% | 3.735% | 49.65% | 11.35% | 33.84% | 0.4839% | 100%
Floorspace-Based | FCZ10 | Refrigerated Warehouse | 0% | 0% | 0% | 0% | 0% | 0% | 0% | 0% | 0% | 0% | 0.6323% | 0% | 0% | 19.69% | 79.67% | 100%
Floorspace-Based | FCZ10 | Restaurant | 0% | 0% | 0% | 0% | 0% | 0% | 0% | 0% | 0% | 0% | 11.33% | 43.85% | 6.22% | 37.45% | 1.152% | 100%
Floorspace-Based | FCZ10 | Retail | 0% | 0% | 0% | 0% | 0% | 0% | 0% | 0% | 0% | 0% | 5.342% | 23.7% | 7.537% | 30.63% | 32.79% | 100%
Floorspace-Based | FCZ10 | School | 0% | 0% | 0% | 0% | 0% | 0.2684% | 0% | 0% | 0% | 0% | 2.79% | 53.76% | 6.153% | 37.03% | 0% | 100%
Floorspace-Based | FCZ10 | Warehouse | 0% | 0% | 0% | 0% | 0% | 0% | 0% | 0% | 0% | 0% | 1.97% | 17.25% | 16.12% | 57.69% | 6.964% | 100%
Floorspace-Based | FCZ10 | All Commercial | 0% | 0% | 0% | 0.0931% | 0% | 0.6857% | 0.06865% | 0.05502% | 0.394% | 0.2578% | 4.468% | 30.36% | 11.86% | 41.66% | 10.11% | 100%
Floorspace-Based | FCZ11 | College | 0% | 0% | 0% | 0% | 0% | 0% | 0% | 0% | 0% | 0% | 0% | 44.86% | 0% | 54.54% | 0.5981% | 100%
Floorspace-Based | FCZ11 | Food Stores | 0% | 0% | 0% | 0% | 0% | 22.1% | 0% | 0% | 0% | 0% | 0% | 44.94% | 14.29% | 9.281% | 9.392% | 100%
Floorspace-Based | FCZ11 | Health Care | 0% | 0% | 0% | 2.814% | 0% | 5.733% | 0% | 0% | 6.456% | 0% | 2.744% | 37.15% | 5.735% | 21.95% | 17.42% | 100%
Floorspace-Based | FCZ11 | Lodging | 0% | 0% | 2.114% | 0.9573% | 0% | 0.8905% | 0% | 1.347% | 0% | 0% | 6.354% | 58.01% | 13.8% | 14.68% | 1.848% | 100%
Floorspace-Based | FCZ11 | Miscellaneous | 0% | 0% | 0% | 0% | 0% | 1.37% | 0.6884% | 0% | 0% | 0% | 6.543% | 42.59% | 5.187% | 41.72% | 1.9% | 100%
Floorspace-Based | FCZ11 | Office, Large | 0% | 0% | 0% | 0% | 0% | 8.605% | 0% | 0% | 0% | 0% | 0% | 29.45% | 10.05% | 51.9% | 0% | 100%
Floorspace-Based | FCZ11 | Office, Small | 0% | 0% | 0% | 0% | 0% | 0% | 0% | 0% | 0% | 0% | 0.9846% | 37.9% | 12.45% | 46.32% | 2.342% | 100%
Floorspace-Based | FCZ11 | Refrigerated Warehouse | 0% | 0% | 0% | 0% | 0% | 0% | 0% | 0% | 0% | 0% | 0% | 12.86% | 0% | 87.14% | 0% | 100%
Floorspace-Based | FCZ11 | Restaurant | 0% | 0% | 0% | 0% | 0% | 0% | 0% | 0% | 0% | 0% | 12.65% | 42.39% | 13.04% | 29.4% | 2.526% | 100%
Floorspace-Based | FCZ11 | Retail | 0% | 0% | 0% | 0% | 0.2315% | 0% | 0% | 0% | 0% | 0% | 5.404% | 27.12% | 13.03% | 51.95% | 2.261% | 100%
Floorspace-Based | FCZ11 | School | 0% | 0% | 0% | 0% | 0% | 0% | 0% | 0% | 0% | 0% | 0% | 28.54% | 3.015% | 66.46% | 1.991% | 100%
Floorspace-Based | FCZ11 | Warehouse | 0% | 0% | 0% | 0% | 0% | 0% | 0% | 0% | 0% | 0% | 1.24% | 5.354% | 18.35% | 73.89% | 1.159% | 100%
Floorspace-Based | FCZ11 | All Commercial | 0% | 0% | 0.1107% | 0.1685% | 0.02929% | 1.466% | 0.1512% | 0.07053% | 0.2716% | 0% | 3.265% | 28.31% | 10.91% | 52.73% | 2.518% | 100%
Floorspace-Based | FCZ12c | College | 0% | 0% | 0% | 0% | 0% | 0% | 0% | 0% | 0% | 0% | 0% | 93.33% | 0.4739% | 5.231% | 0.963% | 100%
Floorspace-Based | FCZ12c | Food Stores | 0% | 0% | 0% | 0% | 0% | 0% | 0% | 0% | 0% | 0% | 2.102% | 63.44% | 2.617% | 31.12% | 0.7241% | 100%
Floorspace-Based | FCZ12c | Health Care | 0% | 0% | 0% | 0% | 0% | 1.008% | 1.626% | 0% | 0% | 0.8048% | 3.939% | 57.11% | 0% | 33.77% | 1.737% | 100%
Floorspace-Based | FCZ12c | Lodging | 0% | 0% | 0% | 0% | 0% | 0% | 0% | 0.5679% | 0% | 0% | 3.178% | 39.6% | 8.606% | 33.69% | 14.37% | 100%
Floorspace-Based | FCZ12c | Miscellaneous | 0% | 0% | 0% | 0% | 0% | 0.6864% | 0.1488% | 4.592% | 0% | 0% | 5.122% | 57.28% | 7.161% | 23.36% | 1.652% | 100%
Floorspace-Based | FCZ12c | Office, Large | 0% | 0% | 0% | 0% | 0% | 0.9253% | 0% | 0% | 0% | 0% | 8.343% | 45.34% | 1.863% | 43.02% | 0.5096% | 100%
Floorspace-Based | FCZ12c | Office, Small | 0.5873% | 0.3766% | 0% | 0% | 0% | 1.236% | 0% | 0.6392% | 0% | 0% | 3.047% | 71.42% | 3.564% | 18.73% | 0.3991% | 100%
Floorspace-Based | FCZ12c | Refrigerated Warehouse | 0% | 0% | 0% | 0% | 0% | 0% | 0% | 0% | 0% | 0% | 1.733% | 8.972% | 0% | 89.29% | 0% | 100%
Floorspace-Based | FCZ12c | Restaurant | 0% | 0% | 0% | 0% | 0% | 0% | 0% | 0% | 0% | 0% | 7.223% | 64.99% | 3.536% | 20.88% | 3.376% | 100%
Floorspace-Based | FCZ12c | Retail | 0% | 0% | 0% | 0% | 0% | 0% | 0% | 0% | 0% | 0% | 2.294% | 55.95% | 6.415% | 35.34% | 0% | 100%
Floorspace-Based | FCZ12c | School | 0% | 0% | 0% | 0% | 0% | 0% | 0% | 0% | 0% | 0% | 0.3619% | 39.07% | 2.874% | 57.7% | 0% | 100%
Floorspace-Based | FCZ12c | Warehouse | 0% | 0% | 0% | 0% | 0% | 0% | 0% | 0% | 0% | 0% | 0% | 50.62% | 4.622% | 42.75% | 2.009% | 100%
Floorspace-Based | FCZ12c | All Commercial | 0.07116% | 0.04563% | 0% | 0% | 0% | 0.527% | 0.1167% | 1.111% | 0% | 0.04193% | 4.037% | 56.19% | 4.31% | 31.54% | 2.012% | 100%
Floorspace-Based | FCZ12i | College | 0% | 0% | 0% | 0% | 0% | 47.66% | 0% | 0% | 0% | 0% | 0.1148% | 47.41% | 1.187% | 3.633% | 0% | 100%
Floorspace-Based | FCZ12i | Food Stores | 0% | 0% | 0% | 0% | 0% | 0% | 0% | 0% | 0% | 0% | 1.285% | 40.25% | 0.7424% | 57.72% | 0% | 100%
Floorspace-Based | FCZ12i | Health Care | 0% | 0% | 0% | 0% | 0% | 0.3132% | 0% | 0% | 0% | 0% | 12.02% | 72.04% | 1.267% | 7.487% | 6.874% | 100%
Floorspace-Based | FCZ12i | Lodging | 0% | 0% | 31.59% | 0% | 0% | 0% | 0% | 0% | 0% | 0% | 4.471% | 33.26% | 0% | 24.91% | 5.77% | 100%
Floorspace-Based | FCZ12i | Miscellaneous | 0% | 0% | 0% | 0% | 0% | 0.2593% | 0% | 0.4025% | 0% | 0% | 4.994% | 60.73% | 6.518% | 21.17% | 5.925% | 100%
Floorspace-Based | FCZ12i | Office, Large | 0% | 0% | 0% | 0% | 0% | 16.34% | 0% | 0% | 0% | 0% | 0% | 44.32% | 0% | 36.2% | 3.14% | 100%
Floorspace-Based | FCZ12i | Office, Small | 0% | 0% | 0% | 0% | 0% | 0% | 0% | 0% | 0% | 0% | 7.168% | 55.71% | 20.55% | 16.38% | 0.1895% | 100%
Floorspace-Based | FCZ12i | Refrigerated Warehouse | 0% | 0% | 0% | 0% | 0% | 0% | 0% | 0% | 0% | 0% | 0% | 59.14% | 0% | 0% | 40.86% | 100%
Floorspace-Based | FCZ12i | Restaurant | 0% | 0% | 0% | 0% | 0% | 0% | 0% | 0% | 0% | 0% | 11.31% | 58.68% | 7.388% | 21.2% | 1.416% | 100%
Floorspace-Based | FCZ12i | Retail | 0% | 0% | 0% | 0% | 0% | 0% | 0% | 0% | 0% | 0% | 3.745% | 43% | 21.8% | 28.48% | 2.975% | 100%
Floorspace-Based | FCZ12i | School | 0% | 0% | 0% | 0% | 0% | 0% | 0% | 0% | 0% | 0% | 6.135% | 62.55% | 3.364% | 27.95% | 0% | 100%
Floorspace-Based | FCZ12i | Warehouse | 0% | 0% | 0% | 0% | 0% | 0% | 0% | 0% | 0% | 0% | 3.738% | 70.16% | 13.97% | 12.13% | 0% | 100%
Floorspace-Based | FCZ12i | All Commercial | 0% | 0% | 2.131% | 0% | 0% | 3.678% | 0% | 0.0909% | 0% | 0% | 5.15% | 54.32% | 8.563% | 22.77% | 3.297% | 100%
Floorspace-Based | FCZ13 | College | 0% | 0% | 0% | 0% | 0% | 0% | 0% | 0% | 0% | 0% | 0% | 54.99% | 0% | 42.32% | 2.693% | 100%
Floorspace-Based | FCZ13 | Food Stores | 0% | 0% | 0% | 0% | 0% | 0.4476% | 0% | 0% | 0% | 0% | 4.544% | 52.56% | 0.3861% | 39.82% | 2.235% | 100%
Floorspace-Based | FCZ13 | Health Care | 0% | 0% | 0% | 0% | 1.4% | 0% | 1.492% | 0% | 0% | 0% | 5.158% | 51.44% | 1.455% | 34.57% | 4.492% | 100%
Floorspace-Based | FCZ13 | Lodging | 0% | 0% | 0% | 2.887% | 0% | 2.399% | 0% | 0% | 0% | 0% | 12.35% | 36.39% | 1.196% | 39.82% | 4.959% | 100%
Floorspace-Based | FCZ13 | Miscellaneous | 0% | 0.4909% | 0.401% | 0% | 0% | 2.124% | 0% | 0.9414% | 0.2318% | 0% | 10.78% | 55.18% | 0.281% | 29.52% | 0.04781% | 100%
Floorspace-Based | FCZ13 | Office, Large | 0% | 0% | 0% | 0% | 0% | 0% | 0% | 0% | 0% | 0% | 15.68% | 48.04% | 0% | 36.28% | 0% | 100%
Floorspace-Based | FCZ13 | Office, Small | 0% | 0% | 0.0934% | 0.7209% | 0% | 1.339% | 0% | 0% | 0% | 0.3376% | 3.849% | 64.4% | 1.376% | 27.07% | 0.8142% | 100%
Floorspace-Based | FCZ13 | Refrigerated Warehouse | 0% | 0% | 0% | 0% | 0% | 0% | 0% | 0% | 0% | 0% | 0% | 61.7% | 0% | 9.74% | 28.56% | 100%
Floorspace-Based | FCZ13 | Restaurant | 0% | 0% | 0% | 0% | 0% | 1.27% | 0% | 0% | 0% | 0% | 15.88% | 45.37% | 2.071% | 32.86% | 2.552% | 100%
Floorspace-Based | FCZ13 | Retail | 0% | 0% | 0% | 0% | 0% | 1.171% | 0% | 0% | 0% | 0% | 3.926% | 47.86% | 0.3963% | 42.86% | 3.784% | 100%
Floorspace-Based | FCZ13 | School | 0% | 0% | 0% | 0% | 0% | 0% | 0% | 0% | 0% | 0% | 0.8505% | 77.42% | 5.45% | 16.21% | 0.0629% | 100%
Floorspace-Based | FCZ13 | Warehouse | 1.62% | 0% | 0% | 0% | 0% | 0% | 0% | 0% | 0% | 0% | 12.6% | 57.92% | 3.081% | 24.78% | 0% | 100%
Floorspace-Based | FCZ13 | All Commercial | 0.142% | 0.09441% | 0.08636% | 0.1517% | 0.09947% | 0.856% | 0.106% | 0.1811% | 0.04458% | 0.0334% | 7.99% | 54.91% | 1.222% | 32.3% | 1.784% | 100%
Floorspace-Based | FCZ16 | College | 0% | 0% | 0% | 0% | 0% | 0% | 0% | 0% | 0% | 94.03% | 4.746% | 0% | 0% | 1.223% | 0% | 100%
Floorspace-Based | FCZ16 | Food Stores | 0% | 0% | 0% | 0% | 0% | 0% | 0% | 0% | 0% | 0% | 0% | 70.21% | 0.9168% | 23.03% | 5.841% | 100%
Floorspace-Based | FCZ16 | Health Care | 0% | 0% | 0% | 0% | 0% | 0% | 0% | 0% | 0% | 0% | 0% | 88.88% | 11.12% | 0% | 0% | 100%
Floorspace-Based | FCZ16 | Lodging | 0% | 0% | 0% | 0% | 0% | 1.436% | 0% | 0% | 0% | 0% | 1.097% | 48.49% | 5.599% | 23.6% | 19.79% | 100%
Floorspace-Based | FCZ16 | Miscellaneous | 0% | 0% | 0% | 0% | 0% | 0% | 0% | 0% | 0% | 0% | 1.243% | 79.12% | 4.613% | 15.02% | 0% | 100%
Floorspace-Based | FCZ16 | Office, Large | 0% | 0% | 0% | 0% | 0% | 0% | 0% | 0% | 0% | 0% | 12.97% | 72.44% | 0% | 14.26% | 0.3267% | 100%
Floorspace-Based | FCZ16 | Office, Small | 0% | 0% | 0% | 0% | 0% | 0% | 0% | 0% | 0% | 0% | 11.78% | 83.32% | 1.406% | 3.495% | 0% | 100%
Floorspace-Based | FCZ16 | Refrigerated Warehouse | 0% | 0% | 0% | 0% | 0% | 0% | 0% | 0% | 0% | 0% | 0% | 70.23% | 24.19% | 5.577% | 0% | 100%
Floorspace-Based | FCZ16 | Restaurant | 0% | 0% | 0% | 0% | 0% | 0% | 0% | 0% | 0% | 0% | 12.65% | 63.63% | 7.465% | 16.26% | 0% | 100%
Floorspace-Based | FCZ16 | Retail | 0% | 0% | 0% | 0% | 0% | 0.3549% | 0% | 0% | 0% | 0% | 0.1442% | 64.64% | 2.568% | 31.49% | 0.7997% | 100%
Floorspace-Based | FCZ16 | School | 0% | 0% | 0% | 0% | 0% | 0.394% | 0% | 0% | 0% | 0% | 1.383% | 79.22% | 8.949% | 10.05% | 0% | 100%
Floorspace-Based | FCZ16 | Warehouse | 0% | 0% | 0% | 0% | 0% | 0% | 0% | 0% | 0% | 0% | 0% | 87.38% | 10.01% | 2.608% | 0% | 100%
Floorspace-Based | FCZ16 | All Commercial | 0% | 0% | 0% | 0% | 0% | 0.1544% | 0% | 0% | 0% | 5.652% | 5.679% | 69.49% | 3.85% | 13.84% | 1.338% | 100%
Floorspace-Based | FCZ17 | College | 0% | 0% | 0% | 0% | 0% | 0% | 0% | 0% | 0% | 0% | 37.16% | 62.25% | 0% | 0.5926% | 0% | 100%
Floorspace-Based | FCZ17 | Food Stores | 0% | 0% | 0% | 0% | 0% | 0% | 0% | 0% | 0% | 0% | 3.331% | 72.43% | 9.308% | 14.42% | 0.5087% | 100%
Floorspace-Based | FCZ17 | Health Care | 0% | 0% | 0% | 0% | 0% | 0% | 0% | 0% | 0% | 0% | 41.37% | 30.74% | 12.05% | 15.84% | 0% | 100%
Floorspace-Based | FCZ17 | Lodging | 0% | 0% | 0% | 0% | 0% | 0% | 0% | 0% | 0% | 0% | 58.87% | 18.55% | 1.364% | 21.21% | 0% | 100%
Floorspace-Based | FCZ17 | Miscellaneous | 0% | 0% | 0% | 0% | 0% | 0% | 0% | 0% | 0% | 0% | 0% | 72.56% | 14.88% | 12.56% | 0% | 100%
Floorspace-Based | FCZ17 | Office, Large | 0% | 0% | 0% | 0% | 0% | 0% | 0% | 0% | 0% | 0% | 0% | 70.19% | 9.952% | 19.86% | 0% | 100%
Floorspace-Based | FCZ17 | Office, Small | 0% | 0% | 0% | 0% | 0% | 0% | 0% | 0% | 0% | 0% | 0% | 75.35% | 14.11% | 10.54% | 0% | 100%
Floorspace-Based | FCZ17 | Refrigerated Warehouse | 0% | 0% | 0% | 0% | 0% | 0% | 0% | 0% | 0% | 0% | 0% | 46.69% | 0% | 53.31% | 0% | 100%
Floorspace-Based | FCZ17 | Restaurant | 0% | 0% | 0% | 0% | 0% | 0% | 0% | 0% | 0% | 0% | 0% | 77.06% | 8.554% | 13.66% | 0.7214% | 100%
Floorspace-Based | FCZ17 | Retail | 0% | 0% | 0% | 0% | 0% | 0% | 0% | 0% | 0% | 0% | 2.563% | 68.3% | 6.936% | 21.67% | 0.534% | 100%
Floorspace-Based | FCZ17 | School | 0% | 0% | 0% | 0% | 0% | 0% | 0% | 3.001% | 0% | 0% | 0% | 79.26% | 15.06% | 2.685% | 0% | 100%
Floorspace-Based | FCZ17 | Warehouse | 0% | 0% | 0% | 0% | 0% | 0% | 0% | 0% | 0% | 0% | 0% | 81.16% | 0.8525% | 17.99% | 0% | 100%
Floorspace-Based | FCZ17 | All Commercial | 0% | 0% | 0% | 0% | 0% | 0% | 0% | 0.3962% | 0% | 0% | 4.56% | 69.67% | 9.947% | 15.26% | 0.1635% | 100%
Sites-Based | Statewide | College | 0% | 0% | 0% | 0% | 0% | 0.02263% | 0% | 0% | 0% | 0.04466% | 1.578% | 62.22% | 9.644% | 25.44% | 1.052% | 100% | ↓ % of number of Comm. sites
Sites-Based | Statewide | Food Stores | 0% | 0% | 0.0132% | 0.2555% | 0% | 0.4815% | 0.04883% | 0.0304% | 0% | 0% | 4.337% | 66.42% | 10.25% | 16.66% | 1.504% | 100%
Sites-Based | Statewide | Health Care | 0% | 0.08192% | 0.263% | 0.8747% | 0.1714% | 0.8038% | 0.3862% | 0.1788% | 0.1609% | 0.2217% | 8.333% | 53.8% | 11.34% | 20.2% | 3.188% | 100%
Sites-Based | Statewide | Lodging | 0% | 0% | 0.652% | 0.323% | 0.1861% | 2.368% | 0.4601% | 0.3569% | 0.1744% | 0% | 8.383% | 59.48% | 6.833% | 18.5% | 2.28% | 100%
Sites-Based | Statewide | Miscellaneous | 0.03617% | 0.06867% | 0.0709% | 0.1467% | 0.2083% | 0.4743% | 0.04101% | 0.03567% | 0.08351% | 0.008813% | 2.997% | 68.7% | 9.658% | 16.04% | 1.434% | 100%
Sites-Based | Statewide | Office, Large | 0% | 0.2928% | 0.3854% | 0.1008% | 0.06337% | 2.144% | 0.07863% | 0% | 0.2528% | 0% | 8.225% | 53.28% | 5.418% | 28.56% | 1.198% | 100%
Sites-Based | Statewide | Office, Small | 0.04276% | 0.006526% | 0.06568% | 0.01595% | 0.004689% | 0.161% | 0.047% | 0.05823% | 0% | 0.0119% | 3.065% | 63.68% | 8.224% | 23.38% | 1.234% | 100%
Sites-Based | Statewide | Refrigerated Warehouse | 0% | 0% | 0% | 0% | 0% | 0.1717% | 0% | 0.4967% | 0% | 0% | 2.849% | 57.59% | 13.9% | 21.6% | 3.393% | 100%
Sites-Based | Statewide | Restaurant | 0% | 0.0771% | 0.08871% | 0.06012% | 0% | 0.1554% | 0% | 0.05798% | 0% | 0.01349% | 5.589% | 58.21% | 10.43% | 23.37% | 1.948% | 100%
Sites-Based | Statewide | Retail | 0% | 0.1522% | 0% | 0.01365% | 0.009564% | 0.1314% | 0.003856% | 0% | 0.02764% | 0.003185% | 1.655% | 64.72% | 11.83% | 20.21% | 1.24% | 100%
Sites-Based | Statewide | School | 0% | 0.2445% | 0.05951% | 0% | 0% | 0.25% | 0.1398% | 0.02239% | 0% | 0% | 3.941% | 63.84% | 9.671% | 21.14% | 0.6855% | 100%
Sites-Based | Statewide | Warehouse | 0.03655% | 0% | 0.1757% | 0.06112% | 0% | 0.1724% | 0% | 0.02331% | 0% | 0.02331% | 2.147% | 64.22% | 10.06% | 21.87% | 1.208% | 100%
Sites-Based | Statewide | All Commercial | 0.01999% | 0.07109% | 0.07186% | 0.08229% | 0.0489% | 0.2987% | 0.04202% | 0.04254% | 0.03123% | 0.01395% | 3.3% | 63.89% | 9.876% | 20.79% | 1.417% | 100%
Sites-Based | PG&E Tot | College | 0% | 0% | 0% | 0% | 0% | 0% | 0% | 0% | 0% | 0% | 1.768% | 60.19% | 21.58% | 16.1% | 0.356% | 100%
Sites-Based | PG&E Tot | Food Stores | 0% | 0% | 0.03484% | 0.6743% | 0% | 0.6884% | 0.1289% | 0.08024% | 0% | 0% | 8.181% | 58.29% | 12.93% | 17.77% | 1.228% | 100%
Sites-Based | PG&E Tot | Health Care | 0% | 0.2285% | 0.7335% | 2.067% | 0.1805% | 1.33% | 0.6512% | 0.4986% | 0.07616% | 0.3823% | 11.38% | 48.55% | 7.091% | 22.76% | 4.074% | 100%
Sites-Based | PG&E Tot | Lodging | 0% | 0% | 0.2585% | 0.2581% | 0.4092% | 3.917% | 1.012% | 0.4884% | 0.3834% | 0% | 11.54% | 54.88% | 5.612% | 19.85% | 1.388% | 100%
Sites-Based | PG&E Tot | Miscellaneous | 0.08495% | 0.141% | 0.1496% | 0.2899% | 0.08852% | 0.7679% | 0.02964% | 0.03889% | 0.1025% | 0% | 4.274% | 63.82% | 10.33% | 17.08% | 2.809% | 100%
Sites-Based | PG&E Tot | Office, Large | 0% | 0.7813% | 1.028% | 0% | 0.1691% | 2.096% | 0.2098% | 0% | 0.2098% | 0% | 9.199% | 52.61% | 4.405% | 28.14% | 1.152% | 100%
Sites-Based | PG&E Tot | Office, Small | 0% | 0% | 0.1257% | 0.01109% | 0.01281% | 0.2767% | 0.1284% | 0.03469% | 0% | 0% | 4.79% | 57.67% | 7.152% | 28.15% | 1.645% | 100%
Sites-Based | PG&E Tot | Refrigerated Warehouse | 0% | 0% | 0% | 0% | 0% | 0.5908% | 0% | 1.709% | 0% | 0% | 6.739% | 59.18% | 9.894% | 17.47% | 4.415% | 100%
Sites-Based | PG&E Tot | Restaurant | 0% | 0.2328% | 0.2678% | 0.1815% | 0% | 0.393% | 0% | 0% | 0% | 0.04074% | 9.214% | 51.17% | 12.19% | 23.65% | 2.658% | 100%
Sites-Based | PG&E Tot | Retail | 0% | 0.1737% | 0% | 0.04734% | 0% | 0.126% | 0.01338% | 0% | 0.09589% | 0.01105% | 3.131% | 61.82% | 14.16% | 19.01% | 1.41% | 100%
Sites-Based | PG&E Tot | School | 0% | 0.8545% | 0.208% | 0% | 0% | 0.3832% | 0.1581% | 0% | 0% | 0% | 6.278% | 61.43% | 12.01% | 17.6% | 1.071% | 100%
Sites-Based | PG&E Tot | Warehouse | 0% | 0% | 0.07825% | 0.2248% | 0% | 0.6341% | 0% | 0.08573% | 0% | 0.08573% | 4.942% | 56.09% | 10.41% | 25.88% | 1.571% | 100%
Sites-Based | PG&E Tot | All Commercial | 0.01919% | 0.1268% | 0.146% | 0.1946% | 0.03668% | 0.5175% | 0.08905% | 0.05084% | 0.05242% | 0.0187% | 5.366% | 58.87% | 10.51% | 22.03% | 1.97% | 100%
Sites-Based | SCE Tot | College | 0% | 0% | 0% | 0% | 0% | 0% | 0% | 0% | 0% | 0.06073% | 0.7619% | 64.03% | 3.201% | 30.43% | 1.518% | 100%
Sites-Based | SCE Tot | Food Stores | 0% | 0% | 0% | 0% | 0% | 0.45% | 0% | 0% | 0% | 0% | 1.55% | 71.74% | 9.47% | 14.81% | 1.976% | 100%
Sites-Based | SCE Tot | Health Care | 0% | 0% | 0% | 0.3178% | 0.1698% | 0.4453% | 0.1818% | 0% | 0.3178% | 0.1038% | 6.824% | 56.82% | 9.773% | 22.03% | 3.017% | 100%
Sites-Based | SCE Tot | Lodging | 0% | 0% | 0.1891% | 0.4157% | 0% | 1.133% | 0% | 0.1891% | 0% | 0% | 4.489% | 66.07% | 10.04% | 15.3% | 2.176% | 100%
Sites-Based | SCE Tot | Miscellaneous | 0% | 0% | 0% | 0.06113% | 0.4482% | 0.2147% | 0.04992% | 0% | 0.05941% | 0.02315% | 1.649% | 71.33% | 9.71% | 15.99% | 0.4651% | 100%
Sites-Based | SCE Tot | Office, Large | 0% | 0% | 0% | 0.2946% | 0% | 2.552% | 0% | 0% | 0.5089% | 0% | 4.41% | 49.14% | 9.72% | 32.06% | 1.312% | 100%
Sites-Based | SCE Tot | Office, Small | 0% | 0% | 0.01925% | 0% | 0% | 0.0473% | 0% | 0.09175% | 0% | 0% | 1.227% | 63.4% | 9.97% | 23.87% | 1.373% | 100%
Sites-Based | SCE Tot | Refrigerated Warehouse | 0% | 0% | 0% | 0% | 0% | 0% | 0% | 0% | 0% | 0% | 0.8244% | 58.33% | 19.94% | 17.65% | 3.259% | 100%
Sites-Based | SCE Tot | Restaurant | 0% | 0% | 0% | 0% | 0% | 0% | 0% | 0.14% | 0% | 0% | 2.759% | 59.82% | 10.2% | 25.48% | 1.604% | 100%
Sites-Based | SCE Tot | Retail | 0% | 0.2254% | 0% | 0% | 0.0211% | 0.1606% | 0% | 0% | 0% | 0% | 0.8164% | 66.38% | 9.807% | 21.18% | 1.412% | 100%
Sites-Based | SCE Tot | School | 0% | 0% | 0% | 0% | 0% | 0.2376% | 0.1944% | 0% | 0% | 0% | 1.996% | 67.33% | 8.48% | 21% | 0.7609% | 100%
Sites-Based | SCE Tot | Warehouse | 0% | 0% | 0.2939% | 0% | 0% | 0% | 0% | 0% | 0% | 0% | 1.14% | 63.9% | 11.42% | 21.8% | 1.441% | 100%
Sites-Based | SCE Tot | All Commercial | 0% | 0.05568% | 0.02579% | 0.02498% | 0.08372% | 0.1693% | 0.01787% | 0.04179% | 0.02307% | 0.007461% | 1.59% | 65.29% | 9.83% | 21.51% | 1.33% | 100%
Sites-Based | SDG&E Tot | College | 0% | 0% | 0% | 0% | 0% | 0.4326% | 0% | 0% | 0% | 0% | 1.663% | 54.21% | 11.36% | 31.54% | 0.7876% | 100%
Sites-Based | SDG&E Tot | Food Stores | 0% | 0% | 0% | 0% | 0% | 0% | 0% | 0% | 0% | 0% | 2.691% | 63.39% | 7.566% | 25.75% | 0.6016% | 100%
Sites-Based | SDG&E Tot | Health Care | 0% | 0% | 0% | 0% | 0% | 1.789% | 0.5247% | 0% | 0% | 0.5247% | 7.652% | 67.49% | 2.636% | 14.33% | 5.049% | 100%
Sites-Based | SDG&E Tot | Lodging | 0% | 0% | 4.565% | 0% | 0% | 0% | 0% | 0.6426% | 0% | 0% | 5.821% | 62.89% | 3.847% | 18.38% | 3.846% | 100%
Sites-Based | SDG&E Tot | Miscellaneous | 0% | 0% | 0% | 0% | 0% | 0.4942% | 0.1487% | 0.1824% | 0% | 0% | 4.023% | 65.82% | 13% | 15.52% | 0.8097% | 100%
Sites-Based | SDG&E Tot | Office, Large | 0% | 0% | 0% | 0% | 0% | 3.754% | 0% | 0% | 0% | 0% | 7.032% | 51.84% | 1.824% | 33.62% | 1.927% | 100%
Sites-Based | SDG&E Tot | Office, Small | 0.3998% | 0.06102% | 0% | 0% | 0% | 0.1982% | 0% | 0.08025% | 0% | 0% | 4.105% | 65.91% | 11.54% | 17.4% | 0.3089% | 100%
Sites-Based | SDG&E Tot | Refrigerated Warehouse | 0% | 0% | 0% | 0% | 0% | 0% | 0% | 0% | 0% | 0% | 8.408% | 22.74% | 0% | 63.23% | 5.624% | 100%
Sites-Based | SDG&E Tot | Restaurant | 0% | 0% | 0% | 0% | 0% | 0% | 0% | 0% | 0% | 0% | 5.479% | 62.07% | 6.644% | 22.45% | 3.348% | 100%
Sites-Based | SDG&E Tot | Retail | 0% | 0% | 0% | 0% | 0% | 0% | 0% | 0% | 0% | 0% | 0.6575% | 53.82% | 25.19% | 20.06% | 0.2748% | 100%
Sites-Based | SDG&E Tot | School | 0% | 0% | 0% | 0% | 0% | 0% | 0% | 0% | 0% | 0% | 4.891% | 48.78% | 6.505% | 39.83% | 0% | 100%
Sites-Based | SDG&E Tot | Warehouse | 0% | 0% | 0% | 0% | 0% | 0% | 0% | 0% | 0% | 0% | 1.013% | 62.43% | 8.701% | 27.5% | 0.3525% | 100%
Sites-Based | SDG&E Tot | All Commercial | 0.1418% | 0.02164% | 0.06865% | 0% | 0% | 0.2768% | 0.03268% | 0.06466% | 0% | 0.01105% | 3.56% | 61.84% | 12.79% | 20.23% | 0.9541% | 100%
Sites-Based | LADWP Tot | College | 0% | 0% | 0% | 0% | 0% | 0% | 0% | 0% | 0% | 0.4719% | 18.93% | 74.07% | 0% | 6.531% | 0% | 100%
Sites-Based | LADWP Tot | Food Stores | 0% | 0% | 0% | 0% | 0% | 0% | 0% | 0% | 0% | 0% | 0.4112% | 79.9% | 8.704% | 9.336% | 1.647% | 100%
Sites-Based | LADWP Tot | Health Care | 0% | 0% | 0% | 0% | 0% | 0% | 0% | 0% | 0% | 0% | 2.17% | 52.8% | 44.73% | 0.3011% | 0% | 100%
Sites-Based | LADWP Tot | Lodging | 0% | 0% | 0% | 0% | 0% | 1.988% | 0% | 0% | 0% | 0% | 8.457% | 56.32% | 2.264% | 24.65% | 6.316% | 100%
Sites-Based | LADWP Tot | Miscellaneous | 0% | 0% | 0% | 0% | 0% | 0% | 0% | 0% | 0% | 0% | 1.485% | 80.84% | 7.298% | 10.38% | 0% | 100%
Sites-Based | LADWP Tot | Office, Large | 0% | 0% | 0% | 0% | 0% | 0% | 0% | 0% | 0% | 0% | 12.65% | 72.72% | 1.882% | 12.12% | 0.6318% | 100%
Sites-Based | LADWP Tot | Office, Small | 0% | 0% | 0% | 0% | 0% | 0% | 0% | 0% | 0% | 0% | 2.791% | 85.87% | 3.382% | 7.96% | 0% | 100%
Sites-Based | LADWP Tot | Refrigerated Warehouse | 0% | 0% | 0% | 0% | 0% | 0% | 0% | 0% | 0% | 0% | 0% | 66.96% | 7.336% | 25.7% | 0% | 100%
Sites-Based | LADWP Tot | Restaurant | 0% | 0% | 0% | 0% | 0% | 0% | 0% | 0% | 0% | 0% | 3.056% | 71.65% | 11.07% | 14.02% | 0.2007% | 100%
Sites-Based | LADWP Tot | Retail | 0% | 0% | 0% | 0% | 0% | 0.07337% | 0% | 0% | 0% | 0% | 1.536% | 69.59% | 10.17% | 17.73% | 0.9023% | 100%
Sites-Based | LADWP Tot | School | 0% | 0% | 0% | 0% | 0% | 0.2227% | 0% | 0.2006% | 0% | 0% | 5.17% | 61.05% | 14% | 19.35% | 0% | 100%
Sites-Based | LADWP Tot | Warehouse | 0% | 0% | 0% | 0% | 0% | 0% | 0% | 0% | 0% | 0% | 0% | 91.53% | 5.636% | 2.832% | 0% | 100%
Sites-Based | LADWP Tot | All Commercial | 0% | 0% | 0% | 0% | 0% | 0.04179% | 0% | 0.005153% | 0% | 0.001926% | 2.265% | 75.93% | 8.747% | 12.57% | 0.4437% | 100%
Sites-Based | SMUD Tot | College | 0% | 0% | 0% | 0% | 0% | 0% | 0% | 0% | 0% | 0% | 0% | 58.5% | 0% | 39.86% | 1.644% | 100%
Sites-Based | SMUD Tot | Food Stores | 0% | 0% | 0% | 0% | 0% | 0.9786% | 0% | 0% | 0% | 0% | 9.255% | 61.05% | 1.697% | 26.35% | 0.6671% | 100%
Sites-Based | SMUD Tot | Health Care | 0% | 0% | 0% | 0% | 0.8125% | 0% | 0.8125% | 0% | 0% | 0% | 13.15% | 45.56% | 0.6798% | 37.49% | 1.486% | 100%
Sites-Based | SMUD Tot | Lodging | 0% | 0% | 0% | 3.055% | 0% | 3.055% | 0% | 0% | 0% | 0% | 22.41% | 32.21% | 4.483% | 30.01% | 4.779% | 100%
Sites-Based | SMUD Tot | Miscellaneous | 0% | 0.2508% | 0.2091% | 0% | 0% | 1.001% | 0% | 0.2206% | 0.5015% | 0% | 4.441% | 71.35% | 1.254% | 20.47% | 0.2974% | 100%
Sites-Based | SMUD Tot | Office, Large | 0% | 0% | 0% | 0% | 0% | 0% | 0% | 0% | 0% | 0% | 21.87% | 47.41% | 0% | 30.72% | 0% | 100%
Sites-Based | SMUD Tot | Office, Small | 0% | 0% | 0.2781% | 0.2781% | 0% | 0.4556% | 0% | 0% | 0% | 0.2781% | 3.535% | 69.91% | 1.9% | 22.29% | 1.075% | 100%
Sites-Based | SMUD Tot | Refrigerated Warehouse | 0% | 0% | 0% | 0% | 0% | 0% | 0% | 0% | 0% | 0% | 0% | 51.77% | 0% | 39.4% | 8.826% | 100%
Sites-Based | SMUD Tot | Restaurant | 0% | 0% | 0% | 0% | 0% | 0.6379% | 0% | 0% | 0% | 0% | 13.83% | 46.27% | 3.406% | 32.99% | 2.866% | 100%
Sites-Based | SMUD Tot | Retail | 0% | 0% | 0% | 0% | 0% | 0.2701% | 0% | 0% | 0% | 0% | 2.594% | 66.97% | 2.288% | 26.93% | 0.9542% | 100%
Sites-Based | SMUD Tot | School | 0% | 0% | 0% | 0% | 0% | 0% | 0% | 0% | 0% | 0% | 5.59% | 73.31% | 1.731% | 19.16% | 0.212% | 100%
Sites-Based | SMUD Tot | Warehouse | 1.064% | 0% | 0% | 0% | 0% | 0% | 0% | 0% | 0% | 0% | 3.932% | 58.02% | 1.943% | 35.04% | 0% | 100%
Sites-Based | SMUD Tot | All Commercial | 0.04771% | 0.04022% | 0.1134% | 0.09581% | 0.01929% | 0.4988% | 0.01929% | 0.03539% | 0.08045% | 0.07987% | 5.614% | 64.29% | 1.969% | 26.02% | 1.078% | 100%
Sites-Based | FCZ01 Tot | College | 0% | 0% | 0% | 0% | 0% | 0% | 0% | 0% | 0% | 0% | 2.948% | 86.32% | 6.591% | 4.088% | 0.05708% | 100%
Sites-Based | FCZ01 Tot | Food Stores | 0% | 0% | 0.08334% | 1.155% | 0% | 0.2013% | 0% | 0% | 0% | 0% | 7.167% | 72.07% | 7.57% | 11.47% | 0.2846% | 100%
Sites-Based | FCZ01 Tot | Health Care | 0% | 0% | 0.4009% | 3.172% | 0% | 1.203% | 1.139% | 0.1871% | 0% | 0% | 9.331% | 55.31% | 6.08% | 20.33% | 2.844% | 100%
Sites-Based | FCZ01 Tot | Lodging | 0% | 0% | 0% | 0.8426% | 0% | 4.373% | 0% | 0% | 0% | 0% | 12.65% | 53.41% | 7.226% | 19.95% | 1.551% | 100%
Sites-Based | FCZ01 Tot | Miscellaneous | 0% | 0.07116% | 0.07116% | 0.07116% | 0% | 0.9238% | 0% | 0% | 0% | 0% | 3.965% | 71.64% | 8.525% | 12.91% | 1.82% | 100%
Sites-Based | FCZ01 Tot | Office, Large | 0% | 1.038% | 1.22% | 0% | 0.2246% | 1.391% | 0% | 0% | 0% | 0% | 10.99% | 56.76% | 2.423% | 24.71% | 1.24% | 100%
Sites-Based | FCZ01 Tot | Office, Small | 0% | 0% | 0.2324% | 0% | 0% | 0.2324% | 0% | 0.08347% | 0% | 0% | 6.256% | 65.78% | 5.545% | 19.38% | 2.497% | 100%
Sites-Based | FCZ01 Tot | Refrigerated Warehouse | 0% | 0% | 0% | 0% | 0% | 0% | 0% | 0% | 0% | 0% | 10.5% | 77% | 7.998% | 3.714% | 0.7901% | 100%
Sites-Based | FCZ01 Tot | Restaurant | 0% | 0.4537% | 0% | 0% | 0% | 0.1272% | 0% | 0% | 0% | 0% | 7.774% | 59.54% | 11.35% | 18.76% | 1.994% | 100%
Sites-Based | FCZ01 Tot | Retail | 0% | 0.3578% | 0% | 0% | 0% | 0.06752% | 0% | 0% | 0% | 0% | 2.377% | 71.81% | 10.64% | 13.76% | 0.9835% | 100%
Sites-Based | FCZ01 Tot | School | 0% | 0% | 0% | 0% | 0% | 0% | 0% | 0% | 0% | 0% | 7.454% | 70.06% | 13.71% | 7.284% | 1.486% | 100%
Sites-Based | FCZ01 Tot | Warehouse | 0% | 0% | 0% | 0.6167% | 0% | 0% | 0% | 0% | 0% | 0% | 7.079% | 72.03% | 7.985% | 12.07% | 0.22% | 100%
Sites-Based | FCZ01 Tot | All Commercial | 0% | 0.1718% | 0.1189% | 0.1594% | 0.005865% | 0.4392% | 0.0203% | 0.02387% | 0% | 0% | 5.371% | 68.17% | 8.324% | 15.52% | 1.678% | 100%
Sites-Based | FCZ02 Tot | College | 0% | 0% | 0% | 0% | 0% | 0% | 0% | 0% | 0% | 0% | 0% | 46.14% | 43.45% | 10.41% | 0% | 100%
Sites-Based | FCZ02 Tot | Food Stores | 0% | 0% | 0% | 0% | 0% | 1.094% | 0% | 0.3973% | 0% | 0% | 11.47% | 56.38% | 12.94% | 17.52% | 0.2041% | 100%
Sites-Based | FCZ02 Tot | Health Care | 0% | 0% | 0% | 0% | 0% | 0.8821% | 0% | 0.8821% | 0% | 2.606% | 19.74% | 44.35% | 1.764% | 25.83% | 3.949% | 100%
Sites-Based | FCZ02 Tot | Lodging | 0% | 0% | 1.557% | 0% | 1.831% | 7.258% | 2.694% | 0.6964% | 0% | 0% | 13.96% | 47.95% | 0% | 23.29% | 0.7635% | 100%
Sites-Based | FCZ02 Tot | Miscellaneous | 0.2497% | 1.096% | 0% | 1.096% | 1.096% | 0.1159% | 0% | 0.4814% | 0% | 0% | 6.523% | 56.99% | 11.25% | 18.82% | 2.289% | 100%
Sites-Based | FCZ02 Tot | Office, Large | 0% | 0% | 2.145% | 0% | 0% | 4.081% | 4.081% | 0% | 4.081% | 0% | 12.4% | 44.3% | 0% | 28.9% | 0% | 100%
Sites-Based | FCZ02 Tot | Office, Small | 0% | 0% | 0% | 0% | 0% | 0% | 0.5891% | 0% | 0% | 0% | 5.355% | 71.19% | 4.824% | 17.44% | 0.6014% | 100%
Sites-Based | FCZ02 Tot | Refrigerated Warehouse | 0% | 0% | 0% | 0% | 0% | 3.302% | 0% | 9.552% | 0% | 0% | 4.949% | 59.94% | 3.302% | 18.96% | 0% | 100%
Sites-Based | FCZ02 Tot | Restaurant | 0% | 0% | 0.5316% | 0% | 0% | 1.85% | 0% | 0% | 0% | 0% | 7.937% | 58.4% | 12.33% | 16.81% | 2.144% | 100%
Sites-Based | FCZ02 Tot | Retail | 0% | 0% | 0% | 0% | 0% | 0.4423% | 0.1283% | 0% | 0.9199% | 0% | 5.574% | 61.2% | 10.24% | 20.8% | 0.6923% | 100%
Sites-Based | FCZ02 Tot | School | 0% | 0% | 0% | 0% | 0% | 1.985% | 0% | 0% | 0% | 0% | 19.54% | 63.56% | 5.988% | 8.925% | 0% | 100%
Sites-Based | FCZ02 Tot | Warehouse | 0% | 0% | 0% | 0% | 0% | 1.151% | 0% | 0% | 0% | 0% | 2.679% | 70.19% | 5.873% | 19.08% | 1.02% | 100%
Sites-Based | FCZ02 Tot | All Commercial | 0.0428% | 0.1878% | 0.1071% | 0.1878% | 0.232% | 0.6838% | 0.3281% | 0.2008% | 0.2034% | 0.06397% | 6.978% | 62.75% | 8.41% | 18.51% | 1.11% | 100%
Sites-Based | FCZ03 Tot | College | 0% | 0% | 0% | 0% | 0% | 0% | 0% | 0% | 0% | 0% | 0% | 19.55% | 79.52% | 0.9312% | 0% | 100%
Sites-Based | FCZ03 Tot | Food Stores | 0% | 0% | 0% | 0.7892% | 0% | 0% | 0% | 0.7892% | 0% | 0% | 3.042% | 53.59% | 17.67% | 22.05% | 2.075% | 100%
Sites-Based | FCZ03 Tot | Health Care | 0% | 0% | 0% | 2.508% | 0% | 2.028% | 0% | 0% | 0% | 0% | 2.508% | 62.37% | 5.016% | 21.84% | 3.729% | 100%
Sites-Based | FCZ03 Tot | Lodging | 0% | 0% | 0% | 0% | 0% | 0% | 0% | 0% | 0% | 0% | 0.5681% | 61.54% | 7.765% | 30.13% | 0% | 100%
Sites-Based | FCZ03 Tot | Miscellaneous | 0% | 0% | 0% | 0% | 0% | 0.1893% | 0% | 0% | 0% | 0% | 1.057% | 65.89% | 20.17% | 12.51% | 0.1893% | 100%
Sites-Based | FCZ03 Tot | Office, Large | 0% | 0% | 0% | 0% | 0% | 0% | 0% | 0% | 0% | 0% | 0% | 74.26% | 0% | 25.74% | 0% | 100%
Sites-Based | FCZ03 Tot | Office, Small | 0% | 0% | 0% | 0% | 0% | 1.564% | 0% | 0% | 0% | 0% | 5.004% | 50.3% | 12.27% | 29.6% | 1.253% | 100%
Sites-Based | FCZ03 Tot | Refrigerated Warehouse | 0% | 0% | 0% | 0% | 0% | 0% | 0% | 0% | 0% | 0% | 0% | 65.52% | 0% | 34.48% | 0% | 100%
Sites-Based | FCZ03 Tot | Restaurant | 0% | 0% | 0% | 0% | 0% | 0% | 0% | 0% | 0% | 1.396% | 4.369% | 61.28% | 2.597% | 30.35% | 0% | 100%
Sites-Based | FCZ03 Tot | Retail | 0% | 0% | 0% | 0% | 0% | 0% | 0% | 0% | 0% | 0% | 2.424% | 51.6% | 24.24% | 21.22% | 0.5124% | 100%
Sites-Based | FCZ03 Tot | School | 0% | 0% | 0% | 0% | 0% | 2.988% | 0% | 0% | 0% | 0% | 0% | 68.58% | 19.73% | 8.699% | 0% | 100%
Sites-Based | FCZ03 Tot | Warehouse | 0% | 0% | 0% | 0% | 0% | 0% | 0% | 0% | 0% | 0% | 1.888% | 46.34% | 27.7% | 23.67% | 0.407% | 100%
Sites-Based | FCZ03 Tot | All Commercial | 0% | 0% | 0% | 0.09333% | 0% | 0.5733% | 0% | 0.04627% | 0% | 0.1214% | 2.589% | 56.9% | 18.43% | 20.6% | 0.6446% | 100%
Sites-Based | FCZ04 Tot | College | 0% | 0% | 0% | 0% | 0% | 0% | 0% | 0% | 0% | 0% | 0% | 29.74% | 9.152% | 58.85% | 2.263% | 100%
Sites-Based | FCZ04 Tot | Food Stores | 0% | 0% | 0% | 0% | 0% | 2.387% | 0.8235% | 0% | 0% | 0% | 21.38% | 37.35% | 11.57% | 21.62% | 4.873% | 100%
Sites-Based | FCZ04 Tot | Health Care | 0% | 1.165% | 2.966% | 2.429% | 0.3883% | 3.599% | 1.122% | 1.653% | 0.3883% | 0.3883% | 16.13% | 39.06% | 2.429% | 27.11% | 1.17% | 100%
Sites-Based | FCZ04 Tot | Lodging | 0% | 0% | 0% | 0% | 0% | 9.999% | 4.491% | 2.967% | 3.052% | 0% | 24.08% | 37.37% | 2.967% | 12.1% | 2.967% | 100%
Sites-Based | FCZ04 Tot | Miscellaneous | 0% | 0.1005% | 0.7375% | 1.201% | 0% | 1.632% | 0.1005% | 0% | 0.1776% | 0% | 8.601% | 43.78% | 8.784% | 31.65% | 3.233% | 100%
Sites-Based | FCZ04 Tot | Office, Large | 0% | 0% | 0% | 0% | 0% | 7.884% | 0% | 0% | 0% | 0% | 1.087% | 26.42% | 11.03% | 51.53% | 2.054% | 100%
Sites-Based | FCZ04 Tot | Office, Small | 0% | 0% | 0% | 0% | 0.08118% | 0.8154% | 0.3141% | 0% | 0% | 0% | 4.529% | 26.71% | 5.973% | 60.39% | 1.186% | 100%
Sites-Based | FCZ04 Tot | Refrigerated Warehouse | 0% | 0% | 0% | 0% | 0% | 0% | 0% | 0% | 0% | 0% | 6.091% | 35.99% | 8.143% | 47.32% | 2.453% | 100%
Sites-Based | FCZ04 Tot | Restaurant | 0% | 0% | 1.708% | 0% | 0% | 1.225% | 0% | 0% | 0% | 0% | 26.06% | 19.41% | 13.07% | 34.21% | 4.311% | 100%
Sites-Based | FCZ04 Tot | Retail | 0% | 0% | 0% | 0.3451% | 0% | 0.3437% | 0% | 0% | 0% | 0.08058% | 7.86% | 42.41% | 13.33% | 34.17% | 1.464% | 100%
Sites-Based | FCZ04 Tot | School | 0% | 4.449% | 0% | 0% | 0% | 0% | 0% | 0% | 0% | 0% | 7.19% | 37.42% | 7.781% | 40.6% | 2.563% | 100%
Sites-Based | FCZ04 Tot | Warehouse | 0% | 0% | 0.3574% | 0% | 0% | 1.72% | 0% | 0.3916% | 0% | 0.3916% | 8.546% | 36.53% | 11.62% | 39.78% | 0.662% | 100%
Sites-Based | FCZ04 Tot | All Commercial | 0% | 0.1739% | 0.4301% | 0.3809% | 0.03569% | 1.336% | 0.255% | 0.1112% | 0.08829% | 0.04907% | 9.874% | 34.37% | 9.242% | 41.41% | 2.244% | 100%
Sites-Based | FCZ05 Tot | College | 0% | 0% | 0% | 0% | 0% | 0% | 0% | 0% | 0% | 0% | 0.8361% | 58.51% | 31.5% | 9.151% | 0% | 100%
Sites-Based | FCZ05 Tot | Food Stores | 0% | 0% | 0% | 0.5776% | 0% | 0.5776% | 0% | 0% | 0% | 0% | 0.5574% | 49.08% | 20.38% | 27.97% | 0.8545% | 100%
Sites-Based | FCZ05 Tot | Health Care | 0% | 0% | 0% | 1.17% | 0.585% | 0% | 0% | 0% | 0% | 0% | 12.79% | 34.04% | 21.55% | 18.93% | 10.92% | 100%
Sites-Based | FCZ05 Tot | Lodging | 0% | 0% | 0% | 0% | 0.9597% | 0% | 0% | 0% | 0% | 0% | 4.135% | 59.01% | 9.322% | 26.32% | 0.2511% | 100%
Sites-Based | FCZ05 Tot | Miscellaneous | 0.6025% | 0% | 0.1017% | 0% | 0% | 0.06686% | 0.1493% | 0% | 0.5918% | 0% | 2.475% | 54.8% | 14.5% | 23.31% | 3.403% | 100%
Sites-Based | FCZ05 Tot | Office, Large | 0% | 0% | 0% | 0% | 0% | 0% | 0% | 0% | 0% | 0% | 3.201% | 55.72% | 22.92% | 18.15% | 0% | 100%
Sites-Based | FCZ05 Tot | Office, Small | 0% | 0% | 0.2131% | 0% | 0% | 0% | 0% | 0% | 0% | 0% | 2.305% | 52.5% | 9.859% | 33.11% | 2.017% | 100%
Sites-Based | FCZ05 Tot | Refrigerated Warehouse | 0% | 0% | 0% | 0% | 0% | 0% | 0% | 0% | 0% | 0% | 2.327% | 51.05% | 14.74% | 24.04% | 7.84% | 100%
Sites-Based | FCZ05 Tot | Restaurant | 0% | 0% | 0% | 0% | 0% | 0% | 0% | 0% | 0% | 0% | 5.59% | 38.89% | 14.92% | 35.54% | 5.058% | 100%
Sites-Based | FCZ05 Tot | Retail | 0% | 0% | 0% | 0% | 0% | 0% | 0% | 0% | 0% | 0% | 0.6931% | 54.82% | 21.04% | 20.67% | 2.778% | 100%
Sites-Based | FCZ05 Tot | School | 0% | 0% | 1.227% | 0% | 0% | 0% | 0% | 0% | 0% | 0% | 0% | 54.92% | 14.73% | 29.12% | 0% | 100%
Sites-Based | FCZ05 Tot | Warehouse | 0% | 0% | 0% | 0% | 0% | 0.8414% | 0% | 0% | 0% | 0% | 0.8914% | 51.49% | 10.09% | 32.37% | 4.323% | 100%
Sites-Based | FCZ05 Tot | All Commercial | 0.1085% | 0% | 0.1105% | 0.07459% | 0.02926% | 0.09586% | 0.02689% | 0% | 0.1066% | 0% | 2.421% | 51.28% | 15.18% | 27.57% | 2.988% | 100%
Sites-Based | FCZ06 Tot | College | 0% | 0% | 0% | 0% | 0% | 0% | 0% | 0% | 0% | 0% | 1.114% | 14.84% | 53.16% | 30.89% | 0% | 100%
Sites-Based | FCZ06 Tot | Food Stores | 0% | 0% | 0% | 0.657% | 0% | 0% | 0% | 0% | 0% | 0% | 2.41% | 52.94% | 23.5% | 19.51% | 0.9849% | 100%
Sites-Based | FCZ06 Tot | Health Care | 0% | 0% | 0% | 1.037% | 0% | 0% | 0% | 0% | 0% | 0% | 0% | 68.46% | 1.037% | 27.04% | 2.424% | 100%
Sites-Based | FCZ06 Tot | Lodging | 0% | 0% | 0% | 0% | 0% | 0.482% | 0% | 0% | 0% | 0% | 7.664% | 67.34% | 6.661% | 16.25% | 1.606% | 100%
Sites-Based | FCZ06 Tot | Miscellaneous | 0% | 0% | 0% | 0% | 0% | 0.2011% | 0% | 0% | 0.2011% | 0% | 1.219% | 61.66% | 11.97% | 13.73% | 11.02% | 100%
Sites-Based | FCZ06 Tot | Office, Large | 0% | 0% | 0% | 0% | 0% | 0% | 0% | 0% | 0% | 0% | 0% | 46.13% | 6.172% | 47.7% | 0% | 100%
Sites-Based | FCZ06 Tot | Office, Small | 0% | 0% | 0% | 0.09006% | 0% | 0% | 0% | 0% | 0% | 0% | 2.267% | 63.04% | 12.24% | 22.18% | 0.183% | 100%
Sites-Based | FCZ06 Tot | Refrigerated Warehouse | 0% | 0% | 0% | 0% | 0% | 0% | 0% | 0% | 0% | 0% | 0% | 12.42% | 36.01% | 12.42% | 39.15% | 100%
Sites-Based | FCZ06 Tot | Restaurant | 0% | 0% | 0% | 1.71% | 0% | 0% | 0% | 0% | 0% | 0% | 2.776% | 55.16% | 14.34% | 23.93% | 2.085% | 100%
Sites-Based | FCZ06 Tot | Retail | 0% | 0% | 0% | 0% | 0% | 0% | 0% | 0% | 0% | 0% | 1.569% | 53.52% | 23.89% | 18.62% | 2.397% | 100%
Sites-Based | FCZ06 Tot | School | 0% | 0% | 0% | 0% | 0% | 0% | 1.827% | 0% | 0% | 0% | 0% | 81.19% | 10.08% | 6.9% | 0% | 100%
Sites-Based | FCZ06 Tot | Warehouse | 0% | 0% | 0% | 0% | 0% | 0% | 0% | 0% | 0% | 0% | 0% | 39.94% | 14.46% | 41.07% | 4.536% | 100%
Sites-Based | FCZ06 Tot | All Commercial | 0% | 0% | 0% | 0.2929% | 0% | 0.05121% | 0.03227% | 0% | 0.03339% | 0% | 2.014% | 58.05% | 15.58% | 20.96% | 2.993% | 100%
Sites-Based | FCZ07 Tot | College | 0% | 0% | 0% | 0% | 0% | 0% | 0% | 0% | 0% | 0.1228% | 0.1228% | 75.09% | 4.214% | 20.46% | 0% | 100%
Sites-Based | FCZ07 Tot | Food Stores | 0% | 0% | 0% | 0% | 0% | 0% | 0% | 0% | 0% | 0% | 1.082% | 82.51% | 6.845% | 9.266% | 0.3% | 100%
Sites-Based | FCZ07 Tot | Health Care | 0% | 0% | 0% | 0% | 0.3774% | 0% | 0% | 0% | 0% | 0.2307% | 3.69% | 65.98% | 6.76% | 21.83% | 1.132% | 100%
Sites-Based | FCZ07 Tot | Lodging | 0% | 0% | 0% | 0% | 0% | 0.3572% | 0% | 0% | 0% | 0% | 1.114% | 73% | 10.07% | 12.97% | 2.489% | 100%
Sites-Based | FCZ07 Tot | Miscellaneous | 0% | 0% | 0% | 0.02621% | 0.7212% | 0.05638% | 0% | 0% | 0% | 0% | 1.517% | 78.97% | 9.361% | 8.789% | 0.5601% | 100%
Sites-Based | FCZ07 Tot | Office, Large | 0% | 0% | 0% | 0.4212% | 0% | 1.391% | 0% | 0% | 0% | 0% | 4.285% | 61.03% | 11.85% | 20.43% | 0.584% | 100%
Sites-Based | FCZ07 Tot | Office, Small | 0% | 0% | 0% | 0% | 0% | 0% | 0% | 0% | 0% | 0% | 1.651% | 74.69% | 9.022% | 13.07% | 1.564% | 100%
Sites-Based | FCZ07 Tot | Refrigerated Warehouse | 0% | 0% | 0% | 0% | 0% | 0% | 0% | 0% | 0% | 0% | 0% | 62.65% | 23.97% | 13.38% | 0% | 100%
Sites-Based | FCZ07 Tot | Restaurant | 0% | 0% | 0% | 0% | 0% | 0% | 0% | 0% | 0% | 0% | 1.506% | 66.74% | 10.32% | 20.13% | 1.295% | 100%
Sites-Based | FCZ07 Tot | Retail | 0% | 0.2373% | 0% | 0% | 0% | 0.2519% | 0% | 0% | 0% | 0% | 0.2815% | 75.58% | 10.07% | 12% | 1.583% | 100%
Sites-Based | FCZ07 Tot | School | 0% | 0% | 0% | 0% | 0% | 0% | 0.3067% | 0% | 0% | 0% | 1.849% | 78.28% | 8.18% | 11.11% | 0.2751% | 100%
Sites-Based | FCZ07 Tot | Warehouse | 0% | 0% | 0.4575% | 0% | 0% | 0% | 0% | 0% | 0% | 0% | 0.9944% | 72.59% | 13.39% | 11.78% | 0.7884% | 100%
Sites-Based | FCZ07 Tot | All Commercial | 0% | 0.0605% | 0.03067% | 0.0103% | 0.127% | 0.09664% | 0.009079% | 0% | 0% | 0.005816% | 1.221% | 74.63% | 9.685% | 12.96% | 1.164% | 100%
Sites-Based | FCZ08 Tot | College | 0% | 0% | 0% | 0% | 0% | 0% | 0% | 0% | 0% | 0% | 7.042% | 54.95% | 1.516% | 36.49% | 0% | 100%
Sites-Based | FCZ08 Tot | Food Stores | 0% | 0% | 0% | 0% | 0% | 0% | 0% | 0% | 0% | 0% | 1.629% | 66.17% | 8.825% | 18.24% | 5.13% | 100%
Sites-Based | FCZ08 Tot | Health Care | 0% | 0% | 0% | 0% | 0% | 0% | 0% | 0% | 0% | 0% | 4.716% | 75.58% | 0% | 19.7% | 0% | 100%
Sites-Based | FCZ08 Tot | Lodging | 0% | 0% | 0% | 0% | 0% | 0% | 0% | 0% | 0% | 0% | 0% | 82.26% | 13.26% | 4.476% | 0% | 100%
Sites-Based | FCZ08 Tot | Miscellaneous | 0% | 0% | 0% | 0% | 0% | 0% | 0% | 0% | 0% | 0% | 0% | 68.5% | 8.145% | 22.84% | 0.5198% | 100%
Sites-Based | FCZ08 Tot | Office, Large | 0% | 0% | 0% | 0% | 0% | 6.796% | 0% | 0% | 0% | 0% | 4.044% | 30.99% | 0% | 51.48% | 6.691% | 100%
Sites-Based | FCZ08 Tot | Office, Small | 0% | 0% | 0.2583% | 0% | 0% | 0% | 0% | 0% | 0% | 0% | 0% | 78.35% | 4.811% | 16.32% | 0.2616% | 100%
Sites-Based | FCZ08 Tot | Refrigerated Warehouse | 0% | 0% | 0% | 0% | 0% | 0% | 0% | 0% | 0% | 0% | 0% | 83.17% | 16.83% | 0% | 0% | 100%
Sites-Based | FCZ08 Tot | Restaurant | 0% | 0% | 0% | 0% | 0% | 0% | 0% | 1.919% | 0% | 0% | 0% | 70.08% | 2.986% | 25.02% | 0% | 100%
Sites-Based | FCZ08 Tot | Retail | 0% | 1.26% | 0% | 0% | 0% | 0% | 0% | 0% | 0% | 0% | 0.2231% | 72.43% | 10.44% | 15.01% | 0.6334% | 100%
Sites-Based | FCZ08 Tot | School | 0% | 0% | 0% | 0% | 0% | 0% | 0% | 0% | 0% | 0% | 0% | 74.65% | 0% | 24.73% | 0.6176% | 100%
Sites-Based | FCZ08 Tot | Warehouse | 0% | 0% | 0% | 0% | 0% | 0% | 0% | 0% | 0% | 0% | 0% | 62.38% | 9.092% | 28.53% | 0% | 100%
Sites-Based | FCZ08 Tot | All Commercial | 0% | 0.2744% | 0.07344% | 0% | 0% | 0.1222% | 0% | 0.2477% | 0% | 0% | 0.5488% | 71.84% | 6.365% | 19.83% | 0.6998% | 100%
Sites-Based | FCZ09 Tot | College | 0% | 0% | 0% | 0% | 0% | 0% | 0% | 0% | 0% | 0% | 0% | 94.73% | 0% | 5.268% | 0% | 100%
Sites-Based | FCZ09 Tot | Food Stores | 0% | 0% | 0% | 0% | 0% | 2.352% | 0% | 0% | 0% | 0% | 2.47% | 64.68% | 17.25% | 12.99% | 0.2518% | 100%
Sites-Based | FCZ09 Tot | Health Care | 0% | 0% | 0% | 0% | 0% | 1.791% | 4.902% | 0% | 0% | 0% | 9.405% | 38.59% | 12.77% | 29.33% | 3.217% | 100%
Sites-Based | FCZ09 Tot | Lodging | 0% | 0% | 0% | 0% | 0% | 0% | 0% | 0% | 0% | 0% | 10.57% | 69.05% | 2.993% | 17.39% | 0% | 100%
Sites-Based | FCZ09 Tot | Miscellaneous | 0% | 0% | 0% | 0.4711% | 0% | 0.7157% | 0% | 0% | 0.7157% | 0% | 0.9376% | 61.48% | 12.6% | 22.73% | 0.3451% | 100%
Sites-Based | FCZ09 Tot | Office, Large | 0% | 0% | 0% | 0% | 0% | 0% | 0% | 0% | 0% | 0% | 0% | 79.8% | 0% | 20.2% | 0% | 100%
Sites-Based | FCZ09 Tot | Office, Small | 0% | 0% | 0% | 0% | 0% | 1.144% | 0% | 0% | 0% | 0% | 0.1363% | 39.87% | 19.97% | 38.88% | 0% | 100%
Sites-Based | FCZ09 Tot | Refrigerated Warehouse | 0% | 0% | 0% | 0% | 0% | 0% | 0% | 0% | 0% | 0% | 0% | 21.45% | 0% | 78.55% | 0% | 100%
Sites-Based | FCZ09 Tot | Restaurant | 0% | 0% | 0% | 0% | 0% | 0% | 0% | 0% | 0% | 0% | 6.045% | 43.66% | 18.88% | 27.02% | 4.398% | 100%
Sites-Based | FCZ09 Tot | Retail | 0% | 0% | 0% | 0% | 0% | 0% | 0% | 0% | 0% | 0% | 10.29% | 38.71% | 6.655% | 42.57% | 1.776% | 100%
Sites-Based | FCZ09 Tot | School | 0% | 0% | 0% | 0% | 0% | 0% | 0% | 0% | 0% | 0% | 0% | 52.25% | 11.87% | 35.88% | 0% | 100%
Sites-Based | FCZ09 Tot | Warehouse | 0% | 0% | 0% | 0% | 0% | 0% | 0% | 0% | 0% | 0% | 1.816% | 45.97% | 20.45% | 31.76% | 0% | 100%
Sites-Based | FCZ09 Tot | All Commercial | 0% | 0% | 0% | 0.09368% | 0% | 0.6225% | 0.1014% | 0% | 0.1423% | 0% | 3.481% | 48.31% | 14.31% | 31.98% | 0.956% | 100%
Sites-Based | FCZ10 Tot | College | 0% | 0% | 0% | 0% | 0% | 0% | 0% | 0% | 0% | 0% | 4.843% | 15.81% | 12.16% | 50.88% | 16.31% | 100%
Sites-Based | FCZ10 Tot | Food Stores | 0% | 0% | 0% | 0% | 0% | 0% | 0% | 0% | 0% | 0% | 4.777% | 45.41% | 13.41% | 32.03% | 4.37% | 100%
Sites-Based | FCZ10 Tot | Health Care | 0% | 0% | 0% | 0% | 0% | 0.4726% | 0% | 0% | 0% | 0% | 17.02% | 47.06% | 14.25% | 19.31% | 1.877% | 100%
Sites-Based | FCZ10 Tot | Lodging | 0% | 0% | 0% | 1.635% | 0% | 4.915% | 0% | 0% | 0% | 0% | 12.65% | 42.72% | 9.345% | 24.67% | 4.068% | 100%
Sites-Based | FCZ10 Tot | Miscellaneous | 0% | 0% | 0% | 0.151% | 0% | 0.3452% | 0.1726% | 0% | 0.1726% | 0.151% | 1.947% | 60.11% | 7.65% | 29.23% | 0.06412% | 100%
Sites-Based | FCZ10 Tot | Office, Large | 0% | 0% | 0% | 0% | 0% | 0% | 0% | 0% | 3.829% | 0% | 7.682% | 15.15% | 3.829% | 67.59% | 1.918% | 100%
Sites-Based | FCZ10 Tot | Office, Small | 0% | 0% | 0% | 0% | 0% | 0% | 0% | 0.7069% | 0% | 0% | 1.352% | 45.1% | 13.31% | 38.83% | 0.7069% | 100%
Sites-Based | FCZ10 Tot | Refrigerated Warehouse | 0% | 0% | 0% | 0% | 0% | 0% | 0% | 0% | 0% | 0% | 12.8% | 0% | 0% | 36.62% | 50.58% | 100%
Sites-Based | FCZ10 Tot | Restaurant | 0% | 0% | 0% | 0% | 0% | 0% | 0% | 0% | 0% | 0% | 5.797% | 46.1% | 7.129% | 40.01% | 0.9655% | 100%
Sites-Based | FCZ10 Tot | Retail | 0% | 0% | 0% | 0% | 0% | 0% | 0% | 0% | 0% | 0% | 1.321% | 48.99% | 6.132% | 42.29% | 1.265% | 100%
Sites-Based | FCZ10 Tot | School | 0% | 0% | 0% | 0% | 0% | 2.252% | 0% | 0% | 0% | 0% | 7.808% | 47.95% | 3.801% | 38.19% | 0% | 100%
Sites-Based | FCZ10 Tot | Warehouse | 0% | 0% | 0% | 0% | 0% | 0% | 0% | 0% | 0% | 0% | 1.922% | 46.81% | 4.975% | 41.49% | 4.807% | 100%
Sites-Based | FCZ10 Tot | All Commercial | 0% | 0% | 0% | 0.04388% | 0% | 0.1753% | 0.03128% | 0.1652% | 0.07584% | 0.02737% | 3.066% | 48.32% | 8.723% | 37.74% | 1.638% | 100%
Sites-Based | FCZ11 Tot | College | 0% | 0% | 0% | 0% | 0% | 0% | 0% | 0% | 0% | 0% | 0% | 59.24% | 0% | 40.47% | 0.286% | 100%
Sites-Based | FCZ11 Tot | Food Stores | 0% | 0% | 0% | 0% | 0% | 3.072% | 0% | 0% | 0% | 0% | 0% | 48.06% | 17.08% | 24.49% | 7.307% | 100%
Sites-Based | FCZ11 Tot | Health Care | 0% | 0% | 0% | 2.125% | 0% | 1.895% | 0% | 0% | 2.125% | 0% | 4.115% | 26.69% | 22.59% | 27.03% | 13.43% | 100%
Sites-Based | FCZ11 Tot | Lodging | 0% | 0% | 1.755% | 1.755% | 0% | 2.239% | 0% | 1.755% | 0% | 0% | 11.5% | 43.14% | 13.36% | 23.1% | 1.391% | 100%
Sites-Based | FCZ11 Tot | Miscellaneous | 0% | 0% | 0% | 0% | 0% | 0.7977% | 0.1994% | 0% | 0% | 0% | 3.097% | 50.92% | 13.93% | 30.55% | 0.5046% | 100%
Sites-Based | FCZ11 Tot | Office, Large | 0% | 0% | 0% | 0% | 0% | 14.85% | 0% | 0% | 0% | 0% | 0% | 11.94% | 14.85% | 58.36% | 0% | 100%
Sites-Based | FCZ11 Tot | Office, Small | 0% | 0% | 0% | 0% | 0% | 0% | 0% | 0% | 0% | 0% | 0.371% | 34.33% | 10.65% | 52.56% | 2.089% | 100%
Sites-Based | FCZ11 Tot | Refrigerated Warehouse | 0% | 0% | 0% | 0% | 0% | 0% | 0% | 0% | 0% | 0% | 0% | 59.15% | 0% | 40.85% | 0% | 100%
Sites-Based | FCZ11 Tot | Restaurant | 0% | 0% | 0% | 0% | 0% | 0% | 0% | 0% | 0% | 0% | 6.385% | 38.56% | 15.03% | 35.91% | 4.121% | 100%
Sites-Based | FCZ11 Tot | Retail | 0% | 0% | 0% | 0% | 0.164% | 0% | 0% | 0% | 0% | 0% | 0.97% | 44.04% | 13.08% | 40.74% | 1.006% | 100%
Sites-Based | FCZ11 Tot | School | 0% | 0% | 0% | 0% | 0% | 0% | 0% | 0% | 0% | 0% | 0% | 36.52% | 14.7% | 44.45% | 4.334% | 100%
Sites-Based | FCZ11 Tot | Warehouse | 0% | 0% | 0% | 0% | 0% | 0% | 0% | 0% | 0% | 0% | 1.068% | 45.81% | 8.287% | 43.7% | 1.13% | 100%
Sites-Based | FCZ11 Tot | All Commercial | 0% | 0% | 0.01437% | 0.06498% | 0.03849% | 0.3882% | 0.02892% | 0.01437% | 0.05061% | 0% | 1.711% | 42% | 12.08% | 41.43% | 2.182% | 100%
Sites-Based | FCZ12c Tot | College | 0% | 0% | 0% | 0% | 0% | 0% | 0% | 0% | 0% | 0% | 0% | 57.64% | 9.326% | 31.8% | 1.234% | 100%
Sites-Based | FCZ12c Tot | Food Stores | 0% | 0% | 0% | 0% | 0% | 0% | 0% | 0% | 0% | 0% | 2.9% | 62.4% | 10.25% | 23.48% | 0.966% | 100%
Sites-Based | FCZ12c Tot | Health Care | 0% | 0% | 0% | 0% | 0% | 1.991% | 0.9426% | 0% | 0% | 0.9426% | 6.393% | 68.36% | 0% | 13.46% | 7.907% | 100%
Sites-Based | FCZ12c Tot | Lodging | 0% | 0% | 0% | 0% | 0% | 0% | 0% | 0.929% | 0% | 0% | 6.686% | 62.69% | 5.562% | 20.24% | 3.89% | 100%
Sites-Based | FCZ12c Tot | Miscellaneous | 0% | 0% | 0% | 0% | 0% | 0.505% | 0.2551% | 0.1222% | 0% | 0% | 3.656% | 68.04% | 10.16% | 16.23% | 1.029% | 100%
Sites-Based | FCZ12c Tot | Office, Large | 0% | 0% | 0% | 0% | 0% | 0.9958% | 0% | 0% | 0% | 0% | 8.426% | 53.26% | 2.186% | 33.96% | 1.17% | 100%
Sites-Based | FCZ12c Tot | Office, Small | 0.5678% | 0.08666% | 0% | 0% | 0% | 0.2815% | 0% | 0.114% | 0% | 0% | 3.429% | 71.42% | 5.797% | 17.95% | 0.3454% | 100%
Sites-Based | FCZ12c Tot | Refrigerated Warehouse | 0% | 0% | 0% | 0% | 0% | 0% | 0% | 0% | 0% | 0% | 9.153% | 22.01% | 0% | 68.84% | 0% | 100%
Sites-Based | FCZ12c Tot | Restaurant | 0% | 0% | 0% | 0% | 0% | 0% | 0% | 0% | 0% | 0% | 4.426% | 63.81% | 5.006% | 22.77% | 3.982% | 100%
Sites-Based | FCZ12c Tot | Retail | 0% | 0% | 0% | 0% | 0% | 0% | 0% | 0% | 0% | 0% | 0.636% | 56.72% | 20.24% | 22.4% | 0% | 100%
Sites-Based | FCZ12c Tot | School | 0% | 0% | 0% | 0% | 0% | 0% | 0% | 0% | 0% | 0% | 2.55% | 33.13% | 8.278% | 56.04% | 0% | 100%
Sites-Based | FCZ12c Tot | Warehouse | 0% | 0% | 0% | 0% | 0% | 0% | 0% | 0% | 0% | 0% | 0% | 59.16% | 5.697% | 34.61% | 0.5405% | 100%
Sites-Based | FCZ12c Tot | All Commercial | 0.2154% | 0.03288% | 0% | 0% | 0% | 0.2383% | 0.04966% | 0.07366% | 0% | 0.01678% | 3.12% | 64.56% | 8.944% | 21.69% | 1.061% | 100%
Sites-Based | FCZ12i Tot | College | 0% | 0% | 0% | 0% | 0% | 1.196% | 0% | 0% | 0% | 0% | 4.597% | 48.16% | 14.96% | 31.08% | 0% | 100%
Sites-Based | FCZ12i Tot | Food Stores | 0% | 0% | 0% | 0% | 0% | 0% | 0% | 0% | 0% | 0% | 2.345% | 65.04% | 3.131% | 29.49% | 0% | 100%
Sites-Based | FCZ12i Tot | Health Care | 0% | 0% | 0% | 0% | 0% | 1.536% | 0% | 0% | 0% | 0% | 9.233% | 66.4% | 5.946% | 15.43% | 1.46% | 100%
Sites-Based | FCZ12i Tot | Lodging | 0% | 0% | 14.81% | 0% | 0% | 0% | 0% | 0% | 0% | 0% | 3.878% | 63.36% | 0% | 14.21% | 3.748% | 100%
Sites-Based | FCZ12i Tot | Miscellaneous | 0% | 0% | 0% | 0% | 0% | 0.479% | 0% | 0.2667% | 0% | 0% | 4.535% | 62.72% | 16.97% | 14.53% | 0.5036% | 100%
Sites-Based | FCZ12i Tot | Office, Large | 0% | 0% | 0% | 0% | 0% | 17.67% | 0% | 0% | 0% | 0% | 0% | 44.68% | 0% | 31.91% | 5.744% | 100%
Sites-Based | FCZ12i Tot | Office, Small | 0% | 0% | 0% | 0% | 0% | 0% | 0% | 0% | 0% | 0% | 5.712% | 52.8% | 25.2% | 16.07% | 0.2219% | 100%
Sites-Based | FCZ12i Tot | Refrigerated Warehouse | 0% | 0% | 0% | 0% | 0% | 0% | 0% | 0% | 0% | 0% | 0% | 30.93% | 0% | 0% | 69.07% | 100%
Sites-Based | FCZ12i Tot | Restaurant | 0% | 0% | 0% | 0% | 0% | 0% | 0% | 0% | 0% | 0% | 7.634% | 58.51% | 9.997% | 21.81% | 2.051% | 100%
Sites-Based | FCZ12i Tot | Retail | 0% | 0% | 0% | 0% | 0% | 0% | 0% | 0% | 0% | 0% | 0.6931% | 49% | 33.41% | 16.16% | 0.7314% | 100%
Sites-Based | FCZ12i Tot | School | 0% | 0% | 0% | 0% | 0% | 0% | 0% | 0% | 0% | 0% | 8.193% | 70.85% | 4.003% | 16.95% | 0% | 100%
Sites-Based | FCZ12i Tot | Warehouse | 0% | 0% | 0% | 0% | 0% | 0% | 0% | 0% | 0% | 0% | 2.914% | 68.56% | 14.33% | 14.19% | 0% | 100%
Sites-Based | FCZ12i Tot | All Commercial | 0% | 0% | 0.2008% | 0% | 0% | 0.351% | 0% | 0.04733% | 0% | 0% | 4.408% | 56.61% | 20.21% | 17.43% | 0.7493% | 100%
Sites-Based | FCZ13 Tot | College | 0% | 0% | 0% | 0% | 0% | 0% | 0% | 0% | 0% | 0% | 0% | 58.5% | 0% | 39.86% | 1.644% | 100%
Sites-Based | FCZ13 Tot | Food Stores | 0% | 0% | 0% | 0% | 0% | 0.9786% | 0% | 0% | 0% | 0% | 9.255% | 61.05% | 1.697% | 26.35% | 0.6671% | 100%
Sites-Based | FCZ13 Tot | Health Care | 0% | 0% | 0% | 0% | 0.8125% | 0% | 0.8125% | 0% | 0% | 0% | 13.15% | 45.56% | 0.6798% | 37.49% | 1.486% | 100%
Sites-Based | FCZ13 Tot | Lodging | 0% | 0% | 0% | 3.055% | 0% | 3.055% | 0% | 0% | 0% | 0% | 22.41% | 32.21% | 4.483% | 30.01% | 4.779% | 100%
Sites-Based | FCZ13 Tot | Miscellaneous | 0% | 0.2508% | 0.2091% | 0% | 0% | 1.001% | 0% | 0.2206% | 0.5015% | 0% | 4.441% | 71.35% | 1.254% | 20.47% | 0.2974% | 100%
Sites-Based | FCZ13 Tot | Office, Large | 0% | 0% | 0% | 0% | 0% | 0% | 0% | 0% | 0% | 0% | 21.87% | 47.41% | 0% | 30.72% | 0% | 100%
Sites-Based | FCZ13 Tot | Office, Small | 0% | 0% | 0.2781% | 0.2781% | 0% | 0.4556% | 0% | 0% | 0% | 0.2781% | 3.535% | 69.91% | 1.9% | 22.29% | 1.075% | 100%
Sites-Based | FCZ13 Tot | Refrigerated Warehouse | 0% | 0% | 0% | 0% | 0% | 0% | 0% | 0% | 0% | 0% | 0% | 51.77% | 0% | 39.4% | 8.826% | 100%
Sites-Based | FCZ13 Tot | Restaurant | 0% | 0% | 0% | 0% | 0% | 0.6379% | 0% | 0% | 0% | 0% | 13.83% | 46.27% | 3.406% | 32.99% | 2.866% | 100%
Sites-Based | FCZ13 Tot | Retail | 0% | 0% | 0% | 0% | 0% | 0.2701% | 0% | 0% | 0% | 0% | 2.594% | 66.97% | 2.288% | 26.93% | 0.9542% | 100%
Sites-Based | FCZ13 Tot | School | 0% | 0% | 0% | 0% | 0% | 0% | 0% | 0% | 0% | 0% | 5.59% | 73.31% | 1.731% | 19.16% | 0.212% | 100%
Sites-Based | FCZ13 Tot | Warehouse | 1.064% | 0% | 0% | 0% | 0% | 0% | 0% | 0% | 0% | 0% | 3.932% | 58.02% | 1.943% | 35.04% | 0% | 100%
Sites-Based | FCZ13 Tot | All Commercial | 0.04771% | 0.04022% | 0.1134% | 0.09581% | 0.01929% | 0.4988% | 0.01929% | 0.03539% | 0.08045% | 0.07987% | 5.614% | 64.29% | 1.969% | 26.02% | 1.078% | 100%
Sites-Based | FCZ16 Tot | College | 0% | 0% | 0% | 0% | 0% | 0% | 0% | 0% | 0% | 6.677% | 19.82% | 0% | 0% | 73.5% | 0% | 100%
Sites-Based | FCZ16 Tot | Food Stores | 0% | 0% | 0% | 0% | 0% | 0% | 0% | 0% | 0% | 0% | 0% | 86.87% | 3.945% | 7.492% | 1.691% | 100%
Sites-Based | FCZ16 Tot | Health Care | 0% | 0% | 0% | 0% | 0% | 0% | 0% | 0% | 0% | 0% | 0% | 36.1% | 63.9% | 0% | 0% | 100%
Sites-Based | FCZ16 Tot | Lodging | 0% | 0% | 0% | 0% | 0% | 2.179% | 0% | 0% | 0% | 0% | 7.575% | 57.59% | 0.8342% | 24.9% | 6.923% | 100%
Sites-Based | FCZ16 Tot | Miscellaneous | 0% | 0% | 0% | 0% | 0% | 0% | 0% | 0% | 0% | 0% | 2.217% | 85.24% | 2.436% | 10.1% | 0% | 100%
Sites-Based | FCZ16 Tot | Office, Large | 0% | 0% | 0% | 0% | 0% | 0% | 0% | 0% | 0% | 0% | 15.72% | 74.01% | 0% | 9.488% | 0.7849% | 100%
Sites-Based | FCZ16 Tot | Office, Small | 0% | 0% | 0% | 0% | 0% | 0% | 0% | 0% | 0% | 0% | 4.286% | 92.03% | 1.357% | 2.33% | 0% | 100%
Sites-Based | FCZ16 Tot | Refrigerated Warehouse | 0% | 0% | 0% | 0% | 0% | 0% | 0% | 0% | 0% | 0% | 0% | 76.74% | 10.85% | 12.41% | 0% | 100%
Sites-Based | FCZ16 Tot | Restaurant | 0% | 0% | 0% | 0% | 0% | 0% | 0% | 0% | 0% | 0% | 4.153% | 72.14% | 10.5% | 13.21% | 0% | 100%
Sites-Based | FCZ16 Tot | Retail | 0% | 0% | 0% | 0% | 0% | 0.09621% | 0% | 0% | 0% | 0% | 0.372% | 68.82% | 10.16% | 20.35% | 0.1914% | 100%
Sites-Based | FCZ16 Tot | School | 0% | 0% | 0% | 0% | 0% | 0.2972% | 0% | 0% | 0% | 0% | 6.899% | 63.56% | 6.15% | 23.1% | 0% | 100%
Sites-Based | FCZ16 Tot | Warehouse | 0% | 0% | 0% | 0% | 0% | 0% | 0% | 0% | 0% | 0% | 0% | 88.99% | 7.542% | 3.47% | 0% | 100%
Sites-Based | FCZ16 Tot | All Commercial | 0% | 0% | 0% | 0% | 0% | 0.05938% | 0% | 0% | 0% | 0.002738% | 2.452% | 77.02% | 7.621% | 12.63% | 0.221% | 100%
Sites-Based | FCZ17 Tot | College | 0% | 0% | 0% | 0% | 0% | 0% | 0% | 0% | 0% | 0% | 18.86% | 79.7% | 0% | 1.437% | 0% | 100%
Sites-Based | FCZ17 Tot | Food Stores | 0% | 0% | 0% | 0% | 0% | 0% | 0% | 0% | 0% | 0% | 1.545% | 60.69% | 21.82% | 14.42% | 1.526% | 100%
Sites-Based | FCZ17 Tot | Health Care | 0% | 0% | 0% | 0% | 0% | 0% | 0% | 0% | 0% | 0% | 6.335% | 84.88% | 7.905% | 0.8793% | 0% | 100%
Sites-Based | FCZ17 Tot | Lodging | 0% | 0% | 0% | 0% | 0% | 0% | 0% | 0% | 0% | 0% | 17.64% | 43.08% | 17.15% | 22.13% | 0% | 100%
Sites-Based | FCZ17 Tot | Miscellaneous | 0% | 0% | 0% | 0% | 0% | 0% | 0% | 0% | 0% | 0% | 0% | 71.92% | 17.15% | 10.93% | 0% | 100%
Sites-Based | FCZ17 Tot | Office, Large | 0% | 0% | 0% | 0% | 0% | 0% | 0% | 0% | 0% | 0% | 0% | 67.39% | 9.652% | 22.96% | 0% | 100%
Sites-Based | FCZ17 Tot | Office, Small | 0% | 0% | 0% | 0% | 0% | 0% | 0% | 0% | 0% | 0% | 0% | 74.37% | 7.161% | 18.47% | 0% | 100%
Sites-Based | FCZ17 Tot | Refrigerated Warehouse | 0% | 0% | 0% | 0% | 0% | 0% | 0% | 0% | 0% | 0% | 0% | 46.52% | 0% | 53.48% | 0% | 100%
Sites-Based | FCZ17 Tot | Restaurant | 0% | 0% | 0% | 0% | 0% | 0% | 0% | 0% | 0% | 0% | 0% | 70.28% | 12.67% | 16.29% | 0.76% | 100%
Sites-Based | FCZ17 Tot | Retail | 0% | 0% | 0% | 0% | 0% | 0% | 0% | 0% | 0% | 0% | 5.274% | 72.04% | 10.18% | 9.319% | 3.186% | 100%
Sites-Based | FCZ17 Tot | School | 0% | 0% | 0% | 0% | 0% | 0% | 0% | 0.8007% | 0% | 0% | 0% | 53.57% | 37.47% | 8.158% | 0% | 100%
Sites-Based | FCZ17 Tot | Warehouse | 0% | 0% | 0% | 0% | 0% | 0% | 0% | 0% | 0% | 0% | 0% | 94.15% | 3.672% | 2.175% | 0% | 100%
Sites-Based | FCZ17 Tot | All Commercial | 0% | 0% | 0% | 0% | 0% | 0% | 0% | 0.01739% | 0% | 0% | 1.819% | 73.34% | 11.42% | 12.43% | 0.9725% | 100%
Sites-Based | PG&E | College | 0% | 0% | 0% | 0% | 0% | 0% | 0% | 0% | 0% | 0% | 1.653% | 57.7% | 22.83% | 17.43% | 0.3902% | 100%
Sites-Based | PG&E | Food Stores | 0% | 0% | 0.03449% | 0.6741% | 0% | 0.6845% | 0.1269% | 0.0799% | 0% | 0% | 8.092% | 58.22% | 13.01% | 17.86% | 1.222% | 100%
Sites-Based | PG&E | Health Care | 0% | 0.2352% | 0.7359% | 1.997% | 0.1923% | 1.317% | 0.6163% | 0.5067% | 0.07839% | 0.4005% | 11.47% | 48.13% | 7.265% | 22.85% | 4.203% | 100%
Sites-Based | PG&E | Lodging | 0% | 0% | 0.2549% | 0.2508% | 0.4092% | 3.889% | 1.016% | 0.4941% | 0.3909% | 0% | 11.51% | 54.94% | 5.625% | 19.83% | 1.389% | 100%
Sites-Based | PG&E | Miscellaneous | 0.132% | 0.1784% | 0.1726% | 0.3726% | 0.1353% | 0.6776% | 0.0428% | 0.05943% | 0.1536% | 0% | 4.357% | 60.59% | 11.02% | 18.76% | 3.341% | 100%
Sites-Based | PG&E | Office, Large | 0% | 0.7588% | 1.015% | 0% | 0.1642% | 2.09% | 0.2336% | 0% | 0.2336% | 0% | 9.065% | 52.49% | 4.609% | 28.22% | 1.126% | 100%
Sites-Based | PG&E | Office, Small | 0% | 0% | 0.1217% | 0.01228% | 0.01216% | 0.2673% | 0.1303% | 0.03196% | 0% | 0% | 4.674% | 57.72% | 7.325% | 28.11% | 1.599% | 100%
Sites-Based | PG&E | Refrigerated Warehouse | 0% | 0% | 0% | 0% | 0% | 0.4782% | 0% | 1.383% | 0% | 0% | 6.726% | 58.72% | 10.26% | 17.71% | 4.727% | 100%
Sites-Based | PG&E | Restaurant | 0% | 0.231% | 0.2669% | 0.1829% | 0% | 0.39% | 0% | 0% | 0% | 0.04036% | 9.198% | 51.08% | 12.21% | 23.73% | 2.673% | 100%
Sites-Based | PG&E | Retail | 0% | 0.1672% | 0% | 0.04841% | 0% | 0.1262% | 0.01347% | 0% | 0.09659% | 0.0113% | 3.131% | 61.47% | 14.33% | 19.18% | 1.433% | 100%
Sites-Based | PG&E | School | 0% | 0.8204% | 0.2285% | 0% | 0% | 0.4015% | 0.1673% | 0% | 0% | 0% | 6.096% | 61.47% | 12.07% | 17.72% | 1.02% | 100%
Sites-Based | PG&E | Warehouse | 0% | 0% | 0.07724% | 0.2157% | 0% | 0.6387% | 0% | 0.08462% | 0% | 0.08462% | 4.829% | 55.79% | 10.49% | 26.16% | 1.63% | 100%
Sites-Based | PG&E | All Commercial | 0.02224% | 0.1299% | 0.1473% | 0.203% | 0.0406% | 0.4814% | 0.09519% | 0.05368% | 0.05824% | 0.0208% | 5.435% | 57.8% | 10.83% | 22.68% | 2.002% | 100%
Sites-Based | SCE | College | 0% | 0% | 0% | 0% | 0% | 0% | 0% | 0% | 0% | 0.08523% | 1.086% | 66.01% | 4.495% | 26.31% | 2.013% | 100%
Sites-Based | SCE | Food Stores | 0% | 0% | 0% | 0% | 0% | 0.3878% | 0% | 0% | 0% | 0% | 1.596% | 72.25% | 9.306% | 14.6% | 1.857% | 100%
Sites-Based | SCE | Health Care | 0% | 0% | 0% | 0.2591% | 0.1756% | 0.3959% | 0.2008% | 0% | 0.2591% | 0.1073% | 6.739% | 58.12% | 9.181% | 21.9% | 2.66% | 100%
Sites-Based | SCE | Lodging | 0% | 0% | 0.1916% | 0.4381% | 0% | 1.183% | 0% | 0.1916% | 0% | 0% | 4.725% | 65.72% | 9.997% | 15.41% | 2.143% | 100%
Sites-Based | SCE | Miscellaneous | 0% | 0% | 0% | 0.0655% | 0.4282% | 0.2217% | 0.05206% | 0% | 0.06638% | 0.0252% | 1.636% | 70.9% | 9.694% | 16.46% | 0.4567% | 100%
Sites-Based | SCE | Office, Large | 0% | 0% | 0% | 0.2948% | 0% | 2.362% | 0% | 0% | 0.5358% | 0% | 4.501% | 49.4% | 9.5% | 32.02% | 1.384% | 100%
Sites-Based | SCE | Office, Small | 0% | 0% | 0.02153% | 0% | 0% | 0.0529% | 0% | 0.09905% | 0% | 0% | 1.253% | 64.55% | 9.966% | 22.73% | 1.324% | 100%
Sites-Based | SCE | Refrigerated Warehouse | 0% | 0% | 0% | 0% | 0% | 0% | 0% | 0% | 0% | 0% | 1.077% | 56.94% | 17.97% | 19.75% | 4.258% | 100%
Sites-Based | SCE | Restaurant | 0% | 0% | 0% | 0% | 0% | 0% | 0% | 0.1505% | 0% | 0% | 2.664% | 60.34% | 10.09% | 25.21% | 1.548% | 100%
Sites-Based | SCE | Retail | 0% | 0.2351% | 0% | 0% | 0.01673% | 0.1636% | 0% | 0% | 0% | 0% | 0.8321% | 66.93% | 9.694% | 20.71% | 1.421% | 100%
Sites-Based | SCE | School | 0% | 0% | 0% | 0% | 0% | 0.2551% | 0.1936% | 0% | 0% | 0% | 2.052% | 67.57% | 8.336% | 20.9% | 0.6939% | 100%
Sites-Based | SCE | Warehouse | 0% | 0% | 0.2938% | 0% | 0% | 0% | 0% | 0% | 0% | 0% | 1.156% | 64.04% | 11.42% | 21.58% | 1.509% | 100%
Sites-Based | SCE | All Commercial | 0% | 0.05943% | 0.02542% | 0.0246% | 0.07815% | 0.1691% | 0.01869% | 0.0456% | 0.02331% | 0.007921% | 1.611% | 65.81% | 9.782% | 21.04% | 1.312% | 100%
Sites-Based | SDG&E | College | 0% | 0% | 0% | 0% | 0% | 0.4326% | 0% | 0% | 0% | 0% | 1.663% | 54.21% | 11.36% | 31.54% | 0.7876% | 100%
Sites-Based | SDG&E | Food Stores | 0% | 0% | 0% | 0% | 0% | 0% | 0% | 0% | 0% | 0% | 2.691% | 63.39% | 7.566% | 25.75% | 0.6016% | 100%
Sites-Based | SDG&E | Health Care | 0% | 0% | 0% | 0% | 0% | 1.789% | 0.5247% | 0% | 0% | 0.5247% | 7.652% | 67.49% | 2.636% | 14.33% | 5.049% | 100%
Sites-Based | SDG&E | Lodging | 0% | 0% | 4.565% | 0% | 0% | 0% | 0% | 0.6426% | 0% | 0% | 5.821% | 62.89% | 3.847% | 18.38% | 3.846% | 100%
Sites-Based | SDG&E | Miscellaneous | 0% | 0% | 0% | 0% | 0% | 0.4942% | 0.1487% | 0.1824% | 0% | 0% | 4.023% | 65.82% | 13% | 15.52% | 0.8097% | 100%
Sites-Based | SDG&E | Office, Large | 0% | 0% | 0% | 0% | 0% | 3.754% | 0% | 0% | 0% | 0% | 7.032% | 51.84% | 1.824% | 33.62% | 1.927% | 100%
Sites-Based | SDG&E | Office, Small | 0.3998% | 0.06102% | 0% | 0% | 0% | 0.1982% | 0% | 0.08025% | 0% | 0% | 4.105% | 65.91% | 11.54% | 17.4% | 0.3089% | 100%
Sites-Based | SDG&E | Refrigerated Warehouse | 0% | 0% | 0% | 0% | 0% | 0% | 0% | 0% | 0% | 0% | 8.408% | 22.74% | 0% | 63.23% | 5.624% | 100%
Sites-Based | SDG&E | Restaurant | 0% | 0% | 0% | 0% | 0% | 0% | 0% | 0% | 0% | 0% | 5.479% | 62.07% | 6.644% | 22.45% | 3.348% | 100%
Sites-Based | SDG&E | Retail | 0% | 0% | 0% | 0% | 0% | 0% | 0% | 0% | 0% | 0% | 0.6575% | 53.82% | 25.19% | 20.06% | 0.2748% | 100%
Sites-Based | SDG&E | School | 0% | 0% | 0% | 0% | 0% | 0% | 0% | 0% | 0% | 0% | 4.891% | 48.78% | 6.505% | 39.83% | 0% | 100%
Sites-Based | SDG&E | Warehouse | 0% | 0% | 0% | 0% | 0% | 0% | 0% | 0% | 0% | 0% | 1.013% | 62.43% | 8.701% | 27.5% | 0.3525% | 100%
Sites-Based | SDG&E | All Commercial | 0.1418% | 0.02164% | 0.06865% | 0% | 0% | 0.2768% | 0.03268% | 0.06466% | 0% | 0.01105% | 3.56% | 61.84% | 12.79% | 20.23% | 0.9541% | 100%
Sites-Based | LADWP | College | 0% | 0% | 0% | 0% | 0% | 0% | 0% | 0% | 0% | 0.4719% | 18.93% | 74.07% | 0% | 6.531% | 0% | 100%
Sites-Based | LADWP | Food Stores | 0% | 0% | 0% | 0% | 0% | 0% | 0% | 0% | 0% | 0% | 0.4112% | 79.9% | 8.704% | 9.336% | 1.647% | 100%
Sites-Based | LADWP | Health Care | 0% | 0% | 0% | 0% | 0% | 0% | 0% | 0% | 0% | 0% | 2.17% | 52.8% | 44.73% | 0.3011% | 0% | 100%
Sites-Based | LADWP | Lodging | 0% | 0% | 0% | 0% | 0% | 1.988% | 0% | 0% | 0% | 0% | 8.457% | 56.32% | 2.264% | 24.65% | 6.316% | 100%
Sites-Based | LADWP | Miscellaneous | 0% | 0% | 0% | 0% | 0% | 0% | 0% | 0% | 0% | 0% | 1.485% | 80.84% | 7.298% | 10.38% | 0% | 100%
Sites-Based | LADWP | Office, Large | 0% | 0% | 0% | 0% | 0% | 0% | 0% | 0% | 0% | 0% | 12.65% | 72.72% | 1.882% | 12.12% | 0.6318% | 100%
Sites-Based | LADWP | Office, Small | 0% | 0% | 0% | 0% | 0% | 0% | 0% | 0% | 0% | 0% | 2.791% | 85.87% | 3.382% | 7.96% | 0% | 100%
Sites-Based | LADWP | Refrigerated Warehouse | 0% | 0% | 0% | 0% | 0% | 0% | 0% | 0% | 0% | 0% | 0% | 66.96% | 7.336% | 25.7% | 0% | 100%
Sites-Based | LADWP | Restaurant | 0% | 0% | 0% | 0% | 0% | 0% | 0% | 0% | 0% | 0% | 3.056% | 71.65% | 11.07% | 14.02% | 0.2007% | 100%
Sites-Based | LADWP | Retail | 0% | 0% | 0% | 0% | 0% | 0.07337% | 0% | 0% | 0% | 0% | 1.536% | 69.59% | 10.17% | 17.73% | 0.9023% | 100%
Sites-Based | LADWP | School | 0% | 0% | 0% | 0% | 0% | 0.2227% | 0% | 0.2006% | 0% | 0% | 5.17% | 61.05% | 14% | 19.35% | 0% | 100%
Sites-Based | LADWP | Warehouse | 0% | 0% | 0% | 0% | 0% | 0% | 0% | 0% | 0% | 0% | 0% | 91.53% | 5.636% | 2.832% | 0% | 100%
Sites-Based | LADWP | All Commercial | 0% | 0% | 0% | 0% | 0% | 0.04179% | 0% | 0.005153% | 0% | 0.001926% | 2.265% | 75.93% | 8.747% | 12.57% | 0.4437% | 100%
Sites-Based | SMUD | College | 0% | 0% | 0% | 0% | 0% | 0% | 0% | 0% | 0% | 0% | 0% | 58.5% | 0% | 39.86% | 1.644% | 100%
Sites-Based | SMUD | Food Stores | 0% | 0% | 0% | 0% | 0% | 0.9786% | 0% | 0% | 0% | 0% | 9.255% | 61.05% | 1.697% | 26.35% | 0.6671% | 100%
Sites-Based | SMUD | Health Care | 0% | 0% | 0% | 0% | 0.8125% | 0% | 0.8125% | 0% | 0% | 0% | 13.15% | 45.56% | 0.6798% | 37.49% | 1.486% | 100%
Sites-Based | SMUD | Lodging | 0% | 0% | 0% | 3.055% | 0% | 3.055% | 0% | 0% | 0% | 0% | 22.41% | 32.21% | 4.483% | 30.01% | 4.779% | 100%
Sites-Based | SMUD | Miscellaneous | 0% | 0.2508% | 0.2091% | 0% | 0% | 1.001% | 0% | 0.2206% | 0.5015% | 0% | 4.441% | 71.35% | 1.254% | 20.47% | 0.2974% | 100%
Sites-Based | SMUD | Office, Large | 0% | 0% | 0% | 0% | 0% | 0% | 0% | 0% | 0% | 0% | 21.87% | 47.41% | 0% | 30.72% | 0% | 100%
Sites-Based | SMUD | Office, Small | 0% | 0% | 0.2781% | 0.2781% | 0% | 0.4556% | 0% | 0% | 0% | 0.2781% | 3.535% | 69.91% | 1.9% | 22.29% | 1.075% | 100%
Sites-Based | SMUD | Refrigerated Warehouse | 0% | 0% | 0% | 0% | 0% | 0% | 0% | 0% | 0% | 0% | 0% | 51.77% | 0% | 39.4% | 8.826% | 100%
Sites-Based | SMUD | Restaurant | 0% | 0% | 0% | 0% | 0% | 0.6379% | 0% | 0% | 0% | 0% | 13.83% | 46.27% | 3.406% | 32.99% | 2.866% | 100%
Sites-Based | SMUD | Retail | 0% | 0% | 0% | 0% | 0% | 0.2701% | 0% | 0% | 0% | 0% | 2.594% | 66.97% | 2.288% | 26.93% | 0.9542% | 100%
Sites-Based | SMUD | School | 0% | 0% | 0% | 0% | 0% | 0% | 0% | 0% | 0% | 0% | 5.59% | 73.31% | 1.731% | 19.16% | 0.212% | 100%
Sites-Based | SMUD | Warehouse | 1.064% | 0% | 0% | 0% | 0% | 0% | 0% | 0% | 0% | 0% | 3.932% | 58.02% | 1.943% | 35.04% | 0% | 100%
Sites-Based | SMUD | All Commercial | 0.04771% | 0.04022% | 0.1134% | 0.09581% | 0.01929% | 0.4988% | 0.01929% | 0.03539% | 0.08045% | 0.07987% | 5.614% | 64.29% | 1.969% | 26.02% | 1.078% | 100%
Sites-Based | FCZ01 | College | 0% | 0% | 0% | 0% | 0% | 0% | 0% | 0% | 0% | 0% | 2.948% | 86.32% | 6.591% | 4.088% | 0.05708% | 100%
Sites-Based | FCZ01 | Food Stores | 0% | 0% | 0.08334% | 1.155% | 0% | 0.2013% | 0% | 0% | 0% | 0% | 7.167% | 72.07% | 7.57% | 11.47% | 0.2846% | 100%
Sites-Based | FCZ01 | Health Care | 0% | 0% | 0.4009% | 3.172% | 0% | 1.203% | 1.139% | 0.1871% | 0% | 0% | 9.331% | 55.31% | 6.08% | 20.33% | 2.844% | 100%
Sites-Based | FCZ01 | Lodging | 0% | 0% | 0% | 0.8426% | 0% | 4.373% | 0% | 0% | 0% | 0% | 12.65% | 53.41% | 7.226% | 19.95% | 1.551% | 100%
Sites-Based | FCZ01 | Miscellaneous | 0% | 0.07116% | 0.07116% | 0.07116% | 0% | 0.9238% | 0% | 0% | 0% | 0% | 3.965% | 71.64% | 8.525% | 12.91% | 1.82% | 100%
Sites-Based | FCZ01 | Office, Large | 0% | 1.038% | 1.22% | 0% | 0.2246% | 1.391% | 0% | 0% | 0% | 0% | 10.99% | 56.76% | 2.423% | 24.71% | 1.24% | 100%
Sites-Based | FCZ01 | Office, Small | 0% | 0% | 0.2324% | 0% | 0% | 0.2324% | 0% | 0.08347% | 0% | 0% | 6.256% | 65.78% | 5.545% | 19.38% | 2.497% | 100%
Sites-Based | FCZ01 | Refrigerated Warehouse | 0% | 0% | 0% | 0% | 0% | 0% | 0% | 0% | 0% | 0% | 10.5% | 77% | 7.998% | 3.714% | 0.7901% | 100%
Sites-Based | FCZ01 | Restaurant | 0% | 0.4537% | 0% | 0% | 0% | 0.1272% | 0% | 0% | 0% | 0% | 7.774% | 59.54% | 11.35% | 18.76% | 1.994% | 100%
Sites-Based | FCZ01 | Retail | 0% | 0.3578% | 0% | 0% | 0% | 0.06752% | 0% | 0% | 0% | 0% | 2.377% | 71.81% | 10.64% | 13.76% | 0.9835% | 100%
Sites-Based | FCZ01 | School | 0% | 0% | 0% | 0% | 0% | 0% | 0% | 0% | 0% | 0% | 7.454% | 70.06% | 13.71% | 7.284% | 1.486% | 100%
Sites-Based | FCZ01 | Warehouse | 0% | 0% | 0% | 0.6167% | 0% | 0% | 0% | 0% | 0% | 0% | 7.079% | 72.03% | 7.985% | 12.07% | 0.22% | 100%
Sites-Based | FCZ01 | All Commercial | 0% | 0.1933% | 0.1192% | 0.1765% | 0.006329% | 0.3592% | 0.02216% | 0.0258% | 0% | 0% | 5.596% | 67.6% | 8.408% | 15.86% | 1.632% | 100%
Sites-Based | FCZ02 | College | 0% | 0% | 0% | 0% | 0% | 0% | 0% | 0% | 0% | 0% | 0% | 46.14% | 43.45% | 10.41% | 0% | 100%
Sites-Based | FCZ02 | Food Stores | 0% | 0% | 0% | 0% | 0% | 1.094% | 0% | 0.3973% | 0% | 0% | 11.47% | 56.38% | 12.94% | 17.52% | 0.2041% | 100%
Sites-Based | FCZ02 | Health Care | 0% | 0% | 0% | 0% | 0% | 0.8821% | 0% | 0.8821% | 0% | 2.606% | 19.74% | 44.35% | 1.764% | 25.83% | 3.949% | 100%
Sites-Based | FCZ02 | Lodging | 0% | 0% | 1.557% | 0% | 1.831% | 7.258% | 2.694% | 0.6964% | 0% | 0% | 13.96% | 47.95% | 0% | 23.29% | 0.7635% | 100%
Sites-Based | FCZ02 | Miscellaneous | 0.2497% | 1.096% | 0% | 1.096% | 1.096% | 0.1159% | 0% | 0.4814% | 0% | 0% | 6.523% | 56.99% | 11.25% | 18.82% | 2.289% | 100%
Sites-Based | FCZ02 | Office, Large | 0% | 0% | 2.145% | 0% | 0% | 4.081% | 4.081% | 0% | 4.081% | 0% | 12.4% | 44.3% | 0% | 28.9% | 0% | 100%
Sites-Based | FCZ02 | Office, Small | 0% | 0% | 0% | 0% | 0% | 0% | 0.5891% | 0% | 0% | 0% | 5.355% | 71.19% | 4.824% | 17.44% | 0.6014% | 100%
Sites-Based | FCZ02 | Refrigerated Warehouse | 0% | 0% | 0% | 0% | 0% | 3.302% | 0% | 9.552% | 0% | 0% | 4.949% | 59.94% | 3.302% | 18.96% | 0% | 100%
Sites-Based | FCZ02 | Restaurant | 0% | 0% | 0.5316% | 0% | 0% | 1.85% | 0% | 0% | 0% | 0% | 7.937% | 58.4% | 12.33% | 16.81% | 2.144% | 100%
Sites-Based | FCZ02 | Retail | 0% | 0% | 0% | 0% | 0% | 0.4423% | 0.1283% | 0% | 0.9199% | 0% | 5.574% | 61.2% | 10.24% | 20.8% | 0.6923% | 100%
Sites-Based | FCZ02 | School | 0% | 0% | 0% | 0% | 0% | 1.985% | 0% | 0% | 0% | 0% | 19.54% | 63.56% | 5.988% | 8.925% | 0% | 100%
Sites-Based | FCZ02 | Warehouse | 0% | 0% | 0% | 0% | 0% | 1.151% | 0% | 0% | 0% | 0% | 2.679% | 70.19% | 5.873% | 19.08% | 1.02% | 100%
Sites-Based | FCZ02 | All Commercial | 0.04412% | 0.1936% | 0.1071% | 0.1936% | 0.2378% | 0.6801% | 0.3251% | 0.1923% | 0.2016% | 0.06494% | 6.977% | 62.69% | 8.46% | 18.51% | 1.122% | 100%
Sites-Based | FCZ03 | College | 0% | 0% | 0% | 0% | 0% | 0% | 0% | 0% | 0% | 0% | 0% | 19.55% | 79.52% | 0.9312% | 0% | 100%
Sites-Based | FCZ03 | Food Stores | 0% | 0% | 0% | 0.7892% | 0% | 0% | 0% | 0.7892% | 0% | 0% | 3.042% | 53.59% | 17.67% | 22.05% | 2.075% | 100%
Sites-Based | FCZ03 | Health Care | 0% | 0% | 0% | 2.508% | 0% | 2.028% | 0% | 0% | 0% | 0% | 2.508% | 62.37% | 5.016% | 21.84% | 3.729% | 100%
Sites-Based | FCZ03 | Lodging | 0% | 0% | 0% | 0% | 0% | 0% | 0% | 0% | 0% | 0% | 0.5681% | 61.54% | 7.765% | 30.13% | 0% | 100%
Sites-Based | FCZ03 | Miscellaneous | 0% | 0% | 0% | 0% | 0% | 0.1893% | 0% | 0% | 0% | 0% | 1.057% | 65.89% | 20.17% | 12.51% | 0.1893% | 100%
Sites-Based | FCZ03 | Office, Large | 0% | 0% | 0% | 0% | 0% | 0% | 0% | 0% | 0% | 0% | 0% | 74.26% | 0% | 25.74% | 0% | 100%
Sites-Based | FCZ03 | Office, Small | 0% | 0% | 0% | 0% | 0% | 1.564% | 0% | 0% | 0% | 0% | 5.004% | 50.3% | 12.27% | 29.6% | 1.253% | 100%
Sites-Based | FCZ03 | Refrigerated Warehouse | 0% | 0% | 0% | 0% | 0% | 0% | 0% | 0% | 0% | 0% | 0% | 65.52% | 0% | 34.48% | 0% | 100%
Sites-Based | FCZ03 | Restaurant | 0% | 0% | 0% | 0% | 0% | 0% | 0% | 0% | 0% | 1.396% | 4.369% | 61.28% | 2.597% | 30.35% | 0% | 100%
Sites-Based | FCZ03 | Retail | 0% | 0% | 0% | 0% | 0% | 0% | 0% | 0% | 0% | 0% | 2.424% | 51.6% | 24.24% | 21.22% | 0.5124% | 100%
Sites-Based | FCZ03 | School | 0% | 0% | 0% | 0% | 0% | 2.988% | 0% | 0% | 0% | 0% | 0% | 68.58% | 19.73% | 8.699% | 0% | 100%
Sites-Based | FCZ03 | Warehouse | 0% | 0% | 0% | 0% | 0% | 0% | 0% | 0% | 0% | 0% | 1.888% | 46.34% | 27.7% | 23.67% | 0.407% | 100%
Sites-Based | FCZ03 | All Commercial | 0% | 0% | 0% | 0.1024% | 0% | 0.6128% | 0% | 0.05054% | 0% | 0.1313% | 2.737% | 56.06% | 18.22% | 21.4% | 0.6898% | 100%
Sites-Based | FCZ04 | College | 0% | 0% | 0% | 0% | 0% | 0% | 0% | 0% | 0% | 0% | 0% | 29.74% | 9.152% | 58.85% | 2.263% | 100%
Sites-Based | FCZ04 | Food Stores | 0% | 0% | 0% | 0% | 0% | 2.387% | 0.8235% | 0% | 0% | 0% | 21.38% | 37.35% | 11.57% | 21.62% | 4.873% | 100%
Sites-Based | FCZ04 | Health Care | 0% | 1.165% | 2.966% | 2.429% | 0.3883% | 3.599% | 1.122% | 1.653% | 0.3883% | 0.3883% | 16.13% | 39.06% | 2.429% | 27.11% | 1.17% | 100%
Sites-Based | FCZ04 | Lodging | 0% | 0% | 0% | 0% | 0% | 9.999% | 4.491% | 2.967% | 3.052% | 0% | 24.08% | 37.37% | 2.967% | 12.1% | 2.967% | 100%
Sites-Based | FCZ04 | Miscellaneous | 0% | 0.1005% | 0.7375% | 1.201% | 0% | 1.632% | 0.1005% | 0% | 0.1776% | 0% | 8.601% | 43.78% | 8.784% | 31.65% | 3.233% | 100%
Sites-Based | FCZ04 | Office, Large | 0% | 0% | 0% | 0% | 0% | 7.884% | 0% | 0% | 0% | 0% | 1.087% | 26.42% | 11.03% | 51.53% | 2.054% | 100%
Sites-Based | FCZ04 | Office, Small | 0% | 0% | 0% | 0% | 0.08116% | 0.8152% | 0.3141% | 0% | 0% | 0% | 4.528% | 26.71% | 5.972% | 60.4% | 1.186% | 100%
Sites-Based | FCZ04 | Refrigerated Warehouse | 0% | 0% | 0% | 0% | 0% | 0% | 0% | 0% | 0% | 0% | 6.091% | 35.99% | 8.143% | 47.32% | 2.453% | 100%
Sites-Based | FCZ04 | Restaurant | 0% | 0% | 1.708% | 0% | 0% | 1.225% | 0% | 0% | 0% | 0% | 26.06% | 19.41% | 13.07% | 34.21% | 4.311% | 100%
Sites-Based | FCZ04 | Retail | 0% | 0% | 0% | 0.3451% | 0% | 0.3437% | 0% | 0% | 0% | 0.08058% | 7.86% | 42.41% | 13.33% | 34.17% | 1.464% | 100%
Sites-Based | FCZ04 | School | 0% | 4.449% | 0% | 0% | 0% | 0% | 0% | 0% | 0% | 0% | 7.19% | 37.42% | 7.781% | 40.6% | 2.563% | 100%
Sites-Based | FCZ04 | Warehouse | 0% | 0% | 0.3574% | 0% | 0% | 1.72% | 0% | 0.3916% | 0% | 0.3916% | 8.546% | 36.53% | 11.62% | 39.78% | 0.662% | 100%
Sites-Based | FCZ04 | All Commercial | 0% | 0.1718% | 0.4393% | 0.3727% | 0.03494% | 1.34% | 0.2586% | 0.1188% | 0.09038% | 0.05188% | 10.13% | 34.37% | 9.377% | 40.98% | 2.259% | 100%
Sites-Based | FCZ05 | College | 0% | 0% | 0% | 0% | 0% | 0% | 0% | 0% | 0% | 0% | 0.8361% | 58.51% | 31.5% | 9.151% | 0% | 100%
Sites-Based | FCZ05 | Food Stores | 0% | 0% | 0% | 0.5776% | 0% | 0.5776% | 0% | 0% | 0% | 0% | 0.5574% | 49.08% | 20.38% | 27.97% | 0.8545% | 100%
Sites-Based | FCZ05 | Health Care | 0% | 0% | 0% | 1.17% | 0.585% | 0% | 0% | 0% | 0% | 0% | 12.79% | 34.04% | 21.55% | 18.93% | 10.92% | 100%
Sites-Based | FCZ05 | Lodging | 0% | 0% | 0% | 0% | 0.9597% | 0% | 0% | 0% | 0% | 0% | 4.135% | 59.01% | 9.322% | 26.32% | 0.2511% | 100%
Sites-Based | FCZ05 | Miscellaneous | 0.6025% | 0% | 0.1017% | 0% | 0% | 0.06686% | 0.1493% | 0% | 0.5918% | 0% | 2.475% | 54.8% | 14.5% | 23.31% | 3.403% | 100%
Sites-Based | FCZ05 | Office, Large | 0% | 0% | 0% | 0% | 0% | 0% | 0% | 0% | 0% | 0% | 3.201% | 55.72% | 22.92% | 18.15% | 0% | 100%
Sites-Based | FCZ05 | Office, Small | 0% | 0% | 0.2131% | 0% | 0% | 0% | 0% | 0% | 0% | 0% | 2.305% | 52.5% | 9.859% | 33.11% | 2.017% | 100%
Sites-Based | FCZ05 | Refrigerated Warehouse | 0% | 0% | 0% | 0% | 0% | 0% | 0% | 0% | 0% | 0% | 2.327% | 51.05% | 14.74% | 24.04% | 7.84% | 100%
Sites-Based | FCZ05 | Restaurant | 0% | 0% | 0% | 0% | 0% | 0% | 0% | 0% | 0% | 0% | 5.59% | 38.89% | 14.92% | 35.54% | 5.058% | 100%
Sites-Based | FCZ05 | Retail | 0% | 0% | 0% | 0% | 0% | 0% | 0% | 0% | 0% | 0% | 0.6931% | 54.82% | 21.04% | 20.67% | 2.778% | 100%
Sites-Based | FCZ05 | School | 0% | 0% | 1.227% | 0% | 0% | 0% | 0% | 0% | 0% | 0% | 0% | 54.92% | 14.73% | 29.12% | 0% | 100%
Sites-Based | FCZ05 | Warehouse | 0% | 0% | 0% | 0% | 0% | 0.8414% | 0% | 0% | 0% | 0% | 0.8914% | 51.49% | 10.09% | 32.37% | 4.323% | 100%
Sites-Based | FCZ05 | All Commercial | 0.1086% | 0% | 0.1104% | 0.07463% | 0.02928% | 0.09591% | 0.0269% | 0% | 0.1067% | 0% | 2.421% | 51.28% | 15.18% | 27.57% | 2.989% | 100%
Sites-Based | FCZ06 | College | 0% | 0% | 0% | 0% | 0% | 0% | 0% | 0% | 0% | 0% | 1.114% | 14.84% | 53.16% | 30.89% | 0% | 100%
Sites-Based | FCZ06 | Food Stores | 0% | 0% | 0% | 0.657% | 0% | 0% | 0% | 0% | 0% | 0% | 2.41% | 52.94% | 23.5% | 19.51% | 0.9849% | 100%
Sites-Based | FCZ06 | Health Care | 0% | 0% | 0% | 1.037% | 0% | 0% | 0% | 0% | 0% | 0% | 0% | 68.46% | 1.037% | 27.04% | 2.424% | 100%
Sites-Based | FCZ06 | Lodging | 0% | 0% | 0% | 0% | 0% | 0.482% | 0% | 0% | 0% | 0% | 7.664% | 67.34% | 6.661% | 16.25% | 1.606% | 100%
Sites-Based | FCZ06 | Miscellaneous | 0% | 0% | 0% | 0% | 0% | 0.2011% | 0% | 0% | 0.2011% | 0% | 1.219% | 61.66% | 11.97% | 13.73% | 11.02% | 100%
Sites-Based | FCZ06 | Office, Large | 0% | 0% | 0% | 0% | 0% | 0% | 0% | 0% | 0% | 0% | 0% | 46.13% | 6.172% | 47.7% | 0% | 100%
Sites-Based | FCZ06 | Office, Small | 0% | 0% | 0% | 0.09006% | 0% | 0% | 0% | 0% | 0% | 0% | 2.267% | 63.04% | 12.24% | 22.18% | 0.183% | 100%
Sites-Based | FCZ06 | Refrigerated Warehouse | 0% | 0% | 0% | 0% | 0% | 0% | 0% | 0% | 0% | 0% | 0% | 12.42% | 36.01% | 12.42% | 39.15% | 100%
Sites-Based | FCZ06 | Restaurant | 0% | 0% | 0% | 1.71% | 0% | 0% | 0% | 0% | 0% | 0% | 2.776% | 55.16% | 14.34% | 23.93% | 2.085% | 100%
Sites-Based | FCZ06 | Retail | 0% | 0% | 0% | 0% | 0% | 0% | 0% | 0% | 0% | 0% | 1.569% | 53.52% | 23.89% | 18.62% | 2.397% | 100%
Sites-Based | FCZ06 | School | 0% | 0% | 0% | 0% | 0% | 0% | 1.827% | 0% | 0% | 0% | 0% | 81.19% | 10.08% | 6.9% | 0% | 100%
Sites-Based | FCZ06 | Warehouse | 0% | 0% | 0% | 0% | 0% | 0% | 0% | 0% | 0% | 0% | 0% | 39.94% | 14.46% | 41.07% | 4.536% | 100%
Sites-Based | FCZ06 | All Commercial | 0% | 0% | 0% | 0.2916% | 0% | 0.05155% | 0.0318% | 0% | 0.0337% | 0% | 2.013% | 58.05% | 15.54% | 20.98% | 3.005% | 100%
Sites-Based | FCZ07 | College | 0% | 0% | 0% | 0% | 0% | 0% | 0% | 0% | 0% | 0.1228% | 0.1228% | 75.09% | 4.214% | 20.46% | 0% | 100%
Sites-Based | FCZ07 | Food Stores | 0% | 0% | 0% | 0% | 0% | 0% | 0% | 0% | 0% | 0% | 1.082% | 82.51% | 6.845% | 9.266% | 0.3% | 100%
Sites-Based | FCZ07 | Health Care | 0% | 0% | 0% | 0% | 0.3774% | 0% | 0% | 0% | 0% | 0.2307% | 3.69% | 65.98% | 6.76% | 21.83% | 1.132% | 100%
Sites-Based | FCZ07 | Lodging | 0% | 0% | 0% | 0% | 0% | 0.3572% | 0% | 0% | 0% | 0% | 1.114% | 73% | 10.07% | 12.97% | 2.489% | 100%
Sites-Based | FCZ07 | Miscellaneous | 0% | 0% | 0% | 0.02621% | 0.7212% | 0.05638% | 0% | 0% | 0% | 0% | 1.517% | 78.97% | 9.361% | 8.789% | 0.5601% | 100%
Sites-Based | FCZ07 | Office, Large | 0% | 0% | 0% | 0.4212% | 0% | 1.391% | 0% | 0% | 0% | 0% | 4.285% | 61.03% | 11.85% | 20.43% | 0.584% | 100%
Sites-Based | FCZ07 | Office, Small | 0% | 0% | 0% | 0% | 0% | 0% | 0% | 0% | 0% | 0% | 1.651% | 74.69% | 9.022% | 13.07% | 1.564% | 100%
Sites-Based | FCZ07 | Refrigerated Warehouse | 0% | 0% | 0% | 0% | 0% | 0% | 0% | 0% | 0% | 0% | 0% | 62.65% | 23.97% | 13.38% | 0% | 100%
Sites-Based | FCZ07 | Restaurant | 0% | 0% | 0% | 0% | 0% | 0% | 0% | 0% | 0% | 0% | 1.506% | 66.74% | 10.32% | 20.13% | 1.295% | 100%
Sites-Based | FCZ07 | Retail | 0% | 0.2373% | 0% | 0% | 0% | 0.2519% | 0% | 0% | 0% | 0% | 0.2815% | 75.58% | 10.07% | 12% | 1.583% | 100%
Sites-Based | FCZ07 | School | 0% | 0% | 0% | 0% | 0% | 0% | 0.3067% | 0% | 0% | 0% | 1.849% | 78.28% | 8.18% | 11.11% | 0.2751% | 100%
Sites-Based | FCZ07 | Warehouse | 0% | 0% | 0.4575% | 0% | 0% | 0% | 0% | 0% | 0% | 0% | 0.9944% | 72.59% | 13.39% | 11.78% | 0.7884% | 100%
Sites-Based | FCZ07 | All Commercial | 0% | 0.06229% | 0.02874% | 0.01004% | 0.1181% | 0.09783% | 0.009236% | 0% | 0% | 0.006067% | 1.218% | 74.59% | 9.621% | 13.06% | 1.178% | 100%
Sites-Based | FCZ08 | College | 0% | 0% | 0% | 0% | 0% | 0% | 0% | 0% | 0% | 0% | 7.042% | 54.95% | 1.516% | 36.49% | 0% | 100%
Sites-Based | FCZ08 | Food Stores | 0% | 0% | 0% | 0% | 0% | 0% | 0% | 0% | 0% | 0% | 1.629% | 66.17% | 8.825% | 18.24% | 5.13% | 100%
Sites-Based | FCZ08 | Health Care | 0% | 0% | 0% | 0% | 0% | 0% | 0% | 0% | 0% | 0% | 4.716% | 75.58% | 0% | 19.7% | 0% | 100%
Sites-Based | FCZ08 | Lodging | 0% | 0% | 0% | 0% | 0% | 0% | 0% | 0% | 0% | 0% | 0% | 82.26% | 13.26% | 4.476% | 0% | 100%
Sites-Based | FCZ08 | Miscellaneous | 0% | 0% | 0% | 0% | 0% | 0% | 0% | 0% | 0% | 0% | 0% | 68.5% | 8.145% | 22.84% | 0.5198% | 100%
Sites-Based | FCZ08 | Office, Large | 0% | 0% | 0% | 0% | 0% | 6.796% | 0% | 0% | 0% | 0% | 4.044% | 30.99% | 0% | 51.48% | 6.691% | 100%
Sites-Based | FCZ08 | Office, Small | 0% | 0% | 0.2583% | 0% | 0% | 0% | 0% | 0% | 0% | 0% | 0% | 78.35% | 4.811% | 16.32% | 0.2616% | 100%
Sites-Based | FCZ08 | Refrigerated Warehouse | 0% | 0% | 0% | 0% | 0% | 0% | 0% | 0% | 0% | 0% | 0% | 83.17% | 16.83% | 0% | 0% | 100%
Sites-Based | FCZ08 | Restaurant | 0% | 0% | 0% | 0% | 0% | 0% | 0% | 1.919% | 0% | 0% | 0% | 70.08% | 2.986% | 25.02% | 0% | 100%
Sites-Based | FCZ08 | Retail | 0% | 1.26% | 0% | 0% | 0% | 0% | 0% | 0% | 0% | 0% | 0.2231% | 72.43% | 10.44% | 15.01% | 0.6334% | 100%
Sites-Based | FCZ08 | School | 0% | 0% | 0% | 0% | 0% | 0% | 0% | 0% | 0% | 0% | 0% | 74.65% | 0% | 24.73% | 0.6176% | 100%
Sites-Based | FCZ08 | Warehouse | 0% | 0% | 0% | 0% | 0% | 0% | 0% | 0% | 0% | 0% | 0% | 62.38% | 9.092% | 28.53% | 0% | 100%
Sites-Based | FCZ08 | All Commercial | 0% | 0.2744% | 0.07344% | 0% | 0% | 0.1222% | 0% | 0.2477% | 0% | 0% | 0.5488% | 71.84% | 6.365% | 19.83% | 0.6998% | 100%
Sites-Based | FCZ09 | College | 0% | 0% | 0% | 0% | 0% | 0% | 0% | 0% | 0% | 0% | 0% | 94.73% | 0% | 5.268% | 0% | 100%
Sites-Based | FCZ09 | Food Stores | 0% | 0% | 0% | 0% | 0% | 2.352% | 0% | 0% | 0% | 0% | 2.47% | 64.68% | 17.25% | 12.99% | 0.2518% | 100%
Sites-Based | FCZ09 | Health Care | 0% | 0% | 0% | 0% | 0% | 1.791% | 4.902% | 0% | 0% | 0% | 9.405% | 38.59% | 12.77% | 29.33% | 3.217% | 100%
Sites-Based | FCZ09 | Lodging | 0% | 0% | 0% | 0% | 0% | 0% | 0% | 0% | 0% | 0% | 10.57% | 69.05% | 2.993% | 17.39% | 0% | 100%
Sites-Based | FCZ09 | Miscellaneous | 0% | 0% | 0% | 0.4711% | 0% | 0.7157% | 0% | 0% | 0.7157% | 0% | 0.9376% | 61.48% | 12.6% | 22.73% | 0.3451% | 100%
Sites-Based | FCZ09 | Office, Large | 0% | 0% | 0% | 0% | 0% | 0% | 0% | 0% | 0% | 0% | 0% | 79.8% | 0% | 20.2% | 0% | 100%
Sites-Based | FCZ09 | Office, Small | 0% | 0% | 0% | 0% | 0% | 1.144% | 0% | 0% | 0% | 0% | 0.1363% | 39.87% | 19.97% | 38.88% | 0% | 100%
Sites-Based | FCZ09 | Refrigerated Warehouse | 0% | 0% | 0% | 0% | 0% | 0% | 0% | 0% | 0% | 0% | 0% | 21.45% | 0% | 78.55% | 0% | 100%
Sites-Based | FCZ09 | Restaurant | 0% | 0% | 0% | 0% | 0% | 0% | 0% | 0% | 0% | 0% | 6.045% | 43.66% | 18.88% | 27.02% | 4.398% | 100%
Sites-Based | FCZ09 | Retail | 0% | 0% | 0% | 0% | 0% | 0% | 0% | 0% | 0% | 0% | 10.29% | 38.71% | 6.655% | 42.57% | 1.776% | 100%
Sites-Based | FCZ09 | School | 0% | 0% | 0% | 0% | 0% | 0% | 0% | 0% | 0% | 0% | 0% | 52.25% | 11.87% | 35.88% | 0% | 100%
Sites-Based | FCZ09 | Warehouse | 0% | 0% | 0% | 0% | 0% | 0% | 0% | 0% | 0% | 0% | 1.816% | 45.97% | 20.45% | 31.76% | 0% | 100%
Sites-Based | FCZ09 | All Commercial | 0% | 0% | 0% | 0.09368% | 0% | 0.6225% | 0.1014% | 0% | 0.1423% | 0% | 3.481% | 48.31% | 14.31% | 31.98% | 0.956% | 100%
Sites-Based | FCZ10 | College | 0% | 0% | 0% | 0% | 0% | 0% | 0% | 0% | 0% | 0% | 4.843% | 15.81% | 12.16% | 50.88% | 16.31% | 100%
Sites-Based | FCZ10 | Food Stores | 0% | 0% | 0% | 0% | 0% | 0% | 0% | 0% | 0% | 0% | 4.777% | 45.41% | 13.41% | 32.03% | 4.37% | 100%
Sites-Based | FCZ10 | Health Care | 0% | 0% | 0% | 0% | 0% | 0.4726% | 0% | 0% | 0% | 0% | 17.02% | 47.06% | 14.25% | 19.31% | 1.877% | 100%
Sites-Based | FCZ10 | Lodging | 0% | 0% | 0% | 1.635% | 0% | 4.915% | 0% | 0% | 0% | 0% | 12.65% | 42.72% | 9.345% | 24.67% | 4.068% | 100%
Sites-Based | FCZ10 | Miscellaneous | 0% | 0% | 0% | 0.151% | 0% | 0.3452% | 0.1726% | 0% | 0.1726% | 0.151% | 1.947% | 60.11% | 7.65% | 29.23% | 0.06412% | 100%
Sites-Based | FCZ10 | Office, Large | 0% | 0% | 0% | 0% | 0% | 0% | 0% | 0% | 3.829% | 0% | 7.682% | 15.15% | 3.829% | 67.59% | 1.918% | 100%
Sites-Based | FCZ10 | Office, Small | 0% | 0% | 0% | 0% | 0% | 0% | 0% | 0.7069% | 0% | 0% | 1.352% | 45.1% | 13.31% | 38.83% | 0.7069% | 100%
Sites-Based | FCZ10 | Refrigerated Warehouse | 0% | 0% | 0% | 0% | 0% | 0% | 0% | 0% | 0% | 0% | 12.8% | 0% | 0% | 36.62% | 50.58% | 100%
Sites-Based | FCZ10 | Restaurant | 0% | 0% | 0% | 0% | 0% | 0% | 0% | 0% | 0% | 0% | 5.797% | 46.1% | 7.129% | 40.01% | 0.9655% | 100%
Sites-Based | FCZ10 | Retail | 0% | 0% | 0% | 0% | 0% | 0% | 0% | 0% | 0% | 0% | 1.321% | 48.99% | 6.132% | 42.29% | 1.265% | 100%
Sites-Based | FCZ10 | School | 0% | 0% | 0% | 0% | 0% | 2.252% | 0% | 0% | 0% | 0% | 7.808% | 47.95% | 3.801% | 38.19% | 0% | 100%
Sites-Based | FCZ10 | Warehouse | 0% | 0% | 0% | 0% | 0% | 0% | 0% | 0% | 0% | 0% | 1.922% | 46.81% | 4.975% | 41.49% | 4.807% | 100%
Sites-Based | FCZ10 | All Commercial | 0% | 0% | 0% | 0.04418% | 0% | 0.1769% | 0.03131% | 0.1673% | 0.07644% | 0.0274% | 3.014% | 48.34% | 8.719% | 37.8% | 1.61% | 100%
Sites-Based | FCZ11 | College | 0% | 0% | 0% | 0% | 0% | 0% | 0% | 0% | 0% | 0% | 0% | 59.24% | 0% | 40.47% | 0.286% | 100%
Sites-Based | FCZ11 | Food Stores | 0% | 0% | 0% | 0% | 0% | 3.072% | 0% | 0% | 0% | 0% | 0% | 48.06% | 17.08% | 24.49% | 7.307% | 100%
Sites-Based | FCZ11 | Health Care | 0% | 0% | 0% | 2.125% | 0% | 1.895% | 0% | 0% | 2.125% | 0% | 4.115% | 26.69% | 22.59% | 27.03% | 13.43% | 100%
Sites-Based | FCZ11 | Lodging | 0% | 0% | 1.755% | 1.755% | 0% | 2.239% | 0% | 1.755% | 0% | 0% | 11.5% | 43.14% | 13.36% | 23.1% | 1.391% | 100%
Sites-Based | FCZ11 | Miscellaneous | 0% | 0% | 0% | 0% | 0% | 0.7977% | 0.1994% | 0% | 0% | 0% | 3.097% | 50.92% | 13.93% | 30.55% | 0.5046% | 100%
Sites-Based | FCZ11 | Office, Large | 0% | 0% | 0% | 0% | 0% | 14.85% | 0% | 0% | 0% | 0% | 0% | 11.94% | 14.85% | 58.36% | 0% | 100%
Sites-Based | FCZ11 | Office, Small | 0% | 0% | 0% | 0% | 0% | 0% | 0% | 0% | 0% | 0% | 0.371% | 34.33% | 10.65% | 52.56% | 2.089% | 100%
Sites-Based | FCZ11 | Refrigerated Warehouse | 0% | 0% | 0% | 0% | 0% | 0% | 0% | 0% | 0% | 0% | 0% | 59.15% | 0% | 40.85% | 0% | 100%
Sites-Based | FCZ11 | Restaurant | 0% | 0% | 0% | 0% | 0% | 0% | 0% | 0% | 0% | 0% | 6.385% | 38.56% | 15.03% | 35.91% | 4.121% | 100%
Sites-Based | FCZ11 | Retail | 0% | 0% | 0% | 0% | 0.164% | 0% | 0% | 0% | 0% | 0% | 0.97% | 44.04% | 13.08% | 40.74% | 1.006% | 100%
Sites-Based | FCZ11 | School | 0% | 0% | 0% | 0% | 0% | 0% | 0% | 0% | 0% | 0% | 0% | 36.52% | 14.7% | 44.45% | 4.334% | 100%
Sites-Based | FCZ11 | Warehouse | 0% | 0% | 0% | 0% | 0% | 0% | 0% | 0% | 0% | 0% | 1.068% | 45.81% | 8.287% | 43.7% | 1.13% | 100%
Sites-Based | FCZ11 | All Commercial | 0% | 0% | 0.01853% | 0.07193% | 0.03993% | 0.4271% | 0.03596% | 0.01853% | 0.0534% | 0% | 1.92% | 41.6% | 12.8% | 40.76% | 2.261% | 100%
Sites-Based | FCZ12c | College | 0% | 0% | 0% | 0% | 0% | 0% | 0% | 0% | 0% | 0% | 0% | 57.64% | 9.326% | 31.8% | 1.234% | 100%
Sites-Based | FCZ12c | Food Stores | 0% | 0% | 0% | 0% | 0% | 0% | 0% | 0% | 0% | 0% | 2.9% | 62.4% | 10.25% | 23.48% | 0.966% | 100%
Sites-Based | FCZ12c | Health Care | 0% | 0% | 0% | 0% | 0% | 1.991% | 0.9426% | 0% | 0% | 0.9426% | 6.393% | 68.36% | 0% | 13.46% | 7.907% | 100%
Sites-Based | FCZ12c | Lodging | 0% | 0% | 0% | 0% | 0% | 0% | 0% | 0.929% | 0% | 0% | 6.686% | 62.69% | 5.562% | 20.24% | 3.89% | 100%
Sites-Based | FCZ12c | Miscellaneous | 0% | 0% | 0% | 0% | 0% | 0.505% | 0.2551% | 0.1222% | 0% | 0% | 3.656% | 68.04% | 10.16% | 16.23% | 1.029% | 100%
Sites-Based | FCZ12c | Office, Large | 0% | 0% | 0% | 0% | 0% | 0.9958% | 0% | 0% | 0% | 0% | 8.426% | 53.26% | 2.186% | 33.96% | 1.17% | 100%
Sites-Based | FCZ12c | Office, Small | 0.5678% | 0.08666% | 0% | 0% | 0% | 0.2815% | 0% | 0.114% | 0% | 0% | 3.429% | 71.42% | 5.797% | 17.95% | 0.3454% | 100%
Sites-Based | FCZ12c | Refrigerated Warehouse | 0% | 0% | 0% | 0% | 0% | 0% | 0% | 0% | 0% | 0% | 9.153% | 22.01% | 0% | 68.84% | 0% | 100%
Sites-Based | FCZ12c | Restaurant | 0% | 0% | 0% | 0% | 0% | 0% | 0% | 0% | 0% | 0% | 4.426% | 63.81% | 5.006% | 22.77% | 3.982% | 100%
Sites-Based | FCZ12c | Retail | 0% | 0% | 0% | 0% | 0% | 0% | 0% | 0% | 0% | 0% | 0.636% | 56.72% | 20.24% | 22.4% | 0% | 100%
Sites-Based | FCZ12c | School | 0% | 0% | 0% | 0% | 0% | 0% | 0% | 0% | 0% | 0% | 2.55% | 33.13% | 8.278% | 56.04% | 0% | 100%
Sites-Based | FCZ12c | Warehouse | 0% | 0% | 0% | 0% | 0% | 0% | 0% | 0% | 0% | 0% | 0% | 59.16% | 5.697% | 34.61% | 0.5405% | 100%
Sites-Based | FCZ12c | All Commercial | 0.2154% | 0.03288% | 0% | 0% | 0% | 0.2383% | 0.04966% | 0.07366% | 0% | 0.01678% | 3.12% | 64.56% | 8.944% | 21.69% | 1.061% | 100%
Sites-Based | FCZ12i | College | 0% | 0% | 0% | 0% | 0% | 1.196% | 0% | 0% | 0% | 0% | 4.597% | 48.16% | 14.96% | 31.08% | 0% | 100%
Sites-Based | FCZ12i | Food Stores | 0% | 0% | 0% | 0% | 0% | 0% | 0% | 0% | 0% | 0% | 2.345% | 65.04% | 3.131% | 29.49% | 0% | 100%
Sites-Based | FCZ12i | Health Care | 0% | 0% | 0% | 0% | 0% | 1.536% | 0% | 0% | 0% | 0% | 9.233% | 66.4% | 5.946% | 15.43% | 1.46% | 100%
Sites-Based | FCZ12i | Lodging | 0% | 0% | 14.81% | 0% | 0% | 0% | 0% | 0% | 0% | 0% | 3.878% | 63.36% | 0% | 14.21% | 3.748% | 100%
Sites-Based | FCZ12i | Miscellaneous | 0% | 0% | 0% | 0% | 0% | 0.479% | 0% | 0.2667% | 0% | 0% | 4.535% | 62.72% | 16.97% | 14.53% | 0.5036% | 100%
Sites-Based | FCZ12i | Office, Large | 0% | 0% | 0% | 0% | 0% | 17.67% | 0% | 0% | 0% | 0% | 0% | 44.68% | 0% | 31.91% | 5.744% | 100%
Sites-Based | FCZ12i | Office, Small | 0% | 0% | 0% | 0% | 0% | 0% | 0% | 0% | 0% | 0% | 5.712% | 52.8% | 25.2% | 16.07% | 0.2219% | 100%
Sites-Based | FCZ12i | Refrigerated Warehouse | 0% | 0% | 0% | 0% | 0% | 0% | 0% | 0% | 0% | 0% | 0% | 30.93% | 0% | 0% | 69.07% | 100%
Sites-Based | FCZ12i | Restaurant | 0% | 0% | 0% | 0% | 0% | 0% | 0% | 0% | 0% | 0% | 7.634% | 58.51% | 9.997% | 21.81% | 2.051% | 100%
Sites-Based | FCZ12i | Retail | 0% | 0% | 0% | 0% | 0% | 0% | 0% | 0% | 0% | 0% | 0.6931% | 49% | 33.41% | 16.16% | 0.7314% | 100%
Sites-Based | FCZ12i | School | 0% | 0% | 0% | 0% | 0% | 0% | 0% | 0% | 0% | 0% | 8.193% | 70.85% | 4.003% | 16.95% | 0% | 100%
Sites-Based | FCZ12i | Warehouse | 0% | 0% | 0% | 0% | 0% | 0% | 0% | 0% | 0% | 0% | 2.914% | 68.56% | 14.33% | 14.19% | 0% | 100%
Sites-Based | FCZ12i | All Commercial | 0% | 0% | 0.2008% | 0% | 0% | 0.351% | 0% | 0.04733% | 0% | 0% | 4.408% | 56.61% | 20.21% | 17.43% | 0.7493% | 100%
Sites-Based | FCZ13 | College | 0% | 0% | 0% | 0% | 0% | 0% | 0% | 0% | 0% | 0% | 0% | 58.5% | 0% | 39.86% | 1.644% | 100%
Sites-Based | FCZ13 | Food Stores | 0% | 0% | 0% | 0% | 0% | 0.9786% | 0% | 0% | 0% | 0% | 9.255% | 61.05% | 1.697% | 26.35% | 0.6671% | 100%
Sites-Based | FCZ13 | Health Care | 0% | 0% | 0% | 0% | 0.8125% | 0% | 0.8125% | 0% | 0% | 0% | 13.15% | 45.56% | 0.6798% | 37.49% | 1.486% | 100%
Sites-Based | FCZ13 | Lodging | 0% | 0% | 0% | 3.055% | 0% | 3.055% | 0% | 0% | 0% | 0% | 22.41% | 32.21% | 4.483% | 30.01% | 4.779% | 100%
Sites-Based | FCZ13 | Miscellaneous | 0% | 0.2508% | 0.2091% | 0% | 0% | 1.001% | 0% | 0.2206% | 0.5015% | 0% | 4.441% | 71.35% | 1.254% | 20.47% | 0.2974% | 100%
Sites-Based | FCZ13 | Office, Large | 0% | 0% | 0% | 0% | 0% | 0% | 0% | 0% | 0% | 0% | 21.87% | 47.41% | 0% | 30.72% | 0% | 100%
Sites-Based | FCZ13 | Office, Small | 0% | 0% | 0.2781% | 0.2781% | 0% | 0.4556% | 0% | 0% | 0% | 0.2781% | 3.535% | 69.91% | 1.9% | 22.29% | 1.075% | 100%
Sites-Based | FCZ13 | Refrigerated Warehouse | 0% | 0% | 0% | 0% | 0% | 0% | 0% | 0% | 0% | 0% | 0% | 51.77% | 0% | 39.4% | 8.826% | 100%
Sites-Based | FCZ13 | Restaurant | 0% | 0% | 0% | 0% | 0% | 0.6379% | 0% | 0% | 0% | 0% | 13.83% | 46.27% | 3.406% | 32.99% | 2.866% | 100%
Sites-Based | FCZ13 | Retail | 0% | 0% | 0% | 0% | 0% | 0.2701% | 0% | 0% | 0% | 0% | 2.594% | 66.97% | 2.288% | 26.93% | 0.9542% | 100%
Sites-Based | FCZ13 | School | 0% | 0% | 0% | 0% | 0% | 0% | 0% | 0% | 0% | 0% | 5.59% | 73.31% | 1.731% | 19.16% | 0.212% | 100%
Sites-Based | FCZ13 | Warehouse | 1.064% | 0% | 0% | 0% | 0% | 0% | 0% | 0% | 0% | 0% | 3.932% | 58.02% | 1.943% | 35.04% | 0% | 100%
Sites-Based | FCZ13 | All Commercial | 0.04771% | 0.04022% | 0.1134% | 0.09581% | 0.01929% | 0.4988% | 0.01929% | 0.03539% | 0.08045% | 0.07987% | 5.614% | 64.29% | 1.969% | 26.02% | 1.078% | 100%
Sites-Based | FCZ16 | College | 0% | 0% | 0% | 0% | 0% | 0% | 0% | 0% | 0% | 6.677% | 19.82% | 0% | 0% | 73.5% | 0% | 100%
Sites-Based | FCZ16 | Food Stores | 0% | 0% | 0% | 0% | 0% | 0% | 0% | 0% | 0% | 0% | 0% | 86.87% | 3.945% | 7.492% | 1.691% | 100%
Sites-Based | FCZ16 | Health Care | 0% | 0% | 0% | 0% | 0% | 0% | 0% | 0% | 0% | 0% | 0% | 36.1% | 63.9% | 0% | 0% | 100%
Sites-Based | FCZ16 | Lodging | 0% | 0% | 0% | 0% | 0% | 2.179% | 0% | 0% | 0% | 0% | 7.575% | 57.59% | 0.8342% | 24.9% | 6.923% | 100%
Sites-Based | FCZ16 | Miscellaneous | 0% | 0% | 0% | 0% | 0% | 0% | 0% | 0% | 0% | 0% | 2.217% | 85.24% | 2.436% | 10.1% | 0% | 100%
Sites-Based | FCZ16 | Office, Large | 0% | 0% | 0% | 0% | 0% | 0% | 0% | 0% | 0% | 0% | 15.72% | 74.01% | 0% | 9.488% | 0.7849% | 100%
Sites-Based | FCZ16 | Office, Small | 0% | 0% | 0% | 0% | 0% | 0% | 0% | 0% | 0% | 0% | 4.286% | 92.03% | 1.357% | 2.33% | 0% | 100%
Sites-Based | FCZ16 | Refrigerated Warehouse | 0% | 0% | 0% | 0% | 0% | 0% | 0% | 0% | 0% | 0% | 0% | 76.74% | 10.85% | 12.41% | 0% | 100%
Sites-Based | FCZ16 | Restaurant | 0% | 0% | 0% | 0% | 0% | 0% | 0% | 0% | 0% | 0% | 4.153% | 72.14% | 10.5% | 13.21% | 0% | 100%
Sites-Based | FCZ16 | Retail | 0% | 0% | 0% | 0% | 0% | 0.09621% | 0% | 0% | 0% | 0% | 0.372% | 68.82% | 10.16% | 20.35% | 0.1914% | 100%
Sites-Based | FCZ16 | School | 0% | 0% | 0% | 0% | 0% | 0.2972% | 0% | 0% | 0% | 0% | 6.899% | 63.56% | 6.15% | 23.1% | 0% | 100%
Sites-Based | FCZ16 | Warehouse | 0% | 0% | 0% | 0% | 0% | 0% | 0% | 0% | 0% | 0% | 0% | 88.99% | 7.542% | 3.47% | 0% | 100%
Sites-Based | FCZ16 | All Commercial | 0% | 0% | 0% | 0% | 0% | 0.05938% | 0% | 0% | 0% | 0.002738% | 2.452% | 77.02% | 7.621% | 12.63% | 0.221% | 100%
Sites-Based | FCZ17 | College | 0% | 0% | 0% | 0% | 0% | 0% | 0% | 0% | 0% | 0% | 18.86% | 79.7% | 0% | 1.437% | 0% | 100%
Sites-Based | FCZ17 | Food Stores | 0% | 0% | 0% | 0% | 0% | 0% | 0% | 0% | 0% | 0% | 1.545% | 60.69% | 21.82% | 14.42% | 1.526% | 100%
Sites-Based | FCZ17 | Health Care | 0% | 0% | 0% | 0% | 0% | 0% | 0% | 0% | 0% | 0% | 6.335% | 84.88% | 7.905% | 0.8793% | 0% | 100%
Sites-Based | FCZ17 | Lodging | 0% | 0% | 0% | 0% | 0% | 0% | 0% | 0% | 0% | 0% | 17.64% | 43.08% | 17.15% | 22.13% | 0% | 100%
Sites-Based | FCZ17 | Miscellaneous | 0% | 0% | 0% | 0% | 0% | 0% | 0% | 0% | 0% | 0% | 0% | 71.92% | 17.15% | 10.93% | 0% | 100%
Sites-Based | FCZ17 | Office, Large | 0% | 0% | 0% | 0% | 0% | 0% | 0% | 0% | 0% | 0% | 0% | 67.39% | 9.652% | 22.96% | 0% | 100%
Sites-Based | FCZ17 | Office, Small | 0% | 0% | 0% | 0% | 0% | 0% | 0% | 0% | 0% | 0% | 0% | 74.37% | 7.161% | 18.47% | 0% | 100%
Sites-Based | FCZ17 | Refrigerated Warehouse | 0% | 0% | 0% | 0% | 0% | 0% | 0% | 0% | 0% | 0% | 0% | 46.52% | 0% | 53.48% | 0% | 100%
Sites-Based | FCZ17 | Restaurant | 0% | 0% | 0% | 0% | 0% | 0% | 0% | 0% | 0% | 0% | 0% | 70.28% | 12.67% | 16.29% | 0.76% | 100%
Sites-Based | FCZ17 | Retail | 0% | 0% | 0% | 0% | 0% | 0% | 0% | 0% | 0% | 0% | 5.274% | 72.04% | 10.18% | 9.319% | 3.186% | 100%
Sites-Based | FCZ17 | School | 0% | 0% | 0% | 0% | 0% | 0% | 0% | 0.8007% | 0% | 0% | 0% | 53.57% | 37.47% | 8.158% | 0% | 100%
Sites-Based | FCZ17 | Warehouse | 0% | 0% | 0% | 0% | 0% | 0% | 0% | 0% | 0% | 0% | 0% | 94.15% | 3.672% | 2.175% | 0% | 100%
Sites-Based | FCZ17 | All Commercial | 0% | 0% | 0% | 0% | 0% | 0% | 0% | 0.01739% | 0% | 0% | 1.819% | 73.34% | 11.42% | 12.43% | 0.9725% | 100%

## Water Heating Upgrade Vintage
Water Heating Upgrade Vintage By Planning Area, Utility & Forecast Zone
Statewide - Participating Utilities1 + Nonparticipating Utilities2 + Non-Surveyed Forecast Zones3 (FCZ)
Utility xxx Tot - Utility xxx Planning Area (Participating Utility xxx + Nonparticipating Utilities within the planning area of Utility xxx)
Utility xxx - Participating Utility xxx
FCZ xx Tot - Participating Utility Forecast Zone Total (FZC xx + Nonparticipating Utilities within the planning area of the corresponding Utility)
FCZ xx - Participating Utility Forecast zone
1- Participating Utilities: PG&E, SCE, SDG&E, LADWP, SMUD
2- Non-Participating Utilities: Other utilities operating within the areas covered by CEUS survey
3- Forecast Zones (FCZ): Climate zones defined for the Energy Commission's Forecast (FCZ01-FCZ17)
Notes
Year Unknown- Indicates there have been upgrades but specific information was not available
Not Available - Indicates no data was available to determine if there have been any upgrades
No Upgrades Reported- Indicates there have not been any upgrades
New Construction- At the time of the survey, sites up to four-years old were considered as "New Construction" (water heating equipment installed at the time of construction is at least up to the code, but not considered as upgrade)
Floorspace-Based data is listed on rows 24-582, and Site-Based data on rows 583-1141
Calculation Method | Statewide/ Utility/ FCZ | Building Type | 1985<=X<1990 | 1990<=X<1995 | 1995<=X<2000 | 2000<=X<2005 | 2005<=X<2010 | 2010<=X<2015 | 2015<=X<2021 | Year Unknown | Not Available | No Upgrades | New Construction | Total | ← Water Heating Upgrade Vintage
Floorspace-Based | Statewide | College | 0% | 0% | 0% | 0.5395% | 2.717% | 1.515% | 13.39% | 64.31% | 1.246% | 15.59% | 0.6937% | 100% | ↓ % of Commercial floorspace
Floorspace-Based | Statewide | Food Stores | 0% | 0% | 0% | 0.06423% | 0.1056% | 0.886% | 8.569% | 57.18% | 10.99% | 20% | 2.204% | 100%
Floorspace-Based | Statewide | Health Care | 0% | 0% | 0.08404% | 0% | 0.7787% | 1.305% | 10.28% | 52.04% | 4.682% | 26.82% | 4.016% | 100%
Floorspace-Based | Statewide | Lodging | 0% | 0% | 0.05061% | 0.3778% | 0.01775% | 0.7398% | 9.208% | 50.88% | 7.319% | 25.84% | 5.558% | 100%
Floorspace-Based | Statewide | Miscellaneous | 0.03767% | 0% | 0.1035% | 0.03532% | 0.178% | 0.9634% | 4.552% | 61.9% | 7.963% | 22.01% | 2.252% | 100%
Floorspace-Based | Statewide | Office, Large | 0% | 0% | 0.2469% | 0.5669% | 0.7173% | 3.586% | 4.77% | 56.56% | 4.161% | 27.79% | 1.6% | 100%
Floorspace-Based | Statewide | Office, Small | 0% | 0% | 0% | 0.04981% | 0.2415% | 1.512% | 3.347% | 63.85% | 7.84% | 22.13% | 1.029% | 100%
Floorspace-Based | Statewide | Refrigerated Warehouse | 0% | 0% | 0% | 0% | 0.3147% | 0.2369% | 1.221% | 40.97% | 15.78% | 28.42% | 13.05% | 100%
Floorspace-Based | Statewide | Restaurant | 0% | 0.05429% | 0% | 0.2084% | 0.1992% | 1.013% | 6.834% | 57.88% | 9.869% | 22.1% | 1.837% | 100%
Floorspace-Based | Statewide | Retail | 0.009856% | 0% | 0% | 0.02777% | 0.05394% | 0.4038% | 3.147% | 49.59% | 11.26% | 30.65% | 4.849% | 100%
Floorspace-Based | Statewide | School | 0% | 0% | 0% | 0% | 0.03591% | 0.6524% | 2.224% | 66.5% | 7.007% | 23.33% | 0.2523% | 100%
Floorspace-Based | Statewide | Warehouse | 0% | 0% | 0% | 0.04712% | 0.2203% | 0.3819% | 1.848% | 40.25% | 12.11% | 41.52% | 3.615% | 100%
Floorspace-Based | Statewide | All Commercial | 0.008547% | 0.001379% | 0.06436% | 0.1573% | 0.3793% | 1.244% | 4.794% | 55.38% | 8.074% | 27.11% | 2.789% | 100%
Floorspace-Based | PG&E Tot | College | 0% | 0% | 0% | 0% | 8.389% | 0.2579% | 2.09% | 76.28% | 2.072% | 10.04% | 0.8681% | 100%
Floorspace-Based | PG&E Tot | Food Stores | 0% | 0% | 0% | 0.02503% | 0.1812% | 1.807% | 18.32% | 49.42% | 9.738% | 18.72% | 1.795% | 100%
Floorspace-Based | PG&E Tot | Health Care | 0% | 0% | 0.2159% | 0% | 1.11% | 1.911% | 16.59% | 38.37% | 2.141% | 35.1% | 4.552% | 100%
Floorspace-Based | PG&E Tot | Lodging | 0% | 0% | 0.1154% | 0.8502% | 0% | 1.163% | 13% | 52.33% | 3.243% | 26.77% | 2.519% | 100%
Floorspace-Based | PG&E Tot | Miscellaneous | 0% | 0% | 0.09331% | 0.05539% | 0.2286% | 1.47% | 5.517% | 60.46% | 6.325% | 22.62% | 3.237% | 100%
Floorspace-Based | PG&E Tot | Office, Large | 0% | 0% | 0% | 0.764% | 0% | 6.576% | 3.645% | 57.19% | 3.618% | 25.35% | 2.861% | 100%
Floorspace-Based | PG&E Tot | Office, Small | 0% | 0% | 0% | 0.01555% | 0.4741% | 1.642% | 5.523% | 57.53% | 6.834% | 26.52% | 1.466% | 100%
Floorspace-Based | PG&E Tot | Refrigerated Warehouse | 0% | 0% | 0% | 0% | 0.8461% | 0.6369% | 3.005% | 48.57% | 10.5% | 21.65% | 14.79% | 100%
Floorspace-Based | PG&E Tot | Restaurant | 0% | 0.164% | 0% | 0.273% | 0.438% | 1.823% | 10.04% | 51.83% | 11.92% | 21.19% | 2.323% | 100%
Floorspace-Based | PG&E Tot | Retail | 0.03352% | 0% | 0% | 0.09444% | 0.1182% | 0.9572% | 4.816% | 46.65% | 14.56% | 29.68% | 3.095% | 100%
Floorspace-Based | PG&E Tot | School | 0% | 0% | 0% | 0% | 0.09394% | 0.8498% | 6.361% | 67.49% | 10.61% | 14.44% | 0.1567% | 100%
Floorspace-Based | PG&E Tot | Warehouse | 0% | 0% | 0% | 0.1797% | 0.451% | 0.8707% | 3.29% | 36.07% | 10.33% | 42.33% | 6.478% | 100%
Floorspace-Based | PG&E Tot | All Commercial | 0.003442% | 0.003768% | 0.04275% | 0.2365% | 0.5811% | 2.181% | 6.33% | 54.24% | 7.088% | 26.07% | 3.219% | 100%
Floorspace-Based | SCE Tot | College | 0% | 0% | 0% | 1.333% | 0% | 0% | 6.17% | 65.65% | 1.215% | 25.07% | 0.5565% | 100%
Floorspace-Based | SCE Tot | Food Stores | 0% | 0% | 0% | 0.1335% | 0.1016% | 0.4514% | 4.343% | 60.97% | 16.78% | 14.65% | 2.561% | 100%
Floorspace-Based | SCE Tot | Health Care | 0% | 0% | 0% | 0% | 0.949% | 1.011% | 4.662% | 57.76% | 7.442% | 23.81% | 4.368% | 100%
Floorspace-Based | SCE Tot | Lodging | 0% | 0% | 0% | 0.0152% | 0.05323% | 0.558% | 3.507% | 55.84% | 13.84% | 22.17% | 4.02% | 100%
Floorspace-Based | SCE Tot | Miscellaneous | 0.1177% | 0% | 0.03393% | 0% | 0.1393% | 0.6137% | 2.627% | 61.47% | 11.69% | 21.92% | 1.389% | 100%
Floorspace-Based | SCE Tot | Office, Large | 0% | 0% | 0.8754% | 0.6162% | 0% | 0.4125% | 5.816% | 50.14% | 8.256% | 32.97% | 0.9194% | 100%
Floorspace-Based | SCE Tot | Office, Small | 0% | 0% | 0% | 0.1166% | 0.1482% | 0.1877% | 1.152% | 65.62% | 10.21% | 21.55% | 1.014% | 100%
Floorspace-Based | SCE Tot | Refrigerated Warehouse | 0% | 0% | 0% | 0% | 0% | 0% | 0.1111% | 31.25% | 21.21% | 33.43% | 13.99% | 100%
Floorspace-Based | SCE Tot | Restaurant | 0% | 0% | 0% | 0% | 0.07974% | 0.7309% | 3.359% | 59.89% | 10.61% | 23.7% | 1.629% | 100%
Floorspace-Based | SCE Tot | Retail | 0% | 0% | 0% | 0% | 0.02105% | 0.236% | 2.465% | 47.89% | 11.54% | 30.18% | 7.675% | 100%
Floorspace-Based | SCE Tot | School | 0% | 0% | 0% | 0% | 0% | 0.4268% | 0.4176% | 64.39% | 4.787% | 29.54% | 0.4401% | 100%
Floorspace-Based | SCE Tot | Warehouse | 0% | 0% | 0% | 0% | 0.1572% | 0.2365% | 1.002% | 38.11% | 13.71% | 43.91% | 2.881% | 100%
Floorspace-Based | SCE Tot | All Commercial | 0.01771% | 0% | 0.09515% | 0.1343% | 0.1242% | 0.3801% | 2.559% | 52.8% | 10.77% | 30.14% | 2.978% | 100%
Floorspace-Based | SDG&E Tot | College | 0% | 0% | 0% | 0% | 0% | 10.95% | 0.02637% | 82.78% | 0.6377% | 4.864% | 0.7417% | 100%
Floorspace-Based | SDG&E Tot | Food Stores | 0% | 0% | 0% | 0% | 0% | 0% | 1.746% | 56.19% | 2.023% | 39.54% | 0.4948% | 100%
Floorspace-Based | SDG&E Tot | Health Care | 0% | 0% | 0% | 0% | 0% | 0% | 9.531% | 63.61% | 0.5509% | 22.34% | 3.972% | 100%
Floorspace-Based | SDG&E Tot | Lodging | 0% | 0% | 0% | 0% | 0% | 0% | 11.93% | 37.99% | 6.425% | 31.46% | 12.19% | 100%
Floorspace-Based | SDG&E Tot | Miscellaneous | 0% | 0% | 0% | 0% | 0.01482% | 0.4327% | 7.677% | 59.27% | 6.968% | 22.71% | 2.932% | 100%
Floorspace-Based | SDG&E Tot | Office, Large | 0% | 0% | 0% | 0% | 0% | 3.461% | 4.594% | 47.41% | 1.6% | 42.06% | 0.8797% | 100%
Floorspace-Based | SDG&E Tot | Office, Small | 0% | 0% | 0% | 0% | 0% | 1.632% | 4.274% | 67.92% | 7.663% | 18.17% | 0.3485% | 100%
Floorspace-Based | SDG&E Tot | Refrigerated Warehouse | 0% | 0% | 0% | 0% | 0% | 0% | 1.584% | 13.28% | 0% | 81.63% | 3.509% | 100%
Floorspace-Based | SDG&E Tot | Restaurant | 0% | 0% | 0% | 0% | 0% | 0.3159% | 8.268% | 62.89% | 4.817% | 20.99% | 2.724% | 100%
Floorspace-Based | SDG&E Tot | Retail | 0% | 0% | 0% | 0% | 0% | 0% | 2.802% | 50.95% | 12.43% | 32.65% | 1.163% | 100%
Floorspace-Based | SDG&E Tot | School | 0% | 0% | 0% | 0% | 0% | 2.573% | 0.1944% | 50.2% | 3.101% | 43.93% | 0% | 100%
Floorspace-Based | SDG&E Tot | Warehouse | 0% | 0% | 0% | 0% | 0% | 0% | 0.8442% | 55.03% | 6.732% | 35.84% | 1.555% | 100%
Floorspace-Based | SDG&E Tot | All Commercial | 0% | 0% | 0% | 0% | 0.003234% | 1.696% | 5.106% | 56.27% | 5.541% | 29% | 2.384% | 100%
Floorspace-Based | LADWP Tot | College | 0% | 0% | 0% | 0% | 0% | 0% | 95.5% | 3.31% | 0% | 1.189% | 0% | 100%
Floorspace-Based | LADWP Tot | Food Stores | 0% | 0% | 0% | 0% | 0% | 0% | 1.28% | 71.06% | 4.142% | 19.72% | 3.792% | 100%
Floorspace-Based | LADWP Tot | Health Care | 0% | 0% | 0% | 0% | 0% | 1.589% | 9.641% | 73.1% | 11.37% | 4.299% | 0% | 100%
Floorspace-Based | LADWP Tot | Lodging | 0% | 0% | 0% | 0% | 0% | 0% | 6.847% | 46.19% | 5.275% | 23.41% | 18.27% | 100%
Floorspace-Based | LADWP Tot | Miscellaneous | 0% | 0% | 0.64% | 0% | 0% | 0% | 0% | 77.78% | 7.174% | 14.41% | 0% | 100%
Floorspace-Based | LADWP Tot | Office, Large | 0% | 0% | 0% | 0% | 4.398% | 0.7175% | 5.52% | 73.37% | 0.9195% | 14.78% | 0.2965% | 100%
Floorspace-Based | LADWP Tot | Office, Small | 0% | 0% | 0% | 0% | 0% | 6.84% | 1.702% | 81.13% | 4.896% | 5.431% | 0% | 100%
Floorspace-Based | LADWP Tot | Refrigerated Warehouse | 0% | 0% | 0% | 0% | 0% | 0% | 0% | 64.77% | 18.58% | 16.66% | 0% | 100%
Floorspace-Based | LADWP Tot | Restaurant | 0% | 0% | 0% | 1.058% | 0% | 0% | 7.478% | 68% | 7.819% | 15.41% | 0.2345% | 100%
Floorspace-Based | LADWP Tot | Retail | 0% | 0% | 0% | 0% | 0.09569% | 0% | 1.098% | 65.87% | 4.038% | 28.19% | 0.7103% | 100%
Floorspace-Based | LADWP Tot | School | 0% | 0% | 0% | 0% | 0% | 0% | 2.107% | 79.23% | 10.59% | 8.066% | 0% | 100%
Floorspace-Based | LADWP Tot | Warehouse | 0% | 0% | 0% | 0% | 0% | 0% | 0% | 84.9% | 6.348% | 8.756% | 0% | 100%
Floorspace-Based | LADWP Tot | All Commercial | 0% | 0% | 0.1011% | 0.03171% | 1.151% | 0.7291% | 7.68% | 69.87% | 5.206% | 14.15% | 1.077% | 100%
Floorspace-Based | SMUD Tot | College | 0% | 0% | 0% | 0% | 0% | 0% | 0% | 54.99% | 0% | 42.32% | 2.693% | 100%
Floorspace-Based | SMUD Tot | Food Stores | 0% | 0% | 0% | 0% | 0% | 1.568% | 1.715% | 54.27% | 0.3861% | 39.82% | 2.235% | 100%
Floorspace-Based | SMUD Tot | Health Care | 0% | 0% | 0% | 0% | 0% | 1.118% | 4.462% | 53.91% | 1.455% | 34.57% | 4.492% | 100%
Floorspace-Based | SMUD Tot | Lodging | 0% | 0% | 0% | 0% | 0% | 2.399% | 12.21% | 39.42% | 1.196% | 39.82% | 4.959% | 100%
Floorspace-Based | SMUD Tot | Miscellaneous | 0% | 0% | 0% | 0.2753% | 0.7415% | 1.165% | 10.08% | 57.89% | 0.281% | 29.52% | 0.04781% | 100%
Floorspace-Based | SMUD Tot | Office, Large | 0% | 0% | 0% | 2.003% | 0% | 6.818% | 6.862% | 48.04% | 0% | 36.28% | 0% | 100%
Floorspace-Based | SMUD Tot | Office, Small | 0% | 0% | 0% | 0% | 0% | 2.553% | 2.804% | 65.39% | 1.376% | 27.07% | 0.8142% | 100%
Floorspace-Based | SMUD Tot | Refrigerated Warehouse | 0% | 0% | 0% | 0% | 0% | 0% | 0% | 61.7% | 0% | 9.74% | 28.56% | 100%
Floorspace-Based | SMUD Tot | Restaurant | 0% | 0% | 0% | 0% | 0.4715% | 1.635% | 12.31% | 48.1% | 2.071% | 32.86% | 2.552% | 100%
Floorspace-Based | SMUD Tot | Retail | 0% | 0% | 0% | 0% | 0% | 0.2645% | 4.495% | 48.2% | 0.3963% | 42.86% | 3.784% | 100%
Floorspace-Based | SMUD Tot | School | 0% | 0% | 0% | 0% | 0.2629% | 0% | 0.3846% | 77.62% | 5.45% | 16.21% | 0.0629% | 100%
Floorspace-Based | SMUD Tot | Warehouse | 0% | 0% | 0% | 0% | 0% | 0% | 14.22% | 57.92% | 3.081% | 24.78% | 0% | 100%
Floorspace-Based | SMUD Tot | All Commercial | 0% | 0% | 0% | 0.3539% | 0.1803% | 1.793% | 6.366% | 56% | 1.222% | 32.3% | 1.784% | 100%
Floorspace-Based | FCZ01 Tot | College | 0% | 0% | 0% | 0% | 0.1081% | 0.6359% | 1.271% | 95.51% | 0.8782% | 0.7733% | 0.8204% | 100%
Floorspace-Based | FCZ01 Tot | Food Stores | 0% | 0% | 0% | 0.06283% | 0.1721% | 0.2333% | 29.91% | 54.91% | 4.417% | 9.563% | 0.7335% | 100%
Floorspace-Based | FCZ01 Tot | Health Care | 0% | 0% | 0% | 0% | 2.21% | 0.5404% | 16.36% | 35.58% | 1.811% | 41.33% | 2.168% | 100%
Floorspace-Based | FCZ01 Tot | Lodging | 0% | 0% | 0.2819% | 1.631% | 0% | 0.6516% | 10.43% | 55.61% | 4.5% | 24.38% | 2.52% | 100%
Floorspace-Based | FCZ01 Tot | Miscellaneous | 0% | 0% | 0.08673% | 0% | 0.2493% | 0.6192% | 5.103% | 66.03% | 5.508% | 19.76% | 2.647% | 100%
Floorspace-Based | FCZ01 Tot | Office, Large | 0% | 0% | 0% | 0.9013% | 0% | 6.929% | 3.747% | 59.59% | 1.977% | 23.54% | 3.312% | 100%
Floorspace-Based | FCZ01 Tot | Office, Small | 0% | 0% | 0% | 0% | 0.7833% | 0.5858% | 7.345% | 68.91% | 5.294% | 15.51% | 1.569% | 100%
Floorspace-Based | FCZ01 Tot | Refrigerated Warehouse | 0% | 0% | 0% | 0% | 0% | 1.99% | 2.07% | 83.63% | 2.62% | 5.368% | 4.32% | 100%
Floorspace-Based | FCZ01 Tot | Restaurant | 0% | 0% | 0% | 0.1883% | 0.8594% | 1.496% | 8.856% | 58.22% | 11.18% | 17.64% | 1.554% | 100%
Floorspace-Based | FCZ01 Tot | Retail | 0% | 0% | 0% | 0.08689% | 0.2137% | 0.9146% | 4.346% | 52.53% | 11.15% | 26.09% | 4.667% | 100%
Floorspace-Based | FCZ01 Tot | School | 0% | 0% | 0% | 0% | 0.2475% | 2.238% | 3.422% | 74.62% | 13.98% | 5.259% | 0.2363% | 100%
Floorspace-Based | FCZ01 Tot | Warehouse | 0% | 0% | 0% | 0.5348% | 1.174% | 0.3553% | 4.968% | 59.42% | 3.086% | 29.57% | 0.8846% | 100%
Floorspace-Based | FCZ01 Tot | All Commercial | 0% | 0% | 0.03763% | 0.3796% | 0.378% | 2.471% | 6.07% | 61.73% | 4.846% | 21.51% | 2.57% | 100%
Floorspace-Based | FCZ02 Tot | College | 0% | 0% | 0% | 0% | 0% | 0% | 0% | 88.37% | 6.049% | 5.581% | 0% | 100%
Floorspace-Based | FCZ02 Tot | Food Stores | 0% | 0% | 0% | 0% | 1.015% | 5.967% | 10.95% | 52.7% | 9.542% | 18.68% | 1.146% | 100%
Floorspace-Based | FCZ02 Tot | Health Care | 0% | 0% | 2.115% | 0% | 0% | 2.659% | 16.88% | 49.14% | 1.052% | 23.98% | 4.168% | 100%
Floorspace-Based | FCZ02 Tot | Lodging | 0% | 0% | 0% | 0.6751% | 0% | 0.9625% | 18.36% | 58.62% | 0% | 20.57% | 0.8158% | 100%
Floorspace-Based | FCZ02 Tot | Miscellaneous | 0% | 0% | 0.637% | 0.643% | 1.239% | 1.836% | 6.513% | 61.36% | 4.629% | 20.25% | 2.896% | 100%
Floorspace-Based | FCZ02 Tot | Office, Large | 0% | 0% | 0% | 0% | 0% | 14.27% | 4.459% | 63.02% | 0% | 18.25% | 0% | 100%
Floorspace-Based | FCZ02 Tot | Office, Small | 0% | 0% | 0% | 0.1323% | 1.246% | 1.614% | 3.054% | 64.73% | 1.987% | 26.61% | 0.6262% | 100%
Floorspace-Based | FCZ02 Tot | Refrigerated Warehouse | 0% | 0% | 0% | 0% | 4.327% | 0% | 0.454% | 90.62% | 1.511% | 3.084% | 0% | 100%
Floorspace-Based | FCZ02 Tot | Restaurant | 0% | 1.864% | 0% | 1.323% | 0% | 3.871% | 8.806% | 57.96% | 10.75% | 12.59% | 2.841% | 100%
Floorspace-Based | FCZ02 Tot | Retail | 0% | 0% | 0% | 0.5797% | 0% | 2.361% | 12.22% | 55.94% | 11.69% | 15.31% | 1.904% | 100%
Floorspace-Based | FCZ02 Tot | School | 0% | 0% | 0% | 0% | 0% | 0% | 27.81% | 65.19% | 1.897% | 5.104% | 0% | 100%
Floorspace-Based | FCZ02 Tot | Warehouse | 0% | 0% | 0% | 0% | 0.9249% | 2.614% | 0.9545% | 40.3% | 2.703% | 18.51% | 33.99% | 100%
Floorspace-Based | FCZ02 Tot | All Commercial | 0% | 0.04312% | 0.2626% | 0.3698% | 0.6521% | 2.5% | 10.22% | 60% | 3.638% | 18.48% | 3.824% | 100%
Floorspace-Based | FCZ03 Tot | College | 0% | 0% | 0% | 0% | 0% | 0% | 0% | 96.36% | 3.55% | 0.09123% | 0% | 100%
Floorspace-Based | FCZ03 Tot | Food Stores | 0% | 0% | 0% | 0% | 0% | 0% | 12.77% | 62.11% | 8.876% | 14.24% | 2.013% | 100%
Floorspace-Based | FCZ03 Tot | Health Care | 0% | 0% | 0% | 0% | 0% | 0% | 10.69% | 41.9% | 2.696% | 35.5% | 9.213% | 100%
Floorspace-Based | FCZ03 Tot | Lodging | 0% | 0% | 0% | 0% | 0% | 0.1867% | 0% | 24.8% | 12.76% | 62.25% | 0% | 100%
Floorspace-Based | FCZ03 Tot | Miscellaneous | 0% | 0% | 0% | 0.2886% | 0% | 0.2381% | 4.492% | 54.02% | 20.61% | 19.67% | 0.6766% | 100%
Floorspace-Based | FCZ03 Tot | Office, Large | 0% | 0% | 0% | 0% | 0% | 0% | 0% | 88.9% | 0% | 11.1% | 0% | 100%
Floorspace-Based | FCZ03 Tot | Office, Small | 0% | 0% | 0% | 0% | 0% | 3.672% | 14.95% | 43.76% | 9.153% | 27% | 1.465% | 100%
Floorspace-Based | FCZ03 Tot | Refrigerated Warehouse | 0% | 0% | 0% | 0% | 0% | 0% | 0% | 89.09% | 0% | 10.91% | 0% | 100%
Floorspace-Based | FCZ03 Tot | Restaurant | 0% | 0% | 0% | 1.881% | 0% | 0% | 8.434% | 66.01% | 2.234% | 21.44% | 0% | 100%
Floorspace-Based | FCZ03 Tot | Retail | 0% | 0% | 0% | 0% | 0% | 2.761% | 2.574% | 53.56% | 10.15% | 27.91% | 3.049% | 100%
Floorspace-Based | FCZ03 Tot | School | 0% | 0% | 0% | 0% | 0% | 0% | 1.802% | 77.17% | 12.43% | 8.6% | 0% | 100%
Floorspace-Based | FCZ03 Tot | Warehouse | 0% | 0% | 0% | 0% | 0% | 0% | 4.898% | 38.01% | 6.659% | 49.95% | 0.4799% | 100%
Floorspace-Based | FCZ03 Tot | All Commercial | 0% | 0% | 0% | 0.1349% | 0% | 0.7368% | 4.743% | 58.33% | 12.23% | 22.61% | 1.212% | 100%
Floorspace-Based | FCZ04 Tot | College | 0% | 0% | 0% | 0% | 0% | 0% | 0% | 76.43% | 1.334% | 19.41% | 2.818% | 100%
Floorspace-Based | FCZ04 Tot | Food Stores | 0% | 0% | 0% | 0% | 0% | 4.929% | 15.97% | 36.92% | 11.92% | 26.7% | 3.565% | 100%
Floorspace-Based | FCZ04 Tot | Health Care | 0% | 0% | 0% | 0% | 0% | 5.515% | 28.97% | 46.17% | 1.344% | 15.96% | 2.042% | 100%
Floorspace-Based | FCZ04 Tot | Lodging | 0% | 0% | 0% | 0% | 0% | 3.945% | 24.13% | 25.61% | 2.201% | 40.22% | 3.896% | 100%
Floorspace-Based | FCZ04 Tot | Miscellaneous | 0% | 0% | 0% | 0% | 0% | 6.724% | 9.821% | 40.21% | 5.797% | 32.63% | 4.813% | 100%
Floorspace-Based | FCZ04 Tot | Office, Large | 0% | 0% | 0% | 0% | 0% | 4.746% | 3.45% | 15.12% | 25.45% | 50.33% | 0.8985% | 100%
Floorspace-Based | FCZ04 Tot | Office, Small | 0% | 0% | 0% | 0% | 0% | 1.728% | 8.217% | 24.97% | 6.627% | 56.94% | 1.511% | 100%
Floorspace-Based | FCZ04 Tot | Refrigerated Warehouse | 0% | 0% | 0% | 0% | 0% | 0% | 2.278% | 5.652% | 28.08% | 60.97% | 3.023% | 100%
Floorspace-Based | FCZ04 Tot | Restaurant | 0% | 0% | 0% | 0% | 0% | 3.381% | 26.94% | 23.06% | 12.99% | 29.89% | 3.736% | 100%
Floorspace-Based | FCZ04 Tot | Retail | 0% | 0% | 0% | 0% | 0% | 1.35% | 8.136% | 34.34% | 18.3% | 36.31% | 1.57% | 100%
Floorspace-Based | FCZ04 Tot | School | 0% | 0% | 0% | 0% | 0% | 0% | 9.918% | 52.41% | 4.447% | 32.81% | 0.407% | 100%
Floorspace-Based | FCZ04 Tot | Warehouse | 0% | 0% | 0% | 0% | 0% | 1.54% | 2.203% | 18.13% | 15.73% | 57.54% | 4.86% | 100%
Floorspace-Based | FCZ04 Tot | All Commercial | 0% | 0% | 0% | 0% | 0% | 3.115% | 8.458% | 32.12% | 11.23% | 41.8% | 3.273% | 100%
Floorspace-Based | FCZ05 Tot | College | 0% | 0% | 0% | 0% | 0% | 0% | 12.46% | 43.45% | 2.317% | 41.77% | 0% | 100%
Floorspace-Based | FCZ05 Tot | Food Stores | 0% | 0% | 0% | 0% | 0% | 0.634% | 3.718% | 55.17% | 16.67% | 20.32% | 3.489% | 100%
Floorspace-Based | FCZ05 Tot | Health Care | 0% | 0% | 0% | 0% | 0% | 4.299% | 16.05% | 25.23% | 5.789% | 34.3% | 14.32% | 100%
Floorspace-Based | FCZ05 Tot | Lodging | 0% | 0% | 0% | 0% | 0% | 1.642% | 7.468% | 37.93% | 8.054% | 40.06% | 4.848% | 100%
Floorspace-Based | FCZ05 Tot | Miscellaneous | 0% | 0% | 0% | 0% | 0% | 0% | 3.876% | 57.99% | 5.646% | 26.47% | 6.019% | 100%
Floorspace-Based | FCZ05 Tot | Office, Large | 0% | 0% | 0% | 0% | 0% | 0% | 3.902% | 74.83% | 10.9% | 10.37% | 0% | 100%
Floorspace-Based | FCZ05 Tot | Office, Small | 0% | 0% | 0% | 0% | 0% | 4.939% | 0.2027% | 53.44% | 6.9% | 31.73% | 2.782% | 100%
Floorspace-Based | FCZ05 Tot | Refrigerated Warehouse | 0% | 0% | 0% | 0% | 0% | 0% | 8.063% | 5.735% | 14.3% | 24.36% | 47.55% | 100%
Floorspace-Based | FCZ05 Tot | Restaurant | 0% | 0% | 0% | 0% | 0% | 2.01% | 4.557% | 44.53% | 15.33% | 29.64% | 3.926% | 100%
Floorspace-Based | FCZ05 Tot | Retail | 0.1961% | 0% | 0% | 0% | 0% | 0% | 1.158% | 42.52% | 16.28% | 37.67% | 2.176% | 100%
Floorspace-Based | FCZ05 Tot | School | 0% | 0% | 0% | 0% | 0% | 0% | 2.841% | 49.05% | 17.6% | 30.5% | 0% | 100%
Floorspace-Based | FCZ05 Tot | Warehouse | 0% | 0% | 0% | 0% | 0% | 0% | 4.22% | 25.61% | 14.95% | 40.87% | 14.34% | 100%
Floorspace-Based | FCZ05 Tot | All Commercial | 0.0289% | 0% | 0% | 0% | 0% | 1.035% | 4.49% | 45.38% | 10.74% | 31.6% | 6.726% | 100%
Floorspace-Based | FCZ06 Tot | College | 0% | 0% | 0% | 0% | 52.51% | 0% | 0% | 41.03% | 3.779% | 2.683% | 0% | 100%
Floorspace-Based | FCZ06 Tot | Food Stores | 0% | 0% | 0% | 0% | 0% | 0% | 11.09% | 33.98% | 15.63% | 38.88% | 0.4175% | 100%
Floorspace-Based | FCZ06 Tot | Health Care | 0% | 0% | 0% | 0% | 0% | 0% | 1.461% | 50.65% | 0.2817% | 42.82% | 4.786% | 100%
Floorspace-Based | FCZ06 Tot | Lodging | 0% | 0% | 0% | 0% | 0% | 1.457% | 9.577% | 57.2% | 2.258% | 25.25% | 4.253% | 100%
Floorspace-Based | FCZ06 Tot | Miscellaneous | 0% | 0% | 0% | 0% | 0% | 0% | 1.108% | 63.75% | 8.879% | 24.16% | 2.105% | 100%
Floorspace-Based | FCZ06 Tot | Office, Large | 0% | 0% | 0% | 0% | 0% | 0% | 0% | 33.32% | 2.503% | 64.18% | 0% | 100%
Floorspace-Based | FCZ06 Tot | Office, Small | 0% | 0% | 0% | 0% | 0% | 0.5521% | 2.207% | 62.58% | 16.32% | 18.1% | 0.2373% | 100%
Floorspace-Based | FCZ06 Tot | Refrigerated Warehouse | 0% | 0% | 0% | 0% | 0% | 0% | 0% | 27.75% | 7.413% | 24.28% | 40.56% | 100%
Floorspace-Based | FCZ06 Tot | Restaurant | 0% | 0% | 0% | 0% | 0% | 0% | 4.298% | 56.27% | 13.54% | 23.49% | 2.407% | 100%
Floorspace-Based | FCZ06 Tot | Retail | 0% | 0% | 0% | 0% | 0.2954% | 0% | 0.3679% | 38.92% | 24.04% | 34.42% | 1.957% | 100%
Floorspace-Based | FCZ06 Tot | School | 0% | 0% | 0% | 0% | 0% | 0% | 4.703% | 90.97% | 1.196% | 3.132% | 0% | 100%
Floorspace-Based | FCZ06 Tot | Warehouse | 0% | 0% | 0% | 0% | 0% | 0% | 0% | 41.11% | 14.78% | 41.67% | 2.435% | 100%
Floorspace-Based | FCZ06 Tot | All Commercial | 0% | 0% | 0% | 0% | 4.303% | 0.2674% | 2.755% | 54.09% | 10% | 26.32% | 2.261% | 100%
Floorspace-Based | FCZ07 Tot | College | 0% | 0% | 0% | 0% | 0% | 0% | 7.26% | 82.54% | 1.81% | 8.395% | 0% | 100%
Floorspace-Based | FCZ07 Tot | Food Stores | 0% | 0% | 0% | 0.226% | 0% | 0% | 4.815% | 66.49% | 15.42% | 12.56% | 0.4908% | 100%
Floorspace-Based | FCZ07 Tot | Health Care | 0% | 0% | 0% | 0% | 0% | 0.5301% | 2.878% | 64.65% | 6.196% | 25.41% | 0.3328% | 100%
Floorspace-Based | FCZ07 Tot | Lodging | 0% | 0% | 0% | 0% | 0% | 0.371% | 0.6711% | 55.7% | 17.06% | 21.49% | 4.706% | 100%
Floorspace-Based | FCZ07 Tot | Miscellaneous | 0.2045% | 0% | 0.05894% | 0% | 0.07734% | 0.6726% | 2.11% | 69.68% | 14.23% | 11.54% | 1.424% | 100%
Floorspace-Based | FCZ07 Tot | Office, Large | 0% | 0% | 1.103% | 0.7766% | 0% | 0.5199% | 4.203% | 54.7% | 8.781% | 29.7% | 0.2215% | 100%
Floorspace-Based | FCZ07 Tot | Office, Small | 0% | 0% | 0% | 0% | 0% | 0% | 1.197% | 75.84% | 9.848% | 12.16% | 0.9544% | 100%
Floorspace-Based | FCZ07 Tot | Refrigerated Warehouse | 0% | 0% | 0% | 0% | 0% | 0% | 0% | 43.48% | 33.85% | 22.67% | 0% | 100%
Floorspace-Based | FCZ07 Tot | Restaurant | 0% | 0% | 0% | 0% | 0% | 0.624% | 1.104% | 65.34% | 11.53% | 19.71% | 1.69% | 100%
Floorspace-Based | FCZ07 Tot | Retail | 0% | 0% | 0% | 0% | 0.03654% | 0.3295% | 0.8875% | 59.73% | 13.09% | 24.52% | 1.4% | 100%
Floorspace-Based | FCZ07 Tot | School | 0% | 0% | 0% | 0% | 0% | 0.7786% | 0.4143% | 76.24% | 5.369% | 17.11% | 0.08872% | 100%
Floorspace-Based | FCZ07 Tot | Warehouse | 0% | 0% | 0% | 0% | 0% | 0.4657% | 0.7568% | 65.89% | 10.93% | 20.43% | 1.522% | 100%
Floorspace-Based | FCZ07 Tot | All Commercial | 0.03066% | 0% | 0.1647% | 0.1161% | 0.01689% | 0.4328% | 1.944% | 65.39% | 11.18% | 19.61% | 1.11% | 100%
Floorspace-Based | FCZ08 Tot | College | 0% | 0% | 0% | 0% | 0% | 0% | 0.2524% | 45.67% | 0.4995% | 53.58% | 0% | 100%
Floorspace-Based | FCZ08 Tot | Food Stores | 0% | 0% | 0% | 0% | 0% | 0% | 2.736% | 60.73% | 3.282% | 31.98% | 1.272% | 100%
Floorspace-Based | FCZ08 Tot | Health Care | 0% | 0% | 0% | 0% | 14.08% | 0% | 0% | 58.66% | 0% | 27.26% | 0% | 100%
Floorspace-Based | FCZ08 Tot | Lodging | 0% | 0% | 0% | 0% | 0% | 0% | 0% | 85.42% | 6.404% | 8.174% | 0% | 100%
Floorspace-Based | FCZ08 Tot | Miscellaneous | 0% | 0% | 0% | 0% | 0% | 0% | 0% | 59.63% | 7.383% | 32.22% | 0.7672% | 100%
Floorspace-Based | FCZ08 Tot | Office, Large | 0% | 0% | 0% | 0% | 0% | 0% | 13.66% | 33.49% | 0% | 45.08% | 7.77% | 100%
Floorspace-Based | FCZ08 Tot | Office, Small | 0% | 0% | 0% | 0% | 0% | 0% | 1.595% | 68.07% | 4.734% | 24.9% | 0.7034% | 100%
Floorspace-Based | FCZ08 Tot | Refrigerated Warehouse | 0% | 0% | 0% | 0% | 0% | 0% | 0% | 95.78% | 4.218% | 0% | 0% | 100%
Floorspace-Based | FCZ08 Tot | Restaurant | 0% | 0% | 0% | 0% | 0% | 0% | 6.944% | 69.61% | 3.981% | 19.46% | 0% | 100%
Floorspace-Based | FCZ08 Tot | Retail | 0% | 0% | 0% | 0% | 0% | 0% | 1.005% | 60.23% | 11.94% | 22.83% | 4.001% | 100%
Floorspace-Based | FCZ08 Tot | School | 0% | 0% | 0% | 0% | 0% | 0% | 0% | 76.73% | 0% | 21.93% | 1.346% | 100%
Floorspace-Based | FCZ08 Tot | Warehouse | 0% | 0% | 0% | 0% | 0% | 0% | 0% | 64.14% | 5.836% | 30.02% | 0% | 100%
Floorspace-Based | FCZ08 Tot | All Commercial | 0% | 0% | 0% | 0% | 0.734% | 0% | 2.528% | 58.95% | 4.322% | 31.49% | 1.976% | 100%
Floorspace-Based | FCZ09 Tot | College | 0% | 0% | 0% | 0% | 0% | 0% | 0% | 98.48% | 0% | 1.522% | 0% | 100%
Floorspace-Based | FCZ09 Tot | Food Stores | 0% | 0% | 0% | 0% | 0% | 1.867% | 12.71% | 65.5% | 7.474% | 11.23% | 1.209% | 100%
Floorspace-Based | FCZ09 Tot | Health Care | 0% | 0% | 0% | 0% | 0% | 0% | 14.23% | 24.74% | 40.29% | 16.88% | 3.856% | 100%
Floorspace-Based | FCZ09 Tot | Lodging | 0% | 0% | 0% | 0% | 0% | 0% | 12.04% | 54.07% | 0.8951% | 32.99% | 0% | 100%
Floorspace-Based | FCZ09 Tot | Miscellaneous | 0% | 0% | 0% | 0% | 0% | 1.137% | 1.206% | 64.01% | 8.692% | 21.31% | 3.644% | 100%
Floorspace-Based | FCZ09 Tot | Office, Large | 0% | 0% | 0% | 0% | 0% | 0% | 0% | 92.02% | 0% | 7.983% | 0% | 100%
Floorspace-Based | FCZ09 Tot | Office, Small | 0% | 0% | 0% | 0% | 0% | 4.387% | 0% | 40.02% | 16.75% | 38.84% | 0% | 100%
Floorspace-Based | FCZ09 Tot | Refrigerated Warehouse | 0% | 0% | 0% | 0% | 0% | 0% | 0% | 7.844% | 0% | 92.16% | 0% | 100%
Floorspace-Based | FCZ09 Tot | Restaurant | 0% | 0% | 0% | 0% | 0% | 3.088% | 2.977% | 42.08% | 22.05% | 26.09% | 3.712% | 100%
Floorspace-Based | FCZ09 Tot | Retail | 0% | 0% | 0% | 0% | 0% | 0.6777% | 18.73% | 24.04% | 3.196% | 51.63% | 1.734% | 100%
Floorspace-Based | FCZ09 Tot | School | 0% | 0% | 0% | 0% | 0% | 0% | 0% | 60.49% | 5.147% | 34.36% | 0% | 100%
Floorspace-Based | FCZ09 Tot | Warehouse | 0% | 0% | 0% | 0% | 0% | 0% | 0.4782% | 12.34% | 4.045% | 83.14% | 0% | 100%
Floorspace-Based | FCZ09 Tot | All Commercial | 0% | 0% | 0% | 0% | 0% | 0.8805% | 5.092% | 44.05% | 8.414% | 40.18% | 1.38% | 100%
Floorspace-Based | FCZ10 Tot | College | 0% | 0% | 0% | 19.28% | 0% | 0% | 31.02% | 30.26% | 1.711% | 10.98% | 6.74% | 100%
Floorspace-Based | FCZ10 Tot | Food Stores | 0% | 0% | 0% | 0% | 0.6825% | 2.433% | 4.484% | 32.45% | 34.79% | 19.25% | 5.912% | 100%
Floorspace-Based | FCZ10 Tot | Health Care | 0% | 0% | 0% | 0% | 0% | 0% | 4.572% | 58.14% | 7.176% | 20.79% | 9.32% | 100%
Floorspace-Based | FCZ10 Tot | Lodging | 0% | 0% | 0% | 0% | 0.4088% | 0.501% | 12.47% | 34.69% | 5.861% | 39.64% | 6.423% | 100%
Floorspace-Based | FCZ10 Tot | Miscellaneous | 0% | 0% | 0% | 0% | 0% | 0.9909% | 1.245% | 49.92% | 12.21% | 35.59% | 0.04765% | 100%
Floorspace-Based | FCZ10 Tot | Office, Large | 0% | 0% | 0% | 0% | 0% | 0% | 15.25% | 23.36% | 12.26% | 47.1% | 2.032% | 100%
Floorspace-Based | FCZ10 Tot | Office, Small | 0% | 0% | 0% | 0.9468% | 1.203% | 0% | 1.182% | 51% | 11.35% | 33.84% | 0.4839% | 100%
Floorspace-Based | FCZ10 Tot | Refrigerated Warehouse | 0% | 0% | 0% | 0% | 0% | 0% | 0.6323% | 0% | 0% | 19.69% | 79.67% | 100%
Floorspace-Based | FCZ10 Tot | Restaurant | 0% | 0% | 0% | 0% | 0.5355% | 1.654% | 5.606% | 47.38% | 6.22% | 37.45% | 1.152% | 100%
Floorspace-Based | FCZ10 Tot | Retail | 0% | 0% | 0% | 0% | 0% | 0.09339% | 2.684% | 26.27% | 7.537% | 30.63% | 32.79% | 100%
Floorspace-Based | FCZ10 Tot | School | 0% | 0% | 0% | 0% | 0% | 0% | 1.145% | 55.67% | 6.153% | 37.03% | 0% | 100%
Floorspace-Based | FCZ10 Tot | Warehouse | 0% | 0% | 0% | 0% | 0.5715% | 0% | 1.399% | 17.25% | 16.12% | 57.69% | 6.964% | 100%
Floorspace-Based | FCZ10 Tot | All Commercial | 0% | 0% | 0% | 0.3884% | 0.3172% | 0.2526% | 3.257% | 32.09% | 11.78% | 41.4% | 10.51% | 100%
Floorspace-Based | FCZ11 Tot | College | 0% | 0% | 0% | 0% | 0% | 0% | 0% | 44.86% | 0% | 54.54% | 0.5981% | 100%
Floorspace-Based | FCZ11 Tot | Food Stores | 0% | 0% | 0% | 0% | 0% | 0% | 0% | 67.04% | 14.29% | 9.281% | 9.392% | 100%
Floorspace-Based | FCZ11 Tot | Health Care | 0% | 0% | 0% | 0% | 0% | 5.733% | 12.01% | 37.15% | 5.735% | 21.95% | 17.42% | 100%
Floorspace-Based | FCZ11 Tot | Lodging | 0% | 0% | 0% | 0.108% | 0% | 1.864% | 8.001% | 59.7% | 13.8% | 14.68% | 1.848% | 100%
Floorspace-Based | FCZ11 Tot | Miscellaneous | 0% | 0% | 0% | 0% | 0.5365% | 0.1529% | 6.641% | 43.86% | 5.187% | 41.72% | 1.9% | 100%
Floorspace-Based | FCZ11 Tot | Office, Large | 0% | 0% | 0% | 0% | 0% | 0% | 8.605% | 29.45% | 10.05% | 51.9% | 0% | 100%
Floorspace-Based | FCZ11 Tot | Office, Small | 0% | 0% | 0% | 0% | 0% | 0% | 0.9846% | 37.9% | 12.45% | 46.32% | 2.342% | 100%
Floorspace-Based | FCZ11 Tot | Refrigerated Warehouse | 0% | 0% | 0% | 0% | 0% | 0% | 0% | 12.86% | 0% | 87.14% | 0% | 100%
Floorspace-Based | FCZ11 Tot | Restaurant | 0% | 0% | 0% | 0% | 0% | 0% | 9.574% | 45.47% | 13.04% | 29.4% | 2.526% | 100%
Floorspace-Based | FCZ11 Tot | Retail | 0% | 0% | 0% | 0% | 0% | 0% | 4.682% | 28.07% | 13.03% | 51.95% | 2.261% | 100%
Floorspace-Based | FCZ11 Tot | School | 0% | 0% | 0% | 0% | 0% | 0% | 0% | 28.54% | 3.015% | 66.46% | 1.991% | 100%
Floorspace-Based | FCZ11 Tot | Warehouse | 0% | 0% | 0% | 0% | 0% | 0.08158% | 1.159% | 5.354% | 18.35% | 73.89% | 1.159% | 100%
Floorspace-Based | FCZ11 Tot | All Commercial | 0% | 0% | 0% | 0.004368% | 0.09441% | 0.356% | 3.505% | 27.78% | 11.28% | 54.59% | 2.393% | 100%
Floorspace-Based | FCZ12c Tot | College | 0% | 0% | 0% | 0% | 0% | 0% | 0% | 93.33% | 0.4739% | 5.231% | 0.963% | 100%
Floorspace-Based | FCZ12c Tot | Food Stores | 0% | 0% | 0% | 0% | 0% | 0% | 1.959% | 63.58% | 2.617% | 31.12% | 0.7241% | 100%
Floorspace-Based | FCZ12c Tot | Health Care | 0% | 0% | 0% | 0% | 0% | 0% | 7.378% | 57.11% | 0% | 33.77% | 1.737% | 100%
Floorspace-Based | FCZ12c Tot | Lodging | 0% | 0% | 0% | 0% | 0% | 0% | 3.746% | 39.6% | 8.606% | 33.69% | 14.37% | 100%
Floorspace-Based | FCZ12c Tot | Miscellaneous | 0% | 0% | 0% | 0% | 0.02115% | 0.4856% | 8.892% | 58.43% | 7.161% | 23.36% | 1.652% | 100%
Floorspace-Based | FCZ12c Tot | Office, Large | 0% | 0% | 0% | 0% | 0% | 1.352% | 5.347% | 47.91% | 1.863% | 43.02% | 0.5096% | 100%
Floorspace-Based | FCZ12c Tot | Office, Small | 0% | 0% | 0% | 0% | 0% | 1.48% | 4.024% | 71.8% | 3.564% | 18.73% | 0.3991% | 100%
Floorspace-Based | FCZ12c Tot | Refrigerated Warehouse | 0% | 0% | 0% | 0% | 0% | 0% | 1.733% | 8.972% | 0% | 89.29% | 0% | 100%
Floorspace-Based | FCZ12c Tot | Restaurant | 0% | 0% | 0% | 0% | 0% | 0.4733% | 6.75% | 64.99% | 3.536% | 20.88% | 3.376% | 100%
Floorspace-Based | FCZ12c Tot | Retail | 0% | 0% | 0% | 0% | 0% | 0% | 2.196% | 56.05% | 6.415% | 35.34% | 0% | 100%
Floorspace-Based | FCZ12c Tot | School | 0% | 0% | 0% | 0% | 0% | 0% | 0.3619% | 39.07% | 2.874% | 57.7% | 0% | 100%
Floorspace-Based | FCZ12c Tot | Warehouse | 0% | 0% | 0% | 0% | 0% | 0% | 0% | 50.62% | 4.622% | 42.75% | 2.009% | 100%
Floorspace-Based | FCZ12c Tot | All Commercial | 0% | 0% | 0% | 0% | 0.004551% | 0.553% | 4.593% | 56.99% | 4.31% | 31.54% | 2.012% | 100%
Floorspace-Based | FCZ12i Tot | College | 0% | 0% | 0% | 0% | 0% | 47.66% | 0.1148% | 47.41% | 1.187% | 3.633% | 0% | 100%
Floorspace-Based | FCZ12i Tot | Food Stores | 0% | 0% | 0% | 0% | 0% | 0% | 1.285% | 40.25% | 0.7424% | 57.72% | 0% | 100%
Floorspace-Based | FCZ12i Tot | Health Care | 0% | 0% | 0% | 0% | 0% | 0% | 12.33% | 72.04% | 1.267% | 7.487% | 6.874% | 100%
Floorspace-Based | FCZ12i Tot | Lodging | 0% | 0% | 0% | 0% | 0% | 0% | 36.06% | 33.26% | 0% | 24.91% | 5.77% | 100%
Floorspace-Based | FCZ12i Tot | Miscellaneous | 0% | 0% | 0% | 0% | 0% | 0.3091% | 4.834% | 61.24% | 6.518% | 21.17% | 5.925% | 100%
Floorspace-Based | FCZ12i Tot | Office, Large | 0% | 0% | 0% | 0% | 0% | 16.34% | 0% | 44.32% | 0% | 36.2% | 3.14% | 100%
Floorspace-Based | FCZ12i Tot | Office, Small | 0% | 0% | 0% | 0% | 0% | 2.108% | 5.06% | 55.71% | 20.55% | 16.38% | 0.1895% | 100%
Floorspace-Based | FCZ12i Tot | Refrigerated Warehouse | 0% | 0% | 0% | 0% | 0% | 0% | 0% | 59.14% | 0% | 0% | 40.86% | 100%
Floorspace-Based | FCZ12i Tot | Restaurant | 0% | 0% | 0% | 0% | 0% | 0% | 11.31% | 58.68% | 7.388% | 21.2% | 1.416% | 100%
Floorspace-Based | FCZ12i Tot | Retail | 0% | 0% | 0% | 0% | 0% | 0% | 3.745% | 43% | 21.8% | 28.48% | 2.975% | 100%
Floorspace-Based | FCZ12i Tot | School | 0% | 0% | 0% | 0% | 0% | 5.56% | 0% | 63.13% | 3.364% | 27.95% | 0% | 100%
Floorspace-Based | FCZ12i Tot | Warehouse | 0% | 0% | 0% | 0% | 0% | 0% | 3.738% | 70.16% | 13.97% | 12.13% | 0% | 100%
Floorspace-Based | FCZ12i Tot | All Commercial | 0% | 0% | 0% | 0% | 0% | 4.503% | 6.364% | 54.5% | 8.563% | 22.77% | 3.297% | 100%
Floorspace-Based | FCZ13 Tot | College | 0% | 0% | 0% | 0% | 0% | 0% | 0% | 54.99% | 0% | 42.32% | 2.693% | 100%
Floorspace-Based | FCZ13 Tot | Food Stores | 0% | 0% | 0% | 0% | 0% | 1.568% | 1.715% | 54.27% | 0.3861% | 39.82% | 2.235% | 100%
Floorspace-Based | FCZ13 Tot | Health Care | 0% | 0% | 0% | 0% | 0% | 1.118% | 4.462% | 53.91% | 1.455% | 34.57% | 4.492% | 100%
Floorspace-Based | FCZ13 Tot | Lodging | 0% | 0% | 0% | 0% | 0% | 2.399% | 12.21% | 39.42% | 1.196% | 39.82% | 4.959% | 100%
Floorspace-Based | FCZ13 Tot | Miscellaneous | 0% | 0% | 0% | 0.2753% | 0.7415% | 1.165% | 10.08% | 57.89% | 0.281% | 29.52% | 0.04781% | 100%
Floorspace-Based | FCZ13 Tot | Office, Large | 0% | 0% | 0% | 2.003% | 0% | 6.818% | 6.862% | 48.04% | 0% | 36.28% | 0% | 100%
Floorspace-Based | FCZ13 Tot | Office, Small | 0% | 0% | 0% | 0% | 0% | 2.553% | 2.804% | 65.39% | 1.376% | 27.07% | 0.8142% | 100%
Floorspace-Based | FCZ13 Tot | Refrigerated Warehouse | 0% | 0% | 0% | 0% | 0% | 0% | 0% | 61.7% | 0% | 9.74% | 28.56% | 100%
Floorspace-Based | FCZ13 Tot | Restaurant | 0% | 0% | 0% | 0% | 0.4715% | 1.635% | 12.31% | 48.1% | 2.071% | 32.86% | 2.552% | 100%
Floorspace-Based | FCZ13 Tot | Retail | 0% | 0% | 0% | 0% | 0% | 0.2645% | 4.495% | 48.2% | 0.3963% | 42.86% | 3.784% | 100%
Floorspace-Based | FCZ13 Tot | School | 0% | 0% | 0% | 0% | 0.2629% | 0% | 0.3846% | 77.62% | 5.45% | 16.21% | 0.0629% | 100%
Floorspace-Based | FCZ13 Tot | Warehouse | 0% | 0% | 0% | 0% | 0% | 0% | 14.22% | 57.92% | 3.081% | 24.78% | 0% | 100%
Floorspace-Based | FCZ13 Tot | All Commercial | 0% | 0% | 0% | 0.3539% | 0.1803% | 1.793% | 6.366% | 56% | 1.222% | 32.3% | 1.784% | 100%
Floorspace-Based | FCZ16 Tot | College | 0% | 0% | 0% | 0% | 0% | 0% | 98.78% | 0% | 0% | 1.223% | 0% | 100%
Floorspace-Based | FCZ16 Tot | Food Stores | 0% | 0% | 0% | 0% | 0% | 0% | 0% | 70.21% | 0.9168% | 23.03% | 5.841% | 100%
Floorspace-Based | FCZ16 Tot | Health Care | 0% | 0% | 0% | 0% | 0% | 0% | 0% | 88.88% | 11.12% | 0% | 0% | 100%
Floorspace-Based | FCZ16 Tot | Lodging | 0% | 0% | 0% | 0% | 0% | 0% | 2.533% | 48.49% | 5.599% | 23.6% | 19.79% | 100%
Floorspace-Based | FCZ16 Tot | Miscellaneous | 0% | 0% | 0.8527% | 0% | 0% | 0% | 0% | 79.51% | 4.613% | 15.02% | 0% | 100%
Floorspace-Based | FCZ16 Tot | Office, Large | 0% | 0% | 0% | 0% | 4.846% | 0.7905% | 6.082% | 73.69% | 0% | 14.26% | 0.3267% | 100%
Floorspace-Based | FCZ16 Tot | Office, Small | 0% | 0% | 0% | 0% | 0% | 9.43% | 2.346% | 83.32% | 1.406% | 3.495% | 0% | 100%
Floorspace-Based | FCZ16 Tot | Refrigerated Warehouse | 0% | 0% | 0% | 0% | 0% | 0% | 0% | 70.23% | 24.19% | 5.577% | 0% | 100%
Floorspace-Based | FCZ16 Tot | Restaurant | 0% | 0% | 0% | 1.567% | 0% | 0% | 11.08% | 63.63% | 7.465% | 16.26% | 0% | 100%
Floorspace-Based | FCZ16 Tot | Retail | 0% | 0% | 0% | 0% | 0.1442% | 0% | 0.3549% | 64.64% | 2.568% | 31.49% | 0.7997% | 100%
Floorspace-Based | FCZ16 Tot | School | 0% | 0% | 0% | 0% | 0% | 0% | 1.777% | 79.22% | 8.949% | 10.05% | 0% | 100%
Floorspace-Based | FCZ16 Tot | Warehouse | 0% | 0% | 0% | 0% | 0% | 0% | 0% | 87.38% | 10.01% | 2.608% | 0% | 100%
Floorspace-Based | FCZ16 Tot | All Commercial | 0% | 0% | 0.13% | 0.04079% | 1.48% | 0.8337% | 8.563% | 69.93% | 3.85% | 13.84% | 1.338% | 100%
Floorspace-Based | FCZ17 Tot | College | 0% | 0% | 0% | 0% | 0% | 0% | 37.16% | 62.25% | 0% | 0.5926% | 0% | 100%
Floorspace-Based | FCZ17 Tot | Food Stores | 0% | 0% | 0% | 0% | 0% | 0% | 3.331% | 72.43% | 9.308% | 14.42% | 0.5087% | 100%
Floorspace-Based | FCZ17 Tot | Health Care | 0% | 0% | 0% | 0% | 0% | 5.854% | 35.52% | 30.74% | 12.05% | 15.84% | 0% | 100%
Floorspace-Based | FCZ17 Tot | Lodging | 0% | 0% | 0% | 0% | 0% | 0% | 58.87% | 18.55% | 1.364% | 21.21% | 0% | 100%
Floorspace-Based | FCZ17 Tot | Miscellaneous | 0% | 0% | 0% | 0% | 0% | 0% | 0% | 72.56% | 14.88% | 12.56% | 0% | 100%
Floorspace-Based | FCZ17 Tot | Office, Large | 0% | 0% | 0% | 0% | 0% | 0% | 0% | 70.19% | 9.952% | 19.86% | 0% | 100%
Floorspace-Based | FCZ17 Tot | Office, Small | 0% | 0% | 0% | 0% | 0% | 0% | 0% | 75.35% | 14.11% | 10.54% | 0% | 100%
Floorspace-Based | FCZ17 Tot | Refrigerated Warehouse | 0% | 0% | 0% | 0% | 0% | 0% | 0% | 46.69% | 0% | 53.31% | 0% | 100%
Floorspace-Based | FCZ17 Tot | Restaurant | 0% | 0% | 0% | 0% | 0% | 0% | 0% | 77.06% | 8.554% | 13.66% | 0.7214% | 100%
Floorspace-Based | FCZ17 Tot | Retail | 0% | 0% | 0% | 0% | 0% | 0% | 2.563% | 68.3% | 6.936% | 21.67% | 0.534% | 100%
Floorspace-Based | FCZ17 Tot | School | 0% | 0% | 0% | 0% | 0% | 0% | 3.001% | 79.26% | 15.06% | 2.685% | 0% | 100%
Floorspace-Based | FCZ17 Tot | Warehouse | 0% | 0% | 0% | 0% | 0% | 0% | 0% | 81.16% | 0.8525% | 17.99% | 0% | 100%
Floorspace-Based | FCZ17 Tot | All Commercial | 0% | 0% | 0% | 0% | 0% | 0.3631% | 4.593% | 69.67% | 9.947% | 15.26% | 0.1635% | 100%
Floorspace-Based | PG&E | College | 0% | 0% | 0% | 0% | 8.988% | 0.2298% | 2.171% | 74.74% | 2.155% | 10.84% | 0.8782% | 100%
Floorspace-Based | PG&E | Food Stores | 0% | 0% | 0% | 0.02479% | 0.1794% | 1.79% | 18.18% | 49.46% | 9.805% | 18.76% | 1.806% | 100%
Floorspace-Based | PG&E | Health Care | 0% | 0% | 0.2314% | 0% | 1.023% | 2.016% | 16.55% | 38.49% | 2.189% | 34.69% | 4.801% | 100%
Floorspace-Based | PG&E | Lodging | 0% | 0% | 0.1131% | 0.8357% | 0% | 1.176% | 13% | 52.21% | 3.249% | 26.88% | 2.539% | 100%
Floorspace-Based | PG&E | Miscellaneous | 0% | 0% | 0.1012% | 0.08187% | 0.2285% | 1.76% | 5.602% | 58.31% | 6.506% | 23.86% | 3.553% | 100%
Floorspace-Based | PG&E | Office, Large | 0% | 0% | 0% | 0.7495% | 0% | 6.52% | 3.629% | 57.2% | 3.684% | 25.4% | 2.808% | 100%
Floorspace-Based | PG&E | Office, Small | 0% | 0% | 0% | 0.01641% | 0.4564% | 1.729% | 5.311% | 57.41% | 6.986% | 26.62% | 1.465% | 100%
Floorspace-Based | PG&E | Refrigerated Warehouse | 0% | 0% | 0% | 0% | 0.6835% | 0.6449% | 3.158% | 45.79% | 11.08% | 22.84% | 15.8% | 100%
Floorspace-Based | PG&E | Restaurant | 0% | 0.1617% | 0% | 0.2699% | 0.4344% | 1.822% | 10.01% | 51.76% | 11.95% | 21.26% | 2.334% | 100%
Floorspace-Based | PG&E | Retail | 0.03571% | 0% | 0% | 0.09303% | 0.1149% | 0.9499% | 4.784% | 46.46% | 14.66% | 29.85% | 3.05% | 100%
Floorspace-Based | PG&E | School | 0% | 0% | 0% | 0% | 0.08843% | 0.7999% | 6.314% | 67.33% | 10.65% | 14.67% | 0.1484% | 100%
Floorspace-Based | PG&E | Warehouse | 0% | 0% | 0% | 0.1736% | 0.439% | 0.867% | 3.27% | 35.78% | 10.44% | 42.39% | 6.638% | 100%
Floorspace-Based | PG&E | All Commercial | 0.004115% | 0.004288% | 0.04106% | 0.2454% | 0.6313% | 2.211% | 6.441% | 52.98% | 7.358% | 26.75% | 3.334% | 100%
Floorspace-Based | SCE | College | 0% | 0% | 0% | 1.504% | 0% | 0% | 6.97% | 68.4% | 1.378% | 21.2% | 0.5442% | 100%
Floorspace-Based | SCE | Food Stores | 0% | 0% | 0% | 0.136% | 0.1045% | 0.4692% | 4.486% | 60.77% | 16.78% | 14.89% | 2.358% | 100%
Floorspace-Based | SCE | Health Care | 0% | 0% | 0% | 0% | 1.049% | 0.89% | 4.472% | 58.21% | 7.561% | 23.9% | 3.917% | 100%
Floorspace-Based | SCE | Lodging | 0% | 0% | 0% | 0.01555% | 0.05844% | 0.5591% | 3.717% | 55.89% | 13.51% | 22.28% | 3.965% | 100%
Floorspace-Based | SCE | Miscellaneous | 0.1124% | 0% | 0.0324% | 0% | 0.1365% | 0.6167% | 2.587% | 61.14% | 11.59% | 22.4% | 1.382% | 100%
Floorspace-Based | SCE | Office, Large | 0% | 0% | 0.8789% | 0.6186% | 0% | 0.4141% | 5.853% | 50.3% | 8.173% | 32.78% | 0.9859% | 100%
Floorspace-Based | SCE | Office, Small | 0% | 0% | 0% | 0.1249% | 0.1587% | 0.2082% | 1.157% | 66.44% | 10.12% | 20.83% | 0.9561% | 100%
Floorspace-Based | SCE | Refrigerated Warehouse | 0% | 0% | 0% | 0% | 0% | 0% | 0.1311% | 27.93% | 16.9% | 38.53% | 16.51% | 100%
Floorspace-Based | SCE | Restaurant | 0% | 0% | 0% | 0% | 0.07979% | 0.7456% | 3.233% | 60.25% | 10.56% | 23.52% | 1.607% | 100%
Floorspace-Based | SCE | Retail | 0% | 0% | 0% | 0% | 0.02138% | 0.2423% | 2.446% | 48.34% | 11.45% | 29.59% | 7.914% | 100%
Floorspace-Based | SCE | School | 0% | 0% | 0% | 0% | 0% | 0.4243% | 0.4301% | 64.98% | 4.815% | 28.95% | 0.4081% | 100%
Floorspace-Based | SCE | Warehouse | 0% | 0% | 0% | 0% | 0.1823% | 0.236% | 1.002% | 39.44% | 13.43% | 42.59% | 3.129% | 100%
Floorspace-Based | SCE | All Commercial | 0.01685% | 0% | 0.09865% | 0.1431% | 0.1352% | 0.3831% | 2.625% | 53.7% | 10.49% | 29.4% | 3.009% | 100%
Floorspace-Based | SDG&E | College | 0% | 0% | 0% | 0% | 0% | 10.95% | 0.02637% | 82.78% | 0.6377% | 4.864% | 0.7417% | 100%
Floorspace-Based | SDG&E | Food Stores | 0% | 0% | 0% | 0% | 0% | 0% | 1.746% | 56.19% | 2.023% | 39.54% | 0.4948% | 100%
Floorspace-Based | SDG&E | Health Care | 0% | 0% | 0% | 0% | 0% | 0% | 9.531% | 63.61% | 0.5509% | 22.34% | 3.972% | 100%
Floorspace-Based | SDG&E | Lodging | 0% | 0% | 0% | 0% | 0% | 0% | 11.93% | 37.99% | 6.425% | 31.46% | 12.19% | 100%
Floorspace-Based | SDG&E | Miscellaneous | 0% | 0% | 0% | 0% | 0.01482% | 0.4327% | 7.677% | 59.27% | 6.968% | 22.71% | 2.932% | 100%
Floorspace-Based | SDG&E | Office, Large | 0% | 0% | 0% | 0% | 0% | 3.461% | 4.594% | 47.41% | 1.6% | 42.06% | 0.8797% | 100%
Floorspace-Based | SDG&E | Office, Small | 0% | 0% | 0% | 0% | 0% | 1.632% | 4.274% | 67.92% | 7.663% | 18.17% | 0.3485% | 100%
Floorspace-Based | SDG&E | Refrigerated Warehouse | 0% | 0% | 0% | 0% | 0% | 0% | 1.584% | 13.28% | 0% | 81.63% | 3.509% | 100%
Floorspace-Based | SDG&E | Restaurant | 0% | 0% | 0% | 0% | 0% | 0.3159% | 8.268% | 62.89% | 4.817% | 20.99% | 2.724% | 100%
Floorspace-Based | SDG&E | Retail | 0% | 0% | 0% | 0% | 0% | 0% | 2.802% | 50.95% | 12.43% | 32.65% | 1.163% | 100%
Floorspace-Based | SDG&E | School | 0% | 0% | 0% | 0% | 0% | 2.573% | 0.1944% | 50.2% | 3.101% | 43.93% | 0% | 100%
Floorspace-Based | SDG&E | Warehouse | 0% | 0% | 0% | 0% | 0% | 0% | 0.8442% | 55.03% | 6.732% | 35.84% | 1.555% | 100%
Floorspace-Based | SDG&E | All Commercial | 0% | 0% | 0% | 0% | 0.003234% | 1.696% | 5.106% | 56.27% | 5.541% | 29% | 2.384% | 100%
Floorspace-Based | LADWP | College | 0% | 0% | 0% | 0% | 0% | 0% | 95.5% | 3.31% | 0% | 1.189% | 0% | 100%
Floorspace-Based | LADWP | Food Stores | 0% | 0% | 0% | 0% | 0% | 0% | 1.28% | 71.06% | 4.142% | 19.72% | 3.792% | 100%
Floorspace-Based | LADWP | Health Care | 0% | 0% | 0% | 0% | 0% | 1.589% | 9.641% | 73.1% | 11.37% | 4.299% | 0% | 100%
Floorspace-Based | LADWP | Lodging | 0% | 0% | 0% | 0% | 0% | 0% | 6.847% | 46.19% | 5.275% | 23.41% | 18.27% | 100%
Floorspace-Based | LADWP | Miscellaneous | 0% | 0% | 0.64% | 0% | 0% | 0% | 0% | 77.78% | 7.174% | 14.41% | 0% | 100%
Floorspace-Based | LADWP | Office, Large | 0% | 0% | 0% | 0% | 4.398% | 0.7175% | 5.52% | 73.37% | 0.9195% | 14.78% | 0.2965% | 100%
Floorspace-Based | LADWP | Office, Small | 0% | 0% | 0% | 0% | 0% | 6.84% | 1.702% | 81.13% | 4.896% | 5.431% | 0% | 100%
Floorspace-Based | LADWP | Refrigerated Warehouse | 0% | 0% | 0% | 0% | 0% | 0% | 0% | 64.77% | 18.58% | 16.66% | 0% | 100%
Floorspace-Based | LADWP | Restaurant | 0% | 0% | 0% | 1.058% | 0% | 0% | 7.478% | 68% | 7.819% | 15.41% | 0.2345% | 100%
Floorspace-Based | LADWP | Retail | 0% | 0% | 0% | 0% | 0.09569% | 0% | 1.098% | 65.87% | 4.038% | 28.19% | 0.7103% | 100%
Floorspace-Based | LADWP | School | 0% | 0% | 0% | 0% | 0% | 0% | 2.107% | 79.23% | 10.59% | 8.066% | 0% | 100%
Floorspace-Based | LADWP | Warehouse | 0% | 0% | 0% | 0% | 0% | 0% | 0% | 84.9% | 6.348% | 8.756% | 0% | 100%
Floorspace-Based | LADWP | All Commercial | 0% | 0% | 0.1011% | 0.03171% | 1.151% | 0.7291% | 7.68% | 69.87% | 5.206% | 14.15% | 1.077% | 100%
Floorspace-Based | SMUD | College | 0% | 0% | 0% | 0% | 0% | 0% | 0% | 54.99% | 0% | 42.32% | 2.693% | 100%
Floorspace-Based | SMUD | Food Stores | 0% | 0% | 0% | 0% | 0% | 1.568% | 1.715% | 54.27% | 0.3861% | 39.82% | 2.235% | 100%
Floorspace-Based | SMUD | Health Care | 0% | 0% | 0% | 0% | 0% | 1.118% | 4.462% | 53.91% | 1.455% | 34.57% | 4.492% | 100%
Floorspace-Based | SMUD | Lodging | 0% | 0% | 0% | 0% | 0% | 2.399% | 12.21% | 39.42% | 1.196% | 39.82% | 4.959% | 100%
Floorspace-Based | SMUD | Miscellaneous | 0% | 0% | 0% | 0.2753% | 0.7415% | 1.165% | 10.08% | 57.89% | 0.281% | 29.52% | 0.04781% | 100%
Floorspace-Based | SMUD | Office, Large | 0% | 0% | 0% | 2.003% | 0% | 6.818% | 6.862% | 48.04% | 0% | 36.28% | 0% | 100%
Floorspace-Based | SMUD | Office, Small | 0% | 0% | 0% | 0% | 0% | 2.553% | 2.804% | 65.39% | 1.376% | 27.07% | 0.8142% | 100%
Floorspace-Based | SMUD | Refrigerated Warehouse | 0% | 0% | 0% | 0% | 0% | 0% | 0% | 61.7% | 0% | 9.74% | 28.56% | 100%
Floorspace-Based | SMUD | Restaurant | 0% | 0% | 0% | 0% | 0.4715% | 1.635% | 12.31% | 48.1% | 2.071% | 32.86% | 2.552% | 100%
Floorspace-Based | SMUD | Retail | 0% | 0% | 0% | 0% | 0% | 0.2645% | 4.495% | 48.2% | 0.3963% | 42.86% | 3.784% | 100%
Floorspace-Based | SMUD | School | 0% | 0% | 0% | 0% | 0.2629% | 0% | 0.3846% | 77.62% | 5.45% | 16.21% | 0.0629% | 100%
Floorspace-Based | SMUD | Warehouse | 0% | 0% | 0% | 0% | 0% | 0% | 14.22% | 57.92% | 3.081% | 24.78% | 0% | 100%
Floorspace-Based | SMUD | All Commercial | 0% | 0% | 0% | 0.3539% | 0.1803% | 1.793% | 6.366% | 56% | 1.222% | 32.3% | 1.784% | 100%
Floorspace-Based | FCZ01 | College | 0% | 0% | 0% | 0% | 0.1081% | 0.6359% | 1.271% | 95.51% | 0.8782% | 0.7733% | 0.8204% | 100%
Floorspace-Based | FCZ01 | Food Stores | 0% | 0% | 0% | 0.06283% | 0.1721% | 0.2333% | 29.91% | 54.91% | 4.417% | 9.563% | 0.7335% | 100%
Floorspace-Based | FCZ01 | Health Care | 0% | 0% | 0% | 0% | 2.21% | 0.5404% | 16.36% | 35.58% | 1.811% | 41.33% | 2.168% | 100%
Floorspace-Based | FCZ01 | Lodging | 0% | 0% | 0.2819% | 1.631% | 0% | 0.6516% | 10.43% | 55.61% | 4.5% | 24.38% | 2.52% | 100%
Floorspace-Based | FCZ01 | Miscellaneous | 0% | 0% | 0.08673% | 0% | 0.2493% | 0.6192% | 5.103% | 66.03% | 5.508% | 19.76% | 2.647% | 100%
Floorspace-Based | FCZ01 | Office, Large | 0% | 0% | 0% | 0.9013% | 0% | 6.929% | 3.747% | 59.59% | 1.977% | 23.54% | 3.312% | 100%
Floorspace-Based | FCZ01 | Office, Small | 0% | 0% | 0% | 0% | 0.7833% | 0.5858% | 7.345% | 68.91% | 5.294% | 15.51% | 1.569% | 100%
Floorspace-Based | FCZ01 | Refrigerated Warehouse | 0% | 0% | 0% | 0% | 0% | 1.99% | 2.07% | 83.63% | 2.62% | 5.368% | 4.32% | 100%
Floorspace-Based | FCZ01 | Restaurant | 0% | 0% | 0% | 0.1883% | 0.8594% | 1.496% | 8.856% | 58.22% | 11.18% | 17.64% | 1.554% | 100%
Floorspace-Based | FCZ01 | Retail | 0% | 0% | 0% | 0.08689% | 0.2137% | 0.9146% | 4.346% | 52.53% | 11.15% | 26.09% | 4.667% | 100%
Floorspace-Based | FCZ01 | School | 0% | 0% | 0% | 0% | 0.2475% | 2.238% | 3.422% | 74.62% | 13.98% | 5.259% | 0.2363% | 100%
Floorspace-Based | FCZ01 | Warehouse | 0% | 0% | 0% | 0.5348% | 1.174% | 0.3553% | 4.968% | 59.42% | 3.086% | 29.57% | 0.8846% | 100%
Floorspace-Based | FCZ01 | All Commercial | 0% | 0% | 0.03116% | 0.4403% | 0.4009% | 2.684% | 6.312% | 60.96% | 4.828% | 21.79% | 2.549% | 100%
Floorspace-Based | FCZ02 | College | 0% | 0% | 0% | 0% | 0% | 0% | 0% | 88.37% | 6.049% | 5.581% | 0% | 100%
Floorspace-Based | FCZ02 | Food Stores | 0% | 0% | 0% | 0% | 1.015% | 5.967% | 10.95% | 52.7% | 9.542% | 18.68% | 1.146% | 100%
Floorspace-Based | FCZ02 | Health Care | 0% | 0% | 2.115% | 0% | 0% | 2.659% | 16.88% | 49.14% | 1.052% | 23.98% | 4.168% | 100%
Floorspace-Based | FCZ02 | Lodging | 0% | 0% | 0% | 0.6751% | 0% | 0.9625% | 18.36% | 58.62% | 0% | 20.57% | 0.8158% | 100%
Floorspace-Based | FCZ02 | Miscellaneous | 0% | 0% | 0.637% | 0.643% | 1.239% | 1.836% | 6.513% | 61.36% | 4.629% | 20.25% | 2.896% | 100%
Floorspace-Based | FCZ02 | Office, Large | 0% | 0% | 0% | 0% | 0% | 14.27% | 4.459% | 63.02% | 0% | 18.25% | 0% | 100%
Floorspace-Based | FCZ02 | Office, Small | 0% | 0% | 0% | 0.1323% | 1.246% | 1.614% | 3.054% | 64.73% | 1.987% | 26.61% | 0.6262% | 100%
Floorspace-Based | FCZ02 | Refrigerated Warehouse | 0% | 0% | 0% | 0% | 4.327% | 0% | 0.454% | 90.62% | 1.511% | 3.084% | 0% | 100%
Floorspace-Based | FCZ02 | Restaurant | 0% | 1.864% | 0% | 1.323% | 0% | 3.871% | 8.806% | 57.96% | 10.75% | 12.59% | 2.841% | 100%
Floorspace-Based | FCZ02 | Retail | 0% | 0% | 0% | 0.5797% | 0% | 2.361% | 12.22% | 55.94% | 11.69% | 15.31% | 1.904% | 100%
Floorspace-Based | FCZ02 | School | 0% | 0% | 0% | 0% | 0% | 0% | 27.81% | 65.19% | 1.897% | 5.104% | 0% | 100%
Floorspace-Based | FCZ02 | Warehouse | 0% | 0% | 0% | 0% | 0.9249% | 2.614% | 0.9545% | 40.3% | 2.703% | 18.51% | 33.99% | 100%
Floorspace-Based | FCZ02 | All Commercial | 0% | 0.04338% | 0.2692% | 0.3737% | 0.6269% | 2.511% | 10.24% | 59.75% | 3.661% | 18.61% | 3.908% | 100%
Floorspace-Based | FCZ03 | College | 0% | 0% | 0% | 0% | 0% | 0% | 0% | 96.36% | 3.55% | 0.09123% | 0% | 100%
Floorspace-Based | FCZ03 | Food Stores | 0% | 0% | 0% | 0% | 0% | 0% | 12.77% | 62.11% | 8.876% | 14.24% | 2.013% | 100%
Floorspace-Based | FCZ03 | Health Care | 0% | 0% | 0% | 0% | 0% | 0% | 10.69% | 41.9% | 2.696% | 35.5% | 9.213% | 100%
Floorspace-Based | FCZ03 | Lodging | 0% | 0% | 0% | 0% | 0% | 0.1867% | 0% | 24.8% | 12.76% | 62.25% | 0% | 100%
Floorspace-Based | FCZ03 | Miscellaneous | 0% | 0% | 0% | 0.2886% | 0% | 0.2381% | 4.492% | 54.02% | 20.61% | 19.67% | 0.6766% | 100%
Floorspace-Based | FCZ03 | Office, Large | 0% | 0% | 0% | 0% | 0% | 0% | 0% | 88.9% | 0% | 11.1% | 0% | 100%
Floorspace-Based | FCZ03 | Office, Small | 0% | 0% | 0% | 0% | 0% | 3.672% | 14.95% | 43.76% | 9.153% | 27% | 1.465% | 100%
Floorspace-Based | FCZ03 | Refrigerated Warehouse | 0% | 0% | 0% | 0% | 0% | 0% | 0% | 89.09% | 0% | 10.91% | 0% | 100%
Floorspace-Based | FCZ03 | Restaurant | 0% | 0% | 0% | 1.881% | 0% | 0% | 8.434% | 66.01% | 2.234% | 21.44% | 0% | 100%
Floorspace-Based | FCZ03 | Retail | 0% | 0% | 0% | 0% | 0% | 2.761% | 2.574% | 53.56% | 10.15% | 27.91% | 3.049% | 100%
Floorspace-Based | FCZ03 | School | 0% | 0% | 0% | 0% | 0% | 0% | 1.802% | 77.17% | 12.43% | 8.6% | 0% | 100%
Floorspace-Based | FCZ03 | Warehouse | 0% | 0% | 0% | 0% | 0% | 0% | 4.898% | 38.01% | 6.659% | 49.95% | 0.4799% | 100%
Floorspace-Based | FCZ03 | All Commercial | 0% | 0% | 0% | 0.1195% | 0% | 0.7861% | 4.774% | 58.65% | 11.46% | 22.95% | 1.267% | 100%
Floorspace-Based | FCZ04 | College | 0% | 0% | 0% | 0% | 0% | 0% | 0% | 76.43% | 1.334% | 19.41% | 2.818% | 100%
Floorspace-Based | FCZ04 | Food Stores | 0% | 0% | 0% | 0% | 0% | 4.929% | 15.97% | 36.92% | 11.92% | 26.7% | 3.565% | 100%
Floorspace-Based | FCZ04 | Health Care | 0% | 0% | 0% | 0% | 0% | 5.515% | 28.97% | 46.17% | 1.344% | 15.96% | 2.042% | 100%
Floorspace-Based | FCZ04 | Lodging | 0% | 0% | 0% | 0% | 0% | 3.945% | 24.13% | 25.61% | 2.201% | 40.22% | 3.896% | 100%
Floorspace-Based | FCZ04 | Miscellaneous | 0% | 0% | 0% | 0% | 0% | 6.724% | 9.821% | 40.21% | 5.797% | 32.63% | 4.813% | 100%
Floorspace-Based | FCZ04 | Office, Large | 0% | 0% | 0% | 0% | 0% | 4.746% | 3.45% | 15.12% | 25.45% | 50.33% | 0.8985% | 100%
Floorspace-Based | FCZ04 | Office, Small | 0% | 0% | 0% | 0% | 0% | 1.728% | 8.217% | 24.97% | 6.627% | 56.95% | 1.51% | 100%
Floorspace-Based | FCZ04 | Refrigerated Warehouse | 0% | 0% | 0% | 0% | 0% | 0% | 2.278% | 5.652% | 28.08% | 60.97% | 3.023% | 100%
Floorspace-Based | FCZ04 | Restaurant | 0% | 0% | 0% | 0% | 0% | 3.381% | 26.94% | 23.06% | 12.99% | 29.89% | 3.736% | 100%
Floorspace-Based | FCZ04 | Retail | 0% | 0% | 0% | 0% | 0% | 1.35% | 8.136% | 34.34% | 18.3% | 36.31% | 1.57% | 100%
Floorspace-Based | FCZ04 | School | 0% | 0% | 0% | 0% | 0% | 0% | 9.918% | 52.41% | 4.447% | 32.81% | 0.407% | 100%
Floorspace-Based | FCZ04 | Warehouse | 0% | 0% | 0% | 0% | 0% | 1.54% | 2.203% | 18.13% | 15.73% | 57.54% | 4.86% | 100%
Floorspace-Based | FCZ04 | All Commercial | 0% | 0% | 0% | 0% | 0% | 3.023% | 8.454% | 32.11% | 11.34% | 41.8% | 3.275% | 100%
Floorspace-Based | FCZ05 | College | 0% | 0% | 0% | 0% | 0% | 0% | 12.46% | 43.45% | 2.317% | 41.77% | 0% | 100%
Floorspace-Based | FCZ05 | Food Stores | 0% | 0% | 0% | 0% | 0% | 0.634% | 3.718% | 55.17% | 16.67% | 20.32% | 3.489% | 100%
Floorspace-Based | FCZ05 | Health Care | 0% | 0% | 0% | 0% | 0% | 4.299% | 16.05% | 25.23% | 5.789% | 34.3% | 14.32% | 100%
Floorspace-Based | FCZ05 | Lodging | 0% | 0% | 0% | 0% | 0% | 1.642% | 7.468% | 37.93% | 8.054% | 40.06% | 4.848% | 100%
Floorspace-Based | FCZ05 | Miscellaneous | 0% | 0% | 0% | 0% | 0% | 0% | 3.876% | 57.99% | 5.646% | 26.47% | 6.019% | 100%
Floorspace-Based | FCZ05 | Office, Large | 0% | 0% | 0% | 0% | 0% | 0% | 3.902% | 74.83% | 10.9% | 10.37% | 0% | 100%
Floorspace-Based | FCZ05 | Office, Small | 0% | 0% | 0% | 0% | 0% | 4.939% | 0.2027% | 53.44% | 6.9% | 31.73% | 2.782% | 100%
Floorspace-Based | FCZ05 | Refrigerated Warehouse | 0% | 0% | 0% | 0% | 0% | 0% | 8.063% | 5.735% | 14.3% | 24.36% | 47.55% | 100%
Floorspace-Based | FCZ05 | Restaurant | 0% | 0% | 0% | 0% | 0% | 2.01% | 4.557% | 44.53% | 15.33% | 29.64% | 3.926% | 100%
Floorspace-Based | FCZ05 | Retail | 0.1961% | 0% | 0% | 0% | 0% | 0% | 1.158% | 42.52% | 16.28% | 37.67% | 2.176% | 100%
Floorspace-Based | FCZ05 | School | 0% | 0% | 0% | 0% | 0% | 0% | 2.841% | 49.05% | 17.6% | 30.5% | 0% | 100%
Floorspace-Based | FCZ05 | Warehouse | 0% | 0% | 0% | 0% | 0% | 0% | 4.22% | 25.61% | 14.95% | 40.87% | 14.34% | 100%
Floorspace-Based | FCZ05 | All Commercial | 0.02891% | 0% | 0% | 0% | 0% | 1.034% | 4.491% | 45.37% | 10.75% | 31.6% | 6.728% | 100%
Floorspace-Based | FCZ06 | College | 0% | 0% | 0% | 0% | 52.51% | 0% | 0% | 41.03% | 3.779% | 2.683% | 0% | 100%
Floorspace-Based | FCZ06 | Food Stores | 0% | 0% | 0% | 0% | 0% | 0% | 11.09% | 33.98% | 15.63% | 38.88% | 0.4175% | 100%
Floorspace-Based | FCZ06 | Health Care | 0% | 0% | 0% | 0% | 0% | 0% | 1.461% | 50.65% | 0.2817% | 42.82% | 4.786% | 100%
Floorspace-Based | FCZ06 | Lodging | 0% | 0% | 0% | 0% | 0% | 1.457% | 9.577% | 57.2% | 2.258% | 25.25% | 4.253% | 100%
Floorspace-Based | FCZ06 | Miscellaneous | 0% | 0% | 0% | 0% | 0% | 0% | 1.108% | 63.75% | 8.879% | 24.16% | 2.105% | 100%
Floorspace-Based | FCZ06 | Office, Large | 0% | 0% | 0% | 0% | 0% | 0% | 0% | 33.32% | 2.503% | 64.18% | 0% | 100%
Floorspace-Based | FCZ06 | Office, Small | 0% | 0% | 0% | 0% | 0% | 0.5521% | 2.207% | 62.58% | 16.32% | 18.1% | 0.2373% | 100%
Floorspace-Based | FCZ06 | Refrigerated Warehouse | 0% | 0% | 0% | 0% | 0% | 0% | 0% | 27.75% | 7.413% | 24.28% | 40.56% | 100%
Floorspace-Based | FCZ06 | Restaurant | 0% | 0% | 0% | 0% | 0% | 0% | 4.298% | 56.27% | 13.54% | 23.49% | 2.407% | 100%
Floorspace-Based | FCZ06 | Retail | 0% | 0% | 0% | 0% | 0.2954% | 0% | 0.3679% | 38.92% | 24.04% | 34.42% | 1.957% | 100%
Floorspace-Based | FCZ06 | School | 0% | 0% | 0% | 0% | 0% | 0% | 4.703% | 90.97% | 1.196% | 3.132% | 0% | 100%
Floorspace-Based | FCZ06 | Warehouse | 0% | 0% | 0% | 0% | 0% | 0% | 0% | 41.11% | 14.78% | 41.67% | 2.435% | 100%
Floorspace-Based | FCZ06 | All Commercial | 0% | 0% | 0% | 0% | 4.341% | 0.2681% | 2.747% | 54.08% | 9.975% | 26.32% | 2.271% | 100%
Floorspace-Based | FCZ07 | College | 0% | 0% | 0% | 0% | 0% | 0% | 7.26% | 82.54% | 1.81% | 8.395% | 0% | 100%
Floorspace-Based | FCZ07 | Food Stores | 0% | 0% | 0% | 0.226% | 0% | 0% | 4.815% | 66.49% | 15.42% | 12.56% | 0.4908% | 100%
Floorspace-Based | FCZ07 | Health Care | 0% | 0% | 0% | 0% | 0% | 0.5301% | 2.878% | 64.65% | 6.196% | 25.41% | 0.3328% | 100%
Floorspace-Based | FCZ07 | Lodging | 0% | 0% | 0% | 0% | 0% | 0.371% | 0.6711% | 55.7% | 17.06% | 21.49% | 4.706% | 100%
Floorspace-Based | FCZ07 | Miscellaneous | 0.2045% | 0% | 0.05894% | 0% | 0.07734% | 0.6726% | 2.11% | 69.68% | 14.23% | 11.54% | 1.424% | 100%
Floorspace-Based | FCZ07 | Office, Large | 0% | 0% | 1.103% | 0.7766% | 0% | 0.5199% | 4.203% | 54.7% | 8.781% | 29.7% | 0.2215% | 100%
Floorspace-Based | FCZ07 | Office, Small | 0% | 0% | 0% | 0% | 0% | 0% | 1.197% | 75.84% | 9.848% | 12.16% | 0.9544% | 100%
Floorspace-Based | FCZ07 | Refrigerated Warehouse | 0% | 0% | 0% | 0% | 0% | 0% | 0% | 43.48% | 33.85% | 22.67% | 0% | 100%
Floorspace-Based | FCZ07 | Restaurant | 0% | 0% | 0% | 0% | 0% | 0.624% | 1.104% | 65.34% | 11.53% | 19.71% | 1.69% | 100%
Floorspace-Based | FCZ07 | Retail | 0% | 0% | 0% | 0% | 0.03654% | 0.3295% | 0.8875% | 59.73% | 13.09% | 24.52% | 1.4% | 100%
Floorspace-Based | FCZ07 | School | 0% | 0% | 0% | 0% | 0% | 0.7786% | 0.4143% | 76.24% | 5.369% | 17.11% | 0.08872% | 100%
Floorspace-Based | FCZ07 | Warehouse | 0% | 0% | 0% | 0% | 0% | 0.4657% | 0.7568% | 65.89% | 10.93% | 20.43% | 1.522% | 100%
Floorspace-Based | FCZ07 | All Commercial | 0.02896% | 0% | 0.1696% | 0.1203% | 0.01652% | 0.4329% | 1.993% | 65.61% | 10.87% | 19.66% | 1.095% | 100%
Floorspace-Based | FCZ08 | College | 0% | 0% | 0% | 0% | 0% | 0% | 0.2524% | 45.67% | 0.4995% | 53.58% | 0% | 100%
Floorspace-Based | FCZ08 | Food Stores | 0% | 0% | 0% | 0% | 0% | 0% | 2.736% | 60.73% | 3.282% | 31.98% | 1.272% | 100%
Floorspace-Based | FCZ08 | Health Care | 0% | 0% | 0% | 0% | 14.08% | 0% | 0% | 58.66% | 0% | 27.26% | 0% | 100%
Floorspace-Based | FCZ08 | Lodging | 0% | 0% | 0% | 0% | 0% | 0% | 0% | 85.42% | 6.404% | 8.174% | 0% | 100%
Floorspace-Based | FCZ08 | Miscellaneous | 0% | 0% | 0% | 0% | 0% | 0% | 0% | 59.63% | 7.383% | 32.22% | 0.7672% | 100%
Floorspace-Based | FCZ08 | Office, Large | 0% | 0% | 0% | 0% | 0% | 0% | 13.66% | 33.49% | 0% | 45.08% | 7.77% | 100%
Floorspace-Based | FCZ08 | Office, Small | 0% | 0% | 0% | 0% | 0% | 0% | 1.595% | 68.07% | 4.734% | 24.9% | 0.7034% | 100%
Floorspace-Based | FCZ08 | Refrigerated Warehouse | 0% | 0% | 0% | 0% | 0% | 0% | 0% | 95.78% | 4.218% | 0% | 0% | 100%
Floorspace-Based | FCZ08 | Restaurant | 0% | 0% | 0% | 0% | 0% | 0% | 6.944% | 69.61% | 3.981% | 19.46% | 0% | 100%
Floorspace-Based | FCZ08 | Retail | 0% | 0% | 0% | 0% | 0% | 0% | 1.005% | 60.23% | 11.94% | 22.83% | 4.001% | 100%
Floorspace-Based | FCZ08 | School | 0% | 0% | 0% | 0% | 0% | 0% | 0% | 76.73% | 0% | 21.93% | 1.346% | 100%
Floorspace-Based | FCZ08 | Warehouse | 0% | 0% | 0% | 0% | 0% | 0% | 0% | 64.14% | 5.836% | 30.02% | 0% | 100%
Floorspace-Based | FCZ08 | All Commercial | 0% | 0% | 0% | 0% | 0.734% | 0% | 2.528% | 58.95% | 4.322% | 31.49% | 1.976% | 100%
Floorspace-Based | FCZ09 | College | 0% | 0% | 0% | 0% | 0% | 0% | 0% | 98.48% | 0% | 1.522% | 0% | 100%
Floorspace-Based | FCZ09 | Food Stores | 0% | 0% | 0% | 0% | 0% | 1.867% | 12.71% | 65.5% | 7.474% | 11.23% | 1.209% | 100%
Floorspace-Based | FCZ09 | Health Care | 0% | 0% | 0% | 0% | 0% | 0% | 14.23% | 24.74% | 40.29% | 16.88% | 3.856% | 100%
Floorspace-Based | FCZ09 | Lodging | 0% | 0% | 0% | 0% | 0% | 0% | 12.04% | 54.07% | 0.8951% | 32.99% | 0% | 100%
Floorspace-Based | FCZ09 | Miscellaneous | 0% | 0% | 0% | 0% | 0% | 1.137% | 1.206% | 64.01% | 8.692% | 21.31% | 3.644% | 100%
Floorspace-Based | FCZ09 | Office, Large | 0% | 0% | 0% | 0% | 0% | 0% | 0% | 92.02% | 0% | 7.983% | 0% | 100%
Floorspace-Based | FCZ09 | Office, Small | 0% | 0% | 0% | 0% | 0% | 4.387% | 0% | 40.02% | 16.75% | 38.84% | 0% | 100%
Floorspace-Based | FCZ09 | Refrigerated Warehouse | 0% | 0% | 0% | 0% | 0% | 0% | 0% | 7.844% | 0% | 92.16% | 0% | 100%
Floorspace-Based | FCZ09 | Restaurant | 0% | 0% | 0% | 0% | 0% | 3.088% | 2.977% | 42.08% | 22.05% | 26.09% | 3.712% | 100%
Floorspace-Based | FCZ09 | Retail | 0% | 0% | 0% | 0% | 0% | 0.6777% | 18.73% | 24.04% | 3.196% | 51.63% | 1.734% | 100%
Floorspace-Based | FCZ09 | School | 0% | 0% | 0% | 0% | 0% | 0% | 0% | 60.49% | 5.147% | 34.36% | 0% | 100%
Floorspace-Based | FCZ09 | Warehouse | 0% | 0% | 0% | 0% | 0% | 0% | 0.4782% | 12.34% | 4.045% | 83.14% | 0% | 100%
Floorspace-Based | FCZ09 | All Commercial | 0% | 0% | 0% | 0% | 0% | 0.8805% | 5.092% | 44.05% | 8.414% | 40.18% | 1.38% | 100%
Floorspace-Based | FCZ10 | College | 0% | 0% | 0% | 19.28% | 0% | 0% | 31.02% | 30.26% | 1.711% | 10.98% | 6.74% | 100%
Floorspace-Based | FCZ10 | Food Stores | 0% | 0% | 0% | 0% | 0.6825% | 2.433% | 4.484% | 32.45% | 34.79% | 19.25% | 5.912% | 100%
Floorspace-Based | FCZ10 | Health Care | 0% | 0% | 0% | 0% | 0% | 0% | 4.572% | 58.14% | 7.176% | 20.79% | 9.32% | 100%
Floorspace-Based | FCZ10 | Lodging | 0% | 0% | 0% | 0% | 0.4088% | 0.501% | 12.47% | 34.69% | 5.861% | 39.64% | 6.423% | 100%
Floorspace-Based | FCZ10 | Miscellaneous | 0% | 0% | 0% | 0% | 0% | 0.9909% | 1.245% | 49.92% | 12.21% | 35.59% | 0.04765% | 100%
Floorspace-Based | FCZ10 | Office, Large | 0% | 0% | 0% | 0% | 0% | 0% | 15.25% | 23.36% | 12.26% | 47.1% | 2.032% | 100%
Floorspace-Based | FCZ10 | Office, Small | 0% | 0% | 0% | 0.9468% | 1.203% | 0% | 1.182% | 51% | 11.35% | 33.84% | 0.4839% | 100%
Floorspace-Based | FCZ10 | Refrigerated Warehouse | 0% | 0% | 0% | 0% | 0% | 0% | 0.6323% | 0% | 0% | 19.69% | 79.67% | 100%
Floorspace-Based | FCZ10 | Restaurant | 0% | 0% | 0% | 0% | 0.5355% | 1.654% | 5.606% | 47.38% | 6.22% | 37.45% | 1.152% | 100%
Floorspace-Based | FCZ10 | Retail | 0% | 0% | 0% | 0% | 0% | 0.09339% | 2.684% | 26.27% | 7.537% | 30.63% | 32.79% | 100%
Floorspace-Based | FCZ10 | School | 0% | 0% | 0% | 0% | 0% | 0% | 1.145% | 55.67% | 6.153% | 37.03% | 0% | 100%
Floorspace-Based | FCZ10 | Warehouse | 0% | 0% | 0% | 0% | 0.5715% | 0% | 1.399% | 17.25% | 16.12% | 57.69% | 6.964% | 100%
Floorspace-Based | FCZ10 | All Commercial | 0% | 0% | 0% | 0.3913% | 0.3204% | 0.2521% | 3.258% | 32.16% | 11.86% | 41.66% | 10.11% | 100%
Floorspace-Based | FCZ11 | College | 0% | 0% | 0% | 0% | 0% | 0% | 0% | 44.86% | 0% | 54.54% | 0.5981% | 100%
Floorspace-Based | FCZ11 | Food Stores | 0% | 0% | 0% | 0% | 0% | 0% | 0% | 67.04% | 14.29% | 9.281% | 9.392% | 100%
Floorspace-Based | FCZ11 | Health Care | 0% | 0% | 0% | 0% | 0% | 5.733% | 12.01% | 37.15% | 5.735% | 21.95% | 17.42% | 100%
Floorspace-Based | FCZ11 | Lodging | 0% | 0% | 0% | 0.108% | 0% | 1.864% | 8.001% | 59.7% | 13.8% | 14.68% | 1.848% | 100%
Floorspace-Based | FCZ11 | Miscellaneous | 0% | 0% | 0% | 0% | 0.5365% | 0.1529% | 6.641% | 43.86% | 5.187% | 41.72% | 1.9% | 100%
Floorspace-Based | FCZ11 | Office, Large | 0% | 0% | 0% | 0% | 0% | 0% | 8.605% | 29.45% | 10.05% | 51.9% | 0% | 100%
Floorspace-Based | FCZ11 | Office, Small | 0% | 0% | 0% | 0% | 0% | 0% | 0.9846% | 37.9% | 12.45% | 46.32% | 2.342% | 100%
Floorspace-Based | FCZ11 | Refrigerated Warehouse | 0% | 0% | 0% | 0% | 0% | 0% | 0% | 12.86% | 0% | 87.14% | 0% | 100%
Floorspace-Based | FCZ11 | Restaurant | 0% | 0% | 0% | 0% | 0% | 0% | 9.574% | 45.47% | 13.04% | 29.4% | 2.526% | 100%
Floorspace-Based | FCZ11 | Retail | 0% | 0% | 0% | 0% | 0% | 0% | 4.682% | 28.07% | 13.03% | 51.95% | 2.261% | 100%
Floorspace-Based | FCZ11 | School | 0% | 0% | 0% | 0% | 0% | 0% | 0% | 28.54% | 3.015% | 66.46% | 1.991% | 100%
Floorspace-Based | FCZ11 | Warehouse | 0% | 0% | 0% | 0% | 0% | 0.08158% | 1.159% | 5.354% | 18.35% | 73.89% | 1.159% | 100%
Floorspace-Based | FCZ11 | All Commercial | 0% | 0% | 0% | 0.005656% | 0.1179% | 0.3945% | 3.893% | 29.43% | 10.91% | 52.73% | 2.518% | 100%
Floorspace-Based | FCZ12c | College | 0% | 0% | 0% | 0% | 0% | 0% | 0% | 93.33% | 0.4739% | 5.231% | 0.963% | 100%
Floorspace-Based | FCZ12c | Food Stores | 0% | 0% | 0% | 0% | 0% | 0% | 1.959% | 63.58% | 2.617% | 31.12% | 0.7241% | 100%
Floorspace-Based | FCZ12c | Health Care | 0% | 0% | 0% | 0% | 0% | 0% | 7.378% | 57.11% | 0% | 33.77% | 1.737% | 100%
Floorspace-Based | FCZ12c | Lodging | 0% | 0% | 0% | 0% | 0% | 0% | 3.746% | 39.6% | 8.606% | 33.69% | 14.37% | 100%
Floorspace-Based | FCZ12c | Miscellaneous | 0% | 0% | 0% | 0% | 0.02115% | 0.4856% | 8.892% | 58.43% | 7.161% | 23.36% | 1.652% | 100%
Floorspace-Based | FCZ12c | Office, Large | 0% | 0% | 0% | 0% | 0% | 1.352% | 5.347% | 47.91% | 1.863% | 43.02% | 0.5096% | 100%
Floorspace-Based | FCZ12c | Office, Small | 0% | 0% | 0% | 0% | 0% | 1.48% | 4.024% | 71.8% | 3.564% | 18.73% | 0.3991% | 100%
Floorspace-Based | FCZ12c | Refrigerated Warehouse | 0% | 0% | 0% | 0% | 0% | 0% | 1.733% | 8.972% | 0% | 89.29% | 0% | 100%
Floorspace-Based | FCZ12c | Restaurant | 0% | 0% | 0% | 0% | 0% | 0.4733% | 6.75% | 64.99% | 3.536% | 20.88% | 3.376% | 100%
Floorspace-Based | FCZ12c | Retail | 0% | 0% | 0% | 0% | 0% | 0% | 2.196% | 56.05% | 6.415% | 35.34% | 0% | 100%
Floorspace-Based | FCZ12c | School | 0% | 0% | 0% | 0% | 0% | 0% | 0.3619% | 39.07% | 2.874% | 57.7% | 0% | 100%
Floorspace-Based | FCZ12c | Warehouse | 0% | 0% | 0% | 0% | 0% | 0% | 0% | 50.62% | 4.622% | 42.75% | 2.009% | 100%
Floorspace-Based | FCZ12c | All Commercial | 0% | 0% | 0% | 0% | 0.004551% | 0.553% | 4.593% | 56.99% | 4.31% | 31.54% | 2.012% | 100%
Floorspace-Based | FCZ12i | College | 0% | 0% | 0% | 0% | 0% | 47.66% | 0.1148% | 47.41% | 1.187% | 3.633% | 0% | 100%
Floorspace-Based | FCZ12i | Food Stores | 0% | 0% | 0% | 0% | 0% | 0% | 1.285% | 40.25% | 0.7424% | 57.72% | 0% | 100%
Floorspace-Based | FCZ12i | Health Care | 0% | 0% | 0% | 0% | 0% | 0% | 12.33% | 72.04% | 1.267% | 7.487% | 6.874% | 100%
Floorspace-Based | FCZ12i | Lodging | 0% | 0% | 0% | 0% | 0% | 0% | 36.06% | 33.26% | 0% | 24.91% | 5.77% | 100%
Floorspace-Based | FCZ12i | Miscellaneous | 0% | 0% | 0% | 0% | 0% | 0.3091% | 4.834% | 61.24% | 6.518% | 21.17% | 5.925% | 100%
Floorspace-Based | FCZ12i | Office, Large | 0% | 0% | 0% | 0% | 0% | 16.34% | 0% | 44.32% | 0% | 36.2% | 3.14% | 100%
Floorspace-Based | FCZ12i | Office, Small | 0% | 0% | 0% | 0% | 0% | 2.108% | 5.06% | 55.71% | 20.55% | 16.38% | 0.1895% | 100%
Floorspace-Based | FCZ12i | Refrigerated Warehouse | 0% | 0% | 0% | 0% | 0% | 0% | 0% | 59.14% | 0% | 0% | 40.86% | 100%
Floorspace-Based | FCZ12i | Restaurant | 0% | 0% | 0% | 0% | 0% | 0% | 11.31% | 58.68% | 7.388% | 21.2% | 1.416% | 100%
Floorspace-Based | FCZ12i | Retail | 0% | 0% | 0% | 0% | 0% | 0% | 3.745% | 43% | 21.8% | 28.48% | 2.975% | 100%
Floorspace-Based | FCZ12i | School | 0% | 0% | 0% | 0% | 0% | 5.56% | 0% | 63.13% | 3.364% | 27.95% | 0% | 100%
Floorspace-Based | FCZ12i | Warehouse | 0% | 0% | 0% | 0% | 0% | 0% | 3.738% | 70.16% | 13.97% | 12.13% | 0% | 100%
Floorspace-Based | FCZ12i | All Commercial | 0% | 0% | 0% | 0% | 0% | 4.503% | 6.364% | 54.5% | 8.563% | 22.77% | 3.297% | 100%
Floorspace-Based | FCZ13 | College | 0% | 0% | 0% | 0% | 0% | 0% | 0% | 54.99% | 0% | 42.32% | 2.693% | 100%
Floorspace-Based | FCZ13 | Food Stores | 0% | 0% | 0% | 0% | 0% | 1.568% | 1.715% | 54.27% | 0.3861% | 39.82% | 2.235% | 100%
Floorspace-Based | FCZ13 | Health Care | 0% | 0% | 0% | 0% | 0% | 1.118% | 4.462% | 53.91% | 1.455% | 34.57% | 4.492% | 100%
Floorspace-Based | FCZ13 | Lodging | 0% | 0% | 0% | 0% | 0% | 2.399% | 12.21% | 39.42% | 1.196% | 39.82% | 4.959% | 100%
Floorspace-Based | FCZ13 | Miscellaneous | 0% | 0% | 0% | 0.2753% | 0.7415% | 1.165% | 10.08% | 57.89% | 0.281% | 29.52% | 0.04781% | 100%
Floorspace-Based | FCZ13 | Office, Large | 0% | 0% | 0% | 2.003% | 0% | 6.818% | 6.862% | 48.04% | 0% | 36.28% | 0% | 100%
Floorspace-Based | FCZ13 | Office, Small | 0% | 0% | 0% | 0% | 0% | 2.553% | 2.804% | 65.39% | 1.376% | 27.07% | 0.8142% | 100%
Floorspace-Based | FCZ13 | Refrigerated Warehouse | 0% | 0% | 0% | 0% | 0% | 0% | 0% | 61.7% | 0% | 9.74% | 28.56% | 100%
Floorspace-Based | FCZ13 | Restaurant | 0% | 0% | 0% | 0% | 0.4715% | 1.635% | 12.31% | 48.1% | 2.071% | 32.86% | 2.552% | 100%
Floorspace-Based | FCZ13 | Retail | 0% | 0% | 0% | 0% | 0% | 0.2645% | 4.495% | 48.2% | 0.3963% | 42.86% | 3.784% | 100%
Floorspace-Based | FCZ13 | School | 0% | 0% | 0% | 0% | 0.2629% | 0% | 0.3846% | 77.62% | 5.45% | 16.21% | 0.0629% | 100%
Floorspace-Based | FCZ13 | Warehouse | 0% | 0% | 0% | 0% | 0% | 0% | 14.22% | 57.92% | 3.081% | 24.78% | 0% | 100%
Floorspace-Based | FCZ13 | All Commercial | 0% | 0% | 0% | 0.3539% | 0.1803% | 1.793% | 6.366% | 56% | 1.222% | 32.3% | 1.784% | 100%
Floorspace-Based | FCZ16 | College | 0% | 0% | 0% | 0% | 0% | 0% | 98.78% | 0% | 0% | 1.223% | 0% | 100%
Floorspace-Based | FCZ16 | Food Stores | 0% | 0% | 0% | 0% | 0% | 0% | 0% | 70.21% | 0.9168% | 23.03% | 5.841% | 100%
Floorspace-Based | FCZ16 | Health Care | 0% | 0% | 0% | 0% | 0% | 0% | 0% | 88.88% | 11.12% | 0% | 0% | 100%
Floorspace-Based | FCZ16 | Lodging | 0% | 0% | 0% | 0% | 0% | 0% | 2.533% | 48.49% | 5.599% | 23.6% | 19.79% | 100%
Floorspace-Based | FCZ16 | Miscellaneous | 0% | 0% | 0.8527% | 0% | 0% | 0% | 0% | 79.51% | 4.613% | 15.02% | 0% | 100%
Floorspace-Based | FCZ16 | Office, Large | 0% | 0% | 0% | 0% | 4.846% | 0.7905% | 6.082% | 73.69% | 0% | 14.26% | 0.3267% | 100%
Floorspace-Based | FCZ16 | Office, Small | 0% | 0% | 0% | 0% | 0% | 9.43% | 2.346% | 83.32% | 1.406% | 3.495% | 0% | 100%
Floorspace-Based | FCZ16 | Refrigerated Warehouse | 0% | 0% | 0% | 0% | 0% | 0% | 0% | 70.23% | 24.19% | 5.577% | 0% | 100%
Floorspace-Based | FCZ16 | Restaurant | 0% | 0% | 0% | 1.567% | 0% | 0% | 11.08% | 63.63% | 7.465% | 16.26% | 0% | 100%
Floorspace-Based | FCZ16 | Retail | 0% | 0% | 0% | 0% | 0.1442% | 0% | 0.3549% | 64.64% | 2.568% | 31.49% | 0.7997% | 100%
Floorspace-Based | FCZ16 | School | 0% | 0% | 0% | 0% | 0% | 0% | 1.777% | 79.22% | 8.949% | 10.05% | 0% | 100%
Floorspace-Based | FCZ16 | Warehouse | 0% | 0% | 0% | 0% | 0% | 0% | 0% | 87.38% | 10.01% | 2.608% | 0% | 100%
Floorspace-Based | FCZ16 | All Commercial | 0% | 0% | 0.13% | 0.04079% | 1.48% | 0.8337% | 8.563% | 69.93% | 3.85% | 13.84% | 1.338% | 100%
Floorspace-Based | FCZ17 | College | 0% | 0% | 0% | 0% | 0% | 0% | 37.16% | 62.25% | 0% | 0.5926% | 0% | 100%
Floorspace-Based | FCZ17 | Food Stores | 0% | 0% | 0% | 0% | 0% | 0% | 3.331% | 72.43% | 9.308% | 14.42% | 0.5087% | 100%
Floorspace-Based | FCZ17 | Health Care | 0% | 0% | 0% | 0% | 0% | 5.854% | 35.52% | 30.74% | 12.05% | 15.84% | 0% | 100%
Floorspace-Based | FCZ17 | Lodging | 0% | 0% | 0% | 0% | 0% | 0% | 58.87% | 18.55% | 1.364% | 21.21% | 0% | 100%
Floorspace-Based | FCZ17 | Miscellaneous | 0% | 0% | 0% | 0% | 0% | 0% | 0% | 72.56% | 14.88% | 12.56% | 0% | 100%
Floorspace-Based | FCZ17 | Office, Large | 0% | 0% | 0% | 0% | 0% | 0% | 0% | 70.19% | 9.952% | 19.86% | 0% | 100%
Floorspace-Based | FCZ17 | Office, Small | 0% | 0% | 0% | 0% | 0% | 0% | 0% | 75.35% | 14.11% | 10.54% | 0% | 100%
Floorspace-Based | FCZ17 | Refrigerated Warehouse | 0% | 0% | 0% | 0% | 0% | 0% | 0% | 46.69% | 0% | 53.31% | 0% | 100%
Floorspace-Based | FCZ17 | Restaurant | 0% | 0% | 0% | 0% | 0% | 0% | 0% | 77.06% | 8.554% | 13.66% | 0.7214% | 100%
Floorspace-Based | FCZ17 | Retail | 0% | 0% | 0% | 0% | 0% | 0% | 2.563% | 68.3% | 6.936% | 21.67% | 0.534% | 100%
Floorspace-Based | FCZ17 | School | 0% | 0% | 0% | 0% | 0% | 0% | 3.001% | 79.26% | 15.06% | 2.685% | 0% | 100%
Floorspace-Based | FCZ17 | Warehouse | 0% | 0% | 0% | 0% | 0% | 0% | 0% | 81.16% | 0.8525% | 17.99% | 0% | 100%
Floorspace-Based | FCZ17 | All Commercial | 0% | 0% | 0% | 0% | 0% | 0.3631% | 4.593% | 69.67% | 9.947% | 15.26% | 0.1635% | 100%
Sites-Based | Statewide | College | 0% | 0% | 0% | 0.2165% | 0.278% | 0.1398% | 0.9426% | 62.29% | 9.644% | 25.44% | 1.052% | 100% | ↓ % of number of Comm. sites
Sites-Based | Statewide | Food Stores | 0% | 0% | 0% | 0.02894% | 0.09838% | 0.6109% | 3.533% | 67.31% | 10.25% | 16.66% | 1.504% | 100%
Sites-Based | Statewide | Health Care | 0% | 0% | 0.1469% | 0% | 0.4088% | 1.218% | 8.536% | 54.96% | 11.34% | 20.2% | 3.188% | 100%
Sites-Based | Statewide | Lodging | 0% | 0% | 0.1029% | 0.2583% | 0.08298% | 1.299% | 10.34% | 60.3% | 6.833% | 18.5% | 2.28% | 100%
Sites-Based | Statewide | Miscellaneous | 0.03798% | 0% | 0.152% | 0.01697% | 0.116% | 0.8194% | 2.409% | 69.32% | 9.658% | 16.04% | 1.434% | 100%
Sites-Based | Statewide | Office, Large | 0% | 0% | 0.1008% | 0.6443% | 0.2042% | 3.784% | 6.123% | 53.97% | 5.418% | 28.56% | 1.198% | 100%
Sites-Based | Statewide | Office, Small | 0% | 0% | 0% | 0.0658% | 0.09914% | 0.5942% | 2.151% | 64.25% | 8.224% | 23.38% | 1.234% | 100%
Sites-Based | Statewide | Refrigerated Warehouse | 0% | 0% | 0% | 0% | 0.4967% | 1.08% | 1.684% | 57.85% | 13.9% | 21.6% | 3.393% | 100%
Sites-Based | Statewide | Restaurant | 0% | 0.01627% | 0% | 0.2477% | 0.07327% | 0.7811% | 4.433% | 58.7% | 10.43% | 23.37% | 1.948% | 100%
Sites-Based | Statewide | Retail | 0.003733% | 0% | 0% | 0.008142% | 0.1076% | 0.284% | 1.361% | 64.96% | 11.83% | 20.21% | 1.24% | 100%
Sites-Based | Statewide | School | 0% | 0% | 0% | 0% | 0.2278% | 0.3634% | 3.186% | 64.72% | 9.671% | 21.14% | 0.6855% | 100%
Sites-Based | Statewide | Warehouse | 0% | 0% | 0% | 0.03056% | 0.2251% | 0.5748% | 1.57% | 64.46% | 10.06% | 21.87% | 1.208% | 100%
Sites-Based | Statewide | All Commercial | 0.007891% | 0.001954% | 0.03409% | 0.07205% | 0.1237% | 0.6456% | 2.631% | 64.4% | 9.876% | 20.79% | 1.417% | 100%
Sites-Based | PG&E Tot | College | 0% | 0% | 0% | 0% | 0.8189% | 0.3453% | 0.4039% | 60.39% | 21.58% | 16.1% | 0.356% | 100%
Sites-Based | PG&E Tot | Food Stores | 0% | 0% | 0% | 0.03484% | 0.1721% | 1.294% | 6.705% | 59.87% | 12.93% | 17.77% | 1.228% | 100%
Sites-Based | PG&E Tot | Health Care | 0% | 0% | 0.4098% | 0% | 0.2477% | 1.55% | 12.98% | 50.89% | 7.091% | 22.76% | 4.074% | 100%
Sites-Based | PG&E Tot | Lodging | 0% | 0% | 0.2263% | 0.3738% | 0% | 2.052% | 14.96% | 55.53% | 5.612% | 19.85% | 1.388% | 100%
Sites-Based | PG&E Tot | Miscellaneous | 0% | 0% | 0.05979% | 0.02297% | 0.2159% | 0.9806% | 3.872% | 64.63% | 10.33% | 17.08% | 2.809% | 100%
Sites-Based | PG&E Tot | Office, Large | 0% | 0% | 0% | 0.4831% | 0% | 6.404% | 5.438% | 53.98% | 4.405% | 28.14% | 1.152% | 100%
Sites-Based | PG&E Tot | Office, Small | 0% | 0% | 0% | 0.0788% | 0.2179% | 0.8185% | 3.578% | 58.36% | 7.152% | 28.15% | 1.645% | 100%
Sites-Based | PG&E Tot | Refrigerated Warehouse | 0% | 0% | 0% | 0% | 1.709% | 3.715% | 2.73% | 60.07% | 9.894% | 17.47% | 4.415% | 100%
Sites-Based | PG&E Tot | Restaurant | 0% | 0.04911% | 0% | 0.1556% | 0.1305% | 1.264% | 7.871% | 52.03% | 12.19% | 23.65% | 2.658% | 100%
Sites-Based | PG&E Tot | Retail | 0.01295% | 0% | 0% | 0.02825% | 0.1668% | 0.7067% | 2.189% | 62.32% | 14.16% | 19.01% | 1.41% | 100%
Sites-Based | PG&E Tot | School | 0% | 0% | 0% | 0% | 0.5371% | 0.4953% | 5.519% | 62.76% | 12.01% | 17.6% | 1.071% | 100%
Sites-Based | PG&E Tot | Warehouse | 0% | 0% | 0% | 0.1124% | 0.6523% | 1.083% | 3.495% | 56.79% | 10.41% | 25.88% | 1.571% | 100%
Sites-Based | PG&E Tot | All Commercial | 0.002459% | 0.005599% | 0.02612% | 0.07047% | 0.2284% | 1.044% | 4.438% | 59.68% | 10.51% | 22.03% | 1.97% | 100%
Sites-Based | SCE Tot | College | 0% | 0% | 0% | 0.4022% | 0% | 0% | 0.4204% | 64.03% | 3.201% | 30.43% | 1.518% | 100%
Sites-Based | SCE Tot | Food Stores | 0% | 0% | 0% | 0.03888% | 0.08196% | 0.1385% | 1.395% | 72.09% | 9.47% | 14.81% | 1.976% | 100%
Sites-Based | SCE Tot | Health Care | 0% | 0% | 0% | 0% | 0.7614% | 1.123% | 6.21% | 57.08% | 9.773% | 22.03% | 3.017% | 100%
Sites-Based | SCE Tot | Lodging | 0% | 0% | 0% | 0.2412% | 0.2266% | 0.8523% | 3.826% | 67.34% | 10.04% | 15.3% | 2.176% | 100%
Sites-Based | SCE Tot | Miscellaneous | 0.09979% | 0% | 0.01752% | 0% | 0.03547% | 0.8427% | 1.097% | 71.74% | 9.71% | 15.99% | 0.4651% | 100%
Sites-Based | SCE Tot | Office, Large | 0% | 0% | 0.2946% | 0.5881% | 0% | 0.6783% | 6.205% | 49.14% | 9.72% | 32.06% | 1.312% | 100%
Sites-Based | SCE Tot | Office, Small | 0% | 0% | 0% | 0.09175% | 0.04806% | 0.05293% | 0.5917% | 64% | 9.97% | 23.87% | 1.373% | 100%
Sites-Based | SCE Tot | Refrigerated Warehouse | 0% | 0% | 0% | 0% | 0% | 0% | 0.8244% | 58.33% | 19.94% | 17.65% | 3.259% | 100%
Sites-Based | SCE Tot | Restaurant | 0% | 0% | 0% | 0% | 0.02964% | 0.6062% | 1.951% | 60.13% | 10.2% | 25.48% | 1.604% | 100%
Sites-Based | SCE Tot | Retail | 0% | 0% | 0% | 0% | 0.03774% | 0.142% | 0.9174% | 66.5% | 9.807% | 21.18% | 1.412% | 100%
Sites-Based | SCE Tot | School | 0% | 0% | 0% | 0% | 0% | 0.1944% | 1.609% | 67.96% | 8.48% | 21% | 0.7609% | 100%
Sites-Based | SCE Tot | Warehouse | 0% | 0% | 0% | 0% | 0.09091% | 0.5336% | 0.721% | 63.99% | 11.42% | 21.8% | 1.441% | 100%
Sites-Based | SCE Tot | All Commercial | 0.01666% | 0% | 0.00657% | 0.04398% | 0.05959% | 0.3489% | 1.215% | 65.64% | 9.83% | 21.51% | 1.33% | 100%
Sites-Based | SDG&E Tot | College | 0% | 0% | 0% | 0% | 0% | 0.4326% | 1.663% | 54.21% | 11.36% | 31.54% | 0.7876% | 100%
Sites-Based | SDG&E Tot | Food Stores | 0% | 0% | 0% | 0% | 0% | 0% | 2.41% | 63.67% | 7.566% | 25.75% | 0.6016% | 100%
Sites-Based | SDG&E Tot | Health Care | 0% | 0% | 0% | 0% | 0% | 0% | 10.49% | 67.49% | 2.636% | 14.33% | 5.049% | 100%
Sites-Based | SDG&E Tot | Lodging | 0% | 0% | 0% | 0% | 0% | 0% | 11.03% | 62.89% | 3.847% | 18.38% | 3.846% | 100%
Sites-Based | SDG&E Tot | Miscellaneous | 0% | 0% | 0% | 0% | 0.0537% | 0.733% | 3.612% | 66.27% | 13% | 15.52% | 0.8097% | 100%
Sites-Based | SDG&E Tot | Office, Large | 0% | 0% | 0% | 0% | 0% | 4.558% | 5.676% | 52.39% | 1.824% | 33.62% | 1.927% | 100%
Sites-Based | SDG&E Tot | Office, Small | 0% | 0% | 0% | 0% | 0% | 1.118% | 3.267% | 66.37% | 11.54% | 17.4% | 0.3089% | 100%
Sites-Based | SDG&E Tot | Refrigerated Warehouse | 0% | 0% | 0% | 0% | 0% | 0% | 8.408% | 22.74% | 0% | 63.23% | 5.624% | 100%
Sites-Based | SDG&E Tot | Restaurant | 0% | 0% | 0% | 0% | 0% | 0.5987% | 4.88% | 62.07% | 6.644% | 22.45% | 3.348% | 100%
Sites-Based | SDG&E Tot | Retail | 0% | 0% | 0% | 0% | 0% | 0% | 0.545% | 53.93% | 25.19% | 20.06% | 0.2748% | 100%
Sites-Based | SDG&E Tot | School | 0% | 0% | 0% | 0% | 0% | 1.738% | 1.492% | 50.44% | 6.505% | 39.83% | 0% | 100%
Sites-Based | SDG&E Tot | Warehouse | 0% | 0% | 0% | 0% | 0% | 0% | 1.013% | 62.43% | 8.701% | 27.5% | 0.3525% | 100%
Sites-Based | SDG&E Tot | All Commercial | 0% | 0% | 0% | 0% | 0.007814% | 0.7295% | 3.125% | 62.16% | 12.79% | 20.23% | 0.9541% | 100%
Sites-Based | LADWP Tot | College | 0% | 0% | 0% | 0% | 0% | 0% | 19.4% | 74.07% | 0% | 6.531% | 0% | 100%
Sites-Based | LADWP Tot | Food Stores | 0% | 0% | 0% | 0% | 0% | 0% | 0.4112% | 79.9% | 8.704% | 9.336% | 1.647% | 100%
Sites-Based | LADWP Tot | Health Care | 0% | 0% | 0% | 0% | 0% | 1.437% | 0.7326% | 52.8% | 44.73% | 0.3011% | 0% | 100%
Sites-Based | LADWP Tot | Lodging | 0% | 0% | 0% | 0% | 0% | 0% | 10.45% | 56.32% | 2.264% | 24.65% | 6.316% | 100%
Sites-Based | LADWP Tot | Miscellaneous | 0% | 0% | 1.249% | 0% | 0% | 0% | 0% | 81.08% | 7.298% | 10.38% | 0% | 100%
Sites-Based | LADWP Tot | Office, Large | 0% | 0% | 0% | 0% | 1.874% | 2.312% | 7.531% | 73.65% | 1.882% | 12.12% | 0.6318% | 100%
Sites-Based | LADWP Tot | Office, Small | 0% | 0% | 0% | 0% | 0% | 1.023% | 1.768% | 85.87% | 3.382% | 7.96% | 0% | 100%
Sites-Based | LADWP Tot | Refrigerated Warehouse | 0% | 0% | 0% | 0% | 0% | 0% | 0% | 66.96% | 7.336% | 25.7% | 0% | 100%
Sites-Based | LADWP Tot | Restaurant | 0% | 0% | 0% | 1.436% | 0% | 0% | 1.62% | 71.65% | 11.07% | 14.02% | 0.2007% | 100%
Sites-Based | LADWP Tot | Retail | 0% | 0% | 0% | 0% | 0.2837% | 0% | 1.325% | 69.59% | 10.17% | 17.73% | 0.9023% | 100%
Sites-Based | LADWP Tot | School | 0% | 0% | 0% | 0% | 0% | 0% | 5.594% | 61.05% | 14% | 19.35% | 0% | 100%
Sites-Based | LADWP Tot | Warehouse | 0% | 0% | 0% | 0% | 0% | 0% | 0% | 91.53% | 5.636% | 2.832% | 0% | 100%
Sites-Based | LADWP Tot | All Commercial | 0% | 0% | 0.204% | 0.2165% | 0.1181% | 0.2677% | 1.454% | 75.98% | 8.747% | 12.57% | 0.4437% | 100%
Sites-Based | SMUD Tot | College | 0% | 0% | 0% | 0% | 0% | 0% | 0% | 58.5% | 0% | 39.86% | 1.644% | 100%
Sites-Based | SMUD Tot | Food Stores | 0% | 0% | 0% | 0% | 0% | 1.64% | 5.16% | 64.48% | 1.697% | 26.35% | 0.6671% | 100%
Sites-Based | SMUD Tot | Health Care | 0% | 0% | 0% | 0% | 0% | 1.086% | 8.704% | 50.55% | 0.6798% | 37.49% | 1.486% | 100%
Sites-Based | SMUD Tot | Lodging | 0% | 0% | 0% | 0% | 0% | 3.055% | 22.41% | 35.26% | 4.483% | 30.01% | 4.779% | 100%
Sites-Based | SMUD Tot | Miscellaneous | 0% | 0% | 0% | 0.2091% | 0.2091% | 1.014% | 3.34% | 73.2% | 1.254% | 20.47% | 0.2974% | 100%
Sites-Based | SMUD Tot | Office, Large | 0% | 0% | 0% | 5.839% | 0% | 6.939% | 9.092% | 47.41% | 0% | 30.72% | 0% | 100%
Sites-Based | SMUD Tot | Office, Small | 0% | 0% | 0% | 0% | 0% | 1.645% | 2.565% | 70.52% | 1.9% | 22.29% | 1.075% | 100%
Sites-Based | SMUD Tot | Refrigerated Warehouse | 0% | 0% | 0% | 0% | 0% | 0% | 0% | 51.77% | 0% | 39.4% | 8.826% | 100%
Sites-Based | SMUD Tot | Restaurant | 0% | 0% | 0% | 0% | 0.4494% | 1.624% | 10.47% | 48.2% | 3.406% | 32.99% | 2.866% | 100%
Sites-Based | SMUD Tot | Retail | 0% | 0% | 0% | 0% | 0% | 0.3805% | 1.906% | 67.54% | 2.288% | 26.93% | 0.9542% | 100%
Sites-Based | SMUD Tot | School | 0% | 0% | 0% | 0% | 1.728% | 0% | 2.135% | 75.04% | 1.731% | 19.16% | 0.212% | 100%
Sites-Based | SMUD Tot | Warehouse | 0% | 0% | 0% | 0% | 0% | 0% | 4.997% | 58.02% | 1.943% | 35.04% | 0% | 100%
Sites-Based | SMUD Tot | All Commercial | 0% | 0% | 0% | 0.1342% | 0.1341% | 1.166% | 4.01% | 65.49% | 1.969% | 26.02% | 1.078% | 100%
Sites-Based | FCZ01 Tot | College | 0% | 0% | 0% | 0% | 1.267% | 0.6519% | 0.6519% | 86.69% | 6.591% | 4.088% | 0.05708% | 100%
Sites-Based | FCZ01 Tot | Food Stores | 0% | 0% | 0% | 0.08334% | 0.2961% | 0.4628% | 7.218% | 72.62% | 7.57% | 11.47% | 0.2846% | 100%
Sites-Based | FCZ01 Tot | Health Care | 0% | 0% | 0% | 0% | 0.6547% | 1.42% | 11.94% | 56.73% | 6.08% | 20.33% | 2.844% | 100%
Sites-Based | FCZ01 Tot | Lodging | 0% | 0% | 0.7389% | 0.8426% | 0% | 0.9449% | 15.34% | 53.41% | 7.226% | 19.95% | 1.551% | 100%
Sites-Based | FCZ01 Tot | Miscellaneous | 0% | 0% | 0.03558% | 0% | 0.2759% | 0.5643% | 3.511% | 72.35% | 8.525% | 12.91% | 1.82% | 100%
Sites-Based | FCZ01 Tot | Office, Large | 0% | 0% | 0% | 0.6418% | 0% | 6.568% | 5.838% | 58.58% | 2.423% | 24.71% | 1.24% | 100%
Sites-Based | FCZ01 Tot | Office, Small | 0% | 0% | 0% | 0% | 0.3502% | 0.3159% | 5.348% | 66.57% | 5.545% | 19.38% | 2.497% | 100%
Sites-Based | FCZ01 Tot | Refrigerated Warehouse | 0% | 0% | 0% | 0% | 0% | 8.624% | 1.879% | 77% | 7.998% | 3.714% | 0.7901% | 100%
Sites-Based | FCZ01 Tot | Restaurant | 0% | 0% | 0% | 0.1272% | 0.2544% | 1.077% | 6.811% | 59.62% | 11.35% | 18.76% | 1.994% | 100%
Sites-Based | FCZ01 Tot | Retail | 0% | 0% | 0% | 0.03063% | 0.1022% | 0.5856% | 1.662% | 72.24% | 10.64% | 13.76% | 0.9835% | 100%
Sites-Based | FCZ01 Tot | School | 0% | 0% | 0% | 0% | 1.38% | 1.272% | 3.577% | 71.29% | 13.71% | 7.284% | 1.486% | 100%
Sites-Based | FCZ01 Tot | Warehouse | 0% | 0% | 0% | 0.3083% | 1.302% | 0.3083% | 5.777% | 72.03% | 7.985% | 12.07% | 0.22% | 100%
Sites-Based | FCZ01 Tot | All Commercial | 0% | 0% | 0.01671% | 0.06064% | 0.3241% | 0.7724% | 4.534% | 68.78% | 8.324% | 15.52% | 1.678% | 100%
Sites-Based | FCZ02 Tot | College | 0% | 0% | 0% | 0% | 0% | 0% | 0% | 46.14% | 43.45% | 10.41% | 0% | 100%
Sites-Based | FCZ02 Tot | Food Stores | 0% | 0% | 0% | 0% | 0.3973% | 2.168% | 9.994% | 56.78% | 12.94% | 17.52% | 0.2041% | 100%
Sites-Based | FCZ02 Tot | Health Care | 0% | 0% | 3.488% | 0% | 0% | 2.225% | 18.4% | 44.35% | 1.764% | 25.83% | 3.949% | 100%
Sites-Based | FCZ02 Tot | Lodging | 0% | 0% | 0% | 0.6964% | 0% | 2.528% | 23.24% | 49.49% | 0% | 23.29% | 0.7635% | 100%
Sites-Based | FCZ02 Tot | Miscellaneous | 0% | 0% | 0.4993% | 0.1538% | 0.8055% | 1.943% | 6.16% | 58.08% | 11.25% | 18.82% | 2.289% | 100%
Sites-Based | FCZ02 Tot | Office, Large | 0% | 0% | 0% | 0% | 0% | 20.57% | 6.226% | 44.3% | 0% | 28.9% | 0% | 100%
Sites-Based | FCZ02 Tot | Office, Small | 0% | 0% | 0% | 0.5891% | 0.5411% | 1.402% | 1.685% | 72.92% | 4.824% | 17.44% | 0.6014% | 100%
Sites-Based | FCZ02 Tot | Refrigerated Warehouse | 0% | 0% | 0% | 0% | 9.552% | 0% | 3.302% | 64.89% | 3.302% | 18.96% | 0% | 100%
Sites-Based | FCZ02 Tot | Restaurant | 0% | 0.5316% | 0% | 0.5316% | 0% | 1.404% | 5.58% | 60.67% | 12.33% | 16.81% | 2.144% | 100%
Sites-Based | FCZ02 Tot | Retail | 0% | 0% | 0% | 0.1283% | 0% | 2.872% | 1.839% | 63.42% | 10.24% | 20.8% | 0.6923% | 100%
Sites-Based | FCZ02 Tot | School | 0% | 0% | 0% | 0% | 0% | 0% | 16.97% | 68.12% | 5.988% | 8.925% | 0% | 100%
Sites-Based | FCZ02 Tot | Warehouse | 0% | 0% | 0% | 0% | 1.831% | 1.151% | 0.8486% | 70.19% | 5.873% | 19.08% | 1.02% | 100%
Sites-Based | FCZ02 Tot | All Commercial | 0% | 0.05261% | 0.1712% | 0.3266% | 0.4753% | 1.957% | 4.62% | 64.37% | 8.41% | 18.51% | 1.11% | 100%
Sites-Based | FCZ03 Tot | College | 0% | 0% | 0% | 0% | 0% | 0% | 0% | 19.55% | 79.52% | 0.9312% | 0% | 100%
Sites-Based | FCZ03 Tot | Food Stores | 0% | 0% | 0% | 0% | 0% | 0% | 4.621% | 53.59% | 17.67% | 22.05% | 2.075% | 100%
Sites-Based | FCZ03 Tot | Health Care | 0% | 0% | 0% | 0% | 0% | 0% | 7.044% | 62.37% | 5.016% | 21.84% | 3.729% | 100%
Sites-Based | FCZ03 Tot | Lodging | 0% | 0% | 0% | 0% | 0% | 0.5681% | 0% | 61.54% | 7.765% | 30.13% | 0% | 100%
Sites-Based | FCZ03 Tot | Miscellaneous | 0% | 0% | 0% | 0.1893% | 0% | 0.1893% | 0.8672% | 65.89% | 20.17% | 12.51% | 0.1893% | 100%
Sites-Based | FCZ03 Tot | Office, Large | 0% | 0% | 0% | 0% | 0% | 0% | 0% | 74.26% | 0% | 25.74% | 0% | 100%
Sites-Based | FCZ03 Tot | Office, Small | 0% | 0% | 0% | 0% | 0% | 0.719% | 5.849% | 50.3% | 12.27% | 29.6% | 1.253% | 100%
Sites-Based | FCZ03 Tot | Refrigerated Warehouse | 0% | 0% | 0% | 0% | 0% | 0% | 0% | 65.52% | 0% | 34.48% | 0% | 100%
Sites-Based | FCZ03 Tot | Restaurant | 0% | 0% | 0% | 1.413% | 0% | 0% | 4.352% | 61.28% | 2.597% | 30.35% | 0% | 100%
Sites-Based | FCZ03 Tot | Retail | 0% | 0% | 0% | 0% | 0% | 1.329% | 1.094% | 51.6% | 24.24% | 21.22% | 0.5124% | 100%
Sites-Based | FCZ03 Tot | School | 0% | 0% | 0% | 0% | 0% | 0% | 2.988% | 68.58% | 19.73% | 8.699% | 0% | 100%
Sites-Based | FCZ03 Tot | Warehouse | 0% | 0% | 0% | 0% | 0% | 0% | 1.888% | 46.34% | 27.7% | 23.67% | 0.407% | 100%
Sites-Based | FCZ03 Tot | All Commercial | 0% | 0% | 0% | 0.1851% | 0% | 0.4345% | 2.804% | 56.9% | 18.43% | 20.6% | 0.6446% | 100%
Sites-Based | FCZ04 Tot | College | 0% | 0% | 0% | 0% | 0% | 0% | 0% | 29.74% | 9.152% | 58.85% | 2.263% | 100%
Sites-Based | FCZ04 Tot | Food Stores | 0% | 0% | 0% | 0% | 0% | 4.746% | 12.14% | 45.06% | 11.57% | 21.62% | 4.873% | 100%
Sites-Based | FCZ04 Tot | Health Care | 0% | 0% | 0% | 0% | 0% | 2.33% | 24.6% | 42.36% | 2.429% | 27.11% | 1.17% | 100%
Sites-Based | FCZ04 Tot | Lodging | 0% | 0% | 0% | 0% | 0% | 5.508% | 39.08% | 37.37% | 2.967% | 12.1% | 2.967% | 100%
Sites-Based | FCZ04 Tot | Miscellaneous | 0% | 0% | 0% | 0% | 0% | 3.729% | 6.421% | 46.18% | 8.784% | 31.65% | 3.233% | 100%
Sites-Based | FCZ04 Tot | Office, Large | 0% | 0% | 0% | 0% | 0% | 3.775% | 5.195% | 26.42% | 11.03% | 51.53% | 2.054% | 100%
Sites-Based | FCZ04 Tot | Office, Small | 0% | 0% | 0% | 0% | 0% | 0.5667% | 4.859% | 27.03% | 5.973% | 60.39% | 1.186% | 100%
Sites-Based | FCZ04 Tot | Refrigerated Warehouse | 0% | 0% | 0% | 0% | 0% | 0% | 6.091% | 35.99% | 8.143% | 47.32% | 2.453% | 100%
Sites-Based | FCZ04 Tot | Restaurant | 0% | 0% | 0% | 0% | 0% | 2.97% | 21.71% | 23.73% | 13.07% | 34.21% | 4.311% | 100%
Sites-Based | FCZ04 Tot | Retail | 0% | 0% | 0% | 0% | 0% | 0.6209% | 7.583% | 42.84% | 13.33% | 34.17% | 1.464% | 100%
Sites-Based | FCZ04 Tot | School | 0% | 0% | 0% | 0% | 0% | 0% | 9.621% | 39.44% | 7.781% | 40.6% | 2.563% | 100%
Sites-Based | FCZ04 Tot | Warehouse | 0% | 0% | 0% | 0% | 0% | 3.924% | 4.249% | 39.77% | 11.62% | 39.78% | 0.662% | 100%
Sites-Based | FCZ04 Tot | All Commercial | 0% | 0% | 0% | 0% | 0% | 2.042% | 8.804% | 36.26% | 9.242% | 41.41% | 2.244% | 100%
Sites-Based | FCZ05 Tot | College | 0% | 0% | 0% | 0% | 0% | 0% | 0.8361% | 58.51% | 31.5% | 9.151% | 0% | 100%
Sites-Based | FCZ05 Tot | Food Stores | 0% | 0% | 0% | 0% | 0% | 0.5574% | 0.5776% | 49.66% | 20.38% | 27.97% | 0.8545% | 100%
Sites-Based | FCZ05 Tot | Health Care | 0% | 0% | 0% | 0% | 0% | 1.651% | 6.453% | 40.49% | 21.55% | 18.93% | 10.92% | 100%
Sites-Based | FCZ05 Tot | Lodging | 0% | 0% | 0% | 0% | 0% | 0.9597% | 4.135% | 59.01% | 9.322% | 26.32% | 0.2511% | 100%
Sites-Based | FCZ05 Tot | Miscellaneous | 0% | 0% | 0% | 0% | 0% | 0% | 3.885% | 54.9% | 14.5% | 23.31% | 3.403% | 100%
Sites-Based | FCZ05 Tot | Office, Large | 0% | 0% | 0% | 0% | 0% | 0% | 3.201% | 55.72% | 22.92% | 18.15% | 0% | 100%
Sites-Based | FCZ05 Tot | Office, Small | 0% | 0% | 0% | 0% | 0% | 2.291% | 0.2269% | 52.5% | 9.859% | 33.11% | 2.017% | 100%
Sites-Based | FCZ05 Tot | Refrigerated Warehouse | 0% | 0% | 0% | 0% | 0% | 0% | 2.327% | 51.05% | 14.74% | 24.04% | 7.84% | 100%
Sites-Based | FCZ05 Tot | Restaurant | 0% | 0% | 0% | 0% | 0% | 1.54% | 4.05% | 38.89% | 14.92% | 35.54% | 5.058% | 100%
Sites-Based | FCZ05 Tot | Retail | 0.0842% | 0% | 0% | 0% | 0% | 0% | 0.6089% | 54.82% | 21.04% | 20.67% | 2.778% | 100%
Sites-Based | FCZ05 Tot | School | 0% | 0% | 0% | 0% | 0% | 0% | 1.227% | 54.92% | 14.73% | 29.12% | 0% | 100%
Sites-Based | FCZ05 Tot | Warehouse | 0% | 0% | 0% | 0% | 0% | 0% | 1.733% | 51.49% | 10.09% | 32.37% | 4.323% | 100%
Sites-Based | FCZ05 Tot | All Commercial | 0.01824% | 0% | 0% | 0% | 0% | 0.9203% | 1.787% | 51.53% | 15.18% | 27.57% | 2.988% | 100%
Sites-Based | FCZ06 Tot | College | 0% | 0% | 0% | 0% | 1.114% | 0% | 0% | 14.84% | 53.16% | 30.89% | 0% | 100%
Sites-Based | FCZ06 Tot | Food Stores | 0% | 0% | 0% | 0% | 0% | 0% | 3.067% | 52.94% | 23.5% | 19.51% | 0.9849% | 100%
Sites-Based | FCZ06 Tot | Health Care | 0% | 0% | 0% | 0% | 0% | 0% | 1.037% | 68.46% | 1.037% | 27.04% | 2.424% | 100%
Sites-Based | FCZ06 Tot | Lodging | 0% | 0% | 0% | 0% | 0% | 2.147% | 4.333% | 69.01% | 6.661% | 16.25% | 1.606% | 100%
Sites-Based | FCZ06 Tot | Miscellaneous | 0% | 0% | 0% | 0% | 0% | 0% | 1.621% | 61.66% | 11.97% | 13.73% | 11.02% | 100%
Sites-Based | FCZ06 Tot | Office, Large | 0% | 0% | 0% | 0% | 0% | 0% | 0% | 46.13% | 6.172% | 47.7% | 0% | 100%
Sites-Based | FCZ06 Tot | Office, Small | 0% | 0% | 0% | 0% | 0% | 0.5935% | 1.135% | 63.67% | 12.24% | 22.18% | 0.183% | 100%
Sites-Based | FCZ06 Tot | Refrigerated Warehouse | 0% | 0% | 0% | 0% | 0% | 0% | 0% | 12.42% | 36.01% | 12.42% | 39.15% | 100%
Sites-Based | FCZ06 Tot | Restaurant | 0% | 0% | 0% | 0% | 0% | 0% | 3.993% | 55.65% | 14.34% | 23.93% | 2.085% | 100%
Sites-Based | FCZ06 Tot | Retail | 0% | 0% | 0% | 0% | 1.289% | 0% | 0.2806% | 53.52% | 23.89% | 18.62% | 2.397% | 100%
Sites-Based | FCZ06 Tot | School | 0% | 0% | 0% | 0% | 0% | 0% | 1.827% | 81.19% | 10.08% | 6.9% | 0% | 100%
Sites-Based | FCZ06 Tot | Warehouse | 0% | 0% | 0% | 0% | 0% | 0% | 0% | 39.94% | 14.46% | 41.07% | 4.536% | 100%
Sites-Based | FCZ06 Tot | All Commercial | 0% | 0% | 0% | 0% | 0.2462% | 0.2823% | 1.56% | 58.38% | 15.58% | 20.96% | 2.993% | 100%
Sites-Based | FCZ07 Tot | College | 0% | 0% | 0% | 0% | 0% | 0% | 0.2456% | 75.09% | 4.214% | 20.46% | 0% | 100%
Sites-Based | FCZ07 Tot | Food Stores | 0% | 0% | 0% | 0.06094% | 0% | 0% | 1.021% | 82.51% | 6.845% | 9.266% | 0.3% | 100%
Sites-Based | FCZ07 Tot | Health Care | 0% | 0% | 0% | 0% | 0% | 1.866% | 2.054% | 66.36% | 6.76% | 21.83% | 1.132% | 100%
Sites-Based | FCZ07 Tot | Lodging | 0% | 0% | 0% | 0% | 0% | 0.3572% | 0.3572% | 73.76% | 10.07% | 12.97% | 2.489% | 100%
Sites-Based | FCZ07 Tot | Miscellaneous | 0.1606% | 0% | 0.02819% | 0% | 0.02819% | 1.127% | 0.7903% | 79.16% | 9.361% | 8.789% | 0.5601% | 100%
Sites-Based | FCZ07 Tot | Office, Large | 0% | 0% | 0.4212% | 0.8408% | 0% | 0.9697% | 3.865% | 61.03% | 11.85% | 20.43% | 0.584% | 100%
Sites-Based | FCZ07 Tot | Office, Small | 0% | 0% | 0% | 0% | 0% | 0% | 0.7064% | 75.64% | 9.022% | 13.07% | 1.564% | 100%
Sites-Based | FCZ07 Tot | Refrigerated Warehouse | 0% | 0% | 0% | 0% | 0% | 0% | 0% | 62.65% | 23.97% | 13.38% | 0% | 100%
Sites-Based | FCZ07 Tot | Restaurant | 0% | 0% | 0% | 0% | 0% | 0.615% | 0.8906% | 66.74% | 10.32% | 20.13% | 1.295% | 100%
Sites-Based | FCZ07 Tot | Retail | 0% | 0% | 0% | 0% | 0.05919% | 0.1029% | 0.6086% | 75.58% | 10.07% | 12% | 1.583% | 100%
Sites-Based | FCZ07 Tot | School | 0% | 0% | 0% | 0% | 0% | 0.3067% | 1.338% | 78.79% | 8.18% | 11.11% | 0.2751% | 100%
Sites-Based | FCZ07 Tot | Warehouse | 0% | 0% | 0% | 0% | 0% | 0.7337% | 0.58% | 72.73% | 13.39% | 11.78% | 0.7884% | 100%
Sites-Based | FCZ07 Tot | All Commercial | 0.02696% | 0% | 0.01063% | 0.01485% | 0.01982% | 0.3938% | 0.793% | 74.93% | 9.685% | 12.96% | 1.164% | 100%
Sites-Based | FCZ08 Tot | College | 0% | 0% | 0% | 0% | 0% | 0% | 7.042% | 54.95% | 1.516% | 36.49% | 0% | 100%
Sites-Based | FCZ08 Tot | Food Stores | 0% | 0% | 0% | 0% | 0% | 0% | 1.629% | 66.17% | 8.825% | 18.24% | 5.13% | 100%
Sites-Based | FCZ08 Tot | Health Care | 0% | 0% | 0% | 0% | 4.716% | 0% | 0% | 75.58% | 0% | 19.7% | 0% | 100%
Sites-Based | FCZ08 Tot | Lodging | 0% | 0% | 0% | 0% | 0% | 0% | 0% | 82.26% | 13.26% | 4.476% | 0% | 100%
Sites-Based | FCZ08 Tot | Miscellaneous | 0% | 0% | 0% | 0% | 0% | 0% | 0% | 68.5% | 8.145% | 22.84% | 0.5198% | 100%
Sites-Based | FCZ08 Tot | Office, Large | 0% | 0% | 0% | 0% | 0% | 0% | 10.84% | 30.99% | 0% | 51.48% | 6.691% | 100%
Sites-Based | FCZ08 Tot | Office, Small | 0% | 0% | 0% | 0% | 0% | 0% | 0.2583% | 78.35% | 4.811% | 16.32% | 0.2616% | 100%
Sites-Based | FCZ08 Tot | Refrigerated Warehouse | 0% | 0% | 0% | 0% | 0% | 0% | 0% | 83.17% | 16.83% | 0% | 0% | 100%
Sites-Based | FCZ08 Tot | Restaurant | 0% | 0% | 0% | 0% | 0% | 0% | 1.919% | 70.08% | 2.986% | 25.02% | 0% | 100%
Sites-Based | FCZ08 Tot | Retail | 0% | 0% | 0% | 0% | 0% | 0% | 1.483% | 72.43% | 10.44% | 15.01% | 0.6334% | 100%
Sites-Based | FCZ08 Tot | School | 0% | 0% | 0% | 0% | 0% | 0% | 0% | 74.65% | 0% | 24.73% | 0.6176% | 100%
Sites-Based | FCZ08 Tot | Warehouse | 0% | 0% | 0% | 0% | 0% | 0% | 0% | 62.38% | 9.092% | 28.53% | 0% | 100%
Sites-Based | FCZ08 Tot | All Commercial | 0% | 0% | 0% | 0% | 0.2464% | 0% | 1.02% | 71.84% | 6.365% | 19.83% | 0.6998% | 100%
Sites-Based | FCZ09 Tot | College | 0% | 0% | 0% | 0% | 0% | 0% | 0% | 94.73% | 0% | 5.268% | 0% | 100%
Sites-Based | FCZ09 Tot | Food Stores | 0% | 0% | 0% | 0% | 0% | 0.7239% | 4.098% | 64.68% | 17.25% | 12.99% | 0.2518% | 100%
Sites-Based | FCZ09 Tot | Health Care | 0% | 0% | 0% | 0% | 0% | 0% | 16.1% | 38.59% | 12.77% | 29.33% | 3.217% | 100%
Sites-Based | FCZ09 Tot | Lodging | 0% | 0% | 0% | 0% | 0% | 0% | 10.57% | 69.05% | 2.993% | 17.39% | 0% | 100%
Sites-Based | FCZ09 Tot | Miscellaneous | 0% | 0% | 0% | 0% | 0% | 1.431% | 1.409% | 61.48% | 12.6% | 22.73% | 0.3451% | 100%
Sites-Based | FCZ09 Tot | Office, Large | 0% | 0% | 0% | 0% | 0% | 0% | 0% | 79.8% | 0% | 20.2% | 0% | 100%
Sites-Based | FCZ09 Tot | Office, Small | 0% | 0% | 0% | 0% | 0% | 1.28% | 0% | 39.87% | 19.97% | 38.88% | 0% | 100%
Sites-Based | FCZ09 Tot | Refrigerated Warehouse | 0% | 0% | 0% | 0% | 0% | 0% | 0% | 21.45% | 0% | 78.55% | 0% | 100%
Sites-Based | FCZ09 Tot | Restaurant | 0% | 0% | 0% | 0% | 0% | 3.128% | 2.917% | 43.66% | 18.88% | 27.02% | 4.398% | 100%
Sites-Based | FCZ09 Tot | Retail | 0% | 0% | 0% | 0% | 0% | 2.186% | 8.099% | 38.71% | 6.655% | 42.57% | 1.776% | 100%
Sites-Based | FCZ09 Tot | School | 0% | 0% | 0% | 0% | 0% | 0% | 0% | 52.25% | 11.87% | 35.88% | 0% | 100%
Sites-Based | FCZ09 Tot | Warehouse | 0% | 0% | 0% | 0% | 0% | 0% | 1.816% | 45.97% | 20.45% | 31.76% | 0% | 100%
Sites-Based | FCZ09 Tot | All Commercial | 0% | 0% | 0% | 0% | 0% | 1.423% | 3.018% | 48.31% | 14.31% | 31.98% | 0.956% | 100%
Sites-Based | FCZ10 Tot | College | 0% | 0% | 0% | 4.629% | 0% | 0% | 0.2137% | 15.81% | 12.16% | 50.88% | 16.31% | 100%
Sites-Based | FCZ10 Tot | Food Stores | 0% | 0% | 0% | 0% | 0.6198% | 0.8049% | 3.353% | 45.41% | 13.41% | 32.03% | 4.37% | 100%
Sites-Based | FCZ10 Tot | Health Care | 0% | 0% | 0% | 0% | 0% | 0% | 17.02% | 47.54% | 14.25% | 19.31% | 1.877% | 100%
Sites-Based | FCZ10 Tot | Lodging | 0% | 0% | 0% | 0% | 1.635% | 3.269% | 11.45% | 45.56% | 9.345% | 24.67% | 4.068% | 100%
Sites-Based | FCZ10 Tot | Miscellaneous | 0% | 0% | 0% | 0% | 0% | 0.3452% | 1.624% | 61.08% | 7.65% | 29.23% | 0.06412% | 100%
Sites-Based | FCZ10 Tot | Office, Large | 0% | 0% | 0% | 0% | 0% | 0% | 11.51% | 15.15% | 3.829% | 67.59% | 1.918% | 100%
Sites-Based | FCZ10 Tot | Office, Small | 0% | 0% | 0% | 0.7069% | 0.3702% | 0% | 0.7069% | 45.37% | 13.31% | 38.83% | 0.7069% | 100%
Sites-Based | FCZ10 Tot | Refrigerated Warehouse | 0% | 0% | 0% | 0% | 0% | 0% | 12.8% | 0% | 0% | 36.62% | 50.58% | 100%
Sites-Based | FCZ10 Tot | Restaurant | 0% | 0% | 0% | 0% | 0.2075% | 0.7767% | 3.686% | 47.23% | 7.129% | 40.01% | 0.9655% | 100%
Sites-Based | FCZ10 Tot | Retail | 0% | 0% | 0% | 0% | 0% | 0.07647% | 0.7653% | 49.47% | 6.132% | 42.29% | 1.265% | 100%
Sites-Based | FCZ10 Tot | School | 0% | 0% | 0% | 0% | 0% | 0% | 7.214% | 50.8% | 3.801% | 38.19% | 0% | 100%
Sites-Based | FCZ10 Tot | Warehouse | 0% | 0% | 0% | 0% | 0.5444% | 0% | 1.377% | 46.81% | 4.975% | 41.49% | 4.807% | 100%
Sites-Based | FCZ10 Tot | All Commercial | 0% | 0% | 0% | 0.2288% | 0.1977% | 0.2445% | 2.313% | 48.92% | 8.723% | 37.74% | 1.638% | 100%
Sites-Based | FCZ11 Tot | College | 0% | 0% | 0% | 0% | 0% | 0% | 0% | 59.24% | 0% | 40.47% | 0.286% | 100%
Sites-Based | FCZ11 Tot | Food Stores | 0% | 0% | 0% | 0% | 0% | 0% | 0% | 51.13% | 17.08% | 24.49% | 7.307% | 100%
Sites-Based | FCZ11 Tot | Health Care | 0% | 0% | 0% | 0% | 0% | 1.895% | 8.364% | 26.69% | 22.59% | 27.03% | 13.43% | 100%
Sites-Based | FCZ11 Tot | Lodging | 0% | 0% | 0% | 2.239% | 0% | 1.755% | 11.02% | 47.13% | 13.36% | 23.1% | 1.391% | 100%
Sites-Based | FCZ11 Tot | Miscellaneous | 0% | 0% | 0% | 0% | 0.1526% | 0.1994% | 2.481% | 52.18% | 13.93% | 30.55% | 0.5046% | 100%
Sites-Based | FCZ11 Tot | Office, Large | 0% | 0% | 0% | 0% | 0% | 0% | 14.85% | 11.94% | 14.85% | 58.36% | 0% | 100%
Sites-Based | FCZ11 Tot | Office, Small | 0% | 0% | 0% | 0% | 0% | 0% | 0.371% | 34.33% | 10.65% | 52.56% | 2.089% | 100%
Sites-Based | FCZ11 Tot | Refrigerated Warehouse | 0% | 0% | 0% | 0% | 0% | 0% | 0% | 59.15% | 0% | 40.85% | 0% | 100%
Sites-Based | FCZ11 Tot | Restaurant | 0% | 0% | 0% | 0% | 0% | 0% | 5.141% | 39.8% | 15.03% | 35.91% | 4.121% | 100%
Sites-Based | FCZ11 Tot | Retail | 0% | 0% | 0% | 0% | 0% | 0% | 0.6929% | 44.48% | 13.08% | 40.74% | 1.006% | 100%
Sites-Based | FCZ11 Tot | School | 0% | 0% | 0% | 0% | 0% | 0% | 0% | 36.52% | 14.7% | 44.45% | 4.334% | 100%
Sites-Based | FCZ11 Tot | Warehouse | 0% | 0% | 0% | 0% | 0% | 0.5339% | 0.5339% | 45.81% | 8.287% | 43.7% | 1.13% | 100%
Sites-Based | FCZ11 Tot | All Commercial | 0% | 0% | 0% | 0.01833% | 0.02213% | 0.1181% | 1.577% | 42.58% | 12.08% | 41.43% | 2.182% | 100%
Sites-Based | FCZ12c Tot | College | 0% | 0% | 0% | 0% | 0% | 0% | 0% | 57.64% | 9.326% | 31.8% | 1.234% | 100%
Sites-Based | FCZ12c Tot | Food Stores | 0% | 0% | 0% | 0% | 0% | 0% | 2.45% | 62.85% | 10.25% | 23.48% | 0.966% | 100%
Sites-Based | FCZ12c Tot | Health Care | 0% | 0% | 0% | 0% | 0% | 0% | 10.27% | 68.36% | 0% | 13.46% | 7.907% | 100%
Sites-Based | FCZ12c Tot | Lodging | 0% | 0% | 0% | 0% | 0% | 0% | 7.615% | 62.69% | 5.562% | 20.24% | 3.89% | 100%
Sites-Based | FCZ12c Tot | Miscellaneous | 0% | 0% | 0% | 0% | 0.0921% | 0.25% | 3.768% | 68.47% | 10.16% | 16.23% | 1.029% | 100%
Sites-Based | FCZ12c Tot | Office, Large | 0% | 0% | 0% | 0% | 0% | 1.959% | 6.801% | 53.92% | 2.186% | 33.96% | 1.17% | 100%
Sites-Based | FCZ12c Tot | Office, Small | 0% | 0% | 0% | 0% | 0% | 0.7903% | 3.037% | 72.08% | 5.797% | 17.95% | 0.3454% | 100%
Sites-Based | FCZ12c Tot | Refrigerated Warehouse | 0% | 0% | 0% | 0% | 0% | 0% | 9.153% | 22.01% | 0% | 68.84% | 0% | 100%
Sites-Based | FCZ12c Tot | Restaurant | 0% | 0% | 0% | 0% | 0% | 0.8913% | 3.535% | 63.81% | 5.006% | 22.77% | 3.982% | 100%
Sites-Based | FCZ12c Tot | Retail | 0% | 0% | 0% | 0% | 0% | 0% | 0.4557% | 56.9% | 20.24% | 22.4% | 0% | 100%
Sites-Based | FCZ12c Tot | School | 0% | 0% | 0% | 0% | 0% | 0% | 2.55% | 33.13% | 8.278% | 56.04% | 0% | 100%
Sites-Based | FCZ12c Tot | Warehouse | 0% | 0% | 0% | 0% | 0% | 0% | 0% | 59.16% | 5.697% | 34.61% | 0.5405% | 100%
Sites-Based | FCZ12c Tot | All Commercial | 0% | 0% | 0% | 0% | 0.01187% | 0.4997% | 2.859% | 64.94% | 8.944% | 21.69% | 1.061% | 100%
Sites-Based | FCZ12i Tot | College | 0% | 0% | 0% | 0% | 0% | 1.196% | 4.597% | 48.16% | 14.96% | 31.08% | 0% | 100%
Sites-Based | FCZ12i Tot | Food Stores | 0% | 0% | 0% | 0% | 0% | 0% | 2.345% | 65.04% | 3.131% | 29.49% | 0% | 100%
Sites-Based | FCZ12i Tot | Health Care | 0% | 0% | 0% | 0% | 0% | 0% | 10.77% | 66.4% | 5.946% | 15.43% | 1.46% | 100%
Sites-Based | FCZ12i Tot | Lodging | 0% | 0% | 0% | 0% | 0% | 0% | 18.69% | 63.36% | 0% | 14.21% | 3.748% | 100%
Sites-Based | FCZ12i Tot | Miscellaneous | 0% | 0% | 0% | 0% | 0% | 1.408% | 3.393% | 63.19% | 16.97% | 14.53% | 0.5036% | 100%
Sites-Based | FCZ12i Tot | Office, Large | 0% | 0% | 0% | 0% | 0% | 17.67% | 0% | 44.68% | 0% | 31.91% | 5.744% | 100%
Sites-Based | FCZ12i Tot | Office, Small | 0% | 0% | 0% | 0% | 0% | 1.896% | 3.816% | 52.8% | 25.2% | 16.07% | 0.2219% | 100%
Sites-Based | FCZ12i Tot | Refrigerated Warehouse | 0% | 0% | 0% | 0% | 0% | 0% | 0% | 30.93% | 0% | 0% | 69.07% | 100%
Sites-Based | FCZ12i Tot | Restaurant | 0% | 0% | 0% | 0% | 0% | 0% | 7.634% | 58.51% | 9.997% | 21.81% | 2.051% | 100%
Sites-Based | FCZ12i Tot | Retail | 0% | 0% | 0% | 0% | 0% | 0% | 0.6931% | 49% | 33.41% | 16.16% | 0.7314% | 100%
Sites-Based | FCZ12i Tot | School | 0% | 0% | 0% | 0% | 0% | 4.19% | 0% | 74.85% | 4.003% | 16.95% | 0% | 100%
Sites-Based | FCZ12i Tot | Warehouse | 0% | 0% | 0% | 0% | 0% | 0% | 2.914% | 68.56% | 14.33% | 14.19% | 0% | 100%
Sites-Based | FCZ12i Tot | All Commercial | 0% | 0% | 0% | 0% | 0% | 1.172% | 3.639% | 56.81% | 20.21% | 17.43% | 0.7493% | 100%
Sites-Based | FCZ13 Tot | College | 0% | 0% | 0% | 0% | 0% | 0% | 0% | 58.5% | 0% | 39.86% | 1.644% | 100%
Sites-Based | FCZ13 Tot | Food Stores | 0% | 0% | 0% | 0% | 0% | 1.64% | 5.16% | 64.48% | 1.697% | 26.35% | 0.6671% | 100%
Sites-Based | FCZ13 Tot | Health Care | 0% | 0% | 0% | 0% | 0% | 1.086% | 8.704% | 50.55% | 0.6798% | 37.49% | 1.486% | 100%
Sites-Based | FCZ13 Tot | Lodging | 0% | 0% | 0% | 0% | 0% | 3.055% | 22.41% | 35.26% | 4.483% | 30.01% | 4.779% | 100%
Sites-Based | FCZ13 Tot | Miscellaneous | 0% | 0% | 0% | 0.2091% | 0.2091% | 1.014% | 3.34% | 73.2% | 1.254% | 20.47% | 0.2974% | 100%
Sites-Based | FCZ13 Tot | Office, Large | 0% | 0% | 0% | 5.839% | 0% | 6.939% | 9.092% | 47.41% | 0% | 30.72% | 0% | 100%
Sites-Based | FCZ13 Tot | Office, Small | 0% | 0% | 0% | 0% | 0% | 1.645% | 2.565% | 70.52% | 1.9% | 22.29% | 1.075% | 100%
Sites-Based | FCZ13 Tot | Refrigerated Warehouse | 0% | 0% | 0% | 0% | 0% | 0% | 0% | 51.77% | 0% | 39.4% | 8.826% | 100%
Sites-Based | FCZ13 Tot | Restaurant | 0% | 0% | 0% | 0% | 0.4494% | 1.624% | 10.47% | 48.2% | 3.406% | 32.99% | 2.866% | 100%
Sites-Based | FCZ13 Tot | Retail | 0% | 0% | 0% | 0% | 0% | 0.3805% | 1.906% | 67.54% | 2.288% | 26.93% | 0.9542% | 100%
Sites-Based | FCZ13 Tot | School | 0% | 0% | 0% | 0% | 1.728% | 0% | 2.135% | 75.04% | 1.731% | 19.16% | 0.212% | 100%
Sites-Based | FCZ13 Tot | Warehouse | 0% | 0% | 0% | 0% | 0% | 0% | 4.997% | 58.02% | 1.943% | 35.04% | 0% | 100%
Sites-Based | FCZ13 Tot | All Commercial | 0% | 0% | 0% | 0.1342% | 0.1341% | 1.166% | 4.01% | 65.49% | 1.969% | 26.02% | 1.078% | 100%
Sites-Based | FCZ16 Tot | College | 0% | 0% | 0% | 0% | 0% | 0% | 26.5% | 0% | 0% | 73.5% | 0% | 100%
Sites-Based | FCZ16 Tot | Food Stores | 0% | 0% | 0% | 0% | 0% | 0% | 0% | 86.87% | 3.945% | 7.492% | 1.691% | 100%
Sites-Based | FCZ16 Tot | Health Care | 0% | 0% | 0% | 0% | 0% | 0% | 0% | 36.1% | 63.9% | 0% | 0% | 100%
Sites-Based | FCZ16 Tot | Lodging | 0% | 0% | 0% | 0% | 0% | 0% | 9.754% | 57.59% | 0.8342% | 24.9% | 6.923% | 100%
Sites-Based | FCZ16 Tot | Miscellaneous | 0% | 0% | 1.865% | 0% | 0% | 0% | 0% | 85.6% | 2.436% | 10.1% | 0% | 100%
Sites-Based | FCZ16 Tot | Office, Large | 0% | 0% | 0% | 0% | 2.327% | 2.872% | 9.355% | 75.17% | 0% | 9.488% | 0.7849% | 100%
Sites-Based | FCZ16 Tot | Office, Small | 0% | 0% | 0% | 0% | 0% | 1.571% | 2.714% | 92.03% | 1.357% | 2.33% | 0% | 100%
Sites-Based | FCZ16 Tot | Refrigerated Warehouse | 0% | 0% | 0% | 0% | 0% | 0% | 0% | 76.74% | 10.85% | 12.41% | 0% | 100%
Sites-Based | FCZ16 Tot | Restaurant | 0% | 0% | 0% | 1.951% | 0% | 0% | 2.201% | 72.14% | 10.5% | 13.21% | 0% | 100%
Sites-Based | FCZ16 Tot | Retail | 0% | 0% | 0% | 0% | 0.372% | 0% | 0.09621% | 68.82% | 10.16% | 20.35% | 0.1914% | 100%
Sites-Based | FCZ16 Tot | School | 0% | 0% | 0% | 0% | 0% | 0% | 7.196% | 63.56% | 6.15% | 23.1% | 0% | 100%
Sites-Based | FCZ16 Tot | Warehouse | 0% | 0% | 0% | 0% | 0% | 0% | 0% | 88.99% | 7.542% | 3.47% | 0% | 100%
Sites-Based | FCZ16 Tot | All Commercial | 0% | 0% | 0.2899% | 0.3076% | 0.1679% | 0.34% | 1.334% | 77.09% | 7.621% | 12.63% | 0.221% | 100%
Sites-Based | FCZ17 Tot | College | 0% | 0% | 0% | 0% | 0% | 0% | 18.86% | 79.7% | 0% | 1.437% | 0% | 100%
Sites-Based | FCZ17 Tot | Food Stores | 0% | 0% | 0% | 0% | 0% | 0% | 1.545% | 60.69% | 21.82% | 14.42% | 1.526% | 100%
Sites-Based | FCZ17 Tot | Health Care | 0% | 0% | 0% | 0% | 0% | 4.196% | 2.139% | 84.88% | 7.905% | 0.8793% | 0% | 100%
Sites-Based | FCZ17 Tot | Lodging | 0% | 0% | 0% | 0% | 0% | 0% | 17.64% | 43.08% | 17.15% | 22.13% | 0% | 100%
Sites-Based | FCZ17 Tot | Miscellaneous | 0% | 0% | 0% | 0% | 0% | 0% | 0% | 71.92% | 17.15% | 10.93% | 0% | 100%
Sites-Based | FCZ17 Tot | Office, Large | 0% | 0% | 0% | 0% | 0% | 0% | 0% | 67.39% | 9.652% | 22.96% | 0% | 100%
Sites-Based | FCZ17 Tot | Office, Small | 0% | 0% | 0% | 0% | 0% | 0% | 0% | 74.37% | 7.161% | 18.47% | 0% | 100%
Sites-Based | FCZ17 Tot | Refrigerated Warehouse | 0% | 0% | 0% | 0% | 0% | 0% | 0% | 46.52% | 0% | 53.48% | 0% | 100%
Sites-Based | FCZ17 Tot | Restaurant | 0% | 0% | 0% | 0% | 0% | 0% | 0% | 70.28% | 12.67% | 16.29% | 0.76% | 100%
Sites-Based | FCZ17 Tot | Retail | 0% | 0% | 0% | 0% | 0% | 0% | 5.274% | 72.04% | 10.18% | 9.319% | 3.186% | 100%
Sites-Based | FCZ17 Tot | School | 0% | 0% | 0% | 0% | 0% | 0% | 0.8007% | 53.57% | 37.47% | 8.158% | 0% | 100%
Sites-Based | FCZ17 Tot | Warehouse | 0% | 0% | 0% | 0% | 0% | 0% | 0% | 94.15% | 3.672% | 2.175% | 0% | 100%
Sites-Based | FCZ17 Tot | All Commercial | 0% | 0% | 0% | 0% | 0% | 0.09604% | 1.741% | 73.34% | 11.42% | 12.43% | 0.9725% | 100%
Sites-Based | PG&E | College | 0% | 0% | 0% | 0% | 0.7749% | 0.3152% | 0.3804% | 57.89% | 22.83% | 17.43% | 0.3902% | 100%
Sites-Based | PG&E | Food Stores | 0% | 0% | 0% | 0.03449% | 0.1703% | 1.282% | 6.64% | 59.78% | 13.01% | 17.86% | 1.222% | 100%
Sites-Based | PG&E | Health Care | 0% | 0% | 0.4311% | 0% | 0.2239% | 1.553% | 12.93% | 50.54% | 7.265% | 22.85% | 4.203% | 100%
Sites-Based | PG&E | Lodging | 0% | 0% | 0.2199% | 0.3648% | 0% | 2.065% | 14.91% | 55.59% | 5.625% | 19.83% | 1.389% | 100%
Sites-Based | PG&E | Miscellaneous | 0% | 0% | 0.07433% | 0.03064% | 0.1978% | 1.111% | 4.036% | 61.43% | 11.02% | 18.76% | 3.341% | 100%
Sites-Based | PG&E | Office, Large | 0% | 0% | 0% | 0.4692% | 0% | 6.382% | 5.38% | 53.81% | 4.609% | 28.22% | 1.126% | 100%
Sites-Based | PG&E | Office, Small | 0% | 0% | 0% | 0.08324% | 0.2106% | 0.8629% | 3.413% | 58.4% | 7.325% | 28.11% | 1.599% | 100%
Sites-Based | PG&E | Refrigerated Warehouse | 0% | 0% | 0% | 0% | 1.383% | 3.768% | 2.719% | 59.43% | 10.26% | 17.71% | 4.727% | 100%
Sites-Based | PG&E | Restaurant | 0% | 0.04844% | 0% | 0.1541% | 0.1295% | 1.265% | 7.856% | 51.93% | 12.21% | 23.73% | 2.673% | 100%
Sites-Based | PG&E | Retail | 0.01386% | 0% | 0% | 0.02779% | 0.1677% | 0.7019% | 2.192% | 61.96% | 14.33% | 19.18% | 1.433% | 100%
Sites-Based | PG&E | School | 0% | 0% | 0% | 0% | 0.5086% | 0.469% | 5.441% | 62.77% | 12.07% | 17.72% | 1.02% | 100%
Sites-Based | PG&E | Warehouse | 0% | 0% | 0% | 0.1079% | 0.6365% | 1.07% | 3.417% | 56.49% | 10.49% | 26.16% | 1.63% | 100%
Sites-Based | PG&E | All Commercial | 0.002866% | 0.006212% | 0.02656% | 0.07558% | 0.2199% | 1.077% | 4.48% | 58.6% | 10.83% | 22.68% | 2.002% | 100%
Sites-Based | SCE | College | 0% | 0% | 0% | 0.5642% | 0% | 0% | 0.6068% | 66.01% | 4.495% | 26.31% | 2.013% | 100%
Sites-Based | SCE | Food Stores | 0% | 0% | 0% | 0.03951% | 0.08405% | 0.1438% | 1.441% | 72.53% | 9.306% | 14.6% | 1.857% | 100%
Sites-Based | SCE | Health Care | 0% | 0% | 0% | 0% | 0.8411% | 1.099% | 5.93% | 58.39% | 9.181% | 21.9% | 2.66% | 100%
Sites-Based | SCE | Lodging | 0% | 0% | 0% | 0.2444% | 0.2465% | 0.8824% | 4.073% | 67% | 9.997% | 15.41% | 2.143% | 100%
Sites-Based | SCE | Miscellaneous | 0.09534% | 0% | 0.01674% | 0% | 0.03455% | 0.8252% | 1.104% | 71.32% | 9.694% | 16.46% | 0.4567% | 100%
Sites-Based | SCE | Office, Large | 0% | 0% | 0.2948% | 0.5884% | 0% | 0.6786% | 6.131% | 49.4% | 9.5% | 32.02% | 1.384% | 100%
Sites-Based | SCE | Office, Small | 0% | 0% | 0% | 0.09905% | 0.05188% | 0.0592% | 0.5975% | 65.17% | 9.966% | 22.73% | 1.324% | 100%
Sites-Based | SCE | Refrigerated Warehouse | 0% | 0% | 0% | 0% | 0% | 0% | 1.077% | 56.94% | 17.97% | 19.75% | 4.258% | 100%
Sites-Based | SCE | Restaurant | 0% | 0% | 0% | 0% | 0.02969% | 0.6219% | 1.876% | 60.63% | 10.09% | 25.21% | 1.548% | 100%
Sites-Based | SCE | Retail | 0% | 0% | 0% | 0% | 0.03845% | 0.1498% | 0.9416% | 67.05% | 9.694% | 20.71% | 1.421% | 100%
Sites-Based | SCE | School | 0% | 0% | 0% | 0% | 0% | 0.1936% | 1.662% | 68.21% | 8.336% | 20.9% | 0.6939% | 100%
Sites-Based | SCE | Warehouse | 0% | 0% | 0% | 0% | 0.1032% | 0.5146% | 0.7429% | 64.13% | 11.42% | 21.58% | 1.509% | 100%
Sites-Based | SCE | All Commercial | 0.0156% | 0% | 0.006477% | 0.04678% | 0.06367% | 0.3505% | 1.231% | 66.15% | 9.782% | 21.04% | 1.312% | 100%
Sites-Based | SDG&E | College | 0% | 0% | 0% | 0% | 0% | 0.4326% | 1.663% | 54.21% | 11.36% | 31.54% | 0.7876% | 100%
Sites-Based | SDG&E | Food Stores | 0% | 0% | 0% | 0% | 0% | 0% | 2.41% | 63.67% | 7.566% | 25.75% | 0.6016% | 100%
Sites-Based | SDG&E | Health Care | 0% | 0% | 0% | 0% | 0% | 0% | 10.49% | 67.49% | 2.636% | 14.33% | 5.049% | 100%
Sites-Based | SDG&E | Lodging | 0% | 0% | 0% | 0% | 0% | 0% | 11.03% | 62.89% | 3.847% | 18.38% | 3.846% | 100%
Sites-Based | SDG&E | Miscellaneous | 0% | 0% | 0% | 0% | 0.0537% | 0.733% | 3.612% | 66.27% | 13% | 15.52% | 0.8097% | 100%
Sites-Based | SDG&E | Office, Large | 0% | 0% | 0% | 0% | 0% | 4.558% | 5.676% | 52.39% | 1.824% | 33.62% | 1.927% | 100%
Sites-Based | SDG&E | Office, Small | 0% | 0% | 0% | 0% | 0% | 1.118% | 3.267% | 66.37% | 11.54% | 17.4% | 0.3089% | 100%
Sites-Based | SDG&E | Refrigerated Warehouse | 0% | 0% | 0% | 0% | 0% | 0% | 8.408% | 22.74% | 0% | 63.23% | 5.624% | 100%
Sites-Based | SDG&E | Restaurant | 0% | 0% | 0% | 0% | 0% | 0.5987% | 4.88% | 62.07% | 6.644% | 22.45% | 3.348% | 100%
Sites-Based | SDG&E | Retail | 0% | 0% | 0% | 0% | 0% | 0% | 0.545% | 53.93% | 25.19% | 20.06% | 0.2748% | 100%
Sites-Based | SDG&E | School | 0% | 0% | 0% | 0% | 0% | 1.738% | 1.492% | 50.44% | 6.505% | 39.83% | 0% | 100%
Sites-Based | SDG&E | Warehouse | 0% | 0% | 0% | 0% | 0% | 0% | 1.013% | 62.43% | 8.701% | 27.5% | 0.3525% | 100%
Sites-Based | SDG&E | All Commercial | 0% | 0% | 0% | 0% | 0.007814% | 0.7295% | 3.125% | 62.16% | 12.79% | 20.23% | 0.9541% | 100%
Sites-Based | LADWP | College | 0% | 0% | 0% | 0% | 0% | 0% | 19.4% | 74.07% | 0% | 6.531% | 0% | 100%
Sites-Based | LADWP | Food Stores | 0% | 0% | 0% | 0% | 0% | 0% | 0.4112% | 79.9% | 8.704% | 9.336% | 1.647% | 100%
Sites-Based | LADWP | Health Care | 0% | 0% | 0% | 0% | 0% | 1.437% | 0.7326% | 52.8% | 44.73% | 0.3011% | 0% | 100%
Sites-Based | LADWP | Lodging | 0% | 0% | 0% | 0% | 0% | 0% | 10.45% | 56.32% | 2.264% | 24.65% | 6.316% | 100%
Sites-Based | LADWP | Miscellaneous | 0% | 0% | 1.249% | 0% | 0% | 0% | 0% | 81.08% | 7.298% | 10.38% | 0% | 100%
Sites-Based | LADWP | Office, Large | 0% | 0% | 0% | 0% | 1.874% | 2.312% | 7.531% | 73.65% | 1.882% | 12.12% | 0.6318% | 100%
Sites-Based | LADWP | Office, Small | 0% | 0% | 0% | 0% | 0% | 1.023% | 1.768% | 85.87% | 3.382% | 7.96% | 0% | 100%
Sites-Based | LADWP | Refrigerated Warehouse | 0% | 0% | 0% | 0% | 0% | 0% | 0% | 66.96% | 7.336% | 25.7% | 0% | 100%
Sites-Based | LADWP | Restaurant | 0% | 0% | 0% | 1.436% | 0% | 0% | 1.62% | 71.65% | 11.07% | 14.02% | 0.2007% | 100%
Sites-Based | LADWP | Retail | 0% | 0% | 0% | 0% | 0.2837% | 0% | 1.325% | 69.59% | 10.17% | 17.73% | 0.9023% | 100%
Sites-Based | LADWP | School | 0% | 0% | 0% | 0% | 0% | 0% | 5.594% | 61.05% | 14% | 19.35% | 0% | 100%
Sites-Based | LADWP | Warehouse | 0% | 0% | 0% | 0% | 0% | 0% | 0% | 91.53% | 5.636% | 2.832% | 0% | 100%
Sites-Based | LADWP | All Commercial | 0% | 0% | 0.204% | 0.2165% | 0.1181% | 0.2677% | 1.454% | 75.98% | 8.747% | 12.57% | 0.4437% | 100%
Sites-Based | SMUD | College | 0% | 0% | 0% | 0% | 0% | 0% | 0% | 58.5% | 0% | 39.86% | 1.644% | 100%
Sites-Based | SMUD | Food Stores | 0% | 0% | 0% | 0% | 0% | 1.64% | 5.16% | 64.48% | 1.697% | 26.35% | 0.6671% | 100%
Sites-Based | SMUD | Health Care | 0% | 0% | 0% | 0% | 0% | 1.086% | 8.704% | 50.55% | 0.6798% | 37.49% | 1.486% | 100%
Sites-Based | SMUD | Lodging | 0% | 0% | 0% | 0% | 0% | 3.055% | 22.41% | 35.26% | 4.483% | 30.01% | 4.779% | 100%
Sites-Based | SMUD | Miscellaneous | 0% | 0% | 0% | 0.2091% | 0.2091% | 1.014% | 3.34% | 73.2% | 1.254% | 20.47% | 0.2974% | 100%
Sites-Based | SMUD | Office, Large | 0% | 0% | 0% | 5.839% | 0% | 6.939% | 9.092% | 47.41% | 0% | 30.72% | 0% | 100%
Sites-Based | SMUD | Office, Small | 0% | 0% | 0% | 0% | 0% | 1.645% | 2.565% | 70.52% | 1.9% | 22.29% | 1.075% | 100%
Sites-Based | SMUD | Refrigerated Warehouse | 0% | 0% | 0% | 0% | 0% | 0% | 0% | 51.77% | 0% | 39.4% | 8.826% | 100%
Sites-Based | SMUD | Restaurant | 0% | 0% | 0% | 0% | 0.4494% | 1.624% | 10.47% | 48.2% | 3.406% | 32.99% | 2.866% | 100%
Sites-Based | SMUD | Retail | 0% | 0% | 0% | 0% | 0% | 0.3805% | 1.906% | 67.54% | 2.288% | 26.93% | 0.9542% | 100%
Sites-Based | SMUD | School | 0% | 0% | 0% | 0% | 1.728% | 0% | 2.135% | 75.04% | 1.731% | 19.16% | 0.212% | 100%
Sites-Based | SMUD | Warehouse | 0% | 0% | 0% | 0% | 0% | 0% | 4.997% | 58.02% | 1.943% | 35.04% | 0% | 100%
Sites-Based | SMUD | All Commercial | 0% | 0% | 0% | 0.1342% | 0.1341% | 1.166% | 4.01% | 65.49% | 1.969% | 26.02% | 1.078% | 100%
Sites-Based | FCZ01 | College | 0% | 0% | 0% | 0% | 1.267% | 0.6519% | 0.6519% | 86.69% | 6.591% | 4.088% | 0.05708% | 100%
Sites-Based | FCZ01 | Food Stores | 0% | 0% | 0% | 0.08334% | 0.2961% | 0.4628% | 7.218% | 72.62% | 7.57% | 11.47% | 0.2846% | 100%
Sites-Based | FCZ01 | Health Care | 0% | 0% | 0% | 0% | 0.6547% | 1.42% | 11.94% | 56.73% | 6.08% | 20.33% | 2.844% | 100%
Sites-Based | FCZ01 | Lodging | 0% | 0% | 0.7389% | 0.8426% | 0% | 0.9449% | 15.34% | 53.41% | 7.226% | 19.95% | 1.551% | 100%
Sites-Based | FCZ01 | Miscellaneous | 0% | 0% | 0.03558% | 0% | 0.2759% | 0.5643% | 3.511% | 72.35% | 8.525% | 12.91% | 1.82% | 100%
Sites-Based | FCZ01 | Office, Large | 0% | 0% | 0% | 0.6418% | 0% | 6.568% | 5.838% | 58.58% | 2.423% | 24.71% | 1.24% | 100%
Sites-Based | FCZ01 | Office, Small | 0% | 0% | 0% | 0% | 0.3502% | 0.3159% | 5.348% | 66.57% | 5.545% | 19.38% | 2.497% | 100%
Sites-Based | FCZ01 | Refrigerated Warehouse | 0% | 0% | 0% | 0% | 0% | 8.624% | 1.879% | 77% | 7.998% | 3.714% | 0.7901% | 100%
Sites-Based | FCZ01 | Restaurant | 0% | 0% | 0% | 0.1272% | 0.2544% | 1.077% | 6.811% | 59.62% | 11.35% | 18.76% | 1.994% | 100%
Sites-Based | FCZ01 | Retail | 0% | 0% | 0% | 0.03063% | 0.1022% | 0.5856% | 1.662% | 72.24% | 10.64% | 13.76% | 0.9835% | 100%
Sites-Based | FCZ01 | School | 0% | 0% | 0% | 0% | 1.38% | 1.272% | 3.577% | 71.29% | 13.71% | 7.284% | 1.486% | 100%
Sites-Based | FCZ01 | Warehouse | 0% | 0% | 0% | 0.3083% | 1.302% | 0.3083% | 5.777% | 72.03% | 7.985% | 12.07% | 0.22% | 100%
Sites-Based | FCZ01 | All Commercial | 0% | 0% | 0.01425% | 0.07217% | 0.3286% | 0.8047% | 4.711% | 68.17% | 8.408% | 15.86% | 1.632% | 100%
Sites-Based | FCZ02 | College | 0% | 0% | 0% | 0% | 0% | 0% | 0% | 46.14% | 43.45% | 10.41% | 0% | 100%
Sites-Based | FCZ02 | Food Stores | 0% | 0% | 0% | 0% | 0.3973% | 2.168% | 9.994% | 56.78% | 12.94% | 17.52% | 0.2041% | 100%
Sites-Based | FCZ02 | Health Care | 0% | 0% | 3.488% | 0% | 0% | 2.225% | 18.4% | 44.35% | 1.764% | 25.83% | 3.949% | 100%
Sites-Based | FCZ02 | Lodging | 0% | 0% | 0% | 0.6964% | 0% | 2.528% | 23.24% | 49.49% | 0% | 23.29% | 0.7635% | 100%
Sites-Based | FCZ02 | Miscellaneous | 0% | 0% | 0.4993% | 0.1538% | 0.8055% | 1.943% | 6.16% | 58.08% | 11.25% | 18.82% | 2.289% | 100%
Sites-Based | FCZ02 | Office, Large | 0% | 0% | 0% | 0% | 0% | 20.57% | 6.226% | 44.3% | 0% | 28.9% | 0% | 100%
Sites-Based | FCZ02 | Office, Small | 0% | 0% | 0% | 0.5891% | 0.5411% | 1.402% | 1.685% | 72.92% | 4.824% | 17.44% | 0.6014% | 100%
Sites-Based | FCZ02 | Refrigerated Warehouse | 0% | 0% | 0% | 0% | 9.552% | 0% | 3.302% | 64.89% | 3.302% | 18.96% | 0% | 100%
Sites-Based | FCZ02 | Restaurant | 0% | 0.5316% | 0% | 0.5316% | 0% | 1.404% | 5.58% | 60.67% | 12.33% | 16.81% | 2.144% | 100%
Sites-Based | FCZ02 | Retail | 0% | 0% | 0% | 0.1283% | 0% | 2.872% | 1.839% | 63.42% | 10.24% | 20.8% | 0.6923% | 100%
Sites-Based | FCZ02 | School | 0% | 0% | 0% | 0% | 0% | 0% | 16.97% | 68.12% | 5.988% | 8.925% | 0% | 100%
Sites-Based | FCZ02 | Warehouse | 0% | 0% | 0% | 0% | 1.831% | 1.151% | 0.8486% | 70.19% | 5.873% | 19.08% | 1.02% | 100%
Sites-Based | FCZ02 | All Commercial | 0% | 0.05278% | 0.1752% | 0.325% | 0.4676% | 1.957% | 4.639% | 64.29% | 8.46% | 18.51% | 1.122% | 100%
Sites-Based | FCZ03 | College | 0% | 0% | 0% | 0% | 0% | 0% | 0% | 19.55% | 79.52% | 0.9312% | 0% | 100%
Sites-Based | FCZ03 | Food Stores | 0% | 0% | 0% | 0% | 0% | 0% | 4.621% | 53.59% | 17.67% | 22.05% | 2.075% | 100%
Sites-Based | FCZ03 | Health Care | 0% | 0% | 0% | 0% | 0% | 0% | 7.044% | 62.37% | 5.016% | 21.84% | 3.729% | 100%
Sites-Based | FCZ03 | Lodging | 0% | 0% | 0% | 0% | 0% | 0.5681% | 0% | 61.54% | 7.765% | 30.13% | 0% | 100%
Sites-Based | FCZ03 | Miscellaneous | 0% | 0% | 0% | 0.1893% | 0% | 0.1893% | 0.8672% | 65.89% | 20.17% | 12.51% | 0.1893% | 100%
Sites-Based | FCZ03 | Office, Large | 0% | 0% | 0% | 0% | 0% | 0% | 0% | 74.26% | 0% | 25.74% | 0% | 100%
Sites-Based | FCZ03 | Office, Small | 0% | 0% | 0% | 0% | 0% | 0.719% | 5.849% | 50.3% | 12.27% | 29.6% | 1.253% | 100%
Sites-Based | FCZ03 | Refrigerated Warehouse | 0% | 0% | 0% | 0% | 0% | 0% | 0% | 65.52% | 0% | 34.48% | 0% | 100%
Sites-Based | FCZ03 | Restaurant | 0% | 0% | 0% | 1.413% | 0% | 0% | 4.352% | 61.28% | 2.597% | 30.35% | 0% | 100%
Sites-Based | FCZ03 | Retail | 0% | 0% | 0% | 0% | 0% | 1.329% | 1.094% | 51.6% | 24.24% | 21.22% | 0.5124% | 100%
Sites-Based | FCZ03 | School | 0% | 0% | 0% | 0% | 0% | 0% | 2.988% | 68.58% | 19.73% | 8.699% | 0% | 100%
Sites-Based | FCZ03 | Warehouse | 0% | 0% | 0% | 0% | 0% | 0% | 1.888% | 46.34% | 27.7% | 23.67% | 0.407% | 100%
Sites-Based | FCZ03 | All Commercial | 0% | 0% | 0% | 0.1827% | 0% | 0.4603% | 2.991% | 56.06% | 18.22% | 21.4% | 0.6898% | 100%
Sites-Based | FCZ04 | College | 0% | 0% | 0% | 0% | 0% | 0% | 0% | 29.74% | 9.152% | 58.85% | 2.263% | 100%
Sites-Based | FCZ04 | Food Stores | 0% | 0% | 0% | 0% | 0% | 4.746% | 12.14% | 45.06% | 11.57% | 21.62% | 4.873% | 100%
Sites-Based | FCZ04 | Health Care | 0% | 0% | 0% | 0% | 0% | 2.33% | 24.6% | 42.36% | 2.429% | 27.11% | 1.17% | 100%
Sites-Based | FCZ04 | Lodging | 0% | 0% | 0% | 0% | 0% | 5.508% | 39.08% | 37.37% | 2.967% | 12.1% | 2.967% | 100%
Sites-Based | FCZ04 | Miscellaneous | 0% | 0% | 0% | 0% | 0% | 3.729% | 6.421% | 46.18% | 8.784% | 31.65% | 3.233% | 100%
Sites-Based | FCZ04 | Office, Large | 0% | 0% | 0% | 0% | 0% | 3.775% | 5.195% | 26.42% | 11.03% | 51.53% | 2.054% | 100%
Sites-Based | FCZ04 | Office, Small | 0% | 0% | 0% | 0% | 0% | 0.5666% | 4.858% | 27.02% | 5.972% | 60.4% | 1.186% | 100%
Sites-Based | FCZ04 | Refrigerated Warehouse | 0% | 0% | 0% | 0% | 0% | 0% | 6.091% | 35.99% | 8.143% | 47.32% | 2.453% | 100%
Sites-Based | FCZ04 | Restaurant | 0% | 0% | 0% | 0% | 0% | 2.97% | 21.71% | 23.73% | 13.07% | 34.21% | 4.311% | 100%
Sites-Based | FCZ04 | Retail | 0% | 0% | 0% | 0% | 0% | 0.6209% | 7.583% | 42.84% | 13.33% | 34.17% | 1.464% | 100%
Sites-Based | FCZ04 | School | 0% | 0% | 0% | 0% | 0% | 0% | 9.621% | 39.44% | 7.781% | 40.6% | 2.563% | 100%
Sites-Based | FCZ04 | Warehouse | 0% | 0% | 0% | 0% | 0% | 3.924% | 4.249% | 39.77% | 11.62% | 39.78% | 0.662% | 100%
Sites-Based | FCZ04 | All Commercial | 0% | 0% | 0% | 0% | 0% | 2.049% | 9.033% | 36.3% | 9.377% | 40.98% | 2.259% | 100%
Sites-Based | FCZ05 | College | 0% | 0% | 0% | 0% | 0% | 0% | 0.8361% | 58.51% | 31.5% | 9.151% | 0% | 100%
Sites-Based | FCZ05 | Food Stores | 0% | 0% | 0% | 0% | 0% | 0.5574% | 0.5776% | 49.66% | 20.38% | 27.97% | 0.8545% | 100%
Sites-Based | FCZ05 | Health Care | 0% | 0% | 0% | 0% | 0% | 1.651% | 6.453% | 40.49% | 21.55% | 18.93% | 10.92% | 100%
Sites-Based | FCZ05 | Lodging | 0% | 0% | 0% | 0% | 0% | 0.9597% | 4.135% | 59.01% | 9.322% | 26.32% | 0.2511% | 100%
Sites-Based | FCZ05 | Miscellaneous | 0% | 0% | 0% | 0% | 0% | 0% | 3.885% | 54.9% | 14.5% | 23.31% | 3.403% | 100%
Sites-Based | FCZ05 | Office, Large | 0% | 0% | 0% | 0% | 0% | 0% | 3.201% | 55.72% | 22.92% | 18.15% | 0% | 100%
Sites-Based | FCZ05 | Office, Small | 0% | 0% | 0% | 0% | 0% | 2.291% | 0.2269% | 52.5% | 9.859% | 33.11% | 2.017% | 100%
Sites-Based | FCZ05 | Refrigerated Warehouse | 0% | 0% | 0% | 0% | 0% | 0% | 2.327% | 51.05% | 14.74% | 24.04% | 7.84% | 100%
Sites-Based | FCZ05 | Restaurant | 0% | 0% | 0% | 0% | 0% | 1.54% | 4.05% | 38.89% | 14.92% | 35.54% | 5.058% | 100%
Sites-Based | FCZ05 | Retail | 0.0842% | 0% | 0% | 0% | 0% | 0% | 0.6089% | 54.82% | 21.04% | 20.67% | 2.778% | 100%
Sites-Based | FCZ05 | School | 0% | 0% | 0% | 0% | 0% | 0% | 1.227% | 54.92% | 14.73% | 29.12% | 0% | 100%
Sites-Based | FCZ05 | Warehouse | 0% | 0% | 0% | 0% | 0% | 0% | 1.733% | 51.49% | 10.09% | 32.37% | 4.323% | 100%
Sites-Based | FCZ05 | All Commercial | 0.01825% | 0% | 0% | 0% | 0% | 0.9196% | 1.787% | 51.53% | 15.18% | 27.57% | 2.989% | 100%
Sites-Based | FCZ06 | College | 0% | 0% | 0% | 0% | 1.114% | 0% | 0% | 14.84% | 53.16% | 30.89% | 0% | 100%
Sites-Based | FCZ06 | Food Stores | 0% | 0% | 0% | 0% | 0% | 0% | 3.067% | 52.94% | 23.5% | 19.51% | 0.9849% | 100%
Sites-Based | FCZ06 | Health Care | 0% | 0% | 0% | 0% | 0% | 0% | 1.037% | 68.46% | 1.037% | 27.04% | 2.424% | 100%
Sites-Based | FCZ06 | Lodging | 0% | 0% | 0% | 0% | 0% | 2.147% | 4.333% | 69.01% | 6.661% | 16.25% | 1.606% | 100%
Sites-Based | FCZ06 | Miscellaneous | 0% | 0% | 0% | 0% | 0% | 0% | 1.621% | 61.66% | 11.97% | 13.73% | 11.02% | 100%
Sites-Based | FCZ06 | Office, Large | 0% | 0% | 0% | 0% | 0% | 0% | 0% | 46.13% | 6.172% | 47.7% | 0% | 100%
Sites-Based | FCZ06 | Office, Small | 0% | 0% | 0% | 0% | 0% | 0.5935% | 1.135% | 63.67% | 12.24% | 22.18% | 0.183% | 100%
Sites-Based | FCZ06 | Refrigerated Warehouse | 0% | 0% | 0% | 0% | 0% | 0% | 0% | 12.42% | 36.01% | 12.42% | 39.15% | 100%
Sites-Based | FCZ06 | Restaurant | 0% | 0% | 0% | 0% | 0% | 0% | 3.993% | 55.65% | 14.34% | 23.93% | 2.085% | 100%
Sites-Based | FCZ06 | Retail | 0% | 0% | 0% | 0% | 1.289% | 0% | 0.2806% | 53.52% | 23.89% | 18.62% | 2.397% | 100%
Sites-Based | FCZ06 | School | 0% | 0% | 0% | 0% | 0% | 0% | 1.827% | 81.19% | 10.08% | 6.9% | 0% | 100%
Sites-Based | FCZ06 | Warehouse | 0% | 0% | 0% | 0% | 0% | 0% | 0% | 39.94% | 14.46% | 41.07% | 4.536% | 100%
Sites-Based | FCZ06 | All Commercial | 0% | 0% | 0% | 0% | 0.2417% | 0.2838% | 1.559% | 58.38% | 15.54% | 20.98% | 3.005% | 100%
Sites-Based | FCZ07 | College | 0% | 0% | 0% | 0% | 0% | 0% | 0.2456% | 75.09% | 4.214% | 20.46% | 0% | 100%
Sites-Based | FCZ07 | Food Stores | 0% | 0% | 0% | 0.06094% | 0% | 0% | 1.021% | 82.51% | 6.845% | 9.266% | 0.3% | 100%
Sites-Based | FCZ07 | Health Care | 0% | 0% | 0% | 0% | 0% | 1.866% | 2.054% | 66.36% | 6.76% | 21.83% | 1.132% | 100%
Sites-Based | FCZ07 | Lodging | 0% | 0% | 0% | 0% | 0% | 0.3572% | 0.3572% | 73.76% | 10.07% | 12.97% | 2.489% | 100%
Sites-Based | FCZ07 | Miscellaneous | 0.1606% | 0% | 0.02819% | 0% | 0.02819% | 1.127% | 0.7903% | 79.16% | 9.361% | 8.789% | 0.5601% | 100%
Sites-Based | FCZ07 | Office, Large | 0% | 0% | 0.4212% | 0.8408% | 0% | 0.9697% | 3.865% | 61.03% | 11.85% | 20.43% | 0.584% | 100%
Sites-Based | FCZ07 | Office, Small | 0% | 0% | 0% | 0% | 0% | 0% | 0.7064% | 75.64% | 9.022% | 13.07% | 1.564% | 100%
Sites-Based | FCZ07 | Refrigerated Warehouse | 0% | 0% | 0% | 0% | 0% | 0% | 0% | 62.65% | 23.97% | 13.38% | 0% | 100%
Sites-Based | FCZ07 | Restaurant | 0% | 0% | 0% | 0% | 0% | 0.615% | 0.8906% | 66.74% | 10.32% | 20.13% | 1.295% | 100%
Sites-Based | FCZ07 | Retail | 0% | 0% | 0% | 0% | 0.05919% | 0.1029% | 0.6086% | 75.58% | 10.07% | 12% | 1.583% | 100%
Sites-Based | FCZ07 | School | 0% | 0% | 0% | 0% | 0% | 0.3067% | 1.338% | 78.79% | 8.18% | 11.11% | 0.2751% | 100%
Sites-Based | FCZ07 | Warehouse | 0% | 0% | 0% | 0% | 0% | 0.7337% | 0.58% | 72.73% | 13.39% | 11.78% | 0.7884% | 100%
Sites-Based | FCZ07 | All Commercial | 0.02494% | 0% | 0.01035% | 0.01512% | 0.01991% | 0.3818% | 0.7969% | 74.9% | 9.621% | 13.06% | 1.178% | 100%
Sites-Based | FCZ08 | College | 0% | 0% | 0% | 0% | 0% | 0% | 7.042% | 54.95% | 1.516% | 36.49% | 0% | 100%
Sites-Based | FCZ08 | Food Stores | 0% | 0% | 0% | 0% | 0% | 0% | 1.629% | 66.17% | 8.825% | 18.24% | 5.13% | 100%
Sites-Based | FCZ08 | Health Care | 0% | 0% | 0% | 0% | 4.716% | 0% | 0% | 75.58% | 0% | 19.7% | 0% | 100%
Sites-Based | FCZ08 | Lodging | 0% | 0% | 0% | 0% | 0% | 0% | 0% | 82.26% | 13.26% | 4.476% | 0% | 100%
Sites-Based | FCZ08 | Miscellaneous | 0% | 0% | 0% | 0% | 0% | 0% | 0% | 68.5% | 8.145% | 22.84% | 0.5198% | 100%
Sites-Based | FCZ08 | Office, Large | 0% | 0% | 0% | 0% | 0% | 0% | 10.84% | 30.99% | 0% | 51.48% | 6.691% | 100%
Sites-Based | FCZ08 | Office, Small | 0% | 0% | 0% | 0% | 0% | 0% | 0.2583% | 78.35% | 4.811% | 16.32% | 0.2616% | 100%
Sites-Based | FCZ08 | Refrigerated Warehouse | 0% | 0% | 0% | 0% | 0% | 0% | 0% | 83.17% | 16.83% | 0% | 0% | 100%
Sites-Based | FCZ08 | Restaurant | 0% | 0% | 0% | 0% | 0% | 0% | 1.919% | 70.08% | 2.986% | 25.02% | 0% | 100%
Sites-Based | FCZ08 | Retail | 0% | 0% | 0% | 0% | 0% | 0% | 1.483% | 72.43% | 10.44% | 15.01% | 0.6334% | 100%
Sites-Based | FCZ08 | School | 0% | 0% | 0% | 0% | 0% | 0% | 0% | 74.65% | 0% | 24.73% | 0.6176% | 100%
Sites-Based | FCZ08 | Warehouse | 0% | 0% | 0% | 0% | 0% | 0% | 0% | 62.38% | 9.092% | 28.53% | 0% | 100%
Sites-Based | FCZ08 | All Commercial | 0% | 0% | 0% | 0% | 0.2464% | 0% | 1.02% | 71.84% | 6.365% | 19.83% | 0.6998% | 100%
Sites-Based | FCZ09 | College | 0% | 0% | 0% | 0% | 0% | 0% | 0% | 94.73% | 0% | 5.268% | 0% | 100%
Sites-Based | FCZ09 | Food Stores | 0% | 0% | 0% | 0% | 0% | 0.7239% | 4.098% | 64.68% | 17.25% | 12.99% | 0.2518% | 100%
Sites-Based | FCZ09 | Health Care | 0% | 0% | 0% | 0% | 0% | 0% | 16.1% | 38.59% | 12.77% | 29.33% | 3.217% | 100%
Sites-Based | FCZ09 | Lodging | 0% | 0% | 0% | 0% | 0% | 0% | 10.57% | 69.05% | 2.993% | 17.39% | 0% | 100%
Sites-Based | FCZ09 | Miscellaneous | 0% | 0% | 0% | 0% | 0% | 1.431% | 1.409% | 61.48% | 12.6% | 22.73% | 0.3451% | 100%
Sites-Based | FCZ09 | Office, Large | 0% | 0% | 0% | 0% | 0% | 0% | 0% | 79.8% | 0% | 20.2% | 0% | 100%
Sites-Based | FCZ09 | Office, Small | 0% | 0% | 0% | 0% | 0% | 1.28% | 0% | 39.87% | 19.97% | 38.88% | 0% | 100%
Sites-Based | FCZ09 | Refrigerated Warehouse | 0% | 0% | 0% | 0% | 0% | 0% | 0% | 21.45% | 0% | 78.55% | 0% | 100%
Sites-Based | FCZ09 | Restaurant | 0% | 0% | 0% | 0% | 0% | 3.128% | 2.917% | 43.66% | 18.88% | 27.02% | 4.398% | 100%
Sites-Based | FCZ09 | Retail | 0% | 0% | 0% | 0% | 0% | 2.186% | 8.099% | 38.71% | 6.655% | 42.57% | 1.776% | 100%
Sites-Based | FCZ09 | School | 0% | 0% | 0% | 0% | 0% | 0% | 0% | 52.25% | 11.87% | 35.88% | 0% | 100%
Sites-Based | FCZ09 | Warehouse | 0% | 0% | 0% | 0% | 0% | 0% | 1.816% | 45.97% | 20.45% | 31.76% | 0% | 100%
Sites-Based | FCZ09 | All Commercial | 0% | 0% | 0% | 0% | 0% | 1.423% | 3.018% | 48.31% | 14.31% | 31.98% | 0.956% | 100%
Sites-Based | FCZ10 | College | 0% | 0% | 0% | 4.629% | 0% | 0% | 0.2137% | 15.81% | 12.16% | 50.88% | 16.31% | 100%
Sites-Based | FCZ10 | Food Stores | 0% | 0% | 0% | 0% | 0.6198% | 0.8049% | 3.353% | 45.41% | 13.41% | 32.03% | 4.37% | 100%
Sites-Based | FCZ10 | Health Care | 0% | 0% | 0% | 0% | 0% | 0% | 17.02% | 47.54% | 14.25% | 19.31% | 1.877% | 100%
Sites-Based | FCZ10 | Lodging | 0% | 0% | 0% | 0% | 1.635% | 3.269% | 11.45% | 45.56% | 9.345% | 24.67% | 4.068% | 100%
Sites-Based | FCZ10 | Miscellaneous | 0% | 0% | 0% | 0% | 0% | 0.3452% | 1.624% | 61.08% | 7.65% | 29.23% | 0.06412% | 100%
Sites-Based | FCZ10 | Office, Large | 0% | 0% | 0% | 0% | 0% | 0% | 11.51% | 15.15% | 3.829% | 67.59% | 1.918% | 100%
Sites-Based | FCZ10 | Office, Small | 0% | 0% | 0% | 0.7069% | 0.3702% | 0% | 0.7069% | 45.37% | 13.31% | 38.83% | 0.7069% | 100%
Sites-Based | FCZ10 | Refrigerated Warehouse | 0% | 0% | 0% | 0% | 0% | 0% | 12.8% | 0% | 0% | 36.62% | 50.58% | 100%
Sites-Based | FCZ10 | Restaurant | 0% | 0% | 0% | 0% | 0.2075% | 0.7767% | 3.686% | 47.23% | 7.129% | 40.01% | 0.9655% | 100%
Sites-Based | FCZ10 | Retail | 0% | 0% | 0% | 0% | 0% | 0.07647% | 0.7653% | 49.47% | 6.132% | 42.29% | 1.265% | 100%
Sites-Based | FCZ10 | School | 0% | 0% | 0% | 0% | 0% | 0% | 7.214% | 50.8% | 3.801% | 38.19% | 0% | 100%
Sites-Based | FCZ10 | Warehouse | 0% | 0% | 0% | 0% | 0.5444% | 0% | 1.377% | 46.81% | 4.975% | 41.49% | 4.807% | 100%
Sites-Based | FCZ10 | All Commercial | 0% | 0% | 0% | 0.2313% | 0.1989% | 0.243% | 2.263% | 48.94% | 8.719% | 37.8% | 1.61% | 100%
Sites-Based | FCZ11 | College | 0% | 0% | 0% | 0% | 0% | 0% | 0% | 59.24% | 0% | 40.47% | 0.286% | 100%
Sites-Based | FCZ11 | Food Stores | 0% | 0% | 0% | 0% | 0% | 0% | 0% | 51.13% | 17.08% | 24.49% | 7.307% | 100%
Sites-Based | FCZ11 | Health Care | 0% | 0% | 0% | 0% | 0% | 1.895% | 8.364% | 26.69% | 22.59% | 27.03% | 13.43% | 100%
Sites-Based | FCZ11 | Lodging | 0% | 0% | 0% | 2.239% | 0% | 1.755% | 11.02% | 47.13% | 13.36% | 23.1% | 1.391% | 100%
Sites-Based | FCZ11 | Miscellaneous | 0% | 0% | 0% | 0% | 0.1526% | 0.1994% | 2.481% | 52.18% | 13.93% | 30.55% | 0.5046% | 100%
Sites-Based | FCZ11 | Office, Large | 0% | 0% | 0% | 0% | 0% | 0% | 14.85% | 11.94% | 14.85% | 58.36% | 0% | 100%
Sites-Based | FCZ11 | Office, Small | 0% | 0% | 0% | 0% | 0% | 0% | 0.371% | 34.33% | 10.65% | 52.56% | 2.089% | 100%
Sites-Based | FCZ11 | Refrigerated Warehouse | 0% | 0% | 0% | 0% | 0% | 0% | 0% | 59.15% | 0% | 40.85% | 0% | 100%
Sites-Based | FCZ11 | Restaurant | 0% | 0% | 0% | 0% | 0% | 0% | 5.141% | 39.8% | 15.03% | 35.91% | 4.121% | 100%
Sites-Based | FCZ11 | Retail | 0% | 0% | 0% | 0% | 0% | 0% | 0.6929% | 44.48% | 13.08% | 40.74% | 1.006% | 100%
Sites-Based | FCZ11 | School | 0% | 0% | 0% | 0% | 0% | 0% | 0% | 36.52% | 14.7% | 44.45% | 4.334% | 100%
Sites-Based | FCZ11 | Warehouse | 0% | 0% | 0% | 0% | 0% | 0.5339% | 0.5339% | 45.81% | 8.287% | 43.7% | 1.13% | 100%
Sites-Based | FCZ11 | All Commercial | 0% | 0% | 0% | 0.02364% | 0.02752% | 0.1272% | 1.753% | 42.25% | 12.8% | 40.76% | 2.261% | 100%
Sites-Based | FCZ12c | College | 0% | 0% | 0% | 0% | 0% | 0% | 0% | 57.64% | 9.326% | 31.8% | 1.234% | 100%
Sites-Based | FCZ12c | Food Stores | 0% | 0% | 0% | 0% | 0% | 0% | 2.45% | 62.85% | 10.25% | 23.48% | 0.966% | 100%
Sites-Based | FCZ12c | Health Care | 0% | 0% | 0% | 0% | 0% | 0% | 10.27% | 68.36% | 0% | 13.46% | 7.907% | 100%
Sites-Based | FCZ12c | Lodging | 0% | 0% | 0% | 0% | 0% | 0% | 7.615% | 62.69% | 5.562% | 20.24% | 3.89% | 100%
Sites-Based | FCZ12c | Miscellaneous | 0% | 0% | 0% | 0% | 0.0921% | 0.25% | 3.768% | 68.47% | 10.16% | 16.23% | 1.029% | 100%
Sites-Based | FCZ12c | Office, Large | 0% | 0% | 0% | 0% | 0% | 1.959% | 6.801% | 53.92% | 2.186% | 33.96% | 1.17% | 100%
Sites-Based | FCZ12c | Office, Small | 0% | 0% | 0% | 0% | 0% | 0.7903% | 3.037% | 72.08% | 5.797% | 17.95% | 0.3454% | 100%
Sites-Based | FCZ12c | Refrigerated Warehouse | 0% | 0% | 0% | 0% | 0% | 0% | 9.153% | 22.01% | 0% | 68.84% | 0% | 100%
Sites-Based | FCZ12c | Restaurant | 0% | 0% | 0% | 0% | 0% | 0.8913% | 3.535% | 63.81% | 5.006% | 22.77% | 3.982% | 100%
Sites-Based | FCZ12c | Retail | 0% | 0% | 0% | 0% | 0% | 0% | 0.4557% | 56.9% | 20.24% | 22.4% | 0% | 100%
Sites-Based | FCZ12c | School | 0% | 0% | 0% | 0% | 0% | 0% | 2.55% | 33.13% | 8.278% | 56.04% | 0% | 100%
Sites-Based | FCZ12c | Warehouse | 0% | 0% | 0% | 0% | 0% | 0% | 0% | 59.16% | 5.697% | 34.61% | 0.5405% | 100%
Sites-Based | FCZ12c | All Commercial | 0% | 0% | 0% | 0% | 0.01187% | 0.4997% | 2.859% | 64.94% | 8.944% | 21.69% | 1.061% | 100%
Sites-Based | FCZ12i | College | 0% | 0% | 0% | 0% | 0% | 1.196% | 4.597% | 48.16% | 14.96% | 31.08% | 0% | 100%
Sites-Based | FCZ12i | Food Stores | 0% | 0% | 0% | 0% | 0% | 0% | 2.345% | 65.04% | 3.131% | 29.49% | 0% | 100%
Sites-Based | FCZ12i | Health Care | 0% | 0% | 0% | 0% | 0% | 0% | 10.77% | 66.4% | 5.946% | 15.43% | 1.46% | 100%
Sites-Based | FCZ12i | Lodging | 0% | 0% | 0% | 0% | 0% | 0% | 18.69% | 63.36% | 0% | 14.21% | 3.748% | 100%
Sites-Based | FCZ12i | Miscellaneous | 0% | 0% | 0% | 0% | 0% | 1.408% | 3.393% | 63.19% | 16.97% | 14.53% | 0.5036% | 100%
Sites-Based | FCZ12i | Office, Large | 0% | 0% | 0% | 0% | 0% | 17.67% | 0% | 44.68% | 0% | 31.91% | 5.744% | 100%
Sites-Based | FCZ12i | Office, Small | 0% | 0% | 0% | 0% | 0% | 1.896% | 3.816% | 52.8% | 25.2% | 16.07% | 0.2219% | 100%
Sites-Based | FCZ12i | Refrigerated Warehouse | 0% | 0% | 0% | 0% | 0% | 0% | 0% | 30.93% | 0% | 0% | 69.07% | 100%
Sites-Based | FCZ12i | Restaurant | 0% | 0% | 0% | 0% | 0% | 0% | 7.634% | 58.51% | 9.997% | 21.81% | 2.051% | 100%
Sites-Based | FCZ12i | Retail | 0% | 0% | 0% | 0% | 0% | 0% | 0.6931% | 49% | 33.41% | 16.16% | 0.7314% | 100%
Sites-Based | FCZ12i | School | 0% | 0% | 0% | 0% | 0% | 4.19% | 0% | 74.85% | 4.003% | 16.95% | 0% | 100%
Sites-Based | FCZ12i | Warehouse | 0% | 0% | 0% | 0% | 0% | 0% | 2.914% | 68.56% | 14.33% | 14.19% | 0% | 100%
Sites-Based | FCZ12i | All Commercial | 0% | 0% | 0% | 0% | 0% | 1.172% | 3.639% | 56.81% | 20.21% | 17.43% | 0.7493% | 100%
Sites-Based | FCZ13 | College | 0% | 0% | 0% | 0% | 0% | 0% | 0% | 58.5% | 0% | 39.86% | 1.644% | 100%
Sites-Based | FCZ13 | Food Stores | 0% | 0% | 0% | 0% | 0% | 1.64% | 5.16% | 64.48% | 1.697% | 26.35% | 0.6671% | 100%
Sites-Based | FCZ13 | Health Care | 0% | 0% | 0% | 0% | 0% | 1.086% | 8.704% | 50.55% | 0.6798% | 37.49% | 1.486% | 100%
Sites-Based | FCZ13 | Lodging | 0% | 0% | 0% | 0% | 0% | 3.055% | 22.41% | 35.26% | 4.483% | 30.01% | 4.779% | 100%
Sites-Based | FCZ13 | Miscellaneous | 0% | 0% | 0% | 0.2091% | 0.2091% | 1.014% | 3.34% | 73.2% | 1.254% | 20.47% | 0.2974% | 100%
Sites-Based | FCZ13 | Office, Large | 0% | 0% | 0% | 5.839% | 0% | 6.939% | 9.092% | 47.41% | 0% | 30.72% | 0% | 100%
Sites-Based | FCZ13 | Office, Small | 0% | 0% | 0% | 0% | 0% | 1.645% | 2.565% | 70.52% | 1.9% | 22.29% | 1.075% | 100%
Sites-Based | FCZ13 | Refrigerated Warehouse | 0% | 0% | 0% | 0% | 0% | 0% | 0% | 51.77% | 0% | 39.4% | 8.826% | 100%
Sites-Based | FCZ13 | Restaurant | 0% | 0% | 0% | 0% | 0.4494% | 1.624% | 10.47% | 48.2% | 3.406% | 32.99% | 2.866% | 100%
Sites-Based | FCZ13 | Retail | 0% | 0% | 0% | 0% | 0% | 0.3805% | 1.906% | 67.54% | 2.288% | 26.93% | 0.9542% | 100%
Sites-Based | FCZ13 | School | 0% | 0% | 0% | 0% | 1.728% | 0% | 2.135% | 75.04% | 1.731% | 19.16% | 0.212% | 100%
Sites-Based | FCZ13 | Warehouse | 0% | 0% | 0% | 0% | 0% | 0% | 4.997% | 58.02% | 1.943% | 35.04% | 0% | 100%
Sites-Based | FCZ13 | All Commercial | 0% | 0% | 0% | 0.1342% | 0.1341% | 1.166% | 4.01% | 65.49% | 1.969% | 26.02% | 1.078% | 100%
Sites-Based | FCZ16 | College | 0% | 0% | 0% | 0% | 0% | 0% | 26.5% | 0% | 0% | 73.5% | 0% | 100%
Sites-Based | FCZ16 | Food Stores | 0% | 0% | 0% | 0% | 0% | 0% | 0% | 86.87% | 3.945% | 7.492% | 1.691% | 100%
Sites-Based | FCZ16 | Health Care | 0% | 0% | 0% | 0% | 0% | 0% | 0% | 36.1% | 63.9% | 0% | 0% | 100%
Sites-Based | FCZ16 | Lodging | 0% | 0% | 0% | 0% | 0% | 0% | 9.754% | 57.59% | 0.8342% | 24.9% | 6.923% | 100%
Sites-Based | FCZ16 | Miscellaneous | 0% | 0% | 1.865% | 0% | 0% | 0% | 0% | 85.6% | 2.436% | 10.1% | 0% | 100%
Sites-Based | FCZ16 | Office, Large | 0% | 0% | 0% | 0% | 2.327% | 2.872% | 9.355% | 75.17% | 0% | 9.488% | 0.7849% | 100%
Sites-Based | FCZ16 | Office, Small | 0% | 0% | 0% | 0% | 0% | 1.571% | 2.714% | 92.03% | 1.357% | 2.33% | 0% | 100%
Sites-Based | FCZ16 | Refrigerated Warehouse | 0% | 0% | 0% | 0% | 0% | 0% | 0% | 76.74% | 10.85% | 12.41% | 0% | 100%
Sites-Based | FCZ16 | Restaurant | 0% | 0% | 0% | 1.951% | 0% | 0% | 2.201% | 72.14% | 10.5% | 13.21% | 0% | 100%
Sites-Based | FCZ16 | Retail | 0% | 0% | 0% | 0% | 0.372% | 0% | 0.09621% | 68.82% | 10.16% | 20.35% | 0.1914% | 100%
Sites-Based | FCZ16 | School | 0% | 0% | 0% | 0% | 0% | 0% | 7.196% | 63.56% | 6.15% | 23.1% | 0% | 100%
Sites-Based | FCZ16 | Warehouse | 0% | 0% | 0% | 0% | 0% | 0% | 0% | 88.99% | 7.542% | 3.47% | 0% | 100%
Sites-Based | FCZ16 | All Commercial | 0% | 0% | 0.2899% | 0.3076% | 0.1679% | 0.34% | 1.334% | 77.09% | 7.621% | 12.63% | 0.221% | 100%
Sites-Based | FCZ17 | College | 0% | 0% | 0% | 0% | 0% | 0% | 18.86% | 79.7% | 0% | 1.437% | 0% | 100%
Sites-Based | FCZ17 | Food Stores | 0% | 0% | 0% | 0% | 0% | 0% | 1.545% | 60.69% | 21.82% | 14.42% | 1.526% | 100%
Sites-Based | FCZ17 | Health Care | 0% | 0% | 0% | 0% | 0% | 4.196% | 2.139% | 84.88% | 7.905% | 0.8793% | 0% | 100%
Sites-Based | FCZ17 | Lodging | 0% | 0% | 0% | 0% | 0% | 0% | 17.64% | 43.08% | 17.15% | 22.13% | 0% | 100%
Sites-Based | FCZ17 | Miscellaneous | 0% | 0% | 0% | 0% | 0% | 0% | 0% | 71.92% | 17.15% | 10.93% | 0% | 100%
Sites-Based | FCZ17 | Office, Large | 0% | 0% | 0% | 0% | 0% | 0% | 0% | 67.39% | 9.652% | 22.96% | 0% | 100%
Sites-Based | FCZ17 | Office, Small | 0% | 0% | 0% | 0% | 0% | 0% | 0% | 74.37% | 7.161% | 18.47% | 0% | 100%
Sites-Based | FCZ17 | Refrigerated Warehouse | 0% | 0% | 0% | 0% | 0% | 0% | 0% | 46.52% | 0% | 53.48% | 0% | 100%
Sites-Based | FCZ17 | Restaurant | 0% | 0% | 0% | 0% | 0% | 0% | 0% | 70.28% | 12.67% | 16.29% | 0.76% | 100%
Sites-Based | FCZ17 | Retail | 0% | 0% | 0% | 0% | 0% | 0% | 5.274% | 72.04% | 10.18% | 9.319% | 3.186% | 100%
Sites-Based | FCZ17 | School | 0% | 0% | 0% | 0% | 0% | 0% | 0.8007% | 53.57% | 37.47% | 8.158% | 0% | 100%
Sites-Based | FCZ17 | Warehouse | 0% | 0% | 0% | 0% | 0% | 0% | 0% | 94.15% | 3.672% | 2.175% | 0% | 100%
Sites-Based | FCZ17 | All Commercial | 0% | 0% | 0% | 0% | 0% | 0.09604% | 1.741% | 73.34% | 11.42% | 12.43% | 0.9725% | 100%

## Building Envelope Upgrade
Building Envelope Upgrade By Planning Area, Utility & Forecast Zone
Statewide - Participating Utilities1 + Nonparticipating Utilities2 + Non-Surveyed Forecast Zones3 (FCZ)
Utility xxx Tot - Utility xxx Planning Area (Participating Utility xxx + Nonparticipating Utilities within the planning area of Utility xxx)
Utility xxx - Participating Utility xxx
FCZ xx Tot - Participating Utility Forecast Zone Total (FZC xx + Nonparticipating Utilities within the planning area of the corresponding Utility)
FCZ xx - Participating Utility Forecast zone
1- Participating Utilities: PG&E, SCE, SDG&E, LADWP, SMUD
2- Non-Participating Utilities: Other utilities operating within the areas covered by CEUS survey
3- Forecast Zones (FCZ): Climate zones defined for the Energy Commission's Forecast (FCZ01-FCZ17)
Floorspace-Based data is listed on rows 18-576, and Site-Based data on rows 577-1135
Building Envelope Upgraded
Calculation Method | Statewide/ Utility/ FCZ | Building Type | No | Yes | Total
Floorspace-Based | Statewide | College | 99.9% | 0.09666% | 100% | ↓ % of Commercial floorspace
Floorspace-Based | Statewide | Food Stores | 99.51% | 0.4913% | 100%
Floorspace-Based | Statewide | Health Care | 98.48% | 1.521% | 100%
Floorspace-Based | Statewide | Lodging | 98.8% | 1.203% | 100%
Floorspace-Based | Statewide | Miscellaneous | 98.82% | 1.178% | 100%
Floorspace-Based | Statewide | Office, Large | 98.11% | 1.892% | 100%
Floorspace-Based | Statewide | Office, Small | 98.02% | 1.976% | 100%
Floorspace-Based | Statewide | Refrigerated Warehouse | 95.76% | 4.242% | 100%
Floorspace-Based | Statewide | Restaurant | 99.56% | 0.4444% | 100%
Floorspace-Based | Statewide | Retail | 99.74% | 0.264% | 100%
Floorspace-Based | Statewide | School | 99.03% | 0.9686% | 100%
Floorspace-Based | Statewide | Warehouse | 99.33% | 0.6708% | 100%
Floorspace-Based | Statewide | All Commercial | 98.86% | 1.136% | 100%
Floorspace-Based | PG&E Tot | College | 99.79% | 0.214% | 100%
Floorspace-Based | PG&E Tot | Food Stores | 98.73% | 1.266% | 100%
Floorspace-Based | PG&E Tot | Health Care | 96.38% | 3.621% | 100%
Floorspace-Based | PG&E Tot | Lodging | 97.33% | 2.671% | 100%
Floorspace-Based | PG&E Tot | Miscellaneous | 98.46% | 1.538% | 100%
Floorspace-Based | PG&E Tot | Office, Large | 97.42% | 2.577% | 100%
Floorspace-Based | PG&E Tot | Office, Small | 96.98% | 3.02% | 100%
Floorspace-Based | PG&E Tot | Refrigerated Warehouse | 88.6% | 11.4% | 100%
Floorspace-Based | PG&E Tot | Restaurant | 98.8% | 1.203% | 100%
Floorspace-Based | PG&E Tot | Retail | 99.47% | 0.5253% | 100%
Floorspace-Based | PG&E Tot | School | 98.42% | 1.584% | 100%
Floorspace-Based | PG&E Tot | Warehouse | 98.99% | 1.007% | 100%
Floorspace-Based | PG&E Tot | All Commercial | 98.01% | 1.994% | 100%
Floorspace-Based | SCE Tot | College | 100% | 0% | 100%
Floorspace-Based | SCE Tot | Food Stores | 100% | 0% | 100%
Floorspace-Based | SCE Tot | Health Care | 100% | 0% | 100%
Floorspace-Based | SCE Tot | Lodging | 99.91% | 0.09473% | 100%
Floorspace-Based | SCE Tot | Miscellaneous | 99.47% | 0.5339% | 100%
Floorspace-Based | SCE Tot | Office, Large | 98.21% | 1.791% | 100%
Floorspace-Based | SCE Tot | Office, Small | 99.74% | 0.2566% | 100%
Floorspace-Based | SCE Tot | Refrigerated Warehouse | 100% | 0% | 100%
Floorspace-Based | SCE Tot | Restaurant | 99.97% | 0.03491% | 100%
Floorspace-Based | SCE Tot | Retail | 100% | 0% | 100%
Floorspace-Based | SCE Tot | School | 99.34% | 0.6611% | 100%
Floorspace-Based | SCE Tot | Warehouse | 99.53% | 0.4652% | 100%
Floorspace-Based | SCE Tot | All Commercial | 99.55% | 0.4534% | 100%
Floorspace-Based | SDG&E Tot | College | 100% | 0% | 100%
Floorspace-Based | SDG&E Tot | Food Stores | 99.48% | 0.5171% | 100%
Floorspace-Based | SDG&E Tot | Health Care | 99.56% | 0.4448% | 100%
Floorspace-Based | SDG&E Tot | Lodging | 100% | 0% | 100%
Floorspace-Based | SDG&E Tot | Miscellaneous | 99.38% | 0.621% | 100%
Floorspace-Based | SDG&E Tot | Office, Large | 98.26% | 1.743% | 100%
Floorspace-Based | SDG&E Tot | Office, Small | 95.1% | 4.9% | 100%
Floorspace-Based | SDG&E Tot | Refrigerated Warehouse | 100% | 0% | 100%
Floorspace-Based | SDG&E Tot | Restaurant | 99.64% | 0.3618% | 100%
Floorspace-Based | SDG&E Tot | Retail | 99.11% | 0.8876% | 100%
Floorspace-Based | SDG&E Tot | School | 99.65% | 0.3455% | 100%
Floorspace-Based | SDG&E Tot | Warehouse | 98.97% | 1.03% | 100%
Floorspace-Based | SDG&E Tot | All Commercial | 98.79% | 1.207% | 100%
Floorspace-Based | LADWP Tot | College | 100% | 0% | 100%
Floorspace-Based | LADWP Tot | Food Stores | 100% | 0% | 100%
Floorspace-Based | LADWP Tot | Health Care | 100% | 0% | 100%
Floorspace-Based | LADWP Tot | Lodging | 100% | 0% | 100%
Floorspace-Based | LADWP Tot | Miscellaneous | 100% | 0% | 100%
Floorspace-Based | LADWP Tot | Office, Large | 100% | 0% | 100%
Floorspace-Based | LADWP Tot | Office, Small | 100% | 0% | 100%
Floorspace-Based | LADWP Tot | Refrigerated Warehouse | 100% | 0% | 100%
Floorspace-Based | LADWP Tot | Restaurant | 100% | 0% | 100%
Floorspace-Based | LADWP Tot | Retail | 100% | 0% | 100%
Floorspace-Based | LADWP Tot | School | 98.49% | 1.509% | 100%
Floorspace-Based | LADWP Tot | Warehouse | 100% | 0% | 100%
Floorspace-Based | LADWP Tot | All Commercial | 99.84% | 0.1645% | 100%
Floorspace-Based | SMUD Tot | College | 99.18% | 0.8153% | 100%
Floorspace-Based | SMUD Tot | Food Stores | 100% | 0% | 100%
Floorspace-Based | SMUD Tot | Health Care | 98.65% | 1.347% | 100%
Floorspace-Based | SMUD Tot | Lodging | 100% | 0% | 100%
Floorspace-Based | SMUD Tot | Miscellaneous | 93.47% | 6.534% | 100%
Floorspace-Based | SMUD Tot | Office, Large | 96.33% | 3.67% | 100%
Floorspace-Based | SMUD Tot | Office, Small | 97.31% | 2.693% | 100%
Floorspace-Based | SMUD Tot | Refrigerated Warehouse | 100% | 0% | 100%
Floorspace-Based | SMUD Tot | Restaurant | 100% | 0% | 100%
Floorspace-Based | SMUD Tot | Retail | 99.45% | 0.552% | 100%
Floorspace-Based | SMUD Tot | School | 100% | 0% | 100%
Floorspace-Based | SMUD Tot | Warehouse | 96.59% | 3.413% | 100%
Floorspace-Based | SMUD Tot | All Commercial | 97.4% | 2.595% | 100%
Floorspace-Based | FCZ01 Tot | College | 99.47% | 0.5277% | 100%
Floorspace-Based | FCZ01 Tot | Food Stores | 99.79% | 0.2108% | 100%
Floorspace-Based | FCZ01 Tot | Health Care | 94.13% | 5.872% | 100%
Floorspace-Based | FCZ01 Tot | Lodging | 97.26% | 2.738% | 100%
Floorspace-Based | FCZ01 Tot | Miscellaneous | 99.44% | 0.5564% | 100%
Floorspace-Based | FCZ01 Tot | Office, Large | 97.33% | 2.667% | 100%
Floorspace-Based | FCZ01 Tot | Office, Small | 96.56% | 3.44% | 100%
Floorspace-Based | FCZ01 Tot | Refrigerated Warehouse | 69.94% | 30.06% | 100%
Floorspace-Based | FCZ01 Tot | Restaurant | 98.81% | 1.192% | 100%
Floorspace-Based | FCZ01 Tot | Retail | 99.66% | 0.3381% | 100%
Floorspace-Based | FCZ01 Tot | School | 96.36% | 3.636% | 100%
Floorspace-Based | FCZ01 Tot | Warehouse | 100% | 0% | 100%
Floorspace-Based | FCZ01 Tot | All Commercial | 97.86% | 2.143% | 100%
Floorspace-Based | FCZ02 Tot | College | 100% | 0% | 100%
Floorspace-Based | FCZ02 Tot | Food Stores | 94.45% | 5.549% | 100%
Floorspace-Based | FCZ02 Tot | Health Care | 99.54% | 0.4589% | 100%
Floorspace-Based | FCZ02 Tot | Lodging | 97.96% | 2.04% | 100%
Floorspace-Based | FCZ02 Tot | Miscellaneous | 93.59% | 6.411% | 100%
Floorspace-Based | FCZ02 Tot | Office, Large | 98.19% | 1.807% | 100%
Floorspace-Based | FCZ02 Tot | Office, Small | 92.8% | 7.197% | 100%
Floorspace-Based | FCZ02 Tot | Refrigerated Warehouse | 100% | 0% | 100%
Floorspace-Based | FCZ02 Tot | Restaurant | 96.3% | 3.698% | 100%
Floorspace-Based | FCZ02 Tot | Retail | 97.87% | 2.126% | 100%
Floorspace-Based | FCZ02 Tot | School | 97.5% | 2.505% | 100%
Floorspace-Based | FCZ02 Tot | Warehouse | 96.61% | 3.392% | 100%
Floorspace-Based | FCZ02 Tot | All Commercial | 96.45% | 3.547% | 100%
Floorspace-Based | FCZ03 Tot | College | 100% | 0% | 100%
Floorspace-Based | FCZ03 Tot | Food Stores | 98.09% | 1.909% | 100%
Floorspace-Based | FCZ03 Tot | Health Care | 83.05% | 16.95% | 100%
Floorspace-Based | FCZ03 Tot | Lodging | 71.31% | 28.69% | 100%
Floorspace-Based | FCZ03 Tot | Miscellaneous | 99.02% | 0.978% | 100%
Floorspace-Based | FCZ03 Tot | Office, Large | 100% | 0% | 100%
Floorspace-Based | FCZ03 Tot | Office, Small | 91.7% | 8.296% | 100%
Floorspace-Based | FCZ03 Tot | Refrigerated Warehouse | 100% | 0% | 100%
Floorspace-Based | FCZ03 Tot | Restaurant | 97.59% | 2.408% | 100%
Floorspace-Based | FCZ03 Tot | Retail | 97.08% | 2.923% | 100%
Floorspace-Based | FCZ03 Tot | School | 100% | 0% | 100%
Floorspace-Based | FCZ03 Tot | Warehouse | 100% | 0% | 100%
Floorspace-Based | FCZ03 Tot | All Commercial | 96.21% | 3.792% | 100%
Floorspace-Based | FCZ04 Tot | College | 100% | 0% | 100%
Floorspace-Based | FCZ04 Tot | Food Stores | 99.85% | 0.1544% | 100%
Floorspace-Based | FCZ04 Tot | Health Care | 100% | 0% | 100%
Floorspace-Based | FCZ04 Tot | Lodging | 98.71% | 1.289% | 100%
Floorspace-Based | FCZ04 Tot | Miscellaneous | 99.81% | 0.1946% | 100%
Floorspace-Based | FCZ04 Tot | Office, Large | 95.58% | 4.419% | 100%
Floorspace-Based | FCZ04 Tot | Office, Small | 99.44% | 0.5609% | 100%
Floorspace-Based | FCZ04 Tot | Refrigerated Warehouse | 100% | 0% | 100%
Floorspace-Based | FCZ04 Tot | Restaurant | 99.53% | 0.4744% | 100%
Floorspace-Based | FCZ04 Tot | Retail | 99.62% | 0.3801% | 100%
Floorspace-Based | FCZ04 Tot | School | 100% | 0% | 100%
Floorspace-Based | FCZ04 Tot | Warehouse | 99.75% | 0.2549% | 100%
Floorspace-Based | FCZ04 Tot | All Commercial | 99.46% | 0.5424% | 100%
Floorspace-Based | FCZ05 Tot | College | 100% | 0% | 100%
Floorspace-Based | FCZ05 Tot | Food Stores | 99.54% | 0.457% | 100%
Floorspace-Based | FCZ05 Tot | Health Care | 98.85% | 1.15% | 100%
Floorspace-Based | FCZ05 Tot | Lodging | 97.83% | 2.169% | 100%
Floorspace-Based | FCZ05 Tot | Miscellaneous | 94.56% | 5.438% | 100%
Floorspace-Based | FCZ05 Tot | Office, Large | 100% | 0% | 100%
Floorspace-Based | FCZ05 Tot | Office, Small | 98.2% | 1.797% | 100%
Floorspace-Based | FCZ05 Tot | Refrigerated Warehouse | 91.94% | 8.063% | 100%
Floorspace-Based | FCZ05 Tot | Restaurant | 100% | 0% | 100%
Floorspace-Based | FCZ05 Tot | Retail | 100% | 0% | 100%
Floorspace-Based | FCZ05 Tot | School | 100% | 0% | 100%
Floorspace-Based | FCZ05 Tot | Warehouse | 95.49% | 4.513% | 100%
Floorspace-Based | FCZ05 Tot | All Commercial | 97.56% | 2.439% | 100%
Floorspace-Based | FCZ06 Tot | College | 100% | 0% | 100%
Floorspace-Based | FCZ06 Tot | Food Stores | 95.98% | 4.025% | 100%
Floorspace-Based | FCZ06 Tot | Health Care | 100% | 0% | 100%
Floorspace-Based | FCZ06 Tot | Lodging | 100% | 0% | 100%
Floorspace-Based | FCZ06 Tot | Miscellaneous | 97.73% | 2.275% | 100%
Floorspace-Based | FCZ06 Tot | Office, Large | 100% | 0% | 100%
Floorspace-Based | FCZ06 Tot | Office, Small | 99.16% | 0.8388% | 100%
Floorspace-Based | FCZ06 Tot | Refrigerated Warehouse | 100% | 0% | 100%
Floorspace-Based | FCZ06 Tot | Restaurant | 98.64% | 1.358% | 100%
Floorspace-Based | FCZ06 Tot | Retail | 100% | 0% | 100%
Floorspace-Based | FCZ06 Tot | School | 100% | 0% | 100%
Floorspace-Based | FCZ06 Tot | Warehouse | 99.18% | 0.8161% | 100%
Floorspace-Based | FCZ06 Tot | All Commercial | 99.26% | 0.7374% | 100%
Floorspace-Based | FCZ07 Tot | College | 100% | 0% | 100%
Floorspace-Based | FCZ07 Tot | Food Stores | 100% | 0% | 100%
Floorspace-Based | FCZ07 Tot | Health Care | 100% | 0% | 100%
Floorspace-Based | FCZ07 Tot | Lodging | 100% | 0% | 100%
Floorspace-Based | FCZ07 Tot | Miscellaneous | 100% | 0% | 100%
Floorspace-Based | FCZ07 Tot | Office, Large | 98.48% | 1.516% | 100%
Floorspace-Based | FCZ07 Tot | Office, Small | 99.61% | 0.3882% | 100%
Floorspace-Based | FCZ07 Tot | Refrigerated Warehouse | 100% | 0% | 100%
Floorspace-Based | FCZ07 Tot | Restaurant | 100% | 0% | 100%
Floorspace-Based | FCZ07 Tot | Retail | 100% | 0% | 100%
Floorspace-Based | FCZ07 Tot | School | 98.79% | 1.206% | 100%
Floorspace-Based | FCZ07 Tot | Warehouse | 99.86% | 0.14% | 100%
Floorspace-Based | FCZ07 Tot | All Commercial | 99.63% | 0.3748% | 100%
Floorspace-Based | FCZ08 Tot | College | 100% | 0% | 100%
Floorspace-Based | FCZ08 Tot | Food Stores | 100% | 0% | 100%
Floorspace-Based | FCZ08 Tot | Health Care | 100% | 0% | 100%
Floorspace-Based | FCZ08 Tot | Lodging | 99% | 1.002% | 100%
Floorspace-Based | FCZ08 Tot | Miscellaneous | 99.24% | 0.7551% | 100%
Floorspace-Based | FCZ08 Tot | Office, Large | 100% | 0% | 100%
Floorspace-Based | FCZ08 Tot | Office, Small | 100% | 0% | 100%
Floorspace-Based | FCZ08 Tot | Refrigerated Warehouse | 100% | 0% | 100%
Floorspace-Based | FCZ08 Tot | Restaurant | 100% | 0% | 100%
Floorspace-Based | FCZ08 Tot | Retail | 100% | 0% | 100%
Floorspace-Based | FCZ08 Tot | School | 100% | 0% | 100%
Floorspace-Based | FCZ08 Tot | Warehouse | 100% | 0% | 100%
Floorspace-Based | FCZ08 Tot | All Commercial | 99.85% | 0.153% | 100%
Floorspace-Based | FCZ09 Tot | College | 100% | 0% | 100%
Floorspace-Based | FCZ09 Tot | Food Stores | 100% | 0% | 100%
Floorspace-Based | FCZ09 Tot | Health Care | 100% | 0% | 100%
Floorspace-Based | FCZ09 Tot | Lodging | 100% | 0% | 100%
Floorspace-Based | FCZ09 Tot | Miscellaneous | 94.85% | 5.151% | 100%
Floorspace-Based | FCZ09 Tot | Office, Large | 100% | 0% | 100%
Floorspace-Based | FCZ09 Tot | Office, Small | 99.59% | 0.4147% | 100%
Floorspace-Based | FCZ09 Tot | Refrigerated Warehouse | 100% | 0% | 100%
Floorspace-Based | FCZ09 Tot | Restaurant | 98.96% | 1.041% | 100%
Floorspace-Based | FCZ09 Tot | Retail | 100% | 0% | 100%
Floorspace-Based | FCZ09 Tot | School | 100% | 0% | 100%
Floorspace-Based | FCZ09 Tot | Warehouse | 98.78% | 1.224% | 100%
Floorspace-Based | FCZ09 Tot | All Commercial | 98.7% | 1.302% | 100%
Floorspace-Based | FCZ10 Tot | College | 100% | 0% | 100%
Floorspace-Based | FCZ10 Tot | Food Stores | 100% | 0% | 100%
Floorspace-Based | FCZ10 Tot | Health Care | 100% | 0% | 100%
Floorspace-Based | FCZ10 Tot | Lodging | 100% | 0% | 100%
Floorspace-Based | FCZ10 Tot | Miscellaneous | 99.73% | 0.2683% | 100%
Floorspace-Based | FCZ10 Tot | Office, Large | 90.06% | 9.94% | 100%
Floorspace-Based | FCZ10 Tot | Office, Small | 100% | 0% | 100%
Floorspace-Based | FCZ10 Tot | Refrigerated Warehouse | 100% | 0% | 100%
Floorspace-Based | FCZ10 Tot | Restaurant | 100% | 0% | 100%
Floorspace-Based | FCZ10 Tot | Retail | 100% | 0% | 100%
Floorspace-Based | FCZ10 Tot | School | 100% | 0% | 100%
Floorspace-Based | FCZ10 Tot | Warehouse | 98.66% | 1.339% | 100%
Floorspace-Based | FCZ10 Tot | All Commercial | 99.13% | 0.8695% | 100%
Floorspace-Based | FCZ11 Tot | College | 100% | 0% | 100%
Floorspace-Based | FCZ11 Tot | Food Stores | 100% | 0% | 100%
Floorspace-Based | FCZ11 Tot | Health Care | 100% | 0% | 100%
Floorspace-Based | FCZ11 Tot | Lodging | 99.89% | 0.108% | 100%
Floorspace-Based | FCZ11 Tot | Miscellaneous | 98.91% | 1.086% | 100%
Floorspace-Based | FCZ11 Tot | Office, Large | 100% | 0% | 100%
Floorspace-Based | FCZ11 Tot | Office, Small | 100% | 0% | 100%
Floorspace-Based | FCZ11 Tot | Refrigerated Warehouse | 100% | 0% | 100%
Floorspace-Based | FCZ11 Tot | Restaurant | 100% | 0% | 100%
Floorspace-Based | FCZ11 Tot | Retail | 100% | 0% | 100%
Floorspace-Based | FCZ11 Tot | School | 100% | 0% | 100%
Floorspace-Based | FCZ11 Tot | Warehouse | 100% | 0% | 100%
Floorspace-Based | FCZ11 Tot | All Commercial | 99.8% | 0.1956% | 100%
Floorspace-Based | FCZ12c Tot | College | 100% | 0% | 100%
Floorspace-Based | FCZ12c Tot | Food Stores | 99.24% | 0.7567% | 100%
Floorspace-Based | FCZ12c Tot | Health Care | 99.55% | 0.4498% | 100%
Floorspace-Based | FCZ12c Tot | Lodging | 100% | 0% | 100%
Floorspace-Based | FCZ12c Tot | Miscellaneous | 99.66% | 0.3442% | 100%
Floorspace-Based | FCZ12c Tot | Office, Large | 98.37% | 1.627% | 100%
Floorspace-Based | FCZ12c Tot | Office, Small | 96.63% | 3.373% | 100%
Floorspace-Based | FCZ12c Tot | Refrigerated Warehouse | 100% | 0% | 100%
Floorspace-Based | FCZ12c Tot | Restaurant | 99.46% | 0.5421% | 100%
Floorspace-Based | FCZ12c Tot | Retail | 98.94% | 1.062% | 100%
Floorspace-Based | FCZ12c Tot | School | 99.36% | 0.6433% | 100%
Floorspace-Based | FCZ12c Tot | Warehouse | 100% | 0% | 100%
Floorspace-Based | FCZ12c Tot | All Commercial | 99% | 1.005% | 100%
Floorspace-Based | FCZ12i Tot | College | 100% | 0% | 100%
Floorspace-Based | FCZ12i Tot | Food Stores | 100% | 0% | 100%
Floorspace-Based | FCZ12i Tot | Health Care | 99.56% | 0.4384% | 100%
Floorspace-Based | FCZ12i Tot | Lodging | 100% | 0% | 100%
Floorspace-Based | FCZ12i Tot | Miscellaneous | 98.73% | 1.269% | 100%
Floorspace-Based | FCZ12i Tot | Office, Large | 97.55% | 2.448% | 100%
Floorspace-Based | FCZ12i Tot | Office, Small | 90.3% | 9.699% | 100%
Floorspace-Based | FCZ12i Tot | Refrigerated Warehouse | 100% | 0% | 100%
Floorspace-Based | FCZ12i Tot | Restaurant | 100% | 0% | 100%
Floorspace-Based | FCZ12i Tot | Retail | 99.38% | 0.6168% | 100%
Floorspace-Based | FCZ12i Tot | School | 100% | 0% | 100%
Floorspace-Based | FCZ12i Tot | Warehouse | 95.44% | 4.56% | 100%
Floorspace-Based | FCZ12i Tot | All Commercial | 98.29% | 1.705% | 100%
Floorspace-Based | FCZ13 Tot | College | 99.18% | 0.8153% | 100%
Floorspace-Based | FCZ13 Tot | Food Stores | 100% | 0% | 100%
Floorspace-Based | FCZ13 Tot | Health Care | 98.65% | 1.347% | 100%
Floorspace-Based | FCZ13 Tot | Lodging | 100% | 0% | 100%
Floorspace-Based | FCZ13 Tot | Miscellaneous | 93.47% | 6.534% | 100%
Floorspace-Based | FCZ13 Tot | Office, Large | 96.33% | 3.67% | 100%
Floorspace-Based | FCZ13 Tot | Office, Small | 97.31% | 2.693% | 100%
Floorspace-Based | FCZ13 Tot | Refrigerated Warehouse | 100% | 0% | 100%
Floorspace-Based | FCZ13 Tot | Restaurant | 100% | 0% | 100%
Floorspace-Based | FCZ13 Tot | Retail | 99.45% | 0.552% | 100%
Floorspace-Based | FCZ13 Tot | School | 100% | 0% | 100%
Floorspace-Based | FCZ13 Tot | Warehouse | 96.59% | 3.413% | 100%
Floorspace-Based | FCZ13 Tot | All Commercial | 97.4% | 2.595% | 100%
Floorspace-Based | FCZ16 Tot | College | 100% | 0% | 100%
Floorspace-Based | FCZ16 Tot | Food Stores | 100% | 0% | 100%
Floorspace-Based | FCZ16 Tot | Health Care | 100% | 0% | 100%
Floorspace-Based | FCZ16 Tot | Lodging | 100% | 0% | 100%
Floorspace-Based | FCZ16 Tot | Miscellaneous | 100% | 0% | 100%
Floorspace-Based | FCZ16 Tot | Office, Large | 100% | 0% | 100%
Floorspace-Based | FCZ16 Tot | Office, Small | 100% | 0% | 100%
Floorspace-Based | FCZ16 Tot | Refrigerated Warehouse | 100% | 0% | 100%
Floorspace-Based | FCZ16 Tot | Restaurant | 100% | 0% | 100%
Floorspace-Based | FCZ16 Tot | Retail | 100% | 0% | 100%
Floorspace-Based | FCZ16 Tot | School | 100% | 0% | 100%
Floorspace-Based | FCZ16 Tot | Warehouse | 100% | 0% | 100%
Floorspace-Based | FCZ16 Tot | All Commercial | 100% | 0% | 100%
Floorspace-Based | FCZ17 Tot | College | 100% | 0% | 100%
Floorspace-Based | FCZ17 Tot | Food Stores | 100% | 0% | 100%
Floorspace-Based | FCZ17 Tot | Health Care | 100% | 0% | 100%
Floorspace-Based | FCZ17 Tot | Lodging | 100% | 0% | 100%
Floorspace-Based | FCZ17 Tot | Miscellaneous | 100% | 0% | 100%
Floorspace-Based | FCZ17 Tot | Office, Large | 100% | 0% | 100%
Floorspace-Based | FCZ17 Tot | Office, Small | 100% | 0% | 100%
Floorspace-Based | FCZ17 Tot | Refrigerated Warehouse | 100% | 0% | 100%
Floorspace-Based | FCZ17 Tot | Restaurant | 100% | 0% | 100%
Floorspace-Based | FCZ17 Tot | Retail | 100% | 0% | 100%
Floorspace-Based | FCZ17 Tot | School | 94.4% | 5.603% | 100%
Floorspace-Based | FCZ17 Tot | Warehouse | 100% | 0% | 100%
Floorspace-Based | FCZ17 Tot | All Commercial | 99.26% | 0.7397% | 100%
Floorspace-Based | PG&E | College | 99.81% | 0.1907% | 100%
Floorspace-Based | PG&E | Food Stores | 98.74% | 1.264% | 100%
Floorspace-Based | PG&E | Health Care | 96.55% | 3.448% | 100%
Floorspace-Based | PG&E | Lodging | 97.34% | 2.658% | 100%
Floorspace-Based | PG&E | Miscellaneous | 97.87% | 2.127% | 100%
Floorspace-Based | PG&E | Office, Large | 97.46% | 2.544% | 100%
Floorspace-Based | PG&E | Office, Small | 96.98% | 3.018% | 100%
Floorspace-Based | PG&E | Refrigerated Warehouse | 88.34% | 11.66% | 100%
Floorspace-Based | PG&E | Restaurant | 98.81% | 1.193% | 100%
Floorspace-Based | PG&E | Retail | 99.47% | 0.5255% | 100%
Floorspace-Based | PG&E | School | 98.5% | 1.505% | 100%
Floorspace-Based | PG&E | Warehouse | 98.95% | 1.052% | 100%
Floorspace-Based | PG&E | All Commercial | 97.89% | 2.106% | 100%
Floorspace-Based | SCE | College | 100% | 0% | 100%
Floorspace-Based | SCE | Food Stores | 100% | 0% | 100%
Floorspace-Based | SCE | Health Care | 100% | 0% | 100%
Floorspace-Based | SCE | Lodging | 99.89% | 0.1057% | 100%
Floorspace-Based | SCE | Miscellaneous | 99.42% | 0.5784% | 100%
Floorspace-Based | SCE | Office, Large | 98.17% | 1.829% | 100%
Floorspace-Based | SCE | Office, Small | 99.74% | 0.2627% | 100%
Floorspace-Based | SCE | Refrigerated Warehouse | 100% | 0% | 100%
Floorspace-Based | SCE | Restaurant | 99.96% | 0.03749% | 100%
Floorspace-Based | SCE | Retail | 100% | 0% | 100%
Floorspace-Based | SCE | School | 99.34% | 0.6573% | 100%
Floorspace-Based | SCE | Warehouse | 99.47% | 0.5316% | 100%
Floorspace-Based | SCE | All Commercial | 99.52% | 0.4833% | 100%
Floorspace-Based | SDG&E | College | 100% | 0% | 100%
Floorspace-Based | SDG&E | Food Stores | 99.48% | 0.5171% | 100%
Floorspace-Based | SDG&E | Health Care | 99.56% | 0.4448% | 100%
Floorspace-Based | SDG&E | Lodging | 100% | 0% | 100%
Floorspace-Based | SDG&E | Miscellaneous | 99.38% | 0.621% | 100%
Floorspace-Based | SDG&E | Office, Large | 98.26% | 1.743% | 100%
Floorspace-Based | SDG&E | Office, Small | 95.1% | 4.9% | 100%
Floorspace-Based | SDG&E | Refrigerated Warehouse | 100% | 0% | 100%
Floorspace-Based | SDG&E | Restaurant | 99.64% | 0.3618% | 100%
Floorspace-Based | SDG&E | Retail | 99.11% | 0.8876% | 100%
Floorspace-Based | SDG&E | School | 99.65% | 0.3455% | 100%
Floorspace-Based | SDG&E | Warehouse | 98.97% | 1.03% | 100%
Floorspace-Based | SDG&E | All Commercial | 98.79% | 1.207% | 100%
Floorspace-Based | LADWP | College | 100% | 0% | 100%
Floorspace-Based | LADWP | Food Stores | 100% | 0% | 100%
Floorspace-Based | LADWP | Health Care | 100% | 0% | 100%
Floorspace-Based | LADWP | Lodging | 100% | 0% | 100%
Floorspace-Based | LADWP | Miscellaneous | 100% | 0% | 100%
Floorspace-Based | LADWP | Office, Large | 100% | 0% | 100%
Floorspace-Based | LADWP | Office, Small | 100% | 0% | 100%
Floorspace-Based | LADWP | Refrigerated Warehouse | 100% | 0% | 100%
Floorspace-Based | LADWP | Restaurant | 100% | 0% | 100%
Floorspace-Based | LADWP | Retail | 100% | 0% | 100%
Floorspace-Based | LADWP | School | 98.49% | 1.509% | 100%
Floorspace-Based | LADWP | Warehouse | 100% | 0% | 100%
Floorspace-Based | LADWP | All Commercial | 99.84% | 0.1645% | 100%
Floorspace-Based | SMUD | College | 99.18% | 0.8153% | 100%
Floorspace-Based | SMUD | Food Stores | 100% | 0% | 100%
Floorspace-Based | SMUD | Health Care | 98.65% | 1.347% | 100%
Floorspace-Based | SMUD | Lodging | 100% | 0% | 100%
Floorspace-Based | SMUD | Miscellaneous | 93.47% | 6.534% | 100%
Floorspace-Based | SMUD | Office, Large | 96.33% | 3.67% | 100%
Floorspace-Based | SMUD | Office, Small | 97.31% | 2.693% | 100%
Floorspace-Based | SMUD | Refrigerated Warehouse | 100% | 0% | 100%
Floorspace-Based | SMUD | Restaurant | 100% | 0% | 100%
Floorspace-Based | SMUD | Retail | 99.45% | 0.552% | 100%
Floorspace-Based | SMUD | School | 100% | 0% | 100%
Floorspace-Based | SMUD | Warehouse | 96.59% | 3.413% | 100%
Floorspace-Based | SMUD | All Commercial | 97.4% | 2.595% | 100%
Floorspace-Based | FCZ01 | College | 99.47% | 0.5277% | 100%
Floorspace-Based | FCZ01 | Food Stores | 99.79% | 0.2108% | 100%
Floorspace-Based | FCZ01 | Health Care | 94.13% | 5.872% | 100%
Floorspace-Based | FCZ01 | Lodging | 97.26% | 2.738% | 100%
Floorspace-Based | FCZ01 | Miscellaneous | 99.44% | 0.5564% | 100%
Floorspace-Based | FCZ01 | Office, Large | 97.33% | 2.667% | 100%
Floorspace-Based | FCZ01 | Office, Small | 96.56% | 3.44% | 100%
Floorspace-Based | FCZ01 | Refrigerated Warehouse | 69.94% | 30.06% | 100%
Floorspace-Based | FCZ01 | Restaurant | 98.81% | 1.192% | 100%
Floorspace-Based | FCZ01 | Retail | 99.66% | 0.3381% | 100%
Floorspace-Based | FCZ01 | School | 96.36% | 3.636% | 100%
Floorspace-Based | FCZ01 | Warehouse | 100% | 0% | 100%
Floorspace-Based | FCZ01 | All Commercial | 97.61% | 2.391% | 100%
Floorspace-Based | FCZ02 | College | 100% | 0% | 100%
Floorspace-Based | FCZ02 | Food Stores | 94.45% | 5.549% | 100%
Floorspace-Based | FCZ02 | Health Care | 99.54% | 0.4589% | 100%
Floorspace-Based | FCZ02 | Lodging | 97.96% | 2.04% | 100%
Floorspace-Based | FCZ02 | Miscellaneous | 93.59% | 6.411% | 100%
Floorspace-Based | FCZ02 | Office, Large | 98.19% | 1.807% | 100%
Floorspace-Based | FCZ02 | Office, Small | 92.8% | 7.197% | 100%
Floorspace-Based | FCZ02 | Refrigerated Warehouse | 100% | 0% | 100%
Floorspace-Based | FCZ02 | Restaurant | 96.3% | 3.698% | 100%
Floorspace-Based | FCZ02 | Retail | 97.87% | 2.126% | 100%
Floorspace-Based | FCZ02 | School | 97.5% | 2.505% | 100%
Floorspace-Based | FCZ02 | Warehouse | 96.61% | 3.392% | 100%
Floorspace-Based | FCZ02 | All Commercial | 96.42% | 3.583% | 100%
Floorspace-Based | FCZ03 | College | 100% | 0% | 100%
Floorspace-Based | FCZ03 | Food Stores | 98.09% | 1.909% | 100%
Floorspace-Based | FCZ03 | Health Care | 83.05% | 16.95% | 100%
Floorspace-Based | FCZ03 | Lodging | 71.31% | 28.69% | 100%
Floorspace-Based | FCZ03 | Miscellaneous | 99.02% | 0.978% | 100%
Floorspace-Based | FCZ03 | Office, Large | 100% | 0% | 100%
Floorspace-Based | FCZ03 | Office, Small | 91.7% | 8.296% | 100%
Floorspace-Based | FCZ03 | Refrigerated Warehouse | 100% | 0% | 100%
Floorspace-Based | FCZ03 | Restaurant | 97.59% | 2.408% | 100%
Floorspace-Based | FCZ03 | Retail | 97.08% | 2.923% | 100%
Floorspace-Based | FCZ03 | School | 100% | 0% | 100%
Floorspace-Based | FCZ03 | Warehouse | 100% | 0% | 100%
Floorspace-Based | FCZ03 | All Commercial | 95.96% | 4.036% | 100%
Floorspace-Based | FCZ04 | College | 100% | 0% | 100%
Floorspace-Based | FCZ04 | Food Stores | 99.85% | 0.1544% | 100%
Floorspace-Based | FCZ04 | Health Care | 100% | 0% | 100%
Floorspace-Based | FCZ04 | Lodging | 98.71% | 1.289% | 100%
Floorspace-Based | FCZ04 | Miscellaneous | 99.81% | 0.1946% | 100%
Floorspace-Based | FCZ04 | Office, Large | 95.58% | 4.419% | 100%
Floorspace-Based | FCZ04 | Office, Small | 99.44% | 0.5609% | 100%
Floorspace-Based | FCZ04 | Refrigerated Warehouse | 100% | 0% | 100%
Floorspace-Based | FCZ04 | Restaurant | 99.53% | 0.4744% | 100%
Floorspace-Based | FCZ04 | Retail | 99.62% | 0.3801% | 100%
Floorspace-Based | FCZ04 | School | 100% | 0% | 100%
Floorspace-Based | FCZ04 | Warehouse | 99.75% | 0.2549% | 100%
Floorspace-Based | FCZ04 | All Commercial | 99.48% | 0.5249% | 100%
Floorspace-Based | FCZ05 | College | 100% | 0% | 100%
Floorspace-Based | FCZ05 | Food Stores | 99.54% | 0.457% | 100%
Floorspace-Based | FCZ05 | Health Care | 98.85% | 1.15% | 100%
Floorspace-Based | FCZ05 | Lodging | 97.83% | 2.169% | 100%
Floorspace-Based | FCZ05 | Miscellaneous | 94.56% | 5.438% | 100%
Floorspace-Based | FCZ05 | Office, Large | 100% | 0% | 100%
Floorspace-Based | FCZ05 | Office, Small | 98.2% | 1.797% | 100%
Floorspace-Based | FCZ05 | Refrigerated Warehouse | 91.94% | 8.063% | 100%
Floorspace-Based | FCZ05 | Restaurant | 100% | 0% | 100%
Floorspace-Based | FCZ05 | Retail | 100% | 0% | 100%
Floorspace-Based | FCZ05 | School | 100% | 0% | 100%
Floorspace-Based | FCZ05 | Warehouse | 95.49% | 4.513% | 100%
Floorspace-Based | FCZ05 | All Commercial | 97.56% | 2.439% | 100%
Floorspace-Based | FCZ06 | College | 100% | 0% | 100%
Floorspace-Based | FCZ06 | Food Stores | 95.98% | 4.025% | 100%
Floorspace-Based | FCZ06 | Health Care | 100% | 0% | 100%
Floorspace-Based | FCZ06 | Lodging | 100% | 0% | 100%
Floorspace-Based | FCZ06 | Miscellaneous | 97.73% | 2.275% | 100%
Floorspace-Based | FCZ06 | Office, Large | 100% | 0% | 100%
Floorspace-Based | FCZ06 | Office, Small | 99.16% | 0.8388% | 100%
Floorspace-Based | FCZ06 | Refrigerated Warehouse | 100% | 0% | 100%
Floorspace-Based | FCZ06 | Restaurant | 98.64% | 1.358% | 100%
Floorspace-Based | FCZ06 | Retail | 100% | 0% | 100%
Floorspace-Based | FCZ06 | School | 100% | 0% | 100%
Floorspace-Based | FCZ06 | Warehouse | 99.18% | 0.8161% | 100%
Floorspace-Based | FCZ06 | All Commercial | 99.26% | 0.7405% | 100%
Floorspace-Based | FCZ07 | College | 100% | 0% | 100%
Floorspace-Based | FCZ07 | Food Stores | 100% | 0% | 100%
Floorspace-Based | FCZ07 | Health Care | 100% | 0% | 100%
Floorspace-Based | FCZ07 | Lodging | 100% | 0% | 100%
Floorspace-Based | FCZ07 | Miscellaneous | 100% | 0% | 100%
Floorspace-Based | FCZ07 | Office, Large | 98.48% | 1.516% | 100%
Floorspace-Based | FCZ07 | Office, Small | 99.61% | 0.3882% | 100%
Floorspace-Based | FCZ07 | Refrigerated Warehouse | 100% | 0% | 100%
Floorspace-Based | FCZ07 | Restaurant | 100% | 0% | 100%
Floorspace-Based | FCZ07 | Retail | 100% | 0% | 100%
Floorspace-Based | FCZ07 | School | 98.79% | 1.206% | 100%
Floorspace-Based | FCZ07 | Warehouse | 99.86% | 0.14% | 100%
Floorspace-Based | FCZ07 | All Commercial | 99.61% | 0.3863% | 100%
Floorspace-Based | FCZ08 | College | 100% | 0% | 100%
Floorspace-Based | FCZ08 | Food Stores | 100% | 0% | 100%
Floorspace-Based | FCZ08 | Health Care | 100% | 0% | 100%
Floorspace-Based | FCZ08 | Lodging | 99% | 1.002% | 100%
Floorspace-Based | FCZ08 | Miscellaneous | 99.24% | 0.7551% | 100%
Floorspace-Based | FCZ08 | Office, Large | 100% | 0% | 100%
Floorspace-Based | FCZ08 | Office, Small | 100% | 0% | 100%
Floorspace-Based | FCZ08 | Refrigerated Warehouse | 100% | 0% | 100%
Floorspace-Based | FCZ08 | Restaurant | 100% | 0% | 100%
Floorspace-Based | FCZ08 | Retail | 100% | 0% | 100%
Floorspace-Based | FCZ08 | School | 100% | 0% | 100%
Floorspace-Based | FCZ08 | Warehouse | 100% | 0% | 100%
Floorspace-Based | FCZ08 | All Commercial | 99.85% | 0.153% | 100%
Floorspace-Based | FCZ09 | College | 100% | 0% | 100%
Floorspace-Based | FCZ09 | Food Stores | 100% | 0% | 100%
Floorspace-Based | FCZ09 | Health Care | 100% | 0% | 100%
Floorspace-Based | FCZ09 | Lodging | 100% | 0% | 100%
Floorspace-Based | FCZ09 | Miscellaneous | 94.85% | 5.151% | 100%
Floorspace-Based | FCZ09 | Office, Large | 100% | 0% | 100%
Floorspace-Based | FCZ09 | Office, Small | 99.59% | 0.4147% | 100%
Floorspace-Based | FCZ09 | Refrigerated Warehouse | 100% | 0% | 100%
Floorspace-Based | FCZ09 | Restaurant | 98.96% | 1.041% | 100%
Floorspace-Based | FCZ09 | Retail | 100% | 0% | 100%
Floorspace-Based | FCZ09 | School | 100% | 0% | 100%
Floorspace-Based | FCZ09 | Warehouse | 98.78% | 1.224% | 100%
Floorspace-Based | FCZ09 | All Commercial | 98.7% | 1.302% | 100%
Floorspace-Based | FCZ10 | College | 100% | 0% | 100%
Floorspace-Based | FCZ10 | Food Stores | 100% | 0% | 100%
Floorspace-Based | FCZ10 | Health Care | 100% | 0% | 100%
Floorspace-Based | FCZ10 | Lodging | 100% | 0% | 100%
Floorspace-Based | FCZ10 | Miscellaneous | 99.73% | 0.2683% | 100%
Floorspace-Based | FCZ10 | Office, Large | 90.06% | 9.94% | 100%
Floorspace-Based | FCZ10 | Office, Small | 100% | 0% | 100%
Floorspace-Based | FCZ10 | Refrigerated Warehouse | 100% | 0% | 100%
Floorspace-Based | FCZ10 | Restaurant | 100% | 0% | 100%
Floorspace-Based | FCZ10 | Retail | 100% | 0% | 100%
Floorspace-Based | FCZ10 | School | 100% | 0% | 100%
Floorspace-Based | FCZ10 | Warehouse | 98.66% | 1.339% | 100%
Floorspace-Based | FCZ10 | All Commercial | 99.12% | 0.88% | 100%
Floorspace-Based | FCZ11 | College | 100% | 0% | 100%
Floorspace-Based | FCZ11 | Food Stores | 100% | 0% | 100%
Floorspace-Based | FCZ11 | Health Care | 100% | 0% | 100%
Floorspace-Based | FCZ11 | Lodging | 99.89% | 0.108% | 100%
Floorspace-Based | FCZ11 | Miscellaneous | 98.91% | 1.086% | 100%
Floorspace-Based | FCZ11 | Office, Large | 100% | 0% | 100%
Floorspace-Based | FCZ11 | Office, Small | 100% | 0% | 100%
Floorspace-Based | FCZ11 | Refrigerated Warehouse | 100% | 0% | 100%
Floorspace-Based | FCZ11 | Restaurant | 100% | 0% | 100%
Floorspace-Based | FCZ11 | Retail | 100% | 0% | 100%
Floorspace-Based | FCZ11 | School | 100% | 0% | 100%
Floorspace-Based | FCZ11 | Warehouse | 100% | 0% | 100%
Floorspace-Based | FCZ11 | All Commercial | 99.76% | 0.2443% | 100%
Floorspace-Based | FCZ12c | College | 100% | 0% | 100%
Floorspace-Based | FCZ12c | Food Stores | 99.24% | 0.7567% | 100%
Floorspace-Based | FCZ12c | Health Care | 99.55% | 0.4498% | 100%
Floorspace-Based | FCZ12c | Lodging | 100% | 0% | 100%
Floorspace-Based | FCZ12c | Miscellaneous | 99.66% | 0.3442% | 100%
Floorspace-Based | FCZ12c | Office, Large | 98.37% | 1.627% | 100%
Floorspace-Based | FCZ12c | Office, Small | 96.63% | 3.373% | 100%
Floorspace-Based | FCZ12c | Refrigerated Warehouse | 100% | 0% | 100%
Floorspace-Based | FCZ12c | Restaurant | 99.46% | 0.5421% | 100%
Floorspace-Based | FCZ12c | Retail | 98.94% | 1.062% | 100%
Floorspace-Based | FCZ12c | School | 99.36% | 0.6433% | 100%
Floorspace-Based | FCZ12c | Warehouse | 100% | 0% | 100%
Floorspace-Based | FCZ12c | All Commercial | 99% | 1.005% | 100%
Floorspace-Based | FCZ12i | College | 100% | 0% | 100%
Floorspace-Based | FCZ12i | Food Stores | 100% | 0% | 100%
Floorspace-Based | FCZ12i | Health Care | 99.56% | 0.4384% | 100%
Floorspace-Based | FCZ12i | Lodging | 100% | 0% | 100%
Floorspace-Based | FCZ12i | Miscellaneous | 98.73% | 1.269% | 100%
Floorspace-Based | FCZ12i | Office, Large | 97.55% | 2.448% | 100%
Floorspace-Based | FCZ12i | Office, Small | 90.3% | 9.699% | 100%
Floorspace-Based | FCZ12i | Refrigerated Warehouse | 100% | 0% | 100%
Floorspace-Based | FCZ12i | Restaurant | 100% | 0% | 100%
Floorspace-Based | FCZ12i | Retail | 99.38% | 0.6168% | 100%
Floorspace-Based | FCZ12i | School | 100% | 0% | 100%
Floorspace-Based | FCZ12i | Warehouse | 95.44% | 4.56% | 100%
Floorspace-Based | FCZ12i | All Commercial | 98.29% | 1.705% | 100%
Floorspace-Based | FCZ13 | College | 99.18% | 0.8153% | 100%
Floorspace-Based | FCZ13 | Food Stores | 100% | 0% | 100%
Floorspace-Based | FCZ13 | Health Care | 98.65% | 1.347% | 100%
Floorspace-Based | FCZ13 | Lodging | 100% | 0% | 100%
Floorspace-Based | FCZ13 | Miscellaneous | 93.47% | 6.534% | 100%
Floorspace-Based | FCZ13 | Office, Large | 96.33% | 3.67% | 100%
Floorspace-Based | FCZ13 | Office, Small | 97.31% | 2.693% | 100%
Floorspace-Based | FCZ13 | Refrigerated Warehouse | 100% | 0% | 100%
Floorspace-Based | FCZ13 | Restaurant | 100% | 0% | 100%
Floorspace-Based | FCZ13 | Retail | 99.45% | 0.552% | 100%
Floorspace-Based | FCZ13 | School | 100% | 0% | 100%
Floorspace-Based | FCZ13 | Warehouse | 96.59% | 3.413% | 100%
Floorspace-Based | FCZ13 | All Commercial | 97.4% | 2.595% | 100%
Floorspace-Based | FCZ16 | College | 100% | 0% | 100%
Floorspace-Based | FCZ16 | Food Stores | 100% | 0% | 100%
Floorspace-Based | FCZ16 | Health Care | 100% | 0% | 100%
Floorspace-Based | FCZ16 | Lodging | 100% | 0% | 100%
Floorspace-Based | FCZ16 | Miscellaneous | 100% | 0% | 100%
Floorspace-Based | FCZ16 | Office, Large | 100% | 0% | 100%
Floorspace-Based | FCZ16 | Office, Small | 100% | 0% | 100%
Floorspace-Based | FCZ16 | Refrigerated Warehouse | 100% | 0% | 100%
Floorspace-Based | FCZ16 | Restaurant | 100% | 0% | 100%
Floorspace-Based | FCZ16 | Retail | 100% | 0% | 100%
Floorspace-Based | FCZ16 | School | 100% | 0% | 100%
Floorspace-Based | FCZ16 | Warehouse | 100% | 0% | 100%
Floorspace-Based | FCZ16 | All Commercial | 100% | 0% | 100%
Floorspace-Based | FCZ17 | College | 100% | 0% | 100%
Floorspace-Based | FCZ17 | Food Stores | 100% | 0% | 100%
Floorspace-Based | FCZ17 | Health Care | 100% | 0% | 100%
Floorspace-Based | FCZ17 | Lodging | 100% | 0% | 100%
Floorspace-Based | FCZ17 | Miscellaneous | 100% | 0% | 100%
Floorspace-Based | FCZ17 | Office, Large | 100% | 0% | 100%
Floorspace-Based | FCZ17 | Office, Small | 100% | 0% | 100%
Floorspace-Based | FCZ17 | Refrigerated Warehouse | 100% | 0% | 100%
Floorspace-Based | FCZ17 | Restaurant | 100% | 0% | 100%
Floorspace-Based | FCZ17 | Retail | 100% | 0% | 100%
Floorspace-Based | FCZ17 | School | 94.4% | 5.603% | 100%
Floorspace-Based | FCZ17 | Warehouse | 100% | 0% | 100%
Floorspace-Based | FCZ17 | All Commercial | 99.26% | 0.7397% | 100%
Sites-Based | Statewide | College | 99.77% | 0.2301% | 100% | ↓ % of number of Commercial sites
Sites-Based | Statewide | Food Stores | 99.57% | 0.4305% | 100%
Sites-Based | Statewide | Health Care | 98.99% | 1.006% | 100%
Sites-Based | Statewide | Lodging | 98.16% | 1.84% | 100%
Sites-Based | Statewide | Miscellaneous | 98.9% | 1.098% | 100%
Sites-Based | Statewide | Office, Large | 97.93% | 2.072% | 100%
Sites-Based | Statewide | Office, Small | 98.67% | 1.333% | 100%
Sites-Based | Statewide | Refrigerated Warehouse | 99.23% | 0.7743% | 100%
Sites-Based | Statewide | Restaurant | 99.68% | 0.318% | 100%
Sites-Based | Statewide | Retail | 99.79% | 0.2129% | 100%
Sites-Based | Statewide | School | 98.91% | 1.092% | 100%
Sites-Based | Statewide | Warehouse | 99.08% | 0.917% | 100%
Sites-Based | Statewide | All Commercial | 99.18% | 0.8248% | 100%
Sites-Based | PG&E Tot | College | 99.83% | 0.1727% | 100%
Sites-Based | PG&E Tot | Food Stores | 99.1% | 0.899% | 100%
Sites-Based | PG&E Tot | Health Care | 98.12% | 1.883% | 100%
Sites-Based | PG&E Tot | Lodging | 96.44% | 3.559% | 100%
Sites-Based | PG&E Tot | Miscellaneous | 98.06% | 1.936% | 100%
Sites-Based | PG&E Tot | Office, Large | 98.05% | 1.953% | 100%
Sites-Based | PG&E Tot | Office, Small | 97.63% | 2.368% | 100%
Sites-Based | PG&E Tot | Refrigerated Warehouse | 97.34% | 2.664% | 100%
Sites-Based | PG&E Tot | Restaurant | 99.17% | 0.8325% | 100%
Sites-Based | PG&E Tot | Retail | 99.63% | 0.3748% | 100%
Sites-Based | PG&E Tot | School | 97.88% | 2.121% | 100%
Sites-Based | PG&E Tot | Warehouse | 98.57% | 1.428% | 100%
Sites-Based | PG&E Tot | All Commercial | 98.44% | 1.557% | 100%
Sites-Based | SCE Tot | College | 100% | 0% | 100%
Sites-Based | SCE Tot | Food Stores | 100% | 0% | 100%
Sites-Based | SCE Tot | Health Care | 100% | 0% | 100%
Sites-Based | SCE Tot | Lodging | 99.4% | 0.6044% | 100%
Sites-Based | SCE Tot | Miscellaneous | 99.75% | 0.2492% | 100%
Sites-Based | SCE Tot | Office, Large | 98.38% | 1.616% | 100%
Sites-Based | SCE Tot | Office, Small | 99.95% | 0.04889% | 100%
Sites-Based | SCE Tot | Refrigerated Warehouse | 100% | 0% | 100%
Sites-Based | SCE Tot | Restaurant | 99.97% | 0.02584% | 100%
Sites-Based | SCE Tot | Retail | 100% | 0% | 100%
Sites-Based | SCE Tot | School | 99.68% | 0.3242% | 100%
Sites-Based | SCE Tot | Warehouse | 99.37% | 0.632% | 100%
Sites-Based | SCE Tot | All Commercial | 99.87% | 0.1334% | 100%
Sites-Based | SDG&E Tot | College | 100% | 0% | 100%
Sites-Based | SDG&E Tot | Food Stores | 98.81% | 1.186% | 100%
Sites-Based | SDG&E Tot | Health Care | 98.13% | 1.87% | 100%
Sites-Based | SDG&E Tot | Lodging | 100% | 0% | 100%
Sites-Based | SDG&E Tot | Miscellaneous | 98.64% | 1.363% | 100%
Sites-Based | SDG&E Tot | Office, Large | 96.6% | 3.403% | 100%
Sites-Based | SDG&E Tot | Office, Small | 96.78% | 3.217% | 100%
Sites-Based | SDG&E Tot | Refrigerated Warehouse | 100% | 0% | 100%
Sites-Based | SDG&E Tot | Restaurant | 99.6% | 0.4014% | 100%
Sites-Based | SDG&E Tot | Retail | 98.86% | 1.139% | 100%
Sites-Based | SDG&E Tot | School | 96.56% | 3.439% | 100%
Sites-Based | SDG&E Tot | Warehouse | 98.71% | 1.291% | 100%
Sites-Based | SDG&E Tot | All Commercial | 98.08% | 1.921% | 100%
Sites-Based | LADWP Tot | College | 100% | 0% | 100%
Sites-Based | LADWP Tot | Food Stores | 100% | 0% | 100%
Sites-Based | LADWP Tot | Health Care | 100% | 0% | 100%
Sites-Based | LADWP Tot | Lodging | 100% | 0% | 100%
Sites-Based | LADWP Tot | Miscellaneous | 100% | 0% | 100%
Sites-Based | LADWP Tot | Office, Large | 100% | 0% | 100%
Sites-Based | LADWP Tot | Office, Small | 100% | 0% | 100%
Sites-Based | LADWP Tot | Refrigerated Warehouse | 100% | 0% | 100%
Sites-Based | LADWP Tot | Restaurant | 100% | 0% | 100%
Sites-Based | LADWP Tot | Retail | 100% | 0% | 100%
Sites-Based | LADWP Tot | School | 99.32% | 0.68% | 100%
Sites-Based | LADWP Tot | Warehouse | 100% | 0% | 100%
Sites-Based | LADWP Tot | All Commercial | 99.98% | 0.01746% | 100%
Sites-Based | SMUD Tot | College | 96.16% | 3.842% | 100%
Sites-Based | SMUD Tot | Food Stores | 100% | 0% | 100%
Sites-Based | SMUD Tot | Health Care | 95.76% | 4.242% | 100%
Sites-Based | SMUD Tot | Lodging | 100% | 0% | 100%
Sites-Based | SMUD Tot | Miscellaneous | 97.31% | 2.687% | 100%
Sites-Based | SMUD Tot | Office, Large | 92.26% | 7.743% | 100%
Sites-Based | SMUD Tot | Office, Small | 97.6% | 2.399% | 100%
Sites-Based | SMUD Tot | Refrigerated Warehouse | 100% | 0% | 100%
Sites-Based | SMUD Tot | Restaurant | 100% | 0% | 100%
Sites-Based | SMUD Tot | Retail | 99.32% | 0.6753% | 100%
Sites-Based | SMUD Tot | School | 100% | 0% | 100%
Sites-Based | SMUD Tot | Warehouse | 96.86% | 3.142% | 100%
Sites-Based | SMUD Tot | All Commercial | 98.27% | 1.735% | 100%
Sites-Based | FCZ01 Tot | College | 99.67% | 0.326% | 100%
Sites-Based | FCZ01 Tot | Food Stores | 99.51% | 0.4876% | 100%
Sites-Based | FCZ01 Tot | Health Care | 96.56% | 3.441% | 100%
Sites-Based | FCZ01 Tot | Lodging | 98.42% | 1.581% | 100%
Sites-Based | FCZ01 Tot | Miscellaneous | 99.28% | 0.7196% | 100%
Sites-Based | FCZ01 Tot | Office, Large | 98.13% | 1.872% | 100%
Sites-Based | FCZ01 Tot | Office, Small | 98.67% | 1.327% | 100%
Sites-Based | FCZ01 Tot | Refrigerated Warehouse | 94.66% | 5.341% | 100%
Sites-Based | FCZ01 Tot | Restaurant | 99.75% | 0.2544% | 100%
Sites-Based | FCZ01 Tot | Retail | 99.84% | 0.1595% | 100%
Sites-Based | FCZ01 Tot | School | 96.12% | 3.877% | 100%
Sites-Based | FCZ01 Tot | Warehouse | 100% | 0% | 100%
Sites-Based | FCZ01 Tot | All Commercial | 99.18% | 0.8158% | 100%
Sites-Based | FCZ02 Tot | College | 100% | 0% | 100%
Sites-Based | FCZ02 Tot | Food Stores | 96.29% | 3.713% | 100%
Sites-Based | FCZ02 Tot | Health Care | 97.39% | 2.606% | 100%
Sites-Based | FCZ02 Tot | Lodging | 87.86% | 12.14% | 100%
Sites-Based | FCZ02 Tot | Miscellaneous | 91.85% | 8.153% | 100%
Sites-Based | FCZ02 Tot | Office, Large | 95.92% | 4.081% | 100%
Sites-Based | FCZ02 Tot | Office, Small | 89.7% | 10.3% | 100%
Sites-Based | FCZ02 Tot | Refrigerated Warehouse | 100% | 0% | 100%
Sites-Based | FCZ02 Tot | Restaurant | 95.24% | 4.764% | 100%
Sites-Based | FCZ02 Tot | Retail | 97.92% | 2.081% | 100%
Sites-Based | FCZ02 Tot | School | 94.01% | 5.988% | 100%
Sites-Based | FCZ02 Tot | Warehouse | 93.19% | 6.808% | 100%
Sites-Based | FCZ02 Tot | All Commercial | 93.13% | 6.865% | 100%
Sites-Based | FCZ03 Tot | College | 100% | 0% | 100%
Sites-Based | FCZ03 Tot | Food Stores | 99.21% | 0.7892% | 100%
Sites-Based | FCZ03 Tot | Health Care | 94.7% | 5.299% | 100%
Sites-Based | FCZ03 Tot | Lodging | 92.23% | 7.765% | 100%
Sites-Based | FCZ03 Tot | Miscellaneous | 99.85% | 0.1465% | 100%
Sites-Based | FCZ03 Tot | Office, Large | 100% | 0% | 100%
Sites-Based | FCZ03 Tot | Office, Small | 97.44% | 2.563% | 100%
Sites-Based | FCZ03 Tot | Refrigerated Warehouse | 100% | 0% | 100%
Sites-Based | FCZ03 Tot | Restaurant | 98.04% | 1.962% | 100%
Sites-Based | FCZ03 Tot | Retail | 98.67% | 1.329% | 100%
Sites-Based | FCZ03 Tot | School | 100% | 0% | 100%
Sites-Based | FCZ03 Tot | Warehouse | 100% | 0% | 100%
Sites-Based | FCZ03 Tot | All Commercial | 98.67% | 1.331% | 100%
Sites-Based | FCZ04 Tot | College | 100% | 0% | 100%
Sites-Based | FCZ04 Tot | Food Stores | 99.7% | 0.3029% | 100%
Sites-Based | FCZ04 Tot | Health Care | 100% | 0% | 100%
Sites-Based | FCZ04 Tot | Lodging | 99.24% | 0.7591% | 100%
Sites-Based | FCZ04 Tot | Miscellaneous | 99.9% | 0.1005% | 100%
Sites-Based | FCZ04 Tot | Office, Large | 96.86% | 3.137% | 100%
Sites-Based | FCZ04 Tot | Office, Small | 99.49% | 0.5098% | 100%
Sites-Based | FCZ04 Tot | Refrigerated Warehouse | 100% | 0% | 100%
Sites-Based | FCZ04 Tot | Restaurant | 99.82% | 0.1804% | 100%
Sites-Based | FCZ04 Tot | Retail | 99.69% | 0.3112% | 100%
Sites-Based | FCZ04 Tot | School | 100% | 0% | 100%
Sites-Based | FCZ04 Tot | Warehouse | 98.58% | 1.421% | 100%
Sites-Based | FCZ04 Tot | All Commercial | 99.6% | 0.3952% | 100%
Sites-Based | FCZ05 Tot | College | 100% | 0% | 100%
Sites-Based | FCZ05 Tot | Food Stores | 99.83% | 0.1669% | 100%
Sites-Based | FCZ05 Tot | Health Care | 99.42% | 0.585% | 100%
Sites-Based | FCZ05 Tot | Lodging | 94.89% | 5.114% | 100%
Sites-Based | FCZ05 Tot | Miscellaneous | 92.37% | 7.627% | 100%
Sites-Based | FCZ05 Tot | Office, Large | 100% | 0% | 100%
Sites-Based | FCZ05 Tot | Office, Small | 98.71% | 1.292% | 100%
Sites-Based | FCZ05 Tot | Refrigerated Warehouse | 97.67% | 2.327% | 100%
Sites-Based | FCZ05 Tot | Restaurant | 100% | 0% | 100%
Sites-Based | FCZ05 Tot | Retail | 100% | 0% | 100%
Sites-Based | FCZ05 Tot | School | 100% | 0% | 100%
Sites-Based | FCZ05 Tot | Warehouse | 99.65% | 0.3474% | 100%
Sites-Based | FCZ05 Tot | All Commercial | 98.14% | 1.861% | 100%
Sites-Based | FCZ06 Tot | College | 100% | 0% | 100%
Sites-Based | FCZ06 Tot | Food Stores | 98.55% | 1.446% | 100%
Sites-Based | FCZ06 Tot | Health Care | 100% | 0% | 100%
Sites-Based | FCZ06 Tot | Lodging | 100% | 0% | 100%
Sites-Based | FCZ06 Tot | Miscellaneous | 99.43% | 0.5652% | 100%
Sites-Based | FCZ06 Tot | Office, Large | 100% | 0% | 100%
Sites-Based | FCZ06 Tot | Office, Small | 99.21% | 0.7902% | 100%
Sites-Based | FCZ06 Tot | Refrigerated Warehouse | 100% | 0% | 100%
Sites-Based | FCZ06 Tot | Restaurant | 98.29% | 1.71% | 100%
Sites-Based | FCZ06 Tot | Retail | 100% | 0% | 100%
Sites-Based | FCZ06 Tot | School | 100% | 0% | 100%
Sites-Based | FCZ06 Tot | Warehouse | 96.27% | 3.729% | 100%
Sites-Based | FCZ06 Tot | All Commercial | 99.2% | 0.8033% | 100%
Sites-Based | FCZ07 Tot | College | 100% | 0% | 100%
Sites-Based | FCZ07 Tot | Food Stores | 100% | 0% | 100%
Sites-Based | FCZ07 Tot | Health Care | 100% | 0% | 100%
Sites-Based | FCZ07 Tot | Lodging | 100% | 0% | 100%
Sites-Based | FCZ07 Tot | Miscellaneous | 100% | 0% | 100%
Sites-Based | FCZ07 Tot | Office, Large | 98.74% | 1.262% | 100%
Sites-Based | FCZ07 Tot | Office, Small | 99.93% | 0.07226% | 100%
Sites-Based | FCZ07 Tot | Refrigerated Warehouse | 100% | 0% | 100%
Sites-Based | FCZ07 Tot | Restaurant | 100% | 0% | 100%
Sites-Based | FCZ07 Tot | Retail | 100% | 0% | 100%
Sites-Based | FCZ07 Tot | School | 99.49% | 0.5115% | 100%
Sites-Based | FCZ07 Tot | Warehouse | 99.54% | 0.4575% | 100%
Sites-Based | FCZ07 Tot | All Commercial | 99.92% | 0.08128% | 100%
Sites-Based | FCZ08 Tot | College | 100% | 0% | 100%
Sites-Based | FCZ08 Tot | Food Stores | 100% | 0% | 100%
Sites-Based | FCZ08 Tot | Health Care | 100% | 0% | 100%
Sites-Based | FCZ08 Tot | Lodging | 95.79% | 4.21% | 100%
Sites-Based | FCZ08 Tot | Miscellaneous | 99.75% | 0.2472% | 100%
Sites-Based | FCZ08 Tot | Office, Large | 100% | 0% | 100%
Sites-Based | FCZ08 Tot | Office, Small | 100% | 0% | 100%
Sites-Based | FCZ08 Tot | Refrigerated Warehouse | 100% | 0% | 100%
Sites-Based | FCZ08 Tot | Restaurant | 100% | 0% | 100%
Sites-Based | FCZ08 Tot | Retail | 100% | 0% | 100%
Sites-Based | FCZ08 Tot | School | 100% | 0% | 100%
Sites-Based | FCZ08 Tot | Warehouse | 100% | 0% | 100%
Sites-Based | FCZ08 Tot | All Commercial | 99.91% | 0.09419% | 100%
Sites-Based | FCZ09 Tot | College | 100% | 0% | 100%
Sites-Based | FCZ09 Tot | Food Stores | 100% | 0% | 100%
Sites-Based | FCZ09 Tot | Health Care | 100% | 0% | 100%
Sites-Based | FCZ09 Tot | Lodging | 100% | 0% | 100%
Sites-Based | FCZ09 Tot | Miscellaneous | 96.5% | 3.504% | 100%
Sites-Based | FCZ09 Tot | Office, Large | 100% | 0% | 100%
Sites-Based | FCZ09 Tot | Office, Small | 99.86% | 0.1363% | 100%
Sites-Based | FCZ09 Tot | Refrigerated Warehouse | 100% | 0% | 100%
Sites-Based | FCZ09 Tot | Restaurant | 99.26% | 0.7414% | 100%
Sites-Based | FCZ09 Tot | Retail | 100% | 0% | 100%
Sites-Based | FCZ09 Tot | School | 100% | 0% | 100%
Sites-Based | FCZ09 Tot | Warehouse | 91.91% | 8.093% | 100%
Sites-Based | FCZ09 Tot | All Commercial | 98.77% | 1.23% | 100%
Sites-Based | FCZ10 Tot | College | 100% | 0% | 100%
Sites-Based | FCZ10 Tot | Food Stores | 100% | 0% | 100%
Sites-Based | FCZ10 Tot | Health Care | 100% | 0% | 100%
Sites-Based | FCZ10 Tot | Lodging | 100% | 0% | 100%
Sites-Based | FCZ10 Tot | Miscellaneous | 99.85% | 0.151% | 100%
Sites-Based | FCZ10 Tot | Office, Large | 94.48% | 5.516% | 100%
Sites-Based | FCZ10 Tot | Office, Small | 100% | 0% | 100%
Sites-Based | FCZ10 Tot | Refrigerated Warehouse | 100% | 0% | 100%
Sites-Based | FCZ10 Tot | Restaurant | 100% | 0% | 100%
Sites-Based | FCZ10 Tot | Retail | 100% | 0% | 100%
Sites-Based | FCZ10 Tot | School | 100% | 0% | 100%
Sites-Based | FCZ10 Tot | Warehouse | 99.47% | 0.5253% | 100%
Sites-Based | FCZ10 Tot | All Commercial | 99.87% | 0.1316% | 100%
Sites-Based | FCZ11 Tot | College | 100% | 0% | 100%
Sites-Based | FCZ11 Tot | Food Stores | 100% | 0% | 100%
Sites-Based | FCZ11 Tot | Health Care | 100% | 0% | 100%
Sites-Based | FCZ11 Tot | Lodging | 97.76% | 2.239% | 100%
Sites-Based | FCZ11 Tot | Miscellaneous | 99.58% | 0.4208% | 100%
Sites-Based | FCZ11 Tot | Office, Large | 100% | 0% | 100%
Sites-Based | FCZ11 Tot | Office, Small | 100% | 0% | 100%
Sites-Based | FCZ11 Tot | Refrigerated Warehouse | 100% | 0% | 100%
Sites-Based | FCZ11 Tot | Restaurant | 100% | 0% | 100%
Sites-Based | FCZ11 Tot | Retail | 100% | 0% | 100%
Sites-Based | FCZ11 Tot | School | 100% | 0% | 100%
Sites-Based | FCZ11 Tot | Warehouse | 100% | 0% | 100%
Sites-Based | FCZ11 Tot | All Commercial | 99.92% | 0.07936% | 100%
Sites-Based | FCZ12c Tot | College | 100% | 0% | 100%
Sites-Based | FCZ12c Tot | Food Stores | 98.1% | 1.905% | 100%
Sites-Based | FCZ12c Tot | Health Care | 99.09% | 0.9125% | 100%
Sites-Based | FCZ12c Tot | Lodging | 100% | 0% | 100%
Sites-Based | FCZ12c Tot | Miscellaneous | 98.96% | 1.041% | 100%
Sites-Based | FCZ12c Tot | Office, Large | 97% | 2.999% | 100%
Sites-Based | FCZ12c Tot | Office, Small | 97.38% | 2.621% | 100%
Sites-Based | FCZ12c Tot | Refrigerated Warehouse | 100% | 0% | 100%
Sites-Based | FCZ12c Tot | Restaurant | 99.4% | 0.5975% | 100%
Sites-Based | FCZ12c Tot | Retail | 98.55% | 1.45% | 100%
Sites-Based | FCZ12c Tot | School | 94.12% | 5.878% | 100%
Sites-Based | FCZ12c Tot | Warehouse | 100% | 0% | 100%
Sites-Based | FCZ12c Tot | All Commercial | 98.22% | 1.78% | 100%
Sites-Based | FCZ12i Tot | College | 100% | 0% | 100%
Sites-Based | FCZ12i Tot | Food Stores | 100% | 0% | 100%
Sites-Based | FCZ12i Tot | Health Care | 96.93% | 3.073% | 100%
Sites-Based | FCZ12i Tot | Lodging | 100% | 0% | 100%
Sites-Based | FCZ12i Tot | Miscellaneous | 98.19% | 1.814% | 100%
Sites-Based | FCZ12i Tot | Office, Large | 94.56% | 5.443% | 100%
Sites-Based | FCZ12i Tot | Office, Small | 95.36% | 4.635% | 100%
Sites-Based | FCZ12i Tot | Refrigerated Warehouse | 100% | 0% | 100%
Sites-Based | FCZ12i Tot | Restaurant | 100% | 0% | 100%
Sites-Based | FCZ12i Tot | Retail | 99.38% | 0.6233% | 100%
Sites-Based | FCZ12i Tot | School | 100% | 0% | 100%
Sites-Based | FCZ12i Tot | Warehouse | 96.29% | 3.711% | 100%
Sites-Based | FCZ12i Tot | All Commercial | 97.81% | 2.193% | 100%
Sites-Based | FCZ13 Tot | College | 96.16% | 3.842% | 100%
Sites-Based | FCZ13 Tot | Food Stores | 100% | 0% | 100%
Sites-Based | FCZ13 Tot | Health Care | 95.76% | 4.242% | 100%
Sites-Based | FCZ13 Tot | Lodging | 100% | 0% | 100%
Sites-Based | FCZ13 Tot | Miscellaneous | 97.31% | 2.687% | 100%
Sites-Based | FCZ13 Tot | Office, Large | 92.26% | 7.743% | 100%
Sites-Based | FCZ13 Tot | Office, Small | 97.6% | 2.399% | 100%
Sites-Based | FCZ13 Tot | Refrigerated Warehouse | 100% | 0% | 100%
Sites-Based | FCZ13 Tot | Restaurant | 100% | 0% | 100%
Sites-Based | FCZ13 Tot | Retail | 99.32% | 0.6753% | 100%
Sites-Based | FCZ13 Tot | School | 100% | 0% | 100%
Sites-Based | FCZ13 Tot | Warehouse | 96.86% | 3.142% | 100%
Sites-Based | FCZ13 Tot | All Commercial | 98.27% | 1.735% | 100%
Sites-Based | FCZ16 Tot | College | 100% | 0% | 100%
Sites-Based | FCZ16 Tot | Food Stores | 100% | 0% | 100%
Sites-Based | FCZ16 Tot | Health Care | 100% | 0% | 100%
Sites-Based | FCZ16 Tot | Lodging | 100% | 0% | 100%
Sites-Based | FCZ16 Tot | Miscellaneous | 100% | 0% | 100%
Sites-Based | FCZ16 Tot | Office, Large | 100% | 0% | 100%
Sites-Based | FCZ16 Tot | Office, Small | 100% | 0% | 100%
Sites-Based | FCZ16 Tot | Refrigerated Warehouse | 100% | 0% | 100%
Sites-Based | FCZ16 Tot | Restaurant | 100% | 0% | 100%
Sites-Based | FCZ16 Tot | Retail | 100% | 0% | 100%
Sites-Based | FCZ16 Tot | School | 100% | 0% | 100%
Sites-Based | FCZ16 Tot | Warehouse | 100% | 0% | 100%
Sites-Based | FCZ16 Tot | All Commercial | 100% | 0% | 100%
Sites-Based | FCZ17 Tot | College | 100% | 0% | 100%
Sites-Based | FCZ17 Tot | Food Stores | 100% | 0% | 100%
Sites-Based | FCZ17 Tot | Health Care | 100% | 0% | 100%
Sites-Based | FCZ17 Tot | Lodging | 100% | 0% | 100%
Sites-Based | FCZ17 Tot | Miscellaneous | 100% | 0% | 100%
Sites-Based | FCZ17 Tot | Office, Large | 100% | 0% | 100%
Sites-Based | FCZ17 Tot | Office, Small | 100% | 0% | 100%
Sites-Based | FCZ17 Tot | Refrigerated Warehouse | 100% | 0% | 100%
Sites-Based | FCZ17 Tot | Restaurant | 100% | 0% | 100%
Sites-Based | FCZ17 Tot | Retail | 100% | 0% | 100%
Sites-Based | FCZ17 Tot | School | 97.29% | 2.714% | 100%
Sites-Based | FCZ17 Tot | Warehouse | 100% | 0% | 100%
Sites-Based | FCZ17 Tot | All Commercial | 99.94% | 0.05893% | 100%
Sites-Based | PG&E | College | 99.84% | 0.1576% | 100%
Sites-Based | PG&E | Food Stores | 99.11% | 0.8935% | 100%
Sites-Based | PG&E | Health Care | 98.21% | 1.795% | 100%
Sites-Based | PG&E | Lodging | 96.46% | 3.539% | 100%
Sites-Based | PG&E | Miscellaneous | 97.36% | 2.635% | 100%
Sites-Based | PG&E | Office, Large | 98.06% | 1.937% | 100%
Sites-Based | PG&E | Office, Small | 97.56% | 2.438% | 100%
Sites-Based | PG&E | Refrigerated Warehouse | 97.27% | 2.725% | 100%
Sites-Based | PG&E | Restaurant | 99.17% | 0.8264% | 100%
Sites-Based | PG&E | Retail | 99.62% | 0.3763% | 100%
Sites-Based | PG&E | School | 97.95% | 2.049% | 100%
Sites-Based | PG&E | Warehouse | 98.54% | 1.459% | 100%
Sites-Based | PG&E | All Commercial | 98.35% | 1.646% | 100%
Sites-Based | SCE | College | 100% | 0% | 100%
Sites-Based | SCE | Food Stores | 100% | 0% | 100%
Sites-Based | SCE | Health Care | 100% | 0% | 100%
Sites-Based | SCE | Lodging | 99.35% | 0.6524% | 100%
Sites-Based | SCE | Miscellaneous | 99.72% | 0.2757% | 100%
Sites-Based | SCE | Office, Large | 98.35% | 1.655% | 100%
Sites-Based | SCE | Office, Small | 99.95% | 0.05068% | 100%
Sites-Based | SCE | Refrigerated Warehouse | 100% | 0% | 100%
Sites-Based | SCE | Restaurant | 99.97% | 0.02777% | 100%
Sites-Based | SCE | Retail | 100% | 0% | 100%
Sites-Based | SCE | School | 99.68% | 0.3229% | 100%
Sites-Based | SCE | Warehouse | 99.31% | 0.688% | 100%
Sites-Based | SCE | All Commercial | 99.86% | 0.1409% | 100%
Sites-Based | SDG&E | College | 100% | 0% | 100%
Sites-Based | SDG&E | Food Stores | 98.81% | 1.186% | 100%
Sites-Based | SDG&E | Health Care | 98.13% | 1.87% | 100%
Sites-Based | SDG&E | Lodging | 100% | 0% | 100%
Sites-Based | SDG&E | Miscellaneous | 98.64% | 1.363% | 100%
Sites-Based | SDG&E | Office, Large | 96.6% | 3.403% | 100%
Sites-Based | SDG&E | Office, Small | 96.78% | 3.217% | 100%
Sites-Based | SDG&E | Refrigerated Warehouse | 100% | 0% | 100%
Sites-Based | SDG&E | Restaurant | 99.6% | 0.4014% | 100%
Sites-Based | SDG&E | Retail | 98.86% | 1.139% | 100%
Sites-Based | SDG&E | School | 96.56% | 3.439% | 100%
Sites-Based | SDG&E | Warehouse | 98.71% | 1.291% | 100%
Sites-Based | SDG&E | All Commercial | 98.08% | 1.921% | 100%
Sites-Based | LADWP | College | 100% | 0% | 100%
Sites-Based | LADWP | Food Stores | 100% | 0% | 100%
Sites-Based | LADWP | Health Care | 100% | 0% | 100%
Sites-Based | LADWP | Lodging | 100% | 0% | 100%
Sites-Based | LADWP | Miscellaneous | 100% | 0% | 100%
Sites-Based | LADWP | Office, Large | 100% | 0% | 100%
Sites-Based | LADWP | Office, Small | 100% | 0% | 100%
Sites-Based | LADWP | Refrigerated Warehouse | 100% | 0% | 100%
Sites-Based | LADWP | Restaurant | 100% | 0% | 100%
Sites-Based | LADWP | Retail | 100% | 0% | 100%
Sites-Based | LADWP | School | 99.32% | 0.68% | 100%
Sites-Based | LADWP | Warehouse | 100% | 0% | 100%
Sites-Based | LADWP | All Commercial | 99.98% | 0.01746% | 100%
Sites-Based | SMUD | College | 96.16% | 3.842% | 100%
Sites-Based | SMUD | Food Stores | 100% | 0% | 100%
Sites-Based | SMUD | Health Care | 95.76% | 4.242% | 100%
Sites-Based | SMUD | Lodging | 100% | 0% | 100%
Sites-Based | SMUD | Miscellaneous | 97.31% | 2.687% | 100%
Sites-Based | SMUD | Office, Large | 92.26% | 7.743% | 100%
Sites-Based | SMUD | Office, Small | 97.6% | 2.399% | 100%
Sites-Based | SMUD | Refrigerated Warehouse | 100% | 0% | 100%
Sites-Based | SMUD | Restaurant | 100% | 0% | 100%
Sites-Based | SMUD | Retail | 99.32% | 0.6753% | 100%
Sites-Based | SMUD | School | 100% | 0% | 100%
Sites-Based | SMUD | Warehouse | 96.86% | 3.142% | 100%
Sites-Based | SMUD | All Commercial | 98.27% | 1.735% | 100%
Sites-Based | FCZ01 | College | 99.67% | 0.326% | 100%
Sites-Based | FCZ01 | Food Stores | 99.51% | 0.4876% | 100%
Sites-Based | FCZ01 | Health Care | 96.56% | 3.441% | 100%
Sites-Based | FCZ01 | Lodging | 98.42% | 1.581% | 100%
Sites-Based | FCZ01 | Miscellaneous | 99.28% | 0.7196% | 100%
Sites-Based | FCZ01 | Office, Large | 98.13% | 1.872% | 100%
Sites-Based | FCZ01 | Office, Small | 98.67% | 1.327% | 100%
Sites-Based | FCZ01 | Refrigerated Warehouse | 94.66% | 5.341% | 100%
Sites-Based | FCZ01 | Restaurant | 99.75% | 0.2544% | 100%
Sites-Based | FCZ01 | Retail | 99.84% | 0.1595% | 100%
Sites-Based | FCZ01 | School | 96.12% | 3.877% | 100%
Sites-Based | FCZ01 | Warehouse | 100% | 0% | 100%
Sites-Based | FCZ01 | All Commercial | 99.2% | 0.8037% | 100%
Sites-Based | FCZ02 | College | 100% | 0% | 100%
Sites-Based | FCZ02 | Food Stores | 96.29% | 3.713% | 100%
Sites-Based | FCZ02 | Health Care | 97.39% | 2.606% | 100%
Sites-Based | FCZ02 | Lodging | 87.86% | 12.14% | 100%
Sites-Based | FCZ02 | Miscellaneous | 91.85% | 8.153% | 100%
Sites-Based | FCZ02 | Office, Large | 95.92% | 4.081% | 100%
Sites-Based | FCZ02 | Office, Small | 89.7% | 10.3% | 100%
Sites-Based | FCZ02 | Refrigerated Warehouse | 100% | 0% | 100%
Sites-Based | FCZ02 | Restaurant | 95.24% | 4.764% | 100%
Sites-Based | FCZ02 | Retail | 97.92% | 2.081% | 100%
Sites-Based | FCZ02 | School | 94.01% | 5.988% | 100%
Sites-Based | FCZ02 | Warehouse | 93.19% | 6.808% | 100%
Sites-Based | FCZ02 | All Commercial | 93.13% | 6.869% | 100%
Sites-Based | FCZ03 | College | 100% | 0% | 100%
Sites-Based | FCZ03 | Food Stores | 99.21% | 0.7892% | 100%
Sites-Based | FCZ03 | Health Care | 94.7% | 5.299% | 100%
Sites-Based | FCZ03 | Lodging | 92.23% | 7.765% | 100%
Sites-Based | FCZ03 | Miscellaneous | 99.85% | 0.1465% | 100%
Sites-Based | FCZ03 | Office, Large | 100% | 0% | 100%
Sites-Based | FCZ03 | Office, Small | 97.44% | 2.563% | 100%
Sites-Based | FCZ03 | Refrigerated Warehouse | 100% | 0% | 100%
Sites-Based | FCZ03 | Restaurant | 98.04% | 1.962% | 100%
Sites-Based | FCZ03 | Retail | 98.67% | 1.329% | 100%
Sites-Based | FCZ03 | School | 100% | 0% | 100%
Sites-Based | FCZ03 | Warehouse | 100% | 0% | 100%
Sites-Based | FCZ03 | All Commercial | 98.56% | 1.443% | 100%
Sites-Based | FCZ04 | College | 100% | 0% | 100%
Sites-Based | FCZ04 | Food Stores | 99.7% | 0.3029% | 100%
Sites-Based | FCZ04 | Health Care | 100% | 0% | 100%
Sites-Based | FCZ04 | Lodging | 99.24% | 0.7591% | 100%
Sites-Based | FCZ04 | Miscellaneous | 99.9% | 0.1005% | 100%
Sites-Based | FCZ04 | Office, Large | 96.86% | 3.137% | 100%
Sites-Based | FCZ04 | Office, Small | 99.49% | 0.5097% | 100%
Sites-Based | FCZ04 | Refrigerated Warehouse | 100% | 0% | 100%
Sites-Based | FCZ04 | Restaurant | 99.82% | 0.1804% | 100%
Sites-Based | FCZ04 | Retail | 99.69% | 0.3112% | 100%
Sites-Based | FCZ04 | School | 100% | 0% | 100%
Sites-Based | FCZ04 | Warehouse | 98.58% | 1.421% | 100%
Sites-Based | FCZ04 | All Commercial | 99.61% | 0.3947% | 100%
Sites-Based | FCZ05 | College | 100% | 0% | 100%
Sites-Based | FCZ05 | Food Stores | 99.83% | 0.1669% | 100%
Sites-Based | FCZ05 | Health Care | 99.42% | 0.585% | 100%
Sites-Based | FCZ05 | Lodging | 94.89% | 5.114% | 100%
Sites-Based | FCZ05 | Miscellaneous | 92.37% | 7.627% | 100%
Sites-Based | FCZ05 | Office, Large | 100% | 0% | 100%
Sites-Based | FCZ05 | Office, Small | 98.71% | 1.292% | 100%
Sites-Based | FCZ05 | Refrigerated Warehouse | 97.67% | 2.327% | 100%
Sites-Based | FCZ05 | Restaurant | 100% | 0% | 100%
Sites-Based | FCZ05 | Retail | 100% | 0% | 100%
Sites-Based | FCZ05 | School | 100% | 0% | 100%
Sites-Based | FCZ05 | Warehouse | 99.65% | 0.3474% | 100%
Sites-Based | FCZ05 | All Commercial | 98.14% | 1.861% | 100%
Sites-Based | FCZ06 | College | 100% | 0% | 100%
Sites-Based | FCZ06 | Food Stores | 98.55% | 1.446% | 100%
Sites-Based | FCZ06 | Health Care | 100% | 0% | 100%
Sites-Based | FCZ06 | Lodging | 100% | 0% | 100%
Sites-Based | FCZ06 | Miscellaneous | 99.43% | 0.5652% | 100%
Sites-Based | FCZ06 | Office, Large | 100% | 0% | 100%
Sites-Based | FCZ06 | Office, Small | 99.21% | 0.7902% | 100%
Sites-Based | FCZ06 | Refrigerated Warehouse | 100% | 0% | 100%
Sites-Based | FCZ06 | Restaurant | 98.29% | 1.71% | 100%
Sites-Based | FCZ06 | Retail | 100% | 0% | 100%
Sites-Based | FCZ06 | School | 100% | 0% | 100%
Sites-Based | FCZ06 | Warehouse | 96.27% | 3.729% | 100%
Sites-Based | FCZ06 | All Commercial | 99.19% | 0.8079% | 100%
Sites-Based | FCZ07 | College | 100% | 0% | 100%
Sites-Based | FCZ07 | Food Stores | 100% | 0% | 100%
Sites-Based | FCZ07 | Health Care | 100% | 0% | 100%
Sites-Based | FCZ07 | Lodging | 100% | 0% | 100%
Sites-Based | FCZ07 | Miscellaneous | 100% | 0% | 100%
Sites-Based | FCZ07 | Office, Large | 98.74% | 1.262% | 100%
Sites-Based | FCZ07 | Office, Small | 99.93% | 0.07226% | 100%
Sites-Based | FCZ07 | Refrigerated Warehouse | 100% | 0% | 100%
Sites-Based | FCZ07 | Restaurant | 100% | 0% | 100%
Sites-Based | FCZ07 | Retail | 100% | 0% | 100%
Sites-Based | FCZ07 | School | 99.49% | 0.5115% | 100%
Sites-Based | FCZ07 | Warehouse | 99.54% | 0.4575% | 100%
Sites-Based | FCZ07 | All Commercial | 99.92% | 0.08007% | 100%
Sites-Based | FCZ08 | College | 100% | 0% | 100%
Sites-Based | FCZ08 | Food Stores | 100% | 0% | 100%
Sites-Based | FCZ08 | Health Care | 100% | 0% | 100%
Sites-Based | FCZ08 | Lodging | 95.79% | 4.21% | 100%
Sites-Based | FCZ08 | Miscellaneous | 99.75% | 0.2472% | 100%
Sites-Based | FCZ08 | Office, Large | 100% | 0% | 100%
Sites-Based | FCZ08 | Office, Small | 100% | 0% | 100%
Sites-Based | FCZ08 | Refrigerated Warehouse | 100% | 0% | 100%
Sites-Based | FCZ08 | Restaurant | 100% | 0% | 100%
Sites-Based | FCZ08 | Retail | 100% | 0% | 100%
Sites-Based | FCZ08 | School | 100% | 0% | 100%
Sites-Based | FCZ08 | Warehouse | 100% | 0% | 100%
Sites-Based | FCZ08 | All Commercial | 99.91% | 0.09419% | 100%
Sites-Based | FCZ09 | College | 100% | 0% | 100%
Sites-Based | FCZ09 | Food Stores | 100% | 0% | 100%
Sites-Based | FCZ09 | Health Care | 100% | 0% | 100%
Sites-Based | FCZ09 | Lodging | 100% | 0% | 100%
Sites-Based | FCZ09 | Miscellaneous | 96.5% | 3.504% | 100%
Sites-Based | FCZ09 | Office, Large | 100% | 0% | 100%
Sites-Based | FCZ09 | Office, Small | 99.86% | 0.1363% | 100%
Sites-Based | FCZ09 | Refrigerated Warehouse | 100% | 0% | 100%
Sites-Based | FCZ09 | Restaurant | 99.26% | 0.7414% | 100%
Sites-Based | FCZ09 | Retail | 100% | 0% | 100%
Sites-Based | FCZ09 | School | 100% | 0% | 100%
Sites-Based | FCZ09 | Warehouse | 91.91% | 8.093% | 100%
Sites-Based | FCZ09 | All Commercial | 98.77% | 1.23% | 100%
Sites-Based | FCZ10 | College | 100% | 0% | 100%
Sites-Based | FCZ10 | Food Stores | 100% | 0% | 100%
Sites-Based | FCZ10 | Health Care | 100% | 0% | 100%
Sites-Based | FCZ10 | Lodging | 100% | 0% | 100%
Sites-Based | FCZ10 | Miscellaneous | 99.85% | 0.151% | 100%
Sites-Based | FCZ10 | Office, Large | 94.48% | 5.516% | 100%
Sites-Based | FCZ10 | Office, Small | 100% | 0% | 100%
Sites-Based | FCZ10 | Refrigerated Warehouse | 100% | 0% | 100%
Sites-Based | FCZ10 | Restaurant | 100% | 0% | 100%
Sites-Based | FCZ10 | Retail | 100% | 0% | 100%
Sites-Based | FCZ10 | School | 100% | 0% | 100%
Sites-Based | FCZ10 | Warehouse | 99.47% | 0.5253% | 100%
Sites-Based | FCZ10 | All Commercial | 99.87% | 0.1329% | 100%
Sites-Based | FCZ11 | College | 100% | 0% | 100%
Sites-Based | FCZ11 | Food Stores | 100% | 0% | 100%
Sites-Based | FCZ11 | Health Care | 100% | 0% | 100%
Sites-Based | FCZ11 | Lodging | 97.76% | 2.239% | 100%
Sites-Based | FCZ11 | Miscellaneous | 99.58% | 0.4208% | 100%
Sites-Based | FCZ11 | Office, Large | 100% | 0% | 100%
Sites-Based | FCZ11 | Office, Small | 100% | 0% | 100%
Sites-Based | FCZ11 | Refrigerated Warehouse | 100% | 0% | 100%
Sites-Based | FCZ11 | Restaurant | 100% | 0% | 100%
Sites-Based | FCZ11 | Retail | 100% | 0% | 100%
Sites-Based | FCZ11 | School | 100% | 0% | 100%
Sites-Based | FCZ11 | Warehouse | 100% | 0% | 100%
Sites-Based | FCZ11 | All Commercial | 99.9% | 0.09953% | 100%
Sites-Based | FCZ12c | College | 100% | 0% | 100%
Sites-Based | FCZ12c | Food Stores | 98.1% | 1.905% | 100%
Sites-Based | FCZ12c | Health Care | 99.09% | 0.9125% | 100%
Sites-Based | FCZ12c | Lodging | 100% | 0% | 100%
Sites-Based | FCZ12c | Miscellaneous | 98.96% | 1.041% | 100%
Sites-Based | FCZ12c | Office, Large | 97% | 2.999% | 100%
Sites-Based | FCZ12c | Office, Small | 97.38% | 2.621% | 100%
Sites-Based | FCZ12c | Refrigerated Warehouse | 100% | 0% | 100%
Sites-Based | FCZ12c | Restaurant | 99.4% | 0.5975% | 100%
Sites-Based | FCZ12c | Retail | 98.55% | 1.45% | 100%
Sites-Based | FCZ12c | School | 94.12% | 5.878% | 100%
Sites-Based | FCZ12c | Warehouse | 100% | 0% | 100%
Sites-Based | FCZ12c | All Commercial | 98.22% | 1.78% | 100%
Sites-Based | FCZ12i | College | 100% | 0% | 100%
Sites-Based | FCZ12i | Food Stores | 100% | 0% | 100%
Sites-Based | FCZ12i | Health Care | 96.93% | 3.073% | 100%
Sites-Based | FCZ12i | Lodging | 100% | 0% | 100%
Sites-Based | FCZ12i | Miscellaneous | 98.19% | 1.814% | 100%
Sites-Based | FCZ12i | Office, Large | 94.56% | 5.443% | 100%
Sites-Based | FCZ12i | Office, Small | 95.36% | 4.635% | 100%
Sites-Based | FCZ12i | Refrigerated Warehouse | 100% | 0% | 100%
Sites-Based | FCZ12i | Restaurant | 100% | 0% | 100%
Sites-Based | FCZ12i | Retail | 99.38% | 0.6233% | 100%
Sites-Based | FCZ12i | School | 100% | 0% | 100%
Sites-Based | FCZ12i | Warehouse | 96.29% | 3.711% | 100%
Sites-Based | FCZ12i | All Commercial | 97.81% | 2.193% | 100%
Sites-Based | FCZ13 | College | 96.16% | 3.842% | 100%
Sites-Based | FCZ13 | Food Stores | 100% | 0% | 100%
Sites-Based | FCZ13 | Health Care | 95.76% | 4.242% | 100%
Sites-Based | FCZ13 | Lodging | 100% | 0% | 100%
Sites-Based | FCZ13 | Miscellaneous | 97.31% | 2.687% | 100%
Sites-Based | FCZ13 | Office, Large | 92.26% | 7.743% | 100%
Sites-Based | FCZ13 | Office, Small | 97.6% | 2.399% | 100%
Sites-Based | FCZ13 | Refrigerated Warehouse | 100% | 0% | 100%
Sites-Based | FCZ13 | Restaurant | 100% | 0% | 100%
Sites-Based | FCZ13 | Retail | 99.32% | 0.6753% | 100%
Sites-Based | FCZ13 | School | 100% | 0% | 100%
Sites-Based | FCZ13 | Warehouse | 96.86% | 3.142% | 100%
Sites-Based | FCZ13 | All Commercial | 98.27% | 1.735% | 100%
Sites-Based | FCZ16 | College | 100% | 0% | 100%
Sites-Based | FCZ16 | Food Stores | 100% | 0% | 100%
Sites-Based | FCZ16 | Health Care | 100% | 0% | 100%
Sites-Based | FCZ16 | Lodging | 100% | 0% | 100%
Sites-Based | FCZ16 | Miscellaneous | 100% | 0% | 100%
Sites-Based | FCZ16 | Office, Large | 100% | 0% | 100%
Sites-Based | FCZ16 | Office, Small | 100% | 0% | 100%
Sites-Based | FCZ16 | Refrigerated Warehouse | 100% | 0% | 100%
Sites-Based | FCZ16 | Restaurant | 100% | 0% | 100%
Sites-Based | FCZ16 | Retail | 100% | 0% | 100%
Sites-Based | FCZ16 | School | 100% | 0% | 100%
Sites-Based | FCZ16 | Warehouse | 100% | 0% | 100%
Sites-Based | FCZ16 | All Commercial | 100% | 0% | 100%
Sites-Based | FCZ17 | College | 100% | 0% | 100%
Sites-Based | FCZ17 | Food Stores | 100% | 0% | 100%
Sites-Based | FCZ17 | Health Care | 100% | 0% | 100%
Sites-Based | FCZ17 | Lodging | 100% | 0% | 100%
Sites-Based | FCZ17 | Miscellaneous | 100% | 0% | 100%
Sites-Based | FCZ17 | Office, Large | 100% | 0% | 100%
Sites-Based | FCZ17 | Office, Small | 100% | 0% | 100%
Sites-Based | FCZ17 | Refrigerated Warehouse | 100% | 0% | 100%
Sites-Based | FCZ17 | Restaurant | 100% | 0% | 100%
Sites-Based | FCZ17 | Retail | 100% | 0% | 100%
Sites-Based | FCZ17 | School | 97.29% | 2.714% | 100%
Sites-Based | FCZ17 | Warehouse | 100% | 0% | 100%
Sites-Based | FCZ17 | All Commercial | 99.94% | 0.05893% | 100%

## Envelope Upgrade Vintage
Building Envelope Upgrade Vintage By Planning Area, Utility & Forecast Zone
Statewide - Participating Utilities1 + Nonparticipating Utilities2 + Non-Surveyed Forecast Zones3 (FCZ)
Utility xxx Tot - Utility xxx Planning Area (Participating Utility xxx + Nonparticipating Utilities within the planning area of Utility xxx)
Utility xxx - Participating Utility xxx
FCZ xx Tot - Participating Utility Forecast Zone Total (FZC xx + Nonparticipating Utilities within the planning area of the corresponding Utility)
FCZ xx - Participating Utility Forecast zone
1- Participating Utilities: PG&E, SCE, SDG&E, LADWP, SMUD
2- Non-Participating Utilities: Other utilities operating within the areas covered by CEUS survey
3- Forecast Zones (FCZ): Climate zones defined for the Energy Commission's Forecast (FCZ01-FCZ17)
Floorspace-Based data is listed on rows 18-576, and Site-Based data on rows 577-1135
Calculation Method | Statewide/ Utility/ FCZ | Building Type | Pre-1980 | 1980<=X<1985 | 1985<=X<1990 | 1990<=X<1995 | 1995<=X<2000 | 2000<=X<2005 | 2005<=X<2010 | 2010<=X<2015 | 2015<=X<2021 | Year Unknown | No Upgrade | Total | ← Building Envelope Upgrade Vintage
Floorspace-Based | Statewide | College | 0% | 0% | 0% | 0% | 0% | 0% | 0% | 0% | 0.02733% | 0.06932% | 99.9% | 100% | ↓ % of Commercial floorspace
Floorspace-Based | Statewide | Food Stores | 0% | 0% | 0% | 0% | 0% | 0% | 0.0239% | 0.2727% | 0.1383% | 0.05638% | 99.51% | 100%
Floorspace-Based | Statewide | Health Care | 0% | 0% | 0% | 0% | 0% | 0% | 0.6775% | 0.02124% | 0.7566% | 0.0654% | 98.48% | 100%
Floorspace-Based | Statewide | Lodging | 0% | 0% | 0% | 0% | 0% | 0% | 0.4484% | 0.06339% | 0.6352% | 0.0557% | 98.8% | 100%
Floorspace-Based | Statewide | Miscellaneous | 0.02249% | 0% | 0.04579% | 0.007475% | 0.03746% | 0.01727% | 0.01192% | 0.2607% | 0.5162% | 0.2583% | 98.82% | 100%
Floorspace-Based | Statewide | Office, Large | 0% | 0% | 0% | 0.2369% | 0% | 0.07084% | 0.3722% | 0.1583% | 1.054% | 0% | 98.11% | 100%
Floorspace-Based | Statewide | Office, Small | 0% | 0.106% | 0% | 0% | 0.0816% | 0.1131% | 0.1064% | 0.3078% | 0.9651% | 0.2964% | 98.02% | 100%
Floorspace-Based | Statewide | Refrigerated Warehouse | 0% | 0% | 0% | 0% | 0% | 0% | 0% | 0% | 4.242% | 0% | 95.76% | 100%
Floorspace-Based | Statewide | Restaurant | 0% | 0% | 0% | 0% | 0% | 0.1309% | 0% | 0.02535% | 0.2141% | 0.07391% | 99.56% | 100%
Floorspace-Based | Statewide | Retail | 0% | 0% | 0% | 0% | 0% | 0% | 0.006142% | 0.05505% | 0.1675% | 0.03533% | 99.74% | 100%
Floorspace-Based | Statewide | School | 0% | 0% | 0% | 0% | 0% | 0% | 0.3302% | 0.242% | 0.08473% | 0.3116% | 99.03% | 100%
Floorspace-Based | Statewide | Warehouse | 0% | 0% | 0% | 0.0159% | 0% | 0% | 0% | 0% | 0.6348% | 0.0201% | 99.33% | 100%
Floorspace-Based | Statewide | All Commercial | 0.004351% | 0.009276% | 0.008859% | 0.03925% | 0.01439% | 0.0272% | 0.1556% | 0.1397% | 0.6165% | 0.1206% | 98.86% | 100%
Floorspace-Based | PG&E Tot | College | 0% | 0% | 0% | 0% | 0% | 0% | 0% | 0% | 0% | 0.214% | 99.79% | 100%
Floorspace-Based | PG&E Tot | Food Stores | 0% | 0% | 0% | 0% | 0% | 0% | 0.06841% | 0.7708% | 0.3462% | 0.08051% | 98.73% | 100%
Floorspace-Based | PG&E Tot | Health Care | 0% | 0% | 0% | 0% | 0% | 0% | 1.741% | 0% | 1.712% | 0.168% | 96.38% | 100%
Floorspace-Based | PG&E Tot | Lodging | 0% | 0% | 0% | 0% | 0% | 0% | 1.023% | 0.133% | 1.388% | 0.1271% | 97.33% | 100%
Floorspace-Based | PG&E Tot | Miscellaneous | 0.04856% | 0% | 0.09886% | 0.01614% | 0.08086% | 0% | 0.02573% | 0.21% | 0.5439% | 0.5143% | 98.46% | 100%
Floorspace-Based | PG&E Tot | Office, Large | 0% | 0% | 0% | 0.5617% | 0% | 0% | 0% | 0.2636% | 1.752% | 0% | 97.42% | 100%
Floorspace-Based | PG&E Tot | Office, Small | 0% | 0.2702% | 0% | 0% | 0.2081% | 0.2885% | 0.2712% | 0.511% | 0.8859% | 0.5851% | 96.98% | 100%
Floorspace-Based | PG&E Tot | Refrigerated Warehouse | 0% | 0% | 0% | 0% | 0% | 0% | 0% | 0% | 11.4% | 0% | 88.6% | 100%
Floorspace-Based | PG&E Tot | Restaurant | 0% | 0% | 0% | 0% | 0% | 0.3956% | 0% | 0.07658% | 0.5525% | 0.1781% | 98.8% | 100%
Floorspace-Based | PG&E Tot | Retail | 0% | 0% | 0% | 0% | 0% | 0% | 0.01579% | 0.1873% | 0.2021% | 0.1202% | 99.47% | 100%
Floorspace-Based | PG&E Tot | School | 0% | 0% | 0% | 0% | 0% | 0% | 1.224% | 0.1568% | 0.2036% | 0% | 98.42% | 100%
Floorspace-Based | PG&E Tot | Warehouse | 0% | 0% | 0% | 0.06062% | 0% | 0% | 0% | 0% | 0.9467% | 0% | 98.99% | 100%
Floorspace-Based | PG&E Tot | All Commercial | 0.01189% | 0.02534% | 0.0242% | 0.1072% | 0.03931% | 0.03614% | 0.2718% | 0.2036% | 1.049% | 0.2254% | 98.01% | 100%
Floorspace-Based | SCE Tot | College | 0% | 0% | 0% | 0% | 0% | 0% | 0% | 0% | 0% | 0% | 100% | 100%
Floorspace-Based | SCE Tot | Food Stores | 0% | 0% | 0% | 0% | 0% | 0% | 0% | 0% | 0% | 0% | 100% | 100%
Floorspace-Based | SCE Tot | Health Care | 0% | 0% | 0% | 0% | 0% | 0% | 0% | 0% | 0% | 0% | 100% | 100%
Floorspace-Based | SCE Tot | Lodging | 0% | 0% | 0% | 0% | 0% | 0% | 0% | 0.0152% | 0.07953% | 0% | 99.91% | 100%
Floorspace-Based | SCE Tot | Miscellaneous | 0% | 0% | 0% | 0% | 0% | 0% | 0% | 0% | 0.4711% | 0.06282% | 99.47% | 100%
Floorspace-Based | SCE Tot | Office, Large | 0% | 0% | 0% | 0% | 0% | 0% | 1.203% | 0% | 0.5884% | 0% | 98.21% | 100%
Floorspace-Based | SCE Tot | Office, Small | 0% | 0% | 0% | 0% | 0% | 0% | 0% | 0% | 0.2388% | 0.01774% | 99.74% | 100%
Floorspace-Based | SCE Tot | Refrigerated Warehouse | 0% | 0% | 0% | 0% | 0% | 0% | 0% | 0% | 0% | 0% | 100% | 100%
Floorspace-Based | SCE Tot | Restaurant | 0% | 0% | 0% | 0% | 0% | 0% | 0% | 0% | 0% | 0.03491% | 99.97% | 100%
Floorspace-Based | SCE Tot | Retail | 0% | 0% | 0% | 0% | 0% | 0% | 0% | 0% | 0% | 0% | 100% | 100%
Floorspace-Based | SCE Tot | School | 0% | 0% | 0% | 0% | 0% | 0% | 0% | 0% | 0% | 0.6611% | 99.34% | 100%
Floorspace-Based | SCE Tot | Warehouse | 0% | 0% | 0% | 0% | 0% | 0% | 0% | 0% | 0.4343% | 0.03096% | 99.53% | 100%
Floorspace-Based | SCE Tot | All Commercial | 0% | 0% | 0% | 0% | 0% | 0% | 0.1237% | 0.0006597% | 0.2513% | 0.07774% | 99.55% | 100%
Floorspace-Based | SDG&E Tot | College | 0% | 0% | 0% | 0% | 0% | 0% | 0% | 0% | 0% | 0% | 100% | 100%
Floorspace-Based | SDG&E Tot | Food Stores | 0% | 0% | 0% | 0% | 0% | 0% | 0% | 0.0359% | 0.183% | 0.2982% | 99.48% | 100%
Floorspace-Based | SDG&E Tot | Health Care | 0% | 0% | 0% | 0% | 0% | 0% | 0% | 0.1907% | 0.2541% | 0% | 99.56% | 100%
Floorspace-Based | SDG&E Tot | Lodging | 0% | 0% | 0% | 0% | 0% | 0% | 0% | 0% | 0% | 0% | 100% | 100%
Floorspace-Based | SDG&E Tot | Miscellaneous | 0% | 0% | 0% | 0% | 0% | 0.1289% | 0% | 0.1968% | 0.2953% | 0% | 99.38% | 100%
Floorspace-Based | SDG&E Tot | Office, Large | 0% | 0% | 0% | 0% | 0% | 0% | 0.3377% | 0.4818% | 0.9233% | 0% | 98.26% | 100%
Floorspace-Based | SDG&E Tot | Office, Small | 0% | 0% | 0% | 0% | 0% | 0% | 0% | 0.8945% | 3.503% | 0.502% | 95.1% | 100%
Floorspace-Based | SDG&E Tot | Refrigerated Warehouse | 0% | 0% | 0% | 0% | 0% | 0% | 0% | 0% | 0% | 0% | 100% | 100%
Floorspace-Based | SDG&E Tot | Restaurant | 0% | 0% | 0% | 0% | 0% | 0% | 0% | 0% | 0.3618% | 0% | 99.64% | 100%
Floorspace-Based | SDG&E Tot | Retail | 0% | 0% | 0% | 0% | 0% | 0% | 0% | 0% | 0.8876% | 0% | 99.11% | 100%
Floorspace-Based | SDG&E Tot | School | 0% | 0% | 0% | 0% | 0% | 0% | 0% | 0% | 0.3455% | 0% | 99.65% | 100%
Floorspace-Based | SDG&E Tot | Warehouse | 0% | 0% | 0% | 0% | 0% | 0% | 0% | 0% | 1.03% | 0% | 98.97% | 100%
Floorspace-Based | SDG&E Tot | All Commercial | 0% | 0% | 0% | 0% | 0% | 0.02813% | 0.05345% | 0.2342% | 0.8262% | 0.06533% | 98.79% | 100%
Floorspace-Based | LADWP Tot | College | 0% | 0% | 0% | 0% | 0% | 0% | 0% | 0% | 0% | 0% | 100% | 100%
Floorspace-Based | LADWP Tot | Food Stores | 0% | 0% | 0% | 0% | 0% | 0% | 0% | 0% | 0% | 0% | 100% | 100%
Floorspace-Based | LADWP Tot | Health Care | 0% | 0% | 0% | 0% | 0% | 0% | 0% | 0% | 0% | 0% | 100% | 100%
Floorspace-Based | LADWP Tot | Lodging | 0% | 0% | 0% | 0% | 0% | 0% | 0% | 0% | 0% | 0% | 100% | 100%
Floorspace-Based | LADWP Tot | Miscellaneous | 0% | 0% | 0% | 0% | 0% | 0% | 0% | 0% | 0% | 0% | 100% | 100%
Floorspace-Based | LADWP Tot | Office, Large | 0% | 0% | 0% | 0% | 0% | 0% | 0% | 0% | 0% | 0% | 100% | 100%
Floorspace-Based | LADWP Tot | Office, Small | 0% | 0% | 0% | 0% | 0% | 0% | 0% | 0% | 0% | 0% | 100% | 100%
Floorspace-Based | LADWP Tot | Refrigerated Warehouse | 0% | 0% | 0% | 0% | 0% | 0% | 0% | 0% | 0% | 0% | 100% | 100%
Floorspace-Based | LADWP Tot | Restaurant | 0% | 0% | 0% | 0% | 0% | 0% | 0% | 0% | 0% | 0% | 100% | 100%
Floorspace-Based | LADWP Tot | Retail | 0% | 0% | 0% | 0% | 0% | 0% | 0% | 0% | 0% | 0% | 100% | 100%
Floorspace-Based | LADWP Tot | School | 0% | 0% | 0% | 0% | 0% | 0% | 0% | 1.509% | 0% | 0% | 98.49% | 100%
Floorspace-Based | LADWP Tot | Warehouse | 0% | 0% | 0% | 0% | 0% | 0% | 0% | 0% | 0% | 0% | 100% | 100%
Floorspace-Based | LADWP Tot | All Commercial | 0% | 0% | 0% | 0% | 0% | 0% | 0% | 0.1645% | 0% | 0% | 99.84% | 100%
Floorspace-Based | SMUD Tot | College | 0% | 0% | 0% | 0% | 0% | 0% | 0% | 0% | 0.8153% | 0% | 99.18% | 100%
Floorspace-Based | SMUD Tot | Food Stores | 0% | 0% | 0% | 0% | 0% | 0% | 0% | 0% | 0% | 0% | 100% | 100%
Floorspace-Based | SMUD Tot | Health Care | 0% | 0% | 0% | 0% | 0% | 0% | 0% | 0% | 1.347% | 0% | 98.65% | 100%
Floorspace-Based | SMUD Tot | Lodging | 0% | 0% | 0% | 0% | 0% | 0% | 0% | 0% | 0% | 0% | 100% | 100%
Floorspace-Based | SMUD Tot | Miscellaneous | 0% | 0% | 0% | 0% | 0% | 0.1081% | 0% | 4.07% | 2.356% | 0% | 93.47% | 100%
Floorspace-Based | SMUD Tot | Office, Large | 0% | 0% | 0% | 0% | 0% | 2.003% | 0% | 0% | 1.667% | 0% | 96.33% | 100%
Floorspace-Based | SMUD Tot | Office, Small | 0% | 0% | 0% | 0% | 0% | 0% | 0% | 0% | 2.693% | 0% | 97.31% | 100%
Floorspace-Based | SMUD Tot | Refrigerated Warehouse | 0% | 0% | 0% | 0% | 0% | 0% | 0% | 0% | 0% | 0% | 100% | 100%
Floorspace-Based | SMUD Tot | Restaurant | 0% | 0% | 0% | 0% | 0% | 0% | 0% | 0% | 0% | 0% | 100% | 100%
Floorspace-Based | SMUD Tot | Retail | 0% | 0% | 0% | 0% | 0% | 0% | 0.03264% | 0% | 0.5193% | 0% | 99.45% | 100%
Floorspace-Based | SMUD Tot | School | 0% | 0% | 0% | 0% | 0% | 0% | 0% | 0% | 0% | 0% | 100% | 100%
Floorspace-Based | SMUD Tot | Warehouse | 0% | 0% | 0% | 0% | 0% | 0% | 0% | 0% | 3.413% | 0% | 96.59% | 100%
Floorspace-Based | SMUD Tot | All Commercial | 0% | 0% | 0% | 0% | 0% | 0.3218% | 0.005427% | 0.7828% | 1.485% | 0% | 97.4% | 100%
Floorspace-Based | FCZ01 Tot | College | 0% | 0% | 0% | 0% | 0% | 0% | 0% | 0% | 0% | 0.5277% | 99.47% | 100%
Floorspace-Based | FCZ01 Tot | Food Stores | 0% | 0% | 0% | 0% | 0% | 0% | 0% | 0% | 0.2108% | 0% | 99.79% | 100%
Floorspace-Based | FCZ01 Tot | Health Care | 0% | 0% | 0% | 0% | 0% | 0% | 3.465% | 0% | 2.406% | 0% | 94.13% | 100%
Floorspace-Based | FCZ01 Tot | Lodging | 0% | 0% | 0% | 0% | 0% | 0% | 0% | 0.1936% | 2.544% | 0% | 97.26% | 100%
Floorspace-Based | FCZ01 Tot | Miscellaneous | 0% | 0% | 0.1692% | 0% | 0.1384% | 0% | 0% | 0% | 0.2489% | 0% | 99.44% | 100%
Floorspace-Based | FCZ01 Tot | Office, Large | 0% | 0% | 0% | 0.6626% | 0% | 0% | 0% | 0% | 2.004% | 0% | 97.33% | 100%
Floorspace-Based | FCZ01 Tot | Office, Small | 0% | 0.6461% | 0% | 0% | 0.4975% | 0.6066% | 0.6486% | 0% | 0.5284% | 0.5129% | 96.56% | 100%
Floorspace-Based | FCZ01 Tot | Refrigerated Warehouse | 0% | 0% | 0% | 0% | 0% | 0% | 0% | 0% | 30.06% | 0% | 69.94% | 100%
Floorspace-Based | FCZ01 Tot | Restaurant | 0% | 0% | 0% | 0% | 0% | 0.7762% | 0% | 0% | 0.4153% | 0% | 98.81% | 100%
Floorspace-Based | FCZ01 Tot | Retail | 0% | 0% | 0% | 0% | 0% | 0% | 0% | 0.1337% | 0.2044% | 0% | 99.66% | 100%
Floorspace-Based | FCZ01 Tot | School | 0% | 0% | 0% | 0% | 0% | 0% | 3.223% | 0.4129% | 0% | 0% | 96.36% | 100%
Floorspace-Based | FCZ01 Tot | Warehouse | 0% | 0% | 0% | 0% | 0% | 0% | 0% | 0% | 0% | 0% | 100% | 100%
Floorspace-Based | FCZ01 Tot | All Commercial | 0% | 0.04814% | 0.04597% | 0.1845% | 0.07467% | 0.06245% | 0.3734% | 0.03769% | 1.262% | 0.05391% | 97.86% | 100%
Floorspace-Based | FCZ02 Tot | College | 0% | 0% | 0% | 0% | 0% | 0% | 0% | 0% | 0% | 0% | 100% | 100%
Floorspace-Based | FCZ02 Tot | Food Stores | 0% | 0% | 0% | 0% | 0% | 0% | 0.6159% | 2.459% | 2.361% | 0.1138% | 94.45% | 100%
Floorspace-Based | FCZ02 Tot | Health Care | 0% | 0% | 0% | 0% | 0% | 0% | 0% | 0% | 0.4589% | 0% | 99.54% | 100%
Floorspace-Based | FCZ02 Tot | Lodging | 0% | 0% | 0% | 0% | 0% | 0% | 0.92% | 0.1991% | 0.9212% | 0% | 97.96% | 100%
Floorspace-Based | FCZ02 Tot | Miscellaneous | 0.7257% | 0% | 0% | 0.2412% | 0% | 0% | 0.3846% | 2.595% | 1.866% | 0.5986% | 93.59% | 100%
Floorspace-Based | FCZ02 Tot | Office, Large | 0% | 0% | 0% | 0% | 0% | 0% | 0% | 0% | 1.807% | 0% | 98.19% | 100%
Floorspace-Based | FCZ02 Tot | Office, Small | 0% | 0% | 0% | 0% | 0% | 0.296% | 0% | 4.347% | 1.845% | 0.7083% | 92.8% | 100%
Floorspace-Based | FCZ02 Tot | Refrigerated Warehouse | 0% | 0% | 0% | 0% | 0% | 0% | 0% | 0% | 0% | 0% | 100% | 100%
Floorspace-Based | FCZ02 Tot | Restaurant | 0% | 0% | 0% | 0% | 0% | 0% | 0% | 0.8707% | 2.314% | 0.513% | 96.3% | 100%
Floorspace-Based | FCZ02 Tot | Retail | 0% | 0% | 0% | 0% | 0% | 0% | 0.1578% | 1.311% | 0.6572% | 0% | 97.87% | 100%
Floorspace-Based | FCZ02 Tot | School | 0% | 0% | 0% | 0% | 0% | 0% | 0% | 0% | 2.505% | 0% | 97.5% | 100%
Floorspace-Based | FCZ02 Tot | Warehouse | 0% | 0% | 0% | 0.9881% | 0% | 0% | 0% | 0% | 2.404% | 0% | 96.61% | 100%
Floorspace-Based | FCZ02 Tot | All Commercial | 0.136% | 0% | 0% | 0.1159% | 0% | 0.03735% | 0.2935% | 1.331% | 1.416% | 0.2172% | 96.45% | 100%
Floorspace-Based | FCZ03 Tot | College | 0% | 0% | 0% | 0% | 0% | 0% | 0% | 0% | 0% | 0% | 100% | 100%
Floorspace-Based | FCZ03 Tot | Food Stores | 0% | 0% | 0% | 0% | 0% | 0% | 0% | 1.909% | 0% | 0% | 98.09% | 100%
Floorspace-Based | FCZ03 Tot | Health Care | 0% | 0% | 0% | 0% | 0% | 0% | 0% | 0% | 16.95% | 0% | 83.05% | 100%
Floorspace-Based | FCZ03 Tot | Lodging | 0% | 0% | 0% | 0% | 0% | 0% | 28.69% | 0% | 0% | 0% | 71.31% | 100%
Floorspace-Based | FCZ03 Tot | Miscellaneous | 0% | 0% | 0% | 0% | 0% | 0% | 0% | 0% | 0.978% | 0% | 99.02% | 100%
Floorspace-Based | FCZ03 Tot | Office, Large | 0% | 0% | 0% | 0% | 0% | 0% | 0% | 0% | 0% | 0% | 100% | 100%
Floorspace-Based | FCZ03 Tot | Office, Small | 0% | 0% | 0% | 0% | 0% | 0% | 0% | 0% | 8.296% | 0% | 91.7% | 100%
Floorspace-Based | FCZ03 Tot | Refrigerated Warehouse | 0% | 0% | 0% | 0% | 0% | 0% | 0% | 0% | 0% | 0% | 100% | 100%
Floorspace-Based | FCZ03 Tot | Restaurant | 0% | 0% | 0% | 0% | 0% | 0% | 0% | 0% | 2.408% | 0% | 97.59% | 100%
Floorspace-Based | FCZ03 Tot | Retail | 0% | 0% | 0% | 0% | 0% | 0% | 0% | 0% | 1.433% | 1.49% | 97.08% | 100%
Floorspace-Based | FCZ03 Tot | School | 0% | 0% | 0% | 0% | 0% | 0% | 0% | 0% | 0% | 0% | 100% | 100%
Floorspace-Based | FCZ03 Tot | Warehouse | 0% | 0% | 0% | 0% | 0% | 0% | 0% | 0% | 0% | 0% | 100% | 100%
Floorspace-Based | FCZ03 Tot | All Commercial | 0% | 0% | 0% | 0% | 0% | 0% | 1.466% | 0.04824% | 2.113% | 0.1648% | 96.21% | 100%
Floorspace-Based | FCZ04 Tot | College | 0% | 0% | 0% | 0% | 0% | 0% | 0% | 0% | 0% | 0% | 100% | 100%
Floorspace-Based | FCZ04 Tot | Food Stores | 0% | 0% | 0% | 0% | 0% | 0% | 0% | 0% | 0% | 0.1544% | 99.85% | 100%
Floorspace-Based | FCZ04 Tot | Health Care | 0% | 0% | 0% | 0% | 0% | 0% | 0% | 0% | 0% | 0% | 100% | 100%
Floorspace-Based | FCZ04 Tot | Lodging | 0% | 0% | 0% | 0% | 0% | 0% | 0% | 0% | 1.289% | 0% | 98.71% | 100%
Floorspace-Based | FCZ04 Tot | Miscellaneous | 0% | 0% | 0% | 0% | 0% | 0% | 0% | 0% | 0% | 0.1946% | 99.81% | 100%
Floorspace-Based | FCZ04 Tot | Office, Large | 0% | 0% | 0% | 0% | 0% | 0% | 0% | 4.419% | 0% | 0% | 95.58% | 100%
Floorspace-Based | FCZ04 Tot | Office, Small | 0% | 0% | 0% | 0% | 0% | 0% | 0% | 0% | 0.5609% | 0% | 99.44% | 100%
Floorspace-Based | FCZ04 Tot | Refrigerated Warehouse | 0% | 0% | 0% | 0% | 0% | 0% | 0% | 0% | 0% | 0% | 100% | 100%
Floorspace-Based | FCZ04 Tot | Restaurant | 0% | 0% | 0% | 0% | 0% | 0% | 0% | 0% | 0.4744% | 0% | 99.53% | 100%
Floorspace-Based | FCZ04 Tot | Retail | 0% | 0% | 0% | 0% | 0% | 0% | 0% | 0% | 0% | 0.3801% | 99.62% | 100%
Floorspace-Based | FCZ04 Tot | School | 0% | 0% | 0% | 0% | 0% | 0% | 0% | 0% | 0% | 0% | 100% | 100%
Floorspace-Based | FCZ04 Tot | Warehouse | 0% | 0% | 0% | 0% | 0% | 0% | 0% | 0% | 0.2549% | 0% | 99.75% | 100%
Floorspace-Based | FCZ04 Tot | All Commercial | 0% | 0% | 0% | 0% | 0% | 0% | 0% | 0.287% | 0.1633% | 0.0921% | 99.46% | 100%
Floorspace-Based | FCZ05 Tot | College | 0% | 0% | 0% | 0% | 0% | 0% | 0% | 0% | 0% | 0% | 100% | 100%
Floorspace-Based | FCZ05 Tot | Food Stores | 0% | 0% | 0% | 0% | 0% | 0% | 0% | 0.457% | 0% | 0% | 99.54% | 100%
Floorspace-Based | FCZ05 Tot | Health Care | 0% | 0% | 0% | 0% | 0% | 0% | 0% | 0% | 0% | 1.15% | 98.85% | 100%
Floorspace-Based | FCZ05 Tot | Lodging | 0% | 0% | 0% | 0% | 0% | 0% | 0.3565% | 0% | 0% | 1.812% | 97.83% | 100%
Floorspace-Based | FCZ05 Tot | Miscellaneous | 0% | 0% | 0% | 0% | 0% | 0% | 0% | 0.33% | 1.056% | 4.052% | 94.56% | 100%
Floorspace-Based | FCZ05 Tot | Office, Large | 0% | 0% | 0% | 0% | 0% | 0% | 0% | 0% | 0% | 0% | 100% | 100%
Floorspace-Based | FCZ05 Tot | Office, Small | 0% | 0% | 0% | 0% | 0% | 0% | 0% | 0% | 0% | 1.797% | 98.2% | 100%
Floorspace-Based | FCZ05 Tot | Refrigerated Warehouse | 0% | 0% | 0% | 0% | 0% | 0% | 0% | 0% | 8.063% | 0% | 91.94% | 100%
Floorspace-Based | FCZ05 Tot | Restaurant | 0% | 0% | 0% | 0% | 0% | 0% | 0% | 0% | 0% | 0% | 100% | 100%
Floorspace-Based | FCZ05 Tot | Retail | 0% | 0% | 0% | 0% | 0% | 0% | 0% | 0% | 0% | 0% | 100% | 100%
Floorspace-Based | FCZ05 Tot | School | 0% | 0% | 0% | 0% | 0% | 0% | 0% | 0% | 0% | 0% | 100% | 100%
Floorspace-Based | FCZ05 Tot | Warehouse | 0% | 0% | 0% | 0% | 0% | 0% | 0% | 0% | 4.513% | 0% | 95.49% | 100%
Floorspace-Based | FCZ05 Tot | All Commercial | 0% | 0% | 0% | 0% | 0% | 0% | 0.01345% | 0.09156% | 1.054% | 1.28% | 97.56% | 100%
Floorspace-Based | FCZ06 Tot | College | 0% | 0% | 0% | 0% | 0% | 0% | 0% | 0% | 0% | 0% | 100% | 100%
Floorspace-Based | FCZ06 Tot | Food Stores | 0% | 0% | 0% | 0% | 0% | 0% | 0% | 3.638% | 0% | 0.3863% | 95.98% | 100%
Floorspace-Based | FCZ06 Tot | Health Care | 0% | 0% | 0% | 0% | 0% | 0% | 0% | 0% | 0% | 0% | 100% | 100%
Floorspace-Based | FCZ06 Tot | Lodging | 0% | 0% | 0% | 0% | 0% | 0% | 0% | 0% | 0% | 0% | 100% | 100%
Floorspace-Based | FCZ06 Tot | Miscellaneous | 0% | 0% | 0% | 0% | 0% | 0% | 0% | 0% | 2.275% | 0% | 97.73% | 100%
Floorspace-Based | FCZ06 Tot | Office, Large | 0% | 0% | 0% | 0% | 0% | 0% | 0% | 0% | 0% | 0% | 100% | 100%
Floorspace-Based | FCZ06 Tot | Office, Small | 0% | 0% | 0% | 0% | 0% | 0% | 0% | 0% | 0.7066% | 0.1321% | 99.16% | 100%
Floorspace-Based | FCZ06 Tot | Refrigerated Warehouse | 0% | 0% | 0% | 0% | 0% | 0% | 0% | 0% | 0% | 0% | 100% | 100%
Floorspace-Based | FCZ06 Tot | Restaurant | 0% | 0% | 0% | 0% | 0% | 0% | 0% | 0% | 0% | 1.358% | 98.64% | 100%
Floorspace-Based | FCZ06 Tot | Retail | 0% | 0% | 0% | 0% | 0% | 0% | 0% | 0% | 0% | 0% | 100% | 100%
Floorspace-Based | FCZ06 Tot | School | 0% | 0% | 0% | 0% | 0% | 0% | 0% | 0% | 0% | 0% | 100% | 100%
Floorspace-Based | FCZ06 Tot | Warehouse | 0% | 0% | 0% | 0% | 0% | 0% | 0% | 0% | 0.8161% | 0% | 99.18% | 100%
Floorspace-Based | FCZ06 Tot | All Commercial | 0% | 0% | 0% | 0% | 0% | 0% | 0% | 0.1249% | 0.5387% | 0.07375% | 99.26% | 100%
Floorspace-Based | FCZ07 Tot | College | 0% | 0% | 0% | 0% | 0% | 0% | 0% | 0% | 0% | 0% | 100% | 100%
Floorspace-Based | FCZ07 Tot | Food Stores | 0% | 0% | 0% | 0% | 0% | 0% | 0% | 0% | 0% | 0% | 100% | 100%
Floorspace-Based | FCZ07 Tot | Health Care | 0% | 0% | 0% | 0% | 0% | 0% | 0% | 0% | 0% | 0% | 100% | 100%
Floorspace-Based | FCZ07 Tot | Lodging | 0% | 0% | 0% | 0% | 0% | 0% | 0% | 0% | 0% | 0% | 100% | 100%
Floorspace-Based | FCZ07 Tot | Miscellaneous | 0% | 0% | 0% | 0% | 0% | 0% | 0% | 0% | 0% | 0% | 100% | 100%
Floorspace-Based | FCZ07 Tot | Office, Large | 0% | 0% | 0% | 0% | 0% | 0% | 1.516% | 0% | 0% | 0% | 98.48% | 100%
Floorspace-Based | FCZ07 Tot | Office, Small | 0% | 0% | 0% | 0% | 0% | 0% | 0% | 0% | 0.3882% | 0% | 99.61% | 100%
Floorspace-Based | FCZ07 Tot | Refrigerated Warehouse | 0% | 0% | 0% | 0% | 0% | 0% | 0% | 0% | 0% | 0% | 100% | 100%
Floorspace-Based | FCZ07 Tot | Restaurant | 0% | 0% | 0% | 0% | 0% | 0% | 0% | 0% | 0% | 0% | 100% | 100%
Floorspace-Based | FCZ07 Tot | Retail | 0% | 0% | 0% | 0% | 0% | 0% | 0% | 0% | 0% | 0% | 100% | 100%
Floorspace-Based | FCZ07 Tot | School | 0% | 0% | 0% | 0% | 0% | 0% | 0% | 0% | 0% | 1.206% | 98.79% | 100%
Floorspace-Based | FCZ07 Tot | Warehouse | 0% | 0% | 0% | 0% | 0% | 0% | 0% | 0% | 0.14% | 0% | 99.86% | 100%
Floorspace-Based | FCZ07 Tot | All Commercial | 0% | 0% | 0% | 0% | 0% | 0% | 0.2142% | 0% | 0.05853% | 0.1022% | 99.63% | 100%
Floorspace-Based | FCZ08 Tot | College | 0% | 0% | 0% | 0% | 0% | 0% | 0% | 0% | 0% | 0% | 100% | 100%
Floorspace-Based | FCZ08 Tot | Food Stores | 0% | 0% | 0% | 0% | 0% | 0% | 0% | 0% | 0% | 0% | 100% | 100%
Floorspace-Based | FCZ08 Tot | Health Care | 0% | 0% | 0% | 0% | 0% | 0% | 0% | 0% | 0% | 0% | 100% | 100%
Floorspace-Based | FCZ08 Tot | Lodging | 0% | 0% | 0% | 0% | 0% | 0% | 0% | 0% | 1.002% | 0% | 99% | 100%
Floorspace-Based | FCZ08 Tot | Miscellaneous | 0% | 0% | 0% | 0% | 0% | 0% | 0% | 0% | 0.7551% | 0% | 99.24% | 100%
Floorspace-Based | FCZ08 Tot | Office, Large | 0% | 0% | 0% | 0% | 0% | 0% | 0% | 0% | 0% | 0% | 100% | 100%
Floorspace-Based | FCZ08 Tot | Office, Small | 0% | 0% | 0% | 0% | 0% | 0% | 0% | 0% | 0% | 0% | 100% | 100%
Floorspace-Based | FCZ08 Tot | Refrigerated Warehouse | 0% | 0% | 0% | 0% | 0% | 0% | 0% | 0% | 0% | 0% | 100% | 100%
Floorspace-Based | FCZ08 Tot | Restaurant | 0% | 0% | 0% | 0% | 0% | 0% | 0% | 0% | 0% | 0% | 100% | 100%
Floorspace-Based | FCZ08 Tot | Retail | 0% | 0% | 0% | 0% | 0% | 0% | 0% | 0% | 0% | 0% | 100% | 100%
Floorspace-Based | FCZ08 Tot | School | 0% | 0% | 0% | 0% | 0% | 0% | 0% | 0% | 0% | 0% | 100% | 100%
Floorspace-Based | FCZ08 Tot | Warehouse | 0% | 0% | 0% | 0% | 0% | 0% | 0% | 0% | 0% | 0% | 100% | 100%
Floorspace-Based | FCZ08 Tot | All Commercial | 0% | 0% | 0% | 0% | 0% | 0% | 0% | 0% | 0.153% | 0% | 99.85% | 100%
Floorspace-Based | FCZ09 Tot | College | 0% | 0% | 0% | 0% | 0% | 0% | 0% | 0% | 0% | 0% | 100% | 100%
Floorspace-Based | FCZ09 Tot | Food Stores | 0% | 0% | 0% | 0% | 0% | 0% | 0% | 0% | 0% | 0% | 100% | 100%
Floorspace-Based | FCZ09 Tot | Health Care | 0% | 0% | 0% | 0% | 0% | 0% | 0% | 0% | 0% | 0% | 100% | 100%
Floorspace-Based | FCZ09 Tot | Lodging | 0% | 0% | 0% | 0% | 0% | 0% | 0% | 0% | 0% | 0% | 100% | 100%
Floorspace-Based | FCZ09 Tot | Miscellaneous | 0% | 0% | 0% | 0% | 0% | 0% | 0% | 0% | 4.926% | 0.2258% | 94.85% | 100%
Floorspace-Based | FCZ09 Tot | Office, Large | 0% | 0% | 0% | 0% | 0% | 0% | 0% | 0% | 0% | 0% | 100% | 100%
Floorspace-Based | FCZ09 Tot | Office, Small | 0% | 0% | 0% | 0% | 0% | 0% | 0% | 0% | 0% | 0.4147% | 99.59% | 100%
Floorspace-Based | FCZ09 Tot | Refrigerated Warehouse | 0% | 0% | 0% | 0% | 0% | 0% | 0% | 0% | 0% | 0% | 100% | 100%
Floorspace-Based | FCZ09 Tot | Restaurant | 0% | 0% | 0% | 0% | 0% | 0% | 0% | 0% | 0% | 1.041% | 98.96% | 100%
Floorspace-Based | FCZ09 Tot | Retail | 0% | 0% | 0% | 0% | 0% | 0% | 0% | 0% | 0% | 0% | 100% | 100%
Floorspace-Based | FCZ09 Tot | School | 0% | 0% | 0% | 0% | 0% | 0% | 0% | 0% | 0% | 0% | 100% | 100%
Floorspace-Based | FCZ09 Tot | Warehouse | 0% | 0% | 0% | 0% | 0% | 0% | 0% | 0% | 0% | 1.224% | 98.78% | 100%
Floorspace-Based | FCZ09 Tot | All Commercial | 0% | 0% | 0% | 0% | 0% | 0% | 0% | 0% | 1.008% | 0.2936% | 98.7% | 100%
Floorspace-Based | FCZ10 Tot | College | 0% | 0% | 0% | 0% | 0% | 0% | 0% | 0% | 0% | 0% | 100% | 100%
Floorspace-Based | FCZ10 Tot | Food Stores | 0% | 0% | 0% | 0% | 0% | 0% | 0% | 0% | 0% | 0% | 100% | 100%
Floorspace-Based | FCZ10 Tot | Health Care | 0% | 0% | 0% | 0% | 0% | 0% | 0% | 0% | 0% | 0% | 100% | 100%
Floorspace-Based | FCZ10 Tot | Lodging | 0% | 0% | 0% | 0% | 0% | 0% | 0% | 0% | 0% | 0% | 100% | 100%
Floorspace-Based | FCZ10 Tot | Miscellaneous | 0% | 0% | 0% | 0% | 0% | 0% | 0% | 0% | 0.2683% | 0% | 99.73% | 100%
Floorspace-Based | FCZ10 Tot | Office, Large | 0% | 0% | 0% | 0% | 0% | 0% | 0% | 0% | 9.94% | 0% | 90.06% | 100%
Floorspace-Based | FCZ10 Tot | Office, Small | 0% | 0% | 0% | 0% | 0% | 0% | 0% | 0% | 0% | 0% | 100% | 100%
Floorspace-Based | FCZ10 Tot | Refrigerated Warehouse | 0% | 0% | 0% | 0% | 0% | 0% | 0% | 0% | 0% | 0% | 100% | 100%
Floorspace-Based | FCZ10 Tot | Restaurant | 0% | 0% | 0% | 0% | 0% | 0% | 0% | 0% | 0% | 0% | 100% | 100%
Floorspace-Based | FCZ10 Tot | Retail | 0% | 0% | 0% | 0% | 0% | 0% | 0% | 0% | 0% | 0% | 100% | 100%
Floorspace-Based | FCZ10 Tot | School | 0% | 0% | 0% | 0% | 0% | 0% | 0% | 0% | 0% | 0% | 100% | 100%
Floorspace-Based | FCZ10 Tot | Warehouse | 0% | 0% | 0% | 0% | 0% | 0% | 0% | 0% | 1.339% | 0% | 98.66% | 100%
Floorspace-Based | FCZ10 Tot | All Commercial | 0% | 0% | 0% | 0% | 0% | 0% | 0% | 0% | 0.8695% | 0% | 99.13% | 100%
Floorspace-Based | FCZ11 Tot | College | 0% | 0% | 0% | 0% | 0% | 0% | 0% | 0% | 0% | 0% | 100% | 100%
Floorspace-Based | FCZ11 Tot | Food Stores | 0% | 0% | 0% | 0% | 0% | 0% | 0% | 0% | 0% | 0% | 100% | 100%
Floorspace-Based | FCZ11 Tot | Health Care | 0% | 0% | 0% | 0% | 0% | 0% | 0% | 0% | 0% | 0% | 100% | 100%
Floorspace-Based | FCZ11 Tot | Lodging | 0% | 0% | 0% | 0% | 0% | 0% | 0% | 0.108% | 0% | 0% | 99.89% | 100%
Floorspace-Based | FCZ11 Tot | Miscellaneous | 0% | 0% | 0% | 0% | 0% | 0% | 0% | 0% | 0.7961% | 0.2903% | 98.91% | 100%
Floorspace-Based | FCZ11 Tot | Office, Large | 0% | 0% | 0% | 0% | 0% | 0% | 0% | 0% | 0% | 0% | 100% | 100%
Floorspace-Based | FCZ11 Tot | Office, Small | 0% | 0% | 0% | 0% | 0% | 0% | 0% | 0% | 0% | 0% | 100% | 100%
Floorspace-Based | FCZ11 Tot | Refrigerated Warehouse | 0% | 0% | 0% | 0% | 0% | 0% | 0% | 0% | 0% | 0% | 100% | 100%
Floorspace-Based | FCZ11 Tot | Restaurant | 0% | 0% | 0% | 0% | 0% | 0% | 0% | 0% | 0% | 0% | 100% | 100%
Floorspace-Based | FCZ11 Tot | Retail | 0% | 0% | 0% | 0% | 0% | 0% | 0% | 0% | 0% | 0% | 100% | 100%
Floorspace-Based | FCZ11 Tot | School | 0% | 0% | 0% | 0% | 0% | 0% | 0% | 0% | 0% | 0% | 100% | 100%
Floorspace-Based | FCZ11 Tot | Warehouse | 0% | 0% | 0% | 0% | 0% | 0% | 0% | 0% | 0% | 0% | 100% | 100%
Floorspace-Based | FCZ11 Tot | All Commercial | 0% | 0% | 0% | 0% | 0% | 0% | 0% | 0.004368% | 0.1401% | 0.05109% | 99.8% | 100%
Floorspace-Based | FCZ12c Tot | College | 0% | 0% | 0% | 0% | 0% | 0% | 0% | 0% | 0% | 0% | 100% | 100%
Floorspace-Based | FCZ12c Tot | Food Stores | 0% | 0% | 0% | 0% | 0% | 0% | 0% | 0.05253% | 0.2678% | 0.4364% | 99.24% | 100%
Floorspace-Based | FCZ12c Tot | Health Care | 0% | 0% | 0% | 0% | 0% | 0% | 0% | 0% | 0.4498% | 0% | 99.55% | 100%
Floorspace-Based | FCZ12c Tot | Lodging | 0% | 0% | 0% | 0% | 0% | 0% | 0% | 0% | 0% | 0% | 100% | 100%
Floorspace-Based | FCZ12c Tot | Miscellaneous | 0% | 0% | 0% | 0% | 0% | 0.04452% | 0% | 0.09375% | 0.2059% | 0% | 99.66% | 100%
Floorspace-Based | FCZ12c Tot | Office, Large | 0% | 0% | 0% | 0% | 0% | 0% | 0.393% | 0.5607% | 0.6735% | 0% | 98.37% | 100%
Floorspace-Based | FCZ12c Tot | Office, Small | 0% | 0% | 0% | 0% | 0% | 0% | 0% | 1.157% | 1.865% | 0.3514% | 96.63% | 100%
Floorspace-Based | FCZ12c Tot | Refrigerated Warehouse | 0% | 0% | 0% | 0% | 0% | 0% | 0% | 0% | 0% | 0% | 100% | 100%
Floorspace-Based | FCZ12c Tot | Restaurant | 0% | 0% | 0% | 0% | 0% | 0% | 0% | 0% | 0.5421% | 0% | 99.46% | 100%
Floorspace-Based | FCZ12c Tot | Retail | 0% | 0% | 0% | 0% | 0% | 0% | 0% | 0% | 1.062% | 0% | 98.94% | 100%
Floorspace-Based | FCZ12c Tot | School | 0% | 0% | 0% | 0% | 0% | 0% | 0% | 0% | 0.6433% | 0% | 99.36% | 100%
Floorspace-Based | FCZ12c Tot | Warehouse | 0% | 0% | 0% | 0% | 0% | 0% | 0% | 0% | 0% | 0% | 100% | 100%
Floorspace-Based | FCZ12c Tot | All Commercial | 0% | 0% | 0% | 0% | 0% | 0.009577% | 0.07522% | 0.269% | 0.5963% | 0.05435% | 99% | 100%
Floorspace-Based | FCZ12i Tot | College | 0% | 0% | 0% | 0% | 0% | 0% | 0% | 0% | 0% | 0% | 100% | 100%
Floorspace-Based | FCZ12i Tot | Food Stores | 0% | 0% | 0% | 0% | 0% | 0% | 0% | 0% | 0% | 0% | 100% | 100%
Floorspace-Based | FCZ12i Tot | Health Care | 0% | 0% | 0% | 0% | 0% | 0% | 0% | 0.4384% | 0% | 0% | 99.56% | 100%
Floorspace-Based | FCZ12i Tot | Lodging | 0% | 0% | 0% | 0% | 0% | 0% | 0% | 0% | 0% | 0% | 100% | 100%
Floorspace-Based | FCZ12i Tot | Miscellaneous | 0% | 0% | 0% | 0% | 0% | 0.3263% | 0% | 0.4377% | 0.5045% | 0% | 98.73% | 100%
Floorspace-Based | FCZ12i Tot | Office, Large | 0% | 0% | 0% | 0% | 0% | 0% | 0% | 0% | 2.448% | 0% | 97.55% | 100%
Floorspace-Based | FCZ12i Tot | Office, Small | 0% | 0% | 0% | 0% | 0% | 0% | 0% | 0.06964% | 8.654% | 0.9754% | 90.3% | 100%
Floorspace-Based | FCZ12i Tot | Refrigerated Warehouse | 0% | 0% | 0% | 0% | 0% | 0% | 0% | 0% | 0% | 0% | 100% | 100%
Floorspace-Based | FCZ12i Tot | Restaurant | 0% | 0% | 0% | 0% | 0% | 0% | 0% | 0% | 0% | 0% | 100% | 100%
Floorspace-Based | FCZ12i Tot | Retail | 0% | 0% | 0% | 0% | 0% | 0% | 0% | 0% | 0.6168% | 0% | 99.38% | 100%
Floorspace-Based | FCZ12i Tot | School | 0% | 0% | 0% | 0% | 0% | 0% | 0% | 0% | 0% | 0% | 100% | 100%
Floorspace-Based | FCZ12i Tot | Warehouse | 0% | 0% | 0% | 0% | 0% | 0% | 0% | 0% | 4.56% | 0% | 95.44% | 100%
Floorspace-Based | FCZ12i Tot | All Commercial | 0% | 0% | 0% | 0% | 0% | 0.07371% | 0% | 0.1486% | 1.391% | 0.0923% | 98.29% | 100%
Floorspace-Based | FCZ13 Tot | College | 0% | 0% | 0% | 0% | 0% | 0% | 0% | 0% | 0.8153% | 0% | 99.18% | 100%
Floorspace-Based | FCZ13 Tot | Food Stores | 0% | 0% | 0% | 0% | 0% | 0% | 0% | 0% | 0% | 0% | 100% | 100%
Floorspace-Based | FCZ13 Tot | Health Care | 0% | 0% | 0% | 0% | 0% | 0% | 0% | 0% | 1.347% | 0% | 98.65% | 100%
Floorspace-Based | FCZ13 Tot | Lodging | 0% | 0% | 0% | 0% | 0% | 0% | 0% | 0% | 0% | 0% | 100% | 100%
Floorspace-Based | FCZ13 Tot | Miscellaneous | 0% | 0% | 0% | 0% | 0% | 0.1081% | 0% | 4.07% | 2.356% | 0% | 93.47% | 100%
Floorspace-Based | FCZ13 Tot | Office, Large | 0% | 0% | 0% | 0% | 0% | 2.003% | 0% | 0% | 1.667% | 0% | 96.33% | 100%
Floorspace-Based | FCZ13 Tot | Office, Small | 0% | 0% | 0% | 0% | 0% | 0% | 0% | 0% | 2.693% | 0% | 97.31% | 100%
Floorspace-Based | FCZ13 Tot | Refrigerated Warehouse | 0% | 0% | 0% | 0% | 0% | 0% | 0% | 0% | 0% | 0% | 100% | 100%
Floorspace-Based | FCZ13 Tot | Restaurant | 0% | 0% | 0% | 0% | 0% | 0% | 0% | 0% | 0% | 0% | 100% | 100%
Floorspace-Based | FCZ13 Tot | Retail | 0% | 0% | 0% | 0% | 0% | 0% | 0.03264% | 0% | 0.5193% | 0% | 99.45% | 100%
Floorspace-Based | FCZ13 Tot | School | 0% | 0% | 0% | 0% | 0% | 0% | 0% | 0% | 0% | 0% | 100% | 100%
Floorspace-Based | FCZ13 Tot | Warehouse | 0% | 0% | 0% | 0% | 0% | 0% | 0% | 0% | 3.413% | 0% | 96.59% | 100%
Floorspace-Based | FCZ13 Tot | All Commercial | 0% | 0% | 0% | 0% | 0% | 0.3218% | 0.005427% | 0.7828% | 1.485% | 0% | 97.4% | 100%
Floorspace-Based | FCZ16 Tot | College | 0% | 0% | 0% | 0% | 0% | 0% | 0% | 0% | 0% | 0% | 100% | 100%
Floorspace-Based | FCZ16 Tot | Food Stores | 0% | 0% | 0% | 0% | 0% | 0% | 0% | 0% | 0% | 0% | 100% | 100%
Floorspace-Based | FCZ16 Tot | Health Care | 0% | 0% | 0% | 0% | 0% | 0% | 0% | 0% | 0% | 0% | 100% | 100%
Floorspace-Based | FCZ16 Tot | Lodging | 0% | 0% | 0% | 0% | 0% | 0% | 0% | 0% | 0% | 0% | 100% | 100%
Floorspace-Based | FCZ16 Tot | Miscellaneous | 0% | 0% | 0% | 0% | 0% | 0% | 0% | 0% | 0% | 0% | 100% | 100%
Floorspace-Based | FCZ16 Tot | Office, Large | 0% | 0% | 0% | 0% | 0% | 0% | 0% | 0% | 0% | 0% | 100% | 100%
Floorspace-Based | FCZ16 Tot | Office, Small | 0% | 0% | 0% | 0% | 0% | 0% | 0% | 0% | 0% | 0% | 100% | 100%
Floorspace-Based | FCZ16 Tot | Refrigerated Warehouse | 0% | 0% | 0% | 0% | 0% | 0% | 0% | 0% | 0% | 0% | 100% | 100%
Floorspace-Based | FCZ16 Tot | Restaurant | 0% | 0% | 0% | 0% | 0% | 0% | 0% | 0% | 0% | 0% | 100% | 100%
Floorspace-Based | FCZ16 Tot | Retail | 0% | 0% | 0% | 0% | 0% | 0% | 0% | 0% | 0% | 0% | 100% | 100%
Floorspace-Based | FCZ16 Tot | School | 0% | 0% | 0% | 0% | 0% | 0% | 0% | 0% | 0% | 0% | 100% | 100%
Floorspace-Based | FCZ16 Tot | Warehouse | 0% | 0% | 0% | 0% | 0% | 0% | 0% | 0% | 0% | 0% | 100% | 100%
Floorspace-Based | FCZ16 Tot | All Commercial | 0% | 0% | 0% | 0% | 0% | 0% | 0% | 0% | 0% | 0% | 100% | 100%
Floorspace-Based | FCZ17 Tot | College | 0% | 0% | 0% | 0% | 0% | 0% | 0% | 0% | 0% | 0% | 100% | 100%
Floorspace-Based | FCZ17 Tot | Food Stores | 0% | 0% | 0% | 0% | 0% | 0% | 0% | 0% | 0% | 0% | 100% | 100%
Floorspace-Based | FCZ17 Tot | Health Care | 0% | 0% | 0% | 0% | 0% | 0% | 0% | 0% | 0% | 0% | 100% | 100%
Floorspace-Based | FCZ17 Tot | Lodging | 0% | 0% | 0% | 0% | 0% | 0% | 0% | 0% | 0% | 0% | 100% | 100%
Floorspace-Based | FCZ17 Tot | Miscellaneous | 0% | 0% | 0% | 0% | 0% | 0% | 0% | 0% | 0% | 0% | 100% | 100%
Floorspace-Based | FCZ17 Tot | Office, Large | 0% | 0% | 0% | 0% | 0% | 0% | 0% | 0% | 0% | 0% | 100% | 100%
Floorspace-Based | FCZ17 Tot | Office, Small | 0% | 0% | 0% | 0% | 0% | 0% | 0% | 0% | 0% | 0% | 100% | 100%
Floorspace-Based | FCZ17 Tot | Refrigerated Warehouse | 0% | 0% | 0% | 0% | 0% | 0% | 0% | 0% | 0% | 0% | 100% | 100%
Floorspace-Based | FCZ17 Tot | Restaurant | 0% | 0% | 0% | 0% | 0% | 0% | 0% | 0% | 0% | 0% | 100% | 100%
Floorspace-Based | FCZ17 Tot | Retail | 0% | 0% | 0% | 0% | 0% | 0% | 0% | 0% | 0% | 0% | 100% | 100%
Floorspace-Based | FCZ17 Tot | School | 0% | 0% | 0% | 0% | 0% | 0% | 0% | 5.603% | 0% | 0% | 94.4% | 100%
Floorspace-Based | FCZ17 Tot | Warehouse | 0% | 0% | 0% | 0% | 0% | 0% | 0% | 0% | 0% | 0% | 100% | 100%
Floorspace-Based | FCZ17 Tot | All Commercial | 0% | 0% | 0% | 0% | 0% | 0% | 0% | 0.7397% | 0% | 0% | 99.26% | 100%
Floorspace-Based | PG&E | College | 0% | 0% | 0% | 0% | 0% | 0% | 0% | 0% | 0% | 0.1907% | 99.81% | 100%
Floorspace-Based | PG&E | Food Stores | 0% | 0% | 0% | 0% | 0% | 0% | 0.06768% | 0.7738% | 0.3426% | 0.08018% | 98.74% | 100%
Floorspace-Based | PG&E | Health Care | 0% | 0% | 0% | 0% | 0% | 0% | 1.603% | 0% | 1.658% | 0.187% | 96.55% | 100%
Floorspace-Based | PG&E | Lodging | 0% | 0% | 0% | 0% | 0% | 0% | 1.025% | 0.1311% | 1.369% | 0.1333% | 97.34% | 100%
Floorspace-Based | PG&E | Miscellaneous | 0.07649% | 0% | 0.06647% | 0.02542% | 0.05437% | 0% | 0.04054% | 0.332% | 0.7127% | 0.8192% | 97.87% | 100%
Floorspace-Based | PG&E | Office, Large | 0% | 0% | 0% | 0.551% | 0% | 0% | 0% | 0.2664% | 1.727% | 0% | 97.46% | 100%
Floorspace-Based | PG&E | Office, Small | 0% | 0.2489% | 0% | 0% | 0.1916% | 0.2704% | 0.2498% | 0.5395% | 0.9102% | 0.6078% | 96.98% | 100%
Floorspace-Based | PG&E | Refrigerated Warehouse | 0% | 0% | 0% | 0% | 0% | 0% | 0% | 0% | 11.66% | 0% | 88.34% | 100%
Floorspace-Based | PG&E | Restaurant | 0% | 0% | 0% | 0% | 0% | 0.3923% | 0% | 0.0755% | 0.547% | 0.1784% | 98.81% | 100%
Floorspace-Based | PG&E | Retail | 0% | 0% | 0% | 0% | 0% | 0% | 0.01583% | 0.1852% | 0.2008% | 0.1237% | 99.47% | 100%
Floorspace-Based | PG&E | School | 0% | 0% | 0% | 0% | 0% | 0% | 1.152% | 0.1476% | 0.2052% | 0% | 98.5% | 100%
Floorspace-Based | PG&E | Warehouse | 0% | 0% | 0% | 0.06219% | 0% | 0% | 0% | 0% | 0.9899% | 0% | 98.95% | 100%
Floorspace-Based | PG&E | All Commercial | 0.0139% | 0.02479% | 0.01208% | 0.1068% | 0.02897% | 0.03734% | 0.2832% | 0.2255% | 1.114% | 0.2603% | 97.89% | 100%
Floorspace-Based | SCE | College | 0% | 0% | 0% | 0% | 0% | 0% | 0% | 0% | 0% | 0% | 100% | 100%
Floorspace-Based | SCE | Food Stores | 0% | 0% | 0% | 0% | 0% | 0% | 0% | 0% | 0% | 0% | 100% | 100%
Floorspace-Based | SCE | Health Care | 0% | 0% | 0% | 0% | 0% | 0% | 0% | 0% | 0% | 0% | 100% | 100%
Floorspace-Based | SCE | Lodging | 0% | 0% | 0% | 0% | 0% | 0% | 0% | 0.01555% | 0.09018% | 0% | 99.89% | 100%
Floorspace-Based | SCE | Miscellaneous | 0% | 0% | 0% | 0% | 0% | 0% | 0% | 0% | 0.5144% | 0.06402% | 99.42% | 100%
Floorspace-Based | SCE | Office, Large | 0% | 0% | 0% | 0% | 0% | 0% | 1.208% | 0% | 0.6216% | 0% | 98.17% | 100%
Floorspace-Based | SCE | Office, Small | 0% | 0% | 0% | 0% | 0% | 0% | 0% | 0% | 0.243% | 0.01968% | 99.74% | 100%
Floorspace-Based | SCE | Refrigerated Warehouse | 0% | 0% | 0% | 0% | 0% | 0% | 0% | 0% | 0% | 0% | 100% | 100%
Floorspace-Based | SCE | Restaurant | 0% | 0% | 0% | 0% | 0% | 0% | 0% | 0% | 0% | 0.03749% | 99.96% | 100%
Floorspace-Based | SCE | Retail | 0% | 0% | 0% | 0% | 0% | 0% | 0% | 0% | 0% | 0% | 100% | 100%
Floorspace-Based | SCE | School | 0% | 0% | 0% | 0% | 0% | 0% | 0% | 0% | 0% | 0.6573% | 99.34% | 100%
Floorspace-Based | SCE | Warehouse | 0% | 0% | 0% | 0% | 0% | 0% | 0% | 0% | 0.4944% | 0.03724% | 99.47% | 100%
Floorspace-Based | SCE | All Commercial | 0% | 0% | 0% | 0% | 0% | 0% | 0.1289% | 0.0006759% | 0.2719% | 0.08187% | 99.52% | 100%
Floorspace-Based | SDG&E | College | 0% | 0% | 0% | 0% | 0% | 0% | 0% | 0% | 0% | 0% | 100% | 100%
Floorspace-Based | SDG&E | Food Stores | 0% | 0% | 0% | 0% | 0% | 0% | 0% | 0.0359% | 0.183% | 0.2982% | 99.48% | 100%
Floorspace-Based | SDG&E | Health Care | 0% | 0% | 0% | 0% | 0% | 0% | 0% | 0.1907% | 0.2541% | 0% | 99.56% | 100%
Floorspace-Based | SDG&E | Lodging | 0% | 0% | 0% | 0% | 0% | 0% | 0% | 0% | 0% | 0% | 100% | 100%
Floorspace-Based | SDG&E | Miscellaneous | 0% | 0% | 0% | 0% | 0% | 0.1289% | 0% | 0.1968% | 0.2953% | 0% | 99.38% | 100%
Floorspace-Based | SDG&E | Office, Large | 0% | 0% | 0% | 0% | 0% | 0% | 0.3377% | 0.4818% | 0.9233% | 0% | 98.26% | 100%
Floorspace-Based | SDG&E | Office, Small | 0% | 0% | 0% | 0% | 0% | 0% | 0% | 0.8945% | 3.503% | 0.502% | 95.1% | 100%
Floorspace-Based | SDG&E | Refrigerated Warehouse | 0% | 0% | 0% | 0% | 0% | 0% | 0% | 0% | 0% | 0% | 100% | 100%
Floorspace-Based | SDG&E | Restaurant | 0% | 0% | 0% | 0% | 0% | 0% | 0% | 0% | 0.3618% | 0% | 99.64% | 100%
Floorspace-Based | SDG&E | Retail | 0% | 0% | 0% | 0% | 0% | 0% | 0% | 0% | 0.8876% | 0% | 99.11% | 100%
Floorspace-Based | SDG&E | School | 0% | 0% | 0% | 0% | 0% | 0% | 0% | 0% | 0.3455% | 0% | 99.65% | 100%
Floorspace-Based | SDG&E | Warehouse | 0% | 0% | 0% | 0% | 0% | 0% | 0% | 0% | 1.03% | 0% | 98.97% | 100%
Floorspace-Based | SDG&E | All Commercial | 0% | 0% | 0% | 0% | 0% | 0.02813% | 0.05345% | 0.2342% | 0.8262% | 0.06533% | 98.79% | 100%
Floorspace-Based | LADWP | College | 0% | 0% | 0% | 0% | 0% | 0% | 0% | 0% | 0% | 0% | 100% | 100%
Floorspace-Based | LADWP | Food Stores | 0% | 0% | 0% | 0% | 0% | 0% | 0% | 0% | 0% | 0% | 100% | 100%
Floorspace-Based | LADWP | Health Care | 0% | 0% | 0% | 0% | 0% | 0% | 0% | 0% | 0% | 0% | 100% | 100%
Floorspace-Based | LADWP | Lodging | 0% | 0% | 0% | 0% | 0% | 0% | 0% | 0% | 0% | 0% | 100% | 100%
Floorspace-Based | LADWP | Miscellaneous | 0% | 0% | 0% | 0% | 0% | 0% | 0% | 0% | 0% | 0% | 100% | 100%
Floorspace-Based | LADWP | Office, Large | 0% | 0% | 0% | 0% | 0% | 0% | 0% | 0% | 0% | 0% | 100% | 100%
Floorspace-Based | LADWP | Office, Small | 0% | 0% | 0% | 0% | 0% | 0% | 0% | 0% | 0% | 0% | 100% | 100%
Floorspace-Based | LADWP | Refrigerated Warehouse | 0% | 0% | 0% | 0% | 0% | 0% | 0% | 0% | 0% | 0% | 100% | 100%
Floorspace-Based | LADWP | Restaurant | 0% | 0% | 0% | 0% | 0% | 0% | 0% | 0% | 0% | 0% | 100% | 100%
Floorspace-Based | LADWP | Retail | 0% | 0% | 0% | 0% | 0% | 0% | 0% | 0% | 0% | 0% | 100% | 100%
Floorspace-Based | LADWP | School | 0% | 0% | 0% | 0% | 0% | 0% | 0% | 1.509% | 0% | 0% | 98.49% | 100%
Floorspace-Based | LADWP | Warehouse | 0% | 0% | 0% | 0% | 0% | 0% | 0% | 0% | 0% | 0% | 100% | 100%
Floorspace-Based | LADWP | All Commercial | 0% | 0% | 0% | 0% | 0% | 0% | 0% | 0.1645% | 0% | 0% | 99.84% | 100%
Floorspace-Based | SMUD | College | 0% | 0% | 0% | 0% | 0% | 0% | 0% | 0% | 0.8153% | 0% | 99.18% | 100%
Floorspace-Based | SMUD | Food Stores | 0% | 0% | 0% | 0% | 0% | 0% | 0% | 0% | 0% | 0% | 100% | 100%
Floorspace-Based | SMUD | Health Care | 0% | 0% | 0% | 0% | 0% | 0% | 0% | 0% | 1.347% | 0% | 98.65% | 100%
Floorspace-Based | SMUD | Lodging | 0% | 0% | 0% | 0% | 0% | 0% | 0% | 0% | 0% | 0% | 100% | 100%
Floorspace-Based | SMUD | Miscellaneous | 0% | 0% | 0% | 0% | 0% | 0.1081% | 0% | 4.07% | 2.356% | 0% | 93.47% | 100%
Floorspace-Based | SMUD | Office, Large | 0% | 0% | 0% | 0% | 0% | 2.003% | 0% | 0% | 1.667% | 0% | 96.33% | 100%
Floorspace-Based | SMUD | Office, Small | 0% | 0% | 0% | 0% | 0% | 0% | 0% | 0% | 2.693% | 0% | 97.31% | 100%
Floorspace-Based | SMUD | Refrigerated Warehouse | 0% | 0% | 0% | 0% | 0% | 0% | 0% | 0% | 0% | 0% | 100% | 100%
Floorspace-Based | SMUD | Restaurant | 0% | 0% | 0% | 0% | 0% | 0% | 0% | 0% | 0% | 0% | 100% | 100%
Floorspace-Based | SMUD | Retail | 0% | 0% | 0% | 0% | 0% | 0% | 0.03264% | 0% | 0.5193% | 0% | 99.45% | 100%
Floorspace-Based | SMUD | School | 0% | 0% | 0% | 0% | 0% | 0% | 0% | 0% | 0% | 0% | 100% | 100%
Floorspace-Based | SMUD | Warehouse | 0% | 0% | 0% | 0% | 0% | 0% | 0% | 0% | 3.413% | 0% | 96.59% | 100%
Floorspace-Based | SMUD | All Commercial | 0% | 0% | 0% | 0% | 0% | 0.3218% | 0.005427% | 0.7828% | 1.485% | 0% | 97.4% | 100%
Floorspace-Based | FCZ01 | College | 0% | 0% | 0% | 0% | 0% | 0% | 0% | 0% | 0% | 0.5277% | 99.47% | 100%
Floorspace-Based | FCZ01 | Food Stores | 0% | 0% | 0% | 0% | 0% | 0% | 0% | 0% | 0.2108% | 0% | 99.79% | 100%
Floorspace-Based | FCZ01 | Health Care | 0% | 0% | 0% | 0% | 0% | 0% | 3.465% | 0% | 2.406% | 0% | 94.13% | 100%
Floorspace-Based | FCZ01 | Lodging | 0% | 0% | 0% | 0% | 0% | 0% | 0% | 0.1936% | 2.544% | 0% | 97.26% | 100%
Floorspace-Based | FCZ01 | Miscellaneous | 0% | 0% | 0.1692% | 0% | 0.1384% | 0% | 0% | 0% | 0.2489% | 0% | 99.44% | 100%
Floorspace-Based | FCZ01 | Office, Large | 0% | 0% | 0% | 0.6626% | 0% | 0% | 0% | 0% | 2.004% | 0% | 97.33% | 100%
Floorspace-Based | FCZ01 | Office, Small | 0% | 0.6461% | 0% | 0% | 0.4975% | 0.6066% | 0.6486% | 0% | 0.5284% | 0.5129% | 96.56% | 100%
Floorspace-Based | FCZ01 | Refrigerated Warehouse | 0% | 0% | 0% | 0% | 0% | 0% | 0% | 0% | 30.06% | 0% | 69.94% | 100%
Floorspace-Based | FCZ01 | Restaurant | 0% | 0% | 0% | 0% | 0% | 0.7762% | 0% | 0% | 0.4153% | 0% | 98.81% | 100%
Floorspace-Based | FCZ01 | Retail | 0% | 0% | 0% | 0% | 0% | 0% | 0% | 0.1337% | 0.2044% | 0% | 99.66% | 100%
Floorspace-Based | FCZ01 | School | 0% | 0% | 0% | 0% | 0% | 0% | 3.223% | 0.4129% | 0% | 0% | 96.36% | 100%
Floorspace-Based | FCZ01 | Warehouse | 0% | 0% | 0% | 0% | 0% | 0% | 0% | 0% | 0% | 0% | 100% | 100%
Floorspace-Based | FCZ01 | All Commercial | 0% | 0.05343% | 0.02603% | 0.2048% | 0.06244% | 0.07258% | 0.4247% | 0.04555% | 1.441% | 0.05987% | 97.61% | 100%
Floorspace-Based | FCZ02 | College | 0% | 0% | 0% | 0% | 0% | 0% | 0% | 0% | 0% | 0% | 100% | 100%
Floorspace-Based | FCZ02 | Food Stores | 0% | 0% | 0% | 0% | 0% | 0% | 0.6159% | 2.459% | 2.361% | 0.1138% | 94.45% | 100%
Floorspace-Based | FCZ02 | Health Care | 0% | 0% | 0% | 0% | 0% | 0% | 0% | 0% | 0.4589% | 0% | 99.54% | 100%
Floorspace-Based | FCZ02 | Lodging | 0% | 0% | 0% | 0% | 0% | 0% | 0.92% | 0.1991% | 0.9212% | 0% | 97.96% | 100%
Floorspace-Based | FCZ02 | Miscellaneous | 0.7257% | 0% | 0% | 0.2412% | 0% | 0% | 0.3846% | 2.595% | 1.866% | 0.5986% | 93.59% | 100%
Floorspace-Based | FCZ02 | Office, Large | 0% | 0% | 0% | 0% | 0% | 0% | 0% | 0% | 1.807% | 0% | 98.19% | 100%
Floorspace-Based | FCZ02 | Office, Small | 0% | 0% | 0% | 0% | 0% | 0.296% | 0% | 4.347% | 1.845% | 0.7083% | 92.8% | 100%
Floorspace-Based | FCZ02 | Refrigerated Warehouse | 0% | 0% | 0% | 0% | 0% | 0% | 0% | 0% | 0% | 0% | 100% | 100%
Floorspace-Based | FCZ02 | Restaurant | 0% | 0% | 0% | 0% | 0% | 0% | 0% | 0.8707% | 2.314% | 0.513% | 96.3% | 100%
Floorspace-Based | FCZ02 | Retail | 0% | 0% | 0% | 0% | 0% | 0% | 0.1578% | 1.311% | 0.6572% | 0% | 97.87% | 100%
Floorspace-Based | FCZ02 | School | 0% | 0% | 0% | 0% | 0% | 0% | 0% | 0% | 2.505% | 0% | 97.5% | 100%
Floorspace-Based | FCZ02 | Warehouse | 0% | 0% | 0% | 0.9881% | 0% | 0% | 0% | 0% | 2.404% | 0% | 96.61% | 100%
Floorspace-Based | FCZ02 | All Commercial | 0.1406% | 0% | 0% | 0.1192% | 0% | 0.03703% | 0.2961% | 1.342% | 1.427% | 0.2204% | 96.42% | 100%
Floorspace-Based | FCZ03 | College | 0% | 0% | 0% | 0% | 0% | 0% | 0% | 0% | 0% | 0% | 100% | 100%
Floorspace-Based | FCZ03 | Food Stores | 0% | 0% | 0% | 0% | 0% | 0% | 0% | 1.909% | 0% | 0% | 98.09% | 100%
Floorspace-Based | FCZ03 | Health Care | 0% | 0% | 0% | 0% | 0% | 0% | 0% | 0% | 16.95% | 0% | 83.05% | 100%
Floorspace-Based | FCZ03 | Lodging | 0% | 0% | 0% | 0% | 0% | 0% | 28.69% | 0% | 0% | 0% | 71.31% | 100%
Floorspace-Based | FCZ03 | Miscellaneous | 0% | 0% | 0% | 0% | 0% | 0% | 0% | 0% | 0.978% | 0% | 99.02% | 100%
Floorspace-Based | FCZ03 | Office, Large | 0% | 0% | 0% | 0% | 0% | 0% | 0% | 0% | 0% | 0% | 100% | 100%
Floorspace-Based | FCZ03 | Office, Small | 0% | 0% | 0% | 0% | 0% | 0% | 0% | 0% | 8.296% | 0% | 91.7% | 100%
Floorspace-Based | FCZ03 | Refrigerated Warehouse | 0% | 0% | 0% | 0% | 0% | 0% | 0% | 0% | 0% | 0% | 100% | 100%
Floorspace-Based | FCZ03 | Restaurant | 0% | 0% | 0% | 0% | 0% | 0% | 0% | 0% | 2.408% | 0% | 97.59% | 100%
Floorspace-Based | FCZ03 | Retail | 0% | 0% | 0% | 0% | 0% | 0% | 0% | 0% | 1.433% | 1.49% | 97.08% | 100%
Floorspace-Based | FCZ03 | School | 0% | 0% | 0% | 0% | 0% | 0% | 0% | 0% | 0% | 0% | 100% | 100%
Floorspace-Based | FCZ03 | Warehouse | 0% | 0% | 0% | 0% | 0% | 0% | 0% | 0% | 0% | 0% | 100% | 100%
Floorspace-Based | FCZ03 | All Commercial | 0% | 0% | 0% | 0% | 0% | 0% | 1.58% | 0.05249% | 2.221% | 0.182% | 95.96% | 100%
Floorspace-Based | FCZ04 | College | 0% | 0% | 0% | 0% | 0% | 0% | 0% | 0% | 0% | 0% | 100% | 100%
Floorspace-Based | FCZ04 | Food Stores | 0% | 0% | 0% | 0% | 0% | 0% | 0% | 0% | 0% | 0.1544% | 99.85% | 100%
Floorspace-Based | FCZ04 | Health Care | 0% | 0% | 0% | 0% | 0% | 0% | 0% | 0% | 0% | 0% | 100% | 100%
Floorspace-Based | FCZ04 | Lodging | 0% | 0% | 0% | 0% | 0% | 0% | 0% | 0% | 1.289% | 0% | 98.71% | 100%
Floorspace-Based | FCZ04 | Miscellaneous | 0% | 0% | 0% | 0% | 0% | 0% | 0% | 0% | 0% | 0.1946% | 99.81% | 100%
Floorspace-Based | FCZ04 | Office, Large | 0% | 0% | 0% | 0% | 0% | 0% | 0% | 4.419% | 0% | 0% | 95.58% | 100%
Floorspace-Based | FCZ04 | Office, Small | 0% | 0% | 0% | 0% | 0% | 0% | 0% | 0% | 0.5609% | 0% | 99.44% | 100%
Floorspace-Based | FCZ04 | Refrigerated Warehouse | 0% | 0% | 0% | 0% | 0% | 0% | 0% | 0% | 0% | 0% | 100% | 100%
Floorspace-Based | FCZ04 | Restaurant | 0% | 0% | 0% | 0% | 0% | 0% | 0% | 0% | 0.4744% | 0% | 99.53% | 100%
Floorspace-Based | FCZ04 | Retail | 0% | 0% | 0% | 0% | 0% | 0% | 0% | 0% | 0% | 0.3801% | 99.62% | 100%
Floorspace-Based | FCZ04 | School | 0% | 0% | 0% | 0% | 0% | 0% | 0% | 0% | 0% | 0% | 100% | 100%
Floorspace-Based | FCZ04 | Warehouse | 0% | 0% | 0% | 0% | 0% | 0% | 0% | 0% | 0.2549% | 0% | 99.75% | 100%
Floorspace-Based | FCZ04 | All Commercial | 0% | 0% | 0% | 0% | 0% | 0% | 0% | 0.2675% | 0.166% | 0.0914% | 99.48% | 100%
Floorspace-Based | FCZ05 | College | 0% | 0% | 0% | 0% | 0% | 0% | 0% | 0% | 0% | 0% | 100% | 100%
Floorspace-Based | FCZ05 | Food Stores | 0% | 0% | 0% | 0% | 0% | 0% | 0% | 0.457% | 0% | 0% | 99.54% | 100%
Floorspace-Based | FCZ05 | Health Care | 0% | 0% | 0% | 0% | 0% | 0% | 0% | 0% | 0% | 1.15% | 98.85% | 100%
Floorspace-Based | FCZ05 | Lodging | 0% | 0% | 0% | 0% | 0% | 0% | 0.3565% | 0% | 0% | 1.812% | 97.83% | 100%
Floorspace-Based | FCZ05 | Miscellaneous | 0% | 0% | 0% | 0% | 0% | 0% | 0% | 0.33% | 1.056% | 4.052% | 94.56% | 100%
Floorspace-Based | FCZ05 | Office, Large | 0% | 0% | 0% | 0% | 0% | 0% | 0% | 0% | 0% | 0% | 100% | 100%
Floorspace-Based | FCZ05 | Office, Small | 0% | 0% | 0% | 0% | 0% | 0% | 0% | 0% | 0% | 1.797% | 98.2% | 100%
Floorspace-Based | FCZ05 | Refrigerated Warehouse | 0% | 0% | 0% | 0% | 0% | 0% | 0% | 0% | 8.063% | 0% | 91.94% | 100%
Floorspace-Based | FCZ05 | Restaurant | 0% | 0% | 0% | 0% | 0% | 0% | 0% | 0% | 0% | 0% | 100% | 100%
Floorspace-Based | FCZ05 | Retail | 0% | 0% | 0% | 0% | 0% | 0% | 0% | 0% | 0% | 0% | 100% | 100%
Floorspace-Based | FCZ05 | School | 0% | 0% | 0% | 0% | 0% | 0% | 0% | 0% | 0% | 0% | 100% | 100%
Floorspace-Based | FCZ05 | Warehouse | 0% | 0% | 0% | 0% | 0% | 0% | 0% | 0% | 4.513% | 0% | 95.49% | 100%
Floorspace-Based | FCZ05 | All Commercial | 0% | 0% | 0% | 0% | 0% | 0% | 0.01346% | 0.09159% | 1.054% | 1.28% | 97.56% | 100%
Floorspace-Based | FCZ06 | College | 0% | 0% | 0% | 0% | 0% | 0% | 0% | 0% | 0% | 0% | 100% | 100%
Floorspace-Based | FCZ06 | Food Stores | 0% | 0% | 0% | 0% | 0% | 0% | 0% | 3.638% | 0% | 0.3863% | 95.98% | 100%
Floorspace-Based | FCZ06 | Health Care | 0% | 0% | 0% | 0% | 0% | 0% | 0% | 0% | 0% | 0% | 100% | 100%
Floorspace-Based | FCZ06 | Lodging | 0% | 0% | 0% | 0% | 0% | 0% | 0% | 0% | 0% | 0% | 100% | 100%
Floorspace-Based | FCZ06 | Miscellaneous | 0% | 0% | 0% | 0% | 0% | 0% | 0% | 0% | 2.275% | 0% | 97.73% | 100%
Floorspace-Based | FCZ06 | Office, Large | 0% | 0% | 0% | 0% | 0% | 0% | 0% | 0% | 0% | 0% | 100% | 100%
Floorspace-Based | FCZ06 | Office, Small | 0% | 0% | 0% | 0% | 0% | 0% | 0% | 0% | 0.7066% | 0.1321% | 99.16% | 100%
Floorspace-Based | FCZ06 | Refrigerated Warehouse | 0% | 0% | 0% | 0% | 0% | 0% | 0% | 0% | 0% | 0% | 100% | 100%
Floorspace-Based | FCZ06 | Restaurant | 0% | 0% | 0% | 0% | 0% | 0% | 0% | 0% | 0% | 1.358% | 98.64% | 100%
Floorspace-Based | FCZ06 | Retail | 0% | 0% | 0% | 0% | 0% | 0% | 0% | 0% | 0% | 0% | 100% | 100%
Floorspace-Based | FCZ06 | School | 0% | 0% | 0% | 0% | 0% | 0% | 0% | 0% | 0% | 0% | 100% | 100%
Floorspace-Based | FCZ06 | Warehouse | 0% | 0% | 0% | 0% | 0% | 0% | 0% | 0% | 0.8161% | 0% | 99.18% | 100%
Floorspace-Based | FCZ06 | All Commercial | 0% | 0% | 0% | 0% | 0% | 0% | 0% | 0.1235% | 0.5436% | 0.07349% | 99.26% | 100%
Floorspace-Based | FCZ07 | College | 0% | 0% | 0% | 0% | 0% | 0% | 0% | 0% | 0% | 0% | 100% | 100%
Floorspace-Based | FCZ07 | Food Stores | 0% | 0% | 0% | 0% | 0% | 0% | 0% | 0% | 0% | 0% | 100% | 100%
Floorspace-Based | FCZ07 | Health Care | 0% | 0% | 0% | 0% | 0% | 0% | 0% | 0% | 0% | 0% | 100% | 100%
Floorspace-Based | FCZ07 | Lodging | 0% | 0% | 0% | 0% | 0% | 0% | 0% | 0% | 0% | 0% | 100% | 100%
Floorspace-Based | FCZ07 | Miscellaneous | 0% | 0% | 0% | 0% | 0% | 0% | 0% | 0% | 0% | 0% | 100% | 100%
Floorspace-Based | FCZ07 | Office, Large | 0% | 0% | 0% | 0% | 0% | 0% | 1.516% | 0% | 0% | 0% | 98.48% | 100%
Floorspace-Based | FCZ07 | Office, Small | 0% | 0% | 0% | 0% | 0% | 0% | 0% | 0% | 0.3882% | 0% | 99.61% | 100%
Floorspace-Based | FCZ07 | Refrigerated Warehouse | 0% | 0% | 0% | 0% | 0% | 0% | 0% | 0% | 0% | 0% | 100% | 100%
Floorspace-Based | FCZ07 | Restaurant | 0% | 0% | 0% | 0% | 0% | 0% | 0% | 0% | 0% | 0% | 100% | 100%
Floorspace-Based | FCZ07 | Retail | 0% | 0% | 0% | 0% | 0% | 0% | 0% | 0% | 0% | 0% | 100% | 100%
Floorspace-Based | FCZ07 | School | 0% | 0% | 0% | 0% | 0% | 0% | 0% | 0% | 0% | 1.206% | 98.79% | 100%
Floorspace-Based | FCZ07 | Warehouse | 0% | 0% | 0% | 0% | 0% | 0% | 0% | 0% | 0.14% | 0% | 99.86% | 100%
Floorspace-Based | FCZ07 | All Commercial | 0% | 0% | 0% | 0% | 0% | 0% | 0.2216% | 0% | 0.05858% | 0.1061% | 99.61% | 100%
Floorspace-Based | FCZ08 | College | 0% | 0% | 0% | 0% | 0% | 0% | 0% | 0% | 0% | 0% | 100% | 100%
Floorspace-Based | FCZ08 | Food Stores | 0% | 0% | 0% | 0% | 0% | 0% | 0% | 0% | 0% | 0% | 100% | 100%
Floorspace-Based | FCZ08 | Health Care | 0% | 0% | 0% | 0% | 0% | 0% | 0% | 0% | 0% | 0% | 100% | 100%
Floorspace-Based | FCZ08 | Lodging | 0% | 0% | 0% | 0% | 0% | 0% | 0% | 0% | 1.002% | 0% | 99% | 100%
Floorspace-Based | FCZ08 | Miscellaneous | 0% | 0% | 0% | 0% | 0% | 0% | 0% | 0% | 0.7551% | 0% | 99.24% | 100%
Floorspace-Based | FCZ08 | Office, Large | 0% | 0% | 0% | 0% | 0% | 0% | 0% | 0% | 0% | 0% | 100% | 100%
Floorspace-Based | FCZ08 | Office, Small | 0% | 0% | 0% | 0% | 0% | 0% | 0% | 0% | 0% | 0% | 100% | 100%
Floorspace-Based | FCZ08 | Refrigerated Warehouse | 0% | 0% | 0% | 0% | 0% | 0% | 0% | 0% | 0% | 0% | 100% | 100%
Floorspace-Based | FCZ08 | Restaurant | 0% | 0% | 0% | 0% | 0% | 0% | 0% | 0% | 0% | 0% | 100% | 100%
Floorspace-Based | FCZ08 | Retail | 0% | 0% | 0% | 0% | 0% | 0% | 0% | 0% | 0% | 0% | 100% | 100%
Floorspace-Based | FCZ08 | School | 0% | 0% | 0% | 0% | 0% | 0% | 0% | 0% | 0% | 0% | 100% | 100%
Floorspace-Based | FCZ08 | Warehouse | 0% | 0% | 0% | 0% | 0% | 0% | 0% | 0% | 0% | 0% | 100% | 100%
Floorspace-Based | FCZ08 | All Commercial | 0% | 0% | 0% | 0% | 0% | 0% | 0% | 0% | 0.153% | 0% | 99.85% | 100%
Floorspace-Based | FCZ09 | College | 0% | 0% | 0% | 0% | 0% | 0% | 0% | 0% | 0% | 0% | 100% | 100%
Floorspace-Based | FCZ09 | Food Stores | 0% | 0% | 0% | 0% | 0% | 0% | 0% | 0% | 0% | 0% | 100% | 100%
Floorspace-Based | FCZ09 | Health Care | 0% | 0% | 0% | 0% | 0% | 0% | 0% | 0% | 0% | 0% | 100% | 100%
Floorspace-Based | FCZ09 | Lodging | 0% | 0% | 0% | 0% | 0% | 0% | 0% | 0% | 0% | 0% | 100% | 100%
Floorspace-Based | FCZ09 | Miscellaneous | 0% | 0% | 0% | 0% | 0% | 0% | 0% | 0% | 4.926% | 0.2258% | 94.85% | 100%
Floorspace-Based | FCZ09 | Office, Large | 0% | 0% | 0% | 0% | 0% | 0% | 0% | 0% | 0% | 0% | 100% | 100%
Floorspace-Based | FCZ09 | Office, Small | 0% | 0% | 0% | 0% | 0% | 0% | 0% | 0% | 0% | 0.4147% | 99.59% | 100%
Floorspace-Based | FCZ09 | Refrigerated Warehouse | 0% | 0% | 0% | 0% | 0% | 0% | 0% | 0% | 0% | 0% | 100% | 100%
Floorspace-Based | FCZ09 | Restaurant | 0% | 0% | 0% | 0% | 0% | 0% | 0% | 0% | 0% | 1.041% | 98.96% | 100%
Floorspace-Based | FCZ09 | Retail | 0% | 0% | 0% | 0% | 0% | 0% | 0% | 0% | 0% | 0% | 100% | 100%
Floorspace-Based | FCZ09 | School | 0% | 0% | 0% | 0% | 0% | 0% | 0% | 0% | 0% | 0% | 100% | 100%
Floorspace-Based | FCZ09 | Warehouse | 0% | 0% | 0% | 0% | 0% | 0% | 0% | 0% | 0% | 1.224% | 98.78% | 100%
Floorspace-Based | FCZ09 | All Commercial | 0% | 0% | 0% | 0% | 0% | 0% | 0% | 0% | 1.008% | 0.2936% | 98.7% | 100%
Floorspace-Based | FCZ10 | College | 0% | 0% | 0% | 0% | 0% | 0% | 0% | 0% | 0% | 0% | 100% | 100%
Floorspace-Based | FCZ10 | Food Stores | 0% | 0% | 0% | 0% | 0% | 0% | 0% | 0% | 0% | 0% | 100% | 100%
Floorspace-Based | FCZ10 | Health Care | 0% | 0% | 0% | 0% | 0% | 0% | 0% | 0% | 0% | 0% | 100% | 100%
Floorspace-Based | FCZ10 | Lodging | 0% | 0% | 0% | 0% | 0% | 0% | 0% | 0% | 0% | 0% | 100% | 100%
Floorspace-Based | FCZ10 | Miscellaneous | 0% | 0% | 0% | 0% | 0% | 0% | 0% | 0% | 0.2683% | 0% | 99.73% | 100%
Floorspace-Based | FCZ10 | Office, Large | 0% | 0% | 0% | 0% | 0% | 0% | 0% | 0% | 9.94% | 0% | 90.06% | 100%
Floorspace-Based | FCZ10 | Office, Small | 0% | 0% | 0% | 0% | 0% | 0% | 0% | 0% | 0% | 0% | 100% | 100%
Floorspace-Based | FCZ10 | Refrigerated Warehouse | 0% | 0% | 0% | 0% | 0% | 0% | 0% | 0% | 0% | 0% | 100% | 100%
Floorspace-Based | FCZ10 | Restaurant | 0% | 0% | 0% | 0% | 0% | 0% | 0% | 0% | 0% | 0% | 100% | 100%
Floorspace-Based | FCZ10 | Retail | 0% | 0% | 0% | 0% | 0% | 0% | 0% | 0% | 0% | 0% | 100% | 100%
Floorspace-Based | FCZ10 | School | 0% | 0% | 0% | 0% | 0% | 0% | 0% | 0% | 0% | 0% | 100% | 100%
Floorspace-Based | FCZ10 | Warehouse | 0% | 0% | 0% | 0% | 0% | 0% | 0% | 0% | 1.339% | 0% | 98.66% | 100%
Floorspace-Based | FCZ10 | All Commercial | 0% | 0% | 0% | 0% | 0% | 0% | 0% | 0% | 0.88% | 0% | 99.12% | 100%
Floorspace-Based | FCZ11 | College | 0% | 0% | 0% | 0% | 0% | 0% | 0% | 0% | 0% | 0% | 100% | 100%
Floorspace-Based | FCZ11 | Food Stores | 0% | 0% | 0% | 0% | 0% | 0% | 0% | 0% | 0% | 0% | 100% | 100%
Floorspace-Based | FCZ11 | Health Care | 0% | 0% | 0% | 0% | 0% | 0% | 0% | 0% | 0% | 0% | 100% | 100%
Floorspace-Based | FCZ11 | Lodging | 0% | 0% | 0% | 0% | 0% | 0% | 0% | 0.108% | 0% | 0% | 99.89% | 100%
Floorspace-Based | FCZ11 | Miscellaneous | 0% | 0% | 0% | 0% | 0% | 0% | 0% | 0% | 0.7961% | 0.2903% | 98.91% | 100%
Floorspace-Based | FCZ11 | Office, Large | 0% | 0% | 0% | 0% | 0% | 0% | 0% | 0% | 0% | 0% | 100% | 100%
Floorspace-Based | FCZ11 | Office, Small | 0% | 0% | 0% | 0% | 0% | 0% | 0% | 0% | 0% | 0% | 100% | 100%
Floorspace-Based | FCZ11 | Refrigerated Warehouse | 0% | 0% | 0% | 0% | 0% | 0% | 0% | 0% | 0% | 0% | 100% | 100%
Floorspace-Based | FCZ11 | Restaurant | 0% | 0% | 0% | 0% | 0% | 0% | 0% | 0% | 0% | 0% | 100% | 100%
Floorspace-Based | FCZ11 | Retail | 0% | 0% | 0% | 0% | 0% | 0% | 0% | 0% | 0% | 0% | 100% | 100%
Floorspace-Based | FCZ11 | School | 0% | 0% | 0% | 0% | 0% | 0% | 0% | 0% | 0% | 0% | 100% | 100%
Floorspace-Based | FCZ11 | Warehouse | 0% | 0% | 0% | 0% | 0% | 0% | 0% | 0% | 0% | 0% | 100% | 100%
Floorspace-Based | FCZ11 | All Commercial | 0% | 0% | 0% | 0% | 0% | 0% | 0% | 0.005656% | 0.1749% | 0.06378% | 99.76% | 100%
Floorspace-Based | FCZ12c | College | 0% | 0% | 0% | 0% | 0% | 0% | 0% | 0% | 0% | 0% | 100% | 100%
Floorspace-Based | FCZ12c | Food Stores | 0% | 0% | 0% | 0% | 0% | 0% | 0% | 0.05253% | 0.2678% | 0.4364% | 99.24% | 100%
Floorspace-Based | FCZ12c | Health Care | 0% | 0% | 0% | 0% | 0% | 0% | 0% | 0% | 0.4498% | 0% | 99.55% | 100%
Floorspace-Based | FCZ12c | Lodging | 0% | 0% | 0% | 0% | 0% | 0% | 0% | 0% | 0% | 0% | 100% | 100%
Floorspace-Based | FCZ12c | Miscellaneous | 0% | 0% | 0% | 0% | 0% | 0.04452% | 0% | 0.09375% | 0.2059% | 0% | 99.66% | 100%
Floorspace-Based | FCZ12c | Office, Large | 0% | 0% | 0% | 0% | 0% | 0% | 0.393% | 0.5607% | 0.6735% | 0% | 98.37% | 100%
Floorspace-Based | FCZ12c | Office, Small | 0% | 0% | 0% | 0% | 0% | 0% | 0% | 1.157% | 1.865% | 0.3514% | 96.63% | 100%
Floorspace-Based | FCZ12c | Refrigerated Warehouse | 0% | 0% | 0% | 0% | 0% | 0% | 0% | 0% | 0% | 0% | 100% | 100%
Floorspace-Based | FCZ12c | Restaurant | 0% | 0% | 0% | 0% | 0% | 0% | 0% | 0% | 0.5421% | 0% | 99.46% | 100%
Floorspace-Based | FCZ12c | Retail | 0% | 0% | 0% | 0% | 0% | 0% | 0% | 0% | 1.062% | 0% | 98.94% | 100%
Floorspace-Based | FCZ12c | School | 0% | 0% | 0% | 0% | 0% | 0% | 0% | 0% | 0.6433% | 0% | 99.36% | 100%
Floorspace-Based | FCZ12c | Warehouse | 0% | 0% | 0% | 0% | 0% | 0% | 0% | 0% | 0% | 0% | 100% | 100%
Floorspace-Based | FCZ12c | All Commercial | 0% | 0% | 0% | 0% | 0% | 0.009577% | 0.07522% | 0.269% | 0.5963% | 0.05435% | 99% | 100%
Floorspace-Based | FCZ12i | College | 0% | 0% | 0% | 0% | 0% | 0% | 0% | 0% | 0% | 0% | 100% | 100%
Floorspace-Based | FCZ12i | Food Stores | 0% | 0% | 0% | 0% | 0% | 0% | 0% | 0% | 0% | 0% | 100% | 100%
Floorspace-Based | FCZ12i | Health Care | 0% | 0% | 0% | 0% | 0% | 0% | 0% | 0.4384% | 0% | 0% | 99.56% | 100%
Floorspace-Based | FCZ12i | Lodging | 0% | 0% | 0% | 0% | 0% | 0% | 0% | 0% | 0% | 0% | 100% | 100%
Floorspace-Based | FCZ12i | Miscellaneous | 0% | 0% | 0% | 0% | 0% | 0.3263% | 0% | 0.4377% | 0.5045% | 0% | 98.73% | 100%
Floorspace-Based | FCZ12i | Office, Large | 0% | 0% | 0% | 0% | 0% | 0% | 0% | 0% | 2.448% | 0% | 97.55% | 100%
Floorspace-Based | FCZ12i | Office, Small | 0% | 0% | 0% | 0% | 0% | 0% | 0% | 0.06964% | 8.654% | 0.9754% | 90.3% | 100%
Floorspace-Based | FCZ12i | Refrigerated Warehouse | 0% | 0% | 0% | 0% | 0% | 0% | 0% | 0% | 0% | 0% | 100% | 100%
Floorspace-Based | FCZ12i | Restaurant | 0% | 0% | 0% | 0% | 0% | 0% | 0% | 0% | 0% | 0% | 100% | 100%
Floorspace-Based | FCZ12i | Retail | 0% | 0% | 0% | 0% | 0% | 0% | 0% | 0% | 0.6168% | 0% | 99.38% | 100%
Floorspace-Based | FCZ12i | School | 0% | 0% | 0% | 0% | 0% | 0% | 0% | 0% | 0% | 0% | 100% | 100%
Floorspace-Based | FCZ12i | Warehouse | 0% | 0% | 0% | 0% | 0% | 0% | 0% | 0% | 4.56% | 0% | 95.44% | 100%
Floorspace-Based | FCZ12i | All Commercial | 0% | 0% | 0% | 0% | 0% | 0.07371% | 0% | 0.1486% | 1.391% | 0.0923% | 98.29% | 100%
Floorspace-Based | FCZ13 | College | 0% | 0% | 0% | 0% | 0% | 0% | 0% | 0% | 0.8153% | 0% | 99.18% | 100%
Floorspace-Based | FCZ13 | Food Stores | 0% | 0% | 0% | 0% | 0% | 0% | 0% | 0% | 0% | 0% | 100% | 100%
Floorspace-Based | FCZ13 | Health Care | 0% | 0% | 0% | 0% | 0% | 0% | 0% | 0% | 1.347% | 0% | 98.65% | 100%
Floorspace-Based | FCZ13 | Lodging | 0% | 0% | 0% | 0% | 0% | 0% | 0% | 0% | 0% | 0% | 100% | 100%
Floorspace-Based | FCZ13 | Miscellaneous | 0% | 0% | 0% | 0% | 0% | 0.1081% | 0% | 4.07% | 2.356% | 0% | 93.47% | 100%
Floorspace-Based | FCZ13 | Office, Large | 0% | 0% | 0% | 0% | 0% | 2.003% | 0% | 0% | 1.667% | 0% | 96.33% | 100%
Floorspace-Based | FCZ13 | Office, Small | 0% | 0% | 0% | 0% | 0% | 0% | 0% | 0% | 2.693% | 0% | 97.31% | 100%
Floorspace-Based | FCZ13 | Refrigerated Warehouse | 0% | 0% | 0% | 0% | 0% | 0% | 0% | 0% | 0% | 0% | 100% | 100%
Floorspace-Based | FCZ13 | Restaurant | 0% | 0% | 0% | 0% | 0% | 0% | 0% | 0% | 0% | 0% | 100% | 100%
Floorspace-Based | FCZ13 | Retail | 0% | 0% | 0% | 0% | 0% | 0% | 0.03264% | 0% | 0.5193% | 0% | 99.45% | 100%
Floorspace-Based | FCZ13 | School | 0% | 0% | 0% | 0% | 0% | 0% | 0% | 0% | 0% | 0% | 100% | 100%
Floorspace-Based | FCZ13 | Warehouse | 0% | 0% | 0% | 0% | 0% | 0% | 0% | 0% | 3.413% | 0% | 96.59% | 100%
Floorspace-Based | FCZ13 | All Commercial | 0% | 0% | 0% | 0% | 0% | 0.3218% | 0.005427% | 0.7828% | 1.485% | 0% | 97.4% | 100%
Floorspace-Based | FCZ16 | College | 0% | 0% | 0% | 0% | 0% | 0% | 0% | 0% | 0% | 0% | 100% | 100%
Floorspace-Based | FCZ16 | Food Stores | 0% | 0% | 0% | 0% | 0% | 0% | 0% | 0% | 0% | 0% | 100% | 100%
Floorspace-Based | FCZ16 | Health Care | 0% | 0% | 0% | 0% | 0% | 0% | 0% | 0% | 0% | 0% | 100% | 100%
Floorspace-Based | FCZ16 | Lodging | 0% | 0% | 0% | 0% | 0% | 0% | 0% | 0% | 0% | 0% | 100% | 100%
Floorspace-Based | FCZ16 | Miscellaneous | 0% | 0% | 0% | 0% | 0% | 0% | 0% | 0% | 0% | 0% | 100% | 100%
Floorspace-Based | FCZ16 | Office, Large | 0% | 0% | 0% | 0% | 0% | 0% | 0% | 0% | 0% | 0% | 100% | 100%
Floorspace-Based | FCZ16 | Office, Small | 0% | 0% | 0% | 0% | 0% | 0% | 0% | 0% | 0% | 0% | 100% | 100%
Floorspace-Based | FCZ16 | Refrigerated Warehouse | 0% | 0% | 0% | 0% | 0% | 0% | 0% | 0% | 0% | 0% | 100% | 100%
Floorspace-Based | FCZ16 | Restaurant | 0% | 0% | 0% | 0% | 0% | 0% | 0% | 0% | 0% | 0% | 100% | 100%
Floorspace-Based | FCZ16 | Retail | 0% | 0% | 0% | 0% | 0% | 0% | 0% | 0% | 0% | 0% | 100% | 100%
Floorspace-Based | FCZ16 | School | 0% | 0% | 0% | 0% | 0% | 0% | 0% | 0% | 0% | 0% | 100% | 100%
Floorspace-Based | FCZ16 | Warehouse | 0% | 0% | 0% | 0% | 0% | 0% | 0% | 0% | 0% | 0% | 100% | 100%
Floorspace-Based | FCZ16 | All Commercial | 0% | 0% | 0% | 0% | 0% | 0% | 0% | 0% | 0% | 0% | 100% | 100%
Floorspace-Based | FCZ17 | College | 0% | 0% | 0% | 0% | 0% | 0% | 0% | 0% | 0% | 0% | 100% | 100%
Floorspace-Based | FCZ17 | Food Stores | 0% | 0% | 0% | 0% | 0% | 0% | 0% | 0% | 0% | 0% | 100% | 100%
Floorspace-Based | FCZ17 | Health Care | 0% | 0% | 0% | 0% | 0% | 0% | 0% | 0% | 0% | 0% | 100% | 100%
Floorspace-Based | FCZ17 | Lodging | 0% | 0% | 0% | 0% | 0% | 0% | 0% | 0% | 0% | 0% | 100% | 100%
Floorspace-Based | FCZ17 | Miscellaneous | 0% | 0% | 0% | 0% | 0% | 0% | 0% | 0% | 0% | 0% | 100% | 100%
Floorspace-Based | FCZ17 | Office, Large | 0% | 0% | 0% | 0% | 0% | 0% | 0% | 0% | 0% | 0% | 100% | 100%
Floorspace-Based | FCZ17 | Office, Small | 0% | 0% | 0% | 0% | 0% | 0% | 0% | 0% | 0% | 0% | 100% | 100%
Floorspace-Based | FCZ17 | Refrigerated Warehouse | 0% | 0% | 0% | 0% | 0% | 0% | 0% | 0% | 0% | 0% | 100% | 100%
Floorspace-Based | FCZ17 | Restaurant | 0% | 0% | 0% | 0% | 0% | 0% | 0% | 0% | 0% | 0% | 100% | 100%
Floorspace-Based | FCZ17 | Retail | 0% | 0% | 0% | 0% | 0% | 0% | 0% | 0% | 0% | 0% | 100% | 100%
Floorspace-Based | FCZ17 | School | 0% | 0% | 0% | 0% | 0% | 0% | 0% | 5.603% | 0% | 0% | 94.4% | 100%
Floorspace-Based | FCZ17 | Warehouse | 0% | 0% | 0% | 0% | 0% | 0% | 0% | 0% | 0% | 0% | 100% | 100%
Floorspace-Based | FCZ17 | All Commercial | 0% | 0% | 0% | 0% | 0% | 0% | 0% | 0.7397% | 0% | 0% | 99.26% | 100%
Sites-Based | Statewide | College | 0% | 0% | 0% | 0% | 0% | 0% | 0% | 0% | 0.1715% | 0.05861% | 99.77% | 100% | ↓ % of number of Comm. sites
Sites-Based | Statewide | Food Stores | 0% | 0% | 0% | 0% | 0% | 0% | 0.05378% | 0.1122% | 0.1461% | 0.1185% | 99.57% | 100%
Sites-Based | Statewide | Health Care | 0% | 0% | 0% | 0% | 0% | 0% | 0.05618% | 0.1064% | 0.8058% | 0.03741% | 98.99% | 100%
Sites-Based | Statewide | Lodging | 0% | 0% | 0% | 0% | 0% | 0% | 0.5668% | 0.2925% | 0.8537% | 0.1273% | 98.16% | 100%
Sites-Based | Statewide | Miscellaneous | 0.008588% | 0% | 0.04229% | 0.03769% | 0.05057% | 0.0276% | 0.007971% | 0.1757% | 0.5251% | 0.2221% | 98.9% | 100%
Sites-Based | Statewide | Office, Large | 0% | 0% | 0% | 0.1177% | 0% | 0.262% | 0.425% | 0.2025% | 1.065% | 0% | 97.93% | 100%
Sites-Based | Statewide | Office, Small | 0% | 0.09263% | 0% | 0% | 0.0127% | 0.1022% | 0.02% | 0.3164% | 0.5835% | 0.2058% | 98.67% | 100%
Sites-Based | Statewide | Refrigerated Warehouse | 0% | 0% | 0% | 0% | 0% | 0% | 0% | 0% | 0.7743% | 0% | 99.23% | 100%
Sites-Based | Statewide | Restaurant | 0% | 0% | 0% | 0% | 0% | 0.02162% | 0% | 0.01627% | 0.1526% | 0.1275% | 99.68% | 100%
Sites-Based | Statewide | Retail | 0% | 0% | 0% | 0% | 0% | 0% | 0.0227% | 0.0247% | 0.1477% | 0.01774% | 99.79% | 100%
Sites-Based | Statewide | School | 0% | 0% | 0% | 0% | 0% | 0% | 0.2782% | 0.2296% | 0.4265% | 0.1576% | 98.91% | 100%
Sites-Based | Statewide | Warehouse | 0% | 0% | 0% | 0.02466% | 0% | 0% | 0% | 0% | 0.7609% | 0.1315% | 99.08% | 100%
Sites-Based | Statewide | All Commercial | 0.00159% | 0.02468% | 0.00783% | 0.01005% | 0.01275% | 0.03893% | 0.03616% | 0.1448% | 0.4125% | 0.1355% | 99.18% | 100%
Sites-Based | PG&E Tot | College | 0% | 0% | 0% | 0% | 0% | 0% | 0% | 0% | 0% | 0.1727% | 99.83% | 100%
Sites-Based | PG&E Tot | Food Stores | 0% | 0% | 0% | 0% | 0% | 0% | 0.142% | 0.2399% | 0.2521% | 0.265% | 99.1% | 100%
Sites-Based | PG&E Tot | Health Care | 0% | 0% | 0% | 0% | 0% | 0% | 0.1567% | 0% | 1.622% | 0.1043% | 98.12% | 100%
Sites-Based | PG&E Tot | Lodging | 0% | 0% | 0% | 0% | 0% | 0% | 1.246% | 0.4489% | 1.584% | 0.2798% | 96.44% | 100%
Sites-Based | PG&E Tot | Miscellaneous | 0.02017% | 0% | 0.09932% | 0.08852% | 0.1188% | 0% | 0.01872% | 0.297% | 0.8243% | 0.4688% | 98.06% | 100%
Sites-Based | PG&E Tot | Office, Large | 0% | 0% | 0% | 0.314% | 0% | 0% | 0% | 0.3339% | 1.305% | 0% | 98.05% | 100%
Sites-Based | PG&E Tot | Office, Small | 0% | 0.253% | 0% | 0% | 0.03469% | 0.279% | 0.05462% | 0.6822% | 0.6277% | 0.4363% | 97.63% | 100%
Sites-Based | PG&E Tot | Refrigerated Warehouse | 0% | 0% | 0% | 0% | 0% | 0% | 0% | 0% | 2.664% | 0% | 97.34% | 100%
Sites-Based | PG&E Tot | Restaurant | 0% | 0% | 0% | 0% | 0% | 0.06526% | 0% | 0.04911% | 0.3657% | 0.3525% | 99.17% | 100%
Sites-Based | PG&E Tot | Retail | 0% | 0% | 0% | 0% | 0% | 0% | 0.05021% | 0.0857% | 0.1773% | 0.06156% | 99.63% | 100%
Sites-Based | PG&E Tot | School | 0% | 0% | 0% | 0% | 0% | 0% | 0.9724% | 0.5371% | 0.6111% | 0% | 97.88% | 100%
Sites-Based | PG&E Tot | Warehouse | 0% | 0% | 0% | 0.09071% | 0% | 0% | 0% | 0% | 1.337% | 0% | 98.57% | 100%
Sites-Based | PG&E Tot | All Commercial | 0.004555% | 0.07071% | 0.02243% | 0.02879% | 0.03652% | 0.08543% | 0.0796% | 0.3163% | 0.6084% | 0.3039% | 98.44% | 100%
Sites-Based | SCE Tot | College | 0% | 0% | 0% | 0% | 0% | 0% | 0% | 0% | 0% | 0% | 100% | 100%
Sites-Based | SCE Tot | Food Stores | 0% | 0% | 0% | 0% | 0% | 0% | 0% | 0% | 0% | 0% | 100% | 100%
Sites-Based | SCE Tot | Health Care | 0% | 0% | 0% | 0% | 0% | 0% | 0% | 0% | 0% | 0% | 100% | 100%
Sites-Based | SCE Tot | Lodging | 0% | 0% | 0% | 0% | 0% | 0% | 0% | 0.2412% | 0.3632% | 0% | 99.4% | 100%
Sites-Based | SCE Tot | Miscellaneous | 0% | 0% | 0% | 0% | 0% | 0% | 0% | 0% | 0.1902% | 0.05899% | 99.75% | 100%
Sites-Based | SCE Tot | Office, Large | 0% | 0% | 0% | 0% | 0% | 0% | 0.8828% | 0% | 0.7331% | 0% | 98.38% | 100%
Sites-Based | SCE Tot | Office, Small | 0% | 0% | 0% | 0% | 0% | 0% | 0% | 0% | 0.04326% | 0.005634% | 99.95% | 100%
Sites-Based | SCE Tot | Refrigerated Warehouse | 0% | 0% | 0% | 0% | 0% | 0% | 0% | 0% | 0% | 0% | 100% | 100%
Sites-Based | SCE Tot | Restaurant | 0% | 0% | 0% | 0% | 0% | 0% | 0% | 0% | 0% | 0.02584% | 99.97% | 100%
Sites-Based | SCE Tot | Retail | 0% | 0% | 0% | 0% | 0% | 0% | 0% | 0% | 0% | 0% | 100% | 100%
Sites-Based | SCE Tot | School | 0% | 0% | 0% | 0% | 0% | 0% | 0% | 0% | 0% | 0.3242% | 99.68% | 100%
Sites-Based | SCE Tot | Warehouse | 0% | 0% | 0% | 0% | 0% | 0% | 0% | 0% | 0.3816% | 0.2503% | 99.37% | 100%
Sites-Based | SCE Tot | All Commercial | 0% | 0% | 0% | 0% | 0% | 0% | 0.01092% | 0.002483% | 0.08018% | 0.03983% | 99.87% | 100%
Sites-Based | SDG&E Tot | College | 0% | 0% | 0% | 0% | 0% | 0% | 0% | 0% | 0% | 0% | 100% | 100%
Sites-Based | SDG&E Tot | Food Stores | 0% | 0% | 0% | 0% | 0% | 0% | 0% | 0.2806% | 0.6669% | 0.2386% | 98.81% | 100%
Sites-Based | SDG&E Tot | Health Care | 0% | 0% | 0% | 0% | 0% | 0% | 0% | 1.362% | 0.508% | 0% | 98.13% | 100%
Sites-Based | SDG&E Tot | Lodging | 0% | 0% | 0% | 0% | 0% | 0% | 0% | 0% | 0% | 0% | 100% | 100%
Sites-Based | SDG&E Tot | Miscellaneous | 0% | 0% | 0% | 0% | 0% | 0.3004% | 0% | 0.1649% | 0.8982% | 0% | 98.64% | 100%
Sites-Based | SDG&E Tot | Office, Large | 0% | 0% | 0% | 0% | 0% | 0% | 0.9518% | 0.5995% | 1.852% | 0% | 96.6% | 100%
Sites-Based | SDG&E Tot | Office, Small | 0% | 0% | 0% | 0% | 0% | 0% | 0% | 0.6229% | 2.185% | 0.4092% | 96.78% | 100%
Sites-Based | SDG&E Tot | Refrigerated Warehouse | 0% | 0% | 0% | 0% | 0% | 0% | 0% | 0% | 0% | 0% | 100% | 100%
Sites-Based | SDG&E Tot | Restaurant | 0% | 0% | 0% | 0% | 0% | 0% | 0% | 0% | 0.4014% | 0% | 99.6% | 100%
Sites-Based | SDG&E Tot | Retail | 0% | 0% | 0% | 0% | 0% | 0% | 0% | 0% | 1.139% | 0% | 98.86% | 100%
Sites-Based | SDG&E Tot | School | 0% | 0% | 0% | 0% | 0% | 0% | 0% | 0% | 3.439% | 0% | 96.56% | 100%
Sites-Based | SDG&E Tot | Warehouse | 0% | 0% | 0% | 0% | 0% | 0% | 0% | 0% | 1.291% | 0% | 98.71% | 100%
Sites-Based | SDG&E Tot | All Commercial | 0% | 0% | 0% | 0% | 0% | 0.04371% | 0.02333% | 0.3018% | 1.396% | 0.1566% | 98.08% | 100%
Sites-Based | LADWP Tot | College | 0% | 0% | 0% | 0% | 0% | 0% | 0% | 0% | 0% | 0% | 100% | 100%
Sites-Based | LADWP Tot | Food Stores | 0% | 0% | 0% | 0% | 0% | 0% | 0% | 0% | 0% | 0% | 100% | 100%
Sites-Based | LADWP Tot | Health Care | 0% | 0% | 0% | 0% | 0% | 0% | 0% | 0% | 0% | 0% | 100% | 100%
Sites-Based | LADWP Tot | Lodging | 0% | 0% | 0% | 0% | 0% | 0% | 0% | 0% | 0% | 0% | 100% | 100%
Sites-Based | LADWP Tot | Miscellaneous | 0% | 0% | 0% | 0% | 0% | 0% | 0% | 0% | 0% | 0% | 100% | 100%
Sites-Based | LADWP Tot | Office, Large | 0% | 0% | 0% | 0% | 0% | 0% | 0% | 0% | 0% | 0% | 100% | 100%
Sites-Based | LADWP Tot | Office, Small | 0% | 0% | 0% | 0% | 0% | 0% | 0% | 0% | 0% | 0% | 100% | 100%
Sites-Based | LADWP Tot | Refrigerated Warehouse | 0% | 0% | 0% | 0% | 0% | 0% | 0% | 0% | 0% | 0% | 100% | 100%
Sites-Based | LADWP Tot | Restaurant | 0% | 0% | 0% | 0% | 0% | 0% | 0% | 0% | 0% | 0% | 100% | 100%
Sites-Based | LADWP Tot | Retail | 0% | 0% | 0% | 0% | 0% | 0% | 0% | 0% | 0% | 0% | 100% | 100%
Sites-Based | LADWP Tot | School | 0% | 0% | 0% | 0% | 0% | 0% | 0% | 0.68% | 0% | 0% | 99.32% | 100%
Sites-Based | LADWP Tot | Warehouse | 0% | 0% | 0% | 0% | 0% | 0% | 0% | 0% | 0% | 0% | 100% | 100%
Sites-Based | LADWP Tot | All Commercial | 0% | 0% | 0% | 0% | 0% | 0% | 0% | 0.01746% | 0% | 0% | 99.98% | 100%
Sites-Based | SMUD Tot | College | 0% | 0% | 0% | 0% | 0% | 0% | 0% | 0% | 3.842% | 0% | 96.16% | 100%
Sites-Based | SMUD Tot | Food Stores | 0% | 0% | 0% | 0% | 0% | 0% | 0% | 0% | 0% | 0% | 100% | 100%
Sites-Based | SMUD Tot | Health Care | 0% | 0% | 0% | 0% | 0% | 0% | 0% | 0% | 4.242% | 0% | 95.76% | 100%
Sites-Based | SMUD Tot | Lodging | 0% | 0% | 0% | 0% | 0% | 0% | 0% | 0% | 0% | 0% | 100% | 100%
Sites-Based | SMUD Tot | Miscellaneous | 0% | 0% | 0% | 0% | 0% | 0.2508% | 0% | 1.129% | 1.307% | 0% | 97.31% | 100%
Sites-Based | SMUD Tot | Office, Large | 0% | 0% | 0% | 0% | 0% | 5.839% | 0% | 0% | 1.904% | 0% | 92.26% | 100%
Sites-Based | SMUD Tot | Office, Small | 0% | 0% | 0% | 0% | 0% | 0% | 0% | 0% | 2.399% | 0% | 97.6% | 100%
Sites-Based | SMUD Tot | Refrigerated Warehouse | 0% | 0% | 0% | 0% | 0% | 0% | 0% | 0% | 0% | 0% | 100% | 100%
Sites-Based | SMUD Tot | Restaurant | 0% | 0% | 0% | 0% | 0% | 0% | 0% | 0% | 0% | 0% | 100% | 100%
Sites-Based | SMUD Tot | Retail | 0% | 0% | 0% | 0% | 0% | 0% | 0.1966% | 0% | 0.4787% | 0% | 99.32% | 100%
Sites-Based | SMUD Tot | School | 0% | 0% | 0% | 0% | 0% | 0% | 0% | 0% | 0% | 0% | 100% | 100%
Sites-Based | SMUD Tot | Warehouse | 0% | 0% | 0% | 0% | 0% | 0% | 0% | 0% | 3.142% | 0% | 96.86% | 100%
Sites-Based | SMUD Tot | All Commercial | 0% | 0% | 0% | 0% | 0% | 0.1409% | 0.04771% | 0.1811% | 1.365% | 0% | 98.27% | 100%
Sites-Based | FCZ01 Tot | College | 0% | 0% | 0% | 0% | 0% | 0% | 0% | 0% | 0% | 0.326% | 99.67% | 100%
Sites-Based | FCZ01 Tot | Food Stores | 0% | 0% | 0% | 0% | 0% | 0% | 0% | 0% | 0.4876% | 0% | 99.51% | 100%
Sites-Based | FCZ01 Tot | Health Care | 0% | 0% | 0% | 0% | 0% | 0% | 0.4142% | 0% | 3.027% | 0% | 96.56% | 100%
Sites-Based | FCZ01 Tot | Lodging | 0% | 0% | 0% | 0% | 0% | 0% | 0% | 0.4725% | 1.109% | 0% | 98.42% | 100%
Sites-Based | FCZ01 Tot | Miscellaneous | 0% | 0% | 0.1817% | 0% | 0.2172% | 0% | 0% | 0% | 0.3208% | 0% | 99.28% | 100%
Sites-Based | FCZ01 Tot | Office, Large | 0% | 0% | 0% | 0.4171% | 0% | 0% | 0% | 0% | 1.455% | 0% | 98.13% | 100%
Sites-Based | FCZ01 Tot | Office, Small | 0% | 0.6089% | 0% | 0% | 0.08347% | 0.1875% | 0.1314% | 0% | 0.2324% | 0.08347% | 98.67% | 100%
Sites-Based | FCZ01 Tot | Refrigerated Warehouse | 0% | 0% | 0% | 0% | 0% | 0% | 0% | 0% | 5.341% | 0% | 94.66% | 100%
Sites-Based | FCZ01 Tot | Restaurant | 0% | 0% | 0% | 0% | 0% | 0.1272% | 0% | 0% | 0.1272% | 0% | 99.75% | 100%
Sites-Based | FCZ01 Tot | Retail | 0% | 0% | 0% | 0% | 0% | 0% | 0% | 0.03063% | 0.1288% | 0% | 99.84% | 100%
Sites-Based | FCZ01 Tot | School | 0% | 0% | 0% | 0% | 0% | 0% | 2.497% | 1.38% | 0% | 0% | 96.12% | 100%
Sites-Based | FCZ01 Tot | Warehouse | 0% | 0% | 0% | 0% | 0% | 0% | 0% | 0% | 0% | 0% | 100% | 100%
Sites-Based | FCZ01 Tot | All Commercial | 0% | 0.1498% | 0.04751% | 0.01089% | 0.07735% | 0.06188% | 0.08201% | 0.03408% | 0.3255% | 0.02676% | 99.18% | 100%
Sites-Based | FCZ02 Tot | College | 0% | 0% | 0% | 0% | 0% | 0% | 0% | 0% | 0% | 0% | 100% | 100%
Sites-Based | FCZ02 Tot | Food Stores | 0% | 0% | 0% | 0% | 0% | 0% | 1.168% | 1.094% | 0.3973% | 1.053% | 96.29% | 100%
Sites-Based | FCZ02 Tot | Health Care | 0% | 0% | 0% | 0% | 0% | 0% | 0% | 0% | 2.606% | 0% | 97.39% | 100%
Sites-Based | FCZ02 Tot | Lodging | 0% | 0% | 0% | 0% | 0% | 0% | 3.39% | 1.831% | 6.92% | 0% | 87.86% | 100%
Sites-Based | FCZ02 Tot | Miscellaneous | 0.2497% | 0% | 0% | 1.096% | 0% | 0% | 0.2317% | 2.691% | 2.789% | 1.096% | 91.85% | 100%
Sites-Based | FCZ02 Tot | Office, Large | 0% | 0% | 0% | 0% | 0% | 0% | 0% | 0% | 4.081% | 0% | 95.92% | 100%
Sites-Based | FCZ02 Tot | Office, Small | 0% | 0% | 0% | 0% | 0% | 1.503% | 0% | 5.1% | 2.189% | 1.503% | 89.7% | 100%
Sites-Based | FCZ02 Tot | Refrigerated Warehouse | 0% | 0% | 0% | 0% | 0% | 0% | 0% | 0% | 0% | 0% | 100% | 100%
Sites-Based | FCZ02 Tot | Restaurant | 0% | 0% | 0% | 0% | 0% | 0% | 0% | 0.5316% | 2.382% | 1.85% | 95.24% | 100%
Sites-Based | FCZ02 Tot | Retail | 0% | 0% | 0% | 0% | 0% | 0% | 0.4816% | 0.6794% | 0.9199% | 0% | 97.92% | 100%
Sites-Based | FCZ02 Tot | School | 0% | 0% | 0% | 0% | 0% | 0% | 0% | 0% | 5.988% | 0% | 94.01% | 100%
Sites-Based | FCZ02 Tot | Warehouse | 0% | 0% | 0% | 0.9348% | 0% | 0% | 0% | 0% | 5.873% | 0% | 93.19% | 100%
Sites-Based | FCZ02 Tot | All Commercial | 0.0428% | 0% | 0% | 0.2222% | 0% | 0.5282% | 0.285% | 2.545% | 2.276% | 0.9658% | 93.13% | 100%
Sites-Based | FCZ03 Tot | College | 0% | 0% | 0% | 0% | 0% | 0% | 0% | 0% | 0% | 0% | 100% | 100%
Sites-Based | FCZ03 Tot | Food Stores | 0% | 0% | 0% | 0% | 0% | 0% | 0% | 0.7892% | 0% | 0% | 99.21% | 100%
Sites-Based | FCZ03 Tot | Health Care | 0% | 0% | 0% | 0% | 0% | 0% | 0% | 0% | 5.299% | 0% | 94.7% | 100%
Sites-Based | FCZ03 Tot | Lodging | 0% | 0% | 0% | 0% | 0% | 0% | 7.765% | 0% | 0% | 0% | 92.23% | 100%
Sites-Based | FCZ03 Tot | Miscellaneous | 0% | 0% | 0% | 0% | 0% | 0% | 0% | 0% | 0.1465% | 0% | 99.85% | 100%
Sites-Based | FCZ03 Tot | Office, Large | 0% | 0% | 0% | 0% | 0% | 0% | 0% | 0% | 0% | 0% | 100% | 100%
Sites-Based | FCZ03 Tot | Office, Small | 0% | 0% | 0% | 0% | 0% | 0% | 0% | 0% | 2.563% | 0% | 97.44% | 100%
Sites-Based | FCZ03 Tot | Refrigerated Warehouse | 0% | 0% | 0% | 0% | 0% | 0% | 0% | 0% | 0% | 0% | 100% | 100%
Sites-Based | FCZ03 Tot | Restaurant | 0% | 0% | 0% | 0% | 0% | 0% | 0% | 0% | 1.962% | 0% | 98.04% | 100%
Sites-Based | FCZ03 Tot | Retail | 0% | 0% | 0% | 0% | 0% | 0% | 0% | 0% | 0.6646% | 0.6646% | 98.67% | 100%
Sites-Based | FCZ03 Tot | School | 0% | 0% | 0% | 0% | 0% | 0% | 0% | 0% | 0% | 0% | 100% | 100%
Sites-Based | FCZ03 Tot | Warehouse | 0% | 0% | 0% | 0% | 0% | 0% | 0% | 0% | 0% | 0% | 100% | 100%
Sites-Based | FCZ03 Tot | All Commercial | 0% | 0% | 0% | 0% | 0% | 0% | 0.1629% | 0.04627% | 1.028% | 0.09373% | 98.67% | 100%
Sites-Based | FCZ04 Tot | College | 0% | 0% | 0% | 0% | 0% | 0% | 0% | 0% | 0% | 0% | 100% | 100%
Sites-Based | FCZ04 Tot | Food Stores | 0% | 0% | 0% | 0% | 0% | 0% | 0% | 0% | 0% | 0.3029% | 99.7% | 100%
Sites-Based | FCZ04 Tot | Health Care | 0% | 0% | 0% | 0% | 0% | 0% | 0% | 0% | 0% | 0% | 100% | 100%
Sites-Based | FCZ04 Tot | Lodging | 0% | 0% | 0% | 0% | 0% | 0% | 0% | 0% | 0.7591% | 0% | 99.24% | 100%
Sites-Based | FCZ04 Tot | Miscellaneous | 0% | 0% | 0% | 0% | 0% | 0% | 0% | 0% | 0% | 0.1005% | 99.9% | 100%
Sites-Based | FCZ04 Tot | Office, Large | 0% | 0% | 0% | 0% | 0% | 0% | 0% | 3.137% | 0% | 0% | 96.86% | 100%
Sites-Based | FCZ04 Tot | Office, Small | 0% | 0% | 0% | 0% | 0% | 0% | 0% | 0% | 0.5098% | 0% | 99.49% | 100%
Sites-Based | FCZ04 Tot | Refrigerated Warehouse | 0% | 0% | 0% | 0% | 0% | 0% | 0% | 0% | 0% | 0% | 100% | 100%
Sites-Based | FCZ04 Tot | Restaurant | 0% | 0% | 0% | 0% | 0% | 0% | 0% | 0% | 0.1804% | 0% | 99.82% | 100%
Sites-Based | FCZ04 Tot | Retail | 0% | 0% | 0% | 0% | 0% | 0% | 0% | 0% | 0% | 0.3112% | 99.69% | 100%
Sites-Based | FCZ04 Tot | School | 0% | 0% | 0% | 0% | 0% | 0% | 0% | 0% | 0% | 0% | 100% | 100%
Sites-Based | FCZ04 Tot | Warehouse | 0% | 0% | 0% | 0% | 0% | 0% | 0% | 0% | 1.421% | 0% | 98.58% | 100%
Sites-Based | FCZ04 Tot | All Commercial | 0% | 0% | 0% | 0% | 0% | 0% | 0% | 0.03699% | 0.2648% | 0.09338% | 99.6% | 100%
Sites-Based | FCZ05 Tot | College | 0% | 0% | 0% | 0% | 0% | 0% | 0% | 0% | 0% | 0% | 100% | 100%
Sites-Based | FCZ05 Tot | Food Stores | 0% | 0% | 0% | 0% | 0% | 0% | 0% | 0.1669% | 0% | 0% | 99.83% | 100%
Sites-Based | FCZ05 Tot | Health Care | 0% | 0% | 0% | 0% | 0% | 0% | 0% | 0% | 0% | 0.585% | 99.42% | 100%
Sites-Based | FCZ05 Tot | Lodging | 0% | 0% | 0% | 0% | 0% | 0% | 2.557% | 0% | 0% | 2.557% | 94.89% | 100%
Sites-Based | FCZ05 Tot | Miscellaneous | 0% | 0% | 0% | 0% | 0% | 0% | 0% | 0.741% | 3.476% | 3.41% | 92.37% | 100%
Sites-Based | FCZ05 Tot | Office, Large | 0% | 0% | 0% | 0% | 0% | 0% | 0% | 0% | 0% | 0% | 100% | 100%
Sites-Based | FCZ05 Tot | Office, Small | 0% | 0% | 0% | 0% | 0% | 0% | 0% | 0% | 0% | 1.292% | 98.71% | 100%
Sites-Based | FCZ05 Tot | Refrigerated Warehouse | 0% | 0% | 0% | 0% | 0% | 0% | 0% | 0% | 2.327% | 0% | 97.67% | 100%
Sites-Based | FCZ05 Tot | Restaurant | 0% | 0% | 0% | 0% | 0% | 0% | 0% | 0% | 0% | 0% | 100% | 100%
Sites-Based | FCZ05 Tot | Retail | 0% | 0% | 0% | 0% | 0% | 0% | 0% | 0% | 0% | 0% | 100% | 100%
Sites-Based | FCZ05 Tot | School | 0% | 0% | 0% | 0% | 0% | 0% | 0% | 0% | 0% | 0% | 100% | 100%
Sites-Based | FCZ05 Tot | Warehouse | 0% | 0% | 0% | 0% | 0% | 0% | 0% | 0% | 0.3474% | 0% | 99.65% | 100%
Sites-Based | FCZ05 Tot | All Commercial | 0% | 0% | 0% | 0% | 0% | 0% | 0.03209% | 0.1451% | 0.6533% | 1.03% | 98.14% | 100%
Sites-Based | FCZ06 Tot | College | 0% | 0% | 0% | 0% | 0% | 0% | 0% | 0% | 0% | 0% | 100% | 100%
Sites-Based | FCZ06 Tot | Food Stores | 0% | 0% | 0% | 0% | 0% | 0% | 0% | 0.4958% | 0% | 0.9507% | 98.55% | 100%
Sites-Based | FCZ06 Tot | Health Care | 0% | 0% | 0% | 0% | 0% | 0% | 0% | 0% | 0% | 0% | 100% | 100%
Sites-Based | FCZ06 Tot | Lodging | 0% | 0% | 0% | 0% | 0% | 0% | 0% | 0% | 0% | 0% | 100% | 100%
Sites-Based | FCZ06 Tot | Miscellaneous | 0% | 0% | 0% | 0% | 0% | 0% | 0% | 0% | 0.5652% | 0% | 99.43% | 100%
Sites-Based | FCZ06 Tot | Office, Large | 0% | 0% | 0% | 0% | 0% | 0% | 0% | 0% | 0% | 0% | 100% | 100%
Sites-Based | FCZ06 Tot | Office, Small | 0% | 0% | 0% | 0% | 0% | 0% | 0% | 0% | 0.5977% | 0.1924% | 99.21% | 100%
Sites-Based | FCZ06 Tot | Refrigerated Warehouse | 0% | 0% | 0% | 0% | 0% | 0% | 0% | 0% | 0% | 0% | 100% | 100%
Sites-Based | FCZ06 Tot | Restaurant | 0% | 0% | 0% | 0% | 0% | 0% | 0% | 0% | 0% | 1.71% | 98.29% | 100%
Sites-Based | FCZ06 Tot | Retail | 0% | 0% | 0% | 0% | 0% | 0% | 0% | 0% | 0% | 0% | 100% | 100%
Sites-Based | FCZ06 Tot | School | 0% | 0% | 0% | 0% | 0% | 0% | 0% | 0% | 0% | 0% | 100% | 100%
Sites-Based | FCZ06 Tot | Warehouse | 0% | 0% | 0% | 0% | 0% | 0% | 0% | 0% | 3.729% | 0% | 96.27% | 100%
Sites-Based | FCZ06 Tot | All Commercial | 0% | 0% | 0% | 0% | 0% | 0% | 0% | 0.02571% | 0.4569% | 0.3208% | 99.2% | 100%
Sites-Based | FCZ07 Tot | College | 0% | 0% | 0% | 0% | 0% | 0% | 0% | 0% | 0% | 0% | 100% | 100%
Sites-Based | FCZ07 Tot | Food Stores | 0% | 0% | 0% | 0% | 0% | 0% | 0% | 0% | 0% | 0% | 100% | 100%
Sites-Based | FCZ07 Tot | Health Care | 0% | 0% | 0% | 0% | 0% | 0% | 0% | 0% | 0% | 0% | 100% | 100%
Sites-Based | FCZ07 Tot | Lodging | 0% | 0% | 0% | 0% | 0% | 0% | 0% | 0% | 0% | 0% | 100% | 100%
Sites-Based | FCZ07 Tot | Miscellaneous | 0% | 0% | 0% | 0% | 0% | 0% | 0% | 0% | 0% | 0% | 100% | 100%
Sites-Based | FCZ07 Tot | Office, Large | 0% | 0% | 0% | 0% | 0% | 0% | 1.262% | 0% | 0% | 0% | 98.74% | 100%
Sites-Based | FCZ07 Tot | Office, Small | 0% | 0% | 0% | 0% | 0% | 0% | 0% | 0% | 0.07226% | 0% | 99.93% | 100%
Sites-Based | FCZ07 Tot | Refrigerated Warehouse | 0% | 0% | 0% | 0% | 0% | 0% | 0% | 0% | 0% | 0% | 100% | 100%
Sites-Based | FCZ07 Tot | Restaurant | 0% | 0% | 0% | 0% | 0% | 0% | 0% | 0% | 0% | 0% | 100% | 100%
Sites-Based | FCZ07 Tot | Retail | 0% | 0% | 0% | 0% | 0% | 0% | 0% | 0% | 0% | 0% | 100% | 100%
Sites-Based | FCZ07 Tot | School | 0% | 0% | 0% | 0% | 0% | 0% | 0% | 0% | 0% | 0.5115% | 99.49% | 100%
Sites-Based | FCZ07 Tot | Warehouse | 0% | 0% | 0% | 0% | 0% | 0% | 0% | 0% | 0.4575% | 0% | 99.54% | 100%
Sites-Based | FCZ07 Tot | All Commercial | 0% | 0% | 0% | 0% | 0% | 0% | 0.01767% | 0% | 0.04847% | 0.01514% | 99.92% | 100%
Sites-Based | FCZ08 Tot | College | 0% | 0% | 0% | 0% | 0% | 0% | 0% | 0% | 0% | 0% | 100% | 100%
Sites-Based | FCZ08 Tot | Food Stores | 0% | 0% | 0% | 0% | 0% | 0% | 0% | 0% | 0% | 0% | 100% | 100%
Sites-Based | FCZ08 Tot | Health Care | 0% | 0% | 0% | 0% | 0% | 0% | 0% | 0% | 0% | 0% | 100% | 100%
Sites-Based | FCZ08 Tot | Lodging | 0% | 0% | 0% | 0% | 0% | 0% | 0% | 0% | 4.21% | 0% | 95.79% | 100%
Sites-Based | FCZ08 Tot | Miscellaneous | 0% | 0% | 0% | 0% | 0% | 0% | 0% | 0% | 0.2472% | 0% | 99.75% | 100%
Sites-Based | FCZ08 Tot | Office, Large | 0% | 0% | 0% | 0% | 0% | 0% | 0% | 0% | 0% | 0% | 100% | 100%
Sites-Based | FCZ08 Tot | Office, Small | 0% | 0% | 0% | 0% | 0% | 0% | 0% | 0% | 0% | 0% | 100% | 100%
Sites-Based | FCZ08 Tot | Refrigerated Warehouse | 0% | 0% | 0% | 0% | 0% | 0% | 0% | 0% | 0% | 0% | 100% | 100%
Sites-Based | FCZ08 Tot | Restaurant | 0% | 0% | 0% | 0% | 0% | 0% | 0% | 0% | 0% | 0% | 100% | 100%
Sites-Based | FCZ08 Tot | Retail | 0% | 0% | 0% | 0% | 0% | 0% | 0% | 0% | 0% | 0% | 100% | 100%
Sites-Based | FCZ08 Tot | School | 0% | 0% | 0% | 0% | 0% | 0% | 0% | 0% | 0% | 0% | 100% | 100%
Sites-Based | FCZ08 Tot | Warehouse | 0% | 0% | 0% | 0% | 0% | 0% | 0% | 0% | 0% | 0% | 100% | 100%
Sites-Based | FCZ08 Tot | All Commercial | 0% | 0% | 0% | 0% | 0% | 0% | 0% | 0% | 0.09419% | 0% | 99.91% | 100%
Sites-Based | FCZ09 Tot | College | 0% | 0% | 0% | 0% | 0% | 0% | 0% | 0% | 0% | 0% | 100% | 100%
Sites-Based | FCZ09 Tot | Food Stores | 0% | 0% | 0% | 0% | 0% | 0% | 0% | 0% | 0% | 0% | 100% | 100%
Sites-Based | FCZ09 Tot | Health Care | 0% | 0% | 0% | 0% | 0% | 0% | 0% | 0% | 0% | 0% | 100% | 100%
Sites-Based | FCZ09 Tot | Lodging | 0% | 0% | 0% | 0% | 0% | 0% | 0% | 0% | 0% | 0% | 100% | 100%
Sites-Based | FCZ09 Tot | Miscellaneous | 0% | 0% | 0% | 0% | 0% | 0% | 0% | 0% | 2.789% | 0.7157% | 96.5% | 100%
Sites-Based | FCZ09 Tot | Office, Large | 0% | 0% | 0% | 0% | 0% | 0% | 0% | 0% | 0% | 0% | 100% | 100%
Sites-Based | FCZ09 Tot | Office, Small | 0% | 0% | 0% | 0% | 0% | 0% | 0% | 0% | 0% | 0.1363% | 99.86% | 100%
Sites-Based | FCZ09 Tot | Refrigerated Warehouse | 0% | 0% | 0% | 0% | 0% | 0% | 0% | 0% | 0% | 0% | 100% | 100%
Sites-Based | FCZ09 Tot | Restaurant | 0% | 0% | 0% | 0% | 0% | 0% | 0% | 0% | 0% | 0.7414% | 99.26% | 100%
Sites-Based | FCZ09 Tot | Retail | 0% | 0% | 0% | 0% | 0% | 0% | 0% | 0% | 0% | 0% | 100% | 100%
Sites-Based | FCZ09 Tot | School | 0% | 0% | 0% | 0% | 0% | 0% | 0% | 0% | 0% | 0% | 100% | 100%
Sites-Based | FCZ09 Tot | Warehouse | 0% | 0% | 0% | 0% | 0% | 0% | 0% | 0% | 0% | 8.093% | 91.91% | 100%
Sites-Based | FCZ09 Tot | All Commercial | 0% | 0% | 0% | 0% | 0% | 0% | 0% | 0% | 0.5545% | 0.6756% | 98.77% | 100%
Sites-Based | FCZ10 Tot | College | 0% | 0% | 0% | 0% | 0% | 0% | 0% | 0% | 0% | 0% | 100% | 100%
Sites-Based | FCZ10 Tot | Food Stores | 0% | 0% | 0% | 0% | 0% | 0% | 0% | 0% | 0% | 0% | 100% | 100%
Sites-Based | FCZ10 Tot | Health Care | 0% | 0% | 0% | 0% | 0% | 0% | 0% | 0% | 0% | 0% | 100% | 100%
Sites-Based | FCZ10 Tot | Lodging | 0% | 0% | 0% | 0% | 0% | 0% | 0% | 0% | 0% | 0% | 100% | 100%
Sites-Based | FCZ10 Tot | Miscellaneous | 0% | 0% | 0% | 0% | 0% | 0% | 0% | 0% | 0.151% | 0% | 99.85% | 100%
Sites-Based | FCZ10 Tot | Office, Large | 0% | 0% | 0% | 0% | 0% | 0% | 0% | 0% | 5.516% | 0% | 94.48% | 100%
Sites-Based | FCZ10 Tot | Office, Small | 0% | 0% | 0% | 0% | 0% | 0% | 0% | 0% | 0% | 0% | 100% | 100%
Sites-Based | FCZ10 Tot | Refrigerated Warehouse | 0% | 0% | 0% | 0% | 0% | 0% | 0% | 0% | 0% | 0% | 100% | 100%
Sites-Based | FCZ10 Tot | Restaurant | 0% | 0% | 0% | 0% | 0% | 0% | 0% | 0% | 0% | 0% | 100% | 100%
Sites-Based | FCZ10 Tot | Retail | 0% | 0% | 0% | 0% | 0% | 0% | 0% | 0% | 0% | 0% | 100% | 100%
Sites-Based | FCZ10 Tot | School | 0% | 0% | 0% | 0% | 0% | 0% | 0% | 0% | 0% | 0% | 100% | 100%
Sites-Based | FCZ10 Tot | Warehouse | 0% | 0% | 0% | 0% | 0% | 0% | 0% | 0% | 0.5253% | 0% | 99.47% | 100%
Sites-Based | FCZ10 Tot | All Commercial | 0% | 0% | 0% | 0% | 0% | 0% | 0% | 0% | 0.1316% | 0% | 99.87% | 100%
Sites-Based | FCZ11 Tot | College | 0% | 0% | 0% | 0% | 0% | 0% | 0% | 0% | 0% | 0% | 100% | 100%
Sites-Based | FCZ11 Tot | Food Stores | 0% | 0% | 0% | 0% | 0% | 0% | 0% | 0% | 0% | 0% | 100% | 100%
Sites-Based | FCZ11 Tot | Health Care | 0% | 0% | 0% | 0% | 0% | 0% | 0% | 0% | 0% | 0% | 100% | 100%
Sites-Based | FCZ11 Tot | Lodging | 0% | 0% | 0% | 0% | 0% | 0% | 0% | 2.239% | 0% | 0% | 97.76% | 100%
Sites-Based | FCZ11 Tot | Miscellaneous | 0% | 0% | 0% | 0% | 0% | 0% | 0% | 0% | 0.1994% | 0.2214% | 99.58% | 100%
Sites-Based | FCZ11 Tot | Office, Large | 0% | 0% | 0% | 0% | 0% | 0% | 0% | 0% | 0% | 0% | 100% | 100%
Sites-Based | FCZ11 Tot | Office, Small | 0% | 0% | 0% | 0% | 0% | 0% | 0% | 0% | 0% | 0% | 100% | 100%
Sites-Based | FCZ11 Tot | Refrigerated Warehouse | 0% | 0% | 0% | 0% | 0% | 0% | 0% | 0% | 0% | 0% | 100% | 100%
Sites-Based | FCZ11 Tot | Restaurant | 0% | 0% | 0% | 0% | 0% | 0% | 0% | 0% | 0% | 0% | 100% | 100%
Sites-Based | FCZ11 Tot | Retail | 0% | 0% | 0% | 0% | 0% | 0% | 0% | 0% | 0% | 0% | 100% | 100%
Sites-Based | FCZ11 Tot | School | 0% | 0% | 0% | 0% | 0% | 0% | 0% | 0% | 0% | 0% | 100% | 100%
Sites-Based | FCZ11 Tot | Warehouse | 0% | 0% | 0% | 0% | 0% | 0% | 0% | 0% | 0% | 0% | 100% | 100%
Sites-Based | FCZ11 Tot | All Commercial | 0% | 0% | 0% | 0% | 0% | 0% | 0% | 0.01833% | 0.02892% | 0.03211% | 99.92% | 100%
Sites-Based | FCZ12c Tot | College | 0% | 0% | 0% | 0% | 0% | 0% | 0% | 0% | 0% | 0% | 100% | 100%
Sites-Based | FCZ12c Tot | Food Stores | 0% | 0% | 0% | 0% | 0% | 0% | 0% | 0.4506% | 1.071% | 0.3832% | 98.1% | 100%
Sites-Based | FCZ12c Tot | Health Care | 0% | 0% | 0% | 0% | 0% | 0% | 0% | 0% | 0.9125% | 0% | 99.09% | 100%
Sites-Based | FCZ12c Tot | Lodging | 0% | 0% | 0% | 0% | 0% | 0% | 0% | 0% | 0% | 0% | 100% | 100%
Sites-Based | FCZ12c Tot | Miscellaneous | 0% | 0% | 0% | 0% | 0% | 0.2551% | 0% | 0.0921% | 0.6943% | 0% | 98.96% | 100%
Sites-Based | FCZ12c Tot | Office, Large | 0% | 0% | 0% | 0% | 0% | 0% | 1.14% | 0.7183% | 1.14% | 0% | 97% | 100%
Sites-Based | FCZ12c Tot | Office, Small | 0% | 0% | 0% | 0% | 0% | 0% | 0% | 0.8273% | 1.616% | 0.1779% | 97.38% | 100%
Sites-Based | FCZ12c Tot | Refrigerated Warehouse | 0% | 0% | 0% | 0% | 0% | 0% | 0% | 0% | 0% | 0% | 100% | 100%
Sites-Based | FCZ12c Tot | Restaurant | 0% | 0% | 0% | 0% | 0% | 0% | 0% | 0% | 0.5975% | 0% | 99.4% | 100%
Sites-Based | FCZ12c Tot | Retail | 0% | 0% | 0% | 0% | 0% | 0% | 0% | 0% | 1.45% | 0% | 98.55% | 100%
Sites-Based | FCZ12c Tot | School | 0% | 0% | 0% | 0% | 0% | 0% | 0% | 0% | 5.878% | 0% | 94.12% | 100%
Sites-Based | FCZ12c Tot | Warehouse | 0% | 0% | 0% | 0% | 0% | 0% | 0% | 0% | 0% | 0% | 100% | 100%
Sites-Based | FCZ12c Tot | All Commercial | 0% | 0% | 0% | 0% | 0% | 0.03288% | 0.03545% | 0.3686% | 1.258% | 0.08493% | 98.22% | 100%
Sites-Based | FCZ12i Tot | College | 0% | 0% | 0% | 0% | 0% | 0% | 0% | 0% | 0% | 0% | 100% | 100%
Sites-Based | FCZ12i Tot | Food Stores | 0% | 0% | 0% | 0% | 0% | 0% | 0% | 0% | 0% | 0% | 100% | 100%
Sites-Based | FCZ12i Tot | Health Care | 0% | 0% | 0% | 0% | 0% | 0% | 0% | 3.073% | 0% | 0% | 96.93% | 100%
Sites-Based | FCZ12i Tot | Lodging | 0% | 0% | 0% | 0% | 0% | 0% | 0% | 0% | 0% | 0% | 100% | 100%
Sites-Based | FCZ12i Tot | Miscellaneous | 0% | 0% | 0% | 0% | 0% | 0.3638% | 0% | 0.2667% | 1.183% | 0% | 98.19% | 100%
Sites-Based | FCZ12i Tot | Office, Large | 0% | 0% | 0% | 0% | 0% | 0% | 0% | 0% | 5.443% | 0% | 94.56% | 100%
Sites-Based | FCZ12i Tot | Office, Small | 0% | 0% | 0% | 0% | 0% | 0% | 0% | 0.1366% | 3.539% | 0.9597% | 95.36% | 100%
Sites-Based | FCZ12i Tot | Refrigerated Warehouse | 0% | 0% | 0% | 0% | 0% | 0% | 0% | 0% | 0% | 0% | 100% | 100%
Sites-Based | FCZ12i Tot | Restaurant | 0% | 0% | 0% | 0% | 0% | 0% | 0% | 0% | 0% | 0% | 100% | 100%
Sites-Based | FCZ12i Tot | Retail | 0% | 0% | 0% | 0% | 0% | 0% | 0% | 0% | 0.6233% | 0% | 99.38% | 100%
Sites-Based | FCZ12i Tot | School | 0% | 0% | 0% | 0% | 0% | 0% | 0% | 0% | 0% | 0% | 100% | 100%
Sites-Based | FCZ12i Tot | Warehouse | 0% | 0% | 0% | 0% | 0% | 0% | 0% | 0% | 3.711% | 0% | 96.29% | 100%
Sites-Based | FCZ12i Tot | All Commercial | 0% | 0% | 0% | 0% | 0% | 0.06456% | 0% | 0.1732% | 1.66% | 0.2946% | 97.81% | 100%
Sites-Based | FCZ13 Tot | College | 0% | 0% | 0% | 0% | 0% | 0% | 0% | 0% | 3.842% | 0% | 96.16% | 100%
Sites-Based | FCZ13 Tot | Food Stores | 0% | 0% | 0% | 0% | 0% | 0% | 0% | 0% | 0% | 0% | 100% | 100%
Sites-Based | FCZ13 Tot | Health Care | 0% | 0% | 0% | 0% | 0% | 0% | 0% | 0% | 4.242% | 0% | 95.76% | 100%
Sites-Based | FCZ13 Tot | Lodging | 0% | 0% | 0% | 0% | 0% | 0% | 0% | 0% | 0% | 0% | 100% | 100%
Sites-Based | FCZ13 Tot | Miscellaneous | 0% | 0% | 0% | 0% | 0% | 0.2508% | 0% | 1.129% | 1.307% | 0% | 97.31% | 100%
Sites-Based | FCZ13 Tot | Office, Large | 0% | 0% | 0% | 0% | 0% | 5.839% | 0% | 0% | 1.904% | 0% | 92.26% | 100%
Sites-Based | FCZ13 Tot | Office, Small | 0% | 0% | 0% | 0% | 0% | 0% | 0% | 0% | 2.399% | 0% | 97.6% | 100%
Sites-Based | FCZ13 Tot | Refrigerated Warehouse | 0% | 0% | 0% | 0% | 0% | 0% | 0% | 0% | 0% | 0% | 100% | 100%
Sites-Based | FCZ13 Tot | Restaurant | 0% | 0% | 0% | 0% | 0% | 0% | 0% | 0% | 0% | 0% | 100% | 100%
Sites-Based | FCZ13 Tot | Retail | 0% | 0% | 0% | 0% | 0% | 0% | 0.1966% | 0% | 0.4787% | 0% | 99.32% | 100%
Sites-Based | FCZ13 Tot | School | 0% | 0% | 0% | 0% | 0% | 0% | 0% | 0% | 0% | 0% | 100% | 100%
Sites-Based | FCZ13 Tot | Warehouse | 0% | 0% | 0% | 0% | 0% | 0% | 0% | 0% | 3.142% | 0% | 96.86% | 100%
Sites-Based | FCZ13 Tot | All Commercial | 0% | 0% | 0% | 0% | 0% | 0.1409% | 0.04771% | 0.1811% | 1.365% | 0% | 98.27% | 100%
Sites-Based | FCZ16 Tot | College | 0% | 0% | 0% | 0% | 0% | 0% | 0% | 0% | 0% | 0% | 100% | 100%
Sites-Based | FCZ16 Tot | Food Stores | 0% | 0% | 0% | 0% | 0% | 0% | 0% | 0% | 0% | 0% | 100% | 100%
Sites-Based | FCZ16 Tot | Health Care | 0% | 0% | 0% | 0% | 0% | 0% | 0% | 0% | 0% | 0% | 100% | 100%
Sites-Based | FCZ16 Tot | Lodging | 0% | 0% | 0% | 0% | 0% | 0% | 0% | 0% | 0% | 0% | 100% | 100%
Sites-Based | FCZ16 Tot | Miscellaneous | 0% | 0% | 0% | 0% | 0% | 0% | 0% | 0% | 0% | 0% | 100% | 100%
Sites-Based | FCZ16 Tot | Office, Large | 0% | 0% | 0% | 0% | 0% | 0% | 0% | 0% | 0% | 0% | 100% | 100%
Sites-Based | FCZ16 Tot | Office, Small | 0% | 0% | 0% | 0% | 0% | 0% | 0% | 0% | 0% | 0% | 100% | 100%
Sites-Based | FCZ16 Tot | Refrigerated Warehouse | 0% | 0% | 0% | 0% | 0% | 0% | 0% | 0% | 0% | 0% | 100% | 100%
Sites-Based | FCZ16 Tot | Restaurant | 0% | 0% | 0% | 0% | 0% | 0% | 0% | 0% | 0% | 0% | 100% | 100%
Sites-Based | FCZ16 Tot | Retail | 0% | 0% | 0% | 0% | 0% | 0% | 0% | 0% | 0% | 0% | 100% | 100%
Sites-Based | FCZ16 Tot | School | 0% | 0% | 0% | 0% | 0% | 0% | 0% | 0% | 0% | 0% | 100% | 100%
Sites-Based | FCZ16 Tot | Warehouse | 0% | 0% | 0% | 0% | 0% | 0% | 0% | 0% | 0% | 0% | 100% | 100%
Sites-Based | FCZ16 Tot | All Commercial | 0% | 0% | 0% | 0% | 0% | 0% | 0% | 0% | 0% | 0% | 100% | 100%
Sites-Based | FCZ17 Tot | College | 0% | 0% | 0% | 0% | 0% | 0% | 0% | 0% | 0% | 0% | 100% | 100%
Sites-Based | FCZ17 Tot | Food Stores | 0% | 0% | 0% | 0% | 0% | 0% | 0% | 0% | 0% | 0% | 100% | 100%
Sites-Based | FCZ17 Tot | Health Care | 0% | 0% | 0% | 0% | 0% | 0% | 0% | 0% | 0% | 0% | 100% | 100%
Sites-Based | FCZ17 Tot | Lodging | 0% | 0% | 0% | 0% | 0% | 0% | 0% | 0% | 0% | 0% | 100% | 100%
Sites-Based | FCZ17 Tot | Miscellaneous | 0% | 0% | 0% | 0% | 0% | 0% | 0% | 0% | 0% | 0% | 100% | 100%
Sites-Based | FCZ17 Tot | Office, Large | 0% | 0% | 0% | 0% | 0% | 0% | 0% | 0% | 0% | 0% | 100% | 100%
Sites-Based | FCZ17 Tot | Office, Small | 0% | 0% | 0% | 0% | 0% | 0% | 0% | 0% | 0% | 0% | 100% | 100%
Sites-Based | FCZ17 Tot | Refrigerated Warehouse | 0% | 0% | 0% | 0% | 0% | 0% | 0% | 0% | 0% | 0% | 100% | 100%
Sites-Based | FCZ17 Tot | Restaurant | 0% | 0% | 0% | 0% | 0% | 0% | 0% | 0% | 0% | 0% | 100% | 100%
Sites-Based | FCZ17 Tot | Retail | 0% | 0% | 0% | 0% | 0% | 0% | 0% | 0% | 0% | 0% | 100% | 100%
Sites-Based | FCZ17 Tot | School | 0% | 0% | 0% | 0% | 0% | 0% | 0% | 2.714% | 0% | 0% | 97.29% | 100%
Sites-Based | FCZ17 Tot | Warehouse | 0% | 0% | 0% | 0% | 0% | 0% | 0% | 0% | 0% | 0% | 100% | 100%
Sites-Based | FCZ17 Tot | All Commercial | 0% | 0% | 0% | 0% | 0% | 0% | 0% | 0.05893% | 0% | 0% | 99.94% | 100%
Sites-Based | PG&E | College | 0% | 0% | 0% | 0% | 0% | 0% | 0% | 0% | 0% | 0.1576% | 99.84% | 100%
Sites-Based | PG&E | Food Stores | 0% | 0% | 0% | 0% | 0% | 0% | 0.1404% | 0.2401% | 0.2496% | 0.2634% | 99.11% | 100%
Sites-Based | PG&E | Health Care | 0% | 0% | 0% | 0% | 0% | 0% | 0.1417% | 0% | 1.539% | 0.114% | 98.21% | 100%
Sites-Based | PG&E | Lodging | 0% | 0% | 0% | 0% | 0% | 0% | 1.247% | 0.4405% | 1.56% | 0.2911% | 96.46% | 100%
Sites-Based | PG&E | Miscellaneous | 0.03082% | 0% | 0.06478% | 0.1353% | 0.07747% | 0% | 0.02861% | 0.4566% | 1.116% | 0.7257% | 97.36% | 100%
Sites-Based | PG&E | Office, Large | 0% | 0% | 0% | 0.305% | 0% | 0% | 0% | 0.334% | 1.297% | 0% | 98.06% | 100%
Sites-Based | PG&E | Office, Small | 0% | 0.2331% | 0% | 0% | 0.03196% | 0.2842% | 0.05033% | 0.7206% | 0.6482% | 0.4692% | 97.56% | 100%
Sites-Based | PG&E | Refrigerated Warehouse | 0% | 0% | 0% | 0% | 0% | 0% | 0% | 0% | 2.725% | 0% | 97.27% | 100%
Sites-Based | PG&E | Restaurant | 0% | 0% | 0% | 0% | 0% | 0.06476% | 0% | 0.04844% | 0.3616% | 0.3516% | 99.17% | 100%
Sites-Based | PG&E | Retail | 0% | 0% | 0% | 0% | 0% | 0% | 0.05057% | 0.08565% | 0.1766% | 0.06346% | 99.62% | 100%
Sites-Based | PG&E | School | 0% | 0% | 0% | 0% | 0% | 0% | 0.9207% | 0.5086% | 0.6196% | 0% | 97.95% | 100%
Sites-Based | PG&E | Warehouse | 0% | 0% | 0% | 0.09245% | 0% | 0% | 0% | 0% | 1.366% | 0% | 98.54% | 100%
Sites-Based | PG&E | All Commercial | 0.005193% | 0.06746% | 0.01092% | 0.03184% | 0.0223% | 0.09055% | 0.08356% | 0.3483% | 0.643% | 0.3431% | 98.35% | 100%
Sites-Based | SCE | College | 0% | 0% | 0% | 0% | 0% | 0% | 0% | 0% | 0% | 0% | 100% | 100%
Sites-Based | SCE | Food Stores | 0% | 0% | 0% | 0% | 0% | 0% | 0% | 0% | 0% | 0% | 100% | 100%
Sites-Based | SCE | Health Care | 0% | 0% | 0% | 0% | 0% | 0% | 0% | 0% | 0% | 0% | 100% | 100%
Sites-Based | SCE | Lodging | 0% | 0% | 0% | 0% | 0% | 0% | 0% | 0.2444% | 0.4079% | 0% | 99.35% | 100%
Sites-Based | SCE | Miscellaneous | 0% | 0% | 0% | 0% | 0% | 0% | 0% | 0% | 0.2123% | 0.06343% | 99.72% | 100%
Sites-Based | SCE | Office, Large | 0% | 0% | 0% | 0% | 0% | 0% | 0.8832% | 0% | 0.7718% | 0% | 98.35% | 100%
Sites-Based | SCE | Office, Small | 0% | 0% | 0% | 0% | 0% | 0% | 0% | 0% | 0.04438% | 0.006301% | 99.95% | 100%
Sites-Based | SCE | Refrigerated Warehouse | 0% | 0% | 0% | 0% | 0% | 0% | 0% | 0% | 0% | 0% | 100% | 100%
Sites-Based | SCE | Restaurant | 0% | 0% | 0% | 0% | 0% | 0% | 0% | 0% | 0% | 0.02777% | 99.97% | 100%
Sites-Based | SCE | Retail | 0% | 0% | 0% | 0% | 0% | 0% | 0% | 0% | 0% | 0% | 100% | 100%
Sites-Based | SCE | School | 0% | 0% | 0% | 0% | 0% | 0% | 0% | 0% | 0% | 0.3229% | 99.68% | 100%
Sites-Based | SCE | Warehouse | 0% | 0% | 0% | 0% | 0% | 0% | 0% | 0% | 0.3933% | 0.2947% | 99.31% | 100%
Sites-Based | SCE | All Commercial | 0% | 0% | 0% | 0% | 0% | 0% | 0.0112% | 0.002504% | 0.08408% | 0.04308% | 99.86% | 100%
Sites-Based | SDG&E | College | 0% | 0% | 0% | 0% | 0% | 0% | 0% | 0% | 0% | 0% | 100% | 100%
Sites-Based | SDG&E | Food Stores | 0% | 0% | 0% | 0% | 0% | 0% | 0% | 0.2806% | 0.6669% | 0.2386% | 98.81% | 100%
Sites-Based | SDG&E | Health Care | 0% | 0% | 0% | 0% | 0% | 0% | 0% | 1.362% | 0.508% | 0% | 98.13% | 100%
Sites-Based | SDG&E | Lodging | 0% | 0% | 0% | 0% | 0% | 0% | 0% | 0% | 0% | 0% | 100% | 100%
Sites-Based | SDG&E | Miscellaneous | 0% | 0% | 0% | 0% | 0% | 0.3004% | 0% | 0.1649% | 0.8982% | 0% | 98.64% | 100%
Sites-Based | SDG&E | Office, Large | 0% | 0% | 0% | 0% | 0% | 0% | 0.9518% | 0.5995% | 1.852% | 0% | 96.6% | 100%
Sites-Based | SDG&E | Office, Small | 0% | 0% | 0% | 0% | 0% | 0% | 0% | 0.6229% | 2.185% | 0.4092% | 96.78% | 100%
Sites-Based | SDG&E | Refrigerated Warehouse | 0% | 0% | 0% | 0% | 0% | 0% | 0% | 0% | 0% | 0% | 100% | 100%
Sites-Based | SDG&E | Restaurant | 0% | 0% | 0% | 0% | 0% | 0% | 0% | 0% | 0.4014% | 0% | 99.6% | 100%
Sites-Based | SDG&E | Retail | 0% | 0% | 0% | 0% | 0% | 0% | 0% | 0% | 1.139% | 0% | 98.86% | 100%
Sites-Based | SDG&E | School | 0% | 0% | 0% | 0% | 0% | 0% | 0% | 0% | 3.439% | 0% | 96.56% | 100%
Sites-Based | SDG&E | Warehouse | 0% | 0% | 0% | 0% | 0% | 0% | 0% | 0% | 1.291% | 0% | 98.71% | 100%
Sites-Based | SDG&E | All Commercial | 0% | 0% | 0% | 0% | 0% | 0.04371% | 0.02333% | 0.3018% | 1.396% | 0.1566% | 98.08% | 100%
Sites-Based | LADWP | College | 0% | 0% | 0% | 0% | 0% | 0% | 0% | 0% | 0% | 0% | 100% | 100%
Sites-Based | LADWP | Food Stores | 0% | 0% | 0% | 0% | 0% | 0% | 0% | 0% | 0% | 0% | 100% | 100%
Sites-Based | LADWP | Health Care | 0% | 0% | 0% | 0% | 0% | 0% | 0% | 0% | 0% | 0% | 100% | 100%
Sites-Based | LADWP | Lodging | 0% | 0% | 0% | 0% | 0% | 0% | 0% | 0% | 0% | 0% | 100% | 100%
Sites-Based | LADWP | Miscellaneous | 0% | 0% | 0% | 0% | 0% | 0% | 0% | 0% | 0% | 0% | 100% | 100%
Sites-Based | LADWP | Office, Large | 0% | 0% | 0% | 0% | 0% | 0% | 0% | 0% | 0% | 0% | 100% | 100%
Sites-Based | LADWP | Office, Small | 0% | 0% | 0% | 0% | 0% | 0% | 0% | 0% | 0% | 0% | 100% | 100%
Sites-Based | LADWP | Refrigerated Warehouse | 0% | 0% | 0% | 0% | 0% | 0% | 0% | 0% | 0% | 0% | 100% | 100%
Sites-Based | LADWP | Restaurant | 0% | 0% | 0% | 0% | 0% | 0% | 0% | 0% | 0% | 0% | 100% | 100%
Sites-Based | LADWP | Retail | 0% | 0% | 0% | 0% | 0% | 0% | 0% | 0% | 0% | 0% | 100% | 100%
Sites-Based | LADWP | School | 0% | 0% | 0% | 0% | 0% | 0% | 0% | 0.68% | 0% | 0% | 99.32% | 100%
Sites-Based | LADWP | Warehouse | 0% | 0% | 0% | 0% | 0% | 0% | 0% | 0% | 0% | 0% | 100% | 100%
Sites-Based | LADWP | All Commercial | 0% | 0% | 0% | 0% | 0% | 0% | 0% | 0.01746% | 0% | 0% | 99.98% | 100%
Sites-Based | SMUD | College | 0% | 0% | 0% | 0% | 0% | 0% | 0% | 0% | 3.842% | 0% | 96.16% | 100%
Sites-Based | SMUD | Food Stores | 0% | 0% | 0% | 0% | 0% | 0% | 0% | 0% | 0% | 0% | 100% | 100%
Sites-Based | SMUD | Health Care | 0% | 0% | 0% | 0% | 0% | 0% | 0% | 0% | 4.242% | 0% | 95.76% | 100%
Sites-Based | SMUD | Lodging | 0% | 0% | 0% | 0% | 0% | 0% | 0% | 0% | 0% | 0% | 100% | 100%
Sites-Based | SMUD | Miscellaneous | 0% | 0% | 0% | 0% | 0% | 0.2508% | 0% | 1.129% | 1.307% | 0% | 97.31% | 100%
Sites-Based | SMUD | Office, Large | 0% | 0% | 0% | 0% | 0% | 5.839% | 0% | 0% | 1.904% | 0% | 92.26% | 100%
Sites-Based | SMUD | Office, Small | 0% | 0% | 0% | 0% | 0% | 0% | 0% | 0% | 2.399% | 0% | 97.6% | 100%
Sites-Based | SMUD | Refrigerated Warehouse | 0% | 0% | 0% | 0% | 0% | 0% | 0% | 0% | 0% | 0% | 100% | 100%
Sites-Based | SMUD | Restaurant | 0% | 0% | 0% | 0% | 0% | 0% | 0% | 0% | 0% | 0% | 100% | 100%
Sites-Based | SMUD | Retail | 0% | 0% | 0% | 0% | 0% | 0% | 0.1966% | 0% | 0.4787% | 0% | 99.32% | 100%
Sites-Based | SMUD | School | 0% | 0% | 0% | 0% | 0% | 0% | 0% | 0% | 0% | 0% | 100% | 100%
Sites-Based | SMUD | Warehouse | 0% | 0% | 0% | 0% | 0% | 0% | 0% | 0% | 3.142% | 0% | 96.86% | 100%
Sites-Based | SMUD | All Commercial | 0% | 0% | 0% | 0% | 0% | 0.1409% | 0.04771% | 0.1811% | 1.365% | 0% | 98.27% | 100%
Sites-Based | FCZ01 | College | 0% | 0% | 0% | 0% | 0% | 0% | 0% | 0% | 0% | 0.326% | 99.67% | 100%
Sites-Based | FCZ01 | Food Stores | 0% | 0% | 0% | 0% | 0% | 0% | 0% | 0% | 0.4876% | 0% | 99.51% | 100%
Sites-Based | FCZ01 | Health Care | 0% | 0% | 0% | 0% | 0% | 0% | 0.4142% | 0% | 3.027% | 0% | 96.56% | 100%
Sites-Based | FCZ01 | Lodging | 0% | 0% | 0% | 0% | 0% | 0% | 0% | 0.4725% | 1.109% | 0% | 98.42% | 100%
Sites-Based | FCZ01 | Miscellaneous | 0% | 0% | 0.1817% | 0% | 0.2172% | 0% | 0% | 0% | 0.3208% | 0% | 99.28% | 100%
Sites-Based | FCZ01 | Office, Large | 0% | 0% | 0% | 0.4171% | 0% | 0% | 0% | 0% | 1.455% | 0% | 98.13% | 100%
Sites-Based | FCZ01 | Office, Small | 0% | 0.6089% | 0% | 0% | 0.08347% | 0.1875% | 0.1314% | 0% | 0.2324% | 0.08347% | 98.67% | 100%
Sites-Based | FCZ01 | Refrigerated Warehouse | 0% | 0% | 0% | 0% | 0% | 0% | 0% | 0% | 5.341% | 0% | 94.66% | 100%
Sites-Based | FCZ01 | Restaurant | 0% | 0% | 0% | 0% | 0% | 0.1272% | 0% | 0% | 0.1272% | 0% | 99.75% | 100%
Sites-Based | FCZ01 | Retail | 0% | 0% | 0% | 0% | 0% | 0% | 0% | 0.03063% | 0.1288% | 0% | 99.84% | 100%
Sites-Based | FCZ01 | School | 0% | 0% | 0% | 0% | 0% | 0% | 2.497% | 1.38% | 0% | 0% | 96.12% | 100%
Sites-Based | FCZ01 | Warehouse | 0% | 0% | 0% | 0% | 0% | 0% | 0% | 0% | 0% | 0% | 100% | 100%
Sites-Based | FCZ01 | All Commercial | 0% | 0.1616% | 0.02615% | 0.01175% | 0.05344% | 0.06967% | 0.091% | 0.03947% | 0.3217% | 0.02889% | 99.2% | 100%
Sites-Based | FCZ02 | College | 0% | 0% | 0% | 0% | 0% | 0% | 0% | 0% | 0% | 0% | 100% | 100%
Sites-Based | FCZ02 | Food Stores | 0% | 0% | 0% | 0% | 0% | 0% | 1.168% | 1.094% | 0.3973% | 1.053% | 96.29% | 100%
Sites-Based | FCZ02 | Health Care | 0% | 0% | 0% | 0% | 0% | 0% | 0% | 0% | 2.606% | 0% | 97.39% | 100%
Sites-Based | FCZ02 | Lodging | 0% | 0% | 0% | 0% | 0% | 0% | 3.39% | 1.831% | 6.92% | 0% | 87.86% | 100%
Sites-Based | FCZ02 | Miscellaneous | 0.2497% | 0% | 0% | 1.096% | 0% | 0% | 0.2317% | 2.691% | 2.789% | 1.096% | 91.85% | 100%
Sites-Based | FCZ02 | Office, Large | 0% | 0% | 0% | 0% | 0% | 0% | 0% | 0% | 4.081% | 0% | 95.92% | 100%
Sites-Based | FCZ02 | Office, Small | 0% | 0% | 0% | 0% | 0% | 1.503% | 0% | 5.1% | 2.189% | 1.503% | 89.7% | 100%
Sites-Based | FCZ02 | Refrigerated Warehouse | 0% | 0% | 0% | 0% | 0% | 0% | 0% | 0% | 0% | 0% | 100% | 100%
Sites-Based | FCZ02 | Restaurant | 0% | 0% | 0% | 0% | 0% | 0% | 0% | 0.5316% | 2.382% | 1.85% | 95.24% | 100%
Sites-Based | FCZ02 | Retail | 0% | 0% | 0% | 0% | 0% | 0% | 0.4816% | 0.6794% | 0.9199% | 0% | 97.92% | 100%
Sites-Based | FCZ02 | School | 0% | 0% | 0% | 0% | 0% | 0% | 0% | 0% | 5.988% | 0% | 94.01% | 100%
Sites-Based | FCZ02 | Warehouse | 0% | 0% | 0% | 0.9348% | 0% | 0% | 0% | 0% | 5.873% | 0% | 93.19% | 100%
Sites-Based | FCZ02 | All Commercial | 0.04412% | 0% | 0% | 0.2288% | 0% | 0.5222% | 0.2854% | 2.538% | 2.284% | 0.9663% | 93.13% | 100%
Sites-Based | FCZ03 | College | 0% | 0% | 0% | 0% | 0% | 0% | 0% | 0% | 0% | 0% | 100% | 100%
Sites-Based | FCZ03 | Food Stores | 0% | 0% | 0% | 0% | 0% | 0% | 0% | 0.7892% | 0% | 0% | 99.21% | 100%
Sites-Based | FCZ03 | Health Care | 0% | 0% | 0% | 0% | 0% | 0% | 0% | 0% | 5.299% | 0% | 94.7% | 100%
Sites-Based | FCZ03 | Lodging | 0% | 0% | 0% | 0% | 0% | 0% | 7.765% | 0% | 0% | 0% | 92.23% | 100%
Sites-Based | FCZ03 | Miscellaneous | 0% | 0% | 0% | 0% | 0% | 0% | 0% | 0% | 0.1465% | 0% | 99.85% | 100%
Sites-Based | FCZ03 | Office, Large | 0% | 0% | 0% | 0% | 0% | 0% | 0% | 0% | 0% | 0% | 100% | 100%
Sites-Based | FCZ03 | Office, Small | 0% | 0% | 0% | 0% | 0% | 0% | 0% | 0% | 2.563% | 0% | 97.44% | 100%
Sites-Based | FCZ03 | Refrigerated Warehouse | 0% | 0% | 0% | 0% | 0% | 0% | 0% | 0% | 0% | 0% | 100% | 100%
Sites-Based | FCZ03 | Restaurant | 0% | 0% | 0% | 0% | 0% | 0% | 0% | 0% | 1.962% | 0% | 98.04% | 100%
Sites-Based | FCZ03 | Retail | 0% | 0% | 0% | 0% | 0% | 0% | 0% | 0% | 0.6646% | 0.6646% | 98.67% | 100%
Sites-Based | FCZ03 | School | 0% | 0% | 0% | 0% | 0% | 0% | 0% | 0% | 0% | 0% | 100% | 100%
Sites-Based | FCZ03 | Warehouse | 0% | 0% | 0% | 0% | 0% | 0% | 0% | 0% | 0% | 0% | 100% | 100%
Sites-Based | FCZ03 | All Commercial | 0% | 0% | 0% | 0% | 0% | 0% | 0.1762% | 0.05054% | 1.113% | 0.1039% | 98.56% | 100%
Sites-Based | FCZ04 | College | 0% | 0% | 0% | 0% | 0% | 0% | 0% | 0% | 0% | 0% | 100% | 100%
Sites-Based | FCZ04 | Food Stores | 0% | 0% | 0% | 0% | 0% | 0% | 0% | 0% | 0% | 0.3029% | 99.7% | 100%
Sites-Based | FCZ04 | Health Care | 0% | 0% | 0% | 0% | 0% | 0% | 0% | 0% | 0% | 0% | 100% | 100%
Sites-Based | FCZ04 | Lodging | 0% | 0% | 0% | 0% | 0% | 0% | 0% | 0% | 0.7591% | 0% | 99.24% | 100%
Sites-Based | FCZ04 | Miscellaneous | 0% | 0% | 0% | 0% | 0% | 0% | 0% | 0% | 0% | 0.1005% | 99.9% | 100%
Sites-Based | FCZ04 | Office, Large | 0% | 0% | 0% | 0% | 0% | 0% | 0% | 3.137% | 0% | 0% | 96.86% | 100%
Sites-Based | FCZ04 | Office, Small | 0% | 0% | 0% | 0% | 0% | 0% | 0% | 0% | 0.5097% | 0% | 99.49% | 100%
Sites-Based | FCZ04 | Refrigerated Warehouse | 0% | 0% | 0% | 0% | 0% | 0% | 0% | 0% | 0% | 0% | 100% | 100%
Sites-Based | FCZ04 | Restaurant | 0% | 0% | 0% | 0% | 0% | 0% | 0% | 0% | 0.1804% | 0% | 99.82% | 100%
Sites-Based | FCZ04 | Retail | 0% | 0% | 0% | 0% | 0% | 0% | 0% | 0% | 0% | 0.3112% | 99.69% | 100%
Sites-Based | FCZ04 | School | 0% | 0% | 0% | 0% | 0% | 0% | 0% | 0% | 0% | 0% | 100% | 100%
Sites-Based | FCZ04 | Warehouse | 0% | 0% | 0% | 0% | 0% | 0% | 0% | 0% | 1.421% | 0% | 98.58% | 100%
Sites-Based | FCZ04 | All Commercial | 0% | 0% | 0% | 0% | 0% | 0% | 0% | 0.0349% | 0.263% | 0.09683% | 99.61% | 100%
Sites-Based | FCZ05 | College | 0% | 0% | 0% | 0% | 0% | 0% | 0% | 0% | 0% | 0% | 100% | 100%
Sites-Based | FCZ05 | Food Stores | 0% | 0% | 0% | 0% | 0% | 0% | 0% | 0.1669% | 0% | 0% | 99.83% | 100%
Sites-Based | FCZ05 | Health Care | 0% | 0% | 0% | 0% | 0% | 0% | 0% | 0% | 0% | 0.585% | 99.42% | 100%
Sites-Based | FCZ05 | Lodging | 0% | 0% | 0% | 0% | 0% | 0% | 2.557% | 0% | 0% | 2.557% | 94.89% | 100%
Sites-Based | FCZ05 | Miscellaneous | 0% | 0% | 0% | 0% | 0% | 0% | 0% | 0.741% | 3.476% | 3.41% | 92.37% | 100%
Sites-Based | FCZ05 | Office, Large | 0% | 0% | 0% | 0% | 0% | 0% | 0% | 0% | 0% | 0% | 100% | 100%
Sites-Based | FCZ05 | Office, Small | 0% | 0% | 0% | 0% | 0% | 0% | 0% | 0% | 0% | 1.292% | 98.71% | 100%
Sites-Based | FCZ05 | Refrigerated Warehouse | 0% | 0% | 0% | 0% | 0% | 0% | 0% | 0% | 2.327% | 0% | 97.67% | 100%
Sites-Based | FCZ05 | Restaurant | 0% | 0% | 0% | 0% | 0% | 0% | 0% | 0% | 0% | 0% | 100% | 100%
Sites-Based | FCZ05 | Retail | 0% | 0% | 0% | 0% | 0% | 0% | 0% | 0% | 0% | 0% | 100% | 100%
Sites-Based | FCZ05 | School | 0% | 0% | 0% | 0% | 0% | 0% | 0% | 0% | 0% | 0% | 100% | 100%
Sites-Based | FCZ05 | Warehouse | 0% | 0% | 0% | 0% | 0% | 0% | 0% | 0% | 0.3474% | 0% | 99.65% | 100%
Sites-Based | FCZ05 | All Commercial | 0% | 0% | 0% | 0% | 0% | 0% | 0.0321% | 0.1452% | 0.6537% | 1.03% | 98.14% | 100%
Sites-Based | FCZ06 | College | 0% | 0% | 0% | 0% | 0% | 0% | 0% | 0% | 0% | 0% | 100% | 100%
Sites-Based | FCZ06 | Food Stores | 0% | 0% | 0% | 0% | 0% | 0% | 0% | 0.4958% | 0% | 0.9507% | 98.55% | 100%
Sites-Based | FCZ06 | Health Care | 0% | 0% | 0% | 0% | 0% | 0% | 0% | 0% | 0% | 0% | 100% | 100%
Sites-Based | FCZ06 | Lodging | 0% | 0% | 0% | 0% | 0% | 0% | 0% | 0% | 0% | 0% | 100% | 100%
Sites-Based | FCZ06 | Miscellaneous | 0% | 0% | 0% | 0% | 0% | 0% | 0% | 0% | 0.5652% | 0% | 99.43% | 100%
Sites-Based | FCZ06 | Office, Large | 0% | 0% | 0% | 0% | 0% | 0% | 0% | 0% | 0% | 0% | 100% | 100%
Sites-Based | FCZ06 | Office, Small | 0% | 0% | 0% | 0% | 0% | 0% | 0% | 0% | 0.5977% | 0.1924% | 99.21% | 100%
Sites-Based | FCZ06 | Refrigerated Warehouse | 0% | 0% | 0% | 0% | 0% | 0% | 0% | 0% | 0% | 0% | 100% | 100%
Sites-Based | FCZ06 | Restaurant | 0% | 0% | 0% | 0% | 0% | 0% | 0% | 0% | 0% | 1.71% | 98.29% | 100%
Sites-Based | FCZ06 | Retail | 0% | 0% | 0% | 0% | 0% | 0% | 0% | 0% | 0% | 0% | 100% | 100%
Sites-Based | FCZ06 | School | 0% | 0% | 0% | 0% | 0% | 0% | 0% | 0% | 0% | 0% | 100% | 100%
Sites-Based | FCZ06 | Warehouse | 0% | 0% | 0% | 0% | 0% | 0% | 0% | 0% | 3.729% | 0% | 96.27% | 100%
Sites-Based | FCZ06 | All Commercial | 0% | 0% | 0% | 0% | 0% | 0% | 0% | 0.02543% | 0.4627% | 0.3197% | 99.19% | 100%
Sites-Based | FCZ07 | College | 0% | 0% | 0% | 0% | 0% | 0% | 0% | 0% | 0% | 0% | 100% | 100%
Sites-Based | FCZ07 | Food Stores | 0% | 0% | 0% | 0% | 0% | 0% | 0% | 0% | 0% | 0% | 100% | 100%
Sites-Based | FCZ07 | Health Care | 0% | 0% | 0% | 0% | 0% | 0% | 0% | 0% | 0% | 0% | 100% | 100%
Sites-Based | FCZ07 | Lodging | 0% | 0% | 0% | 0% | 0% | 0% | 0% | 0% | 0% | 0% | 100% | 100%
Sites-Based | FCZ07 | Miscellaneous | 0% | 0% | 0% | 0% | 0% | 0% | 0% | 0% | 0% | 0% | 100% | 100%
Sites-Based | FCZ07 | Office, Large | 0% | 0% | 0% | 0% | 0% | 0% | 1.262% | 0% | 0% | 0% | 98.74% | 100%
Sites-Based | FCZ07 | Office, Small | 0% | 0% | 0% | 0% | 0% | 0% | 0% | 0% | 0.07226% | 0% | 99.93% | 100%
Sites-Based | FCZ07 | Refrigerated Warehouse | 0% | 0% | 0% | 0% | 0% | 0% | 0% | 0% | 0% | 0% | 100% | 100%
Sites-Based | FCZ07 | Restaurant | 0% | 0% | 0% | 0% | 0% | 0% | 0% | 0% | 0% | 0% | 100% | 100%
Sites-Based | FCZ07 | Retail | 0% | 0% | 0% | 0% | 0% | 0% | 0% | 0% | 0% | 0% | 100% | 100%
Sites-Based | FCZ07 | School | 0% | 0% | 0% | 0% | 0% | 0% | 0% | 0% | 0% | 0.5115% | 99.49% | 100%
Sites-Based | FCZ07 | Warehouse | 0% | 0% | 0% | 0% | 0% | 0% | 0% | 0% | 0.4575% | 0% | 99.54% | 100%
Sites-Based | FCZ07 | All Commercial | 0% | 0% | 0% | 0% | 0% | 0% | 0.01789% | 0% | 0.04677% | 0.0154% | 99.92% | 100%
Sites-Based | FCZ08 | College | 0% | 0% | 0% | 0% | 0% | 0% | 0% | 0% | 0% | 0% | 100% | 100%
Sites-Based | FCZ08 | Food Stores | 0% | 0% | 0% | 0% | 0% | 0% | 0% | 0% | 0% | 0% | 100% | 100%
Sites-Based | FCZ08 | Health Care | 0% | 0% | 0% | 0% | 0% | 0% | 0% | 0% | 0% | 0% | 100% | 100%
Sites-Based | FCZ08 | Lodging | 0% | 0% | 0% | 0% | 0% | 0% | 0% | 0% | 4.21% | 0% | 95.79% | 100%
Sites-Based | FCZ08 | Miscellaneous | 0% | 0% | 0% | 0% | 0% | 0% | 0% | 0% | 0.2472% | 0% | 99.75% | 100%
Sites-Based | FCZ08 | Office, Large | 0% | 0% | 0% | 0% | 0% | 0% | 0% | 0% | 0% | 0% | 100% | 100%
Sites-Based | FCZ08 | Office, Small | 0% | 0% | 0% | 0% | 0% | 0% | 0% | 0% | 0% | 0% | 100% | 100%
Sites-Based | FCZ08 | Refrigerated Warehouse | 0% | 0% | 0% | 0% | 0% | 0% | 0% | 0% | 0% | 0% | 100% | 100%
Sites-Based | FCZ08 | Restaurant | 0% | 0% | 0% | 0% | 0% | 0% | 0% | 0% | 0% | 0% | 100% | 100%
Sites-Based | FCZ08 | Retail | 0% | 0% | 0% | 0% | 0% | 0% | 0% | 0% | 0% | 0% | 100% | 100%
Sites-Based | FCZ08 | School | 0% | 0% | 0% | 0% | 0% | 0% | 0% | 0% | 0% | 0% | 100% | 100%
Sites-Based | FCZ08 | Warehouse | 0% | 0% | 0% | 0% | 0% | 0% | 0% | 0% | 0% | 0% | 100% | 100%
Sites-Based | FCZ08 | All Commercial | 0% | 0% | 0% | 0% | 0% | 0% | 0% | 0% | 0.09419% | 0% | 99.91% | 100%
Sites-Based | FCZ09 | College | 0% | 0% | 0% | 0% | 0% | 0% | 0% | 0% | 0% | 0% | 100% | 100%
Sites-Based | FCZ09 | Food Stores | 0% | 0% | 0% | 0% | 0% | 0% | 0% | 0% | 0% | 0% | 100% | 100%
Sites-Based | FCZ09 | Health Care | 0% | 0% | 0% | 0% | 0% | 0% | 0% | 0% | 0% | 0% | 100% | 100%
Sites-Based | FCZ09 | Lodging | 0% | 0% | 0% | 0% | 0% | 0% | 0% | 0% | 0% | 0% | 100% | 100%
Sites-Based | FCZ09 | Miscellaneous | 0% | 0% | 0% | 0% | 0% | 0% | 0% | 0% | 2.789% | 0.7157% | 96.5% | 100%
Sites-Based | FCZ09 | Office, Large | 0% | 0% | 0% | 0% | 0% | 0% | 0% | 0% | 0% | 0% | 100% | 100%
Sites-Based | FCZ09 | Office, Small | 0% | 0% | 0% | 0% | 0% | 0% | 0% | 0% | 0% | 0.1363% | 99.86% | 100%
Sites-Based | FCZ09 | Refrigerated Warehouse | 0% | 0% | 0% | 0% | 0% | 0% | 0% | 0% | 0% | 0% | 100% | 100%
Sites-Based | FCZ09 | Restaurant | 0% | 0% | 0% | 0% | 0% | 0% | 0% | 0% | 0% | 0.7414% | 99.26% | 100%
Sites-Based | FCZ09 | Retail | 0% | 0% | 0% | 0% | 0% | 0% | 0% | 0% | 0% | 0% | 100% | 100%
Sites-Based | FCZ09 | School | 0% | 0% | 0% | 0% | 0% | 0% | 0% | 0% | 0% | 0% | 100% | 100%
Sites-Based | FCZ09 | Warehouse | 0% | 0% | 0% | 0% | 0% | 0% | 0% | 0% | 0% | 8.093% | 91.91% | 100%
Sites-Based | FCZ09 | All Commercial | 0% | 0% | 0% | 0% | 0% | 0% | 0% | 0% | 0.5545% | 0.6756% | 98.77% | 100%
Sites-Based | FCZ10 | College | 0% | 0% | 0% | 0% | 0% | 0% | 0% | 0% | 0% | 0% | 100% | 100%
Sites-Based | FCZ10 | Food Stores | 0% | 0% | 0% | 0% | 0% | 0% | 0% | 0% | 0% | 0% | 100% | 100%
Sites-Based | FCZ10 | Health Care | 0% | 0% | 0% | 0% | 0% | 0% | 0% | 0% | 0% | 0% | 100% | 100%
Sites-Based | FCZ10 | Lodging | 0% | 0% | 0% | 0% | 0% | 0% | 0% | 0% | 0% | 0% | 100% | 100%
Sites-Based | FCZ10 | Miscellaneous | 0% | 0% | 0% | 0% | 0% | 0% | 0% | 0% | 0.151% | 0% | 99.85% | 100%
Sites-Based | FCZ10 | Office, Large | 0% | 0% | 0% | 0% | 0% | 0% | 0% | 0% | 5.516% | 0% | 94.48% | 100%
Sites-Based | FCZ10 | Office, Small | 0% | 0% | 0% | 0% | 0% | 0% | 0% | 0% | 0% | 0% | 100% | 100%
Sites-Based | FCZ10 | Refrigerated Warehouse | 0% | 0% | 0% | 0% | 0% | 0% | 0% | 0% | 0% | 0% | 100% | 100%
Sites-Based | FCZ10 | Restaurant | 0% | 0% | 0% | 0% | 0% | 0% | 0% | 0% | 0% | 0% | 100% | 100%
Sites-Based | FCZ10 | Retail | 0% | 0% | 0% | 0% | 0% | 0% | 0% | 0% | 0% | 0% | 100% | 100%
Sites-Based | FCZ10 | School | 0% | 0% | 0% | 0% | 0% | 0% | 0% | 0% | 0% | 0% | 100% | 100%
Sites-Based | FCZ10 | Warehouse | 0% | 0% | 0% | 0% | 0% | 0% | 0% | 0% | 0.5253% | 0% | 99.47% | 100%
Sites-Based | FCZ10 | All Commercial | 0% | 0% | 0% | 0% | 0% | 0% | 0% | 0% | 0.1329% | 0% | 99.87% | 100%
Sites-Based | FCZ11 | College | 0% | 0% | 0% | 0% | 0% | 0% | 0% | 0% | 0% | 0% | 100% | 100%
Sites-Based | FCZ11 | Food Stores | 0% | 0% | 0% | 0% | 0% | 0% | 0% | 0% | 0% | 0% | 100% | 100%
Sites-Based | FCZ11 | Health Care | 0% | 0% | 0% | 0% | 0% | 0% | 0% | 0% | 0% | 0% | 100% | 100%
Sites-Based | FCZ11 | Lodging | 0% | 0% | 0% | 0% | 0% | 0% | 0% | 2.239% | 0% | 0% | 97.76% | 100%
Sites-Based | FCZ11 | Miscellaneous | 0% | 0% | 0% | 0% | 0% | 0% | 0% | 0% | 0.1994% | 0.2214% | 99.58% | 100%
Sites-Based | FCZ11 | Office, Large | 0% | 0% | 0% | 0% | 0% | 0% | 0% | 0% | 0% | 0% | 100% | 100%
Sites-Based | FCZ11 | Office, Small | 0% | 0% | 0% | 0% | 0% | 0% | 0% | 0% | 0% | 0% | 100% | 100%
Sites-Based | FCZ11 | Refrigerated Warehouse | 0% | 0% | 0% | 0% | 0% | 0% | 0% | 0% | 0% | 0% | 100% | 100%
Sites-Based | FCZ11 | Restaurant | 0% | 0% | 0% | 0% | 0% | 0% | 0% | 0% | 0% | 0% | 100% | 100%
Sites-Based | FCZ11 | Retail | 0% | 0% | 0% | 0% | 0% | 0% | 0% | 0% | 0% | 0% | 100% | 100%
Sites-Based | FCZ11 | School | 0% | 0% | 0% | 0% | 0% | 0% | 0% | 0% | 0% | 0% | 100% | 100%
Sites-Based | FCZ11 | Warehouse | 0% | 0% | 0% | 0% | 0% | 0% | 0% | 0% | 0% | 0% | 100% | 100%
Sites-Based | FCZ11 | All Commercial | 0% | 0% | 0% | 0% | 0% | 0% | 0% | 0.02364% | 0.03596% | 0.03993% | 99.9% | 100%
Sites-Based | FCZ12c | College | 0% | 0% | 0% | 0% | 0% | 0% | 0% | 0% | 0% | 0% | 100% | 100%
Sites-Based | FCZ12c | Food Stores | 0% | 0% | 0% | 0% | 0% | 0% | 0% | 0.4506% | 1.071% | 0.3832% | 98.1% | 100%
Sites-Based | FCZ12c | Health Care | 0% | 0% | 0% | 0% | 0% | 0% | 0% | 0% | 0.9125% | 0% | 99.09% | 100%
Sites-Based | FCZ12c | Lodging | 0% | 0% | 0% | 0% | 0% | 0% | 0% | 0% | 0% | 0% | 100% | 100%
Sites-Based | FCZ12c | Miscellaneous | 0% | 0% | 0% | 0% | 0% | 0.2551% | 0% | 0.0921% | 0.6943% | 0% | 98.96% | 100%
Sites-Based | FCZ12c | Office, Large | 0% | 0% | 0% | 0% | 0% | 0% | 1.14% | 0.7183% | 1.14% | 0% | 97% | 100%
Sites-Based | FCZ12c | Office, Small | 0% | 0% | 0% | 0% | 0% | 0% | 0% | 0.8273% | 1.616% | 0.1779% | 97.38% | 100%
Sites-Based | FCZ12c | Refrigerated Warehouse | 0% | 0% | 0% | 0% | 0% | 0% | 0% | 0% | 0% | 0% | 100% | 100%
Sites-Based | FCZ12c | Restaurant | 0% | 0% | 0% | 0% | 0% | 0% | 0% | 0% | 0.5975% | 0% | 99.4% | 100%
Sites-Based | FCZ12c | Retail | 0% | 0% | 0% | 0% | 0% | 0% | 0% | 0% | 1.45% | 0% | 98.55% | 100%
Sites-Based | FCZ12c | School | 0% | 0% | 0% | 0% | 0% | 0% | 0% | 0% | 5.878% | 0% | 94.12% | 100%
Sites-Based | FCZ12c | Warehouse | 0% | 0% | 0% | 0% | 0% | 0% | 0% | 0% | 0% | 0% | 100% | 100%
Sites-Based | FCZ12c | All Commercial | 0% | 0% | 0% | 0% | 0% | 0.03288% | 0.03545% | 0.3686% | 1.258% | 0.08493% | 98.22% | 100%
Sites-Based | FCZ12i | College | 0% | 0% | 0% | 0% | 0% | 0% | 0% | 0% | 0% | 0% | 100% | 100%
Sites-Based | FCZ12i | Food Stores | 0% | 0% | 0% | 0% | 0% | 0% | 0% | 0% | 0% | 0% | 100% | 100%
Sites-Based | FCZ12i | Health Care | 0% | 0% | 0% | 0% | 0% | 0% | 0% | 3.073% | 0% | 0% | 96.93% | 100%
Sites-Based | FCZ12i | Lodging | 0% | 0% | 0% | 0% | 0% | 0% | 0% | 0% | 0% | 0% | 100% | 100%
Sites-Based | FCZ12i | Miscellaneous | 0% | 0% | 0% | 0% | 0% | 0.3638% | 0% | 0.2667% | 1.183% | 0% | 98.19% | 100%
Sites-Based | FCZ12i | Office, Large | 0% | 0% | 0% | 0% | 0% | 0% | 0% | 0% | 5.443% | 0% | 94.56% | 100%
Sites-Based | FCZ12i | Office, Small | 0% | 0% | 0% | 0% | 0% | 0% | 0% | 0.1366% | 3.539% | 0.9597% | 95.36% | 100%
Sites-Based | FCZ12i | Refrigerated Warehouse | 0% | 0% | 0% | 0% | 0% | 0% | 0% | 0% | 0% | 0% | 100% | 100%
Sites-Based | FCZ12i | Restaurant | 0% | 0% | 0% | 0% | 0% | 0% | 0% | 0% | 0% | 0% | 100% | 100%
Sites-Based | FCZ12i | Retail | 0% | 0% | 0% | 0% | 0% | 0% | 0% | 0% | 0.6233% | 0% | 99.38% | 100%
Sites-Based | FCZ12i | School | 0% | 0% | 0% | 0% | 0% | 0% | 0% | 0% | 0% | 0% | 100% | 100%
Sites-Based | FCZ12i | Warehouse | 0% | 0% | 0% | 0% | 0% | 0% | 0% | 0% | 3.711% | 0% | 96.29% | 100%
Sites-Based | FCZ12i | All Commercial | 0% | 0% | 0% | 0% | 0% | 0.06456% | 0% | 0.1732% | 1.66% | 0.2946% | 97.81% | 100%
Sites-Based | FCZ13 | College | 0% | 0% | 0% | 0% | 0% | 0% | 0% | 0% | 3.842% | 0% | 96.16% | 100%
Sites-Based | FCZ13 | Food Stores | 0% | 0% | 0% | 0% | 0% | 0% | 0% | 0% | 0% | 0% | 100% | 100%
Sites-Based | FCZ13 | Health Care | 0% | 0% | 0% | 0% | 0% | 0% | 0% | 0% | 4.242% | 0% | 95.76% | 100%
Sites-Based | FCZ13 | Lodging | 0% | 0% | 0% | 0% | 0% | 0% | 0% | 0% | 0% | 0% | 100% | 100%
Sites-Based | FCZ13 | Miscellaneous | 0% | 0% | 0% | 0% | 0% | 0.2508% | 0% | 1.129% | 1.307% | 0% | 97.31% | 100%
Sites-Based | FCZ13 | Office, Large | 0% | 0% | 0% | 0% | 0% | 5.839% | 0% | 0% | 1.904% | 0% | 92.26% | 100%
Sites-Based | FCZ13 | Office, Small | 0% | 0% | 0% | 0% | 0% | 0% | 0% | 0% | 2.399% | 0% | 97.6% | 100%
Sites-Based | FCZ13 | Refrigerated Warehouse | 0% | 0% | 0% | 0% | 0% | 0% | 0% | 0% | 0% | 0% | 100% | 100%
Sites-Based | FCZ13 | Restaurant | 0% | 0% | 0% | 0% | 0% | 0% | 0% | 0% | 0% | 0% | 100% | 100%
Sites-Based | FCZ13 | Retail | 0% | 0% | 0% | 0% | 0% | 0% | 0.1966% | 0% | 0.4787% | 0% | 99.32% | 100%
Sites-Based | FCZ13 | School | 0% | 0% | 0% | 0% | 0% | 0% | 0% | 0% | 0% | 0% | 100% | 100%
Sites-Based | FCZ13 | Warehouse | 0% | 0% | 0% | 0% | 0% | 0% | 0% | 0% | 3.142% | 0% | 96.86% | 100%
Sites-Based | FCZ13 | All Commercial | 0% | 0% | 0% | 0% | 0% | 0.1409% | 0.04771% | 0.1811% | 1.365% | 0% | 98.27% | 100%
Sites-Based | FCZ16 | College | 0% | 0% | 0% | 0% | 0% | 0% | 0% | 0% | 0% | 0% | 100% | 100%
Sites-Based | FCZ16 | Food Stores | 0% | 0% | 0% | 0% | 0% | 0% | 0% | 0% | 0% | 0% | 100% | 100%
Sites-Based | FCZ16 | Health Care | 0% | 0% | 0% | 0% | 0% | 0% | 0% | 0% | 0% | 0% | 100% | 100%
Sites-Based | FCZ16 | Lodging | 0% | 0% | 0% | 0% | 0% | 0% | 0% | 0% | 0% | 0% | 100% | 100%
Sites-Based | FCZ16 | Miscellaneous | 0% | 0% | 0% | 0% | 0% | 0% | 0% | 0% | 0% | 0% | 100% | 100%
Sites-Based | FCZ16 | Office, Large | 0% | 0% | 0% | 0% | 0% | 0% | 0% | 0% | 0% | 0% | 100% | 100%
Sites-Based | FCZ16 | Office, Small | 0% | 0% | 0% | 0% | 0% | 0% | 0% | 0% | 0% | 0% | 100% | 100%
Sites-Based | FCZ16 | Refrigerated Warehouse | 0% | 0% | 0% | 0% | 0% | 0% | 0% | 0% | 0% | 0% | 100% | 100%
Sites-Based | FCZ16 | Restaurant | 0% | 0% | 0% | 0% | 0% | 0% | 0% | 0% | 0% | 0% | 100% | 100%
Sites-Based | FCZ16 | Retail | 0% | 0% | 0% | 0% | 0% | 0% | 0% | 0% | 0% | 0% | 100% | 100%
Sites-Based | FCZ16 | School | 0% | 0% | 0% | 0% | 0% | 0% | 0% | 0% | 0% | 0% | 100% | 100%
Sites-Based | FCZ16 | Warehouse | 0% | 0% | 0% | 0% | 0% | 0% | 0% | 0% | 0% | 0% | 100% | 100%
Sites-Based | FCZ16 | All Commercial | 0% | 0% | 0% | 0% | 0% | 0% | 0% | 0% | 0% | 0% | 100% | 100%
Sites-Based | FCZ17 | College | 0% | 0% | 0% | 0% | 0% | 0% | 0% | 0% | 0% | 0% | 100% | 100%
Sites-Based | FCZ17 | Food Stores | 0% | 0% | 0% | 0% | 0% | 0% | 0% | 0% | 0% | 0% | 100% | 100%
Sites-Based | FCZ17 | Health Care | 0% | 0% | 0% | 0% | 0% | 0% | 0% | 0% | 0% | 0% | 100% | 100%
Sites-Based | FCZ17 | Lodging | 0% | 0% | 0% | 0% | 0% | 0% | 0% | 0% | 0% | 0% | 100% | 100%
Sites-Based | FCZ17 | Miscellaneous | 0% | 0% | 0% | 0% | 0% | 0% | 0% | 0% | 0% | 0% | 100% | 100%
Sites-Based | FCZ17 | Office, Large | 0% | 0% | 0% | 0% | 0% | 0% | 0% | 0% | 0% | 0% | 100% | 100%
Sites-Based | FCZ17 | Office, Small | 0% | 0% | 0% | 0% | 0% | 0% | 0% | 0% | 0% | 0% | 100% | 100%
Sites-Based | FCZ17 | Refrigerated Warehouse | 0% | 0% | 0% | 0% | 0% | 0% | 0% | 0% | 0% | 0% | 100% | 100%
Sites-Based | FCZ17 | Restaurant | 0% | 0% | 0% | 0% | 0% | 0% | 0% | 0% | 0% | 0% | 100% | 100%
Sites-Based | FCZ17 | Retail | 0% | 0% | 0% | 0% | 0% | 0% | 0% | 0% | 0% | 0% | 100% | 100%
Sites-Based | FCZ17 | School | 0% | 0% | 0% | 0% | 0% | 0% | 0% | 2.714% | 0% | 0% | 97.29% | 100%
Sites-Based | FCZ17 | Warehouse | 0% | 0% | 0% | 0% | 0% | 0% | 0% | 0% | 0% | 0% | 100% | 100%
Sites-Based | FCZ17 | All Commercial | 0% | 0% | 0% | 0% | 0% | 0% | 0% | 0.05893% | 0% | 0% | 99.94% | 100%

## Solar PV Installation
Solar PV Installation By Planning Area, Utility & Forecast Zone
Statewide - Participating Utilities1 + Nonparticipating Utilities2 + Non-Surveyed Forecast Zones3 (FCZ)
Utility xxx Tot - Utility xxx Planning Area (Participating Utility xxx + Nonparticipating Utilities within the planning area of Utility xxx)
Utility xxx - Participating Utility xxx
FCZ xx Tot - Participating Utility Forecast Zone Total (FZC xx + Nonparticipating Utilities within the planning area of the corresponding Utility)
FCZ xx - Participating Utility Forecast zone
1- Participating Utilities: PG&E, SCE, SDG&E, LADWP, SMUD
2- Non-Participating Utilities: Other utilities operating within the areas covered by CEUS survey
3- Forecast Zones (FCZ): Climate zones defined for the Energy Commission's Forecast (FCZ01-FCZ17)
Floorspace-Based data is listed on rows 18-576, and Site-Based data on rows 577-1135
Solar PV Installed
Calculation Method | Statewide/ Utility/ FCZ | Building Type | No | Yes | Total
Floorspace-Based | Statewide | College | 48.68% | 51.32% | 100% | ↓ % of Commercial floorspace
Floorspace-Based | Statewide | Food Stores | 97.58% | 2.424% | 100%
Floorspace-Based | Statewide | Health Care | 89.63% | 10.37% | 100%
Floorspace-Based | Statewide | Lodging | 95.57% | 4.435% | 100%
Floorspace-Based | Statewide | Miscellaneous | 86.9% | 13.1% | 100%
Floorspace-Based | Statewide | Office, Large | 90.64% | 9.355% | 100%
Floorspace-Based | Statewide | Office, Small | 96.05% | 3.945% | 100%
Floorspace-Based | Statewide | Refrigerated Warehouse | 82.55% | 17.45% | 100%
Floorspace-Based | Statewide | Restaurant | 99.44% | 0.5601% | 100%
Floorspace-Based | Statewide | Retail | 89.22% | 10.78% | 100%
Floorspace-Based | Statewide | School | 67.71% | 32.29% | 100%
Floorspace-Based | Statewide | Warehouse | 90.23% | 9.765% | 100%
Floorspace-Based | Statewide | All Commercial | 87.02% | 12.98% | 100%
Floorspace-Based | PG&E Tot | College | 38.99% | 61.01% | 100%
Floorspace-Based | PG&E Tot | Food Stores | 95.17% | 4.825% | 100%
Floorspace-Based | PG&E Tot | Health Care | 88.27% | 11.73% | 100%
Floorspace-Based | PG&E Tot | Lodging | 93.88% | 6.116% | 100%
Floorspace-Based | PG&E Tot | Miscellaneous | 80.08% | 19.92% | 100%
Floorspace-Based | PG&E Tot | Office, Large | 86.44% | 13.56% | 100%
Floorspace-Based | PG&E Tot | Office, Small | 95.14% | 4.861% | 100%
Floorspace-Based | PG&E Tot | Refrigerated Warehouse | 83.07% | 16.93% | 100%
Floorspace-Based | PG&E Tot | Restaurant | 99.28% | 0.7198% | 100%
Floorspace-Based | PG&E Tot | Retail | 89.75% | 10.25% | 100%
Floorspace-Based | PG&E Tot | School | 43.41% | 56.59% | 100%
Floorspace-Based | PG&E Tot | Warehouse | 85.51% | 14.49% | 100%
Floorspace-Based | PG&E Tot | All Commercial | 82.69% | 17.31% | 100%
Floorspace-Based | SCE Tot | College | 50.3% | 49.7% | 100%
Floorspace-Based | SCE Tot | Food Stores | 98.68% | 1.324% | 100%
Floorspace-Based | SCE Tot | Health Care | 93.64% | 6.36% | 100%
Floorspace-Based | SCE Tot | Lodging | 95.79% | 4.212% | 100%
Floorspace-Based | SCE Tot | Miscellaneous | 94.32% | 5.685% | 100%
Floorspace-Based | SCE Tot | Office, Large | 96.09% | 3.905% | 100%
Floorspace-Based | SCE Tot | Office, Small | 97.33% | 2.672% | 100%
Floorspace-Based | SCE Tot | Refrigerated Warehouse | 78.25% | 21.75% | 100%
Floorspace-Based | SCE Tot | Restaurant | 99.47% | 0.5267% | 100%
Floorspace-Based | SCE Tot | Retail | 86.97% | 13.03% | 100%
Floorspace-Based | SCE Tot | School | 73.08% | 26.92% | 100%
Floorspace-Based | SCE Tot | Warehouse | 91.52% | 8.48% | 100%
Floorspace-Based | SCE Tot | All Commercial | 89.24% | 10.76% | 100%
Floorspace-Based | SDG&E Tot | College | 18.62% | 81.38% | 100%
Floorspace-Based | SDG&E Tot | Food Stores | 98.06% | 1.938% | 100%
Floorspace-Based | SDG&E Tot | Health Care | 92.44% | 7.559% | 100%
Floorspace-Based | SDG&E Tot | Lodging | 97.62% | 2.375% | 100%
Floorspace-Based | SDG&E Tot | Miscellaneous | 85.37% | 14.63% | 100%
Floorspace-Based | SDG&E Tot | Office, Large | 85.4% | 14.6% | 100%
Floorspace-Based | SDG&E Tot | Office, Small | 92.5% | 7.5% | 100%
Floorspace-Based | SDG&E Tot | Refrigerated Warehouse | 77.02% | 22.98% | 100%
Floorspace-Based | SDG&E Tot | Restaurant | 98.89% | 1.114% | 100%
Floorspace-Based | SDG&E Tot | Retail | 94.3% | 5.705% | 100%
Floorspace-Based | SDG&E Tot | School | 54.75% | 45.25% | 100%
Floorspace-Based | SDG&E Tot | Warehouse | 85.57% | 14.43% | 100%
Floorspace-Based | SDG&E Tot | All Commercial | 83.07% | 16.93% | 100%
Floorspace-Based | LADWP Tot | College | 95.51% | 4.493% | 100%
Floorspace-Based | LADWP Tot | Food Stores | 100% | 0% | 100%
Floorspace-Based | LADWP Tot | Health Care | 74.53% | 25.47% | 100%
Floorspace-Based | LADWP Tot | Lodging | 100% | 0% | 100%
Floorspace-Based | LADWP Tot | Miscellaneous | 95.07% | 4.933% | 100%
Floorspace-Based | LADWP Tot | Office, Large | 95.9% | 4.097% | 100%
Floorspace-Based | LADWP Tot | Office, Small | 99.07% | 0.9304% | 100%
Floorspace-Based | LADWP Tot | Refrigerated Warehouse | 100% | 0% | 100%
Floorspace-Based | LADWP Tot | Restaurant | 100% | 0% | 100%
Floorspace-Based | LADWP Tot | Retail | 99% | 1% | 100%
Floorspace-Based | LADWP Tot | School | 100% | 0% | 100%
Floorspace-Based | LADWP Tot | Warehouse | 99.03% | 0.9711% | 100%
Floorspace-Based | LADWP Tot | All Commercial | 96.39% | 3.606% | 100%
Floorspace-Based | SMUD Tot | College | 90.64% | 9.356% | 100%
Floorspace-Based | SMUD Tot | Food Stores | 99.91% | 0.08688% | 100%
Floorspace-Based | SMUD Tot | Health Care | 91.48% | 8.517% | 100%
Floorspace-Based | SMUD Tot | Lodging | 98.23% | 1.77% | 100%
Floorspace-Based | SMUD Tot | Miscellaneous | 96.03% | 3.973% | 100%
Floorspace-Based | SMUD Tot | Office, Large | 87.6% | 12.4% | 100%
Floorspace-Based | SMUD Tot | Office, Small | 98.26% | 1.736% | 100%
Floorspace-Based | SMUD Tot | Refrigerated Warehouse | 100% | 0% | 100%
Floorspace-Based | SMUD Tot | Restaurant | 100% | 0% | 100%
Floorspace-Based | SMUD Tot | Retail | 77.42% | 22.58% | 100%
Floorspace-Based | SMUD Tot | School | 89.51% | 10.49% | 100%
Floorspace-Based | SMUD Tot | Warehouse | 100% | 0% | 100%
Floorspace-Based | SMUD Tot | All Commercial | 91.47% | 8.528% | 100%
Floorspace-Based | FCZ01 Tot | College | 61.87% | 38.13% | 100%
Floorspace-Based | FCZ01 Tot | Food Stores | 99.16% | 0.8417% | 100%
Floorspace-Based | FCZ01 Tot | Health Care | 87.83% | 12.17% | 100%
Floorspace-Based | FCZ01 Tot | Lodging | 98.04% | 1.962% | 100%
Floorspace-Based | FCZ01 Tot | Miscellaneous | 77.89% | 22.11% | 100%
Floorspace-Based | FCZ01 Tot | Office, Large | 86.06% | 13.94% | 100%
Floorspace-Based | FCZ01 Tot | Office, Small | 98.01% | 1.994% | 100%
Floorspace-Based | FCZ01 Tot | Refrigerated Warehouse | 91.5% | 8.501% | 100%
Floorspace-Based | FCZ01 Tot | Restaurant | 100% | 0% | 100%
Floorspace-Based | FCZ01 Tot | Retail | 91.18% | 8.816% | 100%
Floorspace-Based | FCZ01 Tot | School | 30.77% | 69.23% | 100%
Floorspace-Based | FCZ01 Tot | Warehouse | 84.14% | 15.86% | 100%
Floorspace-Based | FCZ01 Tot | All Commercial | 83.34% | 16.66% | 100%
Floorspace-Based | FCZ02 Tot | College | 14.05% | 85.95% | 100%
Floorspace-Based | FCZ02 Tot | Food Stores | 94.23% | 5.767% | 100%
Floorspace-Based | FCZ02 Tot | Health Care | 96.72% | 3.279% | 100%
Floorspace-Based | FCZ02 Tot | Lodging | 94.56% | 5.436% | 100%
Floorspace-Based | FCZ02 Tot | Miscellaneous | 90.76% | 9.237% | 100%
Floorspace-Based | FCZ02 Tot | Office, Large | 92.01% | 7.994% | 100%
Floorspace-Based | FCZ02 Tot | Office, Small | 91.73% | 8.269% | 100%
Floorspace-Based | FCZ02 Tot | Refrigerated Warehouse | 100% | 0% | 100%
Floorspace-Based | FCZ02 Tot | Restaurant | 100% | 0% | 100%
Floorspace-Based | FCZ02 Tot | Retail | 87.55% | 12.45% | 100%
Floorspace-Based | FCZ02 Tot | School | 70.89% | 29.11% | 100%
Floorspace-Based | FCZ02 Tot | Warehouse | 91.13% | 8.873% | 100%
Floorspace-Based | FCZ02 Tot | All Commercial | 89.39% | 10.61% | 100%
Floorspace-Based | FCZ03 Tot | College | 12.35% | 87.65% | 100%
Floorspace-Based | FCZ03 Tot | Food Stores | 96.65% | 3.346% | 100%
Floorspace-Based | FCZ03 Tot | Health Care | 98.48% | 1.524% | 100%
Floorspace-Based | FCZ03 Tot | Lodging | 96.37% | 3.631% | 100%
Floorspace-Based | FCZ03 Tot | Miscellaneous | 88.23% | 11.77% | 100%
Floorspace-Based | FCZ03 Tot | Office, Large | 100% | 0% | 100%
Floorspace-Based | FCZ03 Tot | Office, Small | 95.17% | 4.829% | 100%
Floorspace-Based | FCZ03 Tot | Refrigerated Warehouse | 100% | 0% | 100%
Floorspace-Based | FCZ03 Tot | Restaurant | 98.12% | 1.881% | 100%
Floorspace-Based | FCZ03 Tot | Retail | 91.9% | 8.102% | 100%
Floorspace-Based | FCZ03 Tot | School | 40.27% | 59.73% | 100%
Floorspace-Based | FCZ03 Tot | Warehouse | 95.1% | 4.898% | 100%
Floorspace-Based | FCZ03 Tot | All Commercial | 78.74% | 21.26% | 100%
Floorspace-Based | FCZ04 Tot | College | 42.24% | 57.76% | 100%
Floorspace-Based | FCZ04 Tot | Food Stores | 89.56% | 10.44% | 100%
Floorspace-Based | FCZ04 Tot | Health Care | 72.2% | 27.8% | 100%
Floorspace-Based | FCZ04 Tot | Lodging | 71.12% | 28.88% | 100%
Floorspace-Based | FCZ04 Tot | Miscellaneous | 83.91% | 16.09% | 100%
Floorspace-Based | FCZ04 Tot | Office, Large | 88.09% | 11.91% | 100%
Floorspace-Based | FCZ04 Tot | Office, Small | 92.5% | 7.499% | 100%
Floorspace-Based | FCZ04 Tot | Refrigerated Warehouse | 48.25% | 51.75% | 100%
Floorspace-Based | FCZ04 Tot | Restaurant | 99.16% | 0.8444% | 100%
Floorspace-Based | FCZ04 Tot | Retail | 81.71% | 18.29% | 100%
Floorspace-Based | FCZ04 Tot | School | 61.66% | 38.34% | 100%
Floorspace-Based | FCZ04 Tot | Warehouse | 91.3% | 8.7% | 100%
Floorspace-Based | FCZ04 Tot | All Commercial | 82.01% | 17.99% | 100%
Floorspace-Based | FCZ05 Tot | College | 18.78% | 81.22% | 100%
Floorspace-Based | FCZ05 Tot | Food Stores | 97.01% | 2.987% | 100%
Floorspace-Based | FCZ05 Tot | Health Care | 90.23% | 9.771% | 100%
Floorspace-Based | FCZ05 Tot | Lodging | 99.35% | 0.6464% | 100%
Floorspace-Based | FCZ05 Tot | Miscellaneous | 72.2% | 27.8% | 100%
Floorspace-Based | FCZ05 Tot | Office, Large | 93.66% | 6.344% | 100%
Floorspace-Based | FCZ05 Tot | Office, Small | 92.44% | 7.557% | 100%
Floorspace-Based | FCZ05 Tot | Refrigerated Warehouse | 84% | 16% | 100%
Floorspace-Based | FCZ05 Tot | Restaurant | 97.27% | 2.731% | 100%
Floorspace-Based | FCZ05 Tot | Retail | 92.01% | 7.993% | 100%
Floorspace-Based | FCZ05 Tot | School | 38.63% | 61.37% | 100%
Floorspace-Based | FCZ05 Tot | Warehouse | 72.57% | 27.43% | 100%
Floorspace-Based | FCZ05 Tot | All Commercial | 77.79% | 22.21% | 100%
Floorspace-Based | FCZ06 Tot | College | 12.13% | 87.87% | 100%
Floorspace-Based | FCZ06 Tot | Food Stores | 87.49% | 12.51% | 100%
Floorspace-Based | FCZ06 Tot | Health Care | 99.11% | 0.8877% | 100%
Floorspace-Based | FCZ06 Tot | Lodging | 89.82% | 10.18% | 100%
Floorspace-Based | FCZ06 Tot | Miscellaneous | 90.36% | 9.644% | 100%
Floorspace-Based | FCZ06 Tot | Office, Large | 73.6% | 26.4% | 100%
Floorspace-Based | FCZ06 Tot | Office, Small | 95.34% | 4.656% | 100%
Floorspace-Based | FCZ06 Tot | Refrigerated Warehouse | 100% | 0% | 100%
Floorspace-Based | FCZ06 Tot | Restaurant | 98.44% | 1.562% | 100%
Floorspace-Based | FCZ06 Tot | Retail | 95.8% | 4.201% | 100%
Floorspace-Based | FCZ06 Tot | School | 50.07% | 49.93% | 100%
Floorspace-Based | FCZ06 Tot | Warehouse | 77.57% | 22.43% | 100%
Floorspace-Based | FCZ06 Tot | All Commercial | 81.3% | 18.7% | 100%
Floorspace-Based | FCZ07 Tot | College | 39.08% | 60.92% | 100%
Floorspace-Based | FCZ07 Tot | Food Stores | 99.4% | 0.5954% | 100%
Floorspace-Based | FCZ07 Tot | Health Care | 95.28% | 4.724% | 100%
Floorspace-Based | FCZ07 Tot | Lodging | 98.29% | 1.705% | 100%
Floorspace-Based | FCZ07 Tot | Miscellaneous | 95.65% | 4.353% | 100%
Floorspace-Based | FCZ07 Tot | Office, Large | 97.58% | 2.419% | 100%
Floorspace-Based | FCZ07 Tot | Office, Small | 96.7% | 3.301% | 100%
Floorspace-Based | FCZ07 Tot | Refrigerated Warehouse | 83.88% | 16.12% | 100%
Floorspace-Based | FCZ07 Tot | Restaurant | 100% | 0% | 100%
Floorspace-Based | FCZ07 Tot | Retail | 90.92% | 9.076% | 100%
Floorspace-Based | FCZ07 Tot | School | 70.94% | 29.06% | 100%
Floorspace-Based | FCZ07 Tot | Warehouse | 95.47% | 4.527% | 100%
Floorspace-Based | FCZ07 Tot | All Commercial | 90.99% | 9.01% | 100%
Floorspace-Based | FCZ08 Tot | College | 58.83% | 41.17% | 100%
Floorspace-Based | FCZ08 Tot | Food Stores | 100% | 0% | 100%
Floorspace-Based | FCZ08 Tot | Health Care | 96.25% | 3.749% | 100%
Floorspace-Based | FCZ08 Tot | Lodging | 95.89% | 4.107% | 100%
Floorspace-Based | FCZ08 Tot | Miscellaneous | 96.2% | 3.796% | 100%
Floorspace-Based | FCZ08 Tot | Office, Large | 79.52% | 20.48% | 100%
Floorspace-Based | FCZ08 Tot | Office, Small | 96.39% | 3.606% | 100%
Floorspace-Based | FCZ08 Tot | Refrigerated Warehouse | 39.65% | 60.35% | 100%
Floorspace-Based | FCZ08 Tot | Restaurant | 99.07% | 0.9253% | 100%
Floorspace-Based | FCZ08 Tot | Retail | 96.88% | 3.124% | 100%
Floorspace-Based | FCZ08 Tot | School | 83.38% | 16.62% | 100%
Floorspace-Based | FCZ08 Tot | Warehouse | 98.87% | 1.133% | 100%
Floorspace-Based | FCZ08 Tot | All Commercial | 87.5% | 12.5% | 100%
Floorspace-Based | FCZ09 Tot | College | 46.2% | 53.8% | 100%
Floorspace-Based | FCZ09 Tot | Food Stores | 100% | 0% | 100%
Floorspace-Based | FCZ09 Tot | Health Care | 100% | 0% | 100%
Floorspace-Based | FCZ09 Tot | Lodging | 85.87% | 14.13% | 100%
Floorspace-Based | FCZ09 Tot | Miscellaneous | 76.18% | 23.82% | 100%
Floorspace-Based | FCZ09 Tot | Office, Large | 100% | 0% | 100%
Floorspace-Based | FCZ09 Tot | Office, Small | 97.88% | 2.123% | 100%
Floorspace-Based | FCZ09 Tot | Refrigerated Warehouse | 7.844% | 92.16% | 100%
Floorspace-Based | FCZ09 Tot | Restaurant | 99.24% | 0.7621% | 100%
Floorspace-Based | FCZ09 Tot | Retail | 93.84% | 6.156% | 100%
Floorspace-Based | FCZ09 Tot | School | 71.05% | 28.95% | 100%
Floorspace-Based | FCZ09 Tot | Warehouse | 98.6% | 1.398% | 100%
Floorspace-Based | FCZ09 Tot | All Commercial | 84.96% | 15.04% | 100%
Floorspace-Based | FCZ10 Tot | College | 28.84% | 71.16% | 100%
Floorspace-Based | FCZ10 Tot | Food Stores | 93.94% | 6.06% | 100%
Floorspace-Based | FCZ10 Tot | Health Care | 85.9% | 14.1% | 100%
Floorspace-Based | FCZ10 Tot | Lodging | 84.21% | 15.79% | 100%
Floorspace-Based | FCZ10 Tot | Miscellaneous | 92.7% | 7.303% | 100%
Floorspace-Based | FCZ10 Tot | Office, Large | 96.34% | 3.659% | 100%
Floorspace-Based | FCZ10 Tot | Office, Small | 98.13% | 1.872% | 100%
Floorspace-Based | FCZ10 Tot | Refrigerated Warehouse | 100% | 0% | 100%
Floorspace-Based | FCZ10 Tot | Restaurant | 97.18% | 2.822% | 100%
Floorspace-Based | FCZ10 Tot | Retail | 71.62% | 28.38% | 100%
Floorspace-Based | FCZ10 Tot | School | 56.37% | 43.63% | 100%
Floorspace-Based | FCZ10 Tot | Warehouse | 77.62% | 22.38% | 100%
Floorspace-Based | FCZ10 Tot | All Commercial | 79.66% | 20.34% | 100%
Floorspace-Based | FCZ11 Tot | College | 89.05% | 10.95% | 100%
Floorspace-Based | FCZ11 Tot | Food Stores | 99.47% | 0.5337% | 100%
Floorspace-Based | FCZ11 Tot | Health Care | 94.83% | 5.169% | 100%
Floorspace-Based | FCZ11 Tot | Lodging | 97.36% | 2.638% | 100%
Floorspace-Based | FCZ11 Tot | Miscellaneous | 95.95% | 4.05% | 100%
Floorspace-Based | FCZ11 Tot | Office, Large | 97.75% | 2.253% | 100%
Floorspace-Based | FCZ11 Tot | Office, Small | 100% | 0% | 100%
Floorspace-Based | FCZ11 Tot | Refrigerated Warehouse | 55.28% | 44.72% | 100%
Floorspace-Based | FCZ11 Tot | Restaurant | 100% | 0% | 100%
Floorspace-Based | FCZ11 Tot | Retail | 84.71% | 15.29% | 100%
Floorspace-Based | FCZ11 Tot | School | 95.39% | 4.61% | 100%
Floorspace-Based | FCZ11 Tot | Warehouse | 99.33% | 0.6696% | 100%
Floorspace-Based | FCZ11 Tot | All Commercial | 95.18% | 4.821% | 100%
Floorspace-Based | FCZ12c Tot | College | 13.93% | 86.07% | 100%
Floorspace-Based | FCZ12c Tot | Food Stores | 97.3% | 2.705% | 100%
Floorspace-Based | FCZ12c Tot | Health Care | 93.61% | 6.391% | 100%
Floorspace-Based | FCZ12c Tot | Lodging | 98.39% | 1.613% | 100%
Floorspace-Based | FCZ12c Tot | Miscellaneous | 82.91% | 17.09% | 100%
Floorspace-Based | FCZ12c Tot | Office, Large | 85.58% | 14.42% | 100%
Floorspace-Based | FCZ12c Tot | Office, Small | 91.7% | 8.298% | 100%
Floorspace-Based | FCZ12c Tot | Refrigerated Warehouse | 78.04% | 21.96% | 100%
Floorspace-Based | FCZ12c Tot | Restaurant | 98.47% | 1.532% | 100%
Floorspace-Based | FCZ12c Tot | Retail | 96.53% | 3.468% | 100%
Floorspace-Based | FCZ12c Tot | School | 55.15% | 44.85% | 100%
Floorspace-Based | FCZ12c Tot | Warehouse | 88.65% | 11.35% | 100%
Floorspace-Based | FCZ12c Tot | All Commercial | 82.68% | 17.32% | 100%
Floorspace-Based | FCZ12i Tot | College | 34.31% | 65.69% | 100%
Floorspace-Based | FCZ12i Tot | Food Stores | 99.72% | 0.2836% | 100%
Floorspace-Based | FCZ12i Tot | Health Care | 90.92% | 9.076% | 100%
Floorspace-Based | FCZ12i Tot | Lodging | 95.38% | 4.621% | 100%
Floorspace-Based | FCZ12i Tot | Miscellaneous | 91.11% | 8.89% | 100%
Floorspace-Based | FCZ12i Tot | Office, Large | 84.34% | 15.66% | 100%
Floorspace-Based | FCZ12i Tot | Office, Small | 95.01% | 4.99% | 100%
Floorspace-Based | FCZ12i Tot | Refrigerated Warehouse | 66.11% | 33.89% | 100%
Floorspace-Based | FCZ12i Tot | Restaurant | 99.73% | 0.2734% | 100%
Floorspace-Based | FCZ12i Tot | Retail | 90.81% | 9.189% | 100%
Floorspace-Based | FCZ12i Tot | School | 54.28% | 45.72% | 100%
Floorspace-Based | FCZ12i Tot | Warehouse | 75.01% | 24.99% | 100%
Floorspace-Based | FCZ12i Tot | All Commercial | 84.01% | 15.99% | 100%
Floorspace-Based | FCZ13 Tot | College | 90.64% | 9.356% | 100%
Floorspace-Based | FCZ13 Tot | Food Stores | 99.91% | 0.08688% | 100%
Floorspace-Based | FCZ13 Tot | Health Care | 91.48% | 8.517% | 100%
Floorspace-Based | FCZ13 Tot | Lodging | 98.23% | 1.77% | 100%
Floorspace-Based | FCZ13 Tot | Miscellaneous | 96.03% | 3.973% | 100%
Floorspace-Based | FCZ13 Tot | Office, Large | 87.6% | 12.4% | 100%
Floorspace-Based | FCZ13 Tot | Office, Small | 98.26% | 1.736% | 100%
Floorspace-Based | FCZ13 Tot | Refrigerated Warehouse | 100% | 0% | 100%
Floorspace-Based | FCZ13 Tot | Restaurant | 100% | 0% | 100%
Floorspace-Based | FCZ13 Tot | Retail | 77.42% | 22.58% | 100%
Floorspace-Based | FCZ13 Tot | School | 89.51% | 10.49% | 100%
Floorspace-Based | FCZ13 Tot | Warehouse | 100% | 0% | 100%
Floorspace-Based | FCZ13 Tot | All Commercial | 91.47% | 8.528% | 100%
Floorspace-Based | FCZ16 Tot | College | 95.25% | 4.746% | 100%
Floorspace-Based | FCZ16 Tot | Food Stores | 100% | 0% | 100%
Floorspace-Based | FCZ16 Tot | Health Care | 75.85% | 24.15% | 100%
Floorspace-Based | FCZ16 Tot | Lodging | 100% | 0% | 100%
Floorspace-Based | FCZ16 Tot | Miscellaneous | 95.67% | 4.329% | 100%
Floorspace-Based | FCZ16 Tot | Office, Large | 96.99% | 3.005% | 100%
Floorspace-Based | FCZ16 Tot | Office, Small | 100% | 0% | 100%
Floorspace-Based | FCZ16 Tot | Refrigerated Warehouse | 100% | 0% | 100%
Floorspace-Based | FCZ16 Tot | Restaurant | 100% | 0% | 100%
Floorspace-Based | FCZ16 Tot | Retail | 100% | 0% | 100%
Floorspace-Based | FCZ16 Tot | School | 100% | 0% | 100%
Floorspace-Based | FCZ16 Tot | Warehouse | 100% | 0% | 100%
Floorspace-Based | FCZ16 Tot | All Commercial | 97% | 3.003% | 100%
Floorspace-Based | FCZ17 Tot | College | 100% | 0% | 100%
Floorspace-Based | FCZ17 Tot | Food Stores | 100% | 0% | 100%
Floorspace-Based | FCZ17 Tot | Health Care | 70.97% | 29.03% | 100%
Floorspace-Based | FCZ17 Tot | Lodging | 100% | 0% | 100%
Floorspace-Based | FCZ17 Tot | Miscellaneous | 93.25% | 6.75% | 100%
Floorspace-Based | FCZ17 Tot | Office, Large | 85.18% | 14.82% | 100%
Floorspace-Based | FCZ17 Tot | Office, Small | 96.61% | 3.387% | 100%
Floorspace-Based | FCZ17 Tot | Refrigerated Warehouse | 100% | 0% | 100%
Floorspace-Based | FCZ17 Tot | Restaurant | 100% | 0% | 100%
Floorspace-Based | FCZ17 Tot | Retail | 97.03% | 2.972% | 100%
Floorspace-Based | FCZ17 Tot | School | 100% | 0% | 100%
Floorspace-Based | FCZ17 Tot | Warehouse | 97.57% | 2.429% | 100%
Floorspace-Based | FCZ17 Tot | All Commercial | 94.29% | 5.714% | 100%
Floorspace-Based | PG&E | College | 37.37% | 62.63% | 100%
Floorspace-Based | PG&E | Food Stores | 95.18% | 4.815% | 100%
Floorspace-Based | PG&E | Health Care | 88.38% | 11.62% | 100%
Floorspace-Based | PG&E | Lodging | 93.8% | 6.197% | 100%
Floorspace-Based | PG&E | Miscellaneous | 80.92% | 19.08% | 100%
Floorspace-Based | PG&E | Office, Large | 86.48% | 13.52% | 100%
Floorspace-Based | PG&E | Office, Small | 95% | 5.003% | 100%
Floorspace-Based | PG&E | Refrigerated Warehouse | 82.11% | 17.89% | 100%
Floorspace-Based | PG&E | Restaurant | 99.27% | 0.7344% | 100%
Floorspace-Based | PG&E | Retail | 89.74% | 10.26% | 100%
Floorspace-Based | PG&E | School | 43.5% | 56.5% | 100%
Floorspace-Based | PG&E | Warehouse | 85.4% | 14.6% | 100%
Floorspace-Based | PG&E | All Commercial | 82.95% | 17.05% | 100%
Floorspace-Based | SCE | College | 44.93% | 55.07% | 100%
Floorspace-Based | SCE | Food Stores | 98.66% | 1.342% | 100%
Floorspace-Based | SCE | Health Care | 93.76% | 6.244% | 100%
Floorspace-Based | SCE | Lodging | 95.53% | 4.467% | 100%
Floorspace-Based | SCE | Miscellaneous | 94.14% | 5.857% | 100%
Floorspace-Based | SCE | Office, Large | 95.95% | 4.046% | 100%
Floorspace-Based | SCE | Office, Small | 97.23% | 2.769% | 100%
Floorspace-Based | SCE | Refrigerated Warehouse | 74.15% | 25.85% | 100%
Floorspace-Based | SCE | Restaurant | 99.47% | 0.5348% | 100%
Floorspace-Based | SCE | Retail | 87.03% | 12.97% | 100%
Floorspace-Based | SCE | School | 72.49% | 27.51% | 100%
Floorspace-Based | SCE | Warehouse | 90.52% | 9.475% | 100%
Floorspace-Based | SCE | All Commercial | 88.73% | 11.27% | 100%
Floorspace-Based | SDG&E | College | 18.62% | 81.38% | 100%
Floorspace-Based | SDG&E | Food Stores | 98.06% | 1.938% | 100%
Floorspace-Based | SDG&E | Health Care | 92.44% | 7.559% | 100%
Floorspace-Based | SDG&E | Lodging | 97.62% | 2.375% | 100%
Floorspace-Based | SDG&E | Miscellaneous | 85.37% | 14.63% | 100%
Floorspace-Based | SDG&E | Office, Large | 85.4% | 14.6% | 100%
Floorspace-Based | SDG&E | Office, Small | 92.5% | 7.5% | 100%
Floorspace-Based | SDG&E | Refrigerated Warehouse | 77.02% | 22.98% | 100%
Floorspace-Based | SDG&E | Restaurant | 98.89% | 1.114% | 100%
Floorspace-Based | SDG&E | Retail | 94.3% | 5.705% | 100%
Floorspace-Based | SDG&E | School | 54.75% | 45.25% | 100%
Floorspace-Based | SDG&E | Warehouse | 85.57% | 14.43% | 100%
Floorspace-Based | SDG&E | All Commercial | 83.07% | 16.93% | 100%
Floorspace-Based | LADWP | College | 95.51% | 4.493% | 100%
Floorspace-Based | LADWP | Food Stores | 100% | 0% | 100%
Floorspace-Based | LADWP | Health Care | 74.53% | 25.47% | 100%
Floorspace-Based | LADWP | Lodging | 100% | 0% | 100%
Floorspace-Based | LADWP | Miscellaneous | 95.07% | 4.933% | 100%
Floorspace-Based | LADWP | Office, Large | 95.9% | 4.097% | 100%
Floorspace-Based | LADWP | Office, Small | 99.07% | 0.9304% | 100%
Floorspace-Based | LADWP | Refrigerated Warehouse | 100% | 0% | 100%
Floorspace-Based | LADWP | Restaurant | 100% | 0% | 100%
Floorspace-Based | LADWP | Retail | 99% | 1% | 100%
Floorspace-Based | LADWP | School | 100% | 0% | 100%
Floorspace-Based | LADWP | Warehouse | 99.03% | 0.9711% | 100%
Floorspace-Based | LADWP | All Commercial | 96.39% | 3.606% | 100%
Floorspace-Based | SMUD | College | 90.64% | 9.356% | 100%
Floorspace-Based | SMUD | Food Stores | 99.91% | 0.08688% | 100%
Floorspace-Based | SMUD | Health Care | 91.48% | 8.517% | 100%
Floorspace-Based | SMUD | Lodging | 98.23% | 1.77% | 100%
Floorspace-Based | SMUD | Miscellaneous | 96.03% | 3.973% | 100%
Floorspace-Based | SMUD | Office, Large | 87.6% | 12.4% | 100%
Floorspace-Based | SMUD | Office, Small | 98.26% | 1.736% | 100%
Floorspace-Based | SMUD | Refrigerated Warehouse | 100% | 0% | 100%
Floorspace-Based | SMUD | Restaurant | 100% | 0% | 100%
Floorspace-Based | SMUD | Retail | 77.42% | 22.58% | 100%
Floorspace-Based | SMUD | School | 89.51% | 10.49% | 100%
Floorspace-Based | SMUD | Warehouse | 100% | 0% | 100%
Floorspace-Based | SMUD | All Commercial | 91.47% | 8.528% | 100%
Floorspace-Based | FCZ01 | College | 100% | 0% | 0%
Floorspace-Based | FCZ01 | Food Stores | 100% | 0% | 0%
Floorspace-Based | FCZ01 | Health Care | 100% | 0% | 0%
Floorspace-Based | FCZ01 | Lodging | 100% | 0% | 0%
Floorspace-Based | FCZ01 | Miscellaneous | 100% | 0% | 0%
Floorspace-Based | FCZ01 | Office, Large | 100% | 0% | 0%
Floorspace-Based | FCZ01 | Office, Small | 100% | 0% | 0%
Floorspace-Based | FCZ01 | Refrigerated Warehouse | 100% | 0% | 0%
Floorspace-Based | FCZ01 | Restaurant | 100% | 0% | 0%
Floorspace-Based | FCZ01 | Retail | 100% | 0% | 0%
Floorspace-Based | FCZ01 | School | 100% | 0% | 0%
Floorspace-Based | FCZ01 | Warehouse | 100% | 0% | 0%
Floorspace-Based | FCZ01 | All Commercial | 0% | 0% | 0%
Floorspace-Based | FCZ02 | College | 100% | 0% | 0%
Floorspace-Based | FCZ02 | Food Stores | 100% | 0% | 0%
Floorspace-Based | FCZ02 | Health Care | 100% | 0% | 0%
Floorspace-Based | FCZ02 | Lodging | 100% | 0% | 0%
Floorspace-Based | FCZ02 | Miscellaneous | 100% | 0% | 0%
Floorspace-Based | FCZ02 | Office, Large | 100% | 0% | 0%
Floorspace-Based | FCZ02 | Office, Small | 100% | 0% | 0%
Floorspace-Based | FCZ02 | Refrigerated Warehouse | 100% | 0% | 0%
Floorspace-Based | FCZ02 | Restaurant | 100% | 0% | 0%
Floorspace-Based | FCZ02 | Retail | 100% | 0% | 0%
Floorspace-Based | FCZ02 | School | 100% | 0% | 0%
Floorspace-Based | FCZ02 | Warehouse | 100% | 0% | 0%
Floorspace-Based | FCZ02 | All Commercial | 0% | 0% | 0%
Floorspace-Based | FCZ03 | College | 100% | 0% | 0%
Floorspace-Based | FCZ03 | Food Stores | 100% | 0% | 0%
Floorspace-Based | FCZ03 | Health Care | 100% | 0% | 0%
Floorspace-Based | FCZ03 | Lodging | 100% | 0% | 0%
Floorspace-Based | FCZ03 | Miscellaneous | 100% | 0% | 0%
Floorspace-Based | FCZ03 | Office, Large | 100% | 0% | 0%
Floorspace-Based | FCZ03 | Office, Small | 100% | 0% | 0%
Floorspace-Based | FCZ03 | Refrigerated Warehouse | 100% | 0% | 0%
Floorspace-Based | FCZ03 | Restaurant | 100% | 0% | 0%
Floorspace-Based | FCZ03 | Retail | 100% | 0% | 0%
Floorspace-Based | FCZ03 | School | 100% | 0% | 0%
Floorspace-Based | FCZ03 | Warehouse | 100% | 0% | 0%
Floorspace-Based | FCZ03 | All Commercial | 0% | 0% | 0%
Floorspace-Based | FCZ04 | College | 100% | 0% | 0%
Floorspace-Based | FCZ04 | Food Stores | 100% | 0% | 0%
Floorspace-Based | FCZ04 | Health Care | 100% | 0% | 0%
Floorspace-Based | FCZ04 | Lodging | 100% | 0% | 0%
Floorspace-Based | FCZ04 | Miscellaneous | 100% | 0% | 0%
Floorspace-Based | FCZ04 | Office, Large | 100% | 0% | 0%
Floorspace-Based | FCZ04 | Office, Small | 100% | 0% | 0%
Floorspace-Based | FCZ04 | Refrigerated Warehouse | 100% | 0% | 0%
Floorspace-Based | FCZ04 | Restaurant | 100% | 0% | 0%
Floorspace-Based | FCZ04 | Retail | 100% | 0% | 0%
Floorspace-Based | FCZ04 | School | 100% | 0% | 0%
Floorspace-Based | FCZ04 | Warehouse | 100% | 0% | 0%
Floorspace-Based | FCZ04 | All Commercial | 0% | 0% | 0%
Floorspace-Based | FCZ05 | College | 100% | 0% | 0%
Floorspace-Based | FCZ05 | Food Stores | 100% | 0% | 0%
Floorspace-Based | FCZ05 | Health Care | 100% | 0% | 0%
Floorspace-Based | FCZ05 | Lodging | 100% | 0% | 0%
Floorspace-Based | FCZ05 | Miscellaneous | 100% | 0% | 0%
Floorspace-Based | FCZ05 | Office, Large | 100% | 0% | 0%
Floorspace-Based | FCZ05 | Office, Small | 100% | 0% | 0%
Floorspace-Based | FCZ05 | Refrigerated Warehouse | 100% | 0% | 0%
Floorspace-Based | FCZ05 | Restaurant | 100% | 0% | 0%
Floorspace-Based | FCZ05 | Retail | 100% | 0% | 0%
Floorspace-Based | FCZ05 | School | 100% | 0% | 0%
Floorspace-Based | FCZ05 | Warehouse | 100% | 0% | 0%
Floorspace-Based | FCZ05 | All Commercial | 0% | 0% | 0%
Floorspace-Based | FCZ06 | College | 100% | 0% | 0%
Floorspace-Based | FCZ06 | Food Stores | 100% | 0% | 0%
Floorspace-Based | FCZ06 | Health Care | 100% | 0% | 0%
Floorspace-Based | FCZ06 | Lodging | 100% | 0% | 0%
Floorspace-Based | FCZ06 | Miscellaneous | 100% | 0% | 0%
Floorspace-Based | FCZ06 | Office, Large | 100% | 0% | 0%
Floorspace-Based | FCZ06 | Office, Small | 100% | 0% | 0%
Floorspace-Based | FCZ06 | Refrigerated Warehouse | 100% | 0% | 0%
Floorspace-Based | FCZ06 | Restaurant | 100% | 0% | 0%
Floorspace-Based | FCZ06 | Retail | 100% | 0% | 0%
Floorspace-Based | FCZ06 | School | 100% | 0% | 0%
Floorspace-Based | FCZ06 | Warehouse | 100% | 0% | 0%
Floorspace-Based | FCZ06 | All Commercial | 0% | 0% | 0%
Floorspace-Based | FCZ07 | College | 100% | 0% | 0%
Floorspace-Based | FCZ07 | Food Stores | 100% | 0% | 0%
Floorspace-Based | FCZ07 | Health Care | 100% | 0% | 0%
Floorspace-Based | FCZ07 | Lodging | 100% | 0% | 0%
Floorspace-Based | FCZ07 | Miscellaneous | 100% | 0% | 0%
Floorspace-Based | FCZ07 | Office, Large | 100% | 0% | 0%
Floorspace-Based | FCZ07 | Office, Small | 100% | 0% | 0%
Floorspace-Based | FCZ07 | Refrigerated Warehouse | 100% | 0% | 0%
Floorspace-Based | FCZ07 | Restaurant | 100% | 0% | 0%
Floorspace-Based | FCZ07 | Retail | 100% | 0% | 0%
Floorspace-Based | FCZ07 | School | 100% | 0% | 0%
Floorspace-Based | FCZ07 | Warehouse | 100% | 0% | 0%
Floorspace-Based | FCZ07 | All Commercial | 0% | 0% | 0%
Floorspace-Based | FCZ08 | College | 100% | 0% | 0%
Floorspace-Based | FCZ08 | Food Stores | 100% | 0% | 0%
Floorspace-Based | FCZ08 | Health Care | 100% | 0% | 0%
Floorspace-Based | FCZ08 | Lodging | 100% | 0% | 0%
Floorspace-Based | FCZ08 | Miscellaneous | 100% | 0% | 0%
Floorspace-Based | FCZ08 | Office, Large | 100% | 0% | 0%
Floorspace-Based | FCZ08 | Office, Small | 100% | 0% | 0%
Floorspace-Based | FCZ08 | Refrigerated Warehouse | 100% | 0% | 0%
Floorspace-Based | FCZ08 | Restaurant | 100% | 0% | 0%
Floorspace-Based | FCZ08 | Retail | 100% | 0% | 0%
Floorspace-Based | FCZ08 | School | 100% | 0% | 0%
Floorspace-Based | FCZ08 | Warehouse | 100% | 0% | 0%
Floorspace-Based | FCZ08 | All Commercial | 0% | 0% | 0%
Floorspace-Based | FCZ09 | College | 100% | 0% | 0%
Floorspace-Based | FCZ09 | Food Stores | 100% | 0% | 0%
Floorspace-Based | FCZ09 | Health Care | 100% | 0% | 0%
Floorspace-Based | FCZ09 | Lodging | 100% | 0% | 0%
Floorspace-Based | FCZ09 | Miscellaneous | 100% | 0% | 0%
Floorspace-Based | FCZ09 | Office, Large | 100% | 0% | 0%
Floorspace-Based | FCZ09 | Office, Small | 100% | 0% | 0%
Floorspace-Based | FCZ09 | Refrigerated Warehouse | 100% | 0% | 0%
Floorspace-Based | FCZ09 | Restaurant | 100% | 0% | 0%
Floorspace-Based | FCZ09 | Retail | 100% | 0% | 0%
Floorspace-Based | FCZ09 | School | 100% | 0% | 0%
Floorspace-Based | FCZ09 | Warehouse | 100% | 0% | 0%
Floorspace-Based | FCZ09 | All Commercial | 0% | 0% | 0%
Floorspace-Based | FCZ10 | College | 100% | 0% | 0%
Floorspace-Based | FCZ10 | Food Stores | 100% | 0% | 0%
Floorspace-Based | FCZ10 | Health Care | 100% | 0% | 0%
Floorspace-Based | FCZ10 | Lodging | 100% | 0% | 0%
Floorspace-Based | FCZ10 | Miscellaneous | 100% | 0% | 0%
Floorspace-Based | FCZ10 | Office, Large | 100% | 0% | 0%
Floorspace-Based | FCZ10 | Office, Small | 100% | 0% | 0%
Floorspace-Based | FCZ10 | Refrigerated Warehouse | 100% | 0% | 0%
Floorspace-Based | FCZ10 | Restaurant | 100% | 0% | 0%
Floorspace-Based | FCZ10 | Retail | 100% | 0% | 0%
Floorspace-Based | FCZ10 | School | 100% | 0% | 0%
Floorspace-Based | FCZ10 | Warehouse | 100% | 0% | 0%
Floorspace-Based | FCZ10 | All Commercial | 0% | 0% | 0%
Floorspace-Based | FCZ11 | College | 100% | 0% | 0%
Floorspace-Based | FCZ11 | Food Stores | 100% | 0% | 0%
Floorspace-Based | FCZ11 | Health Care | 100% | 0% | 0%
Floorspace-Based | FCZ11 | Lodging | 100% | 0% | 0%
Floorspace-Based | FCZ11 | Miscellaneous | 100% | 0% | 0%
Floorspace-Based | FCZ11 | Office, Large | 100% | 0% | 0%
Floorspace-Based | FCZ11 | Office, Small | 100% | 0% | 0%
Floorspace-Based | FCZ11 | Refrigerated Warehouse | 100% | 0% | 0%
Floorspace-Based | FCZ11 | Restaurant | 100% | 0% | 0%
Floorspace-Based | FCZ11 | Retail | 100% | 0% | 0%
Floorspace-Based | FCZ11 | School | 100% | 0% | 0%
Floorspace-Based | FCZ11 | Warehouse | 100% | 0% | 0%
Floorspace-Based | FCZ11 | All Commercial | 0% | 0% | 0%
Floorspace-Based | FCZ12c | College | 100% | 0% | 0%
Floorspace-Based | FCZ12c | Food Stores | 100% | 0% | 0%
Floorspace-Based | FCZ12c | Health Care | 100% | 0% | 0%
Floorspace-Based | FCZ12c | Lodging | 100% | 0% | 0%
Floorspace-Based | FCZ12c | Miscellaneous | 100% | 0% | 0%
Floorspace-Based | FCZ12c | Office, Large | 100% | 0% | 0%
Floorspace-Based | FCZ12c | Office, Small | 100% | 0% | 0%
Floorspace-Based | FCZ12c | Refrigerated Warehouse | 100% | 0% | 0%
Floorspace-Based | FCZ12c | Restaurant | 100% | 0% | 0%
Floorspace-Based | FCZ12c | Retail | 100% | 0% | 0%
Floorspace-Based | FCZ12c | School | 100% | 0% | 0%
Floorspace-Based | FCZ12c | Warehouse | 100% | 0% | 0%
Floorspace-Based | FCZ12c | All Commercial | 0% | 0% | 0%
Floorspace-Based | FCZ12i | College | 100% | 0% | 0%
Floorspace-Based | FCZ12i | Food Stores | 100% | 0% | 0%
Floorspace-Based | FCZ12i | Health Care | 100% | 0% | 0%
Floorspace-Based | FCZ12i | Lodging | 100% | 0% | 0%
Floorspace-Based | FCZ12i | Miscellaneous | 100% | 0% | 0%
Floorspace-Based | FCZ12i | Office, Large | 100% | 0% | 0%
Floorspace-Based | FCZ12i | Office, Small | 100% | 0% | 0%
Floorspace-Based | FCZ12i | Refrigerated Warehouse | 100% | 0% | 0%
Floorspace-Based | FCZ12i | Restaurant | 100% | 0% | 0%
Floorspace-Based | FCZ12i | Retail | 100% | 0% | 0%
Floorspace-Based | FCZ12i | School | 100% | 0% | 0%
Floorspace-Based | FCZ12i | Warehouse | 100% | 0% | 0%
Floorspace-Based | FCZ12i | All Commercial | 0% | 0% | 0%
Floorspace-Based | FCZ13 | College | 100% | 0% | 0%
Floorspace-Based | FCZ13 | Food Stores | 100% | 0% | 0%
Floorspace-Based | FCZ13 | Health Care | 100% | 0% | 0%
Floorspace-Based | FCZ13 | Lodging | 100% | 0% | 0%
Floorspace-Based | FCZ13 | Miscellaneous | 100% | 0% | 0%
Floorspace-Based | FCZ13 | Office, Large | 100% | 0% | 0%
Floorspace-Based | FCZ13 | Office, Small | 100% | 0% | 0%
Floorspace-Based | FCZ13 | Refrigerated Warehouse | 100% | 0% | 0%
Floorspace-Based | FCZ13 | Restaurant | 100% | 0% | 0%
Floorspace-Based | FCZ13 | Retail | 100% | 0% | 0%
Floorspace-Based | FCZ13 | School | 100% | 0% | 0%
Floorspace-Based | FCZ13 | Warehouse | 100% | 0% | 0%
Floorspace-Based | FCZ13 | All Commercial | 0% | 0% | 0%
Floorspace-Based | FCZ16 | College | 100% | 0% | 0%
Floorspace-Based | FCZ16 | Food Stores | 100% | 0% | 0%
Floorspace-Based | FCZ16 | Health Care | 100% | 0% | 0%
Floorspace-Based | FCZ16 | Lodging | 100% | 0% | 0%
Floorspace-Based | FCZ16 | Miscellaneous | 100% | 0% | 0%
Floorspace-Based | FCZ16 | Office, Large | 100% | 0% | 0%
Floorspace-Based | FCZ16 | Office, Small | 100% | 0% | 0%
Floorspace-Based | FCZ16 | Refrigerated Warehouse | 100% | 0% | 0%
Floorspace-Based | FCZ16 | Restaurant | 100% | 0% | 0%
Floorspace-Based | FCZ16 | Retail | 100% | 0% | 0%
Floorspace-Based | FCZ16 | School | 100% | 0% | 0%
Floorspace-Based | FCZ16 | Warehouse | 100% | 0% | 0%
Floorspace-Based | FCZ16 | All Commercial | 0% | 0% | 0%
Floorspace-Based | FCZ17 | College | 100% | 0% | 0%
Floorspace-Based | FCZ17 | Food Stores | 100% | 0% | 0%
Floorspace-Based | FCZ17 | Health Care | 100% | 0% | 0%
Floorspace-Based | FCZ17 | Lodging | 100% | 0% | 0%
Floorspace-Based | FCZ17 | Miscellaneous | 100% | 0% | 0%
Floorspace-Based | FCZ17 | Office, Large | 100% | 0% | 0%
Floorspace-Based | FCZ17 | Office, Small | 100% | 0% | 0%
Floorspace-Based | FCZ17 | Refrigerated Warehouse | 100% | 0% | 0%
Floorspace-Based | FCZ17 | Restaurant | 100% | 0% | 0%
Floorspace-Based | FCZ17 | Retail | 100% | 0% | 0%
Floorspace-Based | FCZ17 | School | 100% | 0% | 0%
Floorspace-Based | FCZ17 | Warehouse | 100% | 0% | 0%
Floorspace-Based | FCZ17 | All Commercial | 100% | 0% | 0%
Sites-Based | Statewide | College | 97.89% | 2.107% | 100% | ↓ % of number of Commercial sites
Sites-Based | Statewide | Food Stores | 98.54% | 1.459% | 100%
Sites-Based | Statewide | Health Care | 97.08% | 2.918% | 100%
Sites-Based | Statewide | Lodging | 94.22% | 5.78% | 100%
Sites-Based | Statewide | Miscellaneous | 95.79% | 4.211% | 100%
Sites-Based | Statewide | Office, Large | 91.85% | 8.155% | 100%
Sites-Based | Statewide | Office, Small | 98.31% | 1.691% | 100%
Sites-Based | Statewide | Refrigerated Warehouse | 93.71% | 6.292% | 100%
Sites-Based | Statewide | Restaurant | 99.75% | 0.252% | 100%
Sites-Based | Statewide | Retail | 98.81% | 1.186% | 100%
Sites-Based | Statewide | School | 83.22% | 16.78% | 100%
Sites-Based | Statewide | Warehouse | 97% | 3.003% | 100%
Sites-Based | Statewide | All Commercial | 97.5% | 2.503% | 100%
Sites-Based | PG&E Tot | College | 98.08% | 1.917% | 100%
Sites-Based | PG&E Tot | Food Stores | 97.85% | 2.153% | 100%
Sites-Based | PG&E Tot | Health Care | 96.28% | 3.719% | 100%
Sites-Based | PG&E Tot | Lodging | 91.59% | 8.414% | 100%
Sites-Based | PG&E Tot | Miscellaneous | 92.88% | 7.12% | 100%
Sites-Based | PG&E Tot | Office, Large | 88.78% | 11.22% | 100%
Sites-Based | PG&E Tot | Office, Small | 97.77% | 2.227% | 100%
Sites-Based | PG&E Tot | Refrigerated Warehouse | 91.11% | 8.891% | 100%
Sites-Based | PG&E Tot | Restaurant | 99.6% | 0.4034% | 100%
Sites-Based | PG&E Tot | Retail | 97.57% | 2.429% | 100%
Sites-Based | PG&E Tot | School | 66.14% | 33.86% | 100%
Sites-Based | PG&E Tot | Warehouse | 94.7% | 5.304% | 100%
Sites-Based | PG&E Tot | All Commercial | 95.77% | 4.226% | 100%
Sites-Based | SCE Tot | College | 98.12% | 1.883% | 100%
Sites-Based | SCE Tot | Food Stores | 98.79% | 1.208% | 100%
Sites-Based | SCE Tot | Health Care | 97.46% | 2.545% | 100%
Sites-Based | SCE Tot | Lodging | 96.1% | 3.899% | 100%
Sites-Based | SCE Tot | Miscellaneous | 98.42% | 1.583% | 100%
Sites-Based | SCE Tot | Office, Large | 94.31% | 5.691% | 100%
Sites-Based | SCE Tot | Office, Small | 98.9% | 1.098% | 100%
Sites-Based | SCE Tot | Refrigerated Warehouse | 93.74% | 6.263% | 100%
Sites-Based | SCE Tot | Restaurant | 99.81% | 0.1917% | 100%
Sites-Based | SCE Tot | Retail | 99.36% | 0.6394% | 100%
Sites-Based | SCE Tot | School | 88.55% | 11.45% | 100%
Sites-Based | SCE Tot | Warehouse | 98.02% | 1.981% | 100%
Sites-Based | SCE Tot | All Commercial | 98.52% | 1.48% | 100%
Sites-Based | SDG&E Tot | College | 92.54% | 7.463% | 100%
Sites-Based | SDG&E Tot | Food Stores | 98.22% | 1.785% | 100%
Sites-Based | SDG&E Tot | Health Care | 95.27% | 4.726% | 100%
Sites-Based | SDG&E Tot | Lodging | 95.61% | 4.388% | 100%
Sites-Based | SDG&E Tot | Miscellaneous | 94.1% | 5.903% | 100%
Sites-Based | SDG&E Tot | Office, Large | 89.25% | 10.75% | 100%
Sites-Based | SDG&E Tot | Office, Small | 96.47% | 3.533% | 100%
Sites-Based | SDG&E Tot | Refrigerated Warehouse | 90.26% | 9.736% | 100%
Sites-Based | SDG&E Tot | Restaurant | 99.5% | 0.4974% | 100%
Sites-Based | SDG&E Tot | Retail | 98.19% | 1.807% | 100%
Sites-Based | SDG&E Tot | School | 81.27% | 18.73% | 100%
Sites-Based | SDG&E Tot | Warehouse | 94.64% | 5.363% | 100%
Sites-Based | SDG&E Tot | All Commercial | 96.19% | 3.811% | 100%
Sites-Based | LADWP Tot | College | 98.6% | 1.401% | 100%
Sites-Based | LADWP Tot | Food Stores | 100% | 0% | 100%
Sites-Based | LADWP Tot | Health Care | 99.11% | 0.8912% | 100%
Sites-Based | LADWP Tot | Lodging | 100% | 0% | 100%
Sites-Based | LADWP Tot | Miscellaneous | 98.35% | 1.647% | 100%
Sites-Based | LADWP Tot | Office, Large | 96.17% | 3.831% | 100%
Sites-Based | LADWP Tot | Office, Small | 99.73% | 0.269% | 100%
Sites-Based | LADWP Tot | Refrigerated Warehouse | 100% | 0% | 100%
Sites-Based | LADWP Tot | Restaurant | 100% | 0% | 100%
Sites-Based | LADWP Tot | Retail | 99.96% | 0.03585% | 100%
Sites-Based | LADWP Tot | School | 100% | 0% | 100%
Sites-Based | LADWP Tot | Warehouse | 98.48% | 1.516% | 100%
Sites-Based | LADWP Tot | All Commercial | 99.51% | 0.4877% | 100%
Sites-Based | SMUD Tot | College | 99.63% | 0.3683% | 100%
Sites-Based | SMUD Tot | Food Stores | 99.51% | 0.4893% | 100%
Sites-Based | SMUD Tot | Health Care | 98.68% | 1.317% | 100%
Sites-Based | SMUD Tot | Lodging | 95.52% | 4.483% | 100%
Sites-Based | SMUD Tot | Miscellaneous | 98.66% | 1.338% | 100%
Sites-Based | SMUD Tot | Office, Large | 95.58% | 4.422% | 100%
Sites-Based | SMUD Tot | Office, Small | 99.21% | 0.7852% | 100%
Sites-Based | SMUD Tot | Refrigerated Warehouse | 100% | 0% | 100%
Sites-Based | SMUD Tot | Restaurant | 100% | 0% | 100%
Sites-Based | SMUD Tot | Retail | 98.33% | 1.665% | 100%
Sites-Based | SMUD Tot | School | 96.54% | 3.458% | 100%
Sites-Based | SMUD Tot | Warehouse | 100% | 0% | 100%
Sites-Based | SMUD Tot | All Commercial | 98.9% | 1.101% | 100%
Sites-Based | FCZ01 Tot | College | 98.36% | 1.645% | 100%
Sites-Based | FCZ01 Tot | Food Stores | 99.55% | 0.4485% | 100%
Sites-Based | FCZ01 Tot | Health Care | 94.51% | 5.487% | 100%
Sites-Based | FCZ01 Tot | Lodging | 95.57% | 4.433% | 100%
Sites-Based | FCZ01 Tot | Miscellaneous | 93.42% | 6.575% | 100%
Sites-Based | FCZ01 Tot | Office, Large | 88.48% | 11.52% | 100%
Sites-Based | FCZ01 Tot | Office, Small | 98.46% | 1.535% | 100%
Sites-Based | FCZ01 Tot | Refrigerated Warehouse | 93.46% | 6.538% | 100%
Sites-Based | FCZ01 Tot | Restaurant | 100% | 0% | 100%
Sites-Based | FCZ01 Tot | Retail | 99.05% | 0.9473% | 100%
Sites-Based | FCZ01 Tot | School | 58.09% | 41.91% | 100%
Sites-Based | FCZ01 Tot | Warehouse | 96.76% | 3.242% | 100%
Sites-Based | FCZ01 Tot | All Commercial | 96.39% | 3.61% | 100%
Sites-Based | FCZ02 Tot | College | 97.3% | 2.698% | 100%
Sites-Based | FCZ02 Tot | Food Stores | 96.89% | 3.112% | 100%
Sites-Based | FCZ02 Tot | Health Care | 99.54% | 0.4612% | 100%
Sites-Based | FCZ02 Tot | Lodging | 93.47% | 6.532% | 100%
Sites-Based | FCZ02 Tot | Miscellaneous | 94.54% | 5.462% | 100%
Sites-Based | FCZ02 Tot | Office, Large | 90.94% | 9.056% | 100%
Sites-Based | FCZ02 Tot | Office, Small | 97.48% | 2.523% | 100%
Sites-Based | FCZ02 Tot | Refrigerated Warehouse | 100% | 0% | 100%
Sites-Based | FCZ02 Tot | Restaurant | 100% | 0% | 100%
Sites-Based | FCZ02 Tot | Retail | 97.83% | 2.17% | 100%
Sites-Based | FCZ02 Tot | School | 68.55% | 31.45% | 100%
Sites-Based | FCZ02 Tot | Warehouse | 93.43% | 6.57% | 100%
Sites-Based | FCZ02 Tot | All Commercial | 96.45% | 3.552% | 100%
Sites-Based | FCZ03 Tot | College | 97.64% | 2.362% | 100%
Sites-Based | FCZ03 Tot | Food Stores | 95.85% | 4.15% | 100%
Sites-Based | FCZ03 Tot | Health Care | 93.52% | 6.48% | 100%
Sites-Based | FCZ03 Tot | Lodging | 96.36% | 3.642% | 100%
Sites-Based | FCZ03 Tot | Miscellaneous | 92.03% | 7.975% | 100%
Sites-Based | FCZ03 Tot | Office, Large | 100% | 0% | 100%
Sites-Based | FCZ03 Tot | Office, Small | 95.21% | 4.789% | 100%
Sites-Based | FCZ03 Tot | Refrigerated Warehouse | 100% | 0% | 100%
Sites-Based | FCZ03 Tot | Restaurant | 98.59% | 1.413% | 100%
Sites-Based | FCZ03 Tot | Retail | 95.55% | 4.452% | 100%
Sites-Based | FCZ03 Tot | School | 56.53% | 43.47% | 100%
Sites-Based | FCZ03 Tot | Warehouse | 98.11% | 1.888% | 100%
Sites-Based | FCZ03 Tot | All Commercial | 93.48% | 6.517% | 100%
Sites-Based | FCZ04 Tot | College | 98.47% | 1.528% | 100%
Sites-Based | FCZ04 Tot | Food Stores | 97.26% | 2.74% | 100%
Sites-Based | FCZ04 Tot | Health Care | 96.38% | 3.618% | 100%
Sites-Based | FCZ04 Tot | Lodging | 84.75% | 15.25% | 100%
Sites-Based | FCZ04 Tot | Miscellaneous | 91.02% | 8.978% | 100%
Sites-Based | FCZ04 Tot | Office, Large | 91.49% | 8.506% | 100%
Sites-Based | FCZ04 Tot | Office, Small | 97.09% | 2.91% | 100%
Sites-Based | FCZ04 Tot | Refrigerated Warehouse | 84.93% | 15.07% | 100%
Sites-Based | FCZ04 Tot | Restaurant | 98.81% | 1.186% | 100%
Sites-Based | FCZ04 Tot | Retail | 93.7% | 6.304% | 100%
Sites-Based | FCZ04 Tot | School | 79.07% | 20.93% | 100%
Sites-Based | FCZ04 Tot | Warehouse | 93.94% | 6.06% | 100%
Sites-Based | FCZ04 Tot | All Commercial | 94.48% | 5.522% | 100%
Sites-Based | FCZ05 Tot | College | 95.15% | 4.849% | 100%
Sites-Based | FCZ05 Tot | Food Stores | 97.83% | 2.171% | 100%
Sites-Based | FCZ05 Tot | Health Care | 96.81% | 3.19% | 100%
Sites-Based | FCZ05 Tot | Lodging | 97.44% | 2.557% | 100%
Sites-Based | FCZ05 Tot | Miscellaneous | 88.69% | 11.31% | 100%
Sites-Based | FCZ05 Tot | Office, Large | 96.8% | 3.201% | 100%
Sites-Based | FCZ05 Tot | Office, Small | 96.95% | 3.047% | 100%
Sites-Based | FCZ05 Tot | Refrigerated Warehouse | 76.42% | 23.58% | 100%
Sites-Based | FCZ05 Tot | Restaurant | 99.2% | 0.8045% | 100%
Sites-Based | FCZ05 Tot | Retail | 96.41% | 3.59% | 100%
Sites-Based | FCZ05 Tot | School | 62.08% | 37.92% | 100%
Sites-Based | FCZ05 Tot | Warehouse | 92.04% | 7.961% | 100%
Sites-Based | FCZ05 Tot | All Commercial | 94.41% | 5.595% | 100%
Sites-Based | FCZ06 Tot | College | 98.69% | 1.305% | 100%
Sites-Based | FCZ06 Tot | Food Stores | 93.39% | 6.61% | 100%
Sites-Based | FCZ06 Tot | Health Care | 98.96% | 1.037% | 100%
Sites-Based | FCZ06 Tot | Lodging | 85.09% | 14.91% | 100%
Sites-Based | FCZ06 Tot | Miscellaneous | 97.17% | 2.833% | 100%
Sites-Based | FCZ06 Tot | Office, Large | 67.19% | 32.81% | 100%
Sites-Based | FCZ06 Tot | Office, Small | 98.23% | 1.771% | 100%
Sites-Based | FCZ06 Tot | Refrigerated Warehouse | 100% | 0% | 100%
Sites-Based | FCZ06 Tot | Restaurant | 99.01% | 0.9867% | 100%
Sites-Based | FCZ06 Tot | Retail | 97.81% | 2.195% | 100%
Sites-Based | FCZ06 Tot | School | 85.45% | 14.55% | 100%
Sites-Based | FCZ06 Tot | Warehouse | 93.39% | 6.613% | 100%
Sites-Based | FCZ06 Tot | All Commercial | 96.78% | 3.219% | 100%
Sites-Based | FCZ07 Tot | College | 97.92% | 2.083% | 100%
Sites-Based | FCZ07 Tot | Food Stores | 99.32% | 0.6794% | 100%
Sites-Based | FCZ07 Tot | Health Care | 99.17% | 0.8348% | 100%
Sites-Based | FCZ07 Tot | Lodging | 98.46% | 1.543% | 100%
Sites-Based | FCZ07 Tot | Miscellaneous | 99.06% | 0.9354% | 100%
Sites-Based | FCZ07 Tot | Office, Large | 95.44% | 4.559% | 100%
Sites-Based | FCZ07 Tot | Office, Small | 98.56% | 1.44% | 100%
Sites-Based | FCZ07 Tot | Refrigerated Warehouse | 94.77% | 5.228% | 100%
Sites-Based | FCZ07 Tot | Restaurant | 100% | 0% | 100%
Sites-Based | FCZ07 Tot | Retail | 99.51% | 0.4944% | 100%
Sites-Based | FCZ07 Tot | School | 90.43% | 9.568% | 100%
Sites-Based | FCZ07 Tot | Warehouse | 98.61% | 1.389% | 100%
Sites-Based | FCZ07 Tot | All Commercial | 98.79% | 1.211% | 100%
Sites-Based | FCZ08 Tot | College | 96.68% | 3.316% | 100%
Sites-Based | FCZ08 Tot | Food Stores | 100% | 0% | 100%
Sites-Based | FCZ08 Tot | Health Care | 94.15% | 5.846% | 100%
Sites-Based | FCZ08 Tot | Lodging | 93.37% | 6.631% | 100%
Sites-Based | FCZ08 Tot | Miscellaneous | 97.02% | 2.982% | 100%
Sites-Based | FCZ08 Tot | Office, Large | 81.83% | 18.17% | 100%
Sites-Based | FCZ08 Tot | Office, Small | 99.25% | 0.7508% | 100%
Sites-Based | FCZ08 Tot | Refrigerated Warehouse | 91.84% | 8.158% | 100%
Sites-Based | FCZ08 Tot | Restaurant | 99.4% | 0.6042% | 100%
Sites-Based | FCZ08 Tot | Retail | 99.26% | 0.7382% | 100%
Sites-Based | FCZ08 Tot | School | 96.91% | 3.088% | 100%
Sites-Based | FCZ08 Tot | Warehouse | 98.7% | 1.301% | 100%
Sites-Based | FCZ08 Tot | All Commercial | 98.19% | 1.811% | 100%
Sites-Based | FCZ09 Tot | College | 96.71% | 3.291% | 100%
Sites-Based | FCZ09 Tot | Food Stores | 100% | 0% | 100%
Sites-Based | FCZ09 Tot | Health Care | 100% | 0% | 100%
Sites-Based | FCZ09 Tot | Lodging | 87.04% | 12.96% | 100%
Sites-Based | FCZ09 Tot | Miscellaneous | 92.32% | 7.682% | 100%
Sites-Based | FCZ09 Tot | Office, Large | 100% | 0% | 100%
Sites-Based | FCZ09 Tot | Office, Small | 99.38% | 0.6222% | 100%
Sites-Based | FCZ09 Tot | Refrigerated Warehouse | 21.45% | 78.55% | 100%
Sites-Based | FCZ09 Tot | Restaurant | 98.9% | 1.099% | 100%
Sites-Based | FCZ09 Tot | Retail | 99.55% | 0.4497% | 100%
Sites-Based | FCZ09 Tot | School | 85.26% | 14.74% | 100%
Sites-Based | FCZ09 Tot | Warehouse | 98.18% | 1.816% | 100%
Sites-Based | FCZ09 Tot | All Commercial | 96.61% | 3.388% | 100%
Sites-Based | FCZ10 Tot | College | 94.51% | 5.491% | 100%
Sites-Based | FCZ10 Tot | Food Stores | 95.42% | 4.579% | 100%
Sites-Based | FCZ10 Tot | Health Care | 96.29% | 3.706% | 100%
Sites-Based | FCZ10 Tot | Lodging | 94.16% | 5.838% | 100%
Sites-Based | FCZ10 Tot | Miscellaneous | 97.85% | 2.149% | 100%
Sites-Based | FCZ10 Tot | Office, Large | 94.97% | 5.026% | 100%
Sites-Based | FCZ10 Tot | Office, Small | 98.82% | 1.184% | 100%
Sites-Based | FCZ10 Tot | Refrigerated Warehouse | 100% | 0% | 100%
Sites-Based | FCZ10 Tot | Restaurant | 99.24% | 0.765% | 100%
Sites-Based | FCZ10 Tot | Retail | 99.48% | 0.5184% | 100%
Sites-Based | FCZ10 Tot | School | 71.23% | 28.77% | 100%
Sites-Based | FCZ10 Tot | Warehouse | 94.53% | 5.475% | 100%
Sites-Based | FCZ10 Tot | All Commercial | 97.56% | 2.443% | 100%
Sites-Based | FCZ11 Tot | College | 99.55% | 0.4531% | 100%
Sites-Based | FCZ11 Tot | Food Stores | 98.5% | 1.503% | 100%
Sites-Based | FCZ11 Tot | Health Care | 96.81% | 3.191% | 100%
Sites-Based | FCZ11 Tot | Lodging | 94.63% | 5.367% | 100%
Sites-Based | FCZ11 Tot | Miscellaneous | 98.85% | 1.15% | 100%
Sites-Based | FCZ11 Tot | Office, Large | 98.8% | 1.199% | 100%
Sites-Based | FCZ11 Tot | Office, Small | 100% | 0% | 100%
Sites-Based | FCZ11 Tot | Refrigerated Warehouse | 91.66% | 8.339% | 100%
Sites-Based | FCZ11 Tot | Restaurant | 100% | 0% | 100%
Sites-Based | FCZ11 Tot | Retail | 98.51% | 1.494% | 100%
Sites-Based | FCZ11 Tot | School | 92.52% | 7.476% | 100%
Sites-Based | FCZ11 Tot | Warehouse | 99.47% | 0.5339% | 100%
Sites-Based | FCZ11 Tot | All Commercial | 99.01% | 0.9905% | 100%
Sites-Based | FCZ12c Tot | College | 96.21% | 3.793% | 100%
Sites-Based | FCZ12c Tot | Food Stores | 97.68% | 2.323% | 100%
Sites-Based | FCZ12c Tot | Health Care | 95.47% | 4.528% | 100%
Sites-Based | FCZ12c Tot | Lodging | 96.41% | 3.589% | 100%
Sites-Based | FCZ12c Tot | Miscellaneous | 92.91% | 7.093% | 100%
Sites-Based | FCZ12c Tot | Office, Large | 90.71% | 9.295% | 100%
Sites-Based | FCZ12c Tot | Office, Small | 96.29% | 3.714% | 100%
Sites-Based | FCZ12c Tot | Refrigerated Warehouse | 90.1% | 9.897% | 100%
Sites-Based | FCZ12c Tot | Restaurant | 99.4% | 0.5975% | 100%
Sites-Based | FCZ12c Tot | Retail | 99.03% | 0.971% | 100%
Sites-Based | FCZ12c Tot | School | 80.14% | 19.86% | 100%
Sites-Based | FCZ12c Tot | Warehouse | 96.56% | 3.444% | 100%
Sites-Based | FCZ12c Tot | All Commercial | 96.26% | 3.74% | 100%
Sites-Based | FCZ12i Tot | College | 86.06% | 13.94% | 100%
Sites-Based | FCZ12i Tot | Food Stores | 99.1% | 0.8967% | 100%
Sites-Based | FCZ12i Tot | Health Care | 95.02% | 4.976% | 100%
Sites-Based | FCZ12i Tot | Lodging | 93.82% | 6.181% | 100%
Sites-Based | FCZ12i Tot | Miscellaneous | 95.76% | 4.239% | 100%
Sites-Based | FCZ12i Tot | Office, Large | 81.94% | 18.06% | 100%
Sites-Based | FCZ12i Tot | Office, Small | 96.9% | 3.104% | 100%
Sites-Based | FCZ12i Tot | Refrigerated Warehouse | 92.09% | 7.914% | 100%
Sites-Based | FCZ12i Tot | Restaurant | 99.71% | 0.2924% | 100%
Sites-Based | FCZ12i Tot | Retail | 96.81% | 3.195% | 100%
Sites-Based | FCZ12i Tot | School | 82.86% | 17.14% | 100%
Sites-Based | FCZ12i Tot | Warehouse | 91.04% | 8.961% | 100%
Sites-Based | FCZ12i Tot | All Commercial | 96.05% | 3.948% | 100%
Sites-Based | FCZ13 Tot | College | 99.63% | 0.3683% | 100%
Sites-Based | FCZ13 Tot | Food Stores | 99.51% | 0.4893% | 100%
Sites-Based | FCZ13 Tot | Health Care | 98.68% | 1.317% | 100%
Sites-Based | FCZ13 Tot | Lodging | 95.52% | 4.483% | 100%
Sites-Based | FCZ13 Tot | Miscellaneous | 98.66% | 1.338% | 100%
Sites-Based | FCZ13 Tot | Office, Large | 95.58% | 4.422% | 100%
Sites-Based | FCZ13 Tot | Office, Small | 99.21% | 0.7852% | 100%
Sites-Based | FCZ13 Tot | Refrigerated Warehouse | 100% | 0% | 100%
Sites-Based | FCZ13 Tot | Restaurant | 100% | 0% | 100%
Sites-Based | FCZ13 Tot | Retail | 98.33% | 1.665% | 100%
Sites-Based | FCZ13 Tot | School | 96.54% | 3.458% | 100%
Sites-Based | FCZ13 Tot | Warehouse | 100% | 0% | 100%
Sites-Based | FCZ13 Tot | All Commercial | 98.9% | 1.101% | 100%
Sites-Based | FCZ16 Tot | College | 80.18% | 19.82% | 100%
Sites-Based | FCZ16 Tot | Food Stores | 100% | 0% | 100%
Sites-Based | FCZ16 Tot | Health Care | 99.02% | 0.9773% | 100%
Sites-Based | FCZ16 Tot | Lodging | 100% | 0% | 100%
Sites-Based | FCZ16 Tot | Miscellaneous | 98.14% | 1.865% | 100%
Sites-Based | FCZ16 Tot | Office, Large | 97.12% | 2.885% | 100%
Sites-Based | FCZ16 Tot | Office, Small | 100% | 0% | 100%
Sites-Based | FCZ16 Tot | Refrigerated Warehouse | 100% | 0% | 100%
Sites-Based | FCZ16 Tot | Restaurant | 100% | 0% | 100%
Sites-Based | FCZ16 Tot | Retail | 100% | 0% | 100%
Sites-Based | FCZ16 Tot | School | 100% | 0% | 100%
Sites-Based | FCZ16 Tot | Warehouse | 100% | 0% | 100%
Sites-Based | FCZ16 Tot | All Commercial | 99.63% | 0.3665% | 100%
Sites-Based | FCZ17 Tot | College | 100% | 0% | 100%
Sites-Based | FCZ17 Tot | Food Stores | 100% | 0% | 100%
Sites-Based | FCZ17 Tot | Health Care | 99.27% | 0.726% | 100%
Sites-Based | FCZ17 Tot | Lodging | 100% | 0% | 100%
Sites-Based | FCZ17 Tot | Miscellaneous | 98.79% | 1.207% | 100%
Sites-Based | FCZ17 Tot | Office, Large | 92.26% | 7.738% | 100%
Sites-Based | FCZ17 Tot | Office, Small | 99.23% | 0.7712% | 100%
Sites-Based | FCZ17 Tot | Refrigerated Warehouse | 100% | 0% | 100%
Sites-Based | FCZ17 Tot | Restaurant | 100% | 0% | 100%
Sites-Based | FCZ17 Tot | Retail | 99.85% | 0.151% | 100%
Sites-Based | FCZ17 Tot | School | 100% | 0% | 100%
Sites-Based | FCZ17 Tot | Warehouse | 96.92% | 3.078% | 100%
Sites-Based | FCZ17 Tot | All Commercial | 99.22% | 0.7756% | 100%
Sites-Based | PG&E | College | 98.05% | 1.945% | 100%
Sites-Based | PG&E | Food Stores | 97.84% | 2.16% | 100%
Sites-Based | PG&E | Health Care | 96.39% | 3.615% | 100%
Sites-Based | PG&E | Lodging | 91.53% | 8.474% | 100%
Sites-Based | PG&E | Miscellaneous | 92.68% | 7.316% | 100%
Sites-Based | PG&E | Office, Large | 88.78% | 11.22% | 100%
Sites-Based | PG&E | Office, Small | 97.74% | 2.262% | 100%
Sites-Based | PG&E | Refrigerated Warehouse | 90.63% | 9.368% | 100%
Sites-Based | PG&E | Restaurant | 99.59% | 0.4075% | 100%
Sites-Based | PG&E | Retail | 97.52% | 2.483% | 100%
Sites-Based | PG&E | School | 66.18% | 33.82% | 100%
Sites-Based | PG&E | Warehouse | 94.64% | 5.358% | 100%
Sites-Based | PG&E | All Commercial | 95.95% | 4.045% | 100%
Sites-Based | SCE | College | 97.53% | 2.47% | 100%
Sites-Based | SCE | Food Stores | 98.8% | 1.196% | 100%
Sites-Based | SCE | Health Care | 97.46% | 2.537% | 100%
Sites-Based | SCE | Lodging | 95.88% | 4.123% | 100%
Sites-Based | SCE | Miscellaneous | 98.34% | 1.661% | 100%
Sites-Based | SCE | Office, Large | 94.13% | 5.867% | 100%
Sites-Based | SCE | Office, Small | 98.86% | 1.142% | 100%
Sites-Based | SCE | Refrigerated Warehouse | 92.76% | 7.244% | 100%
Sites-Based | SCE | Restaurant | 99.8% | 0.198% | 100%
Sites-Based | SCE | Retail | 99.39% | 0.6142% | 100%
Sites-Based | SCE | School | 88.35% | 11.65% | 100%
Sites-Based | SCE | Warehouse | 97.9% | 2.105% | 100%
Sites-Based | SCE | All Commercial | 98.49% | 1.515% | 100%
Sites-Based | SDG&E | College | 92.54% | 7.463% | 100%
Sites-Based | SDG&E | Food Stores | 98.22% | 1.785% | 100%
Sites-Based | SDG&E | Health Care | 95.27% | 4.726% | 100%
Sites-Based | SDG&E | Lodging | 95.61% | 4.388% | 100%
Sites-Based | SDG&E | Miscellaneous | 94.1% | 5.903% | 100%
Sites-Based | SDG&E | Office, Large | 89.25% | 10.75% | 100%
Sites-Based | SDG&E | Office, Small | 96.47% | 3.533% | 100%
Sites-Based | SDG&E | Refrigerated Warehouse | 90.26% | 9.736% | 100%
Sites-Based | SDG&E | Restaurant | 99.5% | 0.4974% | 100%
Sites-Based | SDG&E | Retail | 98.19% | 1.807% | 100%
Sites-Based | SDG&E | School | 81.27% | 18.73% | 100%
Sites-Based | SDG&E | Warehouse | 94.64% | 5.363% | 100%
Sites-Based | SDG&E | All Commercial | 96.19% | 3.811% | 100%
Sites-Based | LADWP | College | 98.6% | 1.401% | 100%
Sites-Based | LADWP | Food Stores | 100% | 0% | 100%
Sites-Based | LADWP | Health Care | 99.11% | 0.8912% | 100%
Sites-Based | LADWP | Lodging | 100% | 0% | 100%
Sites-Based | LADWP | Miscellaneous | 98.35% | 1.647% | 100%
Sites-Based | LADWP | Office, Large | 96.17% | 3.831% | 100%
Sites-Based | LADWP | Office, Small | 99.73% | 0.269% | 100%
Sites-Based | LADWP | Refrigerated Warehouse | 100% | 0% | 100%
Sites-Based | LADWP | Restaurant | 100% | 0% | 100%
Sites-Based | LADWP | Retail | 99.96% | 0.03585% | 100%
Sites-Based | LADWP | School | 100% | 0% | 100%
Sites-Based | LADWP | Warehouse | 98.48% | 1.516% | 100%
Sites-Based | LADWP | All Commercial | 99.51% | 0.4877% | 100%
Sites-Based | SMUD | College | 99.63% | 0.3683% | 100%
Sites-Based | SMUD | Food Stores | 99.51% | 0.4893% | 100%
Sites-Based | SMUD | Health Care | 98.68% | 1.317% | 100%
Sites-Based | SMUD | Lodging | 95.52% | 4.483% | 100%
Sites-Based | SMUD | Miscellaneous | 98.66% | 1.338% | 100%
Sites-Based | SMUD | Office, Large | 95.58% | 4.422% | 100%
Sites-Based | SMUD | Office, Small | 99.21% | 0.7852% | 100%
Sites-Based | SMUD | Refrigerated Warehouse | 100% | 0% | 100%
Sites-Based | SMUD | Restaurant | 100% | 0% | 100%
Sites-Based | SMUD | Retail | 98.33% | 1.665% | 100%
Sites-Based | SMUD | School | 96.54% | 3.458% | 100%
Sites-Based | SMUD | Warehouse | 100% | 0% | 100%
Sites-Based | SMUD | All Commercial | 98.9% | 1.101% | 100%
Sites-Based | FCZ01 | College | 98.36% | 1.645% | 100%
Sites-Based | FCZ01 | Food Stores | 99.55% | 0.4485% | 100%
Sites-Based | FCZ01 | Health Care | 94.51% | 5.487% | 100%
Sites-Based | FCZ01 | Lodging | 95.57% | 4.433% | 100%
Sites-Based | FCZ01 | Miscellaneous | 93.42% | 6.575% | 100%
Sites-Based | FCZ01 | Office, Large | 88.48% | 11.52% | 100%
Sites-Based | FCZ01 | Office, Small | 98.46% | 1.535% | 100%
Sites-Based | FCZ01 | Refrigerated Warehouse | 93.46% | 6.538% | 100%
Sites-Based | FCZ01 | Restaurant | 100% | 0% | 100%
Sites-Based | FCZ01 | Retail | 99.05% | 0.9473% | 100%
Sites-Based | FCZ01 | School | 58.09% | 41.91% | 100%
Sites-Based | FCZ01 | Warehouse | 96.76% | 3.242% | 100%
Sites-Based | FCZ01 | All Commercial | 96.93% | 3.074% | 100%
Sites-Based | FCZ02 | College | 97.3% | 2.698% | 100%
Sites-Based | FCZ02 | Food Stores | 96.89% | 3.112% | 100%
Sites-Based | FCZ02 | Health Care | 99.54% | 0.4612% | 100%
Sites-Based | FCZ02 | Lodging | 93.47% | 6.532% | 100%
Sites-Based | FCZ02 | Miscellaneous | 94.54% | 5.462% | 100%
Sites-Based | FCZ02 | Office, Large | 90.94% | 9.056% | 100%
Sites-Based | FCZ02 | Office, Small | 97.48% | 2.523% | 100%
Sites-Based | FCZ02 | Refrigerated Warehouse | 100% | 0% | 100%
Sites-Based | FCZ02 | Restaurant | 100% | 0% | 100%
Sites-Based | FCZ02 | Retail | 97.83% | 2.17% | 100%
Sites-Based | FCZ02 | School | 68.55% | 31.45% | 100%
Sites-Based | FCZ02 | Warehouse | 93.43% | 6.57% | 100%
Sites-Based | FCZ02 | All Commercial | 96.44% | 3.557% | 100%
Sites-Based | FCZ03 | College | 97.64% | 2.362% | 100%
Sites-Based | FCZ03 | Food Stores | 95.85% | 4.15% | 100%
Sites-Based | FCZ03 | Health Care | 93.52% | 6.48% | 100%
Sites-Based | FCZ03 | Lodging | 96.36% | 3.642% | 100%
Sites-Based | FCZ03 | Miscellaneous | 92.03% | 7.975% | 100%
Sites-Based | FCZ03 | Office, Large | 100% | 0% | 100%
Sites-Based | FCZ03 | Office, Small | 95.21% | 4.789% | 100%
Sites-Based | FCZ03 | Refrigerated Warehouse | 100% | 0% | 100%
Sites-Based | FCZ03 | Restaurant | 98.59% | 1.413% | 100%
Sites-Based | FCZ03 | Retail | 95.55% | 4.452% | 100%
Sites-Based | FCZ03 | School | 56.53% | 43.47% | 100%
Sites-Based | FCZ03 | Warehouse | 98.11% | 1.888% | 100%
Sites-Based | FCZ03 | All Commercial | 93.6% | 6.405% | 100%
Sites-Based | FCZ04 | College | 98.47% | 1.528% | 100%
Sites-Based | FCZ04 | Food Stores | 97.26% | 2.74% | 100%
Sites-Based | FCZ04 | Health Care | 96.38% | 3.618% | 100%
Sites-Based | FCZ04 | Lodging | 84.75% | 15.25% | 100%
Sites-Based | FCZ04 | Miscellaneous | 91.02% | 8.978% | 100%
Sites-Based | FCZ04 | Office, Large | 91.49% | 8.506% | 100%
Sites-Based | FCZ04 | Office, Small | 97.09% | 2.909% | 100%
Sites-Based | FCZ04 | Refrigerated Warehouse | 84.93% | 15.07% | 100%
Sites-Based | FCZ04 | Restaurant | 98.81% | 1.186% | 100%
Sites-Based | FCZ04 | Retail | 93.7% | 6.304% | 100%
Sites-Based | FCZ04 | School | 79.07% | 20.93% | 100%
Sites-Based | FCZ04 | Warehouse | 93.94% | 6.06% | 100%
Sites-Based | FCZ04 | All Commercial | 94.52% | 5.481% | 100%
Sites-Based | FCZ05 | College | 95.15% | 4.849% | 100%
Sites-Based | FCZ05 | Food Stores | 97.83% | 2.171% | 100%
Sites-Based | FCZ05 | Health Care | 96.81% | 3.19% | 100%
Sites-Based | FCZ05 | Lodging | 97.44% | 2.557% | 100%
Sites-Based | FCZ05 | Miscellaneous | 88.69% | 11.31% | 100%
Sites-Based | FCZ05 | Office, Large | 96.8% | 3.201% | 100%
Sites-Based | FCZ05 | Office, Small | 96.95% | 3.047% | 100%
Sites-Based | FCZ05 | Refrigerated Warehouse | 76.42% | 23.58% | 100%
Sites-Based | FCZ05 | Restaurant | 99.2% | 0.8045% | 100%
Sites-Based | FCZ05 | Retail | 96.41% | 3.59% | 100%
Sites-Based | FCZ05 | School | 62.08% | 37.92% | 100%
Sites-Based | FCZ05 | Warehouse | 92.04% | 7.961% | 100%
Sites-Based | FCZ05 | All Commercial | 94.4% | 5.596% | 100%
Sites-Based | FCZ06 | College | 98.69% | 1.305% | 100%
Sites-Based | FCZ06 | Food Stores | 93.39% | 6.61% | 100%
Sites-Based | FCZ06 | Health Care | 98.96% | 1.037% | 100%
Sites-Based | FCZ06 | Lodging | 85.09% | 14.91% | 100%
Sites-Based | FCZ06 | Miscellaneous | 97.17% | 2.833% | 100%
Sites-Based | FCZ06 | Office, Large | 67.19% | 32.81% | 100%
Sites-Based | FCZ06 | Office, Small | 98.23% | 1.771% | 100%
Sites-Based | FCZ06 | Refrigerated Warehouse | 100% | 0% | 100%
Sites-Based | FCZ06 | Restaurant | 99.01% | 0.9867% | 100%
Sites-Based | FCZ06 | Retail | 97.81% | 2.195% | 100%
Sites-Based | FCZ06 | School | 85.45% | 14.55% | 100%
Sites-Based | FCZ06 | Warehouse | 93.39% | 6.613% | 100%
Sites-Based | FCZ06 | All Commercial | 96.78% | 3.22% | 100%
Sites-Based | FCZ07 | College | 97.92% | 2.083% | 100%
Sites-Based | FCZ07 | Food Stores | 99.32% | 0.6794% | 100%
Sites-Based | FCZ07 | Health Care | 99.17% | 0.8348% | 100%
Sites-Based | FCZ07 | Lodging | 98.46% | 1.543% | 100%
Sites-Based | FCZ07 | Miscellaneous | 99.06% | 0.9354% | 100%
Sites-Based | FCZ07 | Office, Large | 95.44% | 4.559% | 100%
Sites-Based | FCZ07 | Office, Small | 98.56% | 1.44% | 100%
Sites-Based | FCZ07 | Refrigerated Warehouse | 94.77% | 5.228% | 100%
Sites-Based | FCZ07 | Restaurant | 100% | 0% | 100%
Sites-Based | FCZ07 | Retail | 99.51% | 0.4944% | 100%
Sites-Based | FCZ07 | School | 90.43% | 9.568% | 100%
Sites-Based | FCZ07 | Warehouse | 98.61% | 1.389% | 100%
Sites-Based | FCZ07 | All Commercial | 98.81% | 1.195% | 100%
Sites-Based | FCZ08 | College | 96.68% | 3.316% | 100%
Sites-Based | FCZ08 | Food Stores | 100% | 0% | 100%
Sites-Based | FCZ08 | Health Care | 94.15% | 5.846% | 100%
Sites-Based | FCZ08 | Lodging | 93.37% | 6.631% | 100%
Sites-Based | FCZ08 | Miscellaneous | 97.02% | 2.982% | 100%
Sites-Based | FCZ08 | Office, Large | 81.83% | 18.17% | 100%
Sites-Based | FCZ08 | Office, Small | 99.25% | 0.7508% | 100%
Sites-Based | FCZ08 | Refrigerated Warehouse | 91.84% | 8.158% | 100%
Sites-Based | FCZ08 | Restaurant | 99.4% | 0.6042% | 100%
Sites-Based | FCZ08 | Retail | 99.26% | 0.7382% | 100%
Sites-Based | FCZ08 | School | 96.91% | 3.088% | 100%
Sites-Based | FCZ08 | Warehouse | 98.7% | 1.301% | 100%
Sites-Based | FCZ08 | All Commercial | 98.19% | 1.811% | 100%
Sites-Based | FCZ09 | College | 96.71% | 3.291% | 100%
Sites-Based | FCZ09 | Food Stores | 100% | 0% | 100%
Sites-Based | FCZ09 | Health Care | 100% | 0% | 100%
Sites-Based | FCZ09 | Lodging | 87.04% | 12.96% | 100%
Sites-Based | FCZ09 | Miscellaneous | 92.32% | 7.682% | 100%
Sites-Based | FCZ09 | Office, Large | 100% | 0% | 100%
Sites-Based | FCZ09 | Office, Small | 99.38% | 0.6222% | 100%
Sites-Based | FCZ09 | Refrigerated Warehouse | 21.45% | 78.55% | 100%
Sites-Based | FCZ09 | Restaurant | 98.9% | 1.099% | 100%
Sites-Based | FCZ09 | Retail | 99.55% | 0.4497% | 100%
Sites-Based | FCZ09 | School | 85.26% | 14.74% | 100%
Sites-Based | FCZ09 | Warehouse | 98.18% | 1.816% | 100%
Sites-Based | FCZ09 | All Commercial | 96.61% | 3.388% | 100%
Sites-Based | FCZ10 | College | 94.51% | 5.491% | 100%
Sites-Based | FCZ10 | Food Stores | 95.42% | 4.579% | 100%
Sites-Based | FCZ10 | Health Care | 96.29% | 3.706% | 100%
Sites-Based | FCZ10 | Lodging | 94.16% | 5.838% | 100%
Sites-Based | FCZ10 | Miscellaneous | 97.85% | 2.149% | 100%
Sites-Based | FCZ10 | Office, Large | 94.97% | 5.026% | 100%
Sites-Based | FCZ10 | Office, Small | 98.82% | 1.184% | 100%
Sites-Based | FCZ10 | Refrigerated Warehouse | 100% | 0% | 100%
Sites-Based | FCZ10 | Restaurant | 99.24% | 0.765% | 100%
Sites-Based | FCZ10 | Retail | 99.48% | 0.5184% | 100%
Sites-Based | FCZ10 | School | 71.23% | 28.77% | 100%
Sites-Based | FCZ10 | Warehouse | 94.53% | 5.475% | 100%
Sites-Based | FCZ10 | All Commercial | 97.53% | 2.468% | 100%
Sites-Based | FCZ11 | College | 99.55% | 0.4531% | 100%
Sites-Based | FCZ11 | Food Stores | 98.5% | 1.503% | 100%
Sites-Based | FCZ11 | Health Care | 96.81% | 3.191% | 100%
Sites-Based | FCZ11 | Lodging | 94.63% | 5.367% | 100%
Sites-Based | FCZ11 | Miscellaneous | 98.85% | 1.15% | 100%
Sites-Based | FCZ11 | Office, Large | 98.8% | 1.199% | 100%
Sites-Based | FCZ11 | Office, Small | 100% | 0% | 100%
Sites-Based | FCZ11 | Refrigerated Warehouse | 91.66% | 8.339% | 100%
Sites-Based | FCZ11 | Restaurant | 100% | 0% | 100%
Sites-Based | FCZ11 | Retail | 98.51% | 1.494% | 100%
Sites-Based | FCZ11 | School | 92.52% | 7.476% | 100%
Sites-Based | FCZ11 | Warehouse | 99.47% | 0.5339% | 100%
Sites-Based | FCZ11 | All Commercial | 98.92% | 1.077% | 100%
Sites-Based | FCZ12c | College | 96.21% | 3.793% | 100%
Sites-Based | FCZ12c | Food Stores | 97.68% | 2.323% | 100%
Sites-Based | FCZ12c | Health Care | 95.47% | 4.528% | 100%
Sites-Based | FCZ12c | Lodging | 96.41% | 3.589% | 100%
Sites-Based | FCZ12c | Miscellaneous | 92.91% | 7.093% | 100%
Sites-Based | FCZ12c | Office, Large | 90.71% | 9.295% | 100%
Sites-Based | FCZ12c | Office, Small | 96.29% | 3.714% | 100%
Sites-Based | FCZ12c | Refrigerated Warehouse | 90.1% | 9.897% | 100%
Sites-Based | FCZ12c | Restaurant | 99.4% | 0.5975% | 100%
Sites-Based | FCZ12c | Retail | 99.03% | 0.971% | 100%
Sites-Based | FCZ12c | School | 80.14% | 19.86% | 100%
Sites-Based | FCZ12c | Warehouse | 96.56% | 3.444% | 100%
Sites-Based | FCZ12c | All Commercial | 96.26% | 3.74% | 100%
Sites-Based | FCZ12i | College | 86.06% | 13.94% | 100%
Sites-Based | FCZ12i | Food Stores | 99.1% | 0.8967% | 100%
Sites-Based | FCZ12i | Health Care | 95.02% | 4.976% | 100%
Sites-Based | FCZ12i | Lodging | 93.82% | 6.181% | 100%
Sites-Based | FCZ12i | Miscellaneous | 95.76% | 4.239% | 100%
Sites-Based | FCZ12i | Office, Large | 81.94% | 18.06% | 100%
Sites-Based | FCZ12i | Office, Small | 96.9% | 3.104% | 100%
Sites-Based | FCZ12i | Refrigerated Warehouse | 92.09% | 7.914% | 100%
Sites-Based | FCZ12i | Restaurant | 99.71% | 0.2924% | 100%
Sites-Based | FCZ12i | Retail | 96.81% | 3.195% | 100%
Sites-Based | FCZ12i | School | 82.86% | 17.14% | 100%
Sites-Based | FCZ12i | Warehouse | 91.04% | 8.961% | 100%
Sites-Based | FCZ12i | All Commercial | 96.05% | 3.948% | 100%
Sites-Based | FCZ13 | College | 99.63% | 0.3683% | 100%
Sites-Based | FCZ13 | Food Stores | 99.51% | 0.4893% | 100%
Sites-Based | FCZ13 | Health Care | 98.68% | 1.317% | 100%
Sites-Based | FCZ13 | Lodging | 95.52% | 4.483% | 100%
Sites-Based | FCZ13 | Miscellaneous | 98.66% | 1.338% | 100%
Sites-Based | FCZ13 | Office, Large | 95.58% | 4.422% | 100%
Sites-Based | FCZ13 | Office, Small | 99.21% | 0.7852% | 100%
Sites-Based | FCZ13 | Refrigerated Warehouse | 100% | 0% | 100%
Sites-Based | FCZ13 | Restaurant | 100% | 0% | 100%
Sites-Based | FCZ13 | Retail | 98.33% | 1.665% | 100%
Sites-Based | FCZ13 | School | 96.54% | 3.458% | 100%
Sites-Based | FCZ13 | Warehouse | 100% | 0% | 100%
Sites-Based | FCZ13 | All Commercial | 98.9% | 1.101% | 100%
Sites-Based | FCZ16 | College | 80.18% | 19.82% | 100%
Sites-Based | FCZ16 | Food Stores | 100% | 0% | 100%
Sites-Based | FCZ16 | Health Care | 99.02% | 0.9773% | 100%
Sites-Based | FCZ16 | Lodging | 100% | 0% | 100%
Sites-Based | FCZ16 | Miscellaneous | 98.14% | 1.865% | 100%
Sites-Based | FCZ16 | Office, Large | 97.12% | 2.885% | 100%
Sites-Based | FCZ16 | Office, Small | 100% | 0% | 100%
Sites-Based | FCZ16 | Refrigerated Warehouse | 100% | 0% | 100%
Sites-Based | FCZ16 | Restaurant | 100% | 0% | 100%
Sites-Based | FCZ16 | Retail | 100% | 0% | 100%
Sites-Based | FCZ16 | School | 100% | 0% | 100%
Sites-Based | FCZ16 | Warehouse | 100% | 0% | 100%
Sites-Based | FCZ16 | All Commercial | 99.63% | 0.3665% | 100%
Sites-Based | FCZ17 | College | 100% | 0% | 100%
Sites-Based | FCZ17 | Food Stores | 100% | 0% | 100%
Sites-Based | FCZ17 | Health Care | 99.27% | 0.726% | 100%
Sites-Based | FCZ17 | Lodging | 100% | 0% | 100%
Sites-Based | FCZ17 | Miscellaneous | 98.79% | 1.207% | 100%
Sites-Based | FCZ17 | Office, Large | 92.26% | 7.738% | 100%
Sites-Based | FCZ17 | Office, Small | 99.23% | 0.7712% | 100%
Sites-Based | FCZ17 | Refrigerated Warehouse | 100% | 0% | 100%
Sites-Based | FCZ17 | Restaurant | 100% | 0% | 100%
Sites-Based | FCZ17 | Retail | 99.85% | 0.151% | 100%
Sites-Based | FCZ17 | School | 100% | 0% | 100%
Sites-Based | FCZ17 | Warehouse | 96.92% | 3.078% | 100%
Sites-Based | FCZ17 | All Commercial | 99.22% | 0.7756% | 100%

## Solar PVs Installation Vintage
Solar PVs Installation Vintage By Planning Area, Utility & Forecast Zone
Statewide - Participating Utilities1 + Nonparticipating Utilities2 + Non-Surveyed Forecast Zones3 (FCZ)
Utility xxx Tot - Utility xxx Planning Area (Participating Utility xxx + Nonparticipating Utilities within the planning area of Utility xxx)
Utility xxx - Participating Utility xxx
FCZ xx Tot - Participating Utility Forecast Zone Total (FZC xx + Nonparticipating Utilities within the planning area of the corresponding Utility)
FCZ xx - Participating Utility Forecast zone
1- Participating Utilities: PG&E, SCE, SDG&E, LADWP, SMUD
2- Non-Participating Utilities: Other utilities operating within the areas covered by CEUS survey
3- Forecast Zones (FCZ): Climate zones defined for the Energy Commission's Forecast (FCZ01-FCZ17)
Floorspace-Based data is listed on rows 18-576, and Site-Based data on rows 577-1135
Calculation Method | Statewide/ Utility/ FCZ | Building Type | 1995<=X<2000 | 2000<=X<2005 | 2005<=X<2010 | 2010<=X<2015 | 2015<=X<2021 | Year Unknown | No Solar PV | Total | ← Solar PVs Installation Vintage
Floorspace-Based | Statewide | College | 0% | 1.207% | 12.33% | 17.21% | 9.72% | 10.85% | 48.68% | 100% | ↓ % of Commercial floorspace
Floorspace-Based | Statewide | Food Stores | 0% | 0% | 0.1593% | 1.295% | 0.09388% | 0.8752% | 97.58% | 100%
Floorspace-Based | Statewide | Health Care | 0% | 0% | 0.1057% | 2.683% | 1.338% | 6.24% | 89.63% | 100%
Floorspace-Based | Statewide | Lodging | 0% | 0.05574% | 0% | 1.486% | 0% | 2.893% | 95.57% | 100%
Floorspace-Based | Statewide | Miscellaneous | 0% | 0% | 0.191% | 3.669% | 0.8371% | 8.4% | 86.9% | 100%
Floorspace-Based | Statewide | Office, Large | 0% | 0.0951% | 0.1937% | 1.19% | 0.6357% | 7.24% | 90.64% | 100%
Floorspace-Based | Statewide | Office, Small | 0% | 0.06028% | 0.08949% | 0.8893% | 0.3471% | 2.559% | 96.05% | 100%
Floorspace-Based | Statewide | Refrigerated Warehouse | 0% | 0% | 2.205% | 7.508% | 0.0592% | 7.678% | 82.55% | 100%
Floorspace-Based | Statewide | Restaurant | 0% | 0.1559% | 0% | 0.2138% | 0% | 0.1905% | 99.44% | 100%
Floorspace-Based | Statewide | Retail | 0% | 0% | 0.1292% | 3.117% | 0.8147% | 6.717% | 89.22% | 100%
Floorspace-Based | Statewide | School | 0.1507% | 0.3365% | 0.2771% | 9.588% | 0% | 21.93% | 67.71% | 100%
Floorspace-Based | Statewide | Warehouse | 0% | 0% | 0.1152% | 1.616% | 0.3271% | 7.707% | 90.23% | 100%
Floorspace-Based | Statewide | All Commercial | 0.01174% | 0.1054% | 0.7132% | 3.483% | 0.939% | 7.723% | 87.02% | 100%
Floorspace-Based | PG&E Tot | College | 0% | 3.356% | 13.53% | 14.91% | 19.29% | 9.916% | 38.99% | 100%
Floorspace-Based | PG&E Tot | Food Stores | 0% | 0% | 0.4558% | 0.2687% | 2.945% | 1.156% | 95.17% | 100%
Floorspace-Based | PG&E Tot | Health Care | 0% | 0% | 0.2715% | 2.42% | 6.027% | 3.008% | 88.27% | 100%
Floorspace-Based | PG&E Tot | Lodging | 0% | 0.1271% | 0% | 0% | 2.661% | 3.327% | 93.88% | 100%
Floorspace-Based | PG&E Tot | Miscellaneous | 0% | 0% | 0.275% | 1.275% | 4.869% | 13.5% | 80.08% | 100%
Floorspace-Based | PG&E Tot | Office, Large | 0% | 0% | 0.4592% | 0.6154% | 1.274% | 11.21% | 86.44% | 100%
Floorspace-Based | PG&E Tot | Office, Small | 0% | 0.04447% | 0.1816% | 0.3702% | 1.342% | 2.922% | 95.14% | 100%
Floorspace-Based | PG&E Tot | Refrigerated Warehouse | 0% | 0% | 5.927% | 0.1592% | 6.457% | 4.384% | 83.07% | 100%
Floorspace-Based | PG&E Tot | Restaurant | 0% | 0% | 0% | 0% | 0.5727% | 0.1471% | 99.28% | 100%
Floorspace-Based | PG&E Tot | Retail | 0% | 0% | 0.2925% | 1.613% | 1.572% | 6.774% | 89.75% | 100%
Floorspace-Based | PG&E Tot | School | 0.5584% | 1.247% | 1.027% | 0% | 21.06% | 32.7% | 43.41% | 100%
Floorspace-Based | PG&E Tot | Warehouse | 0% | 0% | 0.4392% | 1.207% | 3.908% | 8.935% | 85.51% | 100%
Floorspace-Based | PG&E Tot | All Commercial | 0.03207% | 0.2135% | 0.9471% | 1.467% | 4.77% | 9.88% | 82.69% | 100%
Floorspace-Based | SCE Tot | College | 0% | 0.2953% | 4.368% | 9.605% | 26.89% | 8.545% | 50.3% | 100%
Floorspace-Based | SCE Tot | Food Stores | 0% | 0% | 0% | 0% | 0.6403% | 0.6834% | 98.68% | 100%
Floorspace-Based | SCE Tot | Health Care | 0% | 0% | 0% | 1.086% | 0% | 5.274% | 93.64% | 100%
Floorspace-Based | SCE Tot | Lodging | 0% | 0% | 0% | 0% | 0.7395% | 3.472% | 95.79% | 100%
Floorspace-Based | SCE Tot | Miscellaneous | 0% | 0% | 0.1988% | 0.7591% | 1.794% | 2.933% | 94.32% | 100%
Floorspace-Based | SCE Tot | Office, Large | 0% | 0% | 0% | 0.533% | 1.361% | 2.011% | 96.09% | 100%
Floorspace-Based | SCE Tot | Office, Small | 0% | 0% | 0.04871% | 0.5389% | 0.4354% | 1.649% | 97.33% | 100%
Floorspace-Based | SCE Tot | Refrigerated Warehouse | 0% | 0% | 0% | 0% | 9.621% | 12.13% | 78.25% | 100%
Floorspace-Based | SCE Tot | Restaurant | 0% | 0.3638% | 0% | 0% | 0.0564% | 0.1066% | 99.47% | 100%
Floorspace-Based | SCE Tot | Retail | 0% | 0% | 0.07124% | 0.729% | 4.861% | 7.368% | 86.97% | 100%
Floorspace-Based | SCE Tot | School | 0% | 0% | 0% | 0% | 7.841% | 19.08% | 73.08% | 100%
Floorspace-Based | SCE Tot | Warehouse | 0% | 0% | 0% | 0.01634% | 0.8078% | 7.656% | 91.52% | 100%
Floorspace-Based | SCE Tot | All Commercial | 0% | 0.02231% | 0.2317% | 0.7866% | 3.423% | 6.298% | 89.24% | 100%
Floorspace-Based | SDG&E Tot | College | 0% | 0% | 47.29% | 7.656% | 0.5686% | 25.87% | 18.62% | 100%
Floorspace-Based | SDG&E Tot | Food Stores | 0% | 0% | 0% | 0% | 0% | 1.938% | 98.06% | 100%
Floorspace-Based | SDG&E Tot | Health Care | 0% | 0% | 0% | 0% | 0.3522% | 7.207% | 92.44% | 100%
Floorspace-Based | SDG&E Tot | Lodging | 0% | 0% | 0% | 0% | 0.3% | 2.075% | 97.62% | 100%
Floorspace-Based | SDG&E Tot | Miscellaneous | 0% | 0% | 0% | 0.03475% | 5.631% | 8.967% | 85.37% | 100%
Floorspace-Based | SDG&E Tot | Office, Large | 0% | 0.9733% | 0% | 0.6618% | 2.755% | 10.21% | 85.4% | 100%
Floorspace-Based | SDG&E Tot | Office, Small | 0% | 0.3568% | 0% | 0% | 1.664% | 5.479% | 92.5% | 100%
Floorspace-Based | SDG&E Tot | Refrigerated Warehouse | 0% | 0% | 0% | 0% | 15.65% | 7.332% | 77.02% | 100%
Floorspace-Based | SDG&E Tot | Restaurant | 0% | 0% | 0% | 0% | 0% | 1.114% | 98.89% | 100%
Floorspace-Based | SDG&E Tot | Retail | 0% | 0% | 0.104% | 0% | 1.777% | 3.824% | 94.3% | 100%
Floorspace-Based | SDG&E Tot | School | 0% | 0% | 0% | 0% | 2.423% | 42.83% | 54.75% | 100%
Floorspace-Based | SDG&E Tot | Warehouse | 0% | 0% | 0% | 0% | 1.027% | 13.4% | 85.57% | 100%
Floorspace-Based | SDG&E Tot | All Commercial | 0% | 0.1945% | 2.927% | 0.5839% | 2.477% | 10.75% | 83.07% | 100%
Floorspace-Based | LADWP Tot | College | 0% | 0% | 0% | 0% | 0% | 4.493% | 95.51% | 100%
Floorspace-Based | LADWP Tot | Food Stores | 0% | 0% | 0% | 0% | 0% | 0% | 100% | 100%
Floorspace-Based | LADWP Tot | Health Care | 0% | 0% | 0% | 0% | 0% | 25.47% | 74.53% | 100%
Floorspace-Based | LADWP Tot | Lodging | 0% | 0% | 0% | 0% | 0% | 0% | 100% | 100%
Floorspace-Based | LADWP Tot | Miscellaneous | 0% | 0% | 0% | 0% | 3.249% | 1.684% | 95.07% | 100%
Floorspace-Based | LADWP Tot | Office, Large | 0% | 0% | 0% | 0% | 0% | 4.097% | 95.9% | 100%
Floorspace-Based | LADWP Tot | Office, Small | 0% | 0% | 0% | 0% | 0% | 0.9304% | 99.07% | 100%
Floorspace-Based | LADWP Tot | Refrigerated Warehouse | 0% | 0% | 0% | 0% | 0% | 0% | 100% | 100%
Floorspace-Based | LADWP Tot | Restaurant | 0% | 0% | 0% | 0% | 0% | 0% | 100% | 100%
Floorspace-Based | LADWP Tot | Retail | 0% | 0% | 0% | 0% | 0% | 1% | 99% | 100%
Floorspace-Based | LADWP Tot | School | 0% | 0% | 0% | 0% | 0% | 0% | 100% | 100%
Floorspace-Based | LADWP Tot | Warehouse | 0% | 0% | 0% | 0% | 0.9711% | 0% | 99.03% | 100%
Floorspace-Based | LADWP Tot | All Commercial | 0% | 0% | 0% | 0% | 0.568% | 3.038% | 96.39% | 100%
Floorspace-Based | SMUD Tot | College | 0% | 0% | 0% | 0% | 0% | 9.356% | 90.64% | 100%
Floorspace-Based | SMUD Tot | Food Stores | 0% | 0% | 0% | 0% | 0% | 0.08688% | 99.91% | 100%
Floorspace-Based | SMUD Tot | Health Care | 0% | 0% | 0% | 0% | 6.481% | 2.036% | 91.48% | 100%
Floorspace-Based | SMUD Tot | Lodging | 0% | 0% | 0% | 0% | 1.77% | 0% | 98.23% | 100%
Floorspace-Based | SMUD Tot | Miscellaneous | 0% | 0% | 0% | 0% | 0% | 3.973% | 96.03% | 100%
Floorspace-Based | SMUD Tot | Office, Large | 0% | 0% | 0% | 4.556% | 0% | 7.842% | 87.6% | 100%
Floorspace-Based | SMUD Tot | Office, Small | 0% | 0% | 0% | 0% | 0% | 1.736% | 98.26% | 100%
Floorspace-Based | SMUD Tot | Refrigerated Warehouse | 0% | 0% | 0% | 0% | 0% | 0% | 100% | 100%
Floorspace-Based | SMUD Tot | Restaurant | 0% | 0% | 0% | 0% | 0% | 0% | 100% | 100%
Floorspace-Based | SMUD Tot | Retail | 0% | 0% | 0% | 0% | 4.681% | 17.9% | 77.42% | 100%
Floorspace-Based | SMUD Tot | School | 0% | 0% | 0% | 0% | 0% | 10.49% | 89.51% | 100%
Floorspace-Based | SMUD Tot | Warehouse | 0% | 0% | 0% | 0% | 0% | 0% | 100% | 100%
Floorspace-Based | SMUD Tot | All Commercial | 0% | 0% | 0% | 0.6846% | 1.288% | 6.556% | 91.47% | 100%
Floorspace-Based | FCZ01 Tot | College | 0% | 0% | 24.76% | 0% | 0.8204% | 12.55% | 61.87% | 100%
Floorspace-Based | FCZ01 Tot | Food Stores | 0% | 0% | 0% | 0.6746% | 0.05575% | 0.1114% | 99.16% | 100%
Floorspace-Based | FCZ01 Tot | Health Care | 0% | 0% | 0.5404% | 0% | 8.485% | 3.149% | 87.83% | 100%
Floorspace-Based | FCZ01 Tot | Lodging | 0% | 0% | 0% | 0% | 1.641% | 0.3204% | 98.04% | 100%
Floorspace-Based | FCZ01 Tot | Miscellaneous | 0% | 0% | 0.3767% | 1.461% | 3.379% | 16.89% | 77.89% | 100%
Floorspace-Based | FCZ01 Tot | Office, Large | 0% | 0% | 0.4333% | 0.4861% | 1.138% | 11.88% | 86.06% | 100%
Floorspace-Based | FCZ01 Tot | Office, Small | 0% | 0% | 0% | 0.2965% | 0.08369% | 1.614% | 98.01% | 100%
Floorspace-Based | FCZ01 Tot | Refrigerated Warehouse | 0% | 0% | 1.883% | 0.4974% | 4.32% | 1.801% | 91.5% | 100%
Floorspace-Based | FCZ01 Tot | Restaurant | 0% | 0% | 0% | 0% | 0% | 0% | 100% | 100%
Floorspace-Based | FCZ01 Tot | Retail | 0% | 0% | 0% | 0% | 0% | 8.816% | 91.18% | 100%
Floorspace-Based | FCZ01 Tot | School | 1.471% | 3.285% | 1.273% | 0% | 32.33% | 30.87% | 30.77% | 100%
Floorspace-Based | FCZ01 Tot | Warehouse | 0% | 0% | 0% | 2.868% | 1.215% | 11.78% | 84.14% | 100%
Floorspace-Based | FCZ01 Tot | All Commercial | 0.06092% | 0.136% | 1.061% | 0.7593% | 3.28% | 11.37% | 83.34% | 100%
Floorspace-Based | FCZ02 Tot | College | 0% | 57.35% | 11.99% | 0% | 0% | 16.61% | 14.05% | 100%
Floorspace-Based | FCZ02 Tot | Food Stores | 0% | 0% | 0% | 0% | 0.8788% | 4.888% | 94.23% | 100%
Floorspace-Based | FCZ02 Tot | Health Care | 0% | 0% | 0% | 0% | 3.279% | 0% | 96.72% | 100%
Floorspace-Based | FCZ02 Tot | Lodging | 0% | 0.4709% | 0% | 0% | 2.792% | 2.173% | 94.56% | 100%
Floorspace-Based | FCZ02 Tot | Miscellaneous | 0% | 0% | 0.1613% | 1.29% | 2.405% | 5.381% | 90.76% | 100%
Floorspace-Based | FCZ02 Tot | Office, Large | 0% | 0% | 0% | 3.701% | 0% | 4.293% | 92.01% | 100%
Floorspace-Based | FCZ02 Tot | Office, Small | 0% | 0% | 1.545% | 0% | 2.181% | 4.542% | 91.73% | 100%
Floorspace-Based | FCZ02 Tot | Refrigerated Warehouse | 0% | 0% | 0% | 0% | 0% | 0% | 100% | 100%
Floorspace-Based | FCZ02 Tot | Restaurant | 0% | 0% | 0% | 0% | 0% | 0% | 100% | 100%
Floorspace-Based | FCZ02 Tot | Retail | 0% | 0% | 0.3555% | 5.495% | 2.532% | 4.066% | 87.55% | 100%
Floorspace-Based | FCZ02 Tot | School | 0% | 0% | 6.686% | 0% | 2.164% | 20.26% | 70.89% | 100%
Floorspace-Based | FCZ02 Tot | Warehouse | 0% | 0% | 1.522% | 2.614% | 0% | 4.737% | 91.13% | 100%
Floorspace-Based | FCZ02 Tot | All Commercial | 0% | 1.576% | 1.043% | 1.29% | 1.944% | 4.753% | 89.39% | 100%
Floorspace-Based | FCZ03 Tot | College | 0% | 0% | 46% | 13.72% | 0% | 27.93% | 12.35% | 100%
Floorspace-Based | FCZ03 Tot | Food Stores | 0% | 0% | 0% | 0% | 1.388% | 1.958% | 96.65% | 100%
Floorspace-Based | FCZ03 Tot | Health Care | 0% | 0% | 0% | 0% | 0% | 1.524% | 98.48% | 100%
Floorspace-Based | FCZ03 Tot | Lodging | 0% | 0% | 0% | 0% | 0% | 3.631% | 96.37% | 100%
Floorspace-Based | FCZ03 Tot | Miscellaneous | 0% | 0% | 0% | 0% | 0.9697% | 10.8% | 88.23% | 100%
Floorspace-Based | FCZ03 Tot | Office, Large | 0% | 0% | 0% | 0% | 0% | 0% | 100% | 100%
Floorspace-Based | FCZ03 Tot | Office, Small | 0% | 0% | 0% | 1.315% | 1.877% | 1.637% | 95.17% | 100%
Floorspace-Based | FCZ03 Tot | Refrigerated Warehouse | 0% | 0% | 0% | 0% | 0% | 0% | 100% | 100%
Floorspace-Based | FCZ03 Tot | Restaurant | 0% | 0% | 0% | 0% | 1.881% | 0% | 98.12% | 100%
Floorspace-Based | FCZ03 Tot | Retail | 0% | 0% | 0% | 0% | 0.7262% | 7.376% | 91.9% | 100%
Floorspace-Based | FCZ03 Tot | School | 0% | 0% | 0% | 0% | 0% | 59.73% | 40.27% | 100%
Floorspace-Based | FCZ03 Tot | Warehouse | 0% | 0% | 0% | 0% | 0% | 4.898% | 95.1% | 100%
Floorspace-Based | FCZ03 Tot | All Commercial | 0% | 0% | 3.283% | 1.103% | 0.6451% | 16.23% | 78.74% | 100%
Floorspace-Based | FCZ04 Tot | College | 0% | 0% | 0% | 55.39% | 0% | 2.367% | 42.24% | 100%
Floorspace-Based | FCZ04 Tot | Food Stores | 0% | 0% | 2.378% | 0% | 7.805% | 0.2581% | 89.56% | 100%
Floorspace-Based | FCZ04 Tot | Health Care | 0% | 0% | 0% | 18.05% | 7.95% | 1.796% | 72.2% | 100%
Floorspace-Based | FCZ04 Tot | Lodging | 0% | 0% | 0% | 0% | 11.21% | 17.66% | 71.12% | 100%
Floorspace-Based | FCZ04 Tot | Miscellaneous | 0% | 0% | 0.3039% | 0.3629% | 9.393% | 6.035% | 83.91% | 100%
Floorspace-Based | FCZ04 Tot | Office, Large | 0% | 0% | 1.541% | 1.586% | 0% | 8.778% | 88.09% | 100%
Floorspace-Based | FCZ04 Tot | Office, Small | 0% | 0% | 0% | 0.6366% | 4.288% | 2.574% | 92.5% | 100%
Floorspace-Based | FCZ04 Tot | Refrigerated Warehouse | 0% | 0% | 25.83% | 0% | 24.62% | 1.299% | 48.25% | 100%
Floorspace-Based | FCZ04 Tot | Restaurant | 0% | 0% | 0% | 0% | 0.8444% | 0% | 99.16% | 100%
Floorspace-Based | FCZ04 Tot | Retail | 0% | 0% | 1.329% | 2.518% | 5.542% | 8.897% | 81.71% | 100%
Floorspace-Based | FCZ04 Tot | School | 0% | 0% | 0% | 0% | 15.02% | 23.32% | 61.66% | 100%
Floorspace-Based | FCZ04 Tot | Warehouse | 0% | 0% | 0.9011% | 0% | 4.344% | 3.456% | 91.3% | 100%
Floorspace-Based | FCZ04 Tot | All Commercial | 0% | 0% | 1.181% | 3.975% | 6.633% | 6.198% | 82.01% | 100%
Floorspace-Based | FCZ05 Tot | College | 0% | 0% | 0% | 28.16% | 39.51% | 13.54% | 18.78% | 100%
Floorspace-Based | FCZ05 Tot | Food Stores | 0% | 0% | 0% | 0% | 2.113% | 0.8742% | 97.01% | 100%
Floorspace-Based | FCZ05 Tot | Health Care | 0% | 0% | 0% | 0% | 1.949% | 7.823% | 90.23% | 100%
Floorspace-Based | FCZ05 Tot | Lodging | 0% | 0% | 0% | 0% | 0.6464% | 0% | 99.35% | 100%
Floorspace-Based | FCZ05 Tot | Miscellaneous | 0% | 0% | 0% | 2.011% | 10.16% | 15.63% | 72.2% | 100%
Floorspace-Based | FCZ05 Tot | Office, Large | 0% | 0% | 0% | 0% | 0% | 6.344% | 93.66% | 100%
Floorspace-Based | FCZ05 Tot | Office, Small | 0% | 0% | 0% | 0% | 1.556% | 6.001% | 92.44% | 100%
Floorspace-Based | FCZ05 Tot | Refrigerated Warehouse | 0% | 0% | 0% | 0% | 0% | 16% | 84% | 100%
Floorspace-Based | FCZ05 Tot | Restaurant | 0% | 0% | 0% | 0% | 1.727% | 1.004% | 97.27% | 100%
Floorspace-Based | FCZ05 Tot | Retail | 0% | 0% | 0.1208% | 3.597% | 1.109% | 3.166% | 92.01% | 100%
Floorspace-Based | FCZ05 Tot | School | 0% | 0% | 0% | 0% | 31.05% | 30.32% | 38.63% | 100%
Floorspace-Based | FCZ05 Tot | Warehouse | 0% | 0% | 0% | 0.5698% | 12.55% | 14.31% | 72.57% | 100%
Floorspace-Based | FCZ05 Tot | All Commercial | 0% | 0% | 0.0178% | 2.21% | 8.842% | 11.14% | 77.79% | 100%
Floorspace-Based | FCZ06 Tot | College | 0% | 0% | 0% | 0% | 87.87% | 0% | 12.13% | 100%
Floorspace-Based | FCZ06 Tot | Food Stores | 0% | 0% | 0% | 0% | 9.385% | 3.129% | 87.49% | 100%
Floorspace-Based | FCZ06 Tot | Health Care | 0% | 0% | 0% | 0% | 0.8877% | 0% | 99.11% | 100%
Floorspace-Based | FCZ06 Tot | Lodging | 0% | 0% | 0% | 0% | 2.282% | 7.901% | 89.82% | 100%
Floorspace-Based | FCZ06 Tot | Miscellaneous | 0% | 0% | 0% | 1.197% | 4.177% | 4.27% | 90.36% | 100%
Floorspace-Based | FCZ06 Tot | Office, Large | 0% | 0% | 0% | 0% | 13.95% | 12.45% | 73.6% | 100%
Floorspace-Based | FCZ06 Tot | Office, Small | 0% | 0.3638% | 0% | 0.8363% | 0.6182% | 2.838% | 95.34% | 100%
Floorspace-Based | FCZ06 Tot | Refrigerated Warehouse | 0% | 0% | 0% | 0% | 0% | 0% | 100% | 100%
Floorspace-Based | FCZ06 Tot | Restaurant | 0% | 0% | 0% | 0% | 1.562% | 0% | 98.44% | 100%
Floorspace-Based | FCZ06 Tot | Retail | 0% | 0% | 0% | 0% | 1.219% | 2.982% | 95.8% | 100%
Floorspace-Based | FCZ06 Tot | School | 0% | 0% | 0% | 0% | 4.703% | 45.23% | 50.07% | 100%
Floorspace-Based | FCZ06 Tot | Warehouse | 0% | 0% | 0% | 0% | 0% | 22.43% | 77.57% | 100%
Floorspace-Based | FCZ06 Tot | All Commercial | 0% | 0.0552% | 0% | 0.3237% | 9.877% | 8.448% | 81.3% | 100%
Floorspace-Based | FCZ07 Tot | College | 0% | 0% | 2.216% | 10.21% | 39.46% | 9.035% | 39.08% | 100%
Floorspace-Based | FCZ07 Tot | Food Stores | 0% | 0% | 0% | 0% | 0% | 0.5954% | 99.4% | 100%
Floorspace-Based | FCZ07 Tot | Health Care | 0% | 0% | 0% | 0% | 0% | 4.724% | 95.28% | 100%
Floorspace-Based | FCZ07 Tot | Lodging | 0% | 0% | 0% | 0% | 0% | 1.705% | 98.29% | 100%
Floorspace-Based | FCZ07 Tot | Miscellaneous | 0% | 0% | 0.3453% | 0% | 1.301% | 2.706% | 95.65% | 100%
Floorspace-Based | FCZ07 Tot | Office, Large | 0% | 0% | 0% | 0% | 1.556% | 0.8625% | 97.58% | 100%
Floorspace-Based | FCZ07 Tot | Office, Small | 0% | 0% | 0% | 0.876% | 0.4319% | 1.993% | 96.7% | 100%
Floorspace-Based | FCZ07 Tot | Refrigerated Warehouse | 0% | 0% | 0% | 0% | 15.42% | 0.6965% | 83.88% | 100%
Floorspace-Based | FCZ07 Tot | Restaurant | 0% | 0% | 0% | 0% | 0% | 0% | 100% | 100%
Floorspace-Based | FCZ07 Tot | Retail | 0% | 0% | 0.0279% | 0.2496% | 0.4296% | 8.369% | 90.92% | 100%
Floorspace-Based | FCZ07 Tot | School | 0% | 0% | 0% | 0% | 1.491% | 27.57% | 70.94% | 100%
Floorspace-Based | FCZ07 Tot | Warehouse | 0% | 0% | 0% | 0% | 0.931% | 3.596% | 95.47% | 100%
Floorspace-Based | FCZ07 Tot | All Commercial | 0% | 0% | 0.146% | 0.5258% | 2.736% | 5.602% | 90.99% | 100%
Floorspace-Based | FCZ08 Tot | College | 0% | 0% | 0% | 12.61% | 19.45% | 9.108% | 58.83% | 100%
Floorspace-Based | FCZ08 Tot | Food Stores | 0% | 0% | 0% | 0% | 0% | 0% | 100% | 100%
Floorspace-Based | FCZ08 Tot | Health Care | 0% | 0% | 0% | 0% | 0% | 3.749% | 96.25% | 100%
Floorspace-Based | FCZ08 Tot | Lodging | 0% | 0% | 0% | 0% | 0% | 4.107% | 95.89% | 100%
Floorspace-Based | FCZ08 Tot | Miscellaneous | 0% | 0% | 0% | 0% | 2.278% | 1.518% | 96.2% | 100%
Floorspace-Based | FCZ08 Tot | Office, Large | 0% | 0% | 0% | 6.643% | 0% | 13.84% | 79.52% | 100%
Floorspace-Based | FCZ08 Tot | Office, Small | 0% | 0% | 0% | 0% | 0.8903% | 2.716% | 96.39% | 100%
Floorspace-Based | FCZ08 Tot | Refrigerated Warehouse | 0% | 0% | 0% | 0% | 0% | 60.35% | 39.65% | 100%
Floorspace-Based | FCZ08 Tot | Restaurant | 0% | 0% | 0% | 0% | 0% | 0.9253% | 99.07% | 100%
Floorspace-Based | FCZ08 Tot | Retail | 0% | 0% | 0% | 0% | 0.4597% | 2.664% | 96.88% | 100%
Floorspace-Based | FCZ08 Tot | School | 0% | 0% | 0% | 0% | 0% | 16.62% | 83.38% | 100%
Floorspace-Based | FCZ08 Tot | Warehouse | 0% | 0% | 0% | 1.133% | 0% | 0% | 98.87% | 100%
Floorspace-Based | FCZ08 Tot | All Commercial | 0% | 0% | 0% | 2.782% | 3.314% | 6.399% | 87.5% | 100%
Floorspace-Based | FCZ09 Tot | College | 0% | 15.58% | 0% | 0% | 38.22% | 0% | 46.2% | 100%
Floorspace-Based | FCZ09 Tot | Food Stores | 0% | 0% | 0% | 0% | 0% | 0% | 100% | 100%
Floorspace-Based | FCZ09 Tot | Health Care | 0% | 0% | 0% | 0% | 0% | 0% | 100% | 100%
Floorspace-Based | FCZ09 Tot | Lodging | 0% | 0% | 0% | 0% | 1.564% | 12.56% | 85.87% | 100%
Floorspace-Based | FCZ09 Tot | Miscellaneous | 0% | 0% | 0% | 0% | 12.22% | 11.6% | 76.18% | 100%
Floorspace-Based | FCZ09 Tot | Office, Large | 0% | 0% | 0% | 0% | 0% | 0% | 100% | 100%
Floorspace-Based | FCZ09 Tot | Office, Small | 0% | 0% | 0% | 0% | 2.123% | 0% | 97.88% | 100%
Floorspace-Based | FCZ09 Tot | Refrigerated Warehouse | 0% | 0% | 0% | 0% | 0% | 92.16% | 7.844% | 100%
Floorspace-Based | FCZ09 Tot | Restaurant | 0% | 0% | 0% | 0% | 0% | 0.7621% | 99.24% | 100%
Floorspace-Based | FCZ09 Tot | Retail | 0% | 0% | 0% | 5.27% | 0% | 0.8855% | 93.84% | 100%
Floorspace-Based | FCZ09 Tot | School | 0% | 0% | 0% | 0% | 7.024% | 21.93% | 71.05% | 100%
Floorspace-Based | FCZ09 Tot | Warehouse | 0% | 0% | 0% | 0% | 0% | 1.398% | 98.6% | 100%
Floorspace-Based | FCZ09 Tot | All Commercial | 0% | 0.3379% | 0% | 0.8552% | 4.724% | 9.125% | 84.96% | 100%
Floorspace-Based | FCZ10 Tot | College | 0% | 0% | 45.66% | 19.28% | 6.21% | 0% | 28.84% | 100%
Floorspace-Based | FCZ10 Tot | Food Stores | 0% | 0% | 0% | 0% | 4.301% | 1.759% | 93.94% | 100%
Floorspace-Based | FCZ10 Tot | Health Care | 0% | 0% | 0% | 5.479% | 0% | 8.621% | 85.9% | 100%
Floorspace-Based | FCZ10 Tot | Lodging | 0% | 0% | 0% | 0% | 5.34% | 10.45% | 84.21% | 100%
Floorspace-Based | FCZ10 Tot | Miscellaneous | 0% | 0% | 0% | 2.8% | 1.274% | 3.228% | 92.7% | 100%
Floorspace-Based | FCZ10 Tot | Office, Large | 0% | 0% | 0% | 0% | 0% | 3.659% | 96.34% | 100%
Floorspace-Based | FCZ10 Tot | Office, Small | 0% | 0% | 0.3954% | 0% | 0% | 1.476% | 98.13% | 100%
Floorspace-Based | FCZ10 Tot | Refrigerated Warehouse | 0% | 0% | 0% | 0% | 0% | 0% | 100% | 100%
Floorspace-Based | FCZ10 Tot | Restaurant | 0% | 2.443% | 0% | 0% | 0.3788% | 0% | 97.18% | 100%
Floorspace-Based | FCZ10 Tot | Retail | 0% | 0% | 0% | 0% | 21.75% | 6.633% | 71.62% | 100%
Floorspace-Based | FCZ10 Tot | School | 0% | 0% | 0% | 0% | 37.21% | 6.414% | 56.37% | 100%
Floorspace-Based | FCZ10 Tot | Warehouse | 0% | 0% | 0% | 0% | 0.822% | 21.56% | 77.62% | 100%
Floorspace-Based | FCZ10 Tot | All Commercial | 0% | 0.0562% | 0.8138% | 0.9918% | 7.592% | 10.88% | 79.66% | 100%
Floorspace-Based | FCZ11 Tot | College | 0% | 0% | 0% | 0% | 0% | 10.95% | 89.05% | 100%
Floorspace-Based | FCZ11 Tot | Food Stores | 0% | 0% | 0% | 0% | 0% | 0.5337% | 99.47% | 100%
Floorspace-Based | FCZ11 Tot | Health Care | 0% | 0% | 0% | 0% | 0% | 5.169% | 94.83% | 100%
Floorspace-Based | FCZ11 Tot | Lodging | 0% | 0% | 0% | 0% | 0% | 2.638% | 97.36% | 100%
Floorspace-Based | FCZ11 Tot | Miscellaneous | 0% | 0% | 0% | 2.033% | 0.6604% | 1.356% | 95.95% | 100%
Floorspace-Based | FCZ11 Tot | Office, Large | 0% | 0% | 0% | 0% | 2.253% | 0% | 97.75% | 100%
Floorspace-Based | FCZ11 Tot | Office, Small | 0% | 0% | 0% | 0% | 0% | 0% | 100% | 100%
Floorspace-Based | FCZ11 Tot | Refrigerated Warehouse | 0% | 0% | 0% | 0% | 0% | 44.72% | 55.28% | 100%
Floorspace-Based | FCZ11 Tot | Restaurant | 0% | 0% | 0% | 0% | 0% | 0% | 100% | 100%
Floorspace-Based | FCZ11 Tot | Retail | 0% | 0% | 0.4367% | 2.883% | 3.478% | 8.489% | 84.71% | 100%
Floorspace-Based | FCZ11 Tot | School | 0% | 0% | 0% | 0% | 2.248% | 2.362% | 95.39% | 100%
Floorspace-Based | FCZ11 Tot | Warehouse | 0% | 0% | 0% | 0% | 0.6696% | 0% | 99.33% | 100%
Floorspace-Based | FCZ11 Tot | All Commercial | 0% | 0% | 0.05305% | 0.708% | 1.044% | 3.016% | 95.18% | 100%
Floorspace-Based | FCZ12c Tot | College | 0% | 0% | 61.41% | 6.949% | 0% | 17.71% | 13.93% | 100%
Floorspace-Based | FCZ12c Tot | Food Stores | 0% | 0% | 0% | 0% | 0% | 2.705% | 97.3% | 100%
Floorspace-Based | FCZ12c Tot | Health Care | 0% | 0% | 0% | 0% | 0% | 6.391% | 93.61% | 100%
Floorspace-Based | FCZ12c Tot | Lodging | 0% | 0% | 0% | 0% | 0.4018% | 1.211% | 98.39% | 100%
Floorspace-Based | FCZ12c Tot | Miscellaneous | 0% | 0% | 0% | 0.0496% | 7.479% | 9.559% | 82.91% | 100%
Floorspace-Based | FCZ12c Tot | Office, Large | 0% | 1.133% | 0% | 0% | 2.875% | 10.41% | 85.58% | 100%
Floorspace-Based | FCZ12c Tot | Office, Small | 0% | 0.4702% | 0% | 0% | 2.193% | 5.635% | 91.7% | 100%
Floorspace-Based | FCZ12c Tot | Refrigerated Warehouse | 0% | 0% | 0% | 0% | 17.12% | 4.837% | 78.04% | 100%
Floorspace-Based | FCZ12c Tot | Restaurant | 0% | 0% | 0% | 0% | 0% | 1.532% | 98.47% | 100%
Floorspace-Based | FCZ12c Tot | Retail | 0% | 0% | 0.1708% | 0% | 2.917% | 0.3805% | 96.53% | 100%
Floorspace-Based | FCZ12c Tot | School | 0% | 0% | 0% | 0% | 0.4559% | 44.39% | 55.15% | 100%
Floorspace-Based | FCZ12c Tot | Warehouse | 0% | 0% | 0% | 0% | 0.5842% | 10.76% | 88.65% | 100%
Floorspace-Based | FCZ12c Tot | All Commercial | 0% | 0.2738% | 4.119% | 0.4746% | 2.962% | 9.492% | 82.68% | 100%
Floorspace-Based | FCZ12i Tot | College | 0% | 0% | 0% | 10.02% | 2.475% | 53.2% | 34.31% | 100%
Floorspace-Based | FCZ12i Tot | Food Stores | 0% | 0% | 0% | 0% | 0% | 0.2836% | 99.72% | 100%
Floorspace-Based | FCZ12i Tot | Health Care | 0% | 0% | 0% | 0% | 0.8097% | 8.267% | 90.92% | 100%
Floorspace-Based | FCZ12i Tot | Lodging | 0% | 0% | 0% | 0% | 0% | 4.621% | 95.38% | 100%
Floorspace-Based | FCZ12i Tot | Miscellaneous | 0% | 0% | 0% | 0% | 1.309% | 7.581% | 91.11% | 100%
Floorspace-Based | FCZ12i Tot | Office, Large | 0% | 0% | 0% | 4.702% | 2.022% | 8.939% | 84.34% | 100%
Floorspace-Based | FCZ12i Tot | Office, Small | 0% | 0% | 0% | 0% | 0% | 4.99% | 95.01% | 100%
Floorspace-Based | FCZ12i Tot | Refrigerated Warehouse | 0% | 0% | 0% | 0% | 0% | 33.89% | 66.11% | 100%
Floorspace-Based | FCZ12i Tot | Restaurant | 0% | 0% | 0% | 0% | 0% | 0.2734% | 99.73% | 100%
Floorspace-Based | FCZ12i Tot | Retail | 0% | 0% | 0% | 0% | 0% | 9.189% | 90.81% | 100%
Floorspace-Based | FCZ12i Tot | School | 0% | 0% | 0% | 0% | 4.707% | 41.01% | 54.28% | 100%
Floorspace-Based | FCZ12i Tot | Warehouse | 0% | 0% | 0% | 0% | 2.546% | 22.45% | 75.01% | 100%
Floorspace-Based | FCZ12i Tot | All Commercial | 0% | 0% | 0% | 0.8524% | 1.288% | 13.85% | 84.01% | 100%
Floorspace-Based | FCZ13 Tot | College | 0% | 0% | 0% | 0% | 0% | 9.356% | 90.64% | 100%
Floorspace-Based | FCZ13 Tot | Food Stores | 0% | 0% | 0% | 0% | 0% | 0.08688% | 99.91% | 100%
Floorspace-Based | FCZ13 Tot | Health Care | 0% | 0% | 0% | 0% | 6.481% | 2.036% | 91.48% | 100%
Floorspace-Based | FCZ13 Tot | Lodging | 0% | 0% | 0% | 0% | 1.77% | 0% | 98.23% | 100%
Floorspace-Based | FCZ13 Tot | Miscellaneous | 0% | 0% | 0% | 0% | 0% | 3.973% | 96.03% | 100%
Floorspace-Based | FCZ13 Tot | Office, Large | 0% | 0% | 0% | 4.556% | 0% | 7.842% | 87.6% | 100%
Floorspace-Based | FCZ13 Tot | Office, Small | 0% | 0% | 0% | 0% | 0% | 1.736% | 98.26% | 100%
Floorspace-Based | FCZ13 Tot | Refrigerated Warehouse | 0% | 0% | 0% | 0% | 0% | 0% | 100% | 100%
Floorspace-Based | FCZ13 Tot | Restaurant | 0% | 0% | 0% | 0% | 0% | 0% | 100% | 100%
Floorspace-Based | FCZ13 Tot | Retail | 0% | 0% | 0% | 0% | 4.681% | 17.9% | 77.42% | 100%
Floorspace-Based | FCZ13 Tot | School | 0% | 0% | 0% | 0% | 0% | 10.49% | 89.51% | 100%
Floorspace-Based | FCZ13 Tot | Warehouse | 0% | 0% | 0% | 0% | 0% | 0% | 100% | 100%
Floorspace-Based | FCZ13 Tot | All Commercial | 0% | 0% | 0% | 0.6846% | 1.288% | 6.556% | 91.47% | 100%
Floorspace-Based | FCZ16 Tot | College | 0% | 0% | 0% | 0% | 0% | 4.746% | 95.25% | 100%
Floorspace-Based | FCZ16 Tot | Food Stores | 0% | 0% | 0% | 0% | 0% | 0% | 100% | 100%
Floorspace-Based | FCZ16 Tot | Health Care | 0% | 0% | 0% | 0% | 0% | 24.15% | 75.85% | 100%
Floorspace-Based | FCZ16 Tot | Lodging | 0% | 0% | 0% | 0% | 0% | 0% | 100% | 100%
Floorspace-Based | FCZ16 Tot | Miscellaneous | 0% | 0% | 0% | 0% | 4.329% | 0% | 95.67% | 100%
Floorspace-Based | FCZ16 Tot | Office, Large | 0% | 0% | 0% | 0% | 0% | 3.005% | 96.99% | 100%
Floorspace-Based | FCZ16 Tot | Office, Small | 0% | 0% | 0% | 0% | 0% | 0% | 100% | 100%
Floorspace-Based | FCZ16 Tot | Refrigerated Warehouse | 0% | 0% | 0% | 0% | 0% | 0% | 100% | 100%
Floorspace-Based | FCZ16 Tot | Restaurant | 0% | 0% | 0% | 0% | 0% | 0% | 100% | 100%
Floorspace-Based | FCZ16 Tot | Retail | 0% | 0% | 0% | 0% | 0% | 0% | 100% | 100%
Floorspace-Based | FCZ16 Tot | School | 0% | 0% | 0% | 0% | 0% | 0% | 100% | 100%
Floorspace-Based | FCZ16 Tot | Warehouse | 0% | 0% | 0% | 0% | 0% | 0% | 100% | 100%
Floorspace-Based | FCZ16 Tot | All Commercial | 0% | 0% | 0% | 0% | 0.6602% | 2.343% | 97% | 100%
Floorspace-Based | FCZ17 Tot | College | 0% | 0% | 0% | 0% | 0% | 0% | 100% | 100%
Floorspace-Based | FCZ17 Tot | Food Stores | 0% | 0% | 0% | 0% | 0% | 0% | 100% | 100%
Floorspace-Based | FCZ17 Tot | Health Care | 0% | 0% | 0% | 0% | 0% | 29.03% | 70.97% | 100%
Floorspace-Based | FCZ17 Tot | Lodging | 0% | 0% | 0% | 0% | 0% | 0% | 100% | 100%
Floorspace-Based | FCZ17 Tot | Miscellaneous | 0% | 0% | 0% | 0% | 0% | 6.75% | 93.25% | 100%
Floorspace-Based | FCZ17 Tot | Office, Large | 0% | 0% | 0% | 0% | 0% | 14.82% | 85.18% | 100%
Floorspace-Based | FCZ17 Tot | Office, Small | 0% | 0% | 0% | 0% | 0% | 3.387% | 96.61% | 100%
Floorspace-Based | FCZ17 Tot | Refrigerated Warehouse | 0% | 0% | 0% | 0% | 0% | 0% | 100% | 100%
Floorspace-Based | FCZ17 Tot | Restaurant | 0% | 0% | 0% | 0% | 0% | 0% | 100% | 100%
Floorspace-Based | FCZ17 Tot | Retail | 0% | 0% | 0% | 0% | 0% | 2.972% | 97.03% | 100%
Floorspace-Based | FCZ17 Tot | School | 0% | 0% | 0% | 0% | 0% | 0% | 100% | 100%
Floorspace-Based | FCZ17 Tot | Warehouse | 0% | 0% | 0% | 0% | 2.429% | 0% | 97.57% | 100%
Floorspace-Based | FCZ17 Tot | All Commercial | 0% | 0% | 0% | 0% | 0.2455% | 5.469% | 94.29% | 100%
Floorspace-Based | PG&E | College | 0% | 3.638% | 12.51% | 16.14% | 20.7% | 9.641% | 37.37% | 100%
Floorspace-Based | PG&E | Food Stores | 0% | 0% | 0.449% | 0.2661% | 2.943% | 1.157% | 95.18% | 100%
Floorspace-Based | PG&E | Health Care | 0% | 0% | 0.2501% | 2.538% | 5.804% | 3.026% | 88.38% | 100%
Floorspace-Based | PG&E | Lodging | 0% | 0.1264% | 0% | 0% | 2.679% | 3.391% | 93.8% | 100%
Floorspace-Based | PG&E | Miscellaneous | 0% | 0% | 0.2243% | 1.234% | 5.598% | 12.02% | 80.92% | 100%
Floorspace-Based | PG&E | Office, Large | 0% | 0% | 0.4532% | 0.6221% | 1.311% | 11.14% | 86.48% | 100%
Floorspace-Based | PG&E | Office, Small | 0% | 0.04922% | 0.1918% | 0.3701% | 1.361% | 3.031% | 95% | 100%
Floorspace-Based | PG&E | Refrigerated Warehouse | 0% | 0% | 6.266% | 0.1611% | 6.791% | 4.673% | 82.11% | 100%
Floorspace-Based | PG&E | Restaurant | 0% | 0% | 0% | 0% | 0.582% | 0.1523% | 99.27% | 100%
Floorspace-Based | PG&E | Retail | 0% | 0% | 0.2981% | 1.662% | 1.605% | 6.698% | 89.74% | 100%
Floorspace-Based | PG&E | School | 0.5256% | 1.174% | 1.003% | 0% | 20.77% | 33.02% | 43.5% | 100%
Floorspace-Based | PG&E | Warehouse | 0% | 0% | 0.4394% | 1.183% | 3.988% | 8.99% | 85.4% | 100%
Floorspace-Based | PG&E | All Commercial | 0.03303% | 0.2424% | 0.9635% | 1.55% | 4.995% | 9.261% | 82.95% | 100%
Floorspace-Based | SCE | College | 0% | 0.3477% | 4.932% | 10.98% | 30.61% | 8.205% | 44.93% | 100%
Floorspace-Based | SCE | Food Stores | 0% | 0% | 0% | 0% | 0.6587% | 0.6836% | 98.66% | 100%
Floorspace-Based | SCE | Health Care | 0% | 0% | 0% | 1.041% | 0% | 5.203% | 93.76% | 100%
Floorspace-Based | SCE | Lodging | 0% | 0% | 0% | 0% | 0.8136% | 3.653% | 95.53% | 100%
Floorspace-Based | SCE | Miscellaneous | 0% | 0% | 0.1899% | 0.7913% | 1.88% | 2.996% | 94.14% | 100%
Floorspace-Based | SCE | Office, Large | 0% | 0% | 0% | 0.5834% | 1.332% | 2.131% | 95.95% | 100%
Floorspace-Based | SCE | Office, Small | 0% | 0% | 0.05215% | 0.5483% | 0.4587% | 1.709% | 97.23% | 100%
Floorspace-Based | SCE | Refrigerated Warehouse | 0% | 0% | 0% | 0% | 7.629% | 18.22% | 74.15% | 100%
Floorspace-Based | SCE | Restaurant | 0% | 0.364% | 0% | 0% | 0.05643% | 0.1144% | 99.47% | 100%
Floorspace-Based | SCE | Retail | 0% | 0% | 0.05993% | 0.6747% | 4.946% | 7.29% | 87.03% | 100%
Floorspace-Based | SCE | School | 0% | 0% | 0% | 0% | 8.28% | 19.23% | 72.49% | 100%
Floorspace-Based | SCE | Warehouse | 0% | 0% | 0% | 0.01966% | 0.8117% | 8.644% | 90.52% | 100%
Floorspace-Based | SCE | All Commercial | 0% | 0.02459% | 0.246% | 0.8382% | 3.583% | 6.575% | 88.73% | 100%
Floorspace-Based | SDG&E | College | 0% | 0% | 47.29% | 7.656% | 0.5686% | 25.87% | 18.62% | 100%
Floorspace-Based | SDG&E | Food Stores | 0% | 0% | 0% | 0% | 0% | 1.938% | 98.06% | 100%
Floorspace-Based | SDG&E | Health Care | 0% | 0% | 0% | 0% | 0.3522% | 7.207% | 92.44% | 100%
Floorspace-Based | SDG&E | Lodging | 0% | 0% | 0% | 0% | 0.3% | 2.075% | 97.62% | 100%
Floorspace-Based | SDG&E | Miscellaneous | 0% | 0% | 0% | 0.03475% | 5.631% | 8.967% | 85.37% | 100%
Floorspace-Based | SDG&E | Office, Large | 0% | 0.9733% | 0% | 0.6618% | 2.755% | 10.21% | 85.4% | 100%
Floorspace-Based | SDG&E | Office, Small | 0% | 0.3568% | 0% | 0% | 1.664% | 5.479% | 92.5% | 100%
Floorspace-Based | SDG&E | Refrigerated Warehouse | 0% | 0% | 0% | 0% | 15.65% | 7.332% | 77.02% | 100%
Floorspace-Based | SDG&E | Restaurant | 0% | 0% | 0% | 0% | 0% | 1.114% | 98.89% | 100%
Floorspace-Based | SDG&E | Retail | 0% | 0% | 0.104% | 0% | 1.777% | 3.824% | 94.3% | 100%
Floorspace-Based | SDG&E | School | 0% | 0% | 0% | 0% | 2.423% | 42.83% | 54.75% | 100%
Floorspace-Based | SDG&E | Warehouse | 0% | 0% | 0% | 0% | 1.027% | 13.4% | 85.57% | 100%
Floorspace-Based | SDG&E | All Commercial | 0% | 0.1945% | 2.927% | 0.5839% | 2.477% | 10.75% | 83.07% | 100%
Floorspace-Based | LADWP | College | 0% | 0% | 0% | 0% | 0% | 4.493% | 95.51% | 100%
Floorspace-Based | LADWP | Food Stores | 0% | 0% | 0% | 0% | 0% | 0% | 100% | 100%
Floorspace-Based | LADWP | Health Care | 0% | 0% | 0% | 0% | 0% | 25.47% | 74.53% | 100%
Floorspace-Based | LADWP | Lodging | 0% | 0% | 0% | 0% | 0% | 0% | 100% | 100%
Floorspace-Based | LADWP | Miscellaneous | 0% | 0% | 0% | 0% | 3.249% | 1.684% | 95.07% | 100%
Floorspace-Based | LADWP | Office, Large | 0% | 0% | 0% | 0% | 0% | 4.097% | 95.9% | 100%
Floorspace-Based | LADWP | Office, Small | 0% | 0% | 0% | 0% | 0% | 0.9304% | 99.07% | 100%
Floorspace-Based | LADWP | Refrigerated Warehouse | 0% | 0% | 0% | 0% | 0% | 0% | 100% | 100%
Floorspace-Based | LADWP | Restaurant | 0% | 0% | 0% | 0% | 0% | 0% | 100% | 100%
Floorspace-Based | LADWP | Retail | 0% | 0% | 0% | 0% | 0% | 1% | 99% | 100%
Floorspace-Based | LADWP | School | 0% | 0% | 0% | 0% | 0% | 0% | 100% | 100%
Floorspace-Based | LADWP | Warehouse | 0% | 0% | 0% | 0% | 0.9711% | 0% | 99.03% | 100%
Floorspace-Based | LADWP | All Commercial | 0% | 0% | 0% | 0% | 0.568% | 3.038% | 96.39% | 100%
Floorspace-Based | SMUD | College | 0% | 0% | 0% | 0% | 0% | 9.356% | 90.64% | 100%
Floorspace-Based | SMUD | Food Stores | 0% | 0% | 0% | 0% | 0% | 0.08688% | 99.91% | 100%
Floorspace-Based | SMUD | Health Care | 0% | 0% | 0% | 0% | 6.481% | 2.036% | 91.48% | 100%
Floorspace-Based | SMUD | Lodging | 0% | 0% | 0% | 0% | 1.77% | 0% | 98.23% | 100%
Floorspace-Based | SMUD | Miscellaneous | 0% | 0% | 0% | 0% | 0% | 3.973% | 96.03% | 100%
Floorspace-Based | SMUD | Office, Large | 0% | 0% | 0% | 4.556% | 0% | 7.842% | 87.6% | 100%
Floorspace-Based | SMUD | Office, Small | 0% | 0% | 0% | 0% | 0% | 1.736% | 98.26% | 100%
Floorspace-Based | SMUD | Refrigerated Warehouse | 0% | 0% | 0% | 0% | 0% | 0% | 100% | 100%
Floorspace-Based | SMUD | Restaurant | 0% | 0% | 0% | 0% | 0% | 0% | 100% | 100%
Floorspace-Based | SMUD | Retail | 0% | 0% | 0% | 0% | 4.681% | 17.9% | 77.42% | 100%
Floorspace-Based | SMUD | School | 0% | 0% | 0% | 0% | 0% | 10.49% | 89.51% | 100%
Floorspace-Based | SMUD | Warehouse | 0% | 0% | 0% | 0% | 0% | 0% | 100% | 100%
Floorspace-Based | SMUD | All Commercial | 0% | 0% | 0% | 0.6846% | 1.288% | 6.556% | 91.47% | 100%
Floorspace-Based | FCZ01 | College | 0% | 0% | 24.76% | 0% | 0.8204% | 12.55% | 61.87% | 100%
Floorspace-Based | FCZ01 | Food Stores | 0% | 0% | 0% | 0.6746% | 0.05575% | 0.1114% | 99.16% | 100%
Floorspace-Based | FCZ01 | Health Care | 0% | 0% | 0.5404% | 0% | 8.485% | 3.149% | 87.83% | 100%
Floorspace-Based | FCZ01 | Lodging | 0% | 0% | 0% | 0% | 1.641% | 0.3204% | 98.04% | 100%
Floorspace-Based | FCZ01 | Miscellaneous | 0% | 0% | 0.3767% | 1.461% | 3.379% | 16.89% | 77.89% | 100%
Floorspace-Based | FCZ01 | Office, Large | 0% | 0% | 0.4333% | 0.4861% | 1.138% | 11.88% | 86.06% | 100%
Floorspace-Based | FCZ01 | Office, Small | 0% | 0% | 0% | 0.2965% | 0.08369% | 1.614% | 98.01% | 100%
Floorspace-Based | FCZ01 | Refrigerated Warehouse | 0% | 0% | 1.883% | 0.4974% | 4.32% | 1.801% | 91.5% | 100%
Floorspace-Based | FCZ01 | Restaurant | 0% | 0% | 0% | 0% | 0% | 0% | 100% | 100%
Floorspace-Based | FCZ01 | Retail | 0% | 0% | 0% | 0% | 0% | 8.816% | 91.18% | 100%
Floorspace-Based | FCZ01 | School | 1.471% | 3.285% | 1.273% | 0% | 32.33% | 30.87% | 30.77% | 100%
Floorspace-Based | FCZ01 | Warehouse | 0% | 0% | 0% | 2.868% | 1.215% | 11.78% | 84.14% | 100%
Floorspace-Based | FCZ01 | All Commercial | 0.07119% | 0.159% | 1.131% | 0.6542% | 3.256% | 10.38% | 84.35% | 100%
Floorspace-Based | FCZ02 | College | 0% | 57.35% | 11.99% | 0% | 0% | 16.61% | 14.05% | 100%
Floorspace-Based | FCZ02 | Food Stores | 0% | 0% | 0% | 0% | 0.8788% | 4.888% | 94.23% | 100%
Floorspace-Based | FCZ02 | Health Care | 0% | 0% | 0% | 0% | 3.279% | 0% | 96.72% | 100%
Floorspace-Based | FCZ02 | Lodging | 0% | 0.4709% | 0% | 0% | 2.792% | 2.173% | 94.56% | 100%
Floorspace-Based | FCZ02 | Miscellaneous | 0% | 0% | 0.1613% | 1.29% | 2.405% | 5.381% | 90.76% | 100%
Floorspace-Based | FCZ02 | Office, Large | 0% | 0% | 0% | 3.701% | 0% | 4.293% | 92.01% | 100%
Floorspace-Based | FCZ02 | Office, Small | 0% | 0% | 1.545% | 0% | 2.181% | 4.542% | 91.73% | 100%
Floorspace-Based | FCZ02 | Refrigerated Warehouse | 0% | 0% | 0% | 0% | 0% | 0% | 100% | 100%
Floorspace-Based | FCZ02 | Restaurant | 0% | 0% | 0% | 0% | 0% | 0% | 100% | 100%
Floorspace-Based | FCZ02 | Retail | 0% | 0% | 0.3555% | 5.495% | 2.532% | 4.066% | 87.55% | 100%
Floorspace-Based | FCZ02 | School | 0% | 0% | 6.686% | 0% | 2.164% | 20.26% | 70.89% | 100%
Floorspace-Based | FCZ02 | Warehouse | 0% | 0% | 1.522% | 2.614% | 0% | 4.737% | 91.13% | 100%
Floorspace-Based | FCZ02 | All Commercial | 0% | 1.657% | 1.053% | 1.298% | 1.957% | 4.784% | 89.25% | 100%
Floorspace-Based | FCZ03 | College | 0% | 0% | 46% | 13.72% | 0% | 27.93% | 12.35% | 100%
Floorspace-Based | FCZ03 | Food Stores | 0% | 0% | 0% | 0% | 1.388% | 1.958% | 96.65% | 100%
Floorspace-Based | FCZ03 | Health Care | 0% | 0% | 0% | 0% | 0% | 1.524% | 98.48% | 100%
Floorspace-Based | FCZ03 | Lodging | 0% | 0% | 0% | 0% | 0% | 3.631% | 96.37% | 100%
Floorspace-Based | FCZ03 | Miscellaneous | 0% | 0% | 0% | 0% | 0.9697% | 10.8% | 88.23% | 100%
Floorspace-Based | FCZ03 | Office, Large | 0% | 0% | 0% | 0% | 0% | 0% | 100% | 100%
Floorspace-Based | FCZ03 | Office, Small | 0% | 0% | 0% | 1.315% | 1.877% | 1.637% | 95.17% | 100%
Floorspace-Based | FCZ03 | Refrigerated Warehouse | 0% | 0% | 0% | 0% | 0% | 0% | 100% | 100%
Floorspace-Based | FCZ03 | Restaurant | 0% | 0% | 0% | 0% | 1.881% | 0% | 98.12% | 100%
Floorspace-Based | FCZ03 | Retail | 0% | 0% | 0% | 0% | 0.7262% | 7.376% | 91.9% | 100%
Floorspace-Based | FCZ03 | School | 0% | 0% | 0% | 0% | 0% | 59.73% | 40.27% | 100%
Floorspace-Based | FCZ03 | Warehouse | 0% | 0% | 0% | 0% | 0% | 4.898% | 95.1% | 100%
Floorspace-Based | FCZ03 | All Commercial | 0% | 0% | 3.426% | 1.157% | 0.6134% | 16.82% | 77.98% | 100%
Floorspace-Based | FCZ04 | College | 0% | 0% | 0% | 55.39% | 0% | 2.367% | 42.24% | 100%
Floorspace-Based | FCZ04 | Food Stores | 0% | 0% | 2.378% | 0% | 7.805% | 0.2581% | 89.56% | 100%
Floorspace-Based | FCZ04 | Health Care | 0% | 0% | 0% | 18.05% | 7.95% | 1.796% | 72.2% | 100%
Floorspace-Based | FCZ04 | Lodging | 0% | 0% | 0% | 0% | 11.21% | 17.66% | 71.12% | 100%
Floorspace-Based | FCZ04 | Miscellaneous | 0% | 0% | 0.3039% | 0.3629% | 9.393% | 6.035% | 83.91% | 100%
Floorspace-Based | FCZ04 | Office, Large | 0% | 0% | 1.541% | 1.586% | 0% | 8.778% | 88.09% | 100%
Floorspace-Based | FCZ04 | Office, Small | 0% | 0% | 0% | 0.6366% | 4.287% | 2.574% | 92.5% | 100%
Floorspace-Based | FCZ04 | Refrigerated Warehouse | 0% | 0% | 25.83% | 0% | 24.62% | 1.299% | 48.25% | 100%
Floorspace-Based | FCZ04 | Restaurant | 0% | 0% | 0% | 0% | 0.8444% | 0% | 99.16% | 100%
Floorspace-Based | FCZ04 | Retail | 0% | 0% | 1.329% | 2.518% | 5.542% | 8.897% | 81.71% | 100%
Floorspace-Based | FCZ04 | School | 0% | 0% | 0% | 0% | 15.02% | 23.32% | 61.66% | 100%
Floorspace-Based | FCZ04 | Warehouse | 0% | 0% | 0.9011% | 0% | 4.344% | 3.456% | 91.3% | 100%
Floorspace-Based | FCZ04 | All Commercial | 0% | 0% | 1.241% | 4.28% | 6.597% | 6.144% | 81.74% | 100%
Floorspace-Based | FCZ05 | College | 0% | 0% | 0% | 28.16% | 39.51% | 13.54% | 18.78% | 100%
Floorspace-Based | FCZ05 | Food Stores | 0% | 0% | 0% | 0% | 2.113% | 0.8742% | 97.01% | 100%
Floorspace-Based | FCZ05 | Health Care | 0% | 0% | 0% | 0% | 1.949% | 7.823% | 90.23% | 100%
Floorspace-Based | FCZ05 | Lodging | 0% | 0% | 0% | 0% | 0.6464% | 0% | 99.35% | 100%
Floorspace-Based | FCZ05 | Miscellaneous | 0% | 0% | 0% | 2.011% | 10.16% | 15.63% | 72.2% | 100%
Floorspace-Based | FCZ05 | Office, Large | 0% | 0% | 0% | 0% | 0% | 6.344% | 93.66% | 100%
Floorspace-Based | FCZ05 | Office, Small | 0% | 0% | 0% | 0% | 1.556% | 6.001% | 92.44% | 100%
Floorspace-Based | FCZ05 | Refrigerated Warehouse | 0% | 0% | 0% | 0% | 0% | 16% | 84% | 100%
Floorspace-Based | FCZ05 | Restaurant | 0% | 0% | 0% | 0% | 1.727% | 1.004% | 97.27% | 100%
Floorspace-Based | FCZ05 | Retail | 0% | 0% | 0.1208% | 3.597% | 1.109% | 3.166% | 92.01% | 100%
Floorspace-Based | FCZ05 | School | 0% | 0% | 0% | 0% | 31.05% | 30.32% | 38.63% | 100%
Floorspace-Based | FCZ05 | Warehouse | 0% | 0% | 0% | 0.5698% | 12.55% | 14.31% | 72.57% | 100%
Floorspace-Based | FCZ05 | All Commercial | 0% | 0% | 0.0178% | 2.21% | 8.844% | 11.14% | 77.79% | 100%
Floorspace-Based | FCZ06 | College | 0% | 0% | 0% | 0% | 87.87% | 0% | 12.13% | 100%
Floorspace-Based | FCZ06 | Food Stores | 0% | 0% | 0% | 0% | 9.385% | 3.129% | 87.49% | 100%
Floorspace-Based | FCZ06 | Health Care | 0% | 0% | 0% | 0% | 0.8877% | 0% | 99.11% | 100%
Floorspace-Based | FCZ06 | Lodging | 0% | 0% | 0% | 0% | 2.282% | 7.901% | 89.82% | 100%
Floorspace-Based | FCZ06 | Miscellaneous | 0% | 0% | 0% | 1.197% | 4.177% | 4.27% | 90.36% | 100%
Floorspace-Based | FCZ06 | Office, Large | 0% | 0% | 0% | 0% | 13.95% | 12.45% | 73.6% | 100%
Floorspace-Based | FCZ06 | Office, Small | 0% | 0.3638% | 0% | 0.8363% | 0.6182% | 2.838% | 95.34% | 100%
Floorspace-Based | FCZ06 | Refrigerated Warehouse | 0% | 0% | 0% | 0% | 0% | 0% | 100% | 100%
Floorspace-Based | FCZ06 | Restaurant | 0% | 0% | 0% | 0% | 1.562% | 0% | 98.44% | 100%
Floorspace-Based | FCZ06 | Retail | 0% | 0% | 0% | 0% | 1.219% | 2.982% | 95.8% | 100%
Floorspace-Based | FCZ06 | School | 0% | 0% | 0% | 0% | 4.703% | 45.23% | 50.07% | 100%
Floorspace-Based | FCZ06 | Warehouse | 0% | 0% | 0% | 0% | 0% | 22.43% | 77.57% | 100%
Floorspace-Based | FCZ06 | All Commercial | 0% | 0.05552% | 0% | 0.326% | 9.939% | 8.428% | 81.25% | 100%
Floorspace-Based | FCZ07 | College | 0% | 0% | 2.216% | 10.21% | 39.46% | 9.035% | 39.08% | 100%
Floorspace-Based | FCZ07 | Food Stores | 0% | 0% | 0% | 0% | 0% | 0.5954% | 99.4% | 100%
Floorspace-Based | FCZ07 | Health Care | 0% | 0% | 0% | 0% | 0% | 4.724% | 95.28% | 100%
Floorspace-Based | FCZ07 | Lodging | 0% | 0% | 0% | 0% | 0% | 1.705% | 98.29% | 100%
Floorspace-Based | FCZ07 | Miscellaneous | 0% | 0% | 0.3453% | 0% | 1.301% | 2.706% | 95.65% | 100%
Floorspace-Based | FCZ07 | Office, Large | 0% | 0% | 0% | 0% | 1.556% | 0.8625% | 97.58% | 100%
Floorspace-Based | FCZ07 | Office, Small | 0% | 0% | 0% | 0.876% | 0.4319% | 1.993% | 96.7% | 100%
Floorspace-Based | FCZ07 | Refrigerated Warehouse | 0% | 0% | 0% | 0% | 15.42% | 0.6965% | 83.88% | 100%
Floorspace-Based | FCZ07 | Restaurant | 0% | 0% | 0% | 0% | 0% | 0% | 100% | 100%
Floorspace-Based | FCZ07 | Retail | 0% | 0% | 0.0279% | 0.2496% | 0.4296% | 8.369% | 90.92% | 100%
Floorspace-Based | FCZ07 | School | 0% | 0% | 0% | 0% | 1.491% | 27.57% | 70.94% | 100%
Floorspace-Based | FCZ07 | Warehouse | 0% | 0% | 0% | 0% | 0.931% | 3.596% | 95.47% | 100%
Floorspace-Based | FCZ07 | All Commercial | 0% | 0% | 0.1507% | 0.5641% | 2.717% | 5.748% | 90.82% | 100%
Floorspace-Based | FCZ08 | College | 0% | 0% | 0% | 12.61% | 19.45% | 9.108% | 58.83% | 100%
Floorspace-Based | FCZ08 | Food Stores | 0% | 0% | 0% | 0% | 0% | 0% | 100% | 100%
Floorspace-Based | FCZ08 | Health Care | 0% | 0% | 0% | 0% | 0% | 3.749% | 96.25% | 100%
Floorspace-Based | FCZ08 | Lodging | 0% | 0% | 0% | 0% | 0% | 4.107% | 95.89% | 100%
Floorspace-Based | FCZ08 | Miscellaneous | 0% | 0% | 0% | 0% | 2.278% | 1.518% | 96.2% | 100%
Floorspace-Based | FCZ08 | Office, Large | 0% | 0% | 0% | 6.643% | 0% | 13.84% | 79.52% | 100%
Floorspace-Based | FCZ08 | Office, Small | 0% | 0% | 0% | 0% | 0.8903% | 2.716% | 96.39% | 100%
Floorspace-Based | FCZ08 | Refrigerated Warehouse | 0% | 0% | 0% | 0% | 0% | 60.35% | 39.65% | 100%
Floorspace-Based | FCZ08 | Restaurant | 0% | 0% | 0% | 0% | 0% | 0.9253% | 99.07% | 100%
Floorspace-Based | FCZ08 | Retail | 0% | 0% | 0% | 0% | 0.4597% | 2.664% | 96.88% | 100%
Floorspace-Based | FCZ08 | School | 0% | 0% | 0% | 0% | 0% | 16.62% | 83.38% | 100%
Floorspace-Based | FCZ08 | Warehouse | 0% | 0% | 0% | 1.133% | 0% | 0% | 98.87% | 100%
Floorspace-Based | FCZ08 | All Commercial | 0% | 0% | 0% | 2.782% | 3.314% | 6.399% | 87.5% | 100%
Floorspace-Based | FCZ09 | College | 0% | 15.58% | 0% | 0% | 38.22% | 0% | 46.2% | 100%
Floorspace-Based | FCZ09 | Food Stores | 0% | 0% | 0% | 0% | 0% | 0% | 100% | 100%
Floorspace-Based | FCZ09 | Health Care | 0% | 0% | 0% | 0% | 0% | 0% | 100% | 100%
Floorspace-Based | FCZ09 | Lodging | 0% | 0% | 0% | 0% | 1.564% | 12.56% | 85.87% | 100%
Floorspace-Based | FCZ09 | Miscellaneous | 0% | 0% | 0% | 0% | 12.22% | 11.6% | 76.18% | 100%
Floorspace-Based | FCZ09 | Office, Large | 0% | 0% | 0% | 0% | 0% | 0% | 100% | 100%
Floorspace-Based | FCZ09 | Office, Small | 0% | 0% | 0% | 0% | 2.123% | 0% | 97.88% | 100%
Floorspace-Based | FCZ09 | Refrigerated Warehouse | 0% | 0% | 0% | 0% | 0% | 92.16% | 7.844% | 100%
Floorspace-Based | FCZ09 | Restaurant | 0% | 0% | 0% | 0% | 0% | 0.7621% | 99.24% | 100%
Floorspace-Based | FCZ09 | Retail | 0% | 0% | 0% | 5.27% | 0% | 0.8855% | 93.84% | 100%
Floorspace-Based | FCZ09 | School | 0% | 0% | 0% | 0% | 7.024% | 21.93% | 71.05% | 100%
Floorspace-Based | FCZ09 | Warehouse | 0% | 0% | 0% | 0% | 0% | 1.398% | 98.6% | 100%
Floorspace-Based | FCZ09 | All Commercial | 0% | 0.3379% | 0% | 0.8552% | 4.724% | 9.125% | 84.96% | 100%
Floorspace-Based | FCZ10 | College | 0% | 0% | 45.66% | 19.28% | 6.21% | 0% | 28.84% | 100%
Floorspace-Based | FCZ10 | Food Stores | 0% | 0% | 0% | 0% | 4.301% | 1.759% | 93.94% | 100%
Floorspace-Based | FCZ10 | Health Care | 0% | 0% | 0% | 5.479% | 0% | 8.621% | 85.9% | 100%
Floorspace-Based | FCZ10 | Lodging | 0% | 0% | 0% | 0% | 5.34% | 10.45% | 84.21% | 100%
Floorspace-Based | FCZ10 | Miscellaneous | 0% | 0% | 0% | 2.8% | 1.274% | 3.228% | 92.7% | 100%
Floorspace-Based | FCZ10 | Office, Large | 0% | 0% | 0% | 0% | 0% | 3.659% | 96.34% | 100%
Floorspace-Based | FCZ10 | Office, Small | 0% | 0% | 0.3954% | 0% | 0% | 1.476% | 98.13% | 100%
Floorspace-Based | FCZ10 | Refrigerated Warehouse | 0% | 0% | 0% | 0% | 0% | 0% | 100% | 100%
Floorspace-Based | FCZ10 | Restaurant | 0% | 2.443% | 0% | 0% | 0.3788% | 0% | 97.18% | 100%
Floorspace-Based | FCZ10 | Retail | 0% | 0% | 0% | 0% | 21.75% | 6.633% | 71.62% | 100%
Floorspace-Based | FCZ10 | School | 0% | 0% | 0% | 0% | 37.21% | 6.414% | 56.37% | 100%
Floorspace-Based | FCZ10 | Warehouse | 0% | 0% | 0% | 0% | 0.822% | 21.56% | 77.62% | 100%
Floorspace-Based | FCZ10 | All Commercial | 0% | 0.05498% | 0.8192% | 0.9672% | 7.751% | 10.97% | 79.44% | 100%
Floorspace-Based | FCZ11 | College | 0% | 0% | 0% | 0% | 0% | 10.95% | 89.05% | 100%
Floorspace-Based | FCZ11 | Food Stores | 0% | 0% | 0% | 0% | 0% | 0.5337% | 99.47% | 100%
Floorspace-Based | FCZ11 | Health Care | 0% | 0% | 0% | 0% | 0% | 5.169% | 94.83% | 100%
Floorspace-Based | FCZ11 | Lodging | 0% | 0% | 0% | 0% | 0% | 2.638% | 97.36% | 100%
Floorspace-Based | FCZ11 | Miscellaneous | 0% | 0% | 0% | 2.033% | 0.6604% | 1.356% | 95.95% | 100%
Floorspace-Based | FCZ11 | Office, Large | 0% | 0% | 0% | 0% | 2.253% | 0% | 97.75% | 100%
Floorspace-Based | FCZ11 | Office, Small | 0% | 0% | 0% | 0% | 0% | 0% | 100% | 100%
Floorspace-Based | FCZ11 | Refrigerated Warehouse | 0% | 0% | 0% | 0% | 0% | 44.72% | 55.28% | 100%
Floorspace-Based | FCZ11 | Restaurant | 0% | 0% | 0% | 0% | 0% | 0% | 100% | 100%
Floorspace-Based | FCZ11 | Retail | 0% | 0% | 0.4367% | 2.883% | 3.478% | 8.489% | 84.71% | 100%
Floorspace-Based | FCZ11 | School | 0% | 0% | 0% | 0% | 2.248% | 2.362% | 95.39% | 100%
Floorspace-Based | FCZ11 | Warehouse | 0% | 0% | 0% | 0% | 0.6696% | 0% | 99.33% | 100%
Floorspace-Based | FCZ11 | All Commercial | 0% | 0% | 0.05525% | 0.8114% | 1.089% | 2.981% | 95.06% | 100%
Floorspace-Based | FCZ12c | College | 0% | 0% | 61.41% | 6.949% | 0% | 17.71% | 13.93% | 100%
Floorspace-Based | FCZ12c | Food Stores | 0% | 0% | 0% | 0% | 0% | 2.705% | 97.3% | 100%
Floorspace-Based | FCZ12c | Health Care | 0% | 0% | 0% | 0% | 0% | 6.391% | 93.61% | 100%
Floorspace-Based | FCZ12c | Lodging | 0% | 0% | 0% | 0% | 0.4018% | 1.211% | 98.39% | 100%
Floorspace-Based | FCZ12c | Miscellaneous | 0% | 0% | 0% | 0.0496% | 7.479% | 9.559% | 82.91% | 100%
Floorspace-Based | FCZ12c | Office, Large | 0% | 1.133% | 0% | 0% | 2.875% | 10.41% | 85.58% | 100%
Floorspace-Based | FCZ12c | Office, Small | 0% | 0.4702% | 0% | 0% | 2.193% | 5.635% | 91.7% | 100%
Floorspace-Based | FCZ12c | Refrigerated Warehouse | 0% | 0% | 0% | 0% | 17.12% | 4.837% | 78.04% | 100%
Floorspace-Based | FCZ12c | Restaurant | 0% | 0% | 0% | 0% | 0% | 1.532% | 98.47% | 100%
Floorspace-Based | FCZ12c | Retail | 0% | 0% | 0.1708% | 0% | 2.917% | 0.3805% | 96.53% | 100%
Floorspace-Based | FCZ12c | School | 0% | 0% | 0% | 0% | 0.4559% | 44.39% | 55.15% | 100%
Floorspace-Based | FCZ12c | Warehouse | 0% | 0% | 0% | 0% | 0.5842% | 10.76% | 88.65% | 100%
Floorspace-Based | FCZ12c | All Commercial | 0% | 0.2738% | 4.119% | 0.4746% | 2.962% | 9.492% | 82.68% | 100%
Floorspace-Based | FCZ12i | College | 0% | 0% | 0% | 10.02% | 2.475% | 53.2% | 34.31% | 100%
Floorspace-Based | FCZ12i | Food Stores | 0% | 0% | 0% | 0% | 0% | 0.2836% | 99.72% | 100%
Floorspace-Based | FCZ12i | Health Care | 0% | 0% | 0% | 0% | 0.8097% | 8.267% | 90.92% | 100%
Floorspace-Based | FCZ12i | Lodging | 0% | 0% | 0% | 0% | 0% | 4.621% | 95.38% | 100%
Floorspace-Based | FCZ12i | Miscellaneous | 0% | 0% | 0% | 0% | 1.309% | 7.581% | 91.11% | 100%
Floorspace-Based | FCZ12i | Office, Large | 0% | 0% | 0% | 4.702% | 2.022% | 8.939% | 84.34% | 100%
Floorspace-Based | FCZ12i | Office, Small | 0% | 0% | 0% | 0% | 0% | 4.99% | 95.01% | 100%
Floorspace-Based | FCZ12i | Refrigerated Warehouse | 0% | 0% | 0% | 0% | 0% | 33.89% | 66.11% | 100%
Floorspace-Based | FCZ12i | Restaurant | 0% | 0% | 0% | 0% | 0% | 0.2734% | 99.73% | 100%
Floorspace-Based | FCZ12i | Retail | 0% | 0% | 0% | 0% | 0% | 9.189% | 90.81% | 100%
Floorspace-Based | FCZ12i | School | 0% | 0% | 0% | 0% | 4.707% | 41.01% | 54.28% | 100%
Floorspace-Based | FCZ12i | Warehouse | 0% | 0% | 0% | 0% | 2.546% | 22.45% | 75.01% | 100%
Floorspace-Based | FCZ12i | All Commercial | 0% | 0% | 0% | 0.8524% | 1.288% | 13.85% | 84.01% | 100%
Floorspace-Based | FCZ13 | College | 0% | 0% | 0% | 0% | 0% | 9.356% | 90.64% | 100%
Floorspace-Based | FCZ13 | Food Stores | 0% | 0% | 0% | 0% | 0% | 0.08688% | 99.91% | 100%
Floorspace-Based | FCZ13 | Health Care | 0% | 0% | 0% | 0% | 6.481% | 2.036% | 91.48% | 100%
Floorspace-Based | FCZ13 | Lodging | 0% | 0% | 0% | 0% | 1.77% | 0% | 98.23% | 100%
Floorspace-Based | FCZ13 | Miscellaneous | 0% | 0% | 0% | 0% | 0% | 3.973% | 96.03% | 100%
Floorspace-Based | FCZ13 | Office, Large | 0% | 0% | 0% | 4.556% | 0% | 7.842% | 87.6% | 100%
Floorspace-Based | FCZ13 | Office, Small | 0% | 0% | 0% | 0% | 0% | 1.736% | 98.26% | 100%
Floorspace-Based | FCZ13 | Refrigerated Warehouse | 0% | 0% | 0% | 0% | 0% | 0% | 100% | 100%
Floorspace-Based | FCZ13 | Restaurant | 0% | 0% | 0% | 0% | 0% | 0% | 100% | 100%
Floorspace-Based | FCZ13 | Retail | 0% | 0% | 0% | 0% | 4.681% | 17.9% | 77.42% | 100%
Floorspace-Based | FCZ13 | School | 0% | 0% | 0% | 0% | 0% | 10.49% | 89.51% | 100%
Floorspace-Based | FCZ13 | Warehouse | 0% | 0% | 0% | 0% | 0% | 0% | 100% | 100%
Floorspace-Based | FCZ13 | All Commercial | 0% | 0% | 0% | 0.6846% | 1.288% | 6.556% | 91.47% | 100%
Floorspace-Based | FCZ16 | College | 0% | 0% | 0% | 0% | 0% | 4.746% | 95.25% | 100%
Floorspace-Based | FCZ16 | Food Stores | 0% | 0% | 0% | 0% | 0% | 0% | 100% | 100%
Floorspace-Based | FCZ16 | Health Care | 0% | 0% | 0% | 0% | 0% | 24.15% | 75.85% | 100%
Floorspace-Based | FCZ16 | Lodging | 0% | 0% | 0% | 0% | 0% | 0% | 100% | 100%
Floorspace-Based | FCZ16 | Miscellaneous | 0% | 0% | 0% | 0% | 4.329% | 0% | 95.67% | 100%
Floorspace-Based | FCZ16 | Office, Large | 0% | 0% | 0% | 0% | 0% | 3.005% | 96.99% | 100%
Floorspace-Based | FCZ16 | Office, Small | 0% | 0% | 0% | 0% | 0% | 0% | 100% | 100%
Floorspace-Based | FCZ16 | Refrigerated Warehouse | 0% | 0% | 0% | 0% | 0% | 0% | 100% | 100%
Floorspace-Based | FCZ16 | Restaurant | 0% | 0% | 0% | 0% | 0% | 0% | 100% | 100%
Floorspace-Based | FCZ16 | Retail | 0% | 0% | 0% | 0% | 0% | 0% | 100% | 100%
Floorspace-Based | FCZ16 | School | 0% | 0% | 0% | 0% | 0% | 0% | 100% | 100%
Floorspace-Based | FCZ16 | Warehouse | 0% | 0% | 0% | 0% | 0% | 0% | 100% | 100%
Floorspace-Based | FCZ16 | All Commercial | 0% | 0% | 0% | 0% | 0.6602% | 2.343% | 97% | 100%
Floorspace-Based | FCZ17 | College | 0% | 0% | 0% | 0% | 0% | 0% | 100% | 100%
Floorspace-Based | FCZ17 | Food Stores | 0% | 0% | 0% | 0% | 0% | 0% | 100% | 100%
Floorspace-Based | FCZ17 | Health Care | 0% | 0% | 0% | 0% | 0% | 29.03% | 70.97% | 100%
Floorspace-Based | FCZ17 | Lodging | 0% | 0% | 0% | 0% | 0% | 0% | 100% | 100%
Floorspace-Based | FCZ17 | Miscellaneous | 0% | 0% | 0% | 0% | 0% | 6.75% | 93.25% | 100%
Floorspace-Based | FCZ17 | Office, Large | 0% | 0% | 0% | 0% | 0% | 14.82% | 85.18% | 100%
Floorspace-Based | FCZ17 | Office, Small | 0% | 0% | 0% | 0% | 0% | 3.387% | 96.61% | 100%
Floorspace-Based | FCZ17 | Refrigerated Warehouse | 0% | 0% | 0% | 0% | 0% | 0% | 100% | 100%
Floorspace-Based | FCZ17 | Restaurant | 0% | 0% | 0% | 0% | 0% | 0% | 100% | 100%
Floorspace-Based | FCZ17 | Retail | 0% | 0% | 0% | 0% | 0% | 2.972% | 97.03% | 100%
Floorspace-Based | FCZ17 | School | 0% | 0% | 0% | 0% | 0% | 0% | 100% | 100%
Floorspace-Based | FCZ17 | Warehouse | 0% | 0% | 0% | 0% | 2.429% | 0% | 97.57% | 100%
Floorspace-Based | FCZ17 | All Commercial | 0% | 0% | 0% | 0% | 0.2455% | 5.469% | 94.29% | 100%
Sites-Based | Statewide | College | 0% | 0.03071% | 0.232% | 0.4184% | 0.3409% | 1.085% | 97.89% | 100% | ↓ % of Commercial sites
Sites-Based | Statewide | Food Stores | 0% | 0% | 0.02008% | 0.01868% | 0.346% | 1.075% | 98.54% | 100%
Sites-Based | Statewide | Health Care | 0% | 0% | 0.1926% | 0.03893% | 0.652% | 2.035% | 97.08% | 100%
Sites-Based | Statewide | Lodging | 0% | 0.1158% | 0% | 0% | 2.227% | 3.437% | 94.22% | 100%
Sites-Based | Statewide | Miscellaneous | 0% | 0% | 0.07964% | 0.2243% | 1.426% | 2.482% | 95.79% | 100%
Sites-Based | Statewide | Office, Large | 0% | 0.03568% | 0.5106% | 0.7842% | 2.239% | 4.585% | 91.85% | 100%
Sites-Based | Statewide | Office, Small | 0% | 0.02241% | 0.01795% | 0.1366% | 0.3711% | 1.143% | 98.31% | 100%
Sites-Based | Statewide | Refrigerated Warehouse | 0% | 0% | 0.4848% | 0.2347% | 2.384% | 3.189% | 93.71% | 100%
Sites-Based | Statewide | Restaurant | 0% | 0.03299% | 0% | 0% | 0.1215% | 0.0976% | 99.75% | 100%
Sites-Based | Statewide | Retail | 0% | 0% | 0.05467% | 0.1133% | 0.202% | 0.8165% | 98.81% | 100%
Sites-Based | Statewide | School | 0.09533% | 0.2318% | 0.3341% | 0% | 5.582% | 10.54% | 83.22% | 100%
Sites-Based | Statewide | Warehouse | 0% | 0% | 0.09411% | 0.1381% | 0.6169% | 2.154% | 97% | 100%
Sites-Based | Statewide | All Commercial | 0.002388% | 0.0182% | 0.06437% | 0.1332% | 0.7038% | 1.581% | 97.5% | 100%
Sites-Based | PG&E Tot | College | 0% | 0.03807% | 0.5634% | 0.1596% | 0.2498% | 0.9065% | 98.08% | 100%
Sites-Based | PG&E Tot | Food Stores | 0% | 0% | 0.05299% | 0.0493% | 0.7301% | 1.32% | 97.85% | 100%
Sites-Based | PG&E Tot | Health Care | 0% | 0% | 0.5371% | 0.08369% | 1.434% | 1.664% | 96.28% | 100%
Sites-Based | PG&E Tot | Lodging | 0% | 0.2545% | 0% | 0% | 3.913% | 4.246% | 91.59% | 100%
Sites-Based | PG&E Tot | Miscellaneous | 0% | 0% | 0.1568% | 0.3046% | 2.493% | 4.166% | 92.88% | 100%
Sites-Based | PG&E Tot | Office, Large | 0% | 0% | 1.362% | 1.168% | 3.096% | 5.59% | 88.78% | 100%
Sites-Based | PG&E Tot | Office, Small | 0% | 0.03776% | 0.03015% | 0.129% | 0.5595% | 1.471% | 97.77% | 100%
Sites-Based | PG&E Tot | Refrigerated Warehouse | 0% | 0% | 1.668% | 0.8077% | 1.05% | 5.365% | 91.11% | 100%
Sites-Based | PG&E Tot | Restaurant | 0% | 0% | 0% | 0% | 0.3296% | 0.07382% | 99.6% | 100%
Sites-Based | PG&E Tot | Retail | 0% | 0% | 0.1193% | 0.2898% | 0.4471% | 1.573% | 97.57% | 100%
Sites-Based | PG&E Tot | School | 0.3331% | 0.8102% | 1.168% | 0% | 13.57% | 17.98% | 66.14% | 100%
Sites-Based | PG&E Tot | Warehouse | 0% | 0% | 0.3462% | 0.3997% | 1.014% | 3.544% | 94.7% | 100%
Sites-Based | PG&E Tot | All Commercial | 0.006841% | 0.03177% | 0.1569% | 0.2052% | 1.353% | 2.472% | 95.77% | 100%
Sites-Based | SCE Tot | College | 0% | 0.03305% | 0.05984% | 0.6419% | 0.2946% | 0.8533% | 98.12% | 100%
Sites-Based | SCE Tot | Food Stores | 0% | 0% | 0% | 0% | 0.1714% | 1.037% | 98.79% | 100%
Sites-Based | SCE Tot | Health Care | 0% | 0% | 0% | 0.02125% | 0% | 2.524% | 97.46% | 100%
Sites-Based | SCE Tot | Lodging | 0% | 0% | 0% | 0% | 0.731% | 3.168% | 96.1% | 100%
Sites-Based | SCE Tot | Miscellaneous | 0% | 0% | 0.03381% | 0.2396% | 0.4547% | 0.855% | 98.42% | 100%
Sites-Based | SCE Tot | Office, Large | 0% | 0% | 0% | 0.6584% | 1.545% | 3.488% | 94.31% | 100%
Sites-Based | SCE Tot | Office, Small | 0% | 0% | 0.01717% | 0.2218% | 0.3119% | 0.5468% | 98.9% | 100%
Sites-Based | SCE Tot | Refrigerated Warehouse | 0% | 0% | 0% | 0% | 3.534% | 2.729% | 93.74% | 100%
Sites-Based | SCE Tot | Restaurant | 0% | 0.07965% | 0% | 0% | 0.02964% | 0.08238% | 99.81% | 100%
Sites-Based | SCE Tot | Retail | 0% | 0% | 0.03038% | 0.06573% | 0.08553% | 0.4578% | 99.36% | 100%
Sites-Based | SCE Tot | School | 0% | 0% | 0% | 0% | 3.414% | 8.041% | 88.55% | 100%
Sites-Based | SCE Tot | Warehouse | 0% | 0% | 0% | 0.05599% | 0.2457% | 1.679% | 98.02% | 100%
Sites-Based | SCE Tot | All Commercial | 0% | 0.01013% | 0.01886% | 0.1392% | 0.3531% | 0.9583% | 98.52% | 100%
Sites-Based | SDG&E Tot | College | 0% | 0% | 0.1625% | 0.3579% | 1.864% | 5.078% | 92.54% | 100%
Sites-Based | SDG&E Tot | Food Stores | 0% | 0% | 0% | 0% | 0% | 1.785% | 98.22% | 100%
Sites-Based | SDG&E Tot | Health Care | 0% | 0% | 0% | 0% | 1.274% | 3.453% | 95.27% | 100%
Sites-Based | SDG&E Tot | Lodging | 0% | 0% | 0% | 0% | 0.993% | 3.395% | 95.61% | 100%
Sites-Based | SDG&E Tot | Miscellaneous | 0% | 0% | 0% | 0.0537% | 1.131% | 4.719% | 94.1% | 100%
Sites-Based | SDG&E Tot | Office, Large | 0% | 0.2762% | 0% | 0.556% | 4.262% | 5.652% | 89.25% | 100%
Sites-Based | SDG&E Tot | Office, Small | 0% | 0.08025% | 0% | 0% | 0.3804% | 3.073% | 96.47% | 100%
Sites-Based | SDG&E Tot | Refrigerated Warehouse | 0% | 0% | 0% | 0% | 5.252% | 4.483% | 90.26% | 100%
Sites-Based | SDG&E Tot | Restaurant | 0% | 0% | 0% | 0% | 0% | 0.4974% | 99.5% | 100%
Sites-Based | SDG&E Tot | Retail | 0% | 0% | 0.0967% | 0% | 0.316% | 1.394% | 98.19% | 100%
Sites-Based | SDG&E Tot | School | 0% | 0% | 0% | 0% | 0.518% | 18.21% | 81.27% | 100%
Sites-Based | SDG&E Tot | Warehouse | 0% | 0% | 0% | 0% | 0.8897% | 4.473% | 94.64% | 100%
Sites-Based | SDG&E Tot | All Commercial | 0% | 0.03523% | 0.02045% | 0.02552% | 0.5941% | 3.136% | 96.19% | 100%
Sites-Based | LADWP Tot | College | 0% | 0% | 0% | 0% | 0% | 1.401% | 98.6% | 100%
Sites-Based | LADWP Tot | Food Stores | 0% | 0% | 0% | 0% | 0% | 0% | 100% | 100%
Sites-Based | LADWP Tot | Health Care | 0% | 0% | 0% | 0% | 0% | 0.8912% | 99.11% | 100%
Sites-Based | LADWP Tot | Lodging | 0% | 0% | 0% | 0% | 0% | 0% | 100% | 100%
Sites-Based | LADWP Tot | Miscellaneous | 0% | 0% | 0% | 0% | 1.249% | 0.3987% | 98.35% | 100%
Sites-Based | LADWP Tot | Office, Large | 0% | 0% | 0% | 0% | 0% | 3.831% | 96.17% | 100%
Sites-Based | LADWP Tot | Office, Small | 0% | 0% | 0% | 0% | 0% | 0.269% | 99.73% | 100%
Sites-Based | LADWP Tot | Refrigerated Warehouse | 0% | 0% | 0% | 0% | 0% | 0% | 100% | 100%
Sites-Based | LADWP Tot | Restaurant | 0% | 0% | 0% | 0% | 0% | 0% | 100% | 100%
Sites-Based | LADWP Tot | Retail | 0% | 0% | 0% | 0% | 0% | 0.03585% | 99.96% | 100%
Sites-Based | LADWP Tot | School | 0% | 0% | 0% | 0% | 0% | 0% | 100% | 100%
Sites-Based | LADWP Tot | Warehouse | 0% | 0% | 0% | 0% | 1.516% | 0% | 98.48% | 100%
Sites-Based | LADWP Tot | All Commercial | 0% | 0% | 0% | 0% | 0.2758% | 0.2119% | 99.51% | 100%
Sites-Based | SMUD Tot | College | 0% | 0% | 0% | 0% | 0% | 0.3683% | 99.63% | 100%
Sites-Based | SMUD Tot | Food Stores | 0% | 0% | 0% | 0% | 0% | 0.4893% | 99.51% | 100%
Sites-Based | SMUD Tot | Health Care | 0% | 0% | 0% | 0% | 0.8816% | 0.4355% | 98.68% | 100%
Sites-Based | SMUD Tot | Lodging | 0% | 0% | 0% | 0% | 4.483% | 0% | 95.52% | 100%
Sites-Based | SMUD Tot | Miscellaneous | 0% | 0% | 0% | 0% | 0% | 1.338% | 98.66% | 100%
Sites-Based | SMUD Tot | Office, Large | 0% | 0% | 0% | 1.1% | 0% | 3.321% | 95.58% | 100%
Sites-Based | SMUD Tot | Office, Small | 0% | 0% | 0% | 0% | 0% | 0.7852% | 99.21% | 100%
Sites-Based | SMUD Tot | Refrigerated Warehouse | 0% | 0% | 0% | 0% | 0% | 0% | 100% | 100%
Sites-Based | SMUD Tot | Restaurant | 0% | 0% | 0% | 0% | 0% | 0% | 100% | 100%
Sites-Based | SMUD Tot | Retail | 0% | 0% | 0% | 0% | 0.3138% | 1.352% | 98.33% | 100%
Sites-Based | SMUD Tot | School | 0% | 0% | 0% | 0% | 0% | 3.458% | 96.54% | 100%
Sites-Based | SMUD Tot | Warehouse | 0% | 0% | 0% | 0% | 0% | 0% | 100% | 100%
Sites-Based | SMUD Tot | All Commercial | 0% | 0% | 0% | 0.01898% | 0.1205% | 0.9613% | 98.9% | 100%
Sites-Based | FCZ01 Tot | College | 0% | 0% | 0.8841% | 0% | 0.05708% | 0.7033% | 98.36% | 100%
Sites-Based | FCZ01 Tot | Food Stores | 0% | 0% | 0% | 0.1179% | 0.08334% | 0.2473% | 99.55% | 100%
Sites-Based | FCZ01 Tot | Health Care | 0% | 0% | 1.42% | 0% | 2.246% | 1.821% | 94.51% | 100%
Sites-Based | FCZ01 Tot | Lodging | 0% | 0% | 0% | 0% | 2.955% | 1.478% | 95.57% | 100%
Sites-Based | FCZ01 Tot | Miscellaneous | 0% | 0% | 0.2251% | 0.3606% | 1.889% | 4.1% | 93.42% | 100%
Sites-Based | FCZ01 Tot | Office, Large | 0% | 0% | 1.541% | 0.9335% | 3.609% | 5.432% | 88.48% | 100%
Sites-Based | FCZ01 Tot | Office, Small | 0% | 0% | 0% | 0.04796% | 0.0193% | 1.468% | 98.46% | 100%
Sites-Based | FCZ01 Tot | Refrigerated Warehouse | 0% | 0% | 0.8739% | 1.875% | 0.7901% | 2.999% | 93.46% | 100%
Sites-Based | FCZ01 Tot | Restaurant | 0% | 0% | 0% | 0% | 0% | 0% | 100% | 100%
Sites-Based | FCZ01 Tot | Retail | 0% | 0% | 0% | 0% | 0% | 0.9473% | 99.05% | 100%
Sites-Based | FCZ01 Tot | School | 0.8556% | 2.081% | 0.8556% | 0% | 19.73% | 18.39% | 58.09% | 100%
Sites-Based | FCZ01 Tot | Warehouse | 0% | 0% | 0% | 0.252% | 0.9459% | 2.044% | 96.76% | 100%
Sites-Based | FCZ01 Tot | All Commercial | 0.01449% | 0.03524% | 0.1585% | 0.1499% | 1.034% | 2.218% | 96.39% | 100%
Sites-Based | FCZ02 Tot | College | 0% | 0.5939% | 1.052% | 0% | 0% | 1.052% | 97.3% | 100%
Sites-Based | FCZ02 Tot | Food Stores | 0% | 0% | 0% | 0% | 1.168% | 1.944% | 96.89% | 100%
Sites-Based | FCZ02 Tot | Health Care | 0% | 0% | 0% | 0% | 0.4612% | 0% | 99.54% | 100%
Sites-Based | FCZ02 Tot | Lodging | 0% | 1.532% | 0% | 0% | 3.39% | 1.609% | 93.47% | 100%
Sites-Based | FCZ02 Tot | Miscellaneous | 0% | 0% | 0.2497% | 0.1159% | 0.3476% | 4.749% | 94.54% | 100%
Sites-Based | FCZ02 Tot | Office, Large | 0% | 0% | 0% | 4.794% | 0% | 4.262% | 90.94% | 100%
Sites-Based | FCZ02 Tot | Office, Small | 0% | 0% | 0.2254% | 0% | 0.4477% | 1.85% | 97.48% | 100%
Sites-Based | FCZ02 Tot | Refrigerated Warehouse | 0% | 0% | 0% | 0% | 0% | 0% | 100% | 100%
Sites-Based | FCZ02 Tot | Restaurant | 0% | 0% | 0% | 0% | 0% | 0% | 100% | 100%
Sites-Based | FCZ02 Tot | Retail | 0% | 0% | 0.1283% | 0.3495% | 0.3495% | 1.343% | 97.83% | 100%
Sites-Based | FCZ02 Tot | School | 0% | 0% | 8.175% | 0% | 4.087% | 19.19% | 68.55% | 100%
Sites-Based | FCZ02 Tot | Warehouse | 0% | 0% | 1.443% | 1.151% | 0% | 3.975% | 93.43% | 100%
Sites-Based | FCZ02 Tot | All Commercial | 0% | 0.04306% | 0.3707% | 0.1651% | 0.5293% | 2.444% | 96.45% | 100%
Sites-Based | FCZ03 Tot | College | 0% | 0% | 0.4656% | 0.5044% | 0% | 1.392% | 97.64% | 100%
Sites-Based | FCZ03 Tot | Food Stores | 0% | 0% | 0% | 0% | 2.075% | 2.075% | 95.85% | 100%
Sites-Based | FCZ03 Tot | Health Care | 0% | 0% | 0% | 0% | 0% | 6.48% | 93.52% | 100%
Sites-Based | FCZ03 Tot | Lodging | 0% | 0% | 0% | 0% | 0% | 3.642% | 96.36% | 100%
Sites-Based | FCZ03 Tot | Miscellaneous | 0% | 0% | 0% | 0% | 1.966% | 6.009% | 92.03% | 100%
Sites-Based | FCZ03 Tot | Office, Large | 0% | 0% | 0% | 0% | 0% | 0% | 100% | 100%
Sites-Based | FCZ03 Tot | Office, Small | 0% | 0% | 0% | 0.719% | 2.506% | 1.564% | 95.21% | 100%
Sites-Based | FCZ03 Tot | Refrigerated Warehouse | 0% | 0% | 0% | 0% | 0% | 0% | 100% | 100%
Sites-Based | FCZ03 Tot | Restaurant | 0% | 0% | 0% | 0% | 1.413% | 0% | 98.59% | 100%
Sites-Based | FCZ03 Tot | Retail | 0% | 0% | 0% | 0% | 0.4299% | 4.022% | 95.55% | 100%
Sites-Based | FCZ03 Tot | School | 0% | 0% | 0% | 0% | 0% | 43.47% | 56.53% | 100%
Sites-Based | FCZ03 Tot | Warehouse | 0% | 0% | 0% | 0% | 0% | 1.888% | 98.11% | 100%
Sites-Based | FCZ03 Tot | All Commercial | 0% | 0% | 0.01231% | 0.1862% | 1.554% | 4.764% | 93.48% | 100%
Sites-Based | FCZ04 Tot | College | 0% | 0% | 0% | 0.1729% | 0% | 1.355% | 98.47% | 100%
Sites-Based | FCZ04 Tot | Food Stores | 0% | 0% | 0.3385% | 0% | 1.489% | 0.9119% | 97.26% | 100%
Sites-Based | FCZ04 Tot | Health Care | 0% | 0% | 0% | 0.4266% | 1.15% | 2.041% | 96.38% | 100%
Sites-Based | FCZ04 Tot | Lodging | 0% | 0% | 0% | 0% | 11.71% | 3.544% | 84.75% | 100%
Sites-Based | FCZ04 Tot | Miscellaneous | 0% | 0% | 0.1005% | 0.1005% | 5.728% | 3.049% | 91.02% | 100%
Sites-Based | FCZ04 Tot | Office, Large | 0% | 0% | 1.899% | 2.054% | 0% | 4.552% | 91.49% | 100%
Sites-Based | FCZ04 Tot | Office, Small | 0% | 0% | 0% | 0.3141% | 1.449% | 1.147% | 97.09% | 100%
Sites-Based | FCZ04 Tot | Refrigerated Warehouse | 0% | 0% | 8.143% | 0% | 4.475% | 2.453% | 84.93% | 100%
Sites-Based | FCZ04 Tot | Restaurant | 0% | 0% | 0% | 0% | 1.186% | 0% | 98.81% | 100%
Sites-Based | FCZ04 Tot | Retail | 0% | 0% | 0.7046% | 1.505% | 1.702% | 2.392% | 93.7% | 100%
Sites-Based | FCZ04 Tot | School | 0% | 0% | 0% | 0% | 11.62% | 9.305% | 79.07% | 100%
Sites-Based | FCZ04 Tot | Warehouse | 0% | 0% | 0.9414% | 0% | 2.915% | 2.204% | 93.94% | 100%
Sites-Based | FCZ04 Tot | All Commercial | 0% | 0% | 0.2732% | 0.4195% | 2.81% | 2.02% | 94.48% | 100%
Sites-Based | FCZ05 Tot | College | 0% | 0% | 0% | 1.495% | 0.6591% | 2.695% | 95.15% | 100%
Sites-Based | FCZ05 Tot | Food Stores | 0% | 0% | 0% | 0% | 0.8444% | 1.327% | 97.83% | 100%
Sites-Based | FCZ05 Tot | Health Care | 0% | 0% | 0% | 0% | 1.14% | 2.05% | 96.81% | 100%
Sites-Based | FCZ05 Tot | Lodging | 0% | 0% | 0% | 0% | 2.557% | 0% | 97.44% | 100%
Sites-Based | FCZ05 Tot | Miscellaneous | 0% | 0% | 0% | 0.5918% | 4.249% | 6.467% | 88.69% | 100%
Sites-Based | FCZ05 Tot | Office, Large | 0% | 0% | 0% | 0% | 0% | 3.201% | 96.8% | 100%
Sites-Based | FCZ05 Tot | Office, Small | 0% | 0% | 0% | 0% | 0.8785% | 2.168% | 96.95% | 100%
Sites-Based | FCZ05 Tot | Refrigerated Warehouse | 0% | 0% | 0% | 0% | 0% | 23.58% | 76.42% | 100%
Sites-Based | FCZ05 Tot | Restaurant | 0% | 0% | 0% | 0% | 0.2422% | 0.5623% | 99.2% | 100%
Sites-Based | FCZ05 Tot | Retail | 0% | 0% | 0.06053% | 0.3045% | 0.1447% | 3.08% | 96.41% | 100%
Sites-Based | FCZ05 Tot | School | 0% | 0% | 0% | 0% | 18.19% | 19.73% | 62.08% | 100%
Sites-Based | FCZ05 Tot | Warehouse | 0% | 0% | 0% | 1.131% | 0.1769% | 6.653% | 92.04% | 100%
Sites-Based | FCZ05 Tot | All Commercial | 0% | 0% | 0.01311% | 0.2445% | 1.682% | 3.655% | 94.41% | 100%
Sites-Based | FCZ06 Tot | College | 0% | 0% | 0% | 0% | 1.305% | 0% | 98.69% | 100%
Sites-Based | FCZ06 Tot | Food Stores | 0% | 0% | 0% | 0% | 0.9904% | 5.62% | 93.39% | 100%
Sites-Based | FCZ06 Tot | Health Care | 0% | 0% | 0% | 0% | 1.037% | 0% | 98.96% | 100%
Sites-Based | FCZ06 Tot | Lodging | 0% | 0% | 0% | 0% | 2.887% | 12.02% | 85.09% | 100%
Sites-Based | FCZ06 Tot | Miscellaneous | 0% | 0% | 0% | 0.2826% | 1.219% | 1.331% | 97.17% | 100%
Sites-Based | FCZ06 Tot | Office, Large | 0% | 0% | 0% | 0% | 12.34% | 20.47% | 67.19% | 100%
Sites-Based | FCZ06 Tot | Office, Small | 0% | 0.3067% | 0% | 0.291% | 0.4897% | 0.6835% | 98.23% | 100%
Sites-Based | FCZ06 Tot | Refrigerated Warehouse | 0% | 0% | 0% | 0% | 0% | 0% | 100% | 100%
Sites-Based | FCZ06 Tot | Restaurant | 0% | 0% | 0% | 0% | 0.9867% | 0% | 99.01% | 100%
Sites-Based | FCZ06 Tot | Retail | 0% | 0% | 0% | 0% | 1.569% | 0.6254% | 97.81% | 100%
Sites-Based | FCZ06 Tot | School | 0% | 0% | 0% | 0% | 1.827% | 12.73% | 85.45% | 100%
Sites-Based | FCZ06 Tot | Warehouse | 0% | 0% | 0% | 0% | 0% | 6.613% | 93.39% | 100%
Sites-Based | FCZ06 Tot | All Commercial | 0% | 0.1049% | 0% | 0.1464% | 1.061% | 1.906% | 96.78% | 100%
Sites-Based | FCZ07 Tot | College | 0% | 0% | 0.04591% | 0.3683% | 0.3833% | 1.285% | 97.92% | 100%
Sites-Based | FCZ07 Tot | Food Stores | 0% | 0% | 0% | 0% | 0% | 0.6794% | 99.32% | 100%
Sites-Based | FCZ07 Tot | Health Care | 0% | 0% | 0% | 0% | 0% | 0.8348% | 99.17% | 100%
Sites-Based | FCZ07 Tot | Lodging | 0% | 0% | 0% | 0% | 0% | 1.543% | 98.46% | 100%
Sites-Based | FCZ07 Tot | Miscellaneous | 0% | 0% | 0.0544% | 0% | 0.2995% | 0.5814% | 99.06% | 100%
Sites-Based | FCZ07 Tot | Office, Large | 0% | 0% | 0% | 0% | 2.103% | 2.456% | 95.44% | 100%
Sites-Based | FCZ07 Tot | Office, Small | 0% | 0% | 0% | 0.3705% | 0.4489% | 0.621% | 98.56% | 100%
Sites-Based | FCZ07 Tot | Refrigerated Warehouse | 0% | 0% | 0% | 0% | 4.351% | 0.8773% | 94.77% | 100%
Sites-Based | FCZ07 Tot | Restaurant | 0% | 0% | 0% | 0% | 0% | 0% | 100% | 100%
Sites-Based | FCZ07 Tot | Retail | 0% | 0% | 0.01456% | 0.01456% | 0.0175% | 0.4478% | 99.51% | 100%
Sites-Based | FCZ07 Tot | School | 0% | 0% | 0% | 0% | 0.6134% | 8.954% | 90.43% | 100%
Sites-Based | FCZ07 Tot | Warehouse | 0% | 0% | 0% | 0% | 0.149% | 1.24% | 98.61% | 100%
Sites-Based | FCZ07 Tot | All Commercial | 0% | 0% | 0.01367% | 0.1016% | 0.2577% | 0.8385% | 98.79% | 100%
Sites-Based | FCZ08 Tot | College | 0% | 0% | 0% | 1.444% | 0.4279% | 1.444% | 96.68% | 100%
Sites-Based | FCZ08 Tot | Food Stores | 0% | 0% | 0% | 0% | 0% | 0% | 100% | 100%
Sites-Based | FCZ08 Tot | Health Care | 0% | 0% | 0% | 0% | 0% | 5.846% | 94.15% | 100%
Sites-Based | FCZ08 Tot | Lodging | 0% | 0% | 0% | 0% | 0% | 6.631% | 93.37% | 100%
Sites-Based | FCZ08 Tot | Miscellaneous | 0% | 0% | 0% | 0% | 2.547% | 0.4354% | 97.02% | 100%
Sites-Based | FCZ08 Tot | Office, Large | 0% | 0% | 0% | 6.796% | 0% | 11.37% | 81.83% | 100%
Sites-Based | FCZ08 Tot | Office, Small | 0% | 0% | 0% | 0% | 0.2343% | 0.5165% | 99.25% | 100%
Sites-Based | FCZ08 Tot | Refrigerated Warehouse | 0% | 0% | 0% | 0% | 0% | 8.158% | 91.84% | 100%
Sites-Based | FCZ08 Tot | Restaurant | 0% | 0% | 0% | 0% | 0% | 0.6042% | 99.4% | 100%
Sites-Based | FCZ08 Tot | Retail | 0% | 0% | 0% | 0% | 0.2487% | 0.4895% | 99.26% | 100%
Sites-Based | FCZ08 Tot | School | 0% | 0% | 0% | 0% | 0% | 3.088% | 96.91% | 100%
Sites-Based | FCZ08 Tot | Warehouse | 0% | 0% | 0% | 1.301% | 0% | 0% | 98.7% | 100%
Sites-Based | FCZ08 Tot | All Commercial | 0% | 0% | 0% | 0.1956% | 0.519% | 1.096% | 98.19% | 100%
Sites-Based | FCZ09 Tot | College | 0% | 1.306% | 0% | 0% | 1.985% | 0% | 96.71% | 100%
Sites-Based | FCZ09 Tot | Food Stores | 0% | 0% | 0% | 0% | 0% | 0% | 100% | 100%
Sites-Based | FCZ09 Tot | Health Care | 0% | 0% | 0% | 0% | 0% | 0% | 100% | 100%
Sites-Based | FCZ09 Tot | Lodging | 0% | 0% | 0% | 0% | 3.124% | 9.838% | 87.04% | 100%
Sites-Based | FCZ09 Tot | Miscellaneous | 0% | 0% | 0% | 0% | 0.7712% | 6.911% | 92.32% | 100%
Sites-Based | FCZ09 Tot | Office, Large | 0% | 0% | 0% | 0% | 0% | 0% | 100% | 100%
Sites-Based | FCZ09 Tot | Office, Small | 0% | 0% | 0% | 0% | 0.6222% | 0% | 99.38% | 100%
Sites-Based | FCZ09 Tot | Refrigerated Warehouse | 0% | 0% | 0% | 0% | 0% | 78.55% | 21.45% | 100%
Sites-Based | FCZ09 Tot | Restaurant | 0% | 0% | 0% | 0% | 0% | 1.099% | 98.9% | 100%
Sites-Based | FCZ09 Tot | Retail | 0% | 0% | 0% | 0.3977% | 0% | 0.052% | 99.55% | 100%
Sites-Based | FCZ09 Tot | School | 0% | 0% | 0% | 0% | 2.365% | 12.38% | 85.26% | 100%
Sites-Based | FCZ09 Tot | Warehouse | 0% | 0% | 0% | 0% | 0% | 1.816% | 98.18% | 100%
Sites-Based | FCZ09 Tot | All Commercial | 0% | 0.01909% | 0% | 0.07594% | 0.5673% | 2.726% | 96.61% | 100%
Sites-Based | FCZ10 Tot | College | 0% | 0% | 0.4274% | 4.629% | 0.4347% | 0% | 94.51% | 100%
Sites-Based | FCZ10 Tot | Food Stores | 0% | 0% | 0% | 0% | 1.296% | 3.282% | 95.42% | 100%
Sites-Based | FCZ10 Tot | Health Care | 0% | 0% | 0% | 0.1052% | 0% | 3.6% | 96.29% | 100%
Sites-Based | FCZ10 Tot | Lodging | 0% | 0% | 0% | 0% | 3.477% | 2.361% | 94.16% | 100%
Sites-Based | FCZ10 Tot | Miscellaneous | 0% | 0% | 0% | 1.257% | 0.3452% | 0.5468% | 97.85% | 100%
Sites-Based | FCZ10 Tot | Office, Large | 0% | 0% | 0% | 0% | 0% | 5.026% | 94.97% | 100%
Sites-Based | FCZ10 Tot | Office, Small | 0% | 0% | 0.1323% | 0% | 0% | 1.052% | 98.82% | 100%
Sites-Based | FCZ10 Tot | Refrigerated Warehouse | 0% | 0% | 0% | 0% | 0% | 0% | 100% | 100%
Sites-Based | FCZ10 Tot | Restaurant | 0% | 0.5575% | 0% | 0% | 0.2075% | 0% | 99.24% | 100%
Sites-Based | FCZ10 Tot | Retail | 0% | 0% | 0% | 0% | 0.2502% | 0.2681% | 99.48% | 100%
Sites-Based | FCZ10 Tot | School | 0% | 0% | 0% | 0% | 20.81% | 7.962% | 71.23% | 100%
Sites-Based | FCZ10 Tot | Warehouse | 0% | 0% | 0% | 0% | 0.5253% | 4.949% | 94.53% | 100%
Sites-Based | FCZ10 Tot | All Commercial | 0% | 0.06648% | 0.03678% | 0.2947% | 0.7398% | 1.305% | 97.56% | 100%
Sites-Based | FCZ11 Tot | College | 0% | 0% | 0% | 0% | 0% | 0.4531% | 99.55% | 100%
Sites-Based | FCZ11 Tot | Food Stores | 0% | 0% | 0% | 0% | 0% | 1.503% | 98.5% | 100%
Sites-Based | FCZ11 Tot | Health Care | 0% | 0% | 0% | 0% | 0% | 3.191% | 96.81% | 100%
Sites-Based | FCZ11 Tot | Lodging | 0% | 0% | 0% | 0% | 0% | 5.367% | 94.63% | 100%
Sites-Based | FCZ11 Tot | Miscellaneous | 0% | 0% | 0% | 0.3988% | 0.1994% | 0.5514% | 98.85% | 100%
Sites-Based | FCZ11 Tot | Office, Large | 0% | 0% | 0% | 0% | 1.199% | 0% | 98.8% | 100%
Sites-Based | FCZ11 Tot | Office, Small | 0% | 0% | 0% | 0% | 0% | 0% | 100% | 100%
Sites-Based | FCZ11 Tot | Refrigerated Warehouse | 0% | 0% | 0% | 0% | 0% | 8.339% | 91.66% | 100%
Sites-Based | FCZ11 Tot | Restaurant | 0% | 0% | 0% | 0% | 0% | 0% | 100% | 100%
Sites-Based | FCZ11 Tot | Retail | 0% | 0% | 0.164% | 0.3464% | 0.1824% | 0.8009% | 98.51% | 100%
Sites-Based | FCZ11 Tot | School | 0% | 0% | 0% | 0% | 4.898% | 2.578% | 92.52% | 100%
Sites-Based | FCZ11 Tot | Warehouse | 0% | 0% | 0% | 0% | 0.5339% | 0% | 99.47% | 100%
Sites-Based | FCZ11 Tot | All Commercial | 0% | 0% | 0.03849% | 0.1391% | 0.2424% | 0.5705% | 99.01% | 100%
Sites-Based | FCZ12c Tot | College | 0% | 0% | 0.2546% | 0.2546% | 0% | 3.284% | 96.21% | 100%
Sites-Based | FCZ12c Tot | Food Stores | 0% | 0% | 0% | 0% | 0% | 2.323% | 97.68% | 100%
Sites-Based | FCZ12c Tot | Health Care | 0% | 0% | 0% | 0% | 0% | 4.528% | 95.47% | 100%
Sites-Based | FCZ12c Tot | Lodging | 0% | 0% | 0% | 0% | 1.436% | 2.153% | 96.41% | 100%
Sites-Based | FCZ12c Tot | Miscellaneous | 0% | 0% | 0% | 0.0921% | 1.464% | 5.537% | 92.91% | 100%
Sites-Based | FCZ12c Tot | Office, Large | 0% | 0.331% | 0% | 0% | 4.913% | 4.051% | 90.71% | 100%
Sites-Based | FCZ12c Tot | Office, Small | 0% | 0.114% | 0% | 0% | 0.5402% | 3.059% | 96.29% | 100%
Sites-Based | FCZ12c Tot | Refrigerated Warehouse | 0% | 0% | 0% | 0% | 5.718% | 4.179% | 90.1% | 100%
Sites-Based | FCZ12c Tot | Restaurant | 0% | 0% | 0% | 0% | 0% | 0.5975% | 99.4% | 100%
Sites-Based | FCZ12c Tot | Retail | 0% | 0% | 0.1549% | 0% | 0.5062% | 0.3098% | 99.03% | 100%
Sites-Based | FCZ12c Tot | School | 0% | 0% | 0% | 0% | 0.1388% | 19.72% | 80.14% | 100%
Sites-Based | FCZ12c Tot | Warehouse | 0% | 0% | 0% | 0% | 0.4426% | 3.001% | 96.56% | 100%
Sites-Based | FCZ12c Tot | All Commercial | 0% | 0.05352% | 0.03107% | 0.01469% | 0.7066% | 2.934% | 96.26% | 100%
Sites-Based | FCZ12i Tot | College | 0% | 0% | 0% | 0.5401% | 5.153% | 8.245% | 86.06% | 100%
Sites-Based | FCZ12i Tot | Food Stores | 0% | 0% | 0% | 0% | 0% | 0.8967% | 99.1% | 100%
Sites-Based | FCZ12i Tot | Health Care | 0% | 0% | 0% | 0% | 2.873% | 2.102% | 95.02% | 100%
Sites-Based | FCZ12i Tot | Lodging | 0% | 0% | 0% | 0% | 0% | 6.181% | 93.82% | 100%
Sites-Based | FCZ12i Tot | Miscellaneous | 0% | 0% | 0% | 0% | 0.6646% | 3.575% | 95.76% | 100%
Sites-Based | FCZ12i Tot | Office, Large | 0% | 0% | 0% | 3.362% | 0.9757% | 13.73% | 81.94% | 100%
Sites-Based | FCZ12i Tot | Office, Small | 0% | 0% | 0% | 0% | 0% | 3.104% | 96.9% | 100%
Sites-Based | FCZ12i Tot | Refrigerated Warehouse | 0% | 0% | 0% | 0% | 0% | 7.914% | 92.09% | 100%
Sites-Based | FCZ12i Tot | Restaurant | 0% | 0% | 0% | 0% | 0% | 0.2924% | 99.71% | 100%
Sites-Based | FCZ12i Tot | Retail | 0% | 0% | 0% | 0% | 0% | 3.195% | 96.81% | 100%
Sites-Based | FCZ12i Tot | School | 0% | 0% | 0% | 0% | 1.053% | 16.09% | 82.86% | 100%
Sites-Based | FCZ12i Tot | Warehouse | 0% | 0% | 0% | 0% | 1.728% | 7.233% | 91.04% | 100%
Sites-Based | FCZ12i Tot | All Commercial | 0% | 0% | 0% | 0.04638% | 0.3774% | 3.524% | 96.05% | 100%
Sites-Based | FCZ13 Tot | College | 0% | 0% | 0% | 0% | 0% | 0.3683% | 99.63% | 100%
Sites-Based | FCZ13 Tot | Food Stores | 0% | 0% | 0% | 0% | 0% | 0.4893% | 99.51% | 100%
Sites-Based | FCZ13 Tot | Health Care | 0% | 0% | 0% | 0% | 0.8816% | 0.4355% | 98.68% | 100%
Sites-Based | FCZ13 Tot | Lodging | 0% | 0% | 0% | 0% | 4.483% | 0% | 95.52% | 100%
Sites-Based | FCZ13 Tot | Miscellaneous | 0% | 0% | 0% | 0% | 0% | 1.338% | 98.66% | 100%
Sites-Based | FCZ13 Tot | Office, Large | 0% | 0% | 0% | 1.1% | 0% | 3.321% | 95.58% | 100%
Sites-Based | FCZ13 Tot | Office, Small | 0% | 0% | 0% | 0% | 0% | 0.7852% | 99.21% | 100%
Sites-Based | FCZ13 Tot | Refrigerated Warehouse | 0% | 0% | 0% | 0% | 0% | 0% | 100% | 100%
Sites-Based | FCZ13 Tot | Restaurant | 0% | 0% | 0% | 0% | 0% | 0% | 100% | 100%
Sites-Based | FCZ13 Tot | Retail | 0% | 0% | 0% | 0% | 0.3138% | 1.352% | 98.33% | 100%
Sites-Based | FCZ13 Tot | School | 0% | 0% | 0% | 0% | 0% | 3.458% | 96.54% | 100%
Sites-Based | FCZ13 Tot | Warehouse | 0% | 0% | 0% | 0% | 0% | 0% | 100% | 100%
Sites-Based | FCZ13 Tot | All Commercial | 0% | 0% | 0% | 0.01898% | 0.1205% | 0.9613% | 98.9% | 100%
Sites-Based | FCZ16 Tot | College | 0% | 0% | 0% | 0% | 0% | 19.82% | 80.18% | 100%
Sites-Based | FCZ16 Tot | Food Stores | 0% | 0% | 0% | 0% | 0% | 0% | 100% | 100%
Sites-Based | FCZ16 Tot | Health Care | 0% | 0% | 0% | 0% | 0% | 0.9773% | 99.02% | 100%
Sites-Based | FCZ16 Tot | Lodging | 0% | 0% | 0% | 0% | 0% | 0% | 100% | 100%
Sites-Based | FCZ16 Tot | Miscellaneous | 0% | 0% | 0% | 0% | 1.865% | 0% | 98.14% | 100%
Sites-Based | FCZ16 Tot | Office, Large | 0% | 0% | 0% | 0% | 0% | 2.885% | 97.12% | 100%
Sites-Based | FCZ16 Tot | Office, Small | 0% | 0% | 0% | 0% | 0% | 0% | 100% | 100%
Sites-Based | FCZ16 Tot | Refrigerated Warehouse | 0% | 0% | 0% | 0% | 0% | 0% | 100% | 100%
Sites-Based | FCZ16 Tot | Restaurant | 0% | 0% | 0% | 0% | 0% | 0% | 100% | 100%
Sites-Based | FCZ16 Tot | Retail | 0% | 0% | 0% | 0% | 0% | 0% | 100% | 100%
Sites-Based | FCZ16 Tot | School | 0% | 0% | 0% | 0% | 0% | 0% | 100% | 100%
Sites-Based | FCZ16 Tot | Warehouse | 0% | 0% | 0% | 0% | 0% | 0% | 100% | 100%
Sites-Based | FCZ16 Tot | All Commercial | 0% | 0% | 0% | 0% | 0.2899% | 0.07661% | 99.63% | 100%
Sites-Based | FCZ17 Tot | College | 0% | 0% | 0% | 0% | 0% | 0% | 100% | 100%
Sites-Based | FCZ17 Tot | Food Stores | 0% | 0% | 0% | 0% | 0% | 0% | 100% | 100%
Sites-Based | FCZ17 Tot | Health Care | 0% | 0% | 0% | 0% | 0% | 0.726% | 99.27% | 100%
Sites-Based | FCZ17 Tot | Lodging | 0% | 0% | 0% | 0% | 0% | 0% | 100% | 100%
Sites-Based | FCZ17 Tot | Miscellaneous | 0% | 0% | 0% | 0% | 0% | 1.207% | 98.79% | 100%
Sites-Based | FCZ17 Tot | Office, Large | 0% | 0% | 0% | 0% | 0% | 7.738% | 92.26% | 100%
Sites-Based | FCZ17 Tot | Office, Small | 0% | 0% | 0% | 0% | 0% | 0.7712% | 99.23% | 100%
Sites-Based | FCZ17 Tot | Refrigerated Warehouse | 0% | 0% | 0% | 0% | 0% | 0% | 100% | 100%
Sites-Based | FCZ17 Tot | Restaurant | 0% | 0% | 0% | 0% | 0% | 0% | 100% | 100%
Sites-Based | FCZ17 Tot | Retail | 0% | 0% | 0% | 0% | 0% | 0.151% | 99.85% | 100%
Sites-Based | FCZ17 Tot | School | 0% | 0% | 0% | 0% | 0% | 0% | 100% | 100%
Sites-Based | FCZ17 Tot | Warehouse | 0% | 0% | 0% | 0% | 3.078% | 0% | 96.92% | 100%
Sites-Based | FCZ17 Tot | All Commercial | 0% | 0% | 0% | 0% | 0.2423% | 0.5333% | 99.22% | 100%
Sites-Based | PG&E | College | 0% | 0.04228% | 0.5308% | 0.1752% | 0.2695% | 0.9275% | 98.05% | 100%
Sites-Based | PG&E | Food Stores | 0% | 0% | 0.05218% | 0.04881% | 0.7316% | 1.328% | 97.84% | 100%
Sites-Based | PG&E | Health Care | 0% | 0% | 0.4856% | 0.08614% | 1.387% | 1.656% | 96.39% | 100%
Sites-Based | PG&E | Lodging | 0% | 0.2509% | 0% | 0% | 3.932% | 4.291% | 91.53% | 100%
Sites-Based | PG&E | Miscellaneous | 0% | 0% | 0.1288% | 0.2922% | 2.701% | 4.194% | 92.68% | 100%
Sites-Based | PG&E | Office, Large | 0% | 0% | 1.329% | 1.176% | 3.081% | 5.634% | 88.78% | 100%
Sites-Based | PG&E | Office, Small | 0% | 0.0418% | 0.03184% | 0.1309% | 0.5795% | 1.478% | 97.74% | 100%
Sites-Based | PG&E | Refrigerated Warehouse | 0% | 0% | 1.756% | 0.8193% | 1.101% | 5.691% | 90.63% | 100%
Sites-Based | PG&E | Restaurant | 0% | 0% | 0% | 0% | 0.331% | 0.07648% | 99.59% | 100%
Sites-Based | PG&E | Retail | 0% | 0% | 0.1223% | 0.298% | 0.4581% | 1.604% | 97.52% | 100%
Sites-Based | PG&E | School | 0.3155% | 0.7672% | 1.161% | 0% | 13.4% | 18.18% | 66.18% | 100%
Sites-Based | PG&E | Warehouse | 0% | 0% | 0.3462% | 0.408% | 0.993% | 3.611% | 94.64% | 100%
Sites-Based | PG&E | All Commercial | 0.006871% | 0.03391% | 0.1491% | 0.1971% | 1.301% | 2.357% | 95.95% | 100%
Sites-Based | SCE | College | 0% | 0.04836% | 0.08396% | 0.904% | 0.4175% | 1.016% | 97.53% | 100%
Sites-Based | SCE | Food Stores | 0% | 0% | 0% | 0% | 0.1758% | 1.02% | 98.8% | 100%
Sites-Based | SCE | Health Care | 0% | 0% | 0% | 0.02036% | 0% | 2.517% | 97.46% | 100%
Sites-Based | SCE | Lodging | 0% | 0% | 0% | 0% | 0.8039% | 3.319% | 95.88% | 100%
Sites-Based | SCE | Miscellaneous | 0% | 0% | 0.0323% | 0.2563% | 0.4779% | 0.8944% | 98.34% | 100%
Sites-Based | SCE | Office, Large | 0% | 0% | 0% | 0.7182% | 1.526% | 3.624% | 94.13% | 100%
Sites-Based | SCE | Office, Small | 0% | 0% | 0.01854% | 0.2276% | 0.324% | 0.5718% | 98.86% | 100%
Sites-Based | SCE | Refrigerated Warehouse | 0% | 0% | 0% | 0% | 3.103% | 4.141% | 92.76% | 100%
Sites-Based | SCE | Restaurant | 0% | 0.07977% | 0% | 0% | 0.02969% | 0.08854% | 99.8% | 100%
Sites-Based | SCE | Retail | 0% | 0% | 0.02619% | 0.05777% | 0.08384% | 0.4464% | 99.39% | 100%
Sites-Based | SCE | School | 0% | 0% | 0% | 0% | 3.513% | 8.135% | 88.35% | 100%
Sites-Based | SCE | Warehouse | 0% | 0% | 0% | 0.06593% | 0.2387% | 1.8% | 97.9% | 100%
Sites-Based | SCE | All Commercial | 0% | 0.01061% | 0.01805% | 0.1434% | 0.3577% | 0.9848% | 98.49% | 100%
Sites-Based | SDG&E | College | 0% | 0% | 0.1625% | 0.3579% | 1.864% | 5.078% | 92.54% | 100%
Sites-Based | SDG&E | Food Stores | 0% | 0% | 0% | 0% | 0% | 1.785% | 98.22% | 100%
Sites-Based | SDG&E | Health Care | 0% | 0% | 0% | 0% | 1.274% | 3.453% | 95.27% | 100%
Sites-Based | SDG&E | Lodging | 0% | 0% | 0% | 0% | 0.993% | 3.395% | 95.61% | 100%
Sites-Based | SDG&E | Miscellaneous | 0% | 0% | 0% | 0.0537% | 1.131% | 4.719% | 94.1% | 100%
Sites-Based | SDG&E | Office, Large | 0% | 0.2762% | 0% | 0.556% | 4.262% | 5.652% | 89.25% | 100%
Sites-Based | SDG&E | Office, Small | 0% | 0.08025% | 0% | 0% | 0.3804% | 3.073% | 96.47% | 100%
Sites-Based | SDG&E | Refrigerated Warehouse | 0% | 0% | 0% | 0% | 5.252% | 4.483% | 90.26% | 100%
Sites-Based | SDG&E | Restaurant | 0% | 0% | 0% | 0% | 0% | 0.4974% | 99.5% | 100%
Sites-Based | SDG&E | Retail | 0% | 0% | 0.0967% | 0% | 0.316% | 1.394% | 98.19% | 100%
Sites-Based | SDG&E | School | 0% | 0% | 0% | 0% | 0.518% | 18.21% | 81.27% | 100%
Sites-Based | SDG&E | Warehouse | 0% | 0% | 0% | 0% | 0.8897% | 4.473% | 94.64% | 100%
Sites-Based | SDG&E | All Commercial | 0% | 0.03523% | 0.02045% | 0.02552% | 0.5941% | 3.136% | 96.19% | 100%
Sites-Based | LADWP | College | 0% | 0% | 0% | 0% | 0% | 1.401% | 98.6% | 100%
Sites-Based | LADWP | Food Stores | 0% | 0% | 0% | 0% | 0% | 0% | 100% | 100%
Sites-Based | LADWP | Health Care | 0% | 0% | 0% | 0% | 0% | 0.8912% | 99.11% | 100%
Sites-Based | LADWP | Lodging | 0% | 0% | 0% | 0% | 0% | 0% | 100% | 100%
Sites-Based | LADWP | Miscellaneous | 0% | 0% | 0% | 0% | 1.249% | 0.3987% | 98.35% | 100%
Sites-Based | LADWP | Office, Large | 0% | 0% | 0% | 0% | 0% | 3.831% | 96.17% | 100%
Sites-Based | LADWP | Office, Small | 0% | 0% | 0% | 0% | 0% | 0.269% | 99.73% | 100%
Sites-Based | LADWP | Refrigerated Warehouse | 0% | 0% | 0% | 0% | 0% | 0% | 100% | 100%
Sites-Based | LADWP | Restaurant | 0% | 0% | 0% | 0% | 0% | 0% | 100% | 100%
Sites-Based | LADWP | Retail | 0% | 0% | 0% | 0% | 0% | 0.03585% | 99.96% | 100%
Sites-Based | LADWP | School | 0% | 0% | 0% | 0% | 0% | 0% | 100% | 100%
Sites-Based | LADWP | Warehouse | 0% | 0% | 0% | 0% | 1.516% | 0% | 98.48% | 100%
Sites-Based | LADWP | All Commercial | 0% | 0% | 0% | 0% | 0.2758% | 0.2119% | 99.51% | 100%
Sites-Based | SMUD | College | 0% | 0% | 0% | 0% | 0% | 0.3683% | 99.63% | 100%
Sites-Based | SMUD | Food Stores | 0% | 0% | 0% | 0% | 0% | 0.4893% | 99.51% | 100%
Sites-Based | SMUD | Health Care | 0% | 0% | 0% | 0% | 0.8816% | 0.4355% | 98.68% | 100%
Sites-Based | SMUD | Lodging | 0% | 0% | 0% | 0% | 4.483% | 0% | 95.52% | 100%
Sites-Based | SMUD | Miscellaneous | 0% | 0% | 0% | 0% | 0% | 1.338% | 98.66% | 100%
Sites-Based | SMUD | Office, Large | 0% | 0% | 0% | 1.1% | 0% | 3.321% | 95.58% | 100%
Sites-Based | SMUD | Office, Small | 0% | 0% | 0% | 0% | 0% | 0.7852% | 99.21% | 100%
Sites-Based | SMUD | Refrigerated Warehouse | 0% | 0% | 0% | 0% | 0% | 0% | 100% | 100%
Sites-Based | SMUD | Restaurant | 0% | 0% | 0% | 0% | 0% | 0% | 100% | 100%
Sites-Based | SMUD | Retail | 0% | 0% | 0% | 0% | 0.3138% | 1.352% | 98.33% | 100%
Sites-Based | SMUD | School | 0% | 0% | 0% | 0% | 0% | 3.458% | 96.54% | 100%
Sites-Based | SMUD | Warehouse | 0% | 0% | 0% | 0% | 0% | 0% | 100% | 100%
Sites-Based | SMUD | All Commercial | 0% | 0% | 0% | 0.01898% | 0.1205% | 0.9613% | 98.9% | 100%
Sites-Based | FCZ01 | College | 0% | 0% | 0.8841% | 0% | 0.05708% | 0.7033% | 98.36% | 100%
Sites-Based | FCZ01 | Food Stores | 0% | 0% | 0% | 0.1179% | 0.08334% | 0.2473% | 99.55% | 100%
Sites-Based | FCZ01 | Health Care | 0% | 0% | 1.42% | 0% | 2.246% | 1.821% | 94.51% | 100%
Sites-Based | FCZ01 | Lodging | 0% | 0% | 0% | 0% | 2.955% | 1.478% | 95.57% | 100%
Sites-Based | FCZ01 | Miscellaneous | 0% | 0% | 0.2251% | 0.3606% | 1.889% | 4.1% | 93.42% | 100%
Sites-Based | FCZ01 | Office, Large | 0% | 0% | 1.541% | 0.9335% | 3.609% | 5.432% | 88.48% | 100%
Sites-Based | FCZ01 | Office, Small | 0% | 0% | 0% | 0.04796% | 0.0193% | 1.468% | 98.46% | 100%
Sites-Based | FCZ01 | Refrigerated Warehouse | 0% | 0% | 0.8739% | 1.875% | 0.7901% | 2.999% | 93.46% | 100%
Sites-Based | FCZ01 | Restaurant | 0% | 0% | 0% | 0% | 0% | 0% | 100% | 100%
Sites-Based | FCZ01 | Retail | 0% | 0% | 0% | 0% | 0% | 0.9473% | 99.05% | 100%
Sites-Based | FCZ01 | School | 0.8556% | 2.081% | 0.8556% | 0% | 19.73% | 18.39% | 58.09% | 100%
Sites-Based | FCZ01 | Warehouse | 0% | 0% | 0% | 0.252% | 0.9459% | 2.044% | 96.76% | 100%
Sites-Based | FCZ01 | All Commercial | 0.01646% | 0.04004% | 0.1415% | 0.1149% | 0.8835% | 1.878% | 96.93% | 100%
Sites-Based | FCZ02 | College | 0% | 0.5939% | 1.052% | 0% | 0% | 1.052% | 97.3% | 100%
Sites-Based | FCZ02 | Food Stores | 0% | 0% | 0% | 0% | 1.168% | 1.944% | 96.89% | 100%
Sites-Based | FCZ02 | Health Care | 0% | 0% | 0% | 0% | 0.4612% | 0% | 99.54% | 100%
Sites-Based | FCZ02 | Lodging | 0% | 1.532% | 0% | 0% | 3.39% | 1.609% | 93.47% | 100%
Sites-Based | FCZ02 | Miscellaneous | 0% | 0% | 0.2497% | 0.1159% | 0.3476% | 4.749% | 94.54% | 100%
Sites-Based | FCZ02 | Office, Large | 0% | 0% | 0% | 4.794% | 0% | 4.262% | 90.94% | 100%
Sites-Based | FCZ02 | Office, Small | 0% | 0% | 0.2254% | 0% | 0.4477% | 1.85% | 97.48% | 100%
Sites-Based | FCZ02 | Refrigerated Warehouse | 0% | 0% | 0% | 0% | 0% | 0% | 100% | 100%
Sites-Based | FCZ02 | Restaurant | 0% | 0% | 0% | 0% | 0% | 0% | 100% | 100%
Sites-Based | FCZ02 | Retail | 0% | 0% | 0.1283% | 0.3495% | 0.3495% | 1.343% | 97.83% | 100%
Sites-Based | FCZ02 | School | 0% | 0% | 8.175% | 0% | 4.087% | 19.19% | 68.55% | 100%
Sites-Based | FCZ02 | Warehouse | 0% | 0% | 1.443% | 1.151% | 0% | 3.975% | 93.43% | 100%
Sites-Based | FCZ02 | All Commercial | 0% | 0.04332% | 0.3683% | 0.1657% | 0.5268% | 2.453% | 96.44% | 100%
Sites-Based | FCZ03 | College | 0% | 0% | 0.4656% | 0.5044% | 0% | 1.392% | 97.64% | 100%
Sites-Based | FCZ03 | Food Stores | 0% | 0% | 0% | 0% | 2.075% | 2.075% | 95.85% | 100%
Sites-Based | FCZ03 | Health Care | 0% | 0% | 0% | 0% | 0% | 6.48% | 93.52% | 100%
Sites-Based | FCZ03 | Lodging | 0% | 0% | 0% | 0% | 0% | 3.642% | 96.36% | 100%
Sites-Based | FCZ03 | Miscellaneous | 0% | 0% | 0% | 0% | 1.966% | 6.009% | 92.03% | 100%
Sites-Based | FCZ03 | Office, Large | 0% | 0% | 0% | 0% | 0% | 0% | 100% | 100%
Sites-Based | FCZ03 | Office, Small | 0% | 0% | 0% | 0.719% | 2.506% | 1.564% | 95.21% | 100%
Sites-Based | FCZ03 | Refrigerated Warehouse | 0% | 0% | 0% | 0% | 0% | 0% | 100% | 100%
Sites-Based | FCZ03 | Restaurant | 0% | 0% | 0% | 0% | 1.413% | 0% | 98.59% | 100%
Sites-Based | FCZ03 | Retail | 0% | 0% | 0% | 0% | 0.4299% | 4.022% | 95.55% | 100%
Sites-Based | FCZ03 | School | 0% | 0% | 0% | 0% | 0% | 43.47% | 56.53% | 100%
Sites-Based | FCZ03 | Warehouse | 0% | 0% | 0% | 0% | 0% | 1.888% | 98.11% | 100%
Sites-Based | FCZ03 | All Commercial | 0% | 0% | 0.01289% | 0.2037% | 1.512% | 4.676% | 93.6% | 100%
Sites-Based | FCZ04 | College | 0% | 0% | 0% | 0.1729% | 0% | 1.355% | 98.47% | 100%
Sites-Based | FCZ04 | Food Stores | 0% | 0% | 0.3385% | 0% | 1.489% | 0.9119% | 97.26% | 100%
Sites-Based | FCZ04 | Health Care | 0% | 0% | 0% | 0.4266% | 1.15% | 2.041% | 96.38% | 100%
Sites-Based | FCZ04 | Lodging | 0% | 0% | 0% | 0% | 11.71% | 3.544% | 84.75% | 100%
Sites-Based | FCZ04 | Miscellaneous | 0% | 0% | 0.1005% | 0.1005% | 5.728% | 3.049% | 91.02% | 100%
Sites-Based | FCZ04 | Office, Large | 0% | 0% | 1.899% | 2.054% | 0% | 4.552% | 91.49% | 100%
Sites-Based | FCZ04 | Office, Small | 0% | 0% | 0% | 0.3141% | 1.448% | 1.147% | 97.09% | 100%
Sites-Based | FCZ04 | Refrigerated Warehouse | 0% | 0% | 8.143% | 0% | 4.475% | 2.453% | 84.93% | 100%
Sites-Based | FCZ04 | Restaurant | 0% | 0% | 0% | 0% | 1.186% | 0% | 98.81% | 100%
Sites-Based | FCZ04 | Retail | 0% | 0% | 0.7046% | 1.505% | 1.702% | 2.392% | 93.7% | 100%
Sites-Based | FCZ04 | School | 0% | 0% | 0% | 0% | 11.62% | 9.305% | 79.07% | 100%
Sites-Based | FCZ04 | Warehouse | 0% | 0% | 0.9414% | 0% | 2.915% | 2.204% | 93.94% | 100%
Sites-Based | FCZ04 | All Commercial | 0% | 0% | 0.2864% | 0.4308% | 2.763% | 2.001% | 94.52% | 100%
Sites-Based | FCZ05 | College | 0% | 0% | 0% | 1.495% | 0.6591% | 2.695% | 95.15% | 100%
Sites-Based | FCZ05 | Food Stores | 0% | 0% | 0% | 0% | 0.8444% | 1.327% | 97.83% | 100%
Sites-Based | FCZ05 | Health Care | 0% | 0% | 0% | 0% | 1.14% | 2.05% | 96.81% | 100%
Sites-Based | FCZ05 | Lodging | 0% | 0% | 0% | 0% | 2.557% | 0% | 97.44% | 100%
Sites-Based | FCZ05 | Miscellaneous | 0% | 0% | 0% | 0.5918% | 4.249% | 6.467% | 88.69% | 100%
Sites-Based | FCZ05 | Office, Large | 0% | 0% | 0% | 0% | 0% | 3.201% | 96.8% | 100%
Sites-Based | FCZ05 | Office, Small | 0% | 0% | 0% | 0% | 0.8785% | 2.168% | 96.95% | 100%
Sites-Based | FCZ05 | Refrigerated Warehouse | 0% | 0% | 0% | 0% | 0% | 23.58% | 76.42% | 100%
Sites-Based | FCZ05 | Restaurant | 0% | 0% | 0% | 0% | 0.2422% | 0.5623% | 99.2% | 100%
Sites-Based | FCZ05 | Retail | 0% | 0% | 0.06053% | 0.3045% | 0.1447% | 3.08% | 96.41% | 100%
Sites-Based | FCZ05 | School | 0% | 0% | 0% | 0% | 18.19% | 19.73% | 62.08% | 100%
Sites-Based | FCZ05 | Warehouse | 0% | 0% | 0% | 1.131% | 0.1769% | 6.653% | 92.04% | 100%
Sites-Based | FCZ05 | All Commercial | 0% | 0% | 0.01312% | 0.2446% | 1.683% | 3.656% | 94.4% | 100%
Sites-Based | FCZ06 | College | 0% | 0% | 0% | 0% | 1.305% | 0% | 98.69% | 100%
Sites-Based | FCZ06 | Food Stores | 0% | 0% | 0% | 0% | 0.9904% | 5.62% | 93.39% | 100%
Sites-Based | FCZ06 | Health Care | 0% | 0% | 0% | 0% | 1.037% | 0% | 98.96% | 100%
Sites-Based | FCZ06 | Lodging | 0% | 0% | 0% | 0% | 2.887% | 12.02% | 85.09% | 100%
Sites-Based | FCZ06 | Miscellaneous | 0% | 0% | 0% | 0.2826% | 1.219% | 1.331% | 97.17% | 100%
Sites-Based | FCZ06 | Office, Large | 0% | 0% | 0% | 0% | 12.34% | 20.47% | 67.19% | 100%
Sites-Based | FCZ06 | Office, Small | 0% | 0.3067% | 0% | 0.291% | 0.4897% | 0.6835% | 98.23% | 100%
Sites-Based | FCZ06 | Refrigerated Warehouse | 0% | 0% | 0% | 0% | 0% | 0% | 100% | 100%
Sites-Based | FCZ06 | Restaurant | 0% | 0% | 0% | 0% | 0.9867% | 0% | 99.01% | 100%
Sites-Based | FCZ06 | Retail | 0% | 0% | 0% | 0% | 1.569% | 0.6254% | 97.81% | 100%
Sites-Based | FCZ06 | School | 0% | 0% | 0% | 0% | 1.827% | 12.73% | 85.45% | 100%
Sites-Based | FCZ06 | Warehouse | 0% | 0% | 0% | 0% | 0% | 6.613% | 93.39% | 100%
Sites-Based | FCZ06 | All Commercial | 0% | 0.1056% | 0% | 0.1475% | 1.058% | 1.909% | 96.78% | 100%
Sites-Based | FCZ07 | College | 0% | 0% | 0.04591% | 0.3683% | 0.3833% | 1.285% | 97.92% | 100%
Sites-Based | FCZ07 | Food Stores | 0% | 0% | 0% | 0% | 0% | 0.6794% | 99.32% | 100%
Sites-Based | FCZ07 | Health Care | 0% | 0% | 0% | 0% | 0% | 0.8348% | 99.17% | 100%
Sites-Based | FCZ07 | Lodging | 0% | 0% | 0% | 0% | 0% | 1.543% | 98.46% | 100%
Sites-Based | FCZ07 | Miscellaneous | 0% | 0% | 0.0544% | 0% | 0.2995% | 0.5814% | 99.06% | 100%
Sites-Based | FCZ07 | Office, Large | 0% | 0% | 0% | 0% | 2.103% | 2.456% | 95.44% | 100%
Sites-Based | FCZ07 | Office, Small | 0% | 0% | 0% | 0.3705% | 0.4489% | 0.621% | 98.56% | 100%
Sites-Based | FCZ07 | Refrigerated Warehouse | 0% | 0% | 0% | 0% | 4.351% | 0.8773% | 94.77% | 100%
Sites-Based | FCZ07 | Restaurant | 0% | 0% | 0% | 0% | 0% | 0% | 100% | 100%
Sites-Based | FCZ07 | Retail | 0% | 0% | 0.01456% | 0.01456% | 0.0175% | 0.4478% | 99.51% | 100%
Sites-Based | FCZ07 | School | 0% | 0% | 0% | 0% | 0.6134% | 8.954% | 90.43% | 100%
Sites-Based | FCZ07 | Warehouse | 0% | 0% | 0% | 0% | 0.149% | 1.24% | 98.61% | 100%
Sites-Based | FCZ07 | All Commercial | 0% | 0% | 0.01314% | 0.1032% | 0.2427% | 0.8357% | 98.81% | 100%
Sites-Based | FCZ08 | College | 0% | 0% | 0% | 1.444% | 0.4279% | 1.444% | 96.68% | 100%
Sites-Based | FCZ08 | Food Stores | 0% | 0% | 0% | 0% | 0% | 0% | 100% | 100%
Sites-Based | FCZ08 | Health Care | 0% | 0% | 0% | 0% | 0% | 5.846% | 94.15% | 100%
Sites-Based | FCZ08 | Lodging | 0% | 0% | 0% | 0% | 0% | 6.631% | 93.37% | 100%
Sites-Based | FCZ08 | Miscellaneous | 0% | 0% | 0% | 0% | 2.547% | 0.4354% | 97.02% | 100%
Sites-Based | FCZ08 | Office, Large | 0% | 0% | 0% | 6.796% | 0% | 11.37% | 81.83% | 100%
Sites-Based | FCZ08 | Office, Small | 0% | 0% | 0% | 0% | 0.2343% | 0.5165% | 99.25% | 100%
Sites-Based | FCZ08 | Refrigerated Warehouse | 0% | 0% | 0% | 0% | 0% | 8.158% | 91.84% | 100%
Sites-Based | FCZ08 | Restaurant | 0% | 0% | 0% | 0% | 0% | 0.6042% | 99.4% | 100%
Sites-Based | FCZ08 | Retail | 0% | 0% | 0% | 0% | 0.2487% | 0.4895% | 99.26% | 100%
Sites-Based | FCZ08 | School | 0% | 0% | 0% | 0% | 0% | 3.088% | 96.91% | 100%
Sites-Based | FCZ08 | Warehouse | 0% | 0% | 0% | 1.301% | 0% | 0% | 98.7% | 100%
Sites-Based | FCZ08 | All Commercial | 0% | 0% | 0% | 0.1956% | 0.519% | 1.096% | 98.19% | 100%
Sites-Based | FCZ09 | College | 0% | 1.306% | 0% | 0% | 1.985% | 0% | 96.71% | 100%
Sites-Based | FCZ09 | Food Stores | 0% | 0% | 0% | 0% | 0% | 0% | 100% | 100%
Sites-Based | FCZ09 | Health Care | 0% | 0% | 0% | 0% | 0% | 0% | 100% | 100%
Sites-Based | FCZ09 | Lodging | 0% | 0% | 0% | 0% | 3.124% | 9.838% | 87.04% | 100%
Sites-Based | FCZ09 | Miscellaneous | 0% | 0% | 0% | 0% | 0.7712% | 6.911% | 92.32% | 100%
Sites-Based | FCZ09 | Office, Large | 0% | 0% | 0% | 0% | 0% | 0% | 100% | 100%
Sites-Based | FCZ09 | Office, Small | 0% | 0% | 0% | 0% | 0.6222% | 0% | 99.38% | 100%
Sites-Based | FCZ09 | Refrigerated Warehouse | 0% | 0% | 0% | 0% | 0% | 78.55% | 21.45% | 100%
Sites-Based | FCZ09 | Restaurant | 0% | 0% | 0% | 0% | 0% | 1.099% | 98.9% | 100%
Sites-Based | FCZ09 | Retail | 0% | 0% | 0% | 0.3977% | 0% | 0.052% | 99.55% | 100%
Sites-Based | FCZ09 | School | 0% | 0% | 0% | 0% | 2.365% | 12.38% | 85.26% | 100%
Sites-Based | FCZ09 | Warehouse | 0% | 0% | 0% | 0% | 0% | 1.816% | 98.18% | 100%
Sites-Based | FCZ09 | All Commercial | 0% | 0.01909% | 0% | 0.07594% | 0.5673% | 2.726% | 96.61% | 100%
Sites-Based | FCZ10 | College | 0% | 0% | 0.4274% | 4.629% | 0.4347% | 0% | 94.51% | 100%
Sites-Based | FCZ10 | Food Stores | 0% | 0% | 0% | 0% | 1.296% | 3.282% | 95.42% | 100%
Sites-Based | FCZ10 | Health Care | 0% | 0% | 0% | 0.1052% | 0% | 3.6% | 96.29% | 100%
Sites-Based | FCZ10 | Lodging | 0% | 0% | 0% | 0% | 3.477% | 2.361% | 94.16% | 100%
Sites-Based | FCZ10 | Miscellaneous | 0% | 0% | 0% | 1.257% | 0.3452% | 0.5468% | 97.85% | 100%
Sites-Based | FCZ10 | Office, Large | 0% | 0% | 0% | 0% | 0% | 5.026% | 94.97% | 100%
Sites-Based | FCZ10 | Office, Small | 0% | 0% | 0.1323% | 0% | 0% | 1.052% | 98.82% | 100%
Sites-Based | FCZ10 | Refrigerated Warehouse | 0% | 0% | 0% | 0% | 0% | 0% | 100% | 100%
Sites-Based | FCZ10 | Restaurant | 0% | 0.5575% | 0% | 0% | 0.2075% | 0% | 99.24% | 100%
Sites-Based | FCZ10 | Retail | 0% | 0% | 0% | 0% | 0.2502% | 0.2681% | 99.48% | 100%
Sites-Based | FCZ10 | School | 0% | 0% | 0% | 0% | 20.81% | 7.962% | 71.23% | 100%
Sites-Based | FCZ10 | Warehouse | 0% | 0% | 0% | 0% | 0.5253% | 4.949% | 94.53% | 100%
Sites-Based | FCZ10 | All Commercial | 0% | 0.06501% | 0.03721% | 0.295% | 0.7595% | 1.311% | 97.53% | 100%
Sites-Based | FCZ11 | College | 0% | 0% | 0% | 0% | 0% | 0.4531% | 99.55% | 100%
Sites-Based | FCZ11 | Food Stores | 0% | 0% | 0% | 0% | 0% | 1.503% | 98.5% | 100%
Sites-Based | FCZ11 | Health Care | 0% | 0% | 0% | 0% | 0% | 3.191% | 96.81% | 100%
Sites-Based | FCZ11 | Lodging | 0% | 0% | 0% | 0% | 0% | 5.367% | 94.63% | 100%
Sites-Based | FCZ11 | Miscellaneous | 0% | 0% | 0% | 0.3988% | 0.1994% | 0.5514% | 98.85% | 100%
Sites-Based | FCZ11 | Office, Large | 0% | 0% | 0% | 0% | 1.199% | 0% | 98.8% | 100%
Sites-Based | FCZ11 | Office, Small | 0% | 0% | 0% | 0% | 0% | 0% | 100% | 100%
Sites-Based | FCZ11 | Refrigerated Warehouse | 0% | 0% | 0% | 0% | 0% | 8.339% | 91.66% | 100%
Sites-Based | FCZ11 | Restaurant | 0% | 0% | 0% | 0% | 0% | 0% | 100% | 100%
Sites-Based | FCZ11 | Retail | 0% | 0% | 0.164% | 0.3464% | 0.1824% | 0.8009% | 98.51% | 100%
Sites-Based | FCZ11 | School | 0% | 0% | 0% | 0% | 4.898% | 2.578% | 92.52% | 100%
Sites-Based | FCZ11 | Warehouse | 0% | 0% | 0% | 0% | 0.5339% | 0% | 99.47% | 100%
Sites-Based | FCZ11 | All Commercial | 0% | 0% | 0.03993% | 0.1563% | 0.2676% | 0.6131% | 98.92% | 100%
Sites-Based | FCZ12c | College | 0% | 0% | 0.2546% | 0.2546% | 0% | 3.284% | 96.21% | 100%
Sites-Based | FCZ12c | Food Stores | 0% | 0% | 0% | 0% | 0% | 2.323% | 97.68% | 100%
Sites-Based | FCZ12c | Health Care | 0% | 0% | 0% | 0% | 0% | 4.528% | 95.47% | 100%
Sites-Based | FCZ12c | Lodging | 0% | 0% | 0% | 0% | 1.436% | 2.153% | 96.41% | 100%
Sites-Based | FCZ12c | Miscellaneous | 0% | 0% | 0% | 0.0921% | 1.464% | 5.537% | 92.91% | 100%
Sites-Based | FCZ12c | Office, Large | 0% | 0.331% | 0% | 0% | 4.913% | 4.051% | 90.71% | 100%
Sites-Based | FCZ12c | Office, Small | 0% | 0.114% | 0% | 0% | 0.5402% | 3.059% | 96.29% | 100%
Sites-Based | FCZ12c | Refrigerated Warehouse | 0% | 0% | 0% | 0% | 5.718% | 4.179% | 90.1% | 100%
Sites-Based | FCZ12c | Restaurant | 0% | 0% | 0% | 0% | 0% | 0.5975% | 99.4% | 100%
Sites-Based | FCZ12c | Retail | 0% | 0% | 0.1549% | 0% | 0.5062% | 0.3098% | 99.03% | 100%
Sites-Based | FCZ12c | School | 0% | 0% | 0% | 0% | 0.1388% | 19.72% | 80.14% | 100%
Sites-Based | FCZ12c | Warehouse | 0% | 0% | 0% | 0% | 0.4426% | 3.001% | 96.56% | 100%
Sites-Based | FCZ12c | All Commercial | 0% | 0.05352% | 0.03107% | 0.01469% | 0.7066% | 2.934% | 96.26% | 100%
Sites-Based | FCZ12i | College | 0% | 0% | 0% | 0.5401% | 5.153% | 8.245% | 86.06% | 100%
Sites-Based | FCZ12i | Food Stores | 0% | 0% | 0% | 0% | 0% | 0.8967% | 99.1% | 100%
Sites-Based | FCZ12i | Health Care | 0% | 0% | 0% | 0% | 2.873% | 2.102% | 95.02% | 100%
Sites-Based | FCZ12i | Lodging | 0% | 0% | 0% | 0% | 0% | 6.181% | 93.82% | 100%
Sites-Based | FCZ12i | Miscellaneous | 0% | 0% | 0% | 0% | 0.6646% | 3.575% | 95.76% | 100%
Sites-Based | FCZ12i | Office, Large | 0% | 0% | 0% | 3.362% | 0.9757% | 13.73% | 81.94% | 100%
Sites-Based | FCZ12i | Office, Small | 0% | 0% | 0% | 0% | 0% | 3.104% | 96.9% | 100%
Sites-Based | FCZ12i | Refrigerated Warehouse | 0% | 0% | 0% | 0% | 0% | 7.914% | 92.09% | 100%
Sites-Based | FCZ12i | Restaurant | 0% | 0% | 0% | 0% | 0% | 0.2924% | 99.71% | 100%
Sites-Based | FCZ12i | Retail | 0% | 0% | 0% | 0% | 0% | 3.195% | 96.81% | 100%
Sites-Based | FCZ12i | School | 0% | 0% | 0% | 0% | 1.053% | 16.09% | 82.86% | 100%
Sites-Based | FCZ12i | Warehouse | 0% | 0% | 0% | 0% | 1.728% | 7.233% | 91.04% | 100%
Sites-Based | FCZ12i | All Commercial | 0% | 0% | 0% | 0.04638% | 0.3774% | 3.524% | 96.05% | 100%
Sites-Based | FCZ13 | College | 0% | 0% | 0% | 0% | 0% | 0.3683% | 99.63% | 100%
Sites-Based | FCZ13 | Food Stores | 0% | 0% | 0% | 0% | 0% | 0.4893% | 99.51% | 100%
Sites-Based | FCZ13 | Health Care | 0% | 0% | 0% | 0% | 0.8816% | 0.4355% | 98.68% | 100%
Sites-Based | FCZ13 | Lodging | 0% | 0% | 0% | 0% | 4.483% | 0% | 95.52% | 100%
Sites-Based | FCZ13 | Miscellaneous | 0% | 0% | 0% | 0% | 0% | 1.338% | 98.66% | 100%
Sites-Based | FCZ13 | Office, Large | 0% | 0% | 0% | 1.1% | 0% | 3.321% | 95.58% | 100%
Sites-Based | FCZ13 | Office, Small | 0% | 0% | 0% | 0% | 0% | 0.7852% | 99.21% | 100%
Sites-Based | FCZ13 | Refrigerated Warehouse | 0% | 0% | 0% | 0% | 0% | 0% | 100% | 100%
Sites-Based | FCZ13 | Restaurant | 0% | 0% | 0% | 0% | 0% | 0% | 100% | 100%
Sites-Based | FCZ13 | Retail | 0% | 0% | 0% | 0% | 0.3138% | 1.352% | 98.33% | 100%
Sites-Based | FCZ13 | School | 0% | 0% | 0% | 0% | 0% | 3.458% | 96.54% | 100%
Sites-Based | FCZ13 | Warehouse | 0% | 0% | 0% | 0% | 0% | 0% | 100% | 100%
Sites-Based | FCZ13 | All Commercial | 0% | 0% | 0% | 0.01898% | 0.1205% | 0.9613% | 98.9% | 100%
Sites-Based | FCZ16 | College | 0% | 0% | 0% | 0% | 0% | 19.82% | 80.18% | 100%
Sites-Based | FCZ16 | Food Stores | 0% | 0% | 0% | 0% | 0% | 0% | 100% | 100%
Sites-Based | FCZ16 | Health Care | 0% | 0% | 0% | 0% | 0% | 0.9773% | 99.02% | 100%
Sites-Based | FCZ16 | Lodging | 0% | 0% | 0% | 0% | 0% | 0% | 100% | 100%
Sites-Based | FCZ16 | Miscellaneous | 0% | 0% | 0% | 0% | 1.865% | 0% | 98.14% | 100%
Sites-Based | FCZ16 | Office, Large | 0% | 0% | 0% | 0% | 0% | 2.885% | 97.12% | 100%
Sites-Based | FCZ16 | Office, Small | 0% | 0% | 0% | 0% | 0% | 0% | 100% | 100%
Sites-Based | FCZ16 | Refrigerated Warehouse | 0% | 0% | 0% | 0% | 0% | 0% | 100% | 100%
Sites-Based | FCZ16 | Restaurant | 0% | 0% | 0% | 0% | 0% | 0% | 100% | 100%
Sites-Based | FCZ16 | Retail | 0% | 0% | 0% | 0% | 0% | 0% | 100% | 100%
Sites-Based | FCZ16 | School | 0% | 0% | 0% | 0% | 0% | 0% | 100% | 100%
Sites-Based | FCZ16 | Warehouse | 0% | 0% | 0% | 0% | 0% | 0% | 100% | 100%
Sites-Based | FCZ16 | All Commercial | 0% | 0% | 0% | 0% | 0.2899% | 0.07661% | 99.63% | 100%
Sites-Based | FCZ17 | College | 0% | 0% | 0% | 0% | 0% | 0% | 100% | 100%
Sites-Based | FCZ17 | Food Stores | 0% | 0% | 0% | 0% | 0% | 0% | 100% | 100%
Sites-Based | FCZ17 | Health Care | 0% | 0% | 0% | 0% | 0% | 0.726% | 99.27% | 100%
Sites-Based | FCZ17 | Lodging | 0% | 0% | 0% | 0% | 0% | 0% | 100% | 100%
Sites-Based | FCZ17 | Miscellaneous | 0% | 0% | 0% | 0% | 0% | 1.207% | 98.79% | 100%
Sites-Based | FCZ17 | Office, Large | 0% | 0% | 0% | 0% | 0% | 7.738% | 92.26% | 100%
Sites-Based | FCZ17 | Office, Small | 0% | 0% | 0% | 0% | 0% | 0.7712% | 99.23% | 100%
Sites-Based | FCZ17 | Refrigerated Warehouse | 0% | 0% | 0% | 0% | 0% | 0% | 100% | 100%
Sites-Based | FCZ17 | Restaurant | 0% | 0% | 0% | 0% | 0% | 0% | 100% | 100%
Sites-Based | FCZ17 | Retail | 0% | 0% | 0% | 0% | 0% | 0.151% | 99.85% | 100%
Sites-Based | FCZ17 | School | 0% | 0% | 0% | 0% | 0% | 0% | 100% | 100%
Sites-Based | FCZ17 | Warehouse | 0% | 0% | 0% | 0% | 3.078% | 0% | 96.92% | 100%
Sites-Based | FCZ17 | All Commercial | 0% | 0% | 0% | 0% | 0.2423% | 0.5333% | 99.22% | 100%

## EV Chargers Installation
EV Chargers Installation By Planning Area, Utility & Forecast Zone
Statewide - Participating Utilities1 + Nonparticipating Utilities2 + Non-Surveyed Forecast Zones3 (FCZ)
Utility xxx Tot - Utility xxx Planning Area (Participating Utility xxx + Nonparticipating Utilities within the planning area of Utility xxx)
Utility xxx - Participating Utility xxx
FCZ xx Tot - Participating Utility Forecast Zone Total (FZC xx + Nonparticipating Utilities within the planning area of the corresponding Utility)
FCZ xx - Participating Utility Forecast zone
1- Participating Utilities: PG&E, SCE, SDG&E, LADWP, SMUD
2- Non-Participating Utilities: Other utilities operating within the areas covered by CEUS survey
3- Forecast Zones (FCZ): Climate zones defined for the Energy Commission's Forecast (FCZ01-FCZ17)
Floorspace-Based data is listed on rows 18-576, and Site-Based data on rows 577-1135
EV Chargers Installed
Calculation Method | Statewide/ Utility/ FCZ | Building Type | No | Yes | Total
Floorspace-Based | Statewide | College | 27.01% | 72.99% | 100% | ↓ % of Commercial floorspace
Floorspace-Based | Statewide | Food Stores | 98.32% | 1.675% | 100%
Floorspace-Based | Statewide | Health Care | 80.16% | 19.84% | 100%
Floorspace-Based | Statewide | Lodging | 75.88% | 24.12% | 100%
Floorspace-Based | Statewide | Miscellaneous | 95.43% | 4.57% | 100%
Floorspace-Based | Statewide | Office, Large | 61.5% | 38.5% | 100%
Floorspace-Based | Statewide | Office, Small | 97.37% | 2.633% | 100%
Floorspace-Based | Statewide | Refrigerated Warehouse | 98.1% | 1.9% | 100%
Floorspace-Based | Statewide | Restaurant | 99.95% | 0.05156% | 100%
Floorspace-Based | Statewide | Retail | 91.63% | 8.371% | 100%
Floorspace-Based | Statewide | School | 96.52% | 3.48% | 100%
Floorspace-Based | Statewide | Warehouse | 94.43% | 5.574% | 100%
Floorspace-Based | Statewide | All Commercial | 85.34% | 14.66% | 100%
Floorspace-Based | PG&E Tot | College | 21.81% | 78.19% | 100%
Floorspace-Based | PG&E Tot | Food Stores | 98.38% | 1.623% | 100%
Floorspace-Based | PG&E Tot | Health Care | 89.14% | 10.86% | 100%
Floorspace-Based | PG&E Tot | Lodging | 68.27% | 31.73% | 100%
Floorspace-Based | PG&E Tot | Miscellaneous | 94.66% | 5.344% | 100%
Floorspace-Based | PG&E Tot | Office, Large | 50.09% | 49.91% | 100%
Floorspace-Based | PG&E Tot | Office, Small | 97.62% | 2.382% | 100%
Floorspace-Based | PG&E Tot | Refrigerated Warehouse | 97.92% | 2.077% | 100%
Floorspace-Based | PG&E Tot | Restaurant | 100% | 0% | 100%
Floorspace-Based | PG&E Tot | Retail | 89.37% | 10.63% | 100%
Floorspace-Based | PG&E Tot | School | 96.74% | 3.264% | 100%
Floorspace-Based | PG&E Tot | Warehouse | 97.25% | 2.754% | 100%
Floorspace-Based | PG&E Tot | All Commercial | 82.52% | 17.48% | 100%
Floorspace-Based | SCE Tot | College | 36.25% | 63.75% | 100%
Floorspace-Based | SCE Tot | Food Stores | 98.46% | 1.537% | 100%
Floorspace-Based | SCE Tot | Health Care | 75.68% | 24.32% | 100%
Floorspace-Based | SCE Tot | Lodging | 83.99% | 16.01% | 100%
Floorspace-Based | SCE Tot | Miscellaneous | 94.9% | 5.096% | 100%
Floorspace-Based | SCE Tot | Office, Large | 78.2% | 21.8% | 100%
Floorspace-Based | SCE Tot | Office, Small | 97.7% | 2.299% | 100%
Floorspace-Based | SCE Tot | Refrigerated Warehouse | 100% | 0% | 100%
Floorspace-Based | SCE Tot | Restaurant | 99.88% | 0.1203% | 100%
Floorspace-Based | SCE Tot | Retail | 91.61% | 8.393% | 100%
Floorspace-Based | SCE Tot | School | 99.12% | 0.8819% | 100%
Floorspace-Based | SCE Tot | Warehouse | 94.08% | 5.916% | 100%
Floorspace-Based | SCE Tot | All Commercial | 89.53% | 10.47% | 100%
Floorspace-Based | SDG&E Tot | College | 29.3% | 70.7% | 100%
Floorspace-Based | SDG&E Tot | Food Stores | 99.14% | 0.8637% | 100%
Floorspace-Based | SDG&E Tot | Health Care | 85.22% | 14.78% | 100%
Floorspace-Based | SDG&E Tot | Lodging | 71.91% | 28.09% | 100%
Floorspace-Based | SDG&E Tot | Miscellaneous | 98.12% | 1.884% | 100%
Floorspace-Based | SDG&E Tot | Office, Large | 82.31% | 17.69% | 100%
Floorspace-Based | SDG&E Tot | Office, Small | 93.44% | 6.563% | 100%
Floorspace-Based | SDG&E Tot | Refrigerated Warehouse | 100% | 0% | 100%
Floorspace-Based | SDG&E Tot | Restaurant | 100% | 0% | 100%
Floorspace-Based | SDG&E Tot | Retail | 88.71% | 11.29% | 100%
Floorspace-Based | SDG&E Tot | School | 86.68% | 13.32% | 100%
Floorspace-Based | SDG&E Tot | Warehouse | 91.97% | 8.028% | 100%
Floorspace-Based | SDG&E Tot | All Commercial | 85.73% | 14.27% | 100%
Floorspace-Based | LADWP Tot | College | 5.351% | 94.65% | 100%
Floorspace-Based | LADWP Tot | Food Stores | 96.03% | 3.974% | 100%
Floorspace-Based | LADWP Tot | Health Care | 54.57% | 45.43% | 100%
Floorspace-Based | LADWP Tot | Lodging | 87.9% | 12.1% | 100%
Floorspace-Based | LADWP Tot | Miscellaneous | 96.54% | 3.457% | 100%
Floorspace-Based | LADWP Tot | Office, Large | 47.42% | 52.58% | 100%
Floorspace-Based | LADWP Tot | Office, Small | 99.75% | 0.2481% | 100%
Floorspace-Based | LADWP Tot | Refrigerated Warehouse | 87.7% | 12.3% | 100%
Floorspace-Based | LADWP Tot | Restaurant | 100% | 0% | 100%
Floorspace-Based | LADWP Tot | Retail | 99.07% | 0.9348% | 100%
Floorspace-Based | LADWP Tot | School | 92.19% | 7.815% | 100%
Floorspace-Based | LADWP Tot | Warehouse | 79.27% | 20.73% | 100%
Floorspace-Based | LADWP Tot | All Commercial | 75.87% | 24.13% | 100%
Floorspace-Based | SMUD Tot | College | 25.76% | 74.24% | 100%
Floorspace-Based | SMUD Tot | Food Stores | 100% | 0% | 100%
Floorspace-Based | SMUD Tot | Health Care | 76.5% | 23.5% | 100%
Floorspace-Based | SMUD Tot | Lodging | 89.19% | 10.81% | 100%
Floorspace-Based | SMUD Tot | Miscellaneous | 100% | 0% | 100%
Floorspace-Based | SMUD Tot | Office, Large | 71.88% | 28.12% | 100%
Floorspace-Based | SMUD Tot | Office, Small | 99.23% | 0.7743% | 100%
Floorspace-Based | SMUD Tot | Refrigerated Warehouse | 100% | 0% | 100%
Floorspace-Based | SMUD Tot | Restaurant | 100% | 0% | 100%
Floorspace-Based | SMUD Tot | Retail | 96.48% | 3.519% | 100%
Floorspace-Based | SMUD Tot | School | 100% | 0% | 100%
Floorspace-Based | SMUD Tot | Warehouse | 100% | 0% | 100%
Floorspace-Based | SMUD Tot | All Commercial | 90.07% | 9.933% | 100%
Floorspace-Based | FCZ01 Tot | College | 21.36% | 78.64% | 100%
Floorspace-Based | FCZ01 Tot | Food Stores | 97.61% | 2.387% | 100%
Floorspace-Based | FCZ01 Tot | Health Care | 90.45% | 9.546% | 100%
Floorspace-Based | FCZ01 Tot | Lodging | 84.84% | 15.16% | 100%
Floorspace-Based | FCZ01 Tot | Miscellaneous | 92.15% | 7.849% | 100%
Floorspace-Based | FCZ01 Tot | Office, Large | 46.42% | 53.58% | 100%
Floorspace-Based | FCZ01 Tot | Office, Small | 96.78% | 3.222% | 100%
Floorspace-Based | FCZ01 Tot | Refrigerated Warehouse | 99.08% | 0.9158% | 100%
Floorspace-Based | FCZ01 Tot | Restaurant | 100% | 0% | 100%
Floorspace-Based | FCZ01 Tot | Retail | 88.47% | 11.53% | 100%
Floorspace-Based | FCZ01 Tot | School | 98.16% | 1.839% | 100%
Floorspace-Based | FCZ01 Tot | Warehouse | 94.04% | 5.962% | 100%
Floorspace-Based | FCZ01 Tot | All Commercial | 77.62% | 22.38% | 100%
Floorspace-Based | FCZ02 Tot | College | 12.15% | 87.85% | 100%
Floorspace-Based | FCZ02 Tot | Food Stores | 100% | 0% | 100%
Floorspace-Based | FCZ02 Tot | Health Care | 95.72% | 4.277% | 100%
Floorspace-Based | FCZ02 Tot | Lodging | 35.65% | 64.35% | 100%
Floorspace-Based | FCZ02 Tot | Miscellaneous | 95.89% | 4.112% | 100%
Floorspace-Based | FCZ02 Tot | Office, Large | 51.7% | 48.3% | 100%
Floorspace-Based | FCZ02 Tot | Office, Small | 97.71% | 2.288% | 100%
Floorspace-Based | FCZ02 Tot | Refrigerated Warehouse | 100% | 0% | 100%
Floorspace-Based | FCZ02 Tot | Restaurant | 100% | 0% | 100%
Floorspace-Based | FCZ02 Tot | Retail | 87.66% | 12.34% | 100%
Floorspace-Based | FCZ02 Tot | School | 98.63% | 1.368% | 100%
Floorspace-Based | FCZ02 Tot | Warehouse | 98.9% | 1.099% | 100%
Floorspace-Based | FCZ02 Tot | All Commercial | 79.22% | 20.78% | 100%
Floorspace-Based | FCZ03 Tot | College | 12.35% | 87.65% | 100%
Floorspace-Based | FCZ03 Tot | Food Stores | 81.53% | 18.47% | 100%
Floorspace-Based | FCZ03 Tot | Health Care | 100% | 0% | 100%
Floorspace-Based | FCZ03 Tot | Lodging | 56.23% | 43.77% | 100%
Floorspace-Based | FCZ03 Tot | Miscellaneous | 99.32% | 0.6766% | 100%
Floorspace-Based | FCZ03 Tot | Office, Large | 100% | 0% | 100%
Floorspace-Based | FCZ03 Tot | Office, Small | 97.28% | 2.72% | 100%
Floorspace-Based | FCZ03 Tot | Refrigerated Warehouse | 100% | 0% | 100%
Floorspace-Based | FCZ03 Tot | Restaurant | 100% | 0% | 100%
Floorspace-Based | FCZ03 Tot | Retail | 93.39% | 6.61% | 100%
Floorspace-Based | FCZ03 Tot | School | 100% | 0% | 100%
Floorspace-Based | FCZ03 Tot | Warehouse | 100% | 0% | 100%
Floorspace-Based | FCZ03 Tot | All Commercial | 89.84% | 10.16% | 100%
Floorspace-Based | FCZ04 Tot | College | 27.44% | 72.56% | 100%
Floorspace-Based | FCZ04 Tot | Food Stores | 100% | 0% | 100%
Floorspace-Based | FCZ04 Tot | Health Care | 81.69% | 18.31% | 100%
Floorspace-Based | FCZ04 Tot | Lodging | 75.41% | 24.59% | 100%
Floorspace-Based | FCZ04 Tot | Miscellaneous | 98.01% | 1.99% | 100%
Floorspace-Based | FCZ04 Tot | Office, Large | 82.39% | 17.61% | 100%
Floorspace-Based | FCZ04 Tot | Office, Small | 96.98% | 3.021% | 100%
Floorspace-Based | FCZ04 Tot | Refrigerated Warehouse | 100% | 0% | 100%
Floorspace-Based | FCZ04 Tot | Restaurant | 100% | 0% | 100%
Floorspace-Based | FCZ04 Tot | Retail | 82.7% | 17.3% | 100%
Floorspace-Based | FCZ04 Tot | School | 91.41% | 8.593% | 100%
Floorspace-Based | FCZ04 Tot | Warehouse | 98.65% | 1.354% | 100%
Floorspace-Based | FCZ04 Tot | All Commercial | 90.29% | 9.707% | 100%
Floorspace-Based | FCZ05 Tot | College | 35.95% | 64.05% | 100%
Floorspace-Based | FCZ05 Tot | Food Stores | 99.47% | 0.5278% | 100%
Floorspace-Based | FCZ05 Tot | Health Care | 82.55% | 17.45% | 100%
Floorspace-Based | FCZ05 Tot | Lodging | 87.19% | 12.81% | 100%
Floorspace-Based | FCZ05 Tot | Miscellaneous | 99.11% | 0.8922% | 100%
Floorspace-Based | FCZ05 Tot | Office, Large | 78.58% | 21.42% | 100%
Floorspace-Based | FCZ05 Tot | Office, Small | 99.49% | 0.5105% | 100%
Floorspace-Based | FCZ05 Tot | Refrigerated Warehouse | 91.94% | 8.063% | 100%
Floorspace-Based | FCZ05 Tot | Restaurant | 100% | 0% | 100%
Floorspace-Based | FCZ05 Tot | Retail | 96.4% | 3.601% | 100%
Floorspace-Based | FCZ05 Tot | School | 94.28% | 5.72% | 100%
Floorspace-Based | FCZ05 Tot | Warehouse | 100% | 0% | 100%
Floorspace-Based | FCZ05 Tot | All Commercial | 93.04% | 6.963% | 100%
Floorspace-Based | FCZ06 Tot | College | 12.13% | 87.87% | 100%
Floorspace-Based | FCZ06 Tot | Food Stores | 100% | 0% | 100%
Floorspace-Based | FCZ06 Tot | Health Care | 92.95% | 7.054% | 100%
Floorspace-Based | FCZ06 Tot | Lodging | 71.4% | 28.6% | 100%
Floorspace-Based | FCZ06 Tot | Miscellaneous | 98.69% | 1.313% | 100%
Floorspace-Based | FCZ06 Tot | Office, Large | 41.7% | 58.3% | 100%
Floorspace-Based | FCZ06 Tot | Office, Small | 99.01% | 0.9874% | 100%
Floorspace-Based | FCZ06 Tot | Refrigerated Warehouse | 100% | 0% | 100%
Floorspace-Based | FCZ06 Tot | Restaurant | 100% | 0% | 100%
Floorspace-Based | FCZ06 Tot | Retail | 93.41% | 6.592% | 100%
Floorspace-Based | FCZ06 Tot | School | 100% | 0% | 100%
Floorspace-Based | FCZ06 Tot | Warehouse | 96.86% | 3.139% | 100%
Floorspace-Based | FCZ06 Tot | All Commercial | 84.37% | 15.63% | 100%
Floorspace-Based | FCZ07 Tot | College | 25.88% | 74.12% | 100%
Floorspace-Based | FCZ07 Tot | Food Stores | 98.56% | 1.444% | 100%
Floorspace-Based | FCZ07 Tot | Health Care | 77.32% | 22.68% | 100%
Floorspace-Based | FCZ07 Tot | Lodging | 87.69% | 12.31% | 100%
Floorspace-Based | FCZ07 Tot | Miscellaneous | 94.65% | 5.346% | 100%
Floorspace-Based | FCZ07 Tot | Office, Large | 80.7% | 19.3% | 100%
Floorspace-Based | FCZ07 Tot | Office, Small | 97.2% | 2.797% | 100%
Floorspace-Based | FCZ07 Tot | Refrigerated Warehouse | 100% | 0% | 100%
Floorspace-Based | FCZ07 Tot | Restaurant | 99.8% | 0.197% | 100%
Floorspace-Based | FCZ07 Tot | Retail | 91.77% | 8.231% | 100%
Floorspace-Based | FCZ07 Tot | School | 100% | 0% | 100%
Floorspace-Based | FCZ07 Tot | Warehouse | 95.26% | 4.735% | 100%
Floorspace-Based | FCZ07 Tot | All Commercial | 89.47% | 10.53% | 100%
Floorspace-Based | FCZ08 Tot | College | 5.997% | 94% | 100%
Floorspace-Based | FCZ08 Tot | Food Stores | 100% | 0% | 100%
Floorspace-Based | FCZ08 Tot | Health Care | 100% | 0% | 100%
Floorspace-Based | FCZ08 Tot | Lodging | 95.78% | 4.219% | 100%
Floorspace-Based | FCZ08 Tot | Miscellaneous | 92.97% | 7.031% | 100%
Floorspace-Based | FCZ08 Tot | Office, Large | 50.73% | 49.27% | 100%
Floorspace-Based | FCZ08 Tot | Office, Small | 97.54% | 2.46% | 100%
Floorspace-Based | FCZ08 Tot | Refrigerated Warehouse | 100% | 0% | 100%
Floorspace-Based | FCZ08 Tot | Restaurant | 100% | 0% | 100%
Floorspace-Based | FCZ08 Tot | Retail | 86.72% | 13.28% | 100%
Floorspace-Based | FCZ08 Tot | School | 100% | 0% | 100%
Floorspace-Based | FCZ08 Tot | Warehouse | 98.82% | 1.184% | 100%
Floorspace-Based | FCZ08 Tot | All Commercial | 76.24% | 23.76% | 100%
Floorspace-Based | FCZ09 Tot | College | 100% | 0% | 100%
Floorspace-Based | FCZ09 Tot | Food Stores | 100% | 0% | 100%
Floorspace-Based | FCZ09 Tot | Health Care | 65.42% | 34.58% | 100%
Floorspace-Based | FCZ09 Tot | Lodging | 90.04% | 9.957% | 100%
Floorspace-Based | FCZ09 Tot | Miscellaneous | 89.06% | 10.94% | 100%
Floorspace-Based | FCZ09 Tot | Office, Large | 100% | 0% | 100%
Floorspace-Based | FCZ09 Tot | Office, Small | 100% | 0% | 100%
Floorspace-Based | FCZ09 Tot | Refrigerated Warehouse | 100% | 0% | 100%
Floorspace-Based | FCZ09 Tot | Restaurant | 100% | 0% | 100%
Floorspace-Based | FCZ09 Tot | Retail | 90.94% | 9.064% | 100%
Floorspace-Based | FCZ09 Tot | School | 87.47% | 12.53% | 100%
Floorspace-Based | FCZ09 Tot | Warehouse | 100% | 0% | 100%
Floorspace-Based | FCZ09 Tot | All Commercial | 91.92% | 8.081% | 100%
Floorspace-Based | FCZ10 Tot | College | 54.34% | 45.66% | 100%
Floorspace-Based | FCZ10 Tot | Food Stores | 95.41% | 4.592% | 100%
Floorspace-Based | FCZ10 Tot | Health Care | 71.33% | 28.67% | 100%
Floorspace-Based | FCZ10 Tot | Lodging | 75.96% | 24.04% | 100%
Floorspace-Based | FCZ10 Tot | Miscellaneous | 95.94% | 4.065% | 100%
Floorspace-Based | FCZ10 Tot | Office, Large | 88.41% | 11.59% | 100%
Floorspace-Based | FCZ10 Tot | Office, Small | 98.58% | 1.417% | 100%
Floorspace-Based | FCZ10 Tot | Refrigerated Warehouse | 100% | 0% | 100%
Floorspace-Based | FCZ10 Tot | Restaurant | 100% | 0% | 100%
Floorspace-Based | FCZ10 Tot | Retail | 95.6% | 4.399% | 100%
Floorspace-Based | FCZ10 Tot | School | 100% | 0% | 100%
Floorspace-Based | FCZ10 Tot | Warehouse | 93.96% | 6.036% | 100%
Floorspace-Based | FCZ10 Tot | All Commercial | 92.81% | 7.187% | 100%
Floorspace-Based | FCZ11 Tot | College | 100% | 0% | 100%
Floorspace-Based | FCZ11 Tot | Food Stores | 100% | 0% | 100%
Floorspace-Based | FCZ11 Tot | Health Care | 65.65% | 34.35% | 100%
Floorspace-Based | FCZ11 Tot | Lodging | 67.17% | 32.83% | 100%
Floorspace-Based | FCZ11 Tot | Miscellaneous | 97.16% | 2.839% | 100%
Floorspace-Based | FCZ11 Tot | Office, Large | 67.1% | 32.9% | 100%
Floorspace-Based | FCZ11 Tot | Office, Small | 98.58% | 1.422% | 100%
Floorspace-Based | FCZ11 Tot | Refrigerated Warehouse | 100% | 0% | 100%
Floorspace-Based | FCZ11 Tot | Restaurant | 100% | 0% | 100%
Floorspace-Based | FCZ11 Tot | Retail | 87.59% | 12.41% | 100%
Floorspace-Based | FCZ11 Tot | School | 99.87% | 0.13% | 100%
Floorspace-Based | FCZ11 Tot | Warehouse | 90.65% | 9.355% | 100%
Floorspace-Based | FCZ11 Tot | All Commercial | 90.95% | 9.055% | 100%
Floorspace-Based | FCZ12c Tot | College | 30.68% | 69.32% | 100%
Floorspace-Based | FCZ12c Tot | Food Stores | 98.74% | 1.264% | 100%
Floorspace-Based | FCZ12c Tot | Health Care | 77.4% | 22.6% | 100%
Floorspace-Based | FCZ12c Tot | Lodging | 73.33% | 26.67% | 100%
Floorspace-Based | FCZ12c Tot | Miscellaneous | 98.06% | 1.941% | 100%
Floorspace-Based | FCZ12c Tot | Office, Large | 82.32% | 17.68% | 100%
Floorspace-Based | FCZ12c Tot | Office, Small | 92.57% | 7.429% | 100%
Floorspace-Based | FCZ12c Tot | Refrigerated Warehouse | 100% | 0% | 100%
Floorspace-Based | FCZ12c Tot | Restaurant | 100% | 0% | 100%
Floorspace-Based | FCZ12c Tot | Retail | 84.94% | 15.06% | 100%
Floorspace-Based | FCZ12c Tot | School | 75.2% | 24.8% | 100%
Floorspace-Based | FCZ12c Tot | Warehouse | 89.63% | 10.37% | 100%
Floorspace-Based | FCZ12c Tot | All Commercial | 83.74% | 16.26% | 100%
Floorspace-Based | FCZ12i Tot | College | 24.68% | 75.32% | 100%
Floorspace-Based | FCZ12i Tot | Food Stores | 100% | 0% | 100%
Floorspace-Based | FCZ12i Tot | Health Care | 95.38% | 4.618% | 100%
Floorspace-Based | FCZ12i Tot | Lodging | 67.73% | 32.27% | 100%
Floorspace-Based | FCZ12i Tot | Miscellaneous | 98.25% | 1.75% | 100%
Floorspace-Based | FCZ12i Tot | Office, Large | 82.2% | 17.8% | 100%
Floorspace-Based | FCZ12i Tot | Office, Small | 96.16% | 3.836% | 100%
Floorspace-Based | FCZ12i Tot | Refrigerated Warehouse | 100% | 0% | 100%
Floorspace-Based | FCZ12i Tot | Restaurant | 100% | 0% | 100%
Floorspace-Based | FCZ12i Tot | Retail | 94.56% | 5.436% | 100%
Floorspace-Based | FCZ12i Tot | School | 100% | 0% | 100%
Floorspace-Based | FCZ12i Tot | Warehouse | 100% | 0% | 100%
Floorspace-Based | FCZ12i Tot | All Commercial | 90.59% | 9.407% | 100%
Floorspace-Based | FCZ13 Tot | College | 25.76% | 74.24% | 100%
Floorspace-Based | FCZ13 Tot | Food Stores | 100% | 0% | 100%
Floorspace-Based | FCZ13 Tot | Health Care | 76.5% | 23.5% | 100%
Floorspace-Based | FCZ13 Tot | Lodging | 89.19% | 10.81% | 100%
Floorspace-Based | FCZ13 Tot | Miscellaneous | 100% | 0% | 100%
Floorspace-Based | FCZ13 Tot | Office, Large | 71.88% | 28.12% | 100%
Floorspace-Based | FCZ13 Tot | Office, Small | 99.23% | 0.7743% | 100%
Floorspace-Based | FCZ13 Tot | Refrigerated Warehouse | 100% | 0% | 100%
Floorspace-Based | FCZ13 Tot | Restaurant | 100% | 0% | 100%
Floorspace-Based | FCZ13 Tot | Retail | 96.48% | 3.519% | 100%
Floorspace-Based | FCZ13 Tot | School | 100% | 0% | 100%
Floorspace-Based | FCZ13 Tot | Warehouse | 100% | 0% | 100%
Floorspace-Based | FCZ13 Tot | All Commercial | 90.07% | 9.933% | 100%
Floorspace-Based | FCZ16 Tot | College | 0.03582% | 99.96% | 100%
Floorspace-Based | FCZ16 Tot | Food Stores | 93.54% | 6.456% | 100%
Floorspace-Based | FCZ16 Tot | Health Care | 48.46% | 51.54% | 100%
Floorspace-Based | FCZ16 Tot | Lodging | 86.9% | 13.1% | 100%
Floorspace-Based | FCZ16 Tot | Miscellaneous | 95.75% | 4.247% | 100%
Floorspace-Based | FCZ16 Tot | Office, Large | 44.32% | 55.68% | 100%
Floorspace-Based | FCZ16 Tot | Office, Small | 99.66% | 0.342% | 100%
Floorspace-Based | FCZ16 Tot | Refrigerated Warehouse | 83.99% | 16.01% | 100%
Floorspace-Based | FCZ16 Tot | Restaurant | 100% | 0% | 100%
Floorspace-Based | FCZ16 Tot | Retail | 99.34% | 0.6613% | 100%
Floorspace-Based | FCZ16 Tot | School | 89.31% | 10.69% | 100%
Floorspace-Based | FCZ16 Tot | Warehouse | 65.46% | 34.54% | 100%
Floorspace-Based | FCZ16 Tot | All Commercial | 70.31% | 29.69% | 100%
Floorspace-Based | FCZ17 Tot | College | 100% | 0% | 100%
Floorspace-Based | FCZ17 Tot | Food Stores | 100% | 0% | 100%
Floorspace-Based | FCZ17 Tot | Health Care | 70.97% | 29.03% | 100%
Floorspace-Based | FCZ17 Tot | Lodging | 100% | 0% | 100%
Floorspace-Based | FCZ17 Tot | Miscellaneous | 98.92% | 1.08% | 100%
Floorspace-Based | FCZ17 Tot | Office, Large | 77.82% | 22.18% | 100%
Floorspace-Based | FCZ17 Tot | Office, Small | 100% | 0% | 100%
Floorspace-Based | FCZ17 Tot | Refrigerated Warehouse | 100% | 0% | 100%
Floorspace-Based | FCZ17 Tot | Restaurant | 100% | 0% | 100%
Floorspace-Based | FCZ17 Tot | Retail | 98.53% | 1.474% | 100%
Floorspace-Based | FCZ17 Tot | School | 100% | 0% | 100%
Floorspace-Based | FCZ17 Tot | Warehouse | 100% | 0% | 100%
Floorspace-Based | FCZ17 Tot | All Commercial | 95.33% | 4.671% | 100%
Floorspace-Based | PG&E | College | 21.91% | 78.09% | 100%
Floorspace-Based | PG&E | Food Stores | 98.38% | 1.622% | 100%
Floorspace-Based | PG&E | Health Care | 89.03% | 10.97% | 100%
Floorspace-Based | PG&E | Lodging | 68.27% | 31.73% | 100%
Floorspace-Based | PG&E | Miscellaneous | 95.8% | 4.202% | 100%
Floorspace-Based | PG&E | Office, Large | 50.39% | 49.61% | 100%
Floorspace-Based | PG&E | Office, Small | 97.7% | 2.296% | 100%
Floorspace-Based | PG&E | Refrigerated Warehouse | 97.79% | 2.214% | 100%
Floorspace-Based | PG&E | Restaurant | 100% | 0% | 100%
Floorspace-Based | PG&E | Retail | 89.46% | 10.54% | 100%
Floorspace-Based | PG&E | School | 96.74% | 3.255% | 100%
Floorspace-Based | PG&E | Warehouse | 97.31% | 2.693% | 100%
Floorspace-Based | PG&E | All Commercial | 82.32% | 17.68% | 100%
Floorspace-Based | SCE | College | 27.03% | 72.97% | 100%
Floorspace-Based | SCE | Food Stores | 98.43% | 1.573% | 100%
Floorspace-Based | SCE | Health Care | 76.1% | 23.9% | 100%
Floorspace-Based | SCE | Lodging | 83.86% | 16.14% | 100%
Floorspace-Based | SCE | Miscellaneous | 94.86% | 5.137% | 100%
Floorspace-Based | SCE | Office, Large | 78.23% | 21.77% | 100%
Floorspace-Based | SCE | Office, Small | 97.68% | 2.317% | 100%
Floorspace-Based | SCE | Refrigerated Warehouse | 100% | 0% | 100%
Floorspace-Based | SCE | Restaurant | 99.88% | 0.1225% | 100%
Floorspace-Based | SCE | Retail | 91.72% | 8.285% | 100%
Floorspace-Based | SCE | School | 99.05% | 0.9477% | 100%
Floorspace-Based | SCE | Warehouse | 94.35% | 5.653% | 100%
Floorspace-Based | SCE | All Commercial | 89.22% | 10.78% | 100%
Floorspace-Based | SDG&E | College | 29.3% | 70.7% | 100%
Floorspace-Based | SDG&E | Food Stores | 99.14% | 0.8637% | 100%
Floorspace-Based | SDG&E | Health Care | 85.22% | 14.78% | 100%
Floorspace-Based | SDG&E | Lodging | 71.91% | 28.09% | 100%
Floorspace-Based | SDG&E | Miscellaneous | 98.12% | 1.884% | 100%
Floorspace-Based | SDG&E | Office, Large | 82.31% | 17.69% | 100%
Floorspace-Based | SDG&E | Office, Small | 93.44% | 6.563% | 100%
Floorspace-Based | SDG&E | Refrigerated Warehouse | 100% | 0% | 100%
Floorspace-Based | SDG&E | Restaurant | 100% | 0% | 100%
Floorspace-Based | SDG&E | Retail | 88.71% | 11.29% | 100%
Floorspace-Based | SDG&E | School | 86.68% | 13.32% | 100%
Floorspace-Based | SDG&E | Warehouse | 91.97% | 8.028% | 100%
Floorspace-Based | SDG&E | All Commercial | 85.73% | 14.27% | 100%
Floorspace-Based | LADWP | College | 5.351% | 94.65% | 100%
Floorspace-Based | LADWP | Food Stores | 96.03% | 3.974% | 100%
Floorspace-Based | LADWP | Health Care | 54.57% | 45.43% | 100%
Floorspace-Based | LADWP | Lodging | 87.9% | 12.1% | 100%
Floorspace-Based | LADWP | Miscellaneous | 96.54% | 3.457% | 100%
Floorspace-Based | LADWP | Office, Large | 47.42% | 52.58% | 100%
Floorspace-Based | LADWP | Office, Small | 99.75% | 0.2481% | 100%
Floorspace-Based | LADWP | Refrigerated Warehouse | 87.7% | 12.3% | 100%
Floorspace-Based | LADWP | Restaurant | 100% | 0% | 100%
Floorspace-Based | LADWP | Retail | 99.07% | 0.9348% | 100%
Floorspace-Based | LADWP | School | 92.19% | 7.815% | 100%
Floorspace-Based | LADWP | Warehouse | 79.27% | 20.73% | 100%
Floorspace-Based | LADWP | All Commercial | 75.87% | 24.13% | 100%
Floorspace-Based | SMUD | College | 25.76% | 74.24% | 100%
Floorspace-Based | SMUD | Food Stores | 100% | 0% | 100%
Floorspace-Based | SMUD | Health Care | 76.5% | 23.5% | 100%
Floorspace-Based | SMUD | Lodging | 89.19% | 10.81% | 100%
Floorspace-Based | SMUD | Miscellaneous | 100% | 0% | 100%
Floorspace-Based | SMUD | Office, Large | 71.88% | 28.12% | 100%
Floorspace-Based | SMUD | Office, Small | 99.23% | 0.7743% | 100%
Floorspace-Based | SMUD | Refrigerated Warehouse | 100% | 0% | 100%
Floorspace-Based | SMUD | Restaurant | 100% | 0% | 100%
Floorspace-Based | SMUD | Retail | 96.48% | 3.519% | 100%
Floorspace-Based | SMUD | School | 100% | 0% | 100%
Floorspace-Based | SMUD | Warehouse | 100% | 0% | 100%
Floorspace-Based | SMUD | All Commercial | 90.07% | 9.933% | 100%
Floorspace-Based | FCZ01 | College | 21.36% | 78.64% | 100%
Floorspace-Based | FCZ01 | Food Stores | 97.61% | 2.387% | 100%
Floorspace-Based | FCZ01 | Health Care | 90.45% | 9.546% | 100%
Floorspace-Based | FCZ01 | Lodging | 84.84% | 15.16% | 100%
Floorspace-Based | FCZ01 | Miscellaneous | 92.15% | 7.849% | 100%
Floorspace-Based | FCZ01 | Office, Large | 46.42% | 53.58% | 100%
Floorspace-Based | FCZ01 | Office, Small | 96.78% | 3.222% | 100%
Floorspace-Based | FCZ01 | Refrigerated Warehouse | 99.08% | 0.9158% | 100%
Floorspace-Based | FCZ01 | Restaurant | 100% | 0% | 100%
Floorspace-Based | FCZ01 | Retail | 88.47% | 11.53% | 100%
Floorspace-Based | FCZ01 | School | 98.16% | 1.839% | 100%
Floorspace-Based | FCZ01 | Warehouse | 94.04% | 5.962% | 100%
Floorspace-Based | FCZ01 | All Commercial | 76.03% | 23.97% | 100%
Floorspace-Based | FCZ02 | College | 12.15% | 87.85% | 100%
Floorspace-Based | FCZ02 | Food Stores | 100% | 0% | 100%
Floorspace-Based | FCZ02 | Health Care | 95.72% | 4.277% | 100%
Floorspace-Based | FCZ02 | Lodging | 35.65% | 64.35% | 100%
Floorspace-Based | FCZ02 | Miscellaneous | 95.89% | 4.112% | 100%
Floorspace-Based | FCZ02 | Office, Large | 51.7% | 48.3% | 100%
Floorspace-Based | FCZ02 | Office, Small | 97.71% | 2.288% | 100%
Floorspace-Based | FCZ02 | Refrigerated Warehouse | 100% | 0% | 100%
Floorspace-Based | FCZ02 | Restaurant | 100% | 0% | 100%
Floorspace-Based | FCZ02 | Retail | 87.66% | 12.34% | 100%
Floorspace-Based | FCZ02 | School | 98.63% | 1.368% | 100%
Floorspace-Based | FCZ02 | Warehouse | 98.9% | 1.099% | 100%
Floorspace-Based | FCZ02 | All Commercial | 79.08% | 20.92% | 100%
Floorspace-Based | FCZ03 | College | 12.35% | 87.65% | 100%
Floorspace-Based | FCZ03 | Food Stores | 81.53% | 18.47% | 100%
Floorspace-Based | FCZ03 | Health Care | 100% | 0% | 100%
Floorspace-Based | FCZ03 | Lodging | 56.23% | 43.77% | 100%
Floorspace-Based | FCZ03 | Miscellaneous | 99.32% | 0.6766% | 100%
Floorspace-Based | FCZ03 | Office, Large | 100% | 0% | 100%
Floorspace-Based | FCZ03 | Office, Small | 97.28% | 2.72% | 100%
Floorspace-Based | FCZ03 | Refrigerated Warehouse | 100% | 0% | 100%
Floorspace-Based | FCZ03 | Restaurant | 100% | 0% | 100%
Floorspace-Based | FCZ03 | Retail | 93.39% | 6.61% | 100%
Floorspace-Based | FCZ03 | School | 100% | 0% | 100%
Floorspace-Based | FCZ03 | Warehouse | 100% | 0% | 100%
Floorspace-Based | FCZ03 | All Commercial | 89.29% | 10.71% | 100%
Floorspace-Based | FCZ04 | College | 27.44% | 72.56% | 100%
Floorspace-Based | FCZ04 | Food Stores | 100% | 0% | 100%
Floorspace-Based | FCZ04 | Health Care | 81.69% | 18.31% | 100%
Floorspace-Based | FCZ04 | Lodging | 75.41% | 24.59% | 100%
Floorspace-Based | FCZ04 | Miscellaneous | 98.01% | 1.99% | 100%
Floorspace-Based | FCZ04 | Office, Large | 82.39% | 17.61% | 100%
Floorspace-Based | FCZ04 | Office, Small | 96.98% | 3.02% | 100%
Floorspace-Based | FCZ04 | Refrigerated Warehouse | 100% | 0% | 100%
Floorspace-Based | FCZ04 | Restaurant | 100% | 0% | 100%
Floorspace-Based | FCZ04 | Retail | 82.7% | 17.3% | 100%
Floorspace-Based | FCZ04 | School | 91.41% | 8.593% | 100%
Floorspace-Based | FCZ04 | Warehouse | 98.65% | 1.354% | 100%
Floorspace-Based | FCZ04 | All Commercial | 89.87% | 10.13% | 100%
Floorspace-Based | FCZ05 | College | 35.95% | 64.05% | 100%
Floorspace-Based | FCZ05 | Food Stores | 99.47% | 0.5278% | 100%
Floorspace-Based | FCZ05 | Health Care | 82.55% | 17.45% | 100%
Floorspace-Based | FCZ05 | Lodging | 87.19% | 12.81% | 100%
Floorspace-Based | FCZ05 | Miscellaneous | 99.11% | 0.8922% | 100%
Floorspace-Based | FCZ05 | Office, Large | 78.58% | 21.42% | 100%
Floorspace-Based | FCZ05 | Office, Small | 99.49% | 0.5105% | 100%
Floorspace-Based | FCZ05 | Refrigerated Warehouse | 91.94% | 8.063% | 100%
Floorspace-Based | FCZ05 | Restaurant | 100% | 0% | 100%
Floorspace-Based | FCZ05 | Retail | 96.4% | 3.601% | 100%
Floorspace-Based | FCZ05 | School | 94.28% | 5.72% | 100%
Floorspace-Based | FCZ05 | Warehouse | 100% | 0% | 100%
Floorspace-Based | FCZ05 | All Commercial | 93.04% | 6.963% | 100%
Floorspace-Based | FCZ06 | College | 12.13% | 87.87% | 100%
Floorspace-Based | FCZ06 | Food Stores | 100% | 0% | 100%
Floorspace-Based | FCZ06 | Health Care | 92.95% | 7.054% | 100%
Floorspace-Based | FCZ06 | Lodging | 71.4% | 28.6% | 100%
Floorspace-Based | FCZ06 | Miscellaneous | 98.69% | 1.313% | 100%
Floorspace-Based | FCZ06 | Office, Large | 41.7% | 58.3% | 100%
Floorspace-Based | FCZ06 | Office, Small | 99.01% | 0.9874% | 100%
Floorspace-Based | FCZ06 | Refrigerated Warehouse | 100% | 0% | 100%
Floorspace-Based | FCZ06 | Restaurant | 100% | 0% | 100%
Floorspace-Based | FCZ06 | Retail | 93.41% | 6.592% | 100%
Floorspace-Based | FCZ06 | School | 100% | 0% | 100%
Floorspace-Based | FCZ06 | Warehouse | 96.86% | 3.139% | 100%
Floorspace-Based | FCZ06 | All Commercial | 84.3% | 15.7% | 100%
Floorspace-Based | FCZ07 | College | 25.88% | 74.12% | 100%
Floorspace-Based | FCZ07 | Food Stores | 98.56% | 1.444% | 100%
Floorspace-Based | FCZ07 | Health Care | 77.32% | 22.68% | 100%
Floorspace-Based | FCZ07 | Lodging | 87.69% | 12.31% | 100%
Floorspace-Based | FCZ07 | Miscellaneous | 94.65% | 5.346% | 100%
Floorspace-Based | FCZ07 | Office, Large | 80.7% | 19.3% | 100%
Floorspace-Based | FCZ07 | Office, Small | 97.2% | 2.797% | 100%
Floorspace-Based | FCZ07 | Refrigerated Warehouse | 100% | 0% | 100%
Floorspace-Based | FCZ07 | Restaurant | 99.8% | 0.197% | 100%
Floorspace-Based | FCZ07 | Retail | 91.77% | 8.231% | 100%
Floorspace-Based | FCZ07 | School | 100% | 0% | 100%
Floorspace-Based | FCZ07 | Warehouse | 95.26% | 4.735% | 100%
Floorspace-Based | FCZ07 | All Commercial | 89.11% | 10.89% | 100%
Floorspace-Based | FCZ08 | College | 5.997% | 94% | 100%
Floorspace-Based | FCZ08 | Food Stores | 100% | 0% | 100%
Floorspace-Based | FCZ08 | Health Care | 100% | 0% | 100%
Floorspace-Based | FCZ08 | Lodging | 95.78% | 4.219% | 100%
Floorspace-Based | FCZ08 | Miscellaneous | 92.97% | 7.031% | 100%
Floorspace-Based | FCZ08 | Office, Large | 50.73% | 49.27% | 100%
Floorspace-Based | FCZ08 | Office, Small | 97.54% | 2.46% | 100%
Floorspace-Based | FCZ08 | Refrigerated Warehouse | 100% | 0% | 100%
Floorspace-Based | FCZ08 | Restaurant | 100% | 0% | 100%
Floorspace-Based | FCZ08 | Retail | 86.72% | 13.28% | 100%
Floorspace-Based | FCZ08 | School | 100% | 0% | 100%
Floorspace-Based | FCZ08 | Warehouse | 98.82% | 1.184% | 100%
Floorspace-Based | FCZ08 | All Commercial | 76.24% | 23.76% | 100%
Floorspace-Based | FCZ09 | College | 100% | 0% | 100%
Floorspace-Based | FCZ09 | Food Stores | 100% | 0% | 100%
Floorspace-Based | FCZ09 | Health Care | 65.42% | 34.58% | 100%
Floorspace-Based | FCZ09 | Lodging | 90.04% | 9.957% | 100%
Floorspace-Based | FCZ09 | Miscellaneous | 89.06% | 10.94% | 100%
Floorspace-Based | FCZ09 | Office, Large | 100% | 0% | 100%
Floorspace-Based | FCZ09 | Office, Small | 100% | 0% | 100%
Floorspace-Based | FCZ09 | Refrigerated Warehouse | 100% | 0% | 100%
Floorspace-Based | FCZ09 | Restaurant | 100% | 0% | 100%
Floorspace-Based | FCZ09 | Retail | 90.94% | 9.064% | 100%
Floorspace-Based | FCZ09 | School | 87.47% | 12.53% | 100%
Floorspace-Based | FCZ09 | Warehouse | 100% | 0% | 100%
Floorspace-Based | FCZ09 | All Commercial | 91.92% | 8.081% | 100%
Floorspace-Based | FCZ10 | College | 54.34% | 45.66% | 100%
Floorspace-Based | FCZ10 | Food Stores | 95.41% | 4.592% | 100%
Floorspace-Based | FCZ10 | Health Care | 71.33% | 28.67% | 100%
Floorspace-Based | FCZ10 | Lodging | 75.96% | 24.04% | 100%
Floorspace-Based | FCZ10 | Miscellaneous | 95.94% | 4.065% | 100%
Floorspace-Based | FCZ10 | Office, Large | 88.41% | 11.59% | 100%
Floorspace-Based | FCZ10 | Office, Small | 98.58% | 1.417% | 100%
Floorspace-Based | FCZ10 | Refrigerated Warehouse | 100% | 0% | 100%
Floorspace-Based | FCZ10 | Restaurant | 100% | 0% | 100%
Floorspace-Based | FCZ10 | Retail | 95.6% | 4.399% | 100%
Floorspace-Based | FCZ10 | School | 100% | 0% | 100%
Floorspace-Based | FCZ10 | Warehouse | 93.96% | 6.036% | 100%
Floorspace-Based | FCZ10 | All Commercial | 92.9% | 7.097% | 100%
Floorspace-Based | FCZ11 | College | 100% | 0% | 100%
Floorspace-Based | FCZ11 | Food Stores | 100% | 0% | 100%
Floorspace-Based | FCZ11 | Health Care | 65.65% | 34.35% | 100%
Floorspace-Based | FCZ11 | Lodging | 67.17% | 32.83% | 100%
Floorspace-Based | FCZ11 | Miscellaneous | 97.16% | 2.839% | 100%
Floorspace-Based | FCZ11 | Office, Large | 67.1% | 32.9% | 100%
Floorspace-Based | FCZ11 | Office, Small | 98.58% | 1.422% | 100%
Floorspace-Based | FCZ11 | Refrigerated Warehouse | 100% | 0% | 100%
Floorspace-Based | FCZ11 | Restaurant | 100% | 0% | 100%
Floorspace-Based | FCZ11 | Retail | 87.59% | 12.41% | 100%
Floorspace-Based | FCZ11 | School | 99.87% | 0.13% | 100%
Floorspace-Based | FCZ11 | Warehouse | 90.65% | 9.355% | 100%
Floorspace-Based | FCZ11 | All Commercial | 90.79% | 9.21% | 100%
Floorspace-Based | FCZ12c | College | 30.68% | 69.32% | 100%
Floorspace-Based | FCZ12c | Food Stores | 98.74% | 1.264% | 100%
Floorspace-Based | FCZ12c | Health Care | 77.4% | 22.6% | 100%
Floorspace-Based | FCZ12c | Lodging | 73.33% | 26.67% | 100%
Floorspace-Based | FCZ12c | Miscellaneous | 98.06% | 1.941% | 100%
Floorspace-Based | FCZ12c | Office, Large | 82.32% | 17.68% | 100%
Floorspace-Based | FCZ12c | Office, Small | 92.57% | 7.429% | 100%
Floorspace-Based | FCZ12c | Refrigerated Warehouse | 100% | 0% | 100%
Floorspace-Based | FCZ12c | Restaurant | 100% | 0% | 100%
Floorspace-Based | FCZ12c | Retail | 84.94% | 15.06% | 100%
Floorspace-Based | FCZ12c | School | 75.2% | 24.8% | 100%
Floorspace-Based | FCZ12c | Warehouse | 89.63% | 10.37% | 100%
Floorspace-Based | FCZ12c | All Commercial | 83.74% | 16.26% | 100%
Floorspace-Based | FCZ12i | College | 24.68% | 75.32% | 100%
Floorspace-Based | FCZ12i | Food Stores | 100% | 0% | 100%
Floorspace-Based | FCZ12i | Health Care | 95.38% | 4.618% | 100%
Floorspace-Based | FCZ12i | Lodging | 67.73% | 32.27% | 100%
Floorspace-Based | FCZ12i | Miscellaneous | 98.25% | 1.75% | 100%
Floorspace-Based | FCZ12i | Office, Large | 82.2% | 17.8% | 100%
Floorspace-Based | FCZ12i | Office, Small | 96.16% | 3.836% | 100%
Floorspace-Based | FCZ12i | Refrigerated Warehouse | 100% | 0% | 100%
Floorspace-Based | FCZ12i | Restaurant | 100% | 0% | 100%
Floorspace-Based | FCZ12i | Retail | 94.56% | 5.436% | 100%
Floorspace-Based | FCZ12i | School | 100% | 0% | 100%
Floorspace-Based | FCZ12i | Warehouse | 100% | 0% | 100%
Floorspace-Based | FCZ12i | All Commercial | 90.59% | 9.407% | 100%
Floorspace-Based | FCZ13 | College | 25.76% | 74.24% | 100%
Floorspace-Based | FCZ13 | Food Stores | 100% | 0% | 100%
Floorspace-Based | FCZ13 | Health Care | 76.5% | 23.5% | 100%
Floorspace-Based | FCZ13 | Lodging | 89.19% | 10.81% | 100%
Floorspace-Based | FCZ13 | Miscellaneous | 100% | 0% | 100%
Floorspace-Based | FCZ13 | Office, Large | 71.88% | 28.12% | 100%
Floorspace-Based | FCZ13 | Office, Small | 99.23% | 0.7743% | 100%
Floorspace-Based | FCZ13 | Refrigerated Warehouse | 100% | 0% | 100%
Floorspace-Based | FCZ13 | Restaurant | 100% | 0% | 100%
Floorspace-Based | FCZ13 | Retail | 96.48% | 3.519% | 100%
Floorspace-Based | FCZ13 | School | 100% | 0% | 100%
Floorspace-Based | FCZ13 | Warehouse | 100% | 0% | 100%
Floorspace-Based | FCZ13 | All Commercial | 90.07% | 9.933% | 100%
Floorspace-Based | FCZ16 | College | 0.03582% | 99.96% | 100%
Floorspace-Based | FCZ16 | Food Stores | 93.54% | 6.456% | 100%
Floorspace-Based | FCZ16 | Health Care | 48.46% | 51.54% | 100%
Floorspace-Based | FCZ16 | Lodging | 86.9% | 13.1% | 100%
Floorspace-Based | FCZ16 | Miscellaneous | 95.75% | 4.247% | 100%
Floorspace-Based | FCZ16 | Office, Large | 44.32% | 55.68% | 100%
Floorspace-Based | FCZ16 | Office, Small | 99.66% | 0.342% | 100%
Floorspace-Based | FCZ16 | Refrigerated Warehouse | 83.99% | 16.01% | 100%
Floorspace-Based | FCZ16 | Restaurant | 100% | 0% | 100%
Floorspace-Based | FCZ16 | Retail | 99.34% | 0.6613% | 100%
Floorspace-Based | FCZ16 | School | 89.31% | 10.69% | 100%
Floorspace-Based | FCZ16 | Warehouse | 65.46% | 34.54% | 100%
Floorspace-Based | FCZ16 | All Commercial | 70.31% | 29.69% | 100%
Floorspace-Based | FCZ17 | College | 100% | 0% | 100%
Floorspace-Based | FCZ17 | Food Stores | 100% | 0% | 100%
Floorspace-Based | FCZ17 | Health Care | 70.97% | 29.03% | 100%
Floorspace-Based | FCZ17 | Lodging | 100% | 0% | 100%
Floorspace-Based | FCZ17 | Miscellaneous | 98.92% | 1.08% | 100%
Floorspace-Based | FCZ17 | Office, Large | 77.82% | 22.18% | 100%
Floorspace-Based | FCZ17 | Office, Small | 100% | 0% | 100%
Floorspace-Based | FCZ17 | Refrigerated Warehouse | 100% | 0% | 100%
Floorspace-Based | FCZ17 | Restaurant | 100% | 0% | 100%
Floorspace-Based | FCZ17 | Retail | 98.53% | 1.474% | 100%
Floorspace-Based | FCZ17 | School | 100% | 0% | 100%
Floorspace-Based | FCZ17 | Warehouse | 100% | 0% | 100%
Floorspace-Based | FCZ17 | All Commercial | 95.33% | 4.671% | 100%
Sites-Based | Statewide | College | 97.88% | 2.116% | 100% | ↓ % of number of Commercial sites
Sites-Based | Statewide | Food Stores | 99.5% | 0.499% | 100%
Sites-Based | Statewide | Health Care | 97.93% | 2.068% | 100%
Sites-Based | Statewide | Lodging | 92.38% | 7.619% | 100%
Sites-Based | Statewide | Miscellaneous | 98.85% | 1.154% | 100%
Sites-Based | Statewide | Office, Large | 79.33% | 20.67% | 100%
Sites-Based | Statewide | Office, Small | 99.15% | 0.8494% | 100%
Sites-Based | Statewide | Refrigerated Warehouse | 99.36% | 0.64% | 100%
Sites-Based | Statewide | Restaurant | 99.97% | 0.02525% | 100%
Sites-Based | Statewide | Retail | 98.58% | 1.424% | 100%
Sites-Based | Statewide | School | 98.61% | 1.39% | 100%
Sites-Based | Statewide | Warehouse | 97.95% | 2.052% | 100%
Sites-Based | Statewide | All Commercial | 98.57% | 1.427% | 100%
Sites-Based | PG&E Tot | College | 97.03% | 2.975% | 100%
Sites-Based | PG&E Tot | Food Stores | 99.7% | 0.2986% | 100%
Sites-Based | PG&E Tot | Health Care | 98.14% | 1.86% | 100%
Sites-Based | PG&E Tot | Lodging | 90.98% | 9.02% | 100%
Sites-Based | PG&E Tot | Miscellaneous | 98.95% | 1.054% | 100%
Sites-Based | PG&E Tot | Office, Large | 73.56% | 26.44% | 100%
Sites-Based | PG&E Tot | Office, Small | 99.24% | 0.7591% | 100%
Sites-Based | PG&E Tot | Refrigerated Warehouse | 99.02% | 0.9752% | 100%
Sites-Based | PG&E Tot | Restaurant | 100% | 0% | 100%
Sites-Based | PG&E Tot | Retail | 98.1% | 1.898% | 100%
Sites-Based | PG&E Tot | School | 98.36% | 1.638% | 100%
Sites-Based | PG&E Tot | Warehouse | 97.86% | 2.138% | 100%
Sites-Based | PG&E Tot | All Commercial | 98.39% | 1.615% | 100%
Sites-Based | SCE Tot | College | 98.72% | 1.276% | 100%
Sites-Based | SCE Tot | Food Stores | 99.38% | 0.6246% | 100%
Sites-Based | SCE Tot | Health Care | 98.01% | 1.986% | 100%
Sites-Based | SCE Tot | Lodging | 96.47% | 3.526% | 100%
Sites-Based | SCE Tot | Miscellaneous | 98.45% | 1.549% | 100%
Sites-Based | SCE Tot | Office, Large | 83.33% | 16.67% | 100%
Sites-Based | SCE Tot | Office, Small | 99.32% | 0.6821% | 100%
Sites-Based | SCE Tot | Refrigerated Warehouse | 100% | 0% | 100%
Sites-Based | SCE Tot | Restaurant | 99.94% | 0.06097% | 100%
Sites-Based | SCE Tot | Retail | 98.58% | 1.418% | 100%
Sites-Based | SCE Tot | School | 99.81% | 0.1852% | 100%
Sites-Based | SCE Tot | Warehouse | 97.75% | 2.253% | 100%
Sites-Based | SCE Tot | All Commercial | 98.72% | 1.285% | 100%
Sites-Based | SDG&E Tot | College | 97.91% | 2.089% | 100%
Sites-Based | SDG&E Tot | Food Stores | 99.8% | 0.1953% | 100%
Sites-Based | SDG&E Tot | Health Care | 95.69% | 4.312% | 100%
Sites-Based | SDG&E Tot | Lodging | 90.01% | 9.992% | 100%
Sites-Based | SDG&E Tot | Miscellaneous | 98.92% | 1.075% | 100%
Sites-Based | SDG&E Tot | Office, Large | 85.75% | 14.25% | 100%
Sites-Based | SDG&E Tot | Office, Small | 97.63% | 2.365% | 100%
Sites-Based | SDG&E Tot | Refrigerated Warehouse | 100% | 0% | 100%
Sites-Based | SDG&E Tot | Restaurant | 100% | 0% | 100%
Sites-Based | SDG&E Tot | Retail | 97.31% | 2.689% | 100%
Sites-Based | SDG&E Tot | School | 97.31% | 2.692% | 100%
Sites-Based | SDG&E Tot | Warehouse | 98.56% | 1.436% | 100%
Sites-Based | SDG&E Tot | All Commercial | 97.74% | 2.261% | 100%
Sites-Based | LADWP Tot | College | 96.91% | 3.093% | 100%
Sites-Based | LADWP Tot | Food Stores | 98.83% | 1.169% | 100%
Sites-Based | LADWP Tot | Health Care | 99.07% | 0.9265% | 100%
Sites-Based | LADWP Tot | Lodging | 83.25% | 16.75% | 100%
Sites-Based | LADWP Tot | Miscellaneous | 99.5% | 0.4975% | 100%
Sites-Based | LADWP Tot | Office, Large | 79.64% | 20.36% | 100%
Sites-Based | LADWP Tot | Office, Small | 99.87% | 0.1295% | 100%
Sites-Based | LADWP Tot | Refrigerated Warehouse | 97.29% | 2.706% | 100%
Sites-Based | LADWP Tot | Restaurant | 100% | 0% | 100%
Sites-Based | LADWP Tot | Retail | 99.75% | 0.2535% | 100%
Sites-Based | LADWP Tot | School | 94.31% | 5.688% | 100%
Sites-Based | LADWP Tot | Warehouse | 98.11% | 1.89% | 100%
Sites-Based | LADWP Tot | All Commercial | 99.06% | 0.9422% | 100%
Sites-Based | SMUD Tot | College | 94.81% | 5.187% | 100%
Sites-Based | SMUD Tot | Food Stores | 100% | 0% | 100%
Sites-Based | SMUD Tot | Health Care | 96.85% | 3.147% | 100%
Sites-Based | SMUD Tot | Lodging | 88.1% | 11.9% | 100%
Sites-Based | SMUD Tot | Miscellaneous | 100% | 0% | 100%
Sites-Based | SMUD Tot | Office, Large | 77.72% | 22.28% | 100%
Sites-Based | SMUD Tot | Office, Small | 99.22% | 0.7769% | 100%
Sites-Based | SMUD Tot | Refrigerated Warehouse | 100% | 0% | 100%
Sites-Based | SMUD Tot | Restaurant | 100% | 0% | 100%
Sites-Based | SMUD Tot | Retail | 99.64% | 0.3608% | 100%
Sites-Based | SMUD Tot | School | 100% | 0% | 100%
Sites-Based | SMUD Tot | Warehouse | 100% | 0% | 100%
Sites-Based | SMUD Tot | All Commercial | 99.07% | 0.9338% | 100%
Sites-Based | FCZ01 Tot | College | 97.36% | 2.642% | 100%
Sites-Based | FCZ01 Tot | Food Stores | 99.74% | 0.2605% | 100%
Sites-Based | FCZ01 Tot | Health Care | 97.56% | 2.436% | 100%
Sites-Based | FCZ01 Tot | Lodging | 93.49% | 6.51% | 100%
Sites-Based | FCZ01 Tot | Miscellaneous | 98.58% | 1.417% | 100%
Sites-Based | FCZ01 Tot | Office, Large | 71.62% | 28.38% | 100%
Sites-Based | FCZ01 Tot | Office, Small | 98.87% | 1.125% | 100%
Sites-Based | FCZ01 Tot | Refrigerated Warehouse | 98.58% | 1.42% | 100%
Sites-Based | FCZ01 Tot | Restaurant | 100% | 0% | 100%
Sites-Based | FCZ01 Tot | Retail | 98.73% | 1.266% | 100%
Sites-Based | FCZ01 Tot | School | 99.14% | 0.8556% | 100%
Sites-Based | FCZ01 Tot | Warehouse | 97.66% | 2.338% | 100%
Sites-Based | FCZ01 Tot | All Commercial | 98.1% | 1.899% | 100%
Sites-Based | FCZ02 Tot | College | 94.28% | 5.717% | 100%
Sites-Based | FCZ02 Tot | Food Stores | 100% | 0% | 100%
Sites-Based | FCZ02 Tot | Health Care | 99.08% | 0.9225% | 100%
Sites-Based | FCZ02 Tot | Lodging | 85.39% | 14.61% | 100%
Sites-Based | FCZ02 Tot | Miscellaneous | 99.17% | 0.8324% | 100%
Sites-Based | FCZ02 Tot | Office, Large | 68.56% | 31.44% | 100%
Sites-Based | FCZ02 Tot | Office, Small | 99.1% | 0.8969% | 100%
Sites-Based | FCZ02 Tot | Refrigerated Warehouse | 100% | 0% | 100%
Sites-Based | FCZ02 Tot | Restaurant | 100% | 0% | 100%
Sites-Based | FCZ02 Tot | Retail | 97.43% | 2.571% | 100%
Sites-Based | FCZ02 Tot | School | 95.44% | 4.557% | 100%
Sites-Based | FCZ02 Tot | Warehouse | 98.85% | 1.151% | 100%
Sites-Based | FCZ02 Tot | All Commercial | 98.25% | 1.75% | 100%
Sites-Based | FCZ03 Tot | College | 97.64% | 2.362% | 100%
Sites-Based | FCZ03 Tot | Food Stores | 96.01% | 3.987% | 100%
Sites-Based | FCZ03 Tot | Health Care | 100% | 0% | 100%
Sites-Based | FCZ03 Tot | Lodging | 81.62% | 18.38% | 100%
Sites-Based | FCZ03 Tot | Miscellaneous | 99.81% | 0.1893% | 100%
Sites-Based | FCZ03 Tot | Office, Large | 100% | 0% | 100%
Sites-Based | FCZ03 Tot | Office, Small | 99.38% | 0.6196% | 100%
Sites-Based | FCZ03 Tot | Refrigerated Warehouse | 100% | 0% | 100%
Sites-Based | FCZ03 Tot | Restaurant | 100% | 0% | 100%
Sites-Based | FCZ03 Tot | Retail | 97.79% | 2.21% | 100%
Sites-Based | FCZ03 Tot | School | 100% | 0% | 100%
Sites-Based | FCZ03 Tot | Warehouse | 100% | 0% | 100%
Sites-Based | FCZ03 Tot | All Commercial | 98.8% | 1.205% | 100%
Sites-Based | FCZ04 Tot | College | 97.12% | 2.883% | 100%
Sites-Based | FCZ04 Tot | Food Stores | 100% | 0% | 100%
Sites-Based | FCZ04 Tot | Health Care | 99.19% | 0.8149% | 100%
Sites-Based | FCZ04 Tot | Lodging | 92.21% | 7.792% | 100%
Sites-Based | FCZ04 Tot | Miscellaneous | 99% | 0.9988% | 100%
Sites-Based | FCZ04 Tot | Office, Large | 86.3% | 13.7% | 100%
Sites-Based | FCZ04 Tot | Office, Small | 99.36% | 0.642% | 100%
Sites-Based | FCZ04 Tot | Refrigerated Warehouse | 100% | 0% | 100%
Sites-Based | FCZ04 Tot | Restaurant | 100% | 0% | 100%
Sites-Based | FCZ04 Tot | Retail | 96.52% | 3.483% | 100%
Sites-Based | FCZ04 Tot | School | 97.98% | 2.018% | 100%
Sites-Based | FCZ04 Tot | Warehouse | 97.8% | 2.204% | 100%
Sites-Based | FCZ04 Tot | All Commercial | 98.47% | 1.533% | 100%
Sites-Based | FCZ05 Tot | College | 93.15% | 6.854% | 100%
Sites-Based | FCZ05 Tot | Food Stores | 99.83% | 0.1669% | 100%
Sites-Based | FCZ05 Tot | Health Care | 98.25% | 1.751% | 100%
Sites-Based | FCZ05 Tot | Lodging | 97.52% | 2.484% | 100%
Sites-Based | FCZ05 Tot | Miscellaneous | 99.65% | 0.3527% | 100%
Sites-Based | FCZ05 Tot | Office, Large | 82.9% | 17.1% | 100%
Sites-Based | FCZ05 Tot | Office, Small | 99.9% | 0.1022% | 100%
Sites-Based | FCZ05 Tot | Refrigerated Warehouse | 97.67% | 2.327% | 100%
Sites-Based | FCZ05 Tot | Restaurant | 100% | 0% | 100%
Sites-Based | FCZ05 Tot | Retail | 99.36% | 0.6413% | 100%
Sites-Based | FCZ05 Tot | School | 97.33% | 2.667% | 100%
Sites-Based | FCZ05 Tot | Warehouse | 100% | 0% | 100%
Sites-Based | FCZ05 Tot | All Commercial | 99.43% | 0.5749% | 100%
Sites-Based | FCZ06 Tot | College | 98.69% | 1.305% | 100%
Sites-Based | FCZ06 Tot | Food Stores | 100% | 0% | 100%
Sites-Based | FCZ06 Tot | Health Care | 96.32% | 3.677% | 100%
Sites-Based | FCZ06 Tot | Lodging | 90.05% | 9.954% | 100%
Sites-Based | FCZ06 Tot | Miscellaneous | 99.61% | 0.3861% | 100%
Sites-Based | FCZ06 Tot | Office, Large | 64.28% | 35.72% | 100%
Sites-Based | FCZ06 Tot | Office, Small | 99.71% | 0.291% | 100%
Sites-Based | FCZ06 Tot | Refrigerated Warehouse | 100% | 0% | 100%
Sites-Based | FCZ06 Tot | Restaurant | 100% | 0% | 100%
Sites-Based | FCZ06 Tot | Retail | 95.87% | 4.131% | 100%
Sites-Based | FCZ06 Tot | School | 100% | 0% | 100%
Sites-Based | FCZ06 Tot | Warehouse | 93.48% | 6.518% | 100%
Sites-Based | FCZ06 Tot | All Commercial | 98.2% | 1.805% | 100%
Sites-Based | FCZ07 Tot | College | 98.03% | 1.966% | 100%
Sites-Based | FCZ07 Tot | Food Stores | 99.46% | 0.5433% | 100%
Sites-Based | FCZ07 Tot | Health Care | 97.29% | 2.712% | 100%
Sites-Based | FCZ07 Tot | Lodging | 97.3% | 2.699% | 100%
Sites-Based | FCZ07 Tot | Miscellaneous | 98.55% | 1.453% | 100%
Sites-Based | FCZ07 Tot | Office, Large | 84.48% | 15.52% | 100%
Sites-Based | FCZ07 Tot | Office, Small | 99.19% | 0.8129% | 100%
Sites-Based | FCZ07 Tot | Refrigerated Warehouse | 100% | 0% | 100%
Sites-Based | FCZ07 Tot | Restaurant | 99.9% | 0.09708% | 100%
Sites-Based | FCZ07 Tot | Retail | 98.65% | 1.345% | 100%
Sites-Based | FCZ07 Tot | School | 100% | 0% | 100%
Sites-Based | FCZ07 Tot | Warehouse | 97.62% | 2.383% | 100%
Sites-Based | FCZ07 Tot | All Commercial | 98.69% | 1.308% | 100%
Sites-Based | FCZ08 Tot | College | 93.29% | 6.705% | 100%
Sites-Based | FCZ08 Tot | Food Stores | 100% | 0% | 100%
Sites-Based | FCZ08 Tot | Health Care | 100% | 0% | 100%
Sites-Based | FCZ08 Tot | Lodging | 98.35% | 1.651% | 100%
Sites-Based | FCZ08 Tot | Miscellaneous | 97.94% | 2.062% | 100%
Sites-Based | FCZ08 Tot | Office, Large | 55.2% | 44.8% | 100%
Sites-Based | FCZ08 Tot | Office, Small | 99.07% | 0.9329% | 100%
Sites-Based | FCZ08 Tot | Refrigerated Warehouse | 100% | 0% | 100%
Sites-Based | FCZ08 Tot | Restaurant | 100% | 0% | 100%
Sites-Based | FCZ08 Tot | Retail | 97.92% | 2.081% | 100%
Sites-Based | FCZ08 Tot | School | 100% | 0% | 100%
Sites-Based | FCZ08 Tot | Warehouse | 98.7% | 1.301% | 100%
Sites-Based | FCZ08 Tot | All Commercial | 97.99% | 2.007% | 100%
Sites-Based | FCZ09 Tot | College | 100% | 0% | 100%
Sites-Based | FCZ09 Tot | Food Stores | 100% | 0% | 100%
Sites-Based | FCZ09 Tot | Health Care | 98.94% | 1.057% | 100%
Sites-Based | FCZ09 Tot | Lodging | 93.69% | 6.308% | 100%
Sites-Based | FCZ09 Tot | Miscellaneous | 99.75% | 0.2491% | 100%
Sites-Based | FCZ09 Tot | Office, Large | 100% | 0% | 100%
Sites-Based | FCZ09 Tot | Office, Small | 100% | 0% | 100%
Sites-Based | FCZ09 Tot | Refrigerated Warehouse | 100% | 0% | 100%
Sites-Based | FCZ09 Tot | Restaurant | 100% | 0% | 100%
Sites-Based | FCZ09 Tot | Retail | 98.52% | 1.484% | 100%
Sites-Based | FCZ09 Tot | School | 98.01% | 1.993% | 100%
Sites-Based | FCZ09 Tot | Warehouse | 100% | 0% | 100%
Sites-Based | FCZ09 Tot | All Commercial | 99.39% | 0.6145% | 100%
Sites-Based | FCZ10 Tot | College | 99.57% | 0.4274% | 100%
Sites-Based | FCZ10 Tot | Food Stores | 97.9% | 2.101% | 100%
Sites-Based | FCZ10 Tot | Health Care | 97.52% | 2.481% | 100%
Sites-Based | FCZ10 Tot | Lodging | 95.47% | 4.532% | 100%
Sites-Based | FCZ10 Tot | Miscellaneous | 97.42% | 2.578% | 100%
Sites-Based | FCZ10 Tot | Office, Large | 93.51% | 6.485% | 100%
Sites-Based | FCZ10 Tot | Office, Small | 99.47% | 0.525% | 100%
Sites-Based | FCZ10 Tot | Refrigerated Warehouse | 100% | 0% | 100%
Sites-Based | FCZ10 Tot | Restaurant | 100% | 0% | 100%
Sites-Based | FCZ10 Tot | Retail | 99.14% | 0.862% | 100%
Sites-Based | FCZ10 Tot | School | 100% | 0% | 100%
Sites-Based | FCZ10 Tot | Warehouse | 98.13% | 1.872% | 100%
Sites-Based | FCZ10 Tot | All Commercial | 98.75% | 1.251% | 100%
Sites-Based | FCZ11 Tot | College | 100% | 0% | 100%
Sites-Based | FCZ11 Tot | Food Stores | 100% | 0% | 100%
Sites-Based | FCZ11 Tot | Health Care | 98.49% | 1.506% | 100%
Sites-Based | FCZ11 Tot | Lodging | 93.81% | 6.189% | 100%
Sites-Based | FCZ11 Tot | Miscellaneous | 99.05% | 0.9503% | 100%
Sites-Based | FCZ11 Tot | Office, Large | 90.18% | 9.822% | 100%
Sites-Based | FCZ11 Tot | Office, Small | 99.63% | 0.371% | 100%
Sites-Based | FCZ11 Tot | Refrigerated Warehouse | 100% | 0% | 100%
Sites-Based | FCZ11 Tot | Restaurant | 100% | 0% | 100%
Sites-Based | FCZ11 Tot | Retail | 97.91% | 2.092% | 100%
Sites-Based | FCZ11 Tot | School | 99.87% | 0.1286% | 100%
Sites-Based | FCZ11 Tot | Warehouse | 96.97% | 3.029% | 100%
Sites-Based | FCZ11 Tot | All Commercial | 98.95% | 1.051% | 100%
Sites-Based | FCZ12c Tot | College | 98.26% | 1.743% | 100%
Sites-Based | FCZ12c Tot | Food Stores | 99.69% | 0.3136% | 100%
Sites-Based | FCZ12c Tot | Health Care | 93.42% | 6.583% | 100%
Sites-Based | FCZ12c Tot | Lodging | 89.03% | 10.97% | 100%
Sites-Based | FCZ12c Tot | Miscellaneous | 98.54% | 1.457% | 100%
Sites-Based | FCZ12c Tot | Office, Large | 85.8% | 14.2% | 100%
Sites-Based | FCZ12c Tot | Office, Small | 97.96% | 2.041% | 100%
Sites-Based | FCZ12c Tot | Refrigerated Warehouse | 100% | 0% | 100%
Sites-Based | FCZ12c Tot | Restaurant | 100% | 0% | 100%
Sites-Based | FCZ12c Tot | Retail | 96.7% | 3.302% | 100%
Sites-Based | FCZ12c Tot | School | 95.4% | 4.601% | 100%
Sites-Based | FCZ12c Tot | Warehouse | 97.8% | 2.202% | 100%
Sites-Based | FCZ12c Tot | All Commercial | 97.48% | 2.52% | 100%
Sites-Based | FCZ12i Tot | College | 97.3% | 2.701% | 100%
Sites-Based | FCZ12i Tot | Food Stores | 100% | 0% | 100%
Sites-Based | FCZ12i Tot | Health Care | 98.54% | 1.46% | 100%
Sites-Based | FCZ12i Tot | Lodging | 92.21% | 7.793% | 100%
Sites-Based | FCZ12i Tot | Miscellaneous | 99.46% | 0.5414% | 100%
Sites-Based | FCZ12i Tot | Office, Large | 85.47% | 14.53% | 100%
Sites-Based | FCZ12i Tot | Office, Small | 96.86% | 3.136% | 100%
Sites-Based | FCZ12i Tot | Refrigerated Warehouse | 100% | 0% | 100%
Sites-Based | FCZ12i Tot | Restaurant | 100% | 0% | 100%
Sites-Based | FCZ12i Tot | Retail | 98.33% | 1.67% | 100%
Sites-Based | FCZ12i Tot | School | 100% | 0% | 100%
Sites-Based | FCZ12i Tot | Warehouse | 100% | 0% | 100%
Sites-Based | FCZ12i Tot | All Commercial | 98.24% | 1.762% | 100%
Sites-Based | FCZ13 Tot | College | 94.81% | 5.187% | 100%
Sites-Based | FCZ13 Tot | Food Stores | 100% | 0% | 100%
Sites-Based | FCZ13 Tot | Health Care | 96.85% | 3.147% | 100%
Sites-Based | FCZ13 Tot | Lodging | 88.1% | 11.9% | 100%
Sites-Based | FCZ13 Tot | Miscellaneous | 100% | 0% | 100%
Sites-Based | FCZ13 Tot | Office, Large | 77.72% | 22.28% | 100%
Sites-Based | FCZ13 Tot | Office, Small | 99.22% | 0.7769% | 100%
Sites-Based | FCZ13 Tot | Refrigerated Warehouse | 100% | 0% | 100%
Sites-Based | FCZ13 Tot | Restaurant | 100% | 0% | 100%
Sites-Based | FCZ13 Tot | Retail | 99.64% | 0.3608% | 100%
Sites-Based | FCZ13 Tot | School | 100% | 0% | 100%
Sites-Based | FCZ13 Tot | Warehouse | 100% | 0% | 100%
Sites-Based | FCZ13 Tot | All Commercial | 99.07% | 0.9338% | 100%
Sites-Based | FCZ16 Tot | College | 56.24% | 43.76% | 100%
Sites-Based | FCZ16 Tot | Food Stores | 98.41% | 1.593% | 100%
Sites-Based | FCZ16 Tot | Health Care | 98.97% | 1.031% | 100%
Sites-Based | FCZ16 Tot | Lodging | 81.64% | 18.36% | 100%
Sites-Based | FCZ16 Tot | Miscellaneous | 99.37% | 0.6275% | 100%
Sites-Based | FCZ16 Tot | Office, Large | 76.74% | 23.26% | 100%
Sites-Based | FCZ16 Tot | Office, Small | 99.8% | 0.1989% | 100%
Sites-Based | FCZ16 Tot | Refrigerated Warehouse | 96% | 4% | 100%
Sites-Based | FCZ16 Tot | Restaurant | 100% | 0% | 100%
Sites-Based | FCZ16 Tot | Retail | 99.81% | 0.1914% | 100%
Sites-Based | FCZ16 Tot | School | 92.41% | 7.589% | 100%
Sites-Based | FCZ16 Tot | Warehouse | 96.28% | 3.723% | 100%
Sites-Based | FCZ16 Tot | All Commercial | 98.77% | 1.23% | 100%
Sites-Based | FCZ17 Tot | College | 100% | 0% | 100%
Sites-Based | FCZ17 Tot | Food Stores | 100% | 0% | 100%
Sites-Based | FCZ17 Tot | Health Care | 99.27% | 0.726% | 100%
Sites-Based | FCZ17 Tot | Lodging | 100% | 0% | 100%
Sites-Based | FCZ17 Tot | Miscellaneous | 99.77% | 0.2342% | 100%
Sites-Based | FCZ17 Tot | Office, Large | 91.62% | 8.383% | 100%
Sites-Based | FCZ17 Tot | Office, Small | 100% | 0% | 100%
Sites-Based | FCZ17 Tot | Refrigerated Warehouse | 100% | 0% | 100%
Sites-Based | FCZ17 Tot | Restaurant | 100% | 0% | 100%
Sites-Based | FCZ17 Tot | Retail | 99.55% | 0.453% | 100%
Sites-Based | FCZ17 Tot | School | 100% | 0% | 100%
Sites-Based | FCZ17 Tot | Warehouse | 100% | 0% | 100%
Sites-Based | FCZ17 Tot | All Commercial | 99.74% | 0.258% | 100%
Sites-Based | PG&E | College | 96.98% | 3.016% | 100%
Sites-Based | PG&E | Food Stores | 99.7% | 0.2996% | 100%
Sites-Based | PG&E | Health Care | 98.17% | 1.833% | 100%
Sites-Based | PG&E | Lodging | 91% | 8.999% | 100%
Sites-Based | PG&E | Miscellaneous | 99.1% | 0.8992% | 100%
Sites-Based | PG&E | Office, Large | 73.64% | 26.36% | 100%
Sites-Based | PG&E | Office, Small | 99.27% | 0.7314% | 100%
Sites-Based | PG&E | Refrigerated Warehouse | 98.99% | 1.012% | 100%
Sites-Based | PG&E | Restaurant | 100% | 0% | 100%
Sites-Based | PG&E | Retail | 98.09% | 1.906% | 100%
Sites-Based | PG&E | School | 98.34% | 1.656% | 100%
Sites-Based | PG&E | Warehouse | 97.87% | 2.134% | 100%
Sites-Based | PG&E | All Commercial | 98.41% | 1.588% | 100%
Sites-Based | SCE | College | 98.19% | 1.807% | 100%
Sites-Based | SCE | Food Stores | 99.36% | 0.6372% | 100%
Sites-Based | SCE | Health Care | 98.03% | 1.969% | 100%
Sites-Based | SCE | Lodging | 96.42% | 3.577% | 100%
Sites-Based | SCE | Miscellaneous | 98.44% | 1.562% | 100%
Sites-Based | SCE | Office, Large | 83.05% | 16.95% | 100%
Sites-Based | SCE | Office, Small | 99.31% | 0.6937% | 100%
Sites-Based | SCE | Refrigerated Warehouse | 100% | 0% | 100%
Sites-Based | SCE | Restaurant | 99.94% | 0.06213% | 100%
Sites-Based | SCE | Retail | 98.6% | 1.4% | 100%
Sites-Based | SCE | School | 99.8% | 0.1968% | 100%
Sites-Based | SCE | Warehouse | 97.8% | 2.198% | 100%
Sites-Based | SCE | All Commercial | 98.71% | 1.292% | 100%
Sites-Based | SDG&E | College | 97.91% | 2.089% | 100%
Sites-Based | SDG&E | Food Stores | 99.8% | 0.1953% | 100%
Sites-Based | SDG&E | Health Care | 95.69% | 4.312% | 100%
Sites-Based | SDG&E | Lodging | 90.01% | 9.992% | 100%
Sites-Based | SDG&E | Miscellaneous | 98.92% | 1.075% | 100%
Sites-Based | SDG&E | Office, Large | 85.75% | 14.25% | 100%
Sites-Based | SDG&E | Office, Small | 97.63% | 2.365% | 100%
Sites-Based | SDG&E | Refrigerated Warehouse | 100% | 0% | 100%
Sites-Based | SDG&E | Restaurant | 100% | 0% | 100%
Sites-Based | SDG&E | Retail | 97.31% | 2.689% | 100%
Sites-Based | SDG&E | School | 97.31% | 2.692% | 100%
Sites-Based | SDG&E | Warehouse | 98.56% | 1.436% | 100%
Sites-Based | SDG&E | All Commercial | 97.74% | 2.261% | 100%
Sites-Based | LADWP | College | 96.91% | 3.093% | 100%
Sites-Based | LADWP | Food Stores | 98.83% | 1.169% | 100%
Sites-Based | LADWP | Health Care | 99.07% | 0.9265% | 100%
Sites-Based | LADWP | Lodging | 83.25% | 16.75% | 100%
Sites-Based | LADWP | Miscellaneous | 99.5% | 0.4975% | 100%
Sites-Based | LADWP | Office, Large | 79.64% | 20.36% | 100%
Sites-Based | LADWP | Office, Small | 99.87% | 0.1295% | 100%
Sites-Based | LADWP | Refrigerated Warehouse | 97.29% | 2.706% | 100%
Sites-Based | LADWP | Restaurant | 100% | 0% | 100%
Sites-Based | LADWP | Retail | 99.75% | 0.2535% | 100%
Sites-Based | LADWP | School | 94.31% | 5.688% | 100%
Sites-Based | LADWP | Warehouse | 98.11% | 1.89% | 100%
Sites-Based | LADWP | All Commercial | 99.06% | 0.9422% | 100%
Sites-Based | SMUD | College | 94.81% | 5.187% | 100%
Sites-Based | SMUD | Food Stores | 100% | 0% | 100%
Sites-Based | SMUD | Health Care | 96.85% | 3.147% | 100%
Sites-Based | SMUD | Lodging | 88.1% | 11.9% | 100%
Sites-Based | SMUD | Miscellaneous | 100% | 0% | 100%
Sites-Based | SMUD | Office, Large | 77.72% | 22.28% | 100%
Sites-Based | SMUD | Office, Small | 99.22% | 0.7769% | 100%
Sites-Based | SMUD | Refrigerated Warehouse | 100% | 0% | 100%
Sites-Based | SMUD | Restaurant | 100% | 0% | 100%
Sites-Based | SMUD | Retail | 99.64% | 0.3608% | 100%
Sites-Based | SMUD | School | 100% | 0% | 100%
Sites-Based | SMUD | Warehouse | 100% | 0% | 100%
Sites-Based | SMUD | All Commercial | 99.07% | 0.9338% | 100%
Sites-Based | FCZ01 | College | 97.36% | 2.642% | 100%
Sites-Based | FCZ01 | Food Stores | 99.74% | 0.2605% | 100%
Sites-Based | FCZ01 | Health Care | 97.56% | 2.436% | 100%
Sites-Based | FCZ01 | Lodging | 93.49% | 6.51% | 100%
Sites-Based | FCZ01 | Miscellaneous | 98.58% | 1.417% | 100%
Sites-Based | FCZ01 | Office, Large | 71.62% | 28.38% | 100%
Sites-Based | FCZ01 | Office, Small | 98.87% | 1.125% | 100%
Sites-Based | FCZ01 | Refrigerated Warehouse | 98.58% | 1.42% | 100%
Sites-Based | FCZ01 | Restaurant | 100% | 0% | 100%
Sites-Based | FCZ01 | Retail | 98.73% | 1.266% | 100%
Sites-Based | FCZ01 | School | 99.14% | 0.8556% | 100%
Sites-Based | FCZ01 | Warehouse | 97.66% | 2.338% | 100%
Sites-Based | FCZ01 | All Commercial | 98.1% | 1.903% | 100%
Sites-Based | FCZ02 | College | 94.28% | 5.717% | 100%
Sites-Based | FCZ02 | Food Stores | 100% | 0% | 100%
Sites-Based | FCZ02 | Health Care | 99.08% | 0.9225% | 100%
Sites-Based | FCZ02 | Lodging | 85.39% | 14.61% | 100%
Sites-Based | FCZ02 | Miscellaneous | 99.17% | 0.8324% | 100%
Sites-Based | FCZ02 | Office, Large | 68.56% | 31.44% | 100%
Sites-Based | FCZ02 | Office, Small | 99.1% | 0.8969% | 100%
Sites-Based | FCZ02 | Refrigerated Warehouse | 100% | 0% | 100%
Sites-Based | FCZ02 | Restaurant | 100% | 0% | 100%
Sites-Based | FCZ02 | Retail | 97.43% | 2.571% | 100%
Sites-Based | FCZ02 | School | 95.44% | 4.557% | 100%
Sites-Based | FCZ02 | Warehouse | 98.85% | 1.151% | 100%
Sites-Based | FCZ02 | All Commercial | 98.25% | 1.746% | 100%
Sites-Based | FCZ03 | College | 97.64% | 2.362% | 100%
Sites-Based | FCZ03 | Food Stores | 96.01% | 3.987% | 100%
Sites-Based | FCZ03 | Health Care | 100% | 0% | 100%
Sites-Based | FCZ03 | Lodging | 81.62% | 18.38% | 100%
Sites-Based | FCZ03 | Miscellaneous | 99.81% | 0.1893% | 100%
Sites-Based | FCZ03 | Office, Large | 100% | 0% | 100%
Sites-Based | FCZ03 | Office, Small | 99.38% | 0.6196% | 100%
Sites-Based | FCZ03 | Refrigerated Warehouse | 100% | 0% | 100%
Sites-Based | FCZ03 | Restaurant | 100% | 0% | 100%
Sites-Based | FCZ03 | Retail | 97.79% | 2.21% | 100%
Sites-Based | FCZ03 | School | 100% | 0% | 100%
Sites-Based | FCZ03 | Warehouse | 100% | 0% | 100%
Sites-Based | FCZ03 | All Commercial | 98.7% | 1.297% | 100%
Sites-Based | FCZ04 | College | 97.12% | 2.883% | 100%
Sites-Based | FCZ04 | Food Stores | 100% | 0% | 100%
Sites-Based | FCZ04 | Health Care | 99.19% | 0.8149% | 100%
Sites-Based | FCZ04 | Lodging | 92.21% | 7.792% | 100%
Sites-Based | FCZ04 | Miscellaneous | 99% | 0.9988% | 100%
Sites-Based | FCZ04 | Office, Large | 86.3% | 13.7% | 100%
Sites-Based | FCZ04 | Office, Small | 99.36% | 0.6419% | 100%
Sites-Based | FCZ04 | Refrigerated Warehouse | 100% | 0% | 100%
Sites-Based | FCZ04 | Restaurant | 100% | 0% | 100%
Sites-Based | FCZ04 | Retail | 96.52% | 3.483% | 100%
Sites-Based | FCZ04 | School | 97.98% | 2.018% | 100%
Sites-Based | FCZ04 | Warehouse | 97.8% | 2.204% | 100%
Sites-Based | FCZ04 | All Commercial | 98.44% | 1.565% | 100%
Sites-Based | FCZ05 | College | 93.15% | 6.854% | 100%
Sites-Based | FCZ05 | Food Stores | 99.83% | 0.1669% | 100%
Sites-Based | FCZ05 | Health Care | 98.25% | 1.751% | 100%
Sites-Based | FCZ05 | Lodging | 97.52% | 2.484% | 100%
Sites-Based | FCZ05 | Miscellaneous | 99.65% | 0.3527% | 100%
Sites-Based | FCZ05 | Office, Large | 82.9% | 17.1% | 100%
Sites-Based | FCZ05 | Office, Small | 99.9% | 0.1022% | 100%
Sites-Based | FCZ05 | Refrigerated Warehouse | 97.67% | 2.327% | 100%
Sites-Based | FCZ05 | Restaurant | 100% | 0% | 100%
Sites-Based | FCZ05 | Retail | 99.36% | 0.6413% | 100%
Sites-Based | FCZ05 | School | 97.33% | 2.667% | 100%
Sites-Based | FCZ05 | Warehouse | 100% | 0% | 100%
Sites-Based | FCZ05 | All Commercial | 99.43% | 0.5749% | 100%
Sites-Based | FCZ06 | College | 98.69% | 1.305% | 100%
Sites-Based | FCZ06 | Food Stores | 100% | 0% | 100%
Sites-Based | FCZ06 | Health Care | 96.32% | 3.677% | 100%
Sites-Based | FCZ06 | Lodging | 90.05% | 9.954% | 100%
Sites-Based | FCZ06 | Miscellaneous | 99.61% | 0.3861% | 100%
Sites-Based | FCZ06 | Office, Large | 64.28% | 35.72% | 100%
Sites-Based | FCZ06 | Office, Small | 99.71% | 0.291% | 100%
Sites-Based | FCZ06 | Refrigerated Warehouse | 100% | 0% | 100%
Sites-Based | FCZ06 | Restaurant | 100% | 0% | 100%
Sites-Based | FCZ06 | Retail | 95.87% | 4.131% | 100%
Sites-Based | FCZ06 | School | 100% | 0% | 100%
Sites-Based | FCZ06 | Warehouse | 93.48% | 6.518% | 100%
Sites-Based | FCZ06 | All Commercial | 98.2% | 1.799% | 100%
Sites-Based | FCZ07 | College | 98.03% | 1.966% | 100%
Sites-Based | FCZ07 | Food Stores | 99.46% | 0.5433% | 100%
Sites-Based | FCZ07 | Health Care | 97.29% | 2.712% | 100%
Sites-Based | FCZ07 | Lodging | 97.3% | 2.699% | 100%
Sites-Based | FCZ07 | Miscellaneous | 98.55% | 1.453% | 100%
Sites-Based | FCZ07 | Office, Large | 84.48% | 15.52% | 100%
Sites-Based | FCZ07 | Office, Small | 99.19% | 0.8129% | 100%
Sites-Based | FCZ07 | Refrigerated Warehouse | 100% | 0% | 100%
Sites-Based | FCZ07 | Restaurant | 99.9% | 0.09708% | 100%
Sites-Based | FCZ07 | Retail | 98.65% | 1.345% | 100%
Sites-Based | FCZ07 | School | 100% | 0% | 100%
Sites-Based | FCZ07 | Warehouse | 97.62% | 2.383% | 100%
Sites-Based | FCZ07 | All Commercial | 98.7% | 1.298% | 100%
Sites-Based | FCZ08 | College | 93.29% | 6.705% | 100%
Sites-Based | FCZ08 | Food Stores | 100% | 0% | 100%
Sites-Based | FCZ08 | Health Care | 100% | 0% | 100%
Sites-Based | FCZ08 | Lodging | 98.35% | 1.651% | 100%
Sites-Based | FCZ08 | Miscellaneous | 97.94% | 2.062% | 100%
Sites-Based | FCZ08 | Office, Large | 55.2% | 44.8% | 100%
Sites-Based | FCZ08 | Office, Small | 99.07% | 0.9329% | 100%
Sites-Based | FCZ08 | Refrigerated Warehouse | 100% | 0% | 100%
Sites-Based | FCZ08 | Restaurant | 100% | 0% | 100%
Sites-Based | FCZ08 | Retail | 97.92% | 2.081% | 100%
Sites-Based | FCZ08 | School | 100% | 0% | 100%
Sites-Based | FCZ08 | Warehouse | 98.7% | 1.301% | 100%
Sites-Based | FCZ08 | All Commercial | 97.99% | 2.007% | 100%
Sites-Based | FCZ09 | College | 100% | 0% | 100%
Sites-Based | FCZ09 | Food Stores | 100% | 0% | 100%
Sites-Based | FCZ09 | Health Care | 98.94% | 1.057% | 100%
Sites-Based | FCZ09 | Lodging | 93.69% | 6.308% | 100%
Sites-Based | FCZ09 | Miscellaneous | 99.75% | 0.2491% | 100%
Sites-Based | FCZ09 | Office, Large | 100% | 0% | 100%
Sites-Based | FCZ09 | Office, Small | 100% | 0% | 100%
Sites-Based | FCZ09 | Refrigerated Warehouse | 100% | 0% | 100%
Sites-Based | FCZ09 | Restaurant | 100% | 0% | 100%
Sites-Based | FCZ09 | Retail | 98.52% | 1.484% | 100%
Sites-Based | FCZ09 | School | 98.01% | 1.993% | 100%
Sites-Based | FCZ09 | Warehouse | 100% | 0% | 100%
Sites-Based | FCZ09 | All Commercial | 99.39% | 0.6145% | 100%
Sites-Based | FCZ10 | College | 99.57% | 0.4274% | 100%
Sites-Based | FCZ10 | Food Stores | 97.9% | 2.101% | 100%
Sites-Based | FCZ10 | Health Care | 97.52% | 2.481% | 100%
Sites-Based | FCZ10 | Lodging | 95.47% | 4.532% | 100%
Sites-Based | FCZ10 | Miscellaneous | 97.42% | 2.578% | 100%
Sites-Based | FCZ10 | Office, Large | 93.51% | 6.485% | 100%
Sites-Based | FCZ10 | Office, Small | 99.47% | 0.525% | 100%
Sites-Based | FCZ10 | Refrigerated Warehouse | 100% | 0% | 100%
Sites-Based | FCZ10 | Restaurant | 100% | 0% | 100%
Sites-Based | FCZ10 | Retail | 99.14% | 0.862% | 100%
Sites-Based | FCZ10 | School | 100% | 0% | 100%
Sites-Based | FCZ10 | Warehouse | 98.13% | 1.872% | 100%
Sites-Based | FCZ10 | All Commercial | 98.75% | 1.25% | 100%
Sites-Based | FCZ11 | College | 100% | 0% | 100%
Sites-Based | FCZ11 | Food Stores | 100% | 0% | 100%
Sites-Based | FCZ11 | Health Care | 98.49% | 1.506% | 100%
Sites-Based | FCZ11 | Lodging | 93.81% | 6.189% | 100%
Sites-Based | FCZ11 | Miscellaneous | 99.05% | 0.9503% | 100%
Sites-Based | FCZ11 | Office, Large | 90.18% | 9.822% | 100%
Sites-Based | FCZ11 | Office, Small | 99.63% | 0.371% | 100%
Sites-Based | FCZ11 | Refrigerated Warehouse | 100% | 0% | 100%
Sites-Based | FCZ11 | Restaurant | 100% | 0% | 100%
Sites-Based | FCZ11 | Retail | 97.91% | 2.092% | 100%
Sites-Based | FCZ11 | School | 99.87% | 0.1286% | 100%
Sites-Based | FCZ11 | Warehouse | 96.97% | 3.029% | 100%
Sites-Based | FCZ11 | All Commercial | 98.91% | 1.087% | 100%
Sites-Based | FCZ12c | College | 98.26% | 1.743% | 100%
Sites-Based | FCZ12c | Food Stores | 99.69% | 0.3136% | 100%
Sites-Based | FCZ12c | Health Care | 93.42% | 6.583% | 100%
Sites-Based | FCZ12c | Lodging | 89.03% | 10.97% | 100%
Sites-Based | FCZ12c | Miscellaneous | 98.54% | 1.457% | 100%
Sites-Based | FCZ12c | Office, Large | 85.8% | 14.2% | 100%
Sites-Based | FCZ12c | Office, Small | 97.96% | 2.041% | 100%
Sites-Based | FCZ12c | Refrigerated Warehouse | 100% | 0% | 100%
Sites-Based | FCZ12c | Restaurant | 100% | 0% | 100%
Sites-Based | FCZ12c | Retail | 96.7% | 3.302% | 100%
Sites-Based | FCZ12c | School | 95.4% | 4.601% | 100%
Sites-Based | FCZ12c | Warehouse | 97.8% | 2.202% | 100%
Sites-Based | FCZ12c | All Commercial | 97.48% | 2.52% | 100%
Sites-Based | FCZ12i | College | 97.3% | 2.701% | 100%
Sites-Based | FCZ12i | Food Stores | 100% | 0% | 100%
Sites-Based | FCZ12i | Health Care | 98.54% | 1.46% | 100%
Sites-Based | FCZ12i | Lodging | 92.21% | 7.793% | 100%
Sites-Based | FCZ12i | Miscellaneous | 99.46% | 0.5414% | 100%
Sites-Based | FCZ12i | Office, Large | 85.47% | 14.53% | 100%
Sites-Based | FCZ12i | Office, Small | 96.86% | 3.136% | 100%
Sites-Based | FCZ12i | Refrigerated Warehouse | 100% | 0% | 100%
Sites-Based | FCZ12i | Restaurant | 100% | 0% | 100%
Sites-Based | FCZ12i | Retail | 98.33% | 1.67% | 100%
Sites-Based | FCZ12i | School | 100% | 0% | 100%
Sites-Based | FCZ12i | Warehouse | 100% | 0% | 100%
Sites-Based | FCZ12i | All Commercial | 98.24% | 1.762% | 100%
Sites-Based | FCZ13 | College | 94.81% | 5.187% | 100%
Sites-Based | FCZ13 | Food Stores | 100% | 0% | 100%
Sites-Based | FCZ13 | Health Care | 96.85% | 3.147% | 100%
Sites-Based | FCZ13 | Lodging | 88.1% | 11.9% | 100%
Sites-Based | FCZ13 | Miscellaneous | 100% | 0% | 100%
Sites-Based | FCZ13 | Office, Large | 77.72% | 22.28% | 100%
Sites-Based | FCZ13 | Office, Small | 99.22% | 0.7769% | 100%
Sites-Based | FCZ13 | Refrigerated Warehouse | 100% | 0% | 100%
Sites-Based | FCZ13 | Restaurant | 100% | 0% | 100%
Sites-Based | FCZ13 | Retail | 99.64% | 0.3608% | 100%
Sites-Based | FCZ13 | School | 100% | 0% | 100%
Sites-Based | FCZ13 | Warehouse | 100% | 0% | 100%
Sites-Based | FCZ13 | All Commercial | 99.07% | 0.9338% | 100%
Sites-Based | FCZ16 | College | 56.24% | 43.76% | 100%
Sites-Based | FCZ16 | Food Stores | 98.41% | 1.593% | 100%
Sites-Based | FCZ16 | Health Care | 98.97% | 1.031% | 100%
Sites-Based | FCZ16 | Lodging | 81.64% | 18.36% | 100%
Sites-Based | FCZ16 | Miscellaneous | 99.37% | 0.6275% | 100%
Sites-Based | FCZ16 | Office, Large | 76.74% | 23.26% | 100%
Sites-Based | FCZ16 | Office, Small | 99.8% | 0.1989% | 100%
Sites-Based | FCZ16 | Refrigerated Warehouse | 96% | 4% | 100%
Sites-Based | FCZ16 | Restaurant | 100% | 0% | 100%
Sites-Based | FCZ16 | Retail | 99.81% | 0.1914% | 100%
Sites-Based | FCZ16 | School | 92.41% | 7.589% | 100%
Sites-Based | FCZ16 | Warehouse | 96.28% | 3.723% | 100%
Sites-Based | FCZ16 | All Commercial | 98.77% | 1.23% | 100%
Sites-Based | FCZ17 | College | 100% | 0% | 100%
Sites-Based | FCZ17 | Food Stores | 100% | 0% | 100%
Sites-Based | FCZ17 | Health Care | 99.27% | 0.726% | 100%
Sites-Based | FCZ17 | Lodging | 100% | 0% | 100%
Sites-Based | FCZ17 | Miscellaneous | 99.77% | 0.2342% | 100%
Sites-Based | FCZ17 | Office, Large | 91.62% | 8.383% | 100%
Sites-Based | FCZ17 | Office, Small | 100% | 0% | 100%
Sites-Based | FCZ17 | Refrigerated Warehouse | 100% | 0% | 100%
Sites-Based | FCZ17 | Restaurant | 100% | 0% | 100%
Sites-Based | FCZ17 | Retail | 99.55% | 0.453% | 100%
Sites-Based | FCZ17 | School | 100% | 0% | 100%
Sites-Based | FCZ17 | Warehouse | 100% | 0% | 100%
Sites-Based | FCZ17 | All Commercial | 99.74% | 0.258% | 100%

## EV Charger Installation Vintage
EV Chargers Installation Vintage By Planning Area, Utility & Forecast Zone
Statewide - Participating Utilities1 + Nonparticipating Utilities2 + Non-Surveyed Forecast Zones3 (FCZ)
Utility xxx Tot - Utility xxx Planning Area (Participating Utility xxx + Nonparticipating Utilities within the planning area of Utility xxx)
Utility xxx - Participating Utility xxx
FCZ xx Tot - Participating Utility Forecast Zone Total (FZC xx + Nonparticipating Utilities within the planning area of the corresponding Utility)
FCZ xx - Participating Utility Forecast zone
1- Participating Utilities: PG&E, SCE, SDG&E, LADWP, SMUD
2- Non-Participating Utilities: Other utilities operating within the areas covered by CEUS survey
3- Forecast Zones (FCZ): Climate zones defined for the Energy Commission's Forecast (FCZ01-FCZ17)
Floorspace-Based data is listed on rows 18-576, and Site-Based data on rows 577-1135
Calculation Method | Statewide/ Utility/ FCZ | Building Type | 2010<=X<2015 | 2015<=X<2021 | Year Unknown | No EV Chargers | Total | ← EV Chargers Installation vintage
Floorspace-Based | Statewide | College | 10.65% | 27.74% | 34.6% | 27.01% | 100% | ↓ % of Commercial floorspace
Floorspace-Based | Statewide | Food Stores | 0% | 0% | 1.675% | 98.32% | 100%
Floorspace-Based | Statewide | Health Care | 1.988% | 4.994% | 12.86% | 80.16% | 100%
Floorspace-Based | Statewide | Lodging | 0.03379% | 0.2621% | 23.82% | 75.88% | 100%
Floorspace-Based | Statewide | Miscellaneous | 0.1577% | 0.1989% | 4.213% | 95.43% | 100%
Floorspace-Based | Statewide | Office, Large | 1.343% | 6.105% | 31.05% | 61.5% | 100%
Floorspace-Based | Statewide | Office, Small | 0.06254% | 0% | 2.57% | 97.37% | 100%
Floorspace-Based | Statewide | Refrigerated Warehouse | 0% | 0% | 1.9% | 98.1% | 100%
Floorspace-Based | Statewide | Restaurant | 0% | 0% | 0.05156% | 99.95% | 100%
Floorspace-Based | Statewide | Retail | 0% | 0.1309% | 8.24% | 91.63% | 100%
Floorspace-Based | Statewide | School | 0% | 1.194% | 2.286% | 96.52% | 100%
Floorspace-Based | Statewide | Warehouse | 0% | 0% | 5.574% | 94.43% | 100%
Floorspace-Based | Statewide | All Commercial | 0.8123% | 2.561% | 11.29% | 85.34% | 100%
Floorspace-Based | PG&E Tot | College | 8.407% | 41.67% | 28.11% | 21.81% | 100%
Floorspace-Based | PG&E Tot | Food Stores | 0% | 0% | 1.623% | 98.38% | 100%
Floorspace-Based | PG&E Tot | Health Care | 0% | 6.832% | 4.03% | 89.14% | 100%
Floorspace-Based | PG&E Tot | Lodging | 0% | 0.3695% | 31.36% | 68.27% | 100%
Floorspace-Based | PG&E Tot | Miscellaneous | 0% | 0% | 5.344% | 94.66% | 100%
Floorspace-Based | PG&E Tot | Office, Large | 1.68% | 5.477% | 42.75% | 50.09% | 100%
Floorspace-Based | PG&E Tot | Office, Small | 0% | 0% | 2.382% | 97.62% | 100%
Floorspace-Based | PG&E Tot | Refrigerated Warehouse | 0% | 0% | 2.077% | 97.92% | 100%
Floorspace-Based | PG&E Tot | Restaurant | 0% | 0% | 0% | 100% | 100%
Floorspace-Based | PG&E Tot | Retail | 0% | 0.28% | 10.35% | 89.37% | 100%
Floorspace-Based | PG&E Tot | School | 0% | 1.415% | 1.849% | 96.74% | 100%
Floorspace-Based | PG&E Tot | Warehouse | 0% | 0% | 2.754% | 97.25% | 100%
Floorspace-Based | PG&E Tot | All Commercial | 0.6149% | 3.085% | 13.78% | 82.52% | 100%
Floorspace-Based | SCE Tot | College | 4.305% | 27.99% | 31.45% | 36.25% | 100%
Floorspace-Based | SCE Tot | Food Stores | 0% | 0% | 1.537% | 98.46% | 100%
Floorspace-Based | SCE Tot | Health Care | 0% | 2.811% | 21.51% | 75.68% | 100%
Floorspace-Based | SCE Tot | Lodging | 0% | 0% | 16.01% | 83.99% | 100%
Floorspace-Based | SCE Tot | Miscellaneous | 0% | 0.6217% | 4.475% | 94.9% | 100%
Floorspace-Based | SCE Tot | Office, Large | 0% | 1.603% | 20.2% | 78.2% | 100%
Floorspace-Based | SCE Tot | Office, Small | 0% | 0% | 2.299% | 97.7% | 100%
Floorspace-Based | SCE Tot | Refrigerated Warehouse | 0% | 0% | 0% | 100% | 100%
Floorspace-Based | SCE Tot | Restaurant | 0% | 0% | 0.1203% | 99.88% | 100%
Floorspace-Based | SCE Tot | Retail | 0% | 0% | 8.393% | 91.61% | 100%
Floorspace-Based | SCE Tot | School | 0% | 0% | 0.8819% | 99.12% | 100%
Floorspace-Based | SCE Tot | Warehouse | 0% | 0% | 5.916% | 94.08% | 100%
Floorspace-Based | SCE Tot | All Commercial | 0.1849% | 1.596% | 8.69% | 89.53% | 100%
Floorspace-Based | SDG&E Tot | College | 47.29% | 18.61% | 4.796% | 29.3% | 100%
Floorspace-Based | SDG&E Tot | Food Stores | 0% | 0% | 0.8637% | 99.14% | 100%
Floorspace-Based | SDG&E Tot | Health Care | 0% | 3.909% | 10.87% | 85.22% | 100%
Floorspace-Based | SDG&E Tot | Lodging | 0.2535% | 0.507% | 27.33% | 71.91% | 100%
Floorspace-Based | SDG&E Tot | Miscellaneous | 0.3921% | 0% | 1.492% | 98.12% | 100%
Floorspace-Based | SDG&E Tot | Office, Large | 0% | 1.333% | 16.36% | 82.31% | 100%
Floorspace-Based | SDG&E Tot | Office, Small | 0.5209% | 0% | 6.042% | 93.44% | 100%
Floorspace-Based | SDG&E Tot | Refrigerated Warehouse | 0% | 0% | 0% | 100% | 100%
Floorspace-Based | SDG&E Tot | Restaurant | 0% | 0% | 0% | 100% | 100%
Floorspace-Based | SDG&E Tot | Retail | 0% | 0% | 11.29% | 88.71% | 100%
Floorspace-Based | SDG&E Tot | School | 0% | 0% | 13.32% | 86.68% | 100%
Floorspace-Based | SDG&E Tot | Warehouse | 0% | 0% | 8.028% | 91.97% | 100%
Floorspace-Based | SDG&E Tot | All Commercial | 3.078% | 1.652% | 9.545% | 85.73% | 100%
Floorspace-Based | LADWP Tot | College | 0% | 4.493% | 90.16% | 5.351% | 100%
Floorspace-Based | LADWP Tot | Food Stores | 0% | 0% | 3.974% | 96.03% | 100%
Floorspace-Based | LADWP Tot | Health Care | 22.54% | 0% | 22.89% | 54.57% | 100%
Floorspace-Based | LADWP Tot | Lodging | 0% | 0% | 12.1% | 87.9% | 100%
Floorspace-Based | LADWP Tot | Miscellaneous | 1.512% | 0% | 1.945% | 96.54% | 100%
Floorspace-Based | LADWP Tot | Office, Large | 3.888% | 18.57% | 30.12% | 47.42% | 100%
Floorspace-Based | LADWP Tot | Office, Small | 0% | 0% | 0.2481% | 99.75% | 100%
Floorspace-Based | LADWP Tot | Refrigerated Warehouse | 0% | 0% | 12.3% | 87.7% | 100%
Floorspace-Based | LADWP Tot | Restaurant | 0% | 0% | 0% | 100% | 100%
Floorspace-Based | LADWP Tot | Retail | 0% | 0.4961% | 0.4387% | 99.07% | 100%
Floorspace-Based | LADWP Tot | School | 0% | 6.132% | 1.682% | 92.19% | 100%
Floorspace-Based | LADWP Tot | Warehouse | 0% | 0% | 20.73% | 79.27% | 100%
Floorspace-Based | LADWP Tot | All Commercial | 2.39% | 5.762% | 15.97% | 75.87% | 100%
Floorspace-Based | SMUD Tot | College | 0% | 0% | 74.24% | 25.76% | 100%
Floorspace-Based | SMUD Tot | Food Stores | 0% | 0% | 0% | 100% | 100%
Floorspace-Based | SMUD Tot | Health Care | 0% | 18.96% | 4.544% | 76.5% | 100%
Floorspace-Based | SMUD Tot | Lodging | 0% | 1.77% | 9.038% | 89.19% | 100%
Floorspace-Based | SMUD Tot | Miscellaneous | 0% | 0% | 0% | 100% | 100%
Floorspace-Based | SMUD Tot | Office, Large | 0% | 5.179% | 22.94% | 71.88% | 100%
Floorspace-Based | SMUD Tot | Office, Small | 0% | 0% | 0.7743% | 99.23% | 100%
Floorspace-Based | SMUD Tot | Refrigerated Warehouse | 0% | 0% | 0% | 100% | 100%
Floorspace-Based | SMUD Tot | Restaurant | 0% | 0% | 0% | 100% | 100%
Floorspace-Based | SMUD Tot | Retail | 0% | 0% | 3.519% | 96.48% | 100%
Floorspace-Based | SMUD Tot | School | 0% | 0% | 0% | 100% | 100%
Floorspace-Based | SMUD Tot | Warehouse | 0% | 0% | 0% | 100% | 100%
Floorspace-Based | SMUD Tot | All Commercial | 0% | 2.174% | 7.759% | 90.07% | 100%
Floorspace-Based | FCZ01 Tot | College | 0% | 56.61% | 22.03% | 21.36% | 100%
Floorspace-Based | FCZ01 Tot | Food Stores | 0% | 0% | 2.387% | 97.61% | 100%
Floorspace-Based | FCZ01 Tot | Health Care | 0% | 7.542% | 2.004% | 90.45% | 100%
Floorspace-Based | FCZ01 Tot | Lodging | 0% | 0% | 15.16% | 84.84% | 100%
Floorspace-Based | FCZ01 Tot | Miscellaneous | 0% | 0% | 7.849% | 92.15% | 100%
Floorspace-Based | FCZ01 Tot | Office, Large | 1.982% | 5.303% | 46.3% | 46.42% | 100%
Floorspace-Based | FCZ01 Tot | Office, Small | 0% | 0% | 3.222% | 96.78% | 100%
Floorspace-Based | FCZ01 Tot | Refrigerated Warehouse | 0% | 0% | 0.9158% | 99.08% | 100%
Floorspace-Based | FCZ01 Tot | Restaurant | 0% | 0% | 0% | 100% | 100%
Floorspace-Based | FCZ01 Tot | Retail | 0% | 0% | 11.53% | 88.47% | 100%
Floorspace-Based | FCZ01 Tot | School | 0% | 0% | 1.839% | 98.16% | 100%
Floorspace-Based | FCZ01 Tot | Warehouse | 0% | 0% | 5.962% | 94.04% | 100%
Floorspace-Based | FCZ01 Tot | All Commercial | 0.5516% | 3.577% | 18.25% | 77.62% | 100%
Floorspace-Based | FCZ02 Tot | College | 0% | 85.95% | 1.902% | 12.15% | 100%
Floorspace-Based | FCZ02 Tot | Food Stores | 0% | 0% | 0% | 100% | 100%
Floorspace-Based | FCZ02 Tot | Health Care | 0% | 0% | 4.277% | 95.72% | 100%
Floorspace-Based | FCZ02 Tot | Lodging | 0% | 1.369% | 62.98% | 35.65% | 100%
Floorspace-Based | FCZ02 Tot | Miscellaneous | 0% | 0% | 4.112% | 95.89% | 100%
Floorspace-Based | FCZ02 Tot | Office, Large | 0% | 26.13% | 22.17% | 51.7% | 100%
Floorspace-Based | FCZ02 Tot | Office, Small | 0% | 0% | 2.288% | 97.71% | 100%
Floorspace-Based | FCZ02 Tot | Refrigerated Warehouse | 0% | 0% | 0% | 100% | 100%
Floorspace-Based | FCZ02 Tot | Restaurant | 0% | 0% | 0% | 100% | 100%
Floorspace-Based | FCZ02 Tot | Retail | 0% | 1.829% | 10.51% | 87.66% | 100%
Floorspace-Based | FCZ02 Tot | School | 0% | 0% | 1.368% | 98.63% | 100%
Floorspace-Based | FCZ02 Tot | Warehouse | 0% | 0% | 1.099% | 98.9% | 100%
Floorspace-Based | FCZ02 Tot | All Commercial | 0% | 4.227% | 16.55% | 79.22% | 100%
Floorspace-Based | FCZ03 Tot | College | 46% | 41.65% | 0% | 12.35% | 100%
Floorspace-Based | FCZ03 Tot | Food Stores | 0% | 0% | 18.47% | 81.53% | 100%
Floorspace-Based | FCZ03 Tot | Health Care | 0% | 0% | 0% | 100% | 100%
Floorspace-Based | FCZ03 Tot | Lodging | 0% | 0% | 43.77% | 56.23% | 100%
Floorspace-Based | FCZ03 Tot | Miscellaneous | 0% | 0% | 0.6766% | 99.32% | 100%
Floorspace-Based | FCZ03 Tot | Office, Large | 0% | 0% | 0% | 100% | 100%
Floorspace-Based | FCZ03 Tot | Office, Small | 0% | 0% | 2.72% | 97.28% | 100%
Floorspace-Based | FCZ03 Tot | Refrigerated Warehouse | 0% | 0% | 0% | 100% | 100%
Floorspace-Based | FCZ03 Tot | Restaurant | 0% | 0% | 0% | 100% | 100%
Floorspace-Based | FCZ03 Tot | Retail | 0% | 2.744% | 3.866% | 93.39% | 100%
Floorspace-Based | FCZ03 Tot | School | 0% | 0% | 0% | 100% | 100%
Floorspace-Based | FCZ03 Tot | Warehouse | 0% | 0% | 0% | 100% | 100%
Floorspace-Based | FCZ03 Tot | All Commercial | 3.283% | 3.276% | 3.603% | 89.84% | 100%
Floorspace-Based | FCZ04 Tot | College | 0% | 14.8% | 57.76% | 27.44% | 100%
Floorspace-Based | FCZ04 Tot | Food Stores | 0% | 0% | 0% | 100% | 100%
Floorspace-Based | FCZ04 Tot | Health Care | 0% | 18.05% | 0.2642% | 81.69% | 100%
Floorspace-Based | FCZ04 Tot | Lodging | 0% | 0% | 24.59% | 75.41% | 100%
Floorspace-Based | FCZ04 Tot | Miscellaneous | 0% | 0% | 1.99% | 98.01% | 100%
Floorspace-Based | FCZ04 Tot | Office, Large | 0% | 0% | 17.61% | 82.39% | 100%
Floorspace-Based | FCZ04 Tot | Office, Small | 0% | 0% | 3.021% | 96.98% | 100%
Floorspace-Based | FCZ04 Tot | Refrigerated Warehouse | 0% | 0% | 0% | 100% | 100%
Floorspace-Based | FCZ04 Tot | Restaurant | 0% | 0% | 0% | 100% | 100%
Floorspace-Based | FCZ04 Tot | Retail | 0% | 0% | 17.3% | 82.7% | 100%
Floorspace-Based | FCZ04 Tot | School | 0% | 8.593% | 0% | 91.41% | 100%
Floorspace-Based | FCZ04 Tot | Warehouse | 0% | 0% | 1.354% | 98.65% | 100%
Floorspace-Based | FCZ04 Tot | All Commercial | 0% | 2.078% | 7.628% | 90.29% | 100%
Floorspace-Based | FCZ05 Tot | College | 0% | 0% | 64.05% | 35.95% | 100%
Floorspace-Based | FCZ05 Tot | Food Stores | 0% | 0% | 0.5278% | 99.47% | 100%
Floorspace-Based | FCZ05 Tot | Health Care | 0% | 4.258% | 13.19% | 82.55% | 100%
Floorspace-Based | FCZ05 Tot | Lodging | 0% | 0% | 12.81% | 87.19% | 100%
Floorspace-Based | FCZ05 Tot | Miscellaneous | 0% | 0% | 0.8922% | 99.11% | 100%
Floorspace-Based | FCZ05 Tot | Office, Large | 0% | 6.344% | 15.08% | 78.58% | 100%
Floorspace-Based | FCZ05 Tot | Office, Small | 0% | 0% | 0.5105% | 99.49% | 100%
Floorspace-Based | FCZ05 Tot | Refrigerated Warehouse | 0% | 0% | 8.063% | 91.94% | 100%
Floorspace-Based | FCZ05 Tot | Restaurant | 0% | 0% | 0% | 100% | 100%
Floorspace-Based | FCZ05 Tot | Retail | 0% | 0% | 3.601% | 96.4% | 100%
Floorspace-Based | FCZ05 Tot | School | 0% | 0% | 5.72% | 94.28% | 100%
Floorspace-Based | FCZ05 Tot | Warehouse | 0% | 0% | 0% | 100% | 100%
Floorspace-Based | FCZ05 Tot | All Commercial | 0% | 0.6137% | 6.349% | 93.04% | 100%
Floorspace-Based | FCZ06 Tot | College | 35.37% | 52.51% | 0% | 12.13% | 100%
Floorspace-Based | FCZ06 Tot | Food Stores | 0% | 0% | 0% | 100% | 100%
Floorspace-Based | FCZ06 Tot | Health Care | 0% | 0% | 7.054% | 92.95% | 100%
Floorspace-Based | FCZ06 Tot | Lodging | 0% | 0% | 28.6% | 71.4% | 100%
Floorspace-Based | FCZ06 Tot | Miscellaneous | 0% | 0% | 1.313% | 98.69% | 100%
Floorspace-Based | FCZ06 Tot | Office, Large | 0% | 0% | 58.3% | 41.7% | 100%
Floorspace-Based | FCZ06 Tot | Office, Small | 0% | 0% | 0.9874% | 99.01% | 100%
Floorspace-Based | FCZ06 Tot | Refrigerated Warehouse | 0% | 0% | 0% | 100% | 100%
Floorspace-Based | FCZ06 Tot | Restaurant | 0% | 0% | 0% | 100% | 100%
Floorspace-Based | FCZ06 Tot | Retail | 0% | 0% | 6.592% | 93.41% | 100%
Floorspace-Based | FCZ06 Tot | School | 0% | 0% | 0% | 100% | 100%
Floorspace-Based | FCZ06 Tot | Warehouse | 0% | 0% | 3.139% | 96.86% | 100%
Floorspace-Based | FCZ06 Tot | All Commercial | 2.872% | 4.264% | 8.494% | 84.37% | 100%
Floorspace-Based | FCZ07 Tot | College | 7.869% | 41.73% | 24.52% | 25.88% | 100%
Floorspace-Based | FCZ07 Tot | Food Stores | 0% | 0% | 1.444% | 98.56% | 100%
Floorspace-Based | FCZ07 Tot | Health Care | 0% | 0% | 22.68% | 77.32% | 100%
Floorspace-Based | FCZ07 Tot | Lodging | 0% | 0% | 12.31% | 87.69% | 100%
Floorspace-Based | FCZ07 Tot | Miscellaneous | 0% | 0% | 5.346% | 94.65% | 100%
Floorspace-Based | FCZ07 Tot | Office, Large | 0% | 0.4804% | 18.82% | 80.7% | 100%
Floorspace-Based | FCZ07 Tot | Office, Small | 0% | 0% | 2.797% | 97.2% | 100%
Floorspace-Based | FCZ07 Tot | Refrigerated Warehouse | 0% | 0% | 0% | 100% | 100%
Floorspace-Based | FCZ07 Tot | Restaurant | 0% | 0% | 0.197% | 99.8% | 100%
Floorspace-Based | FCZ07 Tot | Retail | 0% | 0% | 8.231% | 91.77% | 100%
Floorspace-Based | FCZ07 Tot | School | 0% | 0% | 0% | 100% | 100%
Floorspace-Based | FCZ07 Tot | Warehouse | 0% | 0% | 4.735% | 95.26% | 100%
Floorspace-Based | FCZ07 Tot | All Commercial | 0.3201% | 1.765% | 8.446% | 89.47% | 100%
Floorspace-Based | FCZ08 Tot | College | 0% | 19.45% | 74.55% | 5.997% | 100%
Floorspace-Based | FCZ08 Tot | Food Stores | 0% | 0% | 0% | 100% | 100%
Floorspace-Based | FCZ08 Tot | Health Care | 0% | 0% | 0% | 100% | 100%
Floorspace-Based | FCZ08 Tot | Lodging | 0% | 0% | 4.219% | 95.78% | 100%
Floorspace-Based | FCZ08 Tot | Miscellaneous | 0% | 1.172% | 5.859% | 92.97% | 100%
Floorspace-Based | FCZ08 Tot | Office, Large | 0% | 13.66% | 35.62% | 50.73% | 100%
Floorspace-Based | FCZ08 Tot | Office, Small | 0% | 0% | 2.46% | 97.54% | 100%
Floorspace-Based | FCZ08 Tot | Refrigerated Warehouse | 0% | 0% | 0% | 100% | 100%
Floorspace-Based | FCZ08 Tot | Restaurant | 0% | 0% | 0% | 100% | 100%
Floorspace-Based | FCZ08 Tot | Retail | 0% | 0% | 13.28% | 86.72% | 100%
Floorspace-Based | FCZ08 Tot | School | 0% | 0% | 0% | 100% | 100%
Floorspace-Based | FCZ08 Tot | Warehouse | 0% | 0% | 1.184% | 98.82% | 100%
Floorspace-Based | FCZ08 Tot | All Commercial | 0% | 4.803% | 18.96% | 76.24% | 100%
Floorspace-Based | FCZ09 Tot | College | 0% | 0% | 0% | 100% | 100%
Floorspace-Based | FCZ09 Tot | Food Stores | 0% | 0% | 0% | 100% | 100%
Floorspace-Based | FCZ09 Tot | Health Care | 0% | 0% | 34.58% | 65.42% | 100%
Floorspace-Based | FCZ09 Tot | Lodging | 0% | 0% | 9.957% | 90.04% | 100%
Floorspace-Based | FCZ09 Tot | Miscellaneous | 0% | 10.94% | 0% | 89.06% | 100%
Floorspace-Based | FCZ09 Tot | Office, Large | 0% | 0% | 0% | 100% | 100%
Floorspace-Based | FCZ09 Tot | Office, Small | 0% | 0% | 0% | 100% | 100%
Floorspace-Based | FCZ09 Tot | Refrigerated Warehouse | 0% | 0% | 0% | 100% | 100%
Floorspace-Based | FCZ09 Tot | Restaurant | 0% | 0% | 0% | 100% | 100%
Floorspace-Based | FCZ09 Tot | Retail | 0% | 0% | 9.064% | 90.94% | 100%
Floorspace-Based | FCZ09 Tot | School | 0% | 0% | 12.53% | 87.47% | 100%
Floorspace-Based | FCZ09 Tot | Warehouse | 0% | 0% | 0% | 100% | 100%
Floorspace-Based | FCZ09 Tot | All Commercial | 0% | 2.24% | 5.841% | 91.92% | 100%
Floorspace-Based | FCZ10 Tot | College | 0% | 14.64% | 31.02% | 54.34% | 100%
Floorspace-Based | FCZ10 Tot | Food Stores | 0% | 0% | 4.592% | 95.41% | 100%
Floorspace-Based | FCZ10 Tot | Health Care | 0% | 0% | 28.67% | 71.33% | 100%
Floorspace-Based | FCZ10 Tot | Lodging | 0% | 0% | 24.04% | 75.96% | 100%
Floorspace-Based | FCZ10 Tot | Miscellaneous | 0% | 0% | 4.065% | 95.94% | 100%
Floorspace-Based | FCZ10 Tot | Office, Large | 0% | 0% | 11.59% | 88.41% | 100%
Floorspace-Based | FCZ10 Tot | Office, Small | 0% | 0% | 1.417% | 98.58% | 100%
Floorspace-Based | FCZ10 Tot | Refrigerated Warehouse | 0% | 0% | 0% | 100% | 100%
Floorspace-Based | FCZ10 Tot | Restaurant | 0% | 0% | 0% | 100% | 100%
Floorspace-Based | FCZ10 Tot | Retail | 0% | 0% | 4.399% | 95.6% | 100%
Floorspace-Based | FCZ10 Tot | School | 0% | 0% | 0% | 100% | 100%
Floorspace-Based | FCZ10 Tot | Warehouse | 0% | 0% | 6.036% | 93.96% | 100%
Floorspace-Based | FCZ10 Tot | All Commercial | 0% | 0.2536% | 6.933% | 92.81% | 100%
Floorspace-Based | FCZ11 Tot | College | 0% | 0% | 0% | 100% | 100%
Floorspace-Based | FCZ11 Tot | Food Stores | 0% | 0% | 0% | 100% | 100%
Floorspace-Based | FCZ11 Tot | Health Care | 0% | 22.67% | 11.69% | 65.65% | 100%
Floorspace-Based | FCZ11 Tot | Lodging | 0% | 0% | 32.83% | 67.17% | 100%
Floorspace-Based | FCZ11 Tot | Miscellaneous | 0% | 0% | 2.839% | 97.16% | 100%
Floorspace-Based | FCZ11 Tot | Office, Large | 0% | 2.253% | 30.64% | 67.1% | 100%
Floorspace-Based | FCZ11 Tot | Office, Small | 0% | 0% | 1.422% | 98.58% | 100%
Floorspace-Based | FCZ11 Tot | Refrigerated Warehouse | 0% | 0% | 0% | 100% | 100%
Floorspace-Based | FCZ11 Tot | Restaurant | 0% | 0% | 0% | 100% | 100%
Floorspace-Based | FCZ11 Tot | Retail | 0% | 0% | 12.41% | 87.59% | 100%
Floorspace-Based | FCZ11 Tot | School | 0% | 0% | 0.13% | 99.87% | 100%
Floorspace-Based | FCZ11 Tot | Warehouse | 0% | 0% | 9.355% | 90.65% | 100%
Floorspace-Based | FCZ11 Tot | All Commercial | 0% | 0.9863% | 8.068% | 90.95% | 100%
Floorspace-Based | FCZ12c Tot | College | 61.41% | 6.949% | 0.963% | 30.68% | 100%
Floorspace-Based | FCZ12c Tot | Food Stores | 0% | 0% | 1.264% | 98.74% | 100%
Floorspace-Based | FCZ12c Tot | Health Care | 0% | 3.363% | 19.24% | 77.4% | 100%
Floorspace-Based | FCZ12c Tot | Lodging | 0.3396% | 0.679% | 25.65% | 73.33% | 100%
Floorspace-Based | FCZ12c Tot | Miscellaneous | 0.5598% | 0% | 1.382% | 98.06% | 100%
Floorspace-Based | FCZ12c Tot | Office, Large | 0% | 1.551% | 16.12% | 82.32% | 100%
Floorspace-Based | FCZ12c Tot | Office, Small | 0.6865% | 0% | 6.743% | 92.57% | 100%
Floorspace-Based | FCZ12c Tot | Refrigerated Warehouse | 0% | 0% | 0% | 100% | 100%
Floorspace-Based | FCZ12c Tot | Restaurant | 0% | 0% | 0% | 100% | 100%
Floorspace-Based | FCZ12c Tot | Retail | 0% | 0% | 15.06% | 84.94% | 100%
Floorspace-Based | FCZ12c Tot | School | 0% | 0% | 24.8% | 75.2% | 100%
Floorspace-Based | FCZ12c Tot | Warehouse | 0% | 0% | 10.37% | 89.63% | 100%
Floorspace-Based | FCZ12c Tot | All Commercial | 4.331% | 0.991% | 10.94% | 83.74% | 100%
Floorspace-Based | FCZ12i Tot | College | 0% | 57.68% | 17.64% | 24.68% | 100%
Floorspace-Based | FCZ12i Tot | Food Stores | 0% | 0% | 0% | 100% | 100%
Floorspace-Based | FCZ12i Tot | Health Care | 0% | 4.618% | 0% | 95.38% | 100%
Floorspace-Based | FCZ12i Tot | Lodging | 0% | 0% | 32.27% | 67.73% | 100%
Floorspace-Based | FCZ12i Tot | Miscellaneous | 0% | 0% | 1.75% | 98.25% | 100%
Floorspace-Based | FCZ12i Tot | Office, Large | 0% | 0% | 17.8% | 82.2% | 100%
Floorspace-Based | FCZ12i Tot | Office, Small | 0% | 0% | 3.836% | 96.16% | 100%
Floorspace-Based | FCZ12i Tot | Refrigerated Warehouse | 0% | 0% | 0% | 100% | 100%
Floorspace-Based | FCZ12i Tot | Restaurant | 0% | 0% | 0% | 100% | 100%
Floorspace-Based | FCZ12i Tot | Retail | 0% | 0% | 5.436% | 94.56% | 100%
Floorspace-Based | FCZ12i Tot | School | 0% | 0% | 0% | 100% | 100%
Floorspace-Based | FCZ12i Tot | Warehouse | 0% | 0% | 0% | 100% | 100%
Floorspace-Based | FCZ12i Tot | All Commercial | 0% | 3.277% | 6.13% | 90.59% | 100%
Floorspace-Based | FCZ13 Tot | College | 0% | 0% | 74.24% | 25.76% | 100%
Floorspace-Based | FCZ13 Tot | Food Stores | 0% | 0% | 0% | 100% | 100%
Floorspace-Based | FCZ13 Tot | Health Care | 0% | 18.96% | 4.544% | 76.5% | 100%
Floorspace-Based | FCZ13 Tot | Lodging | 0% | 1.77% | 9.038% | 89.19% | 100%
Floorspace-Based | FCZ13 Tot | Miscellaneous | 0% | 0% | 0% | 100% | 100%
Floorspace-Based | FCZ13 Tot | Office, Large | 0% | 5.179% | 22.94% | 71.88% | 100%
Floorspace-Based | FCZ13 Tot | Office, Small | 0% | 0% | 0.7743% | 99.23% | 100%
Floorspace-Based | FCZ13 Tot | Refrigerated Warehouse | 0% | 0% | 0% | 100% | 100%
Floorspace-Based | FCZ13 Tot | Restaurant | 0% | 0% | 0% | 100% | 100%
Floorspace-Based | FCZ13 Tot | Retail | 0% | 0% | 3.519% | 96.48% | 100%
Floorspace-Based | FCZ13 Tot | School | 0% | 0% | 0% | 100% | 100%
Floorspace-Based | FCZ13 Tot | Warehouse | 0% | 0% | 0% | 100% | 100%
Floorspace-Based | FCZ13 Tot | All Commercial | 0% | 2.174% | 7.759% | 90.07% | 100%
Floorspace-Based | FCZ16 Tot | College | 0% | 4.746% | 95.22% | 0.03582% | 100%
Floorspace-Based | FCZ16 Tot | Food Stores | 0% | 0% | 6.456% | 93.54% | 100%
Floorspace-Based | FCZ16 Tot | Health Care | 20.12% | 0% | 31.42% | 48.46% | 100%
Floorspace-Based | FCZ16 Tot | Lodging | 0% | 0% | 13.1% | 86.9% | 100%
Floorspace-Based | FCZ16 Tot | Miscellaneous | 2.014% | 0% | 2.233% | 95.75% | 100%
Floorspace-Based | FCZ16 Tot | Office, Large | 4.283% | 20.46% | 30.93% | 44.32% | 100%
Floorspace-Based | FCZ16 Tot | Office, Small | 0% | 0% | 0.342% | 99.66% | 100%
Floorspace-Based | FCZ16 Tot | Refrigerated Warehouse | 0% | 0% | 16.01% | 83.99% | 100%
Floorspace-Based | FCZ16 Tot | Restaurant | 0% | 0% | 0% | 100% | 100%
Floorspace-Based | FCZ16 Tot | Retail | 0% | 0% | 0.6613% | 99.34% | 100%
Floorspace-Based | FCZ16 Tot | School | 0% | 8.392% | 2.302% | 89.31% | 100%
Floorspace-Based | FCZ16 Tot | Warehouse | 0% | 0% | 34.54% | 65.46% | 100%
Floorspace-Based | FCZ16 Tot | All Commercial | 2.559% | 7.326% | 19.81% | 70.31% | 100%
Floorspace-Based | FCZ17 Tot | College | 0% | 0% | 0% | 100% | 100%
Floorspace-Based | FCZ17 Tot | Food Stores | 0% | 0% | 0% | 100% | 100%
Floorspace-Based | FCZ17 Tot | Health Care | 29.03% | 0% | 0% | 70.97% | 100%
Floorspace-Based | FCZ17 Tot | Lodging | 0% | 0% | 0% | 100% | 100%
Floorspace-Based | FCZ17 Tot | Miscellaneous | 0% | 0% | 1.08% | 98.92% | 100%
Floorspace-Based | FCZ17 Tot | Office, Large | 0% | 0% | 22.18% | 77.82% | 100%
Floorspace-Based | FCZ17 Tot | Office, Small | 0% | 0% | 0% | 100% | 100%
Floorspace-Based | FCZ17 Tot | Refrigerated Warehouse | 0% | 0% | 0% | 100% | 100%
Floorspace-Based | FCZ17 Tot | Restaurant | 0% | 0% | 0% | 100% | 100%
Floorspace-Based | FCZ17 Tot | Retail | 0% | 1.474% | 0% | 98.53% | 100%
Floorspace-Based | FCZ17 Tot | School | 0% | 0% | 0% | 100% | 100%
Floorspace-Based | FCZ17 Tot | Warehouse | 0% | 0% | 0% | 100% | 100%
Floorspace-Based | FCZ17 Tot | All Commercial | 1.8% | 0.2955% | 2.575% | 95.33% | 100%
Floorspace-Based | PG&E | College | 8.832% | 40.45% | 28.8% | 21.91% | 100%
Floorspace-Based | PG&E | Food Stores | 0% | 0% | 1.622% | 98.38% | 100%
Floorspace-Based | PG&E | Health Care | 0% | 6.72% | 4.252% | 89.03% | 100%
Floorspace-Based | PG&E | Lodging | 0% | 0.3674% | 31.36% | 68.27% | 100%
Floorspace-Based | PG&E | Miscellaneous | 0% | 0% | 4.202% | 95.8% | 100%
Floorspace-Based | PG&E | Office, Large | 1.648% | 5.529% | 42.43% | 50.39% | 100%
Floorspace-Based | PG&E | Office, Small | 0% | 0% | 2.296% | 97.7% | 100%
Floorspace-Based | PG&E | Refrigerated Warehouse | 0% | 0% | 2.214% | 97.79% | 100%
Floorspace-Based | PG&E | Restaurant | 0% | 0% | 0% | 100% | 100%
Floorspace-Based | PG&E | Retail | 0% | 0.2847% | 10.26% | 89.46% | 100%
Floorspace-Based | PG&E | School | 0% | 1.351% | 1.904% | 96.74% | 100%
Floorspace-Based | PG&E | Warehouse | 0% | 0% | 2.693% | 97.31% | 100%
Floorspace-Based | PG&E | All Commercial | 0.6592% | 3.234% | 13.79% | 82.32% | 100%
Floorspace-Based | SCE | College | 4.863% | 31.81% | 36.29% | 27.03% | 100%
Floorspace-Based | SCE | Food Stores | 0% | 0% | 1.573% | 98.43% | 100%
Floorspace-Based | SCE | Health Care | 0% | 2.293% | 21.6% | 76.1% | 100%
Floorspace-Based | SCE | Lodging | 0% | 0% | 16.14% | 83.86% | 100%
Floorspace-Based | SCE | Miscellaneous | 0% | 0.709% | 4.428% | 94.86% | 100%
Floorspace-Based | SCE | Office, Large | 0% | 1.674% | 20.1% | 78.23% | 100%
Floorspace-Based | SCE | Office, Small | 0% | 0% | 2.317% | 97.68% | 100%
Floorspace-Based | SCE | Refrigerated Warehouse | 0% | 0% | 0% | 100% | 100%
Floorspace-Based | SCE | Restaurant | 0% | 0% | 0.1225% | 99.88% | 100%
Floorspace-Based | SCE | Retail | 0% | 0% | 8.285% | 91.72% | 100%
Floorspace-Based | SCE | School | 0% | 0% | 0.9477% | 99.05% | 100%
Floorspace-Based | SCE | Warehouse | 0% | 0% | 5.653% | 94.35% | 100%
Floorspace-Based | SCE | All Commercial | 0.2014% | 1.716% | 8.865% | 89.22% | 100%
Floorspace-Based | SDG&E | College | 47.29% | 18.61% | 4.796% | 29.3% | 100%
Floorspace-Based | SDG&E | Food Stores | 0% | 0% | 0.8637% | 99.14% | 100%
Floorspace-Based | SDG&E | Health Care | 0% | 3.909% | 10.87% | 85.22% | 100%
Floorspace-Based | SDG&E | Lodging | 0.2535% | 0.507% | 27.33% | 71.91% | 100%
Floorspace-Based | SDG&E | Miscellaneous | 0.3921% | 0% | 1.492% | 98.12% | 100%
Floorspace-Based | SDG&E | Office, Large | 0% | 1.333% | 16.36% | 82.31% | 100%
Floorspace-Based | SDG&E | Office, Small | 0.5209% | 0% | 6.042% | 93.44% | 100%
Floorspace-Based | SDG&E | Refrigerated Warehouse | 0% | 0% | 0% | 100% | 100%
Floorspace-Based | SDG&E | Restaurant | 0% | 0% | 0% | 100% | 100%
Floorspace-Based | SDG&E | Retail | 0% | 0% | 11.29% | 88.71% | 100%
Floorspace-Based | SDG&E | School | 0% | 0% | 13.32% | 86.68% | 100%
Floorspace-Based | SDG&E | Warehouse | 0% | 0% | 8.028% | 91.97% | 100%
Floorspace-Based | SDG&E | All Commercial | 3.078% | 1.652% | 9.545% | 85.73% | 100%
Floorspace-Based | LADWP | College | 0% | 4.493% | 90.16% | 5.351% | 100%
Floorspace-Based | LADWP | Food Stores | 0% | 0% | 3.974% | 96.03% | 100%
Floorspace-Based | LADWP | Health Care | 22.54% | 0% | 22.89% | 54.57% | 100%
Floorspace-Based | LADWP | Lodging | 0% | 0% | 12.1% | 87.9% | 100%
Floorspace-Based | LADWP | Miscellaneous | 1.512% | 0% | 1.945% | 96.54% | 100%
Floorspace-Based | LADWP | Office, Large | 3.888% | 18.57% | 30.12% | 47.42% | 100%
Floorspace-Based | LADWP | Office, Small | 0% | 0% | 0.2481% | 99.75% | 100%
Floorspace-Based | LADWP | Refrigerated Warehouse | 0% | 0% | 12.3% | 87.7% | 100%
Floorspace-Based | LADWP | Restaurant | 0% | 0% | 0% | 100% | 100%
Floorspace-Based | LADWP | Retail | 0% | 0.4961% | 0.4387% | 99.07% | 100%
Floorspace-Based | LADWP | School | 0% | 6.132% | 1.682% | 92.19% | 100%
Floorspace-Based | LADWP | Warehouse | 0% | 0% | 20.73% | 79.27% | 100%
Floorspace-Based | LADWP | All Commercial | 2.39% | 5.762% | 15.97% | 75.87% | 100%
Floorspace-Based | SMUD | College | 0% | 0% | 74.24% | 25.76% | 100%
Floorspace-Based | SMUD | Food Stores | 0% | 0% | 0% | 100% | 100%
Floorspace-Based | SMUD | Health Care | 0% | 18.96% | 4.544% | 76.5% | 100%
Floorspace-Based | SMUD | Lodging | 0% | 1.77% | 9.038% | 89.19% | 100%
Floorspace-Based | SMUD | Miscellaneous | 0% | 0% | 0% | 100% | 100%
Floorspace-Based | SMUD | Office, Large | 0% | 5.179% | 22.94% | 71.88% | 100%
Floorspace-Based | SMUD | Office, Small | 0% | 0% | 0.7743% | 99.23% | 100%
Floorspace-Based | SMUD | Refrigerated Warehouse | 0% | 0% | 0% | 100% | 100%
Floorspace-Based | SMUD | Restaurant | 0% | 0% | 0% | 100% | 100%
Floorspace-Based | SMUD | Retail | 0% | 0% | 3.519% | 96.48% | 100%
Floorspace-Based | SMUD | School | 0% | 0% | 0% | 100% | 100%
Floorspace-Based | SMUD | Warehouse | 0% | 0% | 0% | 100% | 100%
Floorspace-Based | SMUD | All Commercial | 0% | 2.174% | 7.759% | 90.07% | 100%
Floorspace-Based | FCZ01 | College | 0% | 56.61% | 22.03% | 21.36% | 100%
Floorspace-Based | FCZ01 | Food Stores | 0% | 0% | 2.387% | 97.61% | 100%
Floorspace-Based | FCZ01 | Health Care | 0% | 7.542% | 2.004% | 90.45% | 100%
Floorspace-Based | FCZ01 | Lodging | 0% | 0% | 15.16% | 84.84% | 100%
Floorspace-Based | FCZ01 | Miscellaneous | 0% | 0% | 7.849% | 92.15% | 100%
Floorspace-Based | FCZ01 | Office, Large | 1.982% | 5.303% | 46.3% | 46.42% | 100%
Floorspace-Based | FCZ01 | Office, Small | 0% | 0% | 3.222% | 96.78% | 100%
Floorspace-Based | FCZ01 | Refrigerated Warehouse | 0% | 0% | 0.9158% | 99.08% | 100%
Floorspace-Based | FCZ01 | Restaurant | 0% | 0% | 0% | 100% | 100%
Floorspace-Based | FCZ01 | Retail | 0% | 0% | 11.53% | 88.47% | 100%
Floorspace-Based | FCZ01 | School | 0% | 0% | 1.839% | 98.16% | 100%
Floorspace-Based | FCZ01 | Warehouse | 0% | 0% | 5.962% | 94.04% | 100%
Floorspace-Based | FCZ01 | All Commercial | 0.6123% | 3.979% | 19.38% | 76.03% | 100%
Floorspace-Based | FCZ02 | College | 0% | 85.95% | 1.902% | 12.15% | 100%
Floorspace-Based | FCZ02 | Food Stores | 0% | 0% | 0% | 100% | 100%
Floorspace-Based | FCZ02 | Health Care | 0% | 0% | 4.277% | 95.72% | 100%
Floorspace-Based | FCZ02 | Lodging | 0% | 1.369% | 62.98% | 35.65% | 100%
Floorspace-Based | FCZ02 | Miscellaneous | 0% | 0% | 4.112% | 95.89% | 100%
Floorspace-Based | FCZ02 | Office, Large | 0% | 26.13% | 22.17% | 51.7% | 100%
Floorspace-Based | FCZ02 | Office, Small | 0% | 0% | 2.288% | 97.71% | 100%
Floorspace-Based | FCZ02 | Refrigerated Warehouse | 0% | 0% | 0% | 100% | 100%
Floorspace-Based | FCZ02 | Restaurant | 0% | 0% | 0% | 100% | 100%
Floorspace-Based | FCZ02 | Retail | 0% | 1.829% | 10.51% | 87.66% | 100%
Floorspace-Based | FCZ02 | School | 0% | 0% | 1.368% | 98.63% | 100%
Floorspace-Based | FCZ02 | Warehouse | 0% | 0% | 1.099% | 98.9% | 100%
Floorspace-Based | FCZ02 | All Commercial | 0% | 4.333% | 16.59% | 79.08% | 100%
Floorspace-Based | FCZ03 | College | 46% | 41.65% | 0% | 12.35% | 100%
Floorspace-Based | FCZ03 | Food Stores | 0% | 0% | 18.47% | 81.53% | 100%
Floorspace-Based | FCZ03 | Health Care | 0% | 0% | 0% | 100% | 100%
Floorspace-Based | FCZ03 | Lodging | 0% | 0% | 43.77% | 56.23% | 100%
Floorspace-Based | FCZ03 | Miscellaneous | 0% | 0% | 0.6766% | 99.32% | 100%
Floorspace-Based | FCZ03 | Office, Large | 0% | 0% | 0% | 100% | 100%
Floorspace-Based | FCZ03 | Office, Small | 0% | 0% | 2.72% | 97.28% | 100%
Floorspace-Based | FCZ03 | Refrigerated Warehouse | 0% | 0% | 0% | 100% | 100%
Floorspace-Based | FCZ03 | Restaurant | 0% | 0% | 0% | 100% | 100%
Floorspace-Based | FCZ03 | Retail | 0% | 2.744% | 3.866% | 93.39% | 100%
Floorspace-Based | FCZ03 | School | 0% | 0% | 0% | 100% | 100%
Floorspace-Based | FCZ03 | Warehouse | 0% | 0% | 0% | 100% | 100%
Floorspace-Based | FCZ03 | All Commercial | 3.426% | 3.437% | 3.843% | 89.29% | 100%
Floorspace-Based | FCZ04 | College | 0% | 14.8% | 57.76% | 27.44% | 100%
Floorspace-Based | FCZ04 | Food Stores | 0% | 0% | 0% | 100% | 100%
Floorspace-Based | FCZ04 | Health Care | 0% | 18.05% | 0.2642% | 81.69% | 100%
Floorspace-Based | FCZ04 | Lodging | 0% | 0% | 24.59% | 75.41% | 100%
Floorspace-Based | FCZ04 | Miscellaneous | 0% | 0% | 1.99% | 98.01% | 100%
Floorspace-Based | FCZ04 | Office, Large | 0% | 0% | 17.61% | 82.39% | 100%
Floorspace-Based | FCZ04 | Office, Small | 0% | 0% | 3.02% | 96.98% | 100%
Floorspace-Based | FCZ04 | Refrigerated Warehouse | 0% | 0% | 0% | 100% | 100%
Floorspace-Based | FCZ04 | Restaurant | 0% | 0% | 0% | 100% | 100%
Floorspace-Based | FCZ04 | Retail | 0% | 0% | 17.3% | 82.7% | 100%
Floorspace-Based | FCZ04 | School | 0% | 8.593% | 0% | 91.41% | 100%
Floorspace-Based | FCZ04 | Warehouse | 0% | 0% | 1.354% | 98.65% | 100%
Floorspace-Based | FCZ04 | All Commercial | 0% | 2.17% | 7.965% | 89.87% | 100%
Floorspace-Based | FCZ05 | College | 0% | 0% | 64.05% | 35.95% | 100%
Floorspace-Based | FCZ05 | Food Stores | 0% | 0% | 0.5278% | 99.47% | 100%
Floorspace-Based | FCZ05 | Health Care | 0% | 4.258% | 13.19% | 82.55% | 100%
Floorspace-Based | FCZ05 | Lodging | 0% | 0% | 12.81% | 87.19% | 100%
Floorspace-Based | FCZ05 | Miscellaneous | 0% | 0% | 0.8922% | 99.11% | 100%
Floorspace-Based | FCZ05 | Office, Large | 0% | 6.344% | 15.08% | 78.58% | 100%
Floorspace-Based | FCZ05 | Office, Small | 0% | 0% | 0.5105% | 99.49% | 100%
Floorspace-Based | FCZ05 | Refrigerated Warehouse | 0% | 0% | 8.063% | 91.94% | 100%
Floorspace-Based | FCZ05 | Restaurant | 0% | 0% | 0% | 100% | 100%
Floorspace-Based | FCZ05 | Retail | 0% | 0% | 3.601% | 96.4% | 100%
Floorspace-Based | FCZ05 | School | 0% | 0% | 5.72% | 94.28% | 100%
Floorspace-Based | FCZ05 | Warehouse | 0% | 0% | 0% | 100% | 100%
Floorspace-Based | FCZ05 | All Commercial | 0% | 0.6133% | 6.35% | 93.04% | 100%
Floorspace-Based | FCZ06 | College | 35.37% | 52.51% | 0% | 12.13% | 100%
Floorspace-Based | FCZ06 | Food Stores | 0% | 0% | 0% | 100% | 100%
Floorspace-Based | FCZ06 | Health Care | 0% | 0% | 7.054% | 92.95% | 100%
Floorspace-Based | FCZ06 | Lodging | 0% | 0% | 28.6% | 71.4% | 100%
Floorspace-Based | FCZ06 | Miscellaneous | 0% | 0% | 1.313% | 98.69% | 100%
Floorspace-Based | FCZ06 | Office, Large | 0% | 0% | 58.3% | 41.7% | 100%
Floorspace-Based | FCZ06 | Office, Small | 0% | 0% | 0.9874% | 99.01% | 100%
Floorspace-Based | FCZ06 | Refrigerated Warehouse | 0% | 0% | 0% | 100% | 100%
Floorspace-Based | FCZ06 | Restaurant | 0% | 0% | 0% | 100% | 100%
Floorspace-Based | FCZ06 | Retail | 0% | 0% | 6.592% | 93.41% | 100%
Floorspace-Based | FCZ06 | School | 0% | 0% | 0% | 100% | 100%
Floorspace-Based | FCZ06 | Warehouse | 0% | 0% | 3.139% | 96.86% | 100%
Floorspace-Based | FCZ06 | All Commercial | 2.898% | 4.303% | 8.5% | 84.3% | 100%
Floorspace-Based | FCZ07 | College | 7.869% | 41.73% | 24.52% | 25.88% | 100%
Floorspace-Based | FCZ07 | Food Stores | 0% | 0% | 1.444% | 98.56% | 100%
Floorspace-Based | FCZ07 | Health Care | 0% | 0% | 22.68% | 77.32% | 100%
Floorspace-Based | FCZ07 | Lodging | 0% | 0% | 12.31% | 87.69% | 100%
Floorspace-Based | FCZ07 | Miscellaneous | 0% | 0% | 5.346% | 94.65% | 100%
Floorspace-Based | FCZ07 | Office, Large | 0% | 0.4804% | 18.82% | 80.7% | 100%
Floorspace-Based | FCZ07 | Office, Small | 0% | 0% | 2.797% | 97.2% | 100%
Floorspace-Based | FCZ07 | Refrigerated Warehouse | 0% | 0% | 0% | 100% | 100%
Floorspace-Based | FCZ07 | Restaurant | 0% | 0% | 0.197% | 99.8% | 100%
Floorspace-Based | FCZ07 | Retail | 0% | 0% | 8.231% | 91.77% | 100%
Floorspace-Based | FCZ07 | School | 0% | 0% | 0% | 100% | 100%
Floorspace-Based | FCZ07 | Warehouse | 0% | 0% | 4.735% | 95.26% | 100%
Floorspace-Based | FCZ07 | All Commercial | 0.3462% | 1.906% | 8.64% | 89.11% | 100%
Floorspace-Based | FCZ08 | College | 0% | 19.45% | 74.55% | 5.997% | 100%
Floorspace-Based | FCZ08 | Food Stores | 0% | 0% | 0% | 100% | 100%
Floorspace-Based | FCZ08 | Health Care | 0% | 0% | 0% | 100% | 100%
Floorspace-Based | FCZ08 | Lodging | 0% | 0% | 4.219% | 95.78% | 100%
Floorspace-Based | FCZ08 | Miscellaneous | 0% | 1.172% | 5.859% | 92.97% | 100%
Floorspace-Based | FCZ08 | Office, Large | 0% | 13.66% | 35.62% | 50.73% | 100%
Floorspace-Based | FCZ08 | Office, Small | 0% | 0% | 2.46% | 97.54% | 100%
Floorspace-Based | FCZ08 | Refrigerated Warehouse | 0% | 0% | 0% | 100% | 100%
Floorspace-Based | FCZ08 | Restaurant | 0% | 0% | 0% | 100% | 100%
Floorspace-Based | FCZ08 | Retail | 0% | 0% | 13.28% | 86.72% | 100%
Floorspace-Based | FCZ08 | School | 0% | 0% | 0% | 100% | 100%
Floorspace-Based | FCZ08 | Warehouse | 0% | 0% | 1.184% | 98.82% | 100%
Floorspace-Based | FCZ08 | All Commercial | 0% | 4.803% | 18.96% | 76.24% | 100%
Floorspace-Based | FCZ09 | College | 0% | 0% | 0% | 100% | 100%
Floorspace-Based | FCZ09 | Food Stores | 0% | 0% | 0% | 100% | 100%
Floorspace-Based | FCZ09 | Health Care | 0% | 0% | 34.58% | 65.42% | 100%
Floorspace-Based | FCZ09 | Lodging | 0% | 0% | 9.957% | 90.04% | 100%
Floorspace-Based | FCZ09 | Miscellaneous | 0% | 10.94% | 0% | 89.06% | 100%
Floorspace-Based | FCZ09 | Office, Large | 0% | 0% | 0% | 100% | 100%
Floorspace-Based | FCZ09 | Office, Small | 0% | 0% | 0% | 100% | 100%
Floorspace-Based | FCZ09 | Refrigerated Warehouse | 0% | 0% | 0% | 100% | 100%
Floorspace-Based | FCZ09 | Restaurant | 0% | 0% | 0% | 100% | 100%
Floorspace-Based | FCZ09 | Retail | 0% | 0% | 9.064% | 90.94% | 100%
Floorspace-Based | FCZ09 | School | 0% | 0% | 12.53% | 87.47% | 100%
Floorspace-Based | FCZ09 | Warehouse | 0% | 0% | 0% | 100% | 100%
Floorspace-Based | FCZ09 | All Commercial | 0% | 2.24% | 5.841% | 91.92% | 100%
Floorspace-Based | FCZ10 | College | 0% | 14.64% | 31.02% | 54.34% | 100%
Floorspace-Based | FCZ10 | Food Stores | 0% | 0% | 4.592% | 95.41% | 100%
Floorspace-Based | FCZ10 | Health Care | 0% | 0% | 28.67% | 71.33% | 100%
Floorspace-Based | FCZ10 | Lodging | 0% | 0% | 24.04% | 75.96% | 100%
Floorspace-Based | FCZ10 | Miscellaneous | 0% | 0% | 4.065% | 95.94% | 100%
Floorspace-Based | FCZ10 | Office, Large | 0% | 0% | 11.59% | 88.41% | 100%
Floorspace-Based | FCZ10 | Office, Small | 0% | 0% | 1.417% | 98.58% | 100%
Floorspace-Based | FCZ10 | Refrigerated Warehouse | 0% | 0% | 0% | 100% | 100%
Floorspace-Based | FCZ10 | Restaurant | 0% | 0% | 0% | 100% | 100%
Floorspace-Based | FCZ10 | Retail | 0% | 0% | 4.399% | 95.6% | 100%
Floorspace-Based | FCZ10 | School | 0% | 0% | 0% | 100% | 100%
Floorspace-Based | FCZ10 | Warehouse | 0% | 0% | 6.036% | 93.96% | 100%
Floorspace-Based | FCZ10 | All Commercial | 0% | 0.2552% | 6.842% | 92.9% | 100%
Floorspace-Based | FCZ11 | College | 0% | 0% | 0% | 100% | 100%
Floorspace-Based | FCZ11 | Food Stores | 0% | 0% | 0% | 100% | 100%
Floorspace-Based | FCZ11 | Health Care | 0% | 22.67% | 11.69% | 65.65% | 100%
Floorspace-Based | FCZ11 | Lodging | 0% | 0% | 32.83% | 67.17% | 100%
Floorspace-Based | FCZ11 | Miscellaneous | 0% | 0% | 2.839% | 97.16% | 100%
Floorspace-Based | FCZ11 | Office, Large | 0% | 2.253% | 30.64% | 67.1% | 100%
Floorspace-Based | FCZ11 | Office, Small | 0% | 0% | 1.422% | 98.58% | 100%
Floorspace-Based | FCZ11 | Refrigerated Warehouse | 0% | 0% | 0% | 100% | 100%
Floorspace-Based | FCZ11 | Restaurant | 0% | 0% | 0% | 100% | 100%
Floorspace-Based | FCZ11 | Retail | 0% | 0% | 12.41% | 87.59% | 100%
Floorspace-Based | FCZ11 | School | 0% | 0% | 0.13% | 99.87% | 100%
Floorspace-Based | FCZ11 | Warehouse | 0% | 0% | 9.355% | 90.65% | 100%
Floorspace-Based | FCZ11 | All Commercial | 0% | 1.036% | 8.174% | 90.79% | 100%
Floorspace-Based | FCZ12c | College | 61.41% | 6.949% | 0.963% | 30.68% | 100%
Floorspace-Based | FCZ12c | Food Stores | 0% | 0% | 1.264% | 98.74% | 100%
Floorspace-Based | FCZ12c | Health Care | 0% | 3.363% | 19.24% | 77.4% | 100%
Floorspace-Based | FCZ12c | Lodging | 0.3396% | 0.679% | 25.65% | 73.33% | 100%
Floorspace-Based | FCZ12c | Miscellaneous | 0.5598% | 0% | 1.382% | 98.06% | 100%
Floorspace-Based | FCZ12c | Office, Large | 0% | 1.551% | 16.12% | 82.32% | 100%
Floorspace-Based | FCZ12c | Office, Small | 0.6865% | 0% | 6.743% | 92.57% | 100%
Floorspace-Based | FCZ12c | Refrigerated Warehouse | 0% | 0% | 0% | 100% | 100%
Floorspace-Based | FCZ12c | Restaurant | 0% | 0% | 0% | 100% | 100%
Floorspace-Based | FCZ12c | Retail | 0% | 0% | 15.06% | 84.94% | 100%
Floorspace-Based | FCZ12c | School | 0% | 0% | 24.8% | 75.2% | 100%
Floorspace-Based | FCZ12c | Warehouse | 0% | 0% | 10.37% | 89.63% | 100%
Floorspace-Based | FCZ12c | All Commercial | 4.331% | 0.991% | 10.94% | 83.74% | 100%
Floorspace-Based | FCZ12i | College | 0% | 57.68% | 17.64% | 24.68% | 100%
Floorspace-Based | FCZ12i | Food Stores | 0% | 0% | 0% | 100% | 100%
Floorspace-Based | FCZ12i | Health Care | 0% | 4.618% | 0% | 95.38% | 100%
Floorspace-Based | FCZ12i | Lodging | 0% | 0% | 32.27% | 67.73% | 100%
Floorspace-Based | FCZ12i | Miscellaneous | 0% | 0% | 1.75% | 98.25% | 100%
Floorspace-Based | FCZ12i | Office, Large | 0% | 0% | 17.8% | 82.2% | 100%
Floorspace-Based | FCZ12i | Office, Small | 0% | 0% | 3.836% | 96.16% | 100%
Floorspace-Based | FCZ12i | Refrigerated Warehouse | 0% | 0% | 0% | 100% | 100%
Floorspace-Based | FCZ12i | Restaurant | 0% | 0% | 0% | 100% | 100%
Floorspace-Based | FCZ12i | Retail | 0% | 0% | 5.436% | 94.56% | 100%
Floorspace-Based | FCZ12i | School | 0% | 0% | 0% | 100% | 100%
Floorspace-Based | FCZ12i | Warehouse | 0% | 0% | 0% | 100% | 100%
Floorspace-Based | FCZ12i | All Commercial | 0% | 3.277% | 6.13% | 90.59% | 100%
Floorspace-Based | FCZ13 | College | 0% | 0% | 74.24% | 25.76% | 100%
Floorspace-Based | FCZ13 | Food Stores | 0% | 0% | 0% | 100% | 100%
Floorspace-Based | FCZ13 | Health Care | 0% | 18.96% | 4.544% | 76.5% | 100%
Floorspace-Based | FCZ13 | Lodging | 0% | 1.77% | 9.038% | 89.19% | 100%
Floorspace-Based | FCZ13 | Miscellaneous | 0% | 0% | 0% | 100% | 100%
Floorspace-Based | FCZ13 | Office, Large | 0% | 5.179% | 22.94% | 71.88% | 100%
Floorspace-Based | FCZ13 | Office, Small | 0% | 0% | 0.7743% | 99.23% | 100%
Floorspace-Based | FCZ13 | Refrigerated Warehouse | 0% | 0% | 0% | 100% | 100%
Floorspace-Based | FCZ13 | Restaurant | 0% | 0% | 0% | 100% | 100%
Floorspace-Based | FCZ13 | Retail | 0% | 0% | 3.519% | 96.48% | 100%
Floorspace-Based | FCZ13 | School | 0% | 0% | 0% | 100% | 100%
Floorspace-Based | FCZ13 | Warehouse | 0% | 0% | 0% | 100% | 100%
Floorspace-Based | FCZ13 | All Commercial | 0% | 2.174% | 7.759% | 90.07% | 100%
Floorspace-Based | FCZ16 | College | 0% | 4.746% | 95.22% | 0.03582% | 100%
Floorspace-Based | FCZ16 | Food Stores | 0% | 0% | 6.456% | 93.54% | 100%
Floorspace-Based | FCZ16 | Health Care | 20.12% | 0% | 31.42% | 48.46% | 100%
Floorspace-Based | FCZ16 | Lodging | 0% | 0% | 13.1% | 86.9% | 100%
Floorspace-Based | FCZ16 | Miscellaneous | 2.014% | 0% | 2.233% | 95.75% | 100%
Floorspace-Based | FCZ16 | Office, Large | 4.283% | 20.46% | 30.93% | 44.32% | 100%
Floorspace-Based | FCZ16 | Office, Small | 0% | 0% | 0.342% | 99.66% | 100%
Floorspace-Based | FCZ16 | Refrigerated Warehouse | 0% | 0% | 16.01% | 83.99% | 100%
Floorspace-Based | FCZ16 | Restaurant | 0% | 0% | 0% | 100% | 100%
Floorspace-Based | FCZ16 | Retail | 0% | 0% | 0.6613% | 99.34% | 100%
Floorspace-Based | FCZ16 | School | 0% | 8.392% | 2.302% | 89.31% | 100%
Floorspace-Based | FCZ16 | Warehouse | 0% | 0% | 34.54% | 65.46% | 100%
Floorspace-Based | FCZ16 | All Commercial | 2.559% | 7.326% | 19.81% | 70.31% | 100%
Floorspace-Based | FCZ17 | College | 0% | 0% | 0% | 100% | 100%
Floorspace-Based | FCZ17 | Food Stores | 0% | 0% | 0% | 100% | 100%
Floorspace-Based | FCZ17 | Health Care | 29.03% | 0% | 0% | 70.97% | 100%
Floorspace-Based | FCZ17 | Lodging | 0% | 0% | 0% | 100% | 100%
Floorspace-Based | FCZ17 | Miscellaneous | 0% | 0% | 1.08% | 98.92% | 100%
Floorspace-Based | FCZ17 | Office, Large | 0% | 0% | 22.18% | 77.82% | 100%
Floorspace-Based | FCZ17 | Office, Small | 0% | 0% | 0% | 100% | 100%
Floorspace-Based | FCZ17 | Refrigerated Warehouse | 0% | 0% | 0% | 100% | 100%
Floorspace-Based | FCZ17 | Restaurant | 0% | 0% | 0% | 100% | 100%
Floorspace-Based | FCZ17 | Retail | 0% | 1.474% | 0% | 98.53% | 100%
Floorspace-Based | FCZ17 | School | 0% | 0% | 0% | 100% | 100%
Floorspace-Based | FCZ17 | Warehouse | 0% | 0% | 0% | 100% | 100%
Floorspace-Based | FCZ17 | All Commercial | 1.8% | 0.2955% | 2.575% | 95.33% | 100%
Sites-Based | Statewide | College | 0.08363% | 0.5578% | 1.475% | 97.88% | 100% | ↓ % of Commercial sites
Sites-Based | Statewide | Food Stores | 0% | 0% | 0.499% | 99.5% | 100%
Sites-Based | Statewide | Health Care | 0.04022% | 0.3815% | 1.646% | 97.93% | 100%
Sites-Based | Statewide | Lodging | 0.05059% | 0.1998% | 7.368% | 92.38% | 100%
Sites-Based | Statewide | Miscellaneous | 0.02156% | 0.005699% | 1.127% | 98.85% | 100%
Sites-Based | Statewide | Office, Large | 0.6809% | 2.656% | 17.34% | 79.33% | 100%
Sites-Based | Statewide | Office, Small | 0.008583% | 0% | 0.8408% | 99.15% | 100%
Sites-Based | Statewide | Refrigerated Warehouse | 0% | 0% | 0.64% | 99.36% | 100%
Sites-Based | Statewide | Restaurant | 0% | 0% | 0.02525% | 99.97% | 100%
Sites-Based | Statewide | Retail | 0% | 0.02832% | 1.395% | 98.58% | 100%
Sites-Based | Statewide | School | 0% | 0.6532% | 0.7371% | 98.61% | 100%
Sites-Based | Statewide | Warehouse | 0% | 0% | 2.052% | 97.95% | 100%
Sites-Based | Statewide | All Commercial | 0.0196% | 0.08484% | 1.323% | 98.57% | 100%
Sites-Based | PG&E Tot | College | 0.05302% | 0.9273% | 1.995% | 97.03% | 100%
Sites-Based | PG&E Tot | Food Stores | 0% | 0% | 0.2986% | 99.7% | 100%
Sites-Based | PG&E Tot | Health Care | 0% | 0.419% | 1.441% | 98.14% | 100%
Sites-Based | PG&E Tot | Lodging | 0% | 0.1233% | 8.897% | 90.98% | 100%
Sites-Based | PG&E Tot | Miscellaneous | 0% | 0% | 1.054% | 98.95% | 100%
Sites-Based | PG&E Tot | Office, Large | 0.5611% | 2.416% | 23.46% | 73.56% | 100%
Sites-Based | PG&E Tot | Office, Small | 0% | 0% | 0.7591% | 99.24% | 100%
Sites-Based | PG&E Tot | Refrigerated Warehouse | 0% | 0% | 0.9752% | 99.02% | 100%
Sites-Based | PG&E Tot | Restaurant | 0% | 0% | 0% | 100% | 100%
Sites-Based | PG&E Tot | Retail | 0% | 0.04252% | 1.855% | 98.1% | 100%
Sites-Based | PG&E Tot | School | 0% | 0.3876% | 1.251% | 98.36% | 100%
Sites-Based | PG&E Tot | Warehouse | 0% | 0% | 2.138% | 97.86% | 100%
Sites-Based | PG&E Tot | All Commercial | 0.01009% | 0.08262% | 1.522% | 98.39% | 100%
Sites-Based | SCE Tot | College | 0.1061% | 0.3086% | 0.8617% | 98.72% | 100%
Sites-Based | SCE Tot | Food Stores | 0% | 0% | 0.6246% | 99.38% | 100%
Sites-Based | SCE Tot | Health Care | 0% | 0.06576% | 1.92% | 98.01% | 100%
Sites-Based | SCE Tot | Lodging | 0% | 0% | 3.526% | 96.47% | 100%
Sites-Based | SCE Tot | Miscellaneous | 0% | 0.01497% | 1.534% | 98.45% | 100%
Sites-Based | SCE Tot | Office, Large | 0% | 1.419% | 15.25% | 83.33% | 100%
Sites-Based | SCE Tot | Office, Small | 0% | 0% | 0.6821% | 99.32% | 100%
Sites-Based | SCE Tot | Refrigerated Warehouse | 0% | 0% | 0% | 100% | 100%
Sites-Based | SCE Tot | Restaurant | 0% | 0% | 0.06097% | 99.94% | 100%
Sites-Based | SCE Tot | Retail | 0% | 0% | 1.418% | 98.58% | 100%
Sites-Based | SCE Tot | School | 0% | 0% | 0.1852% | 99.81% | 100%
Sites-Based | SCE Tot | Warehouse | 0% | 0% | 2.253% | 97.75% | 100%
Sites-Based | SCE Tot | All Commercial | 0.002371% | 0.02836% | 1.254% | 98.72% | 100%
Sites-Based | SDG&E Tot | College | 0.1625% | 0.7905% | 1.136% | 97.91% | 100%
Sites-Based | SDG&E Tot | Food Stores | 0% | 0% | 0.1953% | 99.8% | 100%
Sites-Based | SDG&E Tot | Health Care | 0% | 1.624% | 2.688% | 95.69% | 100%
Sites-Based | SDG&E Tot | Lodging | 0.4965% | 0.6426% | 8.853% | 90.01% | 100%
Sites-Based | SDG&E Tot | Miscellaneous | 0.07349% | 0% | 1.002% | 98.92% | 100%
Sites-Based | SDG&E Tot | Office, Large | 0% | 1.228% | 13.02% | 85.75% | 100%
Sites-Based | SDG&E Tot | Office, Small | 0.08025% | 0% | 2.285% | 97.63% | 100%
Sites-Based | SDG&E Tot | Refrigerated Warehouse | 0% | 0% | 0% | 100% | 100%
Sites-Based | SDG&E Tot | Restaurant | 0% | 0% | 0% | 100% | 100%
Sites-Based | SDG&E Tot | Retail | 0% | 0% | 2.689% | 97.31% | 100%
Sites-Based | SDG&E Tot | School | 0% | 0% | 2.692% | 97.31% | 100%
Sites-Based | SDG&E Tot | Warehouse | 0% | 0% | 1.436% | 98.56% | 100%
Sites-Based | SDG&E Tot | All Commercial | 0.04847% | 0.08296% | 2.13% | 97.74% | 100%
Sites-Based | LADWP Tot | College | 0% | 1.401% | 1.692% | 96.91% | 100%
Sites-Based | LADWP Tot | Food Stores | 0% | 0% | 1.169% | 98.83% | 100%
Sites-Based | LADWP Tot | Health Care | 0.404% | 0% | 0.5225% | 99.07% | 100%
Sites-Based | LADWP Tot | Lodging | 0% | 0% | 16.75% | 83.25% | 100%
Sites-Based | LADWP Tot | Miscellaneous | 0.1761% | 0% | 0.3214% | 99.5% | 100%
Sites-Based | LADWP Tot | Office, Large | 4.317% | 6.961% | 9.081% | 79.64% | 100%
Sites-Based | LADWP Tot | Office, Small | 0% | 0% | 0.1295% | 99.87% | 100%
Sites-Based | LADWP Tot | Refrigerated Warehouse | 0% | 0% | 2.706% | 97.29% | 100%
Sites-Based | LADWP Tot | Restaurant | 0% | 0% | 0% | 100% | 100%
Sites-Based | LADWP Tot | Retail | 0% | 0.1075% | 0.146% | 99.75% | 100%
Sites-Based | LADWP Tot | School | 0% | 4.86% | 0.8273% | 94.31% | 100%
Sites-Based | LADWP Tot | Warehouse | 0% | 0% | 1.89% | 98.11% | 100%
Sites-Based | LADWP Tot | All Commercial | 0.1027% | 0.2708% | 0.5687% | 99.06% | 100%
Sites-Based | SMUD Tot | College | 0% | 0% | 5.187% | 94.81% | 100%
Sites-Based | SMUD Tot | Food Stores | 0% | 0% | 0% | 100% | 100%
Sites-Based | SMUD Tot | Health Care | 0% | 1.763% | 1.383% | 96.85% | 100%
Sites-Based | SMUD Tot | Lodging | 0% | 4.483% | 7.418% | 88.1% | 100%
Sites-Based | SMUD Tot | Miscellaneous | 0% | 0% | 0% | 100% | 100%
Sites-Based | SMUD Tot | Office, Large | 0% | 7.743% | 14.54% | 77.72% | 100%
Sites-Based | SMUD Tot | Office, Small | 0% | 0% | 0.7769% | 99.22% | 100%
Sites-Based | SMUD Tot | Refrigerated Warehouse | 0% | 0% | 0% | 100% | 100%
Sites-Based | SMUD Tot | Restaurant | 0% | 0% | 0% | 100% | 100%
Sites-Based | SMUD Tot | Retail | 0% | 0% | 0.3608% | 99.64% | 100%
Sites-Based | SMUD Tot | School | 0% | 0% | 0% | 100% | 100%
Sites-Based | SMUD Tot | Warehouse | 0% | 0% | 0% | 100% | 100%
Sites-Based | SMUD Tot | All Commercial | 0% | 0.1988% | 0.7351% | 99.07% | 100%
Sites-Based | FCZ01 Tot | College | 0% | 0.5638% | 2.078% | 97.36% | 100%
Sites-Based | FCZ01 Tot | Food Stores | 0% | 0% | 0.2605% | 99.74% | 100%
Sites-Based | FCZ01 Tot | Health Care | 0% | 0.6044% | 1.832% | 97.56% | 100%
Sites-Based | FCZ01 Tot | Lodging | 0% | 0% | 6.51% | 93.49% | 100%
Sites-Based | FCZ01 Tot | Miscellaneous | 0% | 0% | 1.417% | 98.58% | 100%
Sites-Based | FCZ01 Tot | Office, Large | 0.7454% | 2.722% | 24.91% | 71.62% | 100%
Sites-Based | FCZ01 Tot | Office, Small | 0% | 0% | 1.125% | 98.87% | 100%
Sites-Based | FCZ01 Tot | Refrigerated Warehouse | 0% | 0% | 1.42% | 98.58% | 100%
Sites-Based | FCZ01 Tot | Restaurant | 0% | 0% | 0% | 100% | 100%
Sites-Based | FCZ01 Tot | Retail | 0% | 0% | 1.266% | 98.73% | 100%
Sites-Based | FCZ01 Tot | School | 0% | 0% | 0.8556% | 99.14% | 100%
Sites-Based | FCZ01 Tot | Warehouse | 0% | 0% | 2.338% | 97.66% | 100%
Sites-Based | FCZ01 Tot | All Commercial | 0.01946% | 0.09263% | 1.787% | 98.1% | 100%
Sites-Based | FCZ02 Tot | College | 0% | 2.698% | 3.019% | 94.28% | 100%
Sites-Based | FCZ02 Tot | Food Stores | 0% | 0% | 0% | 100% | 100%
Sites-Based | FCZ02 Tot | Health Care | 0% | 0% | 0.9225% | 99.08% | 100%
Sites-Based | FCZ02 Tot | Lodging | 0% | 0.7422% | 13.87% | 85.39% | 100%
Sites-Based | FCZ02 Tot | Miscellaneous | 0% | 0% | 0.8324% | 99.17% | 100%
Sites-Based | FCZ02 Tot | Office, Large | 0% | 3.827% | 27.61% | 68.56% | 100%
Sites-Based | FCZ02 Tot | Office, Small | 0% | 0% | 0.8969% | 99.1% | 100%
Sites-Based | FCZ02 Tot | Refrigerated Warehouse | 0% | 0% | 0% | 100% | 100%
Sites-Based | FCZ02 Tot | Restaurant | 0% | 0% | 0% | 100% | 100%
Sites-Based | FCZ02 Tot | Retail | 0% | 0.2211% | 2.349% | 97.43% | 100%
Sites-Based | FCZ02 Tot | School | 0% | 0% | 4.557% | 95.44% | 100%
Sites-Based | FCZ02 Tot | Warehouse | 0% | 0% | 1.151% | 98.85% | 100%
Sites-Based | FCZ02 Tot | All Commercial | 0% | 0.117% | 1.633% | 98.25% | 100%
Sites-Based | FCZ03 Tot | College | 0.4656% | 1.897% | 0% | 97.64% | 100%
Sites-Based | FCZ03 Tot | Food Stores | 0% | 0% | 3.987% | 96.01% | 100%
Sites-Based | FCZ03 Tot | Health Care | 0% | 0% | 0% | 100% | 100%
Sites-Based | FCZ03 Tot | Lodging | 0% | 0% | 18.38% | 81.62% | 100%
Sites-Based | FCZ03 Tot | Miscellaneous | 0% | 0% | 0.1893% | 99.81% | 100%
Sites-Based | FCZ03 Tot | Office, Large | 0% | 0% | 0% | 100% | 100%
Sites-Based | FCZ03 Tot | Office, Small | 0% | 0% | 0.6196% | 99.38% | 100%
Sites-Based | FCZ03 Tot | Refrigerated Warehouse | 0% | 0% | 0% | 100% | 100%
Sites-Based | FCZ03 Tot | Restaurant | 0% | 0% | 0% | 100% | 100%
Sites-Based | FCZ03 Tot | Retail | 0% | 0.6854% | 1.524% | 97.79% | 100%
Sites-Based | FCZ03 Tot | School | 0% | 0% | 0% | 100% | 100%
Sites-Based | FCZ03 Tot | Warehouse | 0% | 0% | 0% | 100% | 100%
Sites-Based | FCZ03 Tot | All Commercial | 0.01231% | 0.1468% | 1.046% | 98.8% | 100%
Sites-Based | FCZ04 Tot | College | 0% | 1.355% | 1.528% | 97.12% | 100%
Sites-Based | FCZ04 Tot | Food Stores | 0% | 0% | 0% | 100% | 100%
Sites-Based | FCZ04 Tot | Health Care | 0% | 0.4266% | 0.3883% | 99.19% | 100%
Sites-Based | FCZ04 Tot | Lodging | 0% | 0% | 7.792% | 92.21% | 100%
Sites-Based | FCZ04 Tot | Miscellaneous | 0% | 0% | 0.9988% | 99% | 100%
Sites-Based | FCZ04 Tot | Office, Large | 0% | 0% | 13.7% | 86.3% | 100%
Sites-Based | FCZ04 Tot | Office, Small | 0% | 0% | 0.642% | 99.36% | 100%
Sites-Based | FCZ04 Tot | Refrigerated Warehouse | 0% | 0% | 0% | 100% | 100%
Sites-Based | FCZ04 Tot | Restaurant | 0% | 0% | 0% | 100% | 100%
Sites-Based | FCZ04 Tot | Retail | 0% | 0% | 3.483% | 96.52% | 100%
Sites-Based | FCZ04 Tot | School | 0% | 2.018% | 0% | 97.98% | 100%
Sites-Based | FCZ04 Tot | Warehouse | 0% | 0% | 2.204% | 97.8% | 100%
Sites-Based | FCZ04 Tot | All Commercial | 0% | 0.08893% | 1.444% | 98.47% | 100%
Sites-Based | FCZ05 Tot | College | 0% | 0% | 6.854% | 93.15% | 100%
Sites-Based | FCZ05 Tot | Food Stores | 0% | 0% | 0.1669% | 99.83% | 100%
Sites-Based | FCZ05 Tot | Health Care | 0% | 0.5979% | 1.153% | 98.25% | 100%
Sites-Based | FCZ05 Tot | Lodging | 0% | 0% | 2.484% | 97.52% | 100%
Sites-Based | FCZ05 Tot | Miscellaneous | 0% | 0% | 0.3527% | 99.65% | 100%
Sites-Based | FCZ05 Tot | Office, Large | 0% | 3.201% | 13.9% | 82.9% | 100%
Sites-Based | FCZ05 Tot | Office, Small | 0% | 0% | 0.1022% | 99.9% | 100%
Sites-Based | FCZ05 Tot | Refrigerated Warehouse | 0% | 0% | 2.327% | 97.67% | 100%
Sites-Based | FCZ05 Tot | Restaurant | 0% | 0% | 0% | 100% | 100%
Sites-Based | FCZ05 Tot | Retail | 0% | 0% | 0.6413% | 99.36% | 100%
Sites-Based | FCZ05 Tot | School | 0% | 0% | 2.667% | 97.33% | 100%
Sites-Based | FCZ05 Tot | Warehouse | 0% | 0% | 0% | 100% | 100%
Sites-Based | FCZ05 Tot | All Commercial | 0% | 0.03826% | 0.5366% | 99.43% | 100%
Sites-Based | FCZ06 Tot | College | 0.191% | 1.114% | 0% | 98.69% | 100%
Sites-Based | FCZ06 Tot | Food Stores | 0% | 0% | 0% | 100% | 100%
Sites-Based | FCZ06 Tot | Health Care | 0% | 0% | 3.677% | 96.32% | 100%
Sites-Based | FCZ06 Tot | Lodging | 0% | 0% | 9.954% | 90.05% | 100%
Sites-Based | FCZ06 Tot | Miscellaneous | 0% | 0% | 0.3861% | 99.61% | 100%
Sites-Based | FCZ06 Tot | Office, Large | 0% | 0% | 35.72% | 64.28% | 100%
Sites-Based | FCZ06 Tot | Office, Small | 0% | 0% | 0.291% | 99.71% | 100%
Sites-Based | FCZ06 Tot | Refrigerated Warehouse | 0% | 0% | 0% | 100% | 100%
Sites-Based | FCZ06 Tot | Restaurant | 0% | 0% | 0% | 100% | 100%
Sites-Based | FCZ06 Tot | Retail | 0% | 0% | 4.131% | 95.87% | 100%
Sites-Based | FCZ06 Tot | School | 0% | 0% | 0% | 100% | 100%
Sites-Based | FCZ06 Tot | Warehouse | 0% | 0% | 6.518% | 93.48% | 100%
Sites-Based | FCZ06 Tot | All Commercial | 0.004295% | 0.02505% | 1.775% | 98.2% | 100%
Sites-Based | FCZ07 Tot | College | 0.2146% | 0.552% | 1.199% | 98.03% | 100%
Sites-Based | FCZ07 Tot | Food Stores | 0% | 0% | 0.5433% | 99.46% | 100%
Sites-Based | FCZ07 Tot | Health Care | 0% | 0% | 2.712% | 97.29% | 100%
Sites-Based | FCZ07 Tot | Lodging | 0% | 0% | 2.699% | 97.3% | 100%
Sites-Based | FCZ07 Tot | Miscellaneous | 0% | 0% | 1.453% | 98.55% | 100%
Sites-Based | FCZ07 Tot | Office, Large | 0% | 0.4212% | 15.1% | 84.48% | 100%
Sites-Based | FCZ07 Tot | Office, Small | 0% | 0% | 0.8129% | 99.19% | 100%
Sites-Based | FCZ07 Tot | Refrigerated Warehouse | 0% | 0% | 0% | 100% | 100%
Sites-Based | FCZ07 Tot | Restaurant | 0% | 0% | 0.09708% | 99.9% | 100%
Sites-Based | FCZ07 Tot | Retail | 0% | 0% | 1.345% | 98.65% | 100%
Sites-Based | FCZ07 Tot | School | 0% | 0% | 0% | 100% | 100%
Sites-Based | FCZ07 Tot | Warehouse | 0% | 0% | 2.383% | 97.62% | 100%
Sites-Based | FCZ07 Tot | All Commercial | 0.003836% | 0.01576% | 1.288% | 98.69% | 100%
Sites-Based | FCZ08 Tot | College | 0% | 0.4279% | 6.277% | 93.29% | 100%
Sites-Based | FCZ08 Tot | Food Stores | 0% | 0% | 0% | 100% | 100%
Sites-Based | FCZ08 Tot | Health Care | 0% | 0% | 0% | 100% | 100%
Sites-Based | FCZ08 Tot | Lodging | 0% | 0% | 1.651% | 98.35% | 100%
Sites-Based | FCZ08 Tot | Miscellaneous | 0% | 0.05695% | 2.005% | 97.94% | 100%
Sites-Based | FCZ08 Tot | Office, Large | 0% | 10.84% | 33.96% | 55.2% | 100%
Sites-Based | FCZ08 Tot | Office, Small | 0% | 0% | 0.9329% | 99.07% | 100%
Sites-Based | FCZ08 Tot | Refrigerated Warehouse | 0% | 0% | 0% | 100% | 100%
Sites-Based | FCZ08 Tot | Restaurant | 0% | 0% | 0% | 100% | 100%
Sites-Based | FCZ08 Tot | Retail | 0% | 0% | 2.081% | 97.92% | 100%
Sites-Based | FCZ08 Tot | School | 0% | 0% | 0% | 100% | 100%
Sites-Based | FCZ08 Tot | Warehouse | 0% | 0% | 1.301% | 98.7% | 100%
Sites-Based | FCZ08 Tot | All Commercial | 0% | 0.2094% | 1.798% | 97.99% | 100%
Sites-Based | FCZ09 Tot | College | 0% | 0% | 0% | 100% | 100%
Sites-Based | FCZ09 Tot | Food Stores | 0% | 0% | 0% | 100% | 100%
Sites-Based | FCZ09 Tot | Health Care | 0% | 0% | 1.057% | 98.94% | 100%
Sites-Based | FCZ09 Tot | Lodging | 0% | 0% | 6.308% | 93.69% | 100%
Sites-Based | FCZ09 Tot | Miscellaneous | 0% | 0.2491% | 0% | 99.75% | 100%
Sites-Based | FCZ09 Tot | Office, Large | 0% | 0% | 0% | 100% | 100%
Sites-Based | FCZ09 Tot | Office, Small | 0% | 0% | 0% | 100% | 100%
Sites-Based | FCZ09 Tot | Refrigerated Warehouse | 0% | 0% | 0% | 100% | 100%
Sites-Based | FCZ09 Tot | Restaurant | 0% | 0% | 0% | 100% | 100%
Sites-Based | FCZ09 Tot | Retail | 0% | 0% | 1.484% | 98.52% | 100%
Sites-Based | FCZ09 Tot | School | 0% | 0% | 1.993% | 98.01% | 100%
Sites-Based | FCZ09 Tot | Warehouse | 0% | 0% | 0% | 100% | 100%
Sites-Based | FCZ09 Tot | All Commercial | 0% | 0.04954% | 0.565% | 99.39% | 100%
Sites-Based | FCZ10 Tot | College | 0% | 0.2137% | 0.2137% | 99.57% | 100%
Sites-Based | FCZ10 Tot | Food Stores | 0% | 0% | 2.101% | 97.9% | 100%
Sites-Based | FCZ10 Tot | Health Care | 0% | 0% | 2.481% | 97.52% | 100%
Sites-Based | FCZ10 Tot | Lodging | 0% | 0% | 4.532% | 95.47% | 100%
Sites-Based | FCZ10 Tot | Miscellaneous | 0% | 0% | 2.578% | 97.42% | 100%
Sites-Based | FCZ10 Tot | Office, Large | 0% | 0% | 6.485% | 93.51% | 100%
Sites-Based | FCZ10 Tot | Office, Small | 0% | 0% | 0.525% | 99.47% | 100%
Sites-Based | FCZ10 Tot | Refrigerated Warehouse | 0% | 0% | 0% | 100% | 100%
Sites-Based | FCZ10 Tot | Restaurant | 0% | 0% | 0% | 100% | 100%
Sites-Based | FCZ10 Tot | Retail | 0% | 0% | 0.862% | 99.14% | 100%
Sites-Based | FCZ10 Tot | School | 0% | 0% | 0% | 100% | 100%
Sites-Based | FCZ10 Tot | Warehouse | 0% | 0% | 1.872% | 98.13% | 100%
Sites-Based | FCZ10 Tot | All Commercial | 0% | 0.002935% | 1.248% | 98.75% | 100%
Sites-Based | FCZ11 Tot | College | 0% | 0% | 0% | 100% | 100%
Sites-Based | FCZ11 Tot | Food Stores | 0% | 0% | 0% | 100% | 100%
Sites-Based | FCZ11 Tot | Health Care | 0% | 0.4396% | 1.067% | 98.49% | 100%
Sites-Based | FCZ11 Tot | Lodging | 0% | 0% | 6.189% | 93.81% | 100%
Sites-Based | FCZ11 Tot | Miscellaneous | 0% | 0% | 0.9503% | 99.05% | 100%
Sites-Based | FCZ11 Tot | Office, Large | 0% | 1.199% | 8.623% | 90.18% | 100%
Sites-Based | FCZ11 Tot | Office, Small | 0% | 0% | 0.371% | 99.63% | 100%
Sites-Based | FCZ11 Tot | Refrigerated Warehouse | 0% | 0% | 0% | 100% | 100%
Sites-Based | FCZ11 Tot | Restaurant | 0% | 0% | 0% | 100% | 100%
Sites-Based | FCZ11 Tot | Retail | 0% | 0% | 2.092% | 97.91% | 100%
Sites-Based | FCZ11 Tot | School | 0% | 0% | 0.1286% | 99.87% | 100%
Sites-Based | FCZ11 Tot | Warehouse | 0% | 0% | 3.029% | 96.97% | 100%
Sites-Based | FCZ11 Tot | All Commercial | 0% | 0.01726% | 1.034% | 98.95% | 100%
Sites-Based | FCZ12c Tot | College | 0.2546% | 0.2546% | 1.234% | 98.26% | 100%
Sites-Based | FCZ12c Tot | Food Stores | 0% | 0% | 0.3136% | 99.69% | 100%
Sites-Based | FCZ12c Tot | Health Care | 0% | 1.754% | 4.829% | 93.42% | 100%
Sites-Based | FCZ12c Tot | Lodging | 0.7178% | 0.929% | 9.325% | 89.03% | 100%
Sites-Based | FCZ12c Tot | Miscellaneous | 0.126% | 0% | 1.331% | 98.54% | 100%
Sites-Based | FCZ12c Tot | Office, Large | 0% | 1.471% | 12.73% | 85.8% | 100%
Sites-Based | FCZ12c Tot | Office, Small | 0.114% | 0% | 1.927% | 97.96% | 100%
Sites-Based | FCZ12c Tot | Refrigerated Warehouse | 0% | 0% | 0% | 100% | 100%
Sites-Based | FCZ12c Tot | Restaurant | 0% | 0% | 0% | 100% | 100%
Sites-Based | FCZ12c Tot | Retail | 0% | 0% | 3.302% | 96.7% | 100%
Sites-Based | FCZ12c Tot | School | 0% | 0% | 4.601% | 95.4% | 100%
Sites-Based | FCZ12c Tot | Warehouse | 0% | 0% | 2.202% | 97.8% | 100%
Sites-Based | FCZ12c Tot | All Commercial | 0.07364% | 0.09446% | 2.352% | 97.48% | 100%
Sites-Based | FCZ12i Tot | College | 0% | 1.736% | 0.9643% | 97.3% | 100%
Sites-Based | FCZ12i Tot | Food Stores | 0% | 0% | 0% | 100% | 100%
Sites-Based | FCZ12i Tot | Health Care | 0% | 1.46% | 0% | 98.54% | 100%
Sites-Based | FCZ12i Tot | Lodging | 0% | 0% | 7.793% | 92.21% | 100%
Sites-Based | FCZ12i Tot | Miscellaneous | 0% | 0% | 0.5414% | 99.46% | 100%
Sites-Based | FCZ12i Tot | Office, Large | 0% | 0% | 14.53% | 85.47% | 100%
Sites-Based | FCZ12i Tot | Office, Small | 0% | 0% | 3.136% | 96.86% | 100%
Sites-Based | FCZ12i Tot | Refrigerated Warehouse | 0% | 0% | 0% | 100% | 100%
Sites-Based | FCZ12i Tot | Restaurant | 0% | 0% | 0% | 100% | 100%
Sites-Based | FCZ12i Tot | Retail | 0% | 0% | 1.67% | 98.33% | 100%
Sites-Based | FCZ12i Tot | School | 0% | 0% | 0% | 100% | 100%
Sites-Based | FCZ12i Tot | Warehouse | 0% | 0% | 0% | 100% | 100%
Sites-Based | FCZ12i Tot | All Commercial | 0% | 0.06081% | 1.701% | 98.24% | 100%
Sites-Based | FCZ13 Tot | College | 0% | 0% | 5.187% | 94.81% | 100%
Sites-Based | FCZ13 Tot | Food Stores | 0% | 0% | 0% | 100% | 100%
Sites-Based | FCZ13 Tot | Health Care | 0% | 1.763% | 1.383% | 96.85% | 100%
Sites-Based | FCZ13 Tot | Lodging | 0% | 4.483% | 7.418% | 88.1% | 100%
Sites-Based | FCZ13 Tot | Miscellaneous | 0% | 0% | 0% | 100% | 100%
Sites-Based | FCZ13 Tot | Office, Large | 0% | 7.743% | 14.54% | 77.72% | 100%
Sites-Based | FCZ13 Tot | Office, Small | 0% | 0% | 0.7769% | 99.22% | 100%
Sites-Based | FCZ13 Tot | Refrigerated Warehouse | 0% | 0% | 0% | 100% | 100%
Sites-Based | FCZ13 Tot | Restaurant | 0% | 0% | 0% | 100% | 100%
Sites-Based | FCZ13 Tot | Retail | 0% | 0% | 0.3608% | 99.64% | 100%
Sites-Based | FCZ13 Tot | School | 0% | 0% | 0% | 100% | 100%
Sites-Based | FCZ13 Tot | Warehouse | 0% | 0% | 0% | 100% | 100%
Sites-Based | FCZ13 Tot | All Commercial | 0% | 0.1988% | 0.7351% | 99.07% | 100%
Sites-Based | FCZ16 Tot | College | 0% | 19.82% | 23.94% | 56.24% | 100%
Sites-Based | FCZ16 Tot | Food Stores | 0% | 0% | 1.593% | 98.41% | 100%
Sites-Based | FCZ16 Tot | Health Care | 0.2362% | 0% | 0.7947% | 98.97% | 100%
Sites-Based | FCZ16 Tot | Lodging | 0% | 0% | 18.36% | 81.64% | 100%
Sites-Based | FCZ16 Tot | Miscellaneous | 0.263% | 0% | 0.3645% | 99.37% | 100%
Sites-Based | FCZ16 Tot | Office, Large | 5.363% | 8.647% | 9.25% | 76.74% | 100%
Sites-Based | FCZ16 Tot | Office, Small | 0% | 0% | 0.1989% | 99.8% | 100%
Sites-Based | FCZ16 Tot | Refrigerated Warehouse | 0% | 0% | 4% | 96% | 100%
Sites-Based | FCZ16 Tot | Restaurant | 0% | 0% | 0% | 100% | 100%
Sites-Based | FCZ16 Tot | Retail | 0% | 0% | 0.1914% | 99.81% | 100%
Sites-Based | FCZ16 Tot | School | 0% | 6.485% | 1.104% | 92.41% | 100%
Sites-Based | FCZ16 Tot | Warehouse | 0% | 0% | 3.723% | 96.28% | 100%
Sites-Based | FCZ16 Tot | All Commercial | 0.139% | 0.3366% | 0.7547% | 98.77% | 100%
Sites-Based | FCZ17 Tot | College | 0% | 0% | 0% | 100% | 100%
Sites-Based | FCZ17 Tot | Food Stores | 0% | 0% | 0% | 100% | 100%
Sites-Based | FCZ17 Tot | Health Care | 0.726% | 0% | 0% | 99.27% | 100%
Sites-Based | FCZ17 Tot | Lodging | 0% | 0% | 0% | 100% | 100%
Sites-Based | FCZ17 Tot | Miscellaneous | 0% | 0% | 0.2342% | 99.77% | 100%
Sites-Based | FCZ17 Tot | Office, Large | 0% | 0% | 8.383% | 91.62% | 100%
Sites-Based | FCZ17 Tot | Office, Small | 0% | 0% | 0% | 100% | 100%
Sites-Based | FCZ17 Tot | Refrigerated Warehouse | 0% | 0% | 0% | 100% | 100%
Sites-Based | FCZ17 Tot | Restaurant | 0% | 0% | 0% | 100% | 100%
Sites-Based | FCZ17 Tot | Retail | 0% | 0.453% | 0% | 99.55% | 100%
Sites-Based | FCZ17 Tot | School | 0% | 0% | 0% | 100% | 100%
Sites-Based | FCZ17 Tot | Warehouse | 0% | 0% | 0% | 100% | 100%
Sites-Based | FCZ17 Tot | All Commercial | 0.01662% | 0.1145% | 0.1269% | 99.74% | 100%
Sites-Based | PG&E | College | 0.05638% | 0.9605% | 1.999% | 96.98% | 100%
Sites-Based | PG&E | Food Stores | 0% | 0% | 0.2996% | 99.7% | 100%
Sites-Based | PG&E | Health Care | 0% | 0.4093% | 1.424% | 98.17% | 100%
Sites-Based | PG&E | Lodging | 0% | 0.1215% | 8.877% | 91% | 100%
Sites-Based | PG&E | Miscellaneous | 0% | 0% | 0.8992% | 99.1% | 100%
Sites-Based | PG&E | Office, Large | 0.545% | 2.411% | 23.41% | 73.64% | 100%
Sites-Based | PG&E | Office, Small | 0% | 0% | 0.7314% | 99.27% | 100%
Sites-Based | PG&E | Refrigerated Warehouse | 0% | 0% | 1.012% | 98.99% | 100%
Sites-Based | PG&E | Restaurant | 0% | 0% | 0% | 100% | 100%
Sites-Based | PG&E | Retail | 0% | 0.04365% | 1.862% | 98.09% | 100%
Sites-Based | PG&E | School | 0% | 0.3722% | 1.284% | 98.34% | 100%
Sites-Based | PG&E | Warehouse | 0% | 0% | 2.134% | 97.87% | 100%
Sites-Based | PG&E | All Commercial | 0.009771% | 0.08485% | 1.494% | 98.41% | 100%
Sites-Based | SCE | College | 0.149% | 0.4341% | 1.224% | 98.19% | 100%
Sites-Based | SCE | Food Stores | 0% | 0% | 0.6372% | 99.36% | 100%
Sites-Based | SCE | Health Care | 0% | 0.05361% | 1.915% | 98.03% | 100%
Sites-Based | SCE | Lodging | 0% | 0% | 3.577% | 96.42% | 100%
Sites-Based | SCE | Miscellaneous | 0% | 0.01708% | 1.545% | 98.44% | 100%
Sites-Based | SCE | Office, Large | 0% | 1.494% | 15.45% | 83.05% | 100%
Sites-Based | SCE | Office, Small | 0% | 0% | 0.6937% | 99.31% | 100%
Sites-Based | SCE | Refrigerated Warehouse | 0% | 0% | 0% | 100% | 100%
Sites-Based | SCE | Restaurant | 0% | 0% | 0.06213% | 99.94% | 100%
Sites-Based | SCE | Retail | 0% | 0% | 1.4% | 98.6% | 100%
Sites-Based | SCE | School | 0% | 0% | 0.1968% | 99.8% | 100%
Sites-Based | SCE | Warehouse | 0% | 0% | 2.198% | 97.8% | 100%
Sites-Based | SCE | All Commercial | 0.002542% | 0.03032% | 1.259% | 98.71% | 100%
Sites-Based | SDG&E | College | 0.1625% | 0.7905% | 1.136% | 97.91% | 100%
Sites-Based | SDG&E | Food Stores | 0% | 0% | 0.1953% | 99.8% | 100%
Sites-Based | SDG&E | Health Care | 0% | 1.624% | 2.688% | 95.69% | 100%
Sites-Based | SDG&E | Lodging | 0.4965% | 0.6426% | 8.853% | 90.01% | 100%
Sites-Based | SDG&E | Miscellaneous | 0.07349% | 0% | 1.002% | 98.92% | 100%
Sites-Based | SDG&E | Office, Large | 0% | 1.228% | 13.02% | 85.75% | 100%
Sites-Based | SDG&E | Office, Small | 0.08025% | 0% | 2.285% | 97.63% | 100%
Sites-Based | SDG&E | Refrigerated Warehouse | 0% | 0% | 0% | 100% | 100%
Sites-Based | SDG&E | Restaurant | 0% | 0% | 0% | 100% | 100%
Sites-Based | SDG&E | Retail | 0% | 0% | 2.689% | 97.31% | 100%
Sites-Based | SDG&E | School | 0% | 0% | 2.692% | 97.31% | 100%
Sites-Based | SDG&E | Warehouse | 0% | 0% | 1.436% | 98.56% | 100%
Sites-Based | SDG&E | All Commercial | 0.04847% | 0.08296% | 2.13% | 97.74% | 100%
Sites-Based | LADWP | College | 0% | 1.401% | 1.692% | 96.91% | 100%
Sites-Based | LADWP | Food Stores | 0% | 0% | 1.169% | 98.83% | 100%
Sites-Based | LADWP | Health Care | 0.404% | 0% | 0.5225% | 99.07% | 100%
Sites-Based | LADWP | Lodging | 0% | 0% | 16.75% | 83.25% | 100%
Sites-Based | LADWP | Miscellaneous | 0.1761% | 0% | 0.3214% | 99.5% | 100%
Sites-Based | LADWP | Office, Large | 4.317% | 6.961% | 9.081% | 79.64% | 100%
Sites-Based | LADWP | Office, Small | 0% | 0% | 0.1295% | 99.87% | 100%
Sites-Based | LADWP | Refrigerated Warehouse | 0% | 0% | 2.706% | 97.29% | 100%
Sites-Based | LADWP | Restaurant | 0% | 0% | 0% | 100% | 100%
Sites-Based | LADWP | Retail | 0% | 0.1075% | 0.146% | 99.75% | 100%
Sites-Based | LADWP | School | 0% | 4.86% | 0.8273% | 94.31% | 100%
Sites-Based | LADWP | Warehouse | 0% | 0% | 1.89% | 98.11% | 100%
Sites-Based | LADWP | All Commercial | 0.1027% | 0.2708% | 0.5687% | 99.06% | 100%
Sites-Based | SMUD | College | 0% | 0% | 5.187% | 94.81% | 100%
Sites-Based | SMUD | Food Stores | 0% | 0% | 0% | 100% | 100%
Sites-Based | SMUD | Health Care | 0% | 1.763% | 1.383% | 96.85% | 100%
Sites-Based | SMUD | Lodging | 0% | 4.483% | 7.418% | 88.1% | 100%
Sites-Based | SMUD | Miscellaneous | 0% | 0% | 0% | 100% | 100%
Sites-Based | SMUD | Office, Large | 0% | 7.743% | 14.54% | 77.72% | 100%
Sites-Based | SMUD | Office, Small | 0% | 0% | 0.7769% | 99.22% | 100%
Sites-Based | SMUD | Refrigerated Warehouse | 0% | 0% | 0% | 100% | 100%
Sites-Based | SMUD | Restaurant | 0% | 0% | 0% | 100% | 100%
Sites-Based | SMUD | Retail | 0% | 0% | 0.3608% | 99.64% | 100%
Sites-Based | SMUD | School | 0% | 0% | 0% | 100% | 100%
Sites-Based | SMUD | Warehouse | 0% | 0% | 0% | 100% | 100%
Sites-Based | SMUD | All Commercial | 0% | 0.1988% | 0.7351% | 99.07% | 100%
Sites-Based | FCZ01 | College | 0% | 0.5638% | 2.078% | 97.36% | 100%
Sites-Based | FCZ01 | Food Stores | 0% | 0% | 0.2605% | 99.74% | 100%
Sites-Based | FCZ01 | Health Care | 0% | 0.6044% | 1.832% | 97.56% | 100%
Sites-Based | FCZ01 | Lodging | 0% | 0% | 6.51% | 93.49% | 100%
Sites-Based | FCZ01 | Miscellaneous | 0% | 0% | 1.417% | 98.58% | 100%
Sites-Based | FCZ01 | Office, Large | 0.7454% | 2.722% | 24.91% | 71.62% | 100%
Sites-Based | FCZ01 | Office, Small | 0% | 0% | 1.125% | 98.87% | 100%
Sites-Based | FCZ01 | Refrigerated Warehouse | 0% | 0% | 1.42% | 98.58% | 100%
Sites-Based | FCZ01 | Restaurant | 0% | 0% | 0% | 100% | 100%
Sites-Based | FCZ01 | Retail | 0% | 0% | 1.266% | 98.73% | 100%
Sites-Based | FCZ01 | School | 0% | 0% | 0.8556% | 99.14% | 100%
Sites-Based | FCZ01 | Warehouse | 0% | 0% | 2.338% | 97.66% | 100%
Sites-Based | FCZ01 | All Commercial | 0.021% | 0.1001% | 1.782% | 98.1% | 100%
Sites-Based | FCZ02 | College | 0% | 2.698% | 3.019% | 94.28% | 100%
Sites-Based | FCZ02 | Food Stores | 0% | 0% | 0% | 100% | 100%
Sites-Based | FCZ02 | Health Care | 0% | 0% | 0.9225% | 99.08% | 100%
Sites-Based | FCZ02 | Lodging | 0% | 0.7422% | 13.87% | 85.39% | 100%
Sites-Based | FCZ02 | Miscellaneous | 0% | 0% | 0.8324% | 99.17% | 100%
Sites-Based | FCZ02 | Office, Large | 0% | 3.827% | 27.61% | 68.56% | 100%
Sites-Based | FCZ02 | Office, Small | 0% | 0% | 0.8969% | 99.1% | 100%
Sites-Based | FCZ02 | Refrigerated Warehouse | 0% | 0% | 0% | 100% | 100%
Sites-Based | FCZ02 | Restaurant | 0% | 0% | 0% | 100% | 100%
Sites-Based | FCZ02 | Retail | 0% | 0.2211% | 2.349% | 97.43% | 100%
Sites-Based | FCZ02 | School | 0% | 0% | 4.557% | 95.44% | 100%
Sites-Based | FCZ02 | Warehouse | 0% | 0% | 1.151% | 98.85% | 100%
Sites-Based | FCZ02 | All Commercial | 0% | 0.1177% | 1.628% | 98.25% | 100%
Sites-Based | FCZ03 | College | 0.4656% | 1.897% | 0% | 97.64% | 100%
Sites-Based | FCZ03 | Food Stores | 0% | 0% | 3.987% | 96.01% | 100%
Sites-Based | FCZ03 | Health Care | 0% | 0% | 0% | 100% | 100%
Sites-Based | FCZ03 | Lodging | 0% | 0% | 18.38% | 81.62% | 100%
Sites-Based | FCZ03 | Miscellaneous | 0% | 0% | 0.1893% | 99.81% | 100%
Sites-Based | FCZ03 | Office, Large | 0% | 0% | 0% | 100% | 100%
Sites-Based | FCZ03 | Office, Small | 0% | 0% | 0.6196% | 99.38% | 100%
Sites-Based | FCZ03 | Refrigerated Warehouse | 0% | 0% | 0% | 100% | 100%
Sites-Based | FCZ03 | Restaurant | 0% | 0% | 0% | 100% | 100%
Sites-Based | FCZ03 | Retail | 0% | 0.6854% | 1.524% | 97.79% | 100%
Sites-Based | FCZ03 | School | 0% | 0% | 0% | 100% | 100%
Sites-Based | FCZ03 | Warehouse | 0% | 0% | 0% | 100% | 100%
Sites-Based | FCZ03 | All Commercial | 0.01289% | 0.1597% | 1.124% | 98.7% | 100%
Sites-Based | FCZ04 | College | 0% | 1.355% | 1.528% | 97.12% | 100%
Sites-Based | FCZ04 | Food Stores | 0% | 0% | 0% | 100% | 100%
Sites-Based | FCZ04 | Health Care | 0% | 0.4266% | 0.3883% | 99.19% | 100%
Sites-Based | FCZ04 | Lodging | 0% | 0% | 7.792% | 92.21% | 100%
Sites-Based | FCZ04 | Miscellaneous | 0% | 0% | 0.9988% | 99% | 100%
Sites-Based | FCZ04 | Office, Large | 0% | 0% | 13.7% | 86.3% | 100%
Sites-Based | FCZ04 | Office, Small | 0% | 0% | 0.6419% | 99.36% | 100%
Sites-Based | FCZ04 | Refrigerated Warehouse | 0% | 0% | 0% | 100% | 100%
Sites-Based | FCZ04 | Restaurant | 0% | 0% | 0% | 100% | 100%
Sites-Based | FCZ04 | Retail | 0% | 0% | 3.483% | 96.52% | 100%
Sites-Based | FCZ04 | School | 0% | 2.018% | 0% | 97.98% | 100%
Sites-Based | FCZ04 | Warehouse | 0% | 0% | 2.204% | 97.8% | 100%
Sites-Based | FCZ04 | All Commercial | 0% | 0.09109% | 1.473% | 98.44% | 100%
Sites-Based | FCZ05 | College | 0% | 0% | 6.854% | 93.15% | 100%
Sites-Based | FCZ05 | Food Stores | 0% | 0% | 0.1669% | 99.83% | 100%
Sites-Based | FCZ05 | Health Care | 0% | 0.5979% | 1.153% | 98.25% | 100%
Sites-Based | FCZ05 | Lodging | 0% | 0% | 2.484% | 97.52% | 100%
Sites-Based | FCZ05 | Miscellaneous | 0% | 0% | 0.3527% | 99.65% | 100%
Sites-Based | FCZ05 | Office, Large | 0% | 3.201% | 13.9% | 82.9% | 100%
Sites-Based | FCZ05 | Office, Small | 0% | 0% | 0.1022% | 99.9% | 100%
Sites-Based | FCZ05 | Refrigerated Warehouse | 0% | 0% | 2.327% | 97.67% | 100%
Sites-Based | FCZ05 | Restaurant | 0% | 0% | 0% | 100% | 100%
Sites-Based | FCZ05 | Retail | 0% | 0% | 0.6413% | 99.36% | 100%
Sites-Based | FCZ05 | School | 0% | 0% | 2.667% | 97.33% | 100%
Sites-Based | FCZ05 | Warehouse | 0% | 0% | 0% | 100% | 100%
Sites-Based | FCZ05 | All Commercial | 0% | 0.03824% | 0.5367% | 99.43% | 100%
Sites-Based | FCZ06 | College | 0.191% | 1.114% | 0% | 98.69% | 100%
Sites-Based | FCZ06 | Food Stores | 0% | 0% | 0% | 100% | 100%
Sites-Based | FCZ06 | Health Care | 0% | 0% | 3.677% | 96.32% | 100%
Sites-Based | FCZ06 | Lodging | 0% | 0% | 9.954% | 90.05% | 100%
Sites-Based | FCZ06 | Miscellaneous | 0% | 0% | 0.3861% | 99.61% | 100%
Sites-Based | FCZ06 | Office, Large | 0% | 0% | 35.72% | 64.28% | 100%
Sites-Based | FCZ06 | Office, Small | 0% | 0% | 0.291% | 99.71% | 100%
Sites-Based | FCZ06 | Refrigerated Warehouse | 0% | 0% | 0% | 100% | 100%
Sites-Based | FCZ06 | Restaurant | 0% | 0% | 0% | 100% | 100%
Sites-Based | FCZ06 | Retail | 0% | 0% | 4.131% | 95.87% | 100%
Sites-Based | FCZ06 | School | 0% | 0% | 0% | 100% | 100%
Sites-Based | FCZ06 | Warehouse | 0% | 0% | 6.518% | 93.48% | 100%
Sites-Based | FCZ06 | All Commercial | 0.004338% | 0.0253% | 1.769% | 98.2% | 100%
Sites-Based | FCZ07 | College | 0.2146% | 0.552% | 1.199% | 98.03% | 100%
Sites-Based | FCZ07 | Food Stores | 0% | 0% | 0.5433% | 99.46% | 100%
Sites-Based | FCZ07 | Health Care | 0% | 0% | 2.712% | 97.29% | 100%
Sites-Based | FCZ07 | Lodging | 0% | 0% | 2.699% | 97.3% | 100%
Sites-Based | FCZ07 | Miscellaneous | 0% | 0% | 1.453% | 98.55% | 100%
Sites-Based | FCZ07 | Office, Large | 0% | 0.4212% | 15.1% | 84.48% | 100%
Sites-Based | FCZ07 | Office, Small | 0% | 0% | 0.8129% | 99.19% | 100%
Sites-Based | FCZ07 | Refrigerated Warehouse | 0% | 0% | 0% | 100% | 100%
Sites-Based | FCZ07 | Restaurant | 0% | 0% | 0.09708% | 99.9% | 100%
Sites-Based | FCZ07 | Retail | 0% | 0% | 1.345% | 98.65% | 100%
Sites-Based | FCZ07 | School | 0% | 0% | 0% | 100% | 100%
Sites-Based | FCZ07 | Warehouse | 0% | 0% | 2.383% | 97.62% | 100%
Sites-Based | FCZ07 | All Commercial | 0.004062% | 0.01642% | 1.277% | 98.7% | 100%
Sites-Based | FCZ08 | College | 0% | 0.4279% | 6.277% | 93.29% | 100%
Sites-Based | FCZ08 | Food Stores | 0% | 0% | 0% | 100% | 100%
Sites-Based | FCZ08 | Health Care | 0% | 0% | 0% | 100% | 100%
Sites-Based | FCZ08 | Lodging | 0% | 0% | 1.651% | 98.35% | 100%
Sites-Based | FCZ08 | Miscellaneous | 0% | 0.05695% | 2.005% | 97.94% | 100%
Sites-Based | FCZ08 | Office, Large | 0% | 10.84% | 33.96% | 55.2% | 100%
Sites-Based | FCZ08 | Office, Small | 0% | 0% | 0.9329% | 99.07% | 100%
Sites-Based | FCZ08 | Refrigerated Warehouse | 0% | 0% | 0% | 100% | 100%
Sites-Based | FCZ08 | Restaurant | 0% | 0% | 0% | 100% | 100%
Sites-Based | FCZ08 | Retail | 0% | 0% | 2.081% | 97.92% | 100%
Sites-Based | FCZ08 | School | 0% | 0% | 0% | 100% | 100%
Sites-Based | FCZ08 | Warehouse | 0% | 0% | 1.301% | 98.7% | 100%
Sites-Based | FCZ08 | All Commercial | 0% | 0.2094% | 1.798% | 97.99% | 100%
Sites-Based | FCZ09 | College | 0% | 0% | 0% | 100% | 100%
Sites-Based | FCZ09 | Food Stores | 0% | 0% | 0% | 100% | 100%
Sites-Based | FCZ09 | Health Care | 0% | 0% | 1.057% | 98.94% | 100%
Sites-Based | FCZ09 | Lodging | 0% | 0% | 6.308% | 93.69% | 100%
Sites-Based | FCZ09 | Miscellaneous | 0% | 0.2491% | 0% | 99.75% | 100%
Sites-Based | FCZ09 | Office, Large | 0% | 0% | 0% | 100% | 100%
Sites-Based | FCZ09 | Office, Small | 0% | 0% | 0% | 100% | 100%
Sites-Based | FCZ09 | Refrigerated Warehouse | 0% | 0% | 0% | 100% | 100%
Sites-Based | FCZ09 | Restaurant | 0% | 0% | 0% | 100% | 100%
Sites-Based | FCZ09 | Retail | 0% | 0% | 1.484% | 98.52% | 100%
Sites-Based | FCZ09 | School | 0% | 0% | 1.993% | 98.01% | 100%
Sites-Based | FCZ09 | Warehouse | 0% | 0% | 0% | 100% | 100%
Sites-Based | FCZ09 | All Commercial | 0% | 0.04954% | 0.565% | 99.39% | 100%
Sites-Based | FCZ10 | College | 0% | 0.2137% | 0.2137% | 99.57% | 100%
Sites-Based | FCZ10 | Food Stores | 0% | 0% | 2.101% | 97.9% | 100%
Sites-Based | FCZ10 | Health Care | 0% | 0% | 2.481% | 97.52% | 100%
Sites-Based | FCZ10 | Lodging | 0% | 0% | 4.532% | 95.47% | 100%
Sites-Based | FCZ10 | Miscellaneous | 0% | 0% | 2.578% | 97.42% | 100%
Sites-Based | FCZ10 | Office, Large | 0% | 0% | 6.485% | 93.51% | 100%
Sites-Based | FCZ10 | Office, Small | 0% | 0% | 0.525% | 99.47% | 100%
Sites-Based | FCZ10 | Refrigerated Warehouse | 0% | 0% | 0% | 100% | 100%
Sites-Based | FCZ10 | Restaurant | 0% | 0% | 0% | 100% | 100%
Sites-Based | FCZ10 | Retail | 0% | 0% | 0.862% | 99.14% | 100%
Sites-Based | FCZ10 | School | 0% | 0% | 0% | 100% | 100%
Sites-Based | FCZ10 | Warehouse | 0% | 0% | 1.872% | 98.13% | 100%
Sites-Based | FCZ10 | All Commercial | 0% | 0.002953% | 1.247% | 98.75% | 100%
Sites-Based | FCZ11 | College | 0% | 0% | 0% | 100% | 100%
Sites-Based | FCZ11 | Food Stores | 0% | 0% | 0% | 100% | 100%
Sites-Based | FCZ11 | Health Care | 0% | 0.4396% | 1.067% | 98.49% | 100%
Sites-Based | FCZ11 | Lodging | 0% | 0% | 6.189% | 93.81% | 100%
Sites-Based | FCZ11 | Miscellaneous | 0% | 0% | 0.9503% | 99.05% | 100%
Sites-Based | FCZ11 | Office, Large | 0% | 1.199% | 8.623% | 90.18% | 100%
Sites-Based | FCZ11 | Office, Small | 0% | 0% | 0.371% | 99.63% | 100%
Sites-Based | FCZ11 | Refrigerated Warehouse | 0% | 0% | 0% | 100% | 100%
Sites-Based | FCZ11 | Restaurant | 0% | 0% | 0% | 100% | 100%
Sites-Based | FCZ11 | Retail | 0% | 0% | 2.092% | 97.91% | 100%
Sites-Based | FCZ11 | School | 0% | 0% | 0.1286% | 99.87% | 100%
Sites-Based | FCZ11 | Warehouse | 0% | 0% | 3.029% | 96.97% | 100%
Sites-Based | FCZ11 | All Commercial | 0% | 0.01752% | 1.069% | 98.91% | 100%
Sites-Based | FCZ12c | College | 0.2546% | 0.2546% | 1.234% | 98.26% | 100%
Sites-Based | FCZ12c | Food Stores | 0% | 0% | 0.3136% | 99.69% | 100%
Sites-Based | FCZ12c | Health Care | 0% | 1.754% | 4.829% | 93.42% | 100%
Sites-Based | FCZ12c | Lodging | 0.7178% | 0.929% | 9.325% | 89.03% | 100%
Sites-Based | FCZ12c | Miscellaneous | 0.126% | 0% | 1.331% | 98.54% | 100%
Sites-Based | FCZ12c | Office, Large | 0% | 1.471% | 12.73% | 85.8% | 100%
Sites-Based | FCZ12c | Office, Small | 0.114% | 0% | 1.927% | 97.96% | 100%
Sites-Based | FCZ12c | Refrigerated Warehouse | 0% | 0% | 0% | 100% | 100%
Sites-Based | FCZ12c | Restaurant | 0% | 0% | 0% | 100% | 100%
Sites-Based | FCZ12c | Retail | 0% | 0% | 3.302% | 96.7% | 100%
Sites-Based | FCZ12c | School | 0% | 0% | 4.601% | 95.4% | 100%
Sites-Based | FCZ12c | Warehouse | 0% | 0% | 2.202% | 97.8% | 100%
Sites-Based | FCZ12c | All Commercial | 0.07364% | 0.09446% | 2.352% | 97.48% | 100%
Sites-Based | FCZ12i | College | 0% | 1.736% | 0.9643% | 97.3% | 100%
Sites-Based | FCZ12i | Food Stores | 0% | 0% | 0% | 100% | 100%
Sites-Based | FCZ12i | Health Care | 0% | 1.46% | 0% | 98.54% | 100%
Sites-Based | FCZ12i | Lodging | 0% | 0% | 7.793% | 92.21% | 100%
Sites-Based | FCZ12i | Miscellaneous | 0% | 0% | 0.5414% | 99.46% | 100%
Sites-Based | FCZ12i | Office, Large | 0% | 0% | 14.53% | 85.47% | 100%
Sites-Based | FCZ12i | Office, Small | 0% | 0% | 3.136% | 96.86% | 100%
Sites-Based | FCZ12i | Refrigerated Warehouse | 0% | 0% | 0% | 100% | 100%
Sites-Based | FCZ12i | Restaurant | 0% | 0% | 0% | 100% | 100%
Sites-Based | FCZ12i | Retail | 0% | 0% | 1.67% | 98.33% | 100%
Sites-Based | FCZ12i | School | 0% | 0% | 0% | 100% | 100%
Sites-Based | FCZ12i | Warehouse | 0% | 0% | 0% | 100% | 100%
Sites-Based | FCZ12i | All Commercial | 0% | 0.06081% | 1.701% | 98.24% | 100%
Sites-Based | FCZ13 | College | 0% | 0% | 5.187% | 94.81% | 100%
Sites-Based | FCZ13 | Food Stores | 0% | 0% | 0% | 100% | 100%
Sites-Based | FCZ13 | Health Care | 0% | 1.763% | 1.383% | 96.85% | 100%
Sites-Based | FCZ13 | Lodging | 0% | 4.483% | 7.418% | 88.1% | 100%
Sites-Based | FCZ13 | Miscellaneous | 0% | 0% | 0% | 100% | 100%
Sites-Based | FCZ13 | Office, Large | 0% | 7.743% | 14.54% | 77.72% | 100%
Sites-Based | FCZ13 | Office, Small | 0% | 0% | 0.7769% | 99.22% | 100%
Sites-Based | FCZ13 | Refrigerated Warehouse | 0% | 0% | 0% | 100% | 100%
Sites-Based | FCZ13 | Restaurant | 0% | 0% | 0% | 100% | 100%
Sites-Based | FCZ13 | Retail | 0% | 0% | 0.3608% | 99.64% | 100%
Sites-Based | FCZ13 | School | 0% | 0% | 0% | 100% | 100%
Sites-Based | FCZ13 | Warehouse | 0% | 0% | 0% | 100% | 100%
Sites-Based | FCZ13 | All Commercial | 0% | 0.1988% | 0.7351% | 99.07% | 100%
Sites-Based | FCZ16 | College | 0% | 19.82% | 23.94% | 56.24% | 100%
Sites-Based | FCZ16 | Food Stores | 0% | 0% | 1.593% | 98.41% | 100%
Sites-Based | FCZ16 | Health Care | 0.2362% | 0% | 0.7947% | 98.97% | 100%
Sites-Based | FCZ16 | Lodging | 0% | 0% | 18.36% | 81.64% | 100%
Sites-Based | FCZ16 | Miscellaneous | 0.263% | 0% | 0.3645% | 99.37% | 100%
Sites-Based | FCZ16 | Office, Large | 5.363% | 8.647% | 9.25% | 76.74% | 100%
Sites-Based | FCZ16 | Office, Small | 0% | 0% | 0.1989% | 99.8% | 100%
Sites-Based | FCZ16 | Refrigerated Warehouse | 0% | 0% | 4% | 96% | 100%
Sites-Based | FCZ16 | Restaurant | 0% | 0% | 0% | 100% | 100%
Sites-Based | FCZ16 | Retail | 0% | 0% | 0.1914% | 99.81% | 100%
Sites-Based | FCZ16 | School | 0% | 6.485% | 1.104% | 92.41% | 100%
Sites-Based | FCZ16 | Warehouse | 0% | 0% | 3.723% | 96.28% | 100%
Sites-Based | FCZ16 | All Commercial | 0.139% | 0.3366% | 0.7547% | 98.77% | 100%
Sites-Based | FCZ17 | College | 0% | 0% | 0% | 100% | 100%
Sites-Based | FCZ17 | Food Stores | 0% | 0% | 0% | 100% | 100%
Sites-Based | FCZ17 | Health Care | 0.726% | 0% | 0% | 99.27% | 100%
Sites-Based | FCZ17 | Lodging | 0% | 0% | 0% | 100% | 100%
Sites-Based | FCZ17 | Miscellaneous | 0% | 0% | 0.2342% | 99.77% | 100%
Sites-Based | FCZ17 | Office, Large | 0% | 0% | 8.383% | 91.62% | 100%
Sites-Based | FCZ17 | Office, Small | 0% | 0% | 0% | 100% | 100%
Sites-Based | FCZ17 | Refrigerated Warehouse | 0% | 0% | 0% | 100% | 100%
Sites-Based | FCZ17 | Restaurant | 0% | 0% | 0% | 100% | 100%
Sites-Based | FCZ17 | Retail | 0% | 0.453% | 0% | 99.55% | 100%
Sites-Based | FCZ17 | School | 0% | 0% | 0% | 100% | 100%
Sites-Based | FCZ17 | Warehouse | 0% | 0% | 0% | 100% | 100%
Sites-Based | FCZ17 | All Commercial | 0.01662% | 0.1145% | 0.1269% | 99.74% | 100%